## Measure Tables
[16 empty] | TRC Test Analysis | [10 empty] | VEIC Recommended NEBs | [18 empty] | Other NEB Resources (for illustrative purposes, not included in calculations) | [10 empty] | Program and Portfolio Analysis
Measure Identifier | Measure Name | Technology Type | Target Market | Measure Life | Annual Energy Savings per Unit (kWh) | Peak Demand Savings per Unit (Watts) | On-Time Incremental Measure Cost ($) | Incentive as a Percent of Incremental Measure Cost (%) | Program Administrative Cost ($) | DSM Administrator Cost (Incentive + Administrative) ($) | DSM Customer Cost (Incremental Measure Cost - Incentive) ($) | Total DSM Cost ($) | Present Value Avoided Cost ($) | Net-To-Gross Ratio | Total Resource Benefit-Cost Ratio (TRC) | TRC Calculation | PV One-Time NEB | PV Annual NEB | TRC With NEBs | TRC % Change | Unit Cost / kWh (S) | Unit Cost / Watt (S) | VEIC Recommendation US$ | Reference | VEIC Recommendation CAD$ | Annual Water Savings from MA TRM (cubic meters/unit) | VEIC Recommended One-Time NEB | VEIC Recommended Annual NEBs | C&I Admin | C&I Material Handling | C&I Material Movement | C&I Other Costs | C&I Other Labor | C&I O&M | C&I Product Spoilage | C&I Rent Revenue | C&I Sales Revenue | C&I Waste Disposal | C&I Total (check) | Source | VEIC Rationale | MA TRM Total (USD) | Treatment | 2011 MA PA Residential Study | Other MA Studies 2012 C&I and Three3 Health Impacts | RI TRM NEI Value (based on MA) (USD) | RI Notes | MD Recommended NEI Value (Air Emissions)-SOCIETAL (USD) | MD Recommended Comfort (based on MA) (USD) | MD Recommended O&M |  |  | Peak Demand Savings (kW) | First Year Energy Savings (MWh) | Cumulative Peak Demand Savings (kW) | Cumulative Energy Savings (MWh) | Total Benefits ($) | Total NEB ($) | Total Benefits Including NEBs | TRC Costs ($) | Quanitiy of Installed Measures | Total Net Resource Benefits ($) | Existing TRC (Ratio) | TRC with NEB (Ratio) | PAC Costs ($) | PAC (Ratio) | Peak Demand Savings (kW) | First Year Energy Savings (MWh) | Cumulative Peak Demand Savings (kW) | Cumulative Energy Savings (MWh) | Total Benefits ($) | Total NEB ($) | Total Benefits Including NEBs | TRC Costs ($) | Quantity of Installed Measures | Total Net Resource Benefits ($) | Existing TRC (Ratio) | TRC with NEB (Ratio) | PAC Costs ($) | PAC (Ratio) | Peak Demand Savings (kW) | First Year Energy Savings (MWh) | Cumulative Peak Demand Savings (kW) | Cumulative Energy Savings (MWh) | Total Benefits ($) | Total NEB ($) | Total Benefits includingNEBs | TRC Costs ($) | Quantity of Installed Measures | Total Net Resource Benefits ($) | Existing TRC (Ratio) | TRC with NEB (Ratio) | PAC Costs ($) | PAC (Ratio)
[17 empty] | 6.81% | [7 empty] | 1.26 | this amount is the number of cubic meters per unit for water savings and the same number of cubic meters per unit for wastewater savings |  | 2.729 | refer to 2012 C&I Study Table 4-7 and Table 4-17 for percentage of NEIs from each category | [14 empty] | These Studies Inform regulator-approved values in Column "T" | [8 empty] | Plan Year 2016 | [13 empty] | Plan Year 2017 | [13 empty] | Plan Year 2018
| BNI - Efficient Product Rebates | [26 empty] | Water and Sewer savings for Nova Scotia in cell above
BNI - Efficient Product Rebates; Under Counter Commercial Dishwasher (Low Temp); COM-Other; Retail | Under Counter Commercial Dishwasher (Low Temp) | COM-Other | Retail | 20 | 12739.1526 | 1454.2425 | 400 | 50% | 407.6529 | 607.6529 | 200 | 807.6529 | 14595.5478 | 0.82 | 16.269 | 16.269 | 0 | 1408.1007 | 17.8386 | 9.647% | 0.0477 | 0.41785 | Water Savings | page 277 | Water Savings | 47.9877 | 0 | 130.9584 | 1.3096 | 0 | 0 | 0 | 0 | 129.6488 | N/A | 0 | 0 | 0 | 130.9584 | MA TRM p.279 | converted MA savings to cubic meters and multiplied by water and sewer savings | Water Savings | Adjusted-water savings |  |  |  | All electric measures with kWh savings and all gas measures with MMBTU savings. Rate Discounts Financial savings to utility as a result of a smaller portion of energy being sold at the low income rate Elec: (kwh savings per measure)*(A16-A60) Gas: (therms savings per measure)*(R12- R13) per measure Annual from B-2 | $0.0022/kWh |  |  |  | Under Counter Commercial Dishwasher (Low Temp) | 14.6962 | 128.7386 | 14.6962 | 128.7386 | 147498.9047 | 14229.9091 | 161728.8137 | 9066.2457 | 12.3241 | 138432.659 | 16.269 | 17.8386 | 7488.7633 | 19.696 | 11.3156 | 99.1248 | 26.0118 | 227.8634 | 119850.4198 | 10956.5893 | 130807.009 | 6980.7284 | 9.4892 | 112869.6914 | 17.1688 | 18.7383 | 5766.1158 | 20.7853 | 11.3089 | 99.066 | 37.3207 | 326.9294 | 126797.7318 | 10950.0938 | 137747.8255 | 6976.5899 | 9.4835 | 119821.1418 | 18.1747 | 19.7443 | 5762.6974 | 22.0032
BNI - Efficient Product Rebates; Single-Tank Door Type Dishwasher (Low Temp); COM-Other; Retail | Single-Tank Door Type Dishwasher (Low Temp) | COM-Other | Retail | 20 | 15826.5614 | 1806.6868 | 1500 | 66.67% | 506.45 | 1506.45 | 500 | 2006.45 | 18132.8649 | 0.82 | 8.5628 | 8.5628 | 0 | 8955.8851 | 12.7921 | 49.39% | 0.095185 | 0.83382 | Water Savings | page 277 | Water Savings | 305.214 | 0 | 832.9291 | 8.3293 | 0 | 0 | 0 | 0 | 824.5998 | N/A | 0 | 0 | 0 | 832.9291 | MA TRM p.279 | converted MA savings to cubic meters and multiplied by water and sewer savings | Water Savings | Adjusted-water savings |  |  |  |  | $0.0022/kWh |  |  |  | Single-Tank Door Type Dishwasher (Low Temp) | 12.6745 | 111.0281 | 12.6745 | 111.0281 | 127207.5369 | 62828.245 | 190035.7819 | 14855.7587 | 8.5552 | 112351.7781 | 8.5628 | 12.7921 | 12888.0519 | 9.8702 | 10.1489 | 88.9047 | 22.8234 | 199.9328 | 107493.449 | 50309.1031 | 157802.5522 | 11895.6036 | 6.8505 | 95597.8454 | 9.0364 | 13.2656 | 10319.9816 | 10.4161 | 10.4488 | 91.5315 | 33.2722 | 291.4643 | 117154.0916 | 51795.5644 | 168949.6559 | 12247.0779 | 7.0529 | 104907.0137 | 9.5659 | 13.7951 | 10624.9016 | 11.0264
BNI - Efficient Product Rebates; Single-Tank Conveyor Dishwasher (Low Temp); COM-Other; Retail | Single-Tank Conveyor Dishwasher (Low Temp) | COM-Other | Retail | 20 | 21524.1866 | 2457.1013 | 1500 | 53.33% | 688.774 | 1488.774 | 700 | 2188.774 | 24660.7686 | 0.82 | 10.5389 | 10.5389 | 0 | 7231.4421 | 13.6293 | 29.32% | 0.069167 | 0.60591 | Water Savings | page 277 | Water Savings | 246.4455 | 0 | 672.5498 | 6.7255 | 0 | 0 | 0 | 0 | 665.8243 | N/A | 0 | 0 | 0 | 672.5498 | MA TRM p.279 | converted MA savings to cubic meters and multiplied by water and sewer savings | Water Savings | Adjusted-water savings |  |  |  |  | $0.0022/kWh |  |  |  | Single-Tank Conveyor Dishwasher (Low Temp) | 12.9802 | 113.7064 | 12.9802 | 113.7064 | 130276.0707 | 38201.7232 | 168477.7939 | 12361.4099 | 6.4423 | 117914.6608 | 10.5389 | 13.6293 | 9591.2002 | 13.5829 | 10.4996 | 91.9763 | 23.4798 | 205.6827 | 111207.3459 | 30901.1235 | 142108.4694 | 9999.0635 | 5.2112 | 101208.2824 | 11.1218 | 14.2122 | 7758.259 | 14.3341 | 10.8402 | 94.9599 | 34.32 | 300.6426 | 121542.1697 | 31903.4986 | 153445.6683 | 10323.4145 | 5.3802 | 111218.7552 | 11.7734 | 14.8638 | 8009.9225 | 15.174
BNI - Efficient Product Rebates; Multi-Tank Conveyor Commercial Dish Washer (Low Temp); COM-Other; Retail | Multi-Tank Conveyor Commercial Dish Washer (Low Temp) | COM-Other | Retail | 20 | 19543.0181 | 2230.9403 | 5000 | 22% | 625.3766 | 1725.3766 | 3900 | 5625.3766 | 22390.8972 | 0.82 | 3.8855 | 3.8855 | 0 | 10429.9645 | 5.6954 | 46.58% | 0.088286 | 0.77339 | Water Savings | Ingrid Malmgren: Ingrid Malmgren: page 277 | Water Savings | 355.4502 | 0 | 970.0237 | 9.7002 | 0 | 0 | 0 | 0 | 960.3235 | N/A | 0 | 0 | 0 | 970.0237 | MA TRM p.279 | converted MA savings to cubic meters and multiplied by water and sewer savings | Water Savings | Adjusted-water savings |  |  |  |  | $0.0022/kWh |  |  |  | Multi-Tank Conveyor Commercial Dish Washer (Low Temp) | 12.8101 | 112.216 | 12.8101 | 112.216 | 128568.5394 | 59888.8599 | 188457.3993 | 33089.1634 | 7.0024 | 95479.376 | 3.8855 | 5.6954 | 12081.845 | 10.6415 | 10.8384 | 94.9446 | 23.6485 | 207.1606 | 114796.2346 | 50671.2328 | 165467.4674 | 27996.337 | 5.9247 | 86799.8977 | 4.1004 | 5.9103 | 10222.3015 | 11.23 | 11.8608 | 103.9008 | 35.5093 | 311.0614 | 132985.9203 | 55451.0816 | 188437.0019 | 30637.2488 | 6.4836 | 102348.6715 | 4.3407 | 6.1506 | 11186.5775 | 11.888
BNI - Efficient Product Rebates; Under Counter Dishwasher with Booster (High Temp); COM-Other; Retail | Under Counter Dishwasher with Booster (High Temp) | COM-Other | Retail | 10 | 8360.0689 | 954.3467 | 400 | 62.5% | 267.5222 | 517.5222 | 150 | 667.5222 | 5314.7779 | 0.82 | 7.3181 | 7.3181 | 0 | 395.1954 | 7.8623 | 7.436% | 0.061904 | 0.54228 | Water Savings | Ingrid Malmgren: Ingrid Malmgren: page 280 | Water Savings | 20.4374 | 0 | 55.7738 | 0.55774 | 0 | 0 | 0 | 0 | 55.216 | N/A | 0 | 0 | 0 | 55.7738 | MA TRM p.279 | converted MA savings to cubic meters and multiplied by water and sewer savings | Water Savings | Adjusted-water savings |  |  |  |  | $0.0022/kWh |  |  |  | Under Counter Dishwasher with Booster (High Temp) | 9.7636 | 85.5294 | 9.7636 | 85.5294 | 54373.9115 | 4043.127 | 58417.0385 | 7430.0129 | 12.4765 | 46943.8987 | 7.3181 | 7.8623 | 6456.8485 | 8.4211 | 7.5659 | 66.2774 | 17.3296 | 151.8068 | 44877.0799 | 3133.0522 | 48010.1321 | 5757.5777 | 9.6681 | 39119.5022 | 7.7944 | 8.3386 | 5003.4647 | 8.9692 | 7.6307 | 66.8447 | 24.9602 | 218.6515 | 48435.744 | 3159.8709 | 51595.615 | 5806.8623 | 9.7509 | 42628.8818 | 8.3411 | 8.8853 | 5046.294 | 9.5983
BNI - Efficient Product Rebates; Single Tank Door Dishwasher with Booster (High Temp); COM-Other; Retail | Single Tank Door Dishwasher with Booster (High Temp) | COM-Other | Retail | 15 | 15826.5614 | 1806.6868 | 1500 | 53.33% | 506.45 | 1306.45 | 700 | 2006.45 | 14383.8444 | 0.82 | 6.7925 | 6.7925 | 0 | 3338.3102 | 8.3689 | 23.21% | 0.082548 | 0.72312 | Water Savings | Ingrid Malmgren: Ingrid Malmgren: page 280 | Water Savings | 132.7014 | 0 | 362.1422 | 3.6214 | 0 | 0 | 0 | 0 | 358.5208 | N/A | 0 | 0 | 0 | 362.1422 | MA TRM p.280 | converted MA savings to cubic meters and multiplied by water and sewer savings | Water Savings | Adjusted-water savings |  |  |  |  | $0.0022/kWh |  |  |  | Single Tank Door Dishwasher with Booster (High Temp) | 12.7681 | 111.8481 | 12.7681 | 111.8481 | 101652.2759 | 23592.2204 | 125244.4963 | 14965.4766 | 8.6184 | 86686.7993 | 6.7925 | 8.3689 | 11259.5507 | 9.0281 | 10.2649 | 89.9204 | 23.033 | 201.7686 | 86368.4214 | 18966.9944 | 105335.4157 | 12031.5131 | 6.9288 | 74336.9082 | 7.1785 | 8.755 | 9052.1295 | 9.5412 | 10.6238 | 93.0648 | 33.6568 | 294.8333 | 94897.3671 | 19630.2294 | 114527.5965 | 12452.2293 | 7.1711 | 82445.1377 | 7.6209 | 9.1974 | 9368.663 | 10.1292
BNI - Efficient Product Rebates; Single Tank Conveyor Dishwasher with Booster (High Temp); COM-Other; Retail | Single Tank Conveyor Dishwasher with Booster (High Temp) | COM-Other | Retail | 20 | 21524.1866 | 2457.1013 | 1500 | 46.67% | 688.774 | 1388.774 | 800 | 2188.774 | 24660.7686 | 0.82 | 10.5389 | 10.5389 | 0 | 2364.1253 | 11.5493 | 9.587% | 0.064522 | 0.56521 | Water Savings | Ingrid Malmgren: Ingrid Malmgren: page 280 | Water Savings | 80.5687 | 0 | 219.872 | 2.1987 | 0 | 0 | 0 | 0 | 217.6733 | N/A | 0 | 0 | 0 | 219.872 | MA TRM p.280 | converted MA savings to cubic meters and multiplied by water and sewer savings | Water Savings | Adjusted-water savings |  |  |  |  | $0.0022/kWh |  |  |  | Single Tank Conveyor Dishwasher with Booster (High Temp) | 12.999 | 113.8713 | 12.999 | 113.8713 | 130465.0845 | 12507.1449 | 142972.2293 | 12379.3447 | 6.4517 | 118085.7397 | 10.5389 | 11.5493 | 8959.9463 | 14.5609 | 10.5233 | 92.1842 | 23.5223 | 206.0555 | 111458.6163 | 10125.1163 | 121583.7325 | 10021.6561 | 5.2229 | 101436.9601 | 11.1218 | 12.1321 | 7253.4938 | 15.3662 | 10.8755 | 95.2693 | 34.3978 | 301.3248 | 121938.2382 | 10463.978 | 132402.2162 | 10357.0553 | 5.3977 | 111581.1829 | 11.7734 | 12.7838 | 7496.2497 | 16.2666
BNI - Efficient Product Rebates; Multi Tank Conveyor Dishwasher with Booster (High Temp); COM-Other; Retail | Multi Tank Conveyor Dishwasher with Booster (High Temp) | COM-Other | Retail | 20 | 38217.4577 | 4362.7276 | 5000 | 30% | 1222.9586 | 2722.9586 | 3500 | 6222.9586 | 43786.6434 | 0.82 | 6.7453 | 6.7453 | 0 | 8969.7695 | 8.1271 | 20.49% | 0.071249 | 0.62414 | Water Savings | Ingrid Malmgren: Ingrid Malmgren: page 280 | Water Savings | 305.6872 | 0 | 834.2204 | 8.3422 | 0 | 0 | 0 | 0 | 825.8782 | N/A | 0 | 0 | 0 | 834.2204 | MA TRM p.280 | converted MA savings to cubic meters and multiplied by water and sewer savings | Water Savings | Adjusted-water savings |  |  |  |  | $0.0022/kWh |  |  |  | Multi Tank Conveyor Dishwasher with Booster (High Temp) | 23.8077 | 208.5553 | 23.8077 | 208.5553 | 238946.7661 | 48948.6575 | 287895.4236 | 35424.0933 | 6.655 | 203522.6728 | 6.7453 | 8.1271 | 18121.1893 | 13.186 | 19.6164 | 171.8399 | 43.4242 | 380.3952 | 207769.3086 | 40331.4202 | 248100.7287 | 29187.8075 | 5.4834 | 178581.5011 | 7.1184 | 8.5001 | 14931.0182 | 13.9153 | 20.7343 | 181.6319 | 64.1584 | 562.0272 | 232476.4983 | 42629.6441 | 275106.1424 | 30851.0298 | 5.7958 | 201625.4685 | 7.5355 | 8.9172 | 15781.8394 | 14.7306
BNI - Efficient Product Rebates; Standard Capacity Commercial Electric Fryers; COM-Other; Retail | Standard Capacity Commercial Electric Fryers | COM-Other | Retail | 12 | 1319.1646 | 150.5897 | 500 | 50% | 42.2133 | 292.2133 | 250 | 542.2133 | 988.6744 | 0.82 | 1.7928 | 1.7928 | 0 | 0 | 1.7928 | 0% | 0.22151 | 1.9405 | N/A | Ingrid Malmgren: p. 285 | N/A |  | 0 | 0 | 0 | 0 | 0 | 0 | 0 | 0 | N/A | 0 | 0 | 0 | 0 | MA TRM p.285 | MA TRM: Non-Energy Impact=None | N/A | [5 empty] | $0.0022/kWh |  |  |  | Standard Capacity Commercial Electric Fryers | 7.2557 | 63.5599 | 7.2557 | 63.5599 | 47636.2559 | 0 | 47636.2559 | 26571.36 | 58.7585 | 21064.8958 | 1.7928 | 1.7928 | 17170.0047 | 2.7744 | 5.8532 | 51.274 | 13.1089 | 114.8339 | 40775.3331 | 0 | 40775.3331 | 21435.1845 | 47.4006 | 19340.1486 | 1.9023 | 1.9023 | 13851.087 | 2.9438 | 6.1698 | 54.0477 | 19.2787 | 168.8815 | 45797.5049 | 0 | 45797.5049 | 22594.737 | 49.9648 | 23202.7679 | 2.0269 | 2.0269 | 14600.372 | 3.1367
BNI - Efficient Product Rebates; Full Size Commercial Hot Food Holding Cabinet; COM-Other; Retail | Full Size Commercial Hot Food Holding Cabinet | COM-Other | Retail | 12 | 10415.0925 | 1188.9386 | 1200 | 50% | 333.283 | 933.283 | 600 | 1533.283 | 7805.8 | 0.82 | 4.8591 | 4.8591 | 0 | 0 | 4.8591 | 0% | 0.089609 | 0.78497 | N/A | Ingrid Malmgren: p.287 | N/A |  | 0 | 0 | 0 | 0 | 0 | 0 | 0 | 0 | N/A | 0 | 0 | 0 | 0 | MA TRM p.287 | MA TRM: Non-Energy Impact=None | N/A | [5 empty] | $0.0022/kWh |  |  |  | Full Size Commercial Hot Food Holding Cabinet | 14.5976 | 127.8744 | 14.5976 | 127.8744 | 95838.0497 | 0 | 95838.0497 | 19723.5812 | 14.9729 | 76114.4686 | 4.8591 | 4.8591 | 13973.9773 | 6.8583 | 11.6335 | 101.9094 | 26.2311 | 229.7838 | 81042.9114 | 0 | 81042.9114 | 15718.6912 | 11.9327 | 65324.2202 | 5.1558 | 5.1558 | 11136.5494 | 7.2772 | 12.0452 | 105.5159 | 38.2763 | 335.2997 | 89409.3315 | 0 | 89409.3315 | 16274.9611 | 12.3549 | 73134.3703 | 5.4937 | 5.4937 | 11530.6615 | 7.7541
BNI - Efficient Product Rebates; Three Quarter Size Commercial Hot Food Holding Cabinet; COM-Other; Retail | Three Quarter Size Commercial Hot Food Holding Cabinet | COM-Other | Retail | 12 | 4411.098 | 503.5505 | 1800 | 26.67% | 141.1551 | 621.1551 | 1320 | 1941.1551 | 3305.9859 | 0.82 | 1.6763 | 1.6763 | 0 | 0 | 1.6763 | 0% | 0.14082 | 1.2336 | N/A | Ingrid Malmgren: p.287 | N/A |  | 0 | 0 | 0 | 0 | 0 | 0 | 0 | 0 | N/A | 0 | 0 | 0 | 0 | MA TRM p.287 | MA TRM: Non-Energy Impact=None | N/A | [5 empty] | $0.0022/kWh |  |  |  | Three Quarter Size Commercial Hot Food Holding Cabinet | 6.7231 | 58.8942 | 6.7231 | 58.8942 | 44139.4414 | 0 | 44139.4414 | 26330.7768 | 16.2822 | 17808.6645 | 1.6763 | 1.6763 | 10113.7466 | 4.3643 | 5.5652 | 48.7515 | 12.2883 | 107.6457 | 38769.3831 | 0 | 38769.3831 | 21796.1242 | 13.4781 | 16973.2588 | 1.7787 | 1.7787 | 8371.9701 | 4.6309 | 6.1002 | 53.4377 | 18.3885 | 161.0834 | 45280.6746 | 0 | 45280.6746 | 23891.259 | 14.7736 | 21389.4156 | 1.8953 | 1.8953 | 9176.719 | 4.9343
BNI - Efficient Product Rebates; Half Size Commercial Hot Food Holding Cabinet; COM-Other; Retail | Half Size Commercial Hot Food Holding Cabinet | COM-Other | Retail | 12 | 2940.732 | 335.7003 | 1500 | 21.33% | 94.1034 | 414.1034 | 1180 | 1594.1034 | 2203.9906 | 0.82 | 1.3649 | 1.3649 | 0 | 0 | 1.3649 | 0% | 0.14082 | 1.2336 | N/A | Ingrid Malmgren: p.287 | N/A |  | 0 | 0 | 0 | 0 | 0 | 0 | 0 | 0 | N/A | 0 | 0 | 0 | 0 | MA TRM p.287 | MA TRM: Non-Energy Impact=None | N/A | [5 empty] | $0.0022/kWh |  |  |  | Half Size Commercial Hot Food Holding Cabinet | 4.6463 | 40.7012 | 4.6463 | 40.7012 | 30504.2943 | 0 | 30504.2943 | 22349.0623 | 16.8786 | 8155.232 | 1.3649 | 1.3649 | 6989.5018 | 4.3643 | 3.8931 | 34.1037 | 8.5394 | 74.8049 | 27120.7957 | 0 | 27120.7957 | 18726.4 | 14.1427 | 8394.3957 | 1.4483 | 1.4483 | 5856.5413 | 4.6309 | 4.3598 | 38.1918 | 12.8992 | 112.9967 | 32362.0094 | 0 | 32362.0094 | 20971.1917 | 15.838 | 11390.8177 | 1.5432 | 1.5432 | 6558.5831 | 4.9343
BNI - Efficient Product Rebates; Commercial Electric Griddle; COM-Other; Retail | Commercial Electric Griddle | COM-Other | Retail | 12 | 2904.1075 | 331.5194 | 600 | 75% | 92.9314 | 542.9314 | 150 | 692.9314 | 2176.5416 | 0.82 | 3.0512 | 3.0512 | 0 | 0 | 3.0512 | 0% | 0.18695 | 1.6377 | N/A | Ingrid Malmgren: p.324 | N/A |  | 0 | 0 | 0 | 0 | 0 | 0 | 0 | 0 | N/A | 0 | 0 | 0 | 0 | MA TRM p.324 | MA TRM: Non-Energy Impact=None | N/A | [5 empty] | $0.0022/kWh |  |  |  | Commercial Electric Griddle | 9.7126 | 85.0821 | 9.7126 | 85.0821 | 63766.516 | 0 | 63766.516 | 20898.5824 | 35.7283 | 42867.9336 | 3.0512 | 3.0512 | 19397.9955 | 3.2873 | 7.7243 | 67.6652 | 17.4369 | 152.7473 | 53810.3511 | 0 | 53810.3511 | 16620.478 | 28.4144 | 37189.8731 | 3.2376 | 3.2376 | 15427.073 | 3.488 | 7.9776 | 69.8841 | 25.4146 | 222.6314 | 59216.5827 | 0 | 59216.5827 | 17165.513 | 29.3462 | 42051.0696 | 3.4497 | 3.4497 | 15932.9728 | 3.7166
BNI - Efficient Product Rebates; Solid Door Commercial Refrigerator; COM-Refrigeration; Retail | Solid Door Commercial Refrigerator | COM-Refrigeration | Retail | 12 | 680.8611 | 68.9835 | 350 | 24.86% | 21.7876 | 108.7876 | 263 | 371.7876 | 498.7617 | 0.82 | 1.3245 | 1.3245 | 0 | 323.522 | 2.1836 | 64.87% | 0.15978 | 1.577 | $.047/kWh | Ingrid Malmgren: p.419-420 includes admin costs, material handling, material movement, other costs, other labor costs, O&M product spoilage, rent revenue, sales revenue and waste disposal. | 0.05922 |  | 0 | 40.3206 | 0 | 0 | 0 | 0 | 0 | 40.3206 | N/A | 0 | 0 | 0 | 40.3206 | MA TRM p.419 | prescriptive refrigeration from MA TRM | $.047/kWh |  |  | 0.0013 kWh |  |  | $0.0022/kWh |  |  |  | Solid Door Commercial Refrigerator | 0.57054 | 5.6312 | 0.57054 | 5.6312 | 4125.1245 | 2675.7642 | 6800.8886 | 3114.5115 | 10.0863 | 1010.613 | 1.3245 | 2.1836 | 1097.2595 | 3.7595 | 0.47517 | 4.6899 | 1.0457 | 10.3211 | 3639.1503 | 2228.4759 | 5867.6262 | 2593.881 | 8.4002 | 1045.2693 | 1.403 | 2.2621 | 913.8386 | 3.9823 | 0.52625 | 5.194 | 1.572 | 15.5151 | 4287.879 | 2468.0268 | 6755.9058 | 2872.7112 | 9.3032 | 1415.1678 | 1.4926 | 2.3518 | 1012.072 | 4.2367
BNI - Efficient Product Rebates; Glass Door Commercial Refrigerator; COM-Refrigeration; Retail | Glass Door Commercial Refrigerator | COM-Refrigeration | Retail | 12 | 698.4239 | 70.7629 | 450 | 19.33% | 22.3496 | 109.3496 | 363 | 472.3496 | 511.6271 | 0.82 | 1.072 | 1.072 | 0 | 331.8672 | 1.7674 | 64.87% | 0.15657 | 1.5453 | $.047/kWh | Ingrid Malmgren: p.419-420 includes admin costs, material handling, material movement, other costs, other labor costs, O&M product spoilage, rent revenue, sales revenue and waste disposal. | 0.05922 |  | 0 | 41.3607 | 0 | 0 | 0 | 0 | 0 | 41.3607 | N/A | 0 | 0 | 0 | 41.3607 | MA TRM p.419 | prescriptive refrigeration from MA TRM | $.047/kWh |  |  | 0.0013 kWh |  |  | $0.0022/kWh |  |  |  | Glass Door Commercial Refrigerator | 3.4548 | 34.0985 | 3.4548 | 34.0985 | 24978.6835 | 16202.4362 | 41181.1197 | 23300.593 | 59.5391 | 1678.0904 | 1.072 | 1.7674 | 6510.5724 | 3.8366 | 2.8401 | 28.0311 | 6.2948 | 62.1296 | 21750.9096 | 13319.4219 | 35070.3315 | 19154.5534 | 48.9449 | 2596.3562 | 1.1355 | 1.8309 | 5352.1001 | 4.064 | 3.0874 | 30.4721 | 9.3822 | 92.6017 | 25155.9069 | 14479.292 | 39635.1989 | 20822.5532 | 53.207 | 4333.3537 | 1.2081 | 1.9035 | 5818.167 | 4.3237
BNI - Efficient Product Rebates; Solid Door Commercial Freezer; COM-Refrigeration; Retail | Solid Door Commercial Freezer | COM-Refrigeration | Retail | 12 | 972.0753 | 98.4887 | 350 | 49.71% | 31.1064 | 205.1064 | 176 | 381.1064 | 712.0892 | 0.82 | 1.8356 | 1.8356 | 0 | 461.8971 | 3.0262 | 64.87% | 0.211 | 2.0825 | $.047/kWh | Ingrid Malmgren: p.419-420 includes admin costs, material handling, material movement, other costs, other labor costs, O&M product spoilage, rent revenue, sales revenue and waste disposal. | 0.05922 |  | 0 | 57.5663 | 0 | 0 | 0 | 0 | 0 | 57.5663 | N/A | 0 | 0 | 0 | 57.5663 | MA TRM p.419 | prescriptive refrigeration from MA TRM | $.047/kWh |  |  | 0.0013 kWh |  |  | $0.0022/kWh |  |  |  | Solid Door Commercial Freezer | 0.50262 | 4.9608 | 0.50262 | 4.9608 | 3634.0321 | 2357.2168 | 5991.2489 | 1979.7617 | 6.2236 | 1654.2704 | 1.8356 | 3.0262 | 1276.4968 | 2.8469 | 0.40553 | 4.0026 | 0.90815 | 8.9634 | 3105.8199 | 1901.8849 | 5007.7048 | 1597.3409 | 5.0214 | 1508.4791 | 1.9444 | 3.135 | 1029.9222 | 3.0156 | 0.42756 | 4.2199 | 1.3357 | 13.1833 | 3483.7315 | 2005.1738 | 5488.9053 | 1684.0904 | 5.2941 | 1799.6411 | 2.0686 | 3.2593 | 1085.8559 | 3.2083
BNI - Efficient Product Rebates; ENERGY STAR® Ice Making Head; COM-Refrigeration; Retail | ENERGY STAR® Ice Making Head | COM-Refrigeration | Retail | 8 | 1232.7181 | 124.8965 | 250 | 58% | 39.447 | 184.447 | 105 | 289.447 | 614.8186 | 0.82 | 2.0624 | 2.0624 | 0 | 206.4378 | 2.7549 | 33.58% | 0.14963 | 1.4768 | Water Savings | Ingrid Malmgren: p.285 MA TRM | Water Savings | 12.5751 | 0 | 34.3176 | 0 | 0 | 0 | 0 | 0 | 34.3176 | N/A | 0 | 0 | 0 | 34.3176 | MA TRM p.285 | converted MA savings to cubic meters and multiplied by water and sewer savings | Water Savings | Adjusted-water savings |  | 0.0013 kWh |  |  | $0.0022/kWh |  |  |  | ENERGY STAR® Ice Making Head | 4.2146 | 41.5977 | 4.2146 | 41.5977 | 20746.8536 | 6966.1775 | 27713.031 | 10059.4928 | 41.152 | 10687.3608 | 2.0624 | 2.7549 | 7590.3702 | 2.7333 | 3.3414 | 32.9795 | 7.556 | 74.5771 | 17673.1593 | 5522.9241 | 23196.0834 | 7975.3661 | 32.6262 | 9697.7932 | 2.216 | 2.9085 | 6017.7965 | 2.9368 | 3.4925 | 34.4703 | 11.0485 | 109.0475 | 19940.289 | 5772.5908 | 25712.8798 | 8335.8967 | 34.101 | 11604.3922 | 2.3921 | 3.0846 | 6289.8342 | 3.1702
BNI - Efficient Product Rebates; ENERGY STAR® Remote Condensing Head/Split System Ice Maker; COM-Refrigeration; Retail | ENERGY STAR® Remote Condensing Head/Split System Ice Maker | COM-Refrigeration | Retail | 8 | 1447.1465 | 146.622 | 350 | 68.57% | 46.3087 | 286.3087 | 110 | 396.3087 | 721.7648 | 0.82 | 1.7757 | 1.7757 | 0 | 163.4973 | 2.1779 | 22.65% | 0.19784 | 1.9527 | Water Savings | Ingrid Malmgren: p.283 MA TRM | Water Savings | 9.9594 | 0 | 27.1793 | 0 | 0 | 0 | 0 | 0 | 27.1793 | N/A | 0 | 0 | 0 | 27.1793 | MA TRM p.283 | converted MA savings to cubic meters and multiplied by water and sewer savings | Water Savings | Adjusted-water savings |  | 0.0013 kWh |  |  | $0.0022/kWh |  |  |  | ENERGY STAR® Remote Condensing Head/Split System Ice Maker | 4.9032 | 48.3942 | 4.9032 | 48.3942 | 24136.6297 | 5467.5331 | 29604.1628 | 13592.9497 | 40.7819 | 10543.68 | 1.7757 | 2.1779 | 11676.2021 | 2.0672 | 3.8722 | 38.2185 | 8.7754 | 86.6127 | 20480.6761 | 4317.891 | 24798.5671 | 10734.8002 | 32.2068 | 9745.8759 | 1.9079 | 2.3101 | 9221.0815 | 2.2211 | 4.0237 | 39.7137 | 12.7991 | 126.3264 | 22973.477 | 4486.8191 | 27460.296 | 11154.7758 | 33.4668 | 11818.7011 | 2.0595 | 2.4618 | 9581.8361 | 2.3976
BNI - Efficient Product Rebates; ENERGY STAR® Self Contained Ice Maker; COM-Refrigeration; Retail | ENERGY STAR® Self Contained Ice Maker | COM-Refrigeration | Retail | 8 | 355.8356 | 36.0526 | 200 | 25% | 11.3867 | 61.3867 | 150 | 211.3867 | 177.4731 | 0.82 | 0.82975 | 0.82975 | 0 | 219.1149 | 1.8542 | 123.5% | 0.17251 | 1.7027 | Water Savings | Ingrid Malmgren: p.283 MA TRM | Water Savings | 13.3474 | 0 | 36.425 | 0 | 0 | 0 | 0 | 0 | 36.425 | N/A | 0 | 0 | 0 | 36.425 | MA TRM p.283 | converted MA savings to cubic meters and multiplied by water and sewer savings | Water Savings | Adjusted-water savings |  | 0.0013 kWh |  |  | $0.0022/kWh |  |  |  | ENERGY STAR® Self Contained Ice Maker | 0.042905 | 0.42347 | 0.042905 | 0.42347 | 211.2065 | 260.7633 | 471.9698 | 254.5408 | 1.4513 | -43.3344 | 0.82975 | 1.8542 | 89.0913 | 2.3707 | 0.072007 | 0.71071 | 0.11491 | 1.1342 | 380.8563 | 437.636 | 818.4923 | 427.1929 | 2.4357 | -46.3366 | 0.89153 | 1.916 | 149.5209 | 2.5472 | 0.1148 | 1.1331 | 0.22971 | 2.2672 | 655.4544 | 697.7163 | 1353.1707 | 681.067 | 3.8832 | -25.6125 | 0.96239 | 1.9868 | 238.3788 | 2.7496
BNI - Efficient Product Rebates; ENERGY STAR® Commercial Electric Convection Oven; COM-Other; Retail | ENERGY STAR® Commercial Electric Convection Oven | COM-Other | Retail | 12 | 2102.3182 | 239.9909 | 500 | 80% | 67.2742 | 467.2742 | 100 | 567.2742 | 1575.6245 | 0.82 | 2.7071 | 2.7071 | 0 | 0 | 2.7071 | 0% | 0.22227 | 1.947 | N/A | Ingrid Malmgren: p. 271 | N/A |  | 0 | 0 | 0 | 0 | 0 | 0 | 0 | 0 | N/A | 0 | 0 | 0 | 0 | MA TRM p.271 | MA TRM: Non-Energy Impact=None | N/A | [5 empty] | $0.0022/kWh |  |  |  | ENERGY STAR® Commercial Electric Convection Oven | 5.6074 | 49.1204 | 5.6074 | 49.1204 | 36814.2833 | 0 | 36814.2833 | 13599.3361 | 28.4938 | 23214.9472 | 2.7071 | 2.7071 | 13314.3985 | 2.765 | 4.453 | 39.0082 | 10.0604 | 88.1287 | 31021.0996 | 0 | 31021.0996 | 10799.7099 | 22.6279 | 20221.3897 | 2.8724 | 2.8724 | 10573.431 | 2.9339 | 4.5901 | 40.2092 | 14.6505 | 128.3379 | 34071.4292 | 0 | 34071.4292 | 11132.2005 | 23.3245 | 22939.2288 | 3.0606 | 3.0606 | 10898.9551 | 3.1261
BNI - Efficient Product Rebates; Variable Speed Drive for Kitchen exhaust fans (Demand Controlled Ventilation) ; COM-Motors; Other Commercial | Variable Speed Drive for Kitchen exhaust fans (Demand Controlled Ventilation) | COM-Motors | Other Commercial | 15 | 19911.6314 | 2273.0195 | 9500 | 50% | 637.1722 | 5387.1722 | 4750 | 10137.1722 | 18096.5278 | 0.82 | 1.7609 | 1.7609 | 0 | 0 | 1.7609 | 0% | 0.27055 | 2.3701 | N/A | Ingrid Malmgren: p.236 MA TRM | N/A |  | 0 | 0 | 0 | 0 | 0 | 0 | 0 | 0 | N/A | 0 | 0 | 0 | 0 | MA TRM p.236 | MA TRM: Non-Energy Impact=None | N/A |  |  | .0043 kWh |  |  | $0.0022/kWh |  |  |  | Variable Speed Drive for Kitchen exhaust fans (Demand Controlled Ventilation) | 6.3137 | 55.3082 | 6.3137 | 55.3082 | 50266.4315 | 0 | 50266.4315 | 28546.3652 | 3.3874 | 21720.0663 | 1.7609 | 1.7609 | 18248.6107 | 2.7545 | 6.1793 | 54.1308 | 12.493 | 109.439 | 51992.5361 | 0 | 51992.5361 | 27938.6609 | 3.3153 | 24053.8752 | 1.861 | 1.861 | 17860.1284 | 2.9111 | 6.9243 | 60.6568 | 19.4173 | 170.0958 | 61851.2012 | 0 | 61851.2012 | 31306.9242 | 3.715 | 30544.277 | 1.9756 | 1.9756 | 20013.3316 | 3.0905
BNI - Efficient Product Rebates; Variable Speed Drive for Kitchen exhaust fans (Demand Controlled Ventilation) ; COM-Motors; Retail | Variable Speed Drive for Kitchen exhaust fans (Demand Controlled Ventilation) | COM-Motors | Retail | 15 | 6637.2105 | 757.694 | 4416.6667 | 34.91% | 212.3907 | 1754.0574 | 2875 | 4629.0574 | 6032.2085 | 0.82 | 1.2901 | 1.2901 | 0 | 0 | 1.2901 | 0% | 0.26428 | 2.315 | N/A | Ingrid Malmgren: p.236 MA TRM | N/A |  | 0 | 0 | 0 | 0 | 0 | 0 | 0 | 0 | N/A | 0 | 0 | 0 | 0 | MA TRM p.236 | MA TRM: Non-Energy Impact=None | N/A |  |  | .0043 kWh |  |  | $0.0022/kWh |  |  |  | Variable Speed Drive for Kitchen exhaust fans (Demand Controlled Ventilation) | 7.7447 | 67.8414 | 7.7447 | 67.8414 | 61657.4434 | 0 | 61657.4434 | 47791.859 | 12.4651 | 13865.5844 | 1.2901 | 1.2901 | 21864.4781 | 2.82 | 7.8463 | 68.7319 | 15.591 | 136.5733 | 66017.2537 | 0 | 66017.2537 | 48419.1939 | 12.6287 | 17598.0598 | 1.3635 | 1.3635 | 22151.4799 | 2.9803 | 9.1293 | 79.9705 | 24.7203 | 216.5438 | 81545.6979 | 0 | 81545.6979 | 56336.3518 | 14.6937 | 25209.3461 | 1.4475 | 1.4475 | 25773.5304 | 3.1639
BNI - Efficient Product Rebates; ENERGY STAR®, CEE Tier 2 or CEE Tier 3 Commercial Clothes Washer; COM-Other; Other Commercial | ENERGY STAR®, CEE Tier 2 or CEE Tier 3 Commercial Clothes Washer | COM-Other | Other Commercial | 7 | 1370.4244 | 156.4413 | 400 | 54.17% | 43.8536 | 260.5202 | 183.3333 | 443.8536 | 605.5512 | 0.82 | 1.3353 | 1.3353 | 0 | -58.0294 | 1.2074 | -9.583% | 0.1901 | 1.6653 | Water Savings | Ingrid Malmgren: p.21 MA TRM | Water Savings | 15.0811 | 0 | -10.6963 | -0.10696 | 0 | 0 | 0 | 0 | -10.5894 | N/A | 0 | 0 | 0 | -10.6963 | MA TRM p.19 | backed out NS savings and used MA values converted to cubic meters and multiplied by water and sewer savings | Water Savings | Adjusted-water savings |  |  |  |  | $0.0022/kWh |  |  |  | ENERGY STAR®, CEE Tier 2 or CEE Tier 3 Commercial Clothes Washer | 6.3917 | 55.9909 | 6.3917 | 55.9909 | 26859.2801 | -2370.8837 | 24488.3965 | 18527.6475 | 49.8251 | 8331.6326 | 1.4497 | 1.3217 | 12980.4514 | 2.0692 | 4.9695 | 43.5325 | 11.3611 | 99.5234 | 22588.6366 | -1843.3468 | 20745.2898 | 14405.1267 | 38.7387 | 8183.5099 | 1.5681 | 1.4401 | 10092.2174 | 2.2382 | 5.1181 | 44.8347 | 16.4793 | 144.3581 | 25219.1297 | -1898.4861 | 23320.6437 | 14836.0214 | 39.8975 | 10383.1084 | 1.6999 | 1.5719 | 10394.1018 | 2.4263
BNI - Efficient Product Rebates; Night Covers for 3' Refrigerated Display Cases; COM-Refrigeration; Other Commercial | Night Covers for 3' Refrigerated Display Cases | COM-Refrigeration | Other Commercial | 10 | 133.7932 | 13.5466 | 52.859 | 45.4% | 4.2814 | 28.2814 | 28.859 | 57.1404 | 83.1271 | 0.82 | 1.4312 | 1.4312 | 0 | 0 | 1.4312 | 0% | 0.21138 | 2.0877 | N/A | Ingrid Malmgren: p.262 | N/A |  | 0 | 0 | 0 | 0 | 0 | 0 | 0 | 0 | N/A | 0 | 0 | 0 | 0 | MA TRM p.262 | MA TRM: Non-Energy Impact=None | N/A |  |  | 0.0013 kWh |  |  | $0.0022/kWh |  |  |  | Night Covers for 3' Refrigerated Display Cases | 1.5279 | 15.0902 | 1.5279 | 15.0902 | 9375.6949 | 0 | 9375.6949 | 6550.7171 | 137.5457 | 2824.9777 | 1.4312 | 1.4312 | 3889.9816 | 2.4102 | 1.4675 | 14.4936 | 2.9954 | 29.5838 | 9569.5802 | 0 | 9569.5802 | 6291.7347 | 132.1078 | 3277.8454 | 1.521 | 1.521 | 3736.1913 | 2.5613 | 1.6125 | 15.9257 | 4.6079 | 45.5095 | 11230.6529 | 0 | 11230.6529 | 6913.409 | 145.1611 | 4317.2439 | 1.6245 | 1.6245 | 4105.3572 | 2.7356
BNI - Efficient Product Rebates; Night Covers for 3' Refrigerated Display Cases; COM-Refrigeration; Retail | Night Covers for 3' Refrigerated Display Cases | COM-Refrigeration | Retail | 10 | 103.2837 | 10.4645 | 52.859 | 45.4% | 3.3051 | 27.3051 | 28.859 | 56.1641 | 64.179 | 0.82 | 1.1281 | 1.1281 | 0 | 0 | 1.1281 | 0% | 0.26437 | 2.6093 | N/A | Ingrid Malmgren: p.262 | N/A |  | 0 | 0 | 0 | 0 | 0 | 0 | 0 | 0 | N/A | 0 | 0 | 0 | 0 | MA TRM p.262 | MA TRM: Non-Energy Impact=None | N/A |  |  | 0.0013 kWh |  |  | $0.0022/kWh |  |  |  | Night Covers for 3' Refrigerated Display Cases | 1.686 | 16.6402 | 1.686 | 16.6402 | 10339.9795 | 0 | 10339.9795 | 9165.569 | 196.4775 | 1174.4105 | 1.1281 | 1.1281 | 5364.8336 | 1.9274 | 1.6168 | 15.9575 | 3.3027 | 32.5977 | 10537.54 | 0 | 10537.54 | 8789.5351 | 188.4167 | 1748.0049 | 1.1989 | 1.1989 | 5144.7317 | 2.0482 | 1.7744 | 17.5129 | 5.0771 | 50.1106 | 12351.696 | 0 | 12351.696 | 9646.2483 | 206.7816 | 2705.4477 | 1.2805 | 1.2805 | 5646.187 | 2.1876
BNI - Efficient Product Rebates; Night Covers for 3' Refrigerated Display Cases; COM-Refrigeration; School | Night Covers for 3' Refrigerated Display Cases | COM-Refrigeration | School | 10 | 144.5636 | 14.6154 | 52.859 | 45.4% | 4.626 | 28.626 | 28.859 | 57.485 | 89.7945 | 0.82 | 1.5349 | 1.5349 | 0 | 0 | 1.5349 | 0% | 0.19802 | 1.9586 | N/A | Ingrid Malmgren: p.262 | N/A |  | 0 | 0 | 0 | 0 | 0 | 0 | 0 | 0 | N/A | 0 | 0 | 0 | 0 | MA TRM p.262 | MA TRM: Non-Energy Impact=None | N/A |  |  | 0.0013 kWh |  |  | $0.0022/kWh |  |  |  | Night Covers for 3' Refrigerated Display Cases | 1.8806 | 18.6017 | 1.8806 | 18.6017 | 11554.2642 | 0 | 11554.2642 | 7527.5234 | 156.9201 | 4026.7408 | 1.5349 | 1.5349 | 4492.0009 | 2.5722 | 1.8061 | 17.8643 | 3.6867 | 36.466 | 11791.6115 | 0 | 11791.6115 | 7229.1426 | 150.7 | 4562.4689 | 1.6311 | 1.6311 | 4313.9441 | 2.7334 | 1.984 | 19.6245 | 5.6707 | 56.0904 | 13834.5488 | 0 | 13834.5488 | 7941.4269 | 165.5484 | 5893.122 | 1.7421 | 1.7421 | 4738.9952 | 2.9193
BNI - Efficient Product Rebates; Zero Energy Doors for Reach-In Coolers and Freezers; COM-Refrigeration; Other Commercial | Zero Energy Doors for Reach-In Coolers and Freezers | COM-Refrigeration | Other Commercial | 10 | 1617.4026 | 163.763 | 618.125 | 19.41% | 51.7569 | 171.7569 | 498.125 | 669.8819 | 1004.9089 | 0.82 | 1.4751 | 1.4751 | 0 | 0 | 1.4751 | 0% | 0.10619 | 1.0488 | N/A |  | N/A |  | 0 | 0 | 0 | 0 | 0 | 0 | 0 | 0 | N/A | 0 | 0 | 0 | 0 | Not offered in MA TRM | MA Does not offer this measure-however, this measure is similar to other commercial refrigeration measures not associated with NEIs in MA's TRM |  | Proxy |  | 0.0013 kWh |  |  | $0.0022/kWh |  |  |  | Zero Energy Doors for Reach-In Coolers and Freezers | 2.2973 | 22.6893 | 2.2973 | 22.6893 | 14097.122 | 0 | 14097.122 | 9556.655 | 17.1076 | 4540.467 | 1.4751 | 1.4751 | 2938.3536 | 4.7976 | 2.4436 | 24.1339 | 4.7409 | 46.8233 | 15934.7219 | 0 | 15934.7219 | 10165.1098 | 18.1968 | 5769.6121 | 1.5676 | 1.5676 | 3125.4332 | 5.0984 | 2.9853 | 29.4847 | 7.7262 | 76.3079 | 20792.3133 | 0 | 20792.3133 | 12418.814 | 22.2313 | 8373.4993 | 1.6743 | 1.6743 | 3818.3723 | 5.4453
BNI - Efficient Product Rebates; Zero Energy Doors for Reach-In Coolers and Freezers; COM-Refrigeration; Retail | Zero Energy Doors for Reach-In Coolers and Freezers | COM-Refrigeration | Retail | 10 | 1617.4026 | 163.872 | 618.125 | 19.41% | 51.7569 | 171.7569 | 498.125 | 669.8819 | 1005.0307 | 0.82 | 1.4753 | 1.4753 | 0 | 0 | 1.4753 | 0% | 0.10619 | 1.0481 | N/A |  | N/A |  | 0 | 0 | 0 | 0 | 0 | 0 | 0 | 0 | N/A | 0 | 0 | 0 | 0 | Not offered in MA TRM | MA Does not offer this measure-however, this measure is similar to other commercial refrigeration measures not associated with NEIs in MA's TRM |  | Proxy |  | 0.0013 kWh |  |  | $0.0022/kWh |  |  |  | Zero Energy Doors for Reach-In Coolers and Freezers | 3.289 | 32.4626 | 3.289 | 32.4626 | 20171.7935 | 0 | 20171.7935 | 13673.1101 | 24.4766 | 6498.6833 | 1.4753 | 1.4753 | 4204.0267 | 4.7982 | 3.4985 | 34.5294 | 6.7875 | 66.992 | 22801.5182 | 0 | 22801.5182 | 14543.6522 | 26.035 | 8257.866 | 1.5678 | 1.5678 | 4471.6894 | 5.0991 | 4.2741 | 42.1849 | 11.0616 | 109.177 | 29752.7175 | 0 | 29752.7175 | 17768.122 | 31.8072 | 11984.5955 | 1.6745 | 1.6745 | 5463.1066 | 5.4461
BNI - Efficient Product Rebates; Zero Energy Doors for Reach-In Coolers and Freezers; COM-Refrigeration; School | Zero Energy Doors for Reach-In Coolers and Freezers | COM-Refrigeration | School | 10 | 1617.4026 | 163.5193 | 618.125 | 19.41% | 51.7569 | 171.7569 | 498.125 | 669.8819 | 1004.6365 | 0.82 | 1.4747 | 1.4747 | 0 | 0 | 1.4747 | 0% | 0.10619 | 1.0504 | N/A |  | N/A |  | 0 | 0 | 0 | 0 | 0 | 0 | 0 | 0 | N/A | 0 | 0 | 0 | 0 | Not offered in MA TRM | MA Does not offer this measure-however, this measure is similar to other commercial refrigeration measures not associated with NEIs in MA's TRM |  | Proxy |  | 0.0013 kWh |  |  | $0.0022/kWh |  |  |  | Zero Energy Doors for Reach-In Coolers and Freezers | 3.2712 | 32.3565 | 3.2712 | 32.3565 | 20097.9859 | 0 | 20097.9859 | 13628.4268 | 24.3966 | 6469.5592 | 1.4747 | 1.4747 | 4190.288 | 4.7963 | 3.4795 | 34.4166 | 6.7508 | 66.7731 | 22717.2048 | 0 | 22717.2048 | 14496.1239 | 25.9499 | 8221.0809 | 1.5671 | 1.5671 | 4457.076 | 5.0969 | 4.251 | 42.0471 | 11.0017 | 108.8202 | 29641.6948 | 0 | 29641.6948 | 17710.0562 | 31.7033 | 11931.6386 | 1.6737 | 1.6737 | 5445.2533 | 5.4436
BNI - Efficient Product Rebates; Humidity-Based Door Heater Controls for Reach-In Coolers and Freezers; COM-Refrigeration; Other Commercial | Humidity-Based Door Heater Controls for Reach-In Coolers and Freezers | COM-Refrigeration | Other Commercial | 10 | 1779.1429 | 1217.7118 | 345 | 23.19% | 56.9326 | 136.9326 | 265 | 401.9326 | 2265.0781 | 0.82 | 5.4655 | 5.4655 | 0 | 0 | 5.4655 | 0% | 0.076965 | 0.11245 | N/A | Ingrid Malmgren: p.252 | N/A |  | 0 | 0 | 0 | 0 | 0 | 0 | 0 | 0 | N/A | 0 | 0 | 0 | 0 | MA TRM p.252 | MA TRM: Non-Energy Impact=None | N/A |  |  | 0.0013 kWh |  |  | $0.0022/kWh |  |  |  | Humidity-Based Door Heater Controls for Reach-In Coolers and Freezers | 26.4121 | 38.5895 | 26.4121 | 38.5895 | 49129.4173 | 0 | 49129.4173 | 8988.9629 | 26.4512 | 40140.4544 | 5.4655 | 5.4655 | 3622.0242 | 13.5641 | 26.3358 | 38.478 | 52.7479 | 77.0675 | 54701.4497 | 0 | 54701.4497 | 8962.9902 | 26.3747 | 45738.4595 | 6.103 | 6.103 | 3611.5588 | 15.1462 | 29.9943 | 43.8234 | 82.7422 | 120.8909 | 69343.7989 | 0 | 69343.7989 | 10208.1235 | 30.0387 | 59135.6754 | 6.793 | 6.793 | 4113.2743 | 16.8585
BNI - Efficient Product Rebates; Humidity-Based Door Heater Controls for Reach-In Coolers and Freezers; COM-Refrigeration; Retail | Humidity-Based Door Heater Controls for Reach-In Coolers and Freezers | COM-Refrigeration | Retail | 10 | 1779.1429 | 1236.4543 | 345 | 23.19% | 56.9326 | 136.9326 | 265 | 401.9326 | 2286.0263 | 0.82 | 5.5161 | 5.5161 | 0 | 0 | 5.5161 | 0% | 0.076965 | 0.11075 | N/A | Ingrid Malmgren: Ingrid Malmgren: p.252 | N/A |  | 0 | 0 | 0 | 0 | 0 | 0 | 0 | 0 | N/A | 0 | 0 | 0 | 0 | MA TRM p.252 | MA TRM: Non-Energy Impact=None | N/A |  |  | 0.0013 kWh |  |  | $0.0022/kWh |  |  |  | Humidity-Based Door Heater Controls for Reach-In Coolers and Freezers | 38.3705 | 55.2116 | 38.3705 | 55.2116 | 70941.613 | 0 | 70941.613 | 12860.8891 | 37.8448 | 58080.724 | 5.5161 | 5.5161 | 5182.1831 | 13.6895 | 38.2597 | 55.0521 | 76.6302 | 110.2638 | 79020.8172 | 0 | 79020.8172 | 12823.7289 | 37.7354 | 66197.0883 | 6.1621 | 6.1621 | 5167.2097 | 15.2927 | 43.5747 | 62.6999 | 120.2049 | 172.9637 | 100206.5708 | 0 | 100206.5708 | 14605.1936 | 42.9776 | 85601.3772 | 6.861 | 6.861 | 5885.0354 | 17.0274
BNI - Efficient Product Rebates; Humidity-Based Door Heater Controls for Reach-In Coolers and Freezers; COM-Refrigeration; School | Humidity-Based Door Heater Controls for Reach-In Coolers and Freezers | COM-Refrigeration | School | 10 | 1779.1429 | 1177.7106 | 345 | 23.19% | 56.9326 | 136.9326 | 265 | 401.9326 | 2220.3693 | 0.82 | 5.3576 | 5.3576 | 0 | 0 | 5.3576 | 0% | 0.076965 | 0.11627 | N/A | Ingrid Malmgren: Ingrid Malmgren: p.252 | N/A |  | 0 | 0 | 0 | 0 | 0 | 0 | 0 | 0 | N/A | 0 | 0 | 0 | 0 | MA TRM p.252 | MA TRM: Non-Energy Impact=None | N/A |  |  | 0.0013 kWh |  |  | $0.0022/kWh |  |  |  | Humidity-Based Door Heater Controls for Reach-In Coolers and Freezers | 36.4281 | 55.0312 | 36.4281 | 55.0312 | 68678.9224 | 0 | 68678.9224 | 12818.86 | 37.7211 | 55860.0623 | 5.3576 | 5.3576 | 5165.2479 | 13.2963 | 36.3229 | 54.8722 | 72.751 | 109.9034 | 76397.2614 | 0 | 76397.2614 | 12781.8213 | 37.6121 | 63615.4401 | 5.977 | 5.977 | 5150.3234 | 14.8335 | 41.3688 | 62.495 | 114.1198 | 172.3984 | 96775.4959 | 0 | 96775.4959 | 14557.4642 | 42.8372 | 82218.0317 | 6.6478 | 6.6478 | 5865.8033 | 16.4983
BNI - Efficient Product Rebates; Evaporator Fan Motor Controls for Walk-In Freezers and Coolers; COM-Refrigeration; Other Commercial | Evaporator Fan Motor Controls for Walk-In Freezers and Coolers | COM-Refrigeration | Other Commercial | 15 | 2719.589 | 1861.3883 | 2254 | 22.18% | 87.0268 | 587.0268 | 1754 | 2341.0268 | 4901.1035 | 0.82 | 2.0766 | 2.0766 | 0 | 0 | 2.0766 | 0% | 0.21585 | 0.31537 | N/A | Ingrid Malmgren: p.266 | N/A |  | 0 | 0 | 0 | 0 | 0 | 0 | 0 | 0 | N/A | 0 | 0 | 0 | 0 | MA TRM p.266 | MA TRM: Non-Energy Impact=None | N/A |  |  | 0.0013 kWh |  |  | $0.0022/kWh |  |  |  | Evaporator Fan Motor Controls for Walk-In Freezers and Coolers | 9.3327 | 13.6356 | 9.3327 | 13.6356 | 24573.3803 | 0 | 24573.3803 | 11833.3309 | 6.1144 | 12740.0494 | 2.0766 | 2.0766 | 3589.3445 | 6.8462 | 9.8191 | 14.3463 | 19.1519 | 27.9819 | 28083.765 | 0 | 28083.765 | 12450.0892 | 6.4331 | 15633.6758 | 2.2557 | 2.2557 | 3776.4226 | 7.4366 | 11.9634 | 17.4792 | 31.1153 | 45.4611 | 37182.7923 | 0 | 37182.7923 | 15168.8916 | 7.838 | 22013.9006 | 2.4513 | 2.4513 | 4601.1033 | 8.0813
BNI - Efficient Product Rebates; Evaporator Fan Motor Controls for Walk-In Freezers and Coolers; COM-Refrigeration; Retail | Evaporator Fan Motor Controls for Walk-In Freezers and Coolers | COM-Refrigeration | Retail | 15 | 2709.4815 | 1883.0136 | 2254 | 22.18% | 86.7034 | 586.7034 | 1754 | 2340.7034 | 4927.5994 | 0.82 | 2.0882 | 2.0882 | 0 | 0 | 2.0882 | 0% | 0.21654 | 0.31158 | N/A | Ingrid Malmgren: p.266 | N/A |  | 0 | 0 | 0 | 0 | 0 | 0 | 0 | 0 | N/A | 0 | 0 | 0 | 0 | MA TRM p.266 | MA TRM: Non-Energy Impact=None | N/A |  |  | 0.0013 kWh |  |  | $0.0022/kWh |  |  |  | Evaporator Fan Motor Controls for Walk-In Freezers and Coolers | 13.508 | 19.4368 | 13.508 | 19.4368 | 35348.7579 | 0 | 35348.7579 | 16927.8638 | 8.7483 | 18420.8941 | 2.0882 | 2.0882 | 5132.6721 | 6.887 | 14.2125 | 20.4505 | 27.7205 | 39.8873 | 40409.7166 | 0 | 40409.7166 | 17810.6729 | 9.2046 | 22599.0436 | 2.2688 | 2.2688 | 5400.3474 | 7.4828 | 17.317 | 24.9175 | 45.0375 | 64.8048 | 53515.8677 | 0 | 53515.8677 | 21701.107 | 11.2151 | 31814.7606 | 2.466 | 2.466 | 6579.96 | 8.1332
BNI - Efficient Product Rebates; Evaporator Fan Motor Controls for Walk-In Freezers and Coolers; COM-Refrigeration; School | Evaporator Fan Motor Controls for Walk-In Freezers and Coolers | COM-Refrigeration | School | 15 | 2719.589 | 1800.2425 | 2254 | 22.18% | 87.0268 | 587.0268 | 1754 | 2341.0268 | 4805.3231 | 0.82 | 2.036 | 2.036 | 0 | 0 | 2.036 | 0% | 0.21585 | 0.32608 | N/A | Ingrid Malmgren: p.266 | N/A |  | 0 | 0 | 0 | 0 | 0 | 0 | 0 | 0 | N/A | 0 | 0 | 0 | 0 | MA TRM p.266 | MA TRM: Non-Energy Impact=None | N/A |  |  | 0.0013 kWh |  |  | $0.0022/kWh |  |  |  | Evaporator Fan Motor Controls for Walk-In Freezers and Coolers | 12.8719 | 19.4453 | 12.8719 | 19.4453 | 34358.4399 | 0 | 34358.4399 | 16875.1183 | 8.7196 | 17483.3216 | 2.036 | 2.036 | 5118.6444 | 6.7124 | 13.5428 | 20.4588 | 26.4146 | 39.904 | 39245.0987 | 0 | 39245.0987 | 17754.6567 | 9.1741 | 21490.442 | 2.2104 | 2.2104 | 5385.4303 | 7.2873 | 16.5002 | 24.9265 | 42.9148 | 64.8305 | 51936.6978 | 0 | 51936.6978 | 21631.8501 | 11.1775 | 30304.8477 | 2.4009 | 2.4009 | 6561.4798 | 7.9154
BNI - Efficient Product Rebates; Intelligent (Electronic) Defrost Control For Freezer Display Cases; COM-Refrigeration; Other Commercial | Intelligent (Electronic) Defrost Control For Freezer Display Cases | COM-Refrigeration | Other Commercial | 10 | 242.5246 | 165.9929 | 91 | 54.95% | 7.7608 | 57.7608 | 41 | 98.7608 | 308.7651 | 0.82 | 3.0734 | 3.0734 | 0 | 0 | 3.0734 | 0% | 0.23816 | 0.34797 | N/A | Ingrid Malmgren: p.264 | N/A |  | 0 | 0 | 0 | 0 | 0 | 0 | 0 | 0 | N/A | 0 | 0 | 0 | 0 | MA TRM p.264 | MA TRM: Non-Energy Impact=None | N/A |  |  | 0.0013 kWh |  |  | $0.0022/kWh |  |  |  | Intelligent (Electronic) Defrost Control For Freezer Display Cases | 1.5178 | 2.2176 | 1.5178 | 2.2176 | 2823.2579 | 0 | 2823.2579 | 918.617 | 11.1509 | 1904.6409 | 3.0734 | 3.0734 | 644.0827 | 4.3834 | 1.4287 | 2.0874 | 2.9465 | 4.305 | 2967.4794 | 0 | 2967.4794 | 864.6847 | 10.4962 | 2102.7947 | 3.4319 | 3.4319 | 606.2684 | 4.8947 | 1.5421 | 2.2531 | 4.4886 | 6.5581 | 3565.2122 | 0 | 3565.2122 | 933.3395 | 11.3296 | 2631.8728 | 3.8198 | 3.8198 | 654.4053 | 5.448
BNI - Efficient Product Rebates; Intelligent (Electronic) Defrost Control For Freezer Display Cases; COM-Refrigeration; Retail | Intelligent (Electronic) Defrost Control For Freezer Display Cases | COM-Refrigeration | Retail | 10 | 242.5246 | 168.5478 | 91 | 54.95% | 7.7608 | 57.7608 | 41 | 98.7608 | 311.6206 | 0.82 | 3.1018 | 3.1018 | 0 | 0 | 3.1018 | 0% | 0.23816 | 0.3427 | N/A | Ingrid Malmgren: p.264 | N/A |  | 0 | 0 | 0 | 0 | 0 | 0 | 0 | 0 | N/A | 0 | 0 | 0 | 0 | MA TRM p.264 | MA TRM: Non-Energy Impact=None | N/A |  |  | 0.0013 kWh |  |  | $0.0022/kWh |  |  |  | Intelligent (Electronic) Defrost Control For Freezer Display Cases | 2.205 | 3.1728 | 2.205 | 3.1728 | 4076.7116 | 0 | 4076.7116 | 1314.3041 | 15.954 | 2762.4075 | 3.1018 | 3.1018 | 921.5163 | 4.4239 | 2.0755 | 2.9865 | 4.2805 | 6.1593 | 4286.772 | 0 | 4286.772 | 1237.1409 | 15.0173 | 3049.6312 | 3.4651 | 3.4651 | 867.4138 | 4.942 | 2.2403 | 3.2236 | 6.5209 | 9.3829 | 5151.9775 | 0 | 5151.9775 | 1335.3682 | 16.2097 | 3816.6093 | 3.8581 | 3.8581 | 936.2853 | 5.5026
BNI - Efficient Product Rebates; Intelligent (Electronic) Defrost Control For Freezer Display Cases; COM-Refrigeration; School | Intelligent (Electronic) Defrost Control For Freezer Display Cases | COM-Refrigeration | School | 10 | 242.5246 | 160.5401 | 91 | 54.95% | 7.7608 | 57.7608 | 41 | 98.7608 | 302.6706 | 0.82 | 3.0127 | 3.0127 | 0 | 0 | 3.0127 | 0% | 0.23816 | 0.35979 | N/A | Ingrid Malmgren: p.264 | N/A |  | 0 | 0 | 0 | 0 | 0 | 0 | 0 | 0 | N/A | 0 | 0 | 0 | 0 | MA TRM p.264 | MA TRM: Non-Energy Impact=None | N/A |  |  | 0.0013 kWh |  |  | $0.0022/kWh |  |  |  | Intelligent (Electronic) Defrost Control For Freezer Display Cases | 2.0934 | 3.1624 | 2.0934 | 3.1624 | 3946.6844 | 0 | 3946.6844 | 1310.009 | 15.9019 | 2636.6754 | 3.0127 | 3.0127 | 918.5049 | 4.2969 | 1.9705 | 2.9767 | 4.0638 | 6.1392 | 4144.4477 | 0 | 4144.4477 | 1233.0979 | 14.9683 | 2911.3498 | 3.361 | 3.361 | 864.5791 | 4.7936 | 2.1269 | 3.2131 | 6.1908 | 9.3522 | 4975.5737 | 0 | 4975.5737 | 1331.0043 | 16.1567 | 3644.5695 | 3.7382 | 3.7382 | 933.2255 | 5.3316
BNI - Efficient Product Rebates; Intelligent (Electronic) Defrost Control For Walk-In Freezers; COM-Refrigeration; Other Commercial | Intelligent (Electronic) Defrost Control For Walk-In Freezers | COM-Refrigeration | Other Commercial | 10 | 1109.3603 | 759.2876 | 390 | 38.46% | 35.4995 | 185.4995 | 240 | 425.4995 | 1412.3586 | 0.82 | 3.2596 | 3.2596 | 0 | 0 | 3.2596 | 0% | 0.16721 | 0.24431 | N/A | Ingrid Malmgren: p.264 | N/A |  | 0 | 0 | 0 | 0 | 0 | 0 | 0 | 0 | N/A | 0 | 0 | 0 | 0 | MA TRM p.264 | MA TRM: Non-Energy Impact=None | N/A |  |  | 0.0013 kWh |  |  | $0.0022/kWh |  |  |  | Intelligent (Electronic) Defrost Control For Walk-In Freezers | 2.556 | 3.7344 | 2.556 | 3.7344 | 4754.3833 | 0 | 4754.3833 | 1458.5792 | 4.1052 | 3295.8041 | 3.2596 | 3.2596 | 761.5145 | 6.2433 | 2.1929 | 3.204 | 4.7489 | 6.9384 | 4554.8555 | 0 | 4554.8555 | 1251.4011 | 3.5221 | 3303.4544 | 3.6398 | 3.6398 | 653.3482 | 6.9716 | 2.224 | 3.2494 | 6.9729 | 10.1878 | 5141.6595 | 0 | 5141.6595 | 1269.1397 | 3.572 | 3872.5198 | 4.0513 | 4.0513 | 662.6094 | 7.7597
BNI - Efficient Product Rebates; Intelligent (Electronic) Defrost Control For Walk-In Freezers; COM-Refrigeration; Retail | Intelligent (Electronic) Defrost Control For Walk-In Freezers | COM-Refrigeration | Retail | 10 | 1109.3603 | 770.9742 | 390 | 38.46% | 35.4995 | 185.4995 | 240 | 425.4995 | 1425.4205 | 0.82 | 3.2897 | 3.2897 | 0 | 0 | 3.2897 | 0% | 0.16721 | 0.2406 | N/A | Ingrid Malmgren: p.264 | N/A |  | 0 | 0 | 0 | 0 | 0 | 0 | 0 | 0 | N/A | 0 | 0 | 0 | 0 | MA TRM p.264 | MA TRM: Non-Energy Impact=None | N/A |  |  | 0.0013 kWh |  |  | $0.0022/kWh |  |  |  | Intelligent (Electronic) Defrost Control For Walk-In Freezers | 3.7132 | 5.343 | 3.7132 | 5.343 | 6865.207 | 0 | 6865.207 | 2086.8508 | 5.8735 | 4778.3562 | 3.2897 | 3.2897 | 1089.531 | 6.3011 | 3.1858 | 4.5841 | 6.899 | 9.927 | 6579.8695 | 0 | 6579.8695 | 1790.4324 | 5.0392 | 4789.4371 | 3.675 | 3.675 | 934.7729 | 7.039 | 3.2309 | 4.649 | 10.13 | 14.5761 | 7430.0525 | 0 | 7430.0525 | 1815.8118 | 5.1107 | 5614.2407 | 4.0919 | 4.0919 | 948.0233 | 7.8374
BNI - Efficient Product Rebates; Intelligent (Electronic) Defrost Control For Walk-In Freezers; COM-Refrigeration; School | Intelligent (Electronic) Defrost Control For Walk-In Freezers | COM-Refrigeration | School | 10 | 1109.3603 | 734.3454 | 390 | 38.46% | 35.4995 | 185.4995 | 240 | 425.4995 | 1384.481 | 0.82 | 3.1953 | 3.1953 | 0 | 0 | 3.1953 | 0% | 0.16721 | 0.25261 | N/A | Ingrid Malmgren: p.264 | N/A |  | 0 | 0 | 0 | 0 | 0 | 0 | 0 | 0 | N/A | 0 | 0 | 0 | 0 | MA TRM p.264 | MA TRM: Non-Energy Impact=None | N/A |  |  | 0.0013 kWh |  |  | $0.0022/kWh |  |  |  | Intelligent (Electronic) Defrost Control For Walk-In Freezers | 3.5252 | 5.3255 | 3.5252 | 5.3255 | 6646.2404 | 0 | 6646.2404 | 2080.0311 | 5.8543 | 4566.2094 | 3.1953 | 3.1953 | 1085.9704 | 6.1201 | 3.0245 | 4.5691 | 6.5498 | 9.8946 | 6361.4124 | 0 | 6361.4124 | 1784.5813 | 5.0228 | 4576.8311 | 3.5647 | 3.5647 | 931.7181 | 6.8276 | 3.0674 | 4.6338 | 9.6172 | 14.5284 | 7175.6473 | 0 | 7175.6473 | 1809.8778 | 5.0939 | 5365.7695 | 3.9647 | 3.9647 | 944.9252 | 7.5939
BNI - Efficient Product Rebates; Refrigerated Vending Machine Controller; COM-Refrigeration; Office | Refrigerated Vending Machine Controller | COM-Refrigeration | Office | 5 | 1179.887 | 807.5587 | 179 | 27.93% | 37.7564 | 87.7564 | 129 | 216.7564 | 699.3722 | 0.82 | 3.1077 | 3.1077 | 0 | 0 | 3.1077 | 0% | 0.074377 | 0.10867 | N/A | Ingrid Malmgren: p.269 | N/A |  | 0 | 0 | 0 | 0 | 0 | 0 | 0 | 0 | N/A | 0 | 0 | 0 | 0 | MA TRM p.269 | MA TRM: Non-Energy Impact=None | N/A |  |  | 0.0013 kWh |  |  | $0.0022/kWh |  |  |  | Refrigerated Vending Machine Controller | 6.3553 | 9.2854 | 6.3553 | 9.2854 | 5503.8651 | 0 | 5503.8651 | 1771.0368 | 9.5972 | 3732.8283 | 3.1077 | 3.1077 | 842.2176 | 6.535 | 6.291 | 9.1916 | 12.6463 | 18.4769 | 6535.0597 | 0 | 6535.0597 | 1753.1411 | 9.5002 | 4781.9186 | 3.7276 | 3.7276 | 833.7073 | 7.8386 | 7.1107 | 10.3892 | 19.757 | 28.8661 | 8951.0838 | 0 | 8951.0838 | 1981.5632 | 10.7381 | 6969.5207 | 4.5172 | 4.5172 | 942.3335 | 9.4988
BNI - Efficient Product Rebates; Refrigerated Vending Machine Controller; COM-Refrigeration; Other Commercial | Refrigerated Vending Machine Controller | COM-Refrigeration | Other Commercial | 5 | 1179.887 | 807.5587 | 179 | 27.93% | 37.7564 | 87.7564 | 129 | 216.7564 | 699.3722 | 0.82 | 3.1077 | 3.1077 | 0 | 0 | 3.1077 | 0% | 0.074377 | 0.10867 | N/A | Ingrid Malmgren: p.269 | N/A |  | 0 | 0 | 0 | 0 | 0 | 0 | 0 | 0 | N/A | 0 | 0 | 0 | 0 | MA TRM p.269 | MA TRM: Non-Energy Impact=None | N/A |  |  | 0.0013 kWh |  |  | $0.0022/kWh |  |  |  | Refrigerated Vending Machine Controller | 8.6211 | 12.596 | 8.6211 | 12.596 | 7466.1962 | 0 | 7466.1962 | 2402.4768 | 13.019 | 5063.7194 | 3.1077 | 3.1077 | 1142.4992 | 6.535 | 8.534 | 12.4687 | 17.1552 | 25.0647 | 8865.0497 | 0 | 8865.0497 | 2378.2007 | 12.8874 | 6486.849 | 3.7276 | 3.7276 | 1130.9547 | 7.8386 | 9.646 | 14.0933 | 26.8011 | 39.1579 | 12142.4756 | 0 | 12142.4756 | 2688.0636 | 14.5666 | 9454.412 | 4.5172 | 4.5172 | 1278.3102 | 9.4988
BNI - Efficient Product Rebates; Refrigerated Vending Machine Controller; COM-Refrigeration; Retail | Refrigerated Vending Machine Controller | COM-Refrigeration | Retail | 5 | 1179.887 | 819.9884 | 179 | 27.93% | 37.7564 | 87.7564 | 129 | 216.7564 | 705.5027 | 0.82 | 3.1349 | 3.1349 | 0 | 0 | 3.1349 | 0% | 0.074377 | 0.10702 | N/A | Ingrid Malmgren: p.269 | N/A |  | 0 | 0 | 0 | 0 | 0 | 0 | 0 | 0 | N/A | 0 | 0 | 0 | 0 | MA TRM p.269 | MA TRM: Non-Energy Impact=None | N/A |  |  | 0.0013 kWh |  |  | $0.0022/kWh |  |  |  | Refrigerated Vending Machine Controller | 12.5245 | 18.0216 | 12.5245 | 18.0216 | 10775.8393 | 0 | 10775.8393 | 3437.3251 | 18.6268 | 7338.5142 | 3.1349 | 3.1349 | 1634.6219 | 6.5923 | 12.3979 | 17.8395 | 24.9224 | 35.8611 | 12808.3826 | 0 | 12808.3826 | 3402.5922 | 18.4386 | 9405.7904 | 3.7643 | 3.7643 | 1618.1047 | 7.9157 | 14.0133 | 20.1638 | 38.9357 | 56.0249 | 17554.4845 | 0 | 17554.4845 | 3845.9261 | 20.841 | 13708.5584 | 4.5644 | 4.5644 | 1828.9324 | 9.5982
BNI - Efficient Product Rebates; Strip Curtains for 3' Open Refrigerated Display Cases; COM-Refrigeration; Other Commercial | Strip Curtains for 3' Open Refrigerated Display Cases | COM-Refrigeration | Other Commercial | 4 | 923.6007 | 93.5151 | 55 | 43.64% | 29.5552 | 53.5552 | 31 | 84.5552 | 225.4206 | 0.82 | 2.476 | 2.476 | 0 | 0 | 2.476 | 0% | 0.057985 | 0.57269 | N/A |  | N/A |  | 0 | 0 | 0 | 0 | 0 | 0 | 0 | 0 | N/A | 0 | 0 | 0 | 0 | Not offered in MA TRM | MA Does not offer this measure-however, this measure is similar to other commercial refrigeration measures not associated with NEIs in MA's TRM |  | Proxy |  | 0.0013 kWh |  |  | $0.0022/kWh |  |  |  | Strip Curtains for 3' Open Refrigerated Display Cases | 5.9581 | 58.8449 | 5.9581 | 58.8449 | 14362.1017 | 0 | 14362.1017 | 5800.5712 | 77.6981 | 8561.5305 | 2.476 | 2.476 | 4161.1406 | 3.4515 | 5.4501 | 53.8274 | 11.4081 | 112.6723 | 14111.0283 | 0 | 14111.0283 | 5305.983 | 71.0732 | 8805.0453 | 2.6595 | 2.6595 | 3806.3392 | 3.7072 | 5.6815 | 56.113 | 17.0896 | 168.7854 | 15905.9264 | 0 | 15905.9264 | 5531.2821 | 74.091 | 10374.6443 | 2.8756 | 2.8756 | 3967.9614 | 4.0086
BNI - Efficient Product Rebates; Strip Curtains for 3' Open Refrigerated Display Cases; COM-Refrigeration; Retail | Strip Curtains for 3' Open Refrigerated Display Cases | COM-Refrigeration | Retail | 4 | 923.6007 | 93.5774 | 55 | 43.64% | 29.5552 | 53.5552 | 31 | 84.5552 | 225.4419 | 0.82 | 2.4762 | 2.4762 | 0 | 0 | 2.4762 | 0% | 0.057985 | 0.57231 | N/A |  | N/A |  | 0 | 0 | 0 | 0 | 0 | 0 | 0 | 0 | N/A | 0 | 0 | 0 | 0 | Not offered in MA TRM | MA Does not offer this measure-however, this measure is similar to other commercial refrigeration measures not associated with NEIs in MA's TRM |  | Proxy |  | 0.0013 kWh |  |  | $0.0022/kWh |  |  |  | Strip Curtains for 3' Open Refrigerated Display Cases | 8.5302 | 84.1919 | 8.5302 | 84.1919 | 20550.411 | 0 | 20550.411 | 8299.1223 | 111.166 | 12251.2887 | 2.4762 | 2.4762 | 5953.5198 | 3.4518 | 7.8028 | 77.0132 | 16.333 | 161.2051 | 20191.9788 | 0 | 20191.9788 | 7591.4941 | 101.6874 | 12600.4847 | 2.6598 | 2.6598 | 5445.8903 | 3.7077 | 8.1341 | 80.2833 | 24.4671 | 241.4883 | 22761.1182 | 0 | 22761.1182 | 7913.839 | 106.0052 | 14847.2792 | 2.8761 | 2.8761 | 5677.1301 | 4.0093
BNI - Efficient Product Rebates; Strip Curtains for 3' Open Refrigerated Display Cases; COM-Refrigeration; School | Strip Curtains for 3' Open Refrigerated Display Cases | COM-Refrigeration | School | 4 | 923.6007 | 93.376 | 55 | 43.64% | 29.5552 | 53.5552 | 31 | 84.5552 | 225.3729 | 0.82 | 2.4755 | 2.4755 | 0 | 0 | 2.4755 | 0% | 0.057985 | 0.57354 | N/A |  | N/A |  | 0 | 0 | 0 | 0 | 0 | 0 | 0 | 0 | N/A | 0 | 0 | 0 | 0 | Not offered in MA TRM | MA Does not offer this measure-however, this measure is similar to other commercial refrigeration measures not associated with NEIs in MA's TRM |  | Proxy |  | 0.0013 kWh |  |  | $0.0022/kWh |  |  |  | Strip Curtains for 3' Open Refrigerated Display Cases | 8.484 | 83.9167 | 8.484 | 83.9167 | 20476.9793 | 0 | 20476.9793 | 8272.001 | 110.8027 | 12204.9783 | 2.4755 | 2.4755 | 5934.0638 | 3.4508 | 7.7606 | 76.7615 | 16.2446 | 160.6782 | 20117.1733 | 0 | 20117.1733 | 7566.6853 | 101.3551 | 12550.488 | 2.6587 | 2.6587 | 5428.0933 | 3.7061 | 8.0901 | 80.0209 | 24.3347 | 240.6992 | 22674.3596 | 0 | 22674.3596 | 7887.9768 | 105.6587 | 14786.3828 | 2.8745 | 2.8745 | 5658.5774 | 4.0071
BNI - Efficient Product Rebates; Electronically Commutated (Brushless) DC Motors for Refrigeration Applications; IND; Industrial | Electronically Commutated (Brushless) DC Motors for Refrigeration Applications | IND | Industrial | 15 | 613.212 | 70.0014 | 245 | 24.49% | 19.6228 | 79.6228 | 185 | 264.6228 | 557.3127 | 0.82 | 2.0723 | 2.0723 | 0 | 0 | 2.0723 | 0% | 0.12985 | 1.1374 | N/A | Ingrid Malmgren: p.256 | N/A |  | 0 | 0 | 0 | 0 | 0 | 0 | 0 | 0 | N/A | 0 | 0 | 0 | 0 | MA TRM p.256 | MA TRM: Non-Energy Impact=None | N/A |  |  | 0.0013 kWh |  | motors and drives? Refrigeration? | $0.0022/kWh |  |  |  | Electronically Commutated (Brushless) DC Motors for Refrigeration Applications | 1.6609 | 14.5492 | 1.6609 | 14.5492 | 13222.9659 | 0 | 13222.9659 | 6380.7175 | 28.9345 | 6842.2484 | 2.0723 | 2.0723 | 2303.8458 | 5.7395 | 1.5665 | 13.7228 | 3.2274 | 28.272 | 13180.6949 | 0 | 13180.6949 | 6018.2576 | 27.2909 | 7162.4373 | 2.1901 | 2.1901 | 2172.9747 | 6.0657 | 1.6766 | 14.6868 | 4.904 | 42.9588 | 14976.0124 | 0 | 14976.0124 | 6441.0451 | 29.2081 | 8534.9672 | 2.3251 | 2.3251 | 2325.6279 | 6.4396
BNI - Efficient Product Rebates; Electronically Commutated (Brushless) DC Motors for Refrigeration Applications; COM-Refrigeration; Other Commercial | Electronically Commutated (Brushless) DC Motors for Refrigeration Applications | COM-Refrigeration | Other Commercial | 15 | 613.212 | 62.0881 | 245 | 24.49% | 19.6228 | 79.6228 | 185 | 264.6228 | 544.9171 | 0.82 | 2.0262 | 2.0262 | 0 | 0 | 2.0262 | 0% | 0.12985 | 1.2824 | N/A | Ingrid Malmgren: p.256 | N/A |  | 0 | 0 | 0 | 0 | 0 | 0 | 0 | 0 | N/A | 0 | 0 | 0 | 0 | MA TRM p.256 | MA TRM: Non-Energy Impact=None | N/A |  |  | 0.0013 kWh |  |  | $0.0022/kWh |  |  |  | Electronically Commutated (Brushless) DC Motors for Refrigeration Applications | 2.1292 | 21.0292 | 2.1292 | 21.0292 | 18687.1042 | 0 | 18687.1042 | 9222.5527 | 41.8213 | 9464.5515 | 2.0262 | 2.0262 | 3329.9295 | 5.6119 | 2.1773 | 21.5039 | 4.3065 | 42.5331 | 20169.3248 | 0 | 20169.3248 | 9430.7694 | 42.7655 | 10738.5554 | 2.1387 | 2.1387 | 3405.109 | 5.9233 | 2.5626 | 25.3098 | 6.8691 | 67.8429 | 25173.8885 | 0 | 25173.8885 | 11099.8781 | 50.3344 | 14074.0104 | 2.2679 | 2.2679 | 4007.7636 | 6.2813
BNI - Efficient Product Rebates; Electronically Commutated (Brushless) DC Motors for Refrigeration Applications; COM-Refrigeration; Retail | Electronically Commutated (Brushless) DC Motors for Refrigeration Applications | COM-Refrigeration | Retail | 15 | 613.212 | 62.1294 | 245 | 24.49% | 19.6228 | 79.6228 | 185 | 264.6228 | 544.9819 | 0.82 | 2.0265 | 2.0265 | 0 | 0 | 2.0265 | 0% | 0.12985 | 1.2816 | N/A | Ingrid Malmgren: p.256 | N/A |  | 0 | 0 | 0 | 0 | 0 | 0 | 0 | 0 | N/A | 0 | 0 | 0 | 0 | MA TRM p.256 | MA TRM: Non-Energy Impact=None | N/A |  |  | 0.0013 kWh |  |  | $0.0022/kWh |  |  |  | Electronically Commutated (Brushless) DC Motors for Refrigeration Applications | 3.0484 | 30.0873 | 3.0484 | 30.0873 | 26739.606 | 0 | 26739.606 | 13195.0959 | 59.8355 | 13544.5101 | 2.0265 | 2.0265 | 4764.2708 | 5.6125 | 3.1172 | 30.7666 | 6.1656 | 60.8539 | 28860.7305 | 0 | 28860.7305 | 13493.0002 | 61.1864 | 15367.7303 | 2.1389 | 2.1389 | 4871.8333 | 5.924 | 3.6689 | 36.2118 | 9.8345 | 97.0658 | 36022.0859 | 0 | 36022.0859 | 15881.0646 | 72.0155 | 20141.0213 | 2.2682 | 2.2682 | 5734.0768 | 6.2821
BNI - Efficient Product Rebates; Electronically Commutated (Brushless) DC Motors for Refrigeration Applications; COM-Refrigeration; School | Electronically Commutated (Brushless) DC Motors for Refrigeration Applications | COM-Refrigeration | School | 15 | 613.212 | 61.9957 | 245 | 24.49% | 19.6228 | 79.6228 | 185 | 264.6228 | 544.7724 | 0.82 | 2.0257 | 2.0257 | 0 | 0 | 2.0257 | 0% | 0.12985 | 1.2843 | N/A | Ingrid Malmgren: p.256 | N/A |  | 0 | 0 | 0 | 0 | 0 | 0 | 0 | 0 | N/A | 0 | 0 | 0 | 0 | MA TRM p.256 | MA TRM: Non-Energy Impact=None | N/A |  |  | 0.0013 kWh |  |  | $0.0022/kWh |  |  |  | Electronically Commutated (Brushless) DC Motors for Refrigeration Applications | 3.0319 | 29.989 | 3.0319 | 29.989 | 26641.9774 | 0 | 26641.9774 | 13151.9747 | 59.64 | 13490.0027 | 2.0257 | 2.0257 | 4748.7013 | 5.6104 | 3.1003 | 30.6661 | 6.1322 | 60.6551 | 28754.7221 | 0 | 28754.7221 | 13448.9055 | 60.9865 | 15305.8166 | 2.1381 | 2.1381 | 4855.9123 | 5.9216 | 3.6491 | 36.0935 | 9.7813 | 96.7486 | 35889.0797 | 0 | 35889.0797 | 15829.1657 | 71.7802 | 20059.914 | 2.2673 | 2.2673 | 5715.338 | 6.2794
BNI - Efficient Product Rebates; Variable Frequency Drives; COM-Motors; Office | Variable Frequency Drives | COM-Motors | Office | 15 | 7906.8862 | 902.6126 | 1415.268 | 42.39% | 253.0204 | 853.0204 | 815.268 | 1668.2884 | 7186.1092 | 0.82 | 4.1687 | 4.1687 | 0 | 0 | 4.1687 | 0% | 0.10788 | 0.94506 | N/A | Ingrid Malmgren: p.299 | N/A |  | 0 | 0 | 0 | 0 | 0 | 0 | 0 | 0 | N/A | 0 | 0 | 0 | 0 | MA TRM p.299 | MA TRM: Non-Energy Impact=None | N/A |  |  | .0043 kWh | .0043/kWh |  | $0.0022/kWh |  |  |  | Variable Frequency Drives | 16.4395 | 144.0096 | 16.4395 | 144.0096 | 130881.9945 | 0 | 130881.9945 | 31396.4382 | 22.2112 | 99485.5564 | 4.1687 | 4.1687 | 18946.6151 | 6.9079 | 15.957 | 139.7836 | 32.3965 | 283.7932 | 134261.8658 | 0 | 134261.8658 | 30475.0889 | 21.5594 | 103786.7768 | 4.4056 | 4.4056 | 18390.6142 | 7.3006 | 17.7183 | 155.2124 | 50.1148 | 439.0057 | 158268.811 | 0 | 158268.811 | 33838.8291 | 23.9391 | 124429.9819 | 4.6771 | 4.6771 | 20420.5098 | 7.7505
BNI - Efficient Product Rebates; Variable Frequency Drives; COM-Motors; Other Commercial | Variable Frequency Drives | COM-Motors | Other Commercial | 15 | 8159.9646 | 931.5037 | 1415.268 | 42.39% | 261.1189 | 861.1189 | 815.268 | 1676.3869 | 7416.1189 | 0.82 | 4.2776 | 4.2776 | 0 | 0 | 4.2776 | 0% | 0.10553 | 0.92444 | N/A | Ingrid Malmgren: p.299 | N/A |  | 0 | 0 | 0 | 0 | 0 | 0 | 0 | 0 | N/A | 0 | 0 | 0 | 0 | MA TRM p.299 | MA TRM: Non-Energy Impact=None | N/A |  |  | .0043 kWh | .0043/kWh |  | $0.0022/kWh |  |  |  | Variable Frequency Drives | 22.9945 | 201.4317 | 22.9945 | 201.4317 | 183069.6337 | 0 | 183069.6337 | 42797.1645 | 30.1041 | 140272.4692 | 4.2776 | 4.2776 | 25923.2161 | 7.062 | 22.296 | 195.3129 | 45.2905 | 396.7446 | 187597.7073 | 0 | 187597.7073 | 41497.1273 | 29.1896 | 146100.5801 | 4.5207 | 4.5207 | 25135.754 | 7.4634 | 24.7284 | 216.6207 | 70.0189 | 613.3654 | 220886.3782 | 0 | 220886.3782 | 46024.2924 | 32.3741 | 174862.0858 | 4.7993 | 4.7993 | 27877.9609 | 7.9233
BNI - Efficient Product Rebates; Variable Frequency Drives; COM-Motors; Retail | Variable Frequency Drives | COM-Motors | Retail | 15 | 7280.9647 | 831.184 | 1415.268 | 42.39% | 232.9909 | 832.9909 | 815.268 | 1648.2589 | 6617.2826 | 0.82 | 3.8939 | 3.8939 | 0 | 0 | 3.8939 | 0% | 0.11441 | 1.0022 | N/A | Ingrid Malmgren: p.299 | N/A |  | 0 | 0 | 0 | 0 | 0 | 0 | 0 | 0 | N/A | 0 | 0 | 0 | 0 | MA TRM p.299 | MA TRM: Non-Energy Impact=None | N/A |  |  | .0043 kWh | .0043/kWh |  | $0.0022/kWh |  |  |  | Variable Frequency Drives | 29.4468 | 257.9463 | 29.4468 | 257.9463 | 234433.7197 | 0 | 234433.7197 | 60205.5926 | 43.2043 | 174228.1271 | 3.8939 | 3.8939 | 35988.7519 | 6.5141 | 28.6603 | 251.0567 | 58.107 | 509.003 | 241140.9182 | 0 | 241140.9182 | 58597.5365 | 42.0503 | 182543.3817 | 4.1152 | 4.1152 | 35027.5134 | 6.8843 | 31.918 | 279.5935 | 90.025 | 788.5966 | 285100.9213 | 0 | 285100.9213 | 65258.1313 | 46.83 | 219842.7901 | 4.3688 | 4.3688 | 39008.979 | 7.3086
BNI - Efficient Product Rebates; Variable Frequency Drives; COM-Motors; School | Variable Frequency Drives | COM-Motors | School | 15 | 7524.6071 | 858.9734 | 1415.268 | 42.39% | 240.7874 | 840.7874 | 815.268 | 1656.0554 | 6838.678 | 0.82 | 4.0018 | 4.0018 | 0 | 0 | 4.0018 | 0% | 0.11174 | 0.97883 | N/A | Ingrid Malmgren: p.299 | N/A |  | 0 | 0 | 0 | 0 | 0 | 0 | 0 | 0 | N/A | 0 | 0 | 0 | 0 | MA TRM p.299 | MA TRM: Non-Energy Impact=None | N/A |  |  | .0043 kWh | .0043/kWh |  | $0.0022/kWh |  |  |  | Variable Frequency Drives | 30.3054 | 265.4754 | 30.3054 | 265.4754 | 241275.1555 | 0 | 241275.1555 | 60292.0361 | 43.0256 | 180983.1194 | 4.0018 | 4.0018 | 36175.3553 | 6.6696 | 29.4644 | 258.1085 | 59.7699 | 523.5839 | 247912.764 | 0 | 247912.764 | 58618.9535 | 41.8316 | 189293.8105 | 4.2292 | 4.2292 | 35171.502 | 7.0487 | 32.7752 | 287.1111 | 92.5451 | 810.6951 | 292764.7984 | 0 | 292764.7984 | 65205.7228 | 46.5321 | 227559.0756 | 4.4899 | 4.4899 | 39123.5782 | 7.4831
BNI - Efficient Product Rebates; Fluorescent T5 and HPT8 Fixtures (4 FT) lamps-Retrofit (dual baseline); COM-Lighting; Other Commercial | Fluorescent T5 and HPT8 Fixtures (4 FT) lamps-Retrofit (dual baseline) | COM-Lighting | Other Commercial | 10 | 64.4525 | 7.8139 | 135.6837 | 36.85% | 2.0625 | 52.0625 | 85.6837 | 137.7462 | 41.4846 | 0.7 | 0.29925 | 0.29925 | 0 | 15.5366 | 0.41132 | 37.45% | 0.80776 | 6.6628 | $.027 kWh/yr | Ingrid Malmgren: p.418-prescriptive includes admin costs, material handling, material movement, other costs, other labor costs, O&M product spoilage, rent revenue, sales revenue and waste disposal. | 0.03402 |  | 0 | 2.1927 | 0.10963 | 0.063588 | 0.0087707 | 0 | 0.16007 | 1.616 | N/A | 0 | 0.18199 | 0.050432 | 2.1905 | MA TRM p.418 | p. 418 MA TRM O&M | $.027 kWh/yr |  |  | .0274/kWh | .027/kWh | Should be CFL O&M? | $0.0022/kWh |  |  |  | Fluorescent T5 and HPT8 Fixtures (4 FT) lamps-Retrofit (dual baseline) | 18.2213 | 150.2977 | 18.2213 | 150.2977 | 74551.5608 | 18372.9359 | 92924.4966 | 167324.6366 | 1689.3688 | -92773.0759 | 0.44555 | 0.55535 | 91339.1918 | 0.81621 | 10.3815 | 85.6316 | 28.6028 | 235.9292 | 46197.2325 | 10467.918 | 56665.1506 | 95332.6454 | 962.5122 | -49135.4128 | 0.48459 | 0.59439 | 52040.1953 | 0.88772 | 8.3748 | 69.0788 | 17.9772 | 148.2844 | 40122.6094 | 8444.4464 | 48567.0558 | 76904.635 | 776.4565 | -36782.0255 | 0.52172 | 0.63152 | 41980.7109 | 0.95574
BNI - Efficient Product Rebates; Relamp/Reballast-Retrofit (dual baseline); IND; Industrial | Relamp/Reballast-Retrofit (dual baseline) | IND | Industrial | 15 | 85.142 | 15.3575 | 44.4767 | 56.21% | 2.7245 | 27.7245 | 19.4767 | 47.2012 | 86.2122 | 0.65 | 1.7714 | 1.7714 | 0 | 26.7009 | 2.3201 | 30.97% | 0.32563 | 1.8053 | $.027 kWh/yr | Ingrid Malmgren: p.418-prescriptive includes admin costs, material handling, material movement, other costs, other labor costs, O&M product spoilage, rent revenue, sales revenue and waste disposal. | 0.03402 |  | 0 | 2.8965 | 0.14483 | 0.083999 | 0.011586 | 0 | 0.21145 | 2.1347 | N/A | 0 | 0.24041 | 0.06662 | 2.8936 | MA TRM p.418 | p. 418 MA TRM O&M | $.027 kWh/yr |  |  | .0274/kWh | .027/kWh | Should be CFL O&M? | $0.0022/kWh |  |  |  | Relamp/Reballast-Retrofit (dual baseline) | 433.0563 | 2400.8639 | 433.0563 | 2400.8639 | 756459.0335 | 136977.2994 | 893436.3329 | 346364.8716 | 7892.412 | 410094.162 | 2.184 | 2.5795 | 315506.6786 | 2.3976 | 430.4054 | 2386.1675 | 863.4617 | 4787.0315 | 834110.9702 | 136138.8213 | 970249.7915 | 344244.6711 | 7844.1003 | 489866.2991 | 2.423 | 2.8185 | 313575.3701 | 2.66 | 471.1834 | 2612.2408 | 1334.6451 | 7399.2722 | 1012110.6681 | 149037.0533 | 1161147.7214 | 376859.5239 | 8587.2757 | 635251.1442 | 2.6856 | 3.0811 | 343284.5142 | 2.9483
BNI - Efficient Product Rebates; Relamp/Reballast-Retrofit (dual baseline); COM-Lighting; Office | Relamp/Reballast-Retrofit (dual baseline) | COM-Lighting | Office | 15 | 87.4682 | 9.9964 | 44.4767 | 56.21% | 2.799 | 27.799 | 19.4767 | 47.2757 | 79.5126 | 0.65 | 1.6299 | 1.6299 | 0 | 27.4304 | 2.1922 | 34.5% | 0.31782 | 2.7809 | $.027 kWh/yr | Ingrid Malmgren: p.418-prescriptive includes admin costs, material handling, material movement, other costs, other labor costs, O&M product spoilage, rent revenue, sales revenue and waste disposal. | 0.03402 |  | 0 | 2.9757 | 0.14878 | 0.086294 | 0.011903 | 0 | 0.21722 | 2.1931 | N/A | 0 | 0.24698 | 0.06844 | 2.9727 | MA TRM p.418 | p. 418 MA TRM O&M | $.027 kWh/yr |  |  | .0274/kWh | .027/kWh | Should be CFL O&M? | $0.0022/kWh |  |  |  | Relamp/Reballast-Retrofit (dual baseline) | 99.7688 | 872.9772 | 99.7688 | 872.9772 | 251857.7201 | 50913.9754 | 302771.6955 | 125531.2618 | 2855.5632 | 126326.4582 | 2.0063 | 2.4119 | 114366.4213 | 2.2022 | 65.5304 | 573.3915 | 165.2992 | 1446.3687 | 178253.852 | 33441.4691 | 211695.3211 | 82451.8176 | 1875.5996 | 95802.0344 | 2.1619 | 2.5675 | 75118.4937 | 2.373 | 54.4588 | 476.5149 | 219.7581 | 1922.8836 | 160448.7889 | 27791.408 | 188240.1969 | 68521.2751 | 1558.71 | 91927.5137 | 2.3416 | 2.7472 | 62426.9437 | 2.5702
BNI - Efficient Product Rebates; Relamp/Reballast-Retrofit (dual baseline); COM-Lighting; Other Commercial | Relamp/Reballast-Retrofit (dual baseline) | COM-Lighting | Other Commercial | 15 | 84.7367 | 10.273 | 44.4767 | 56.21% | 2.7116 | 27.7116 | 19.4767 | 47.1883 | 77.952 | 0.65 | 1.6024 | 1.6024 | 0 | 26.5738 | 2.1486 | 34.09% | 0.32703 | 2.6975 | $.027 kWh/yr | Ingrid Malmgren: p.418-prescriptive includes admin costs, material handling, material movement, other costs, other labor costs, O&M product spoilage, rent revenue, sales revenue and waste disposal. | 0.03402 |  | 0 | 2.8827 | 0.14414 | 0.0836 | 0.011531 | 0 | 0.21044 | 2.1246 | N/A | 0 | 0.23927 | 0.066303 | 2.8799 | MA TRM p.418 | p. 418 MA TRM O&M | $.027 kWh/yr |  |  | .0274/kWh | .027/kWh | Should be CFL O&M? | $0.0022/kWh |  |  |  | Relamp/Reballast-Retrofit (dual baseline) | 143.4361 | 1183.1261 | 143.4361 | 1183.1261 | 343539.6004 | 67238.2519 | 410777.8522 | 170783.218 | 3892.6866 | 172756.3824 | 2.0116 | 2.4053 | 155563.3746 | 2.2084 | 94.5132 | 779.5878 | 237.9492 | 1962.714 | 244765.2458 | 44304.7638 | 289070.0095 | 112532.8205 | 2564.9769 | 132232.4252 | 2.1751 | 2.5688 | 102504.1308 | 2.3879 | 78.6461 | 648.709 | 316.5953 | 2611.423 | 221223.6301 | 36866.7889 | 258090.419 | 93640.5791 | 2134.3633 | 127583.051 | 2.3625 | 2.7562 | 85295.5264 | 2.5936
BNI - Efficient Product Rebates; Relamp/Reballast-Retrofit (dual baseline); COM-Lighting; Retail | Relamp/Reballast-Retrofit (dual baseline) | COM-Lighting | Retail | 15 | 85.1689 | 11.4838 | 44.4767 | 56.21% | 2.7254 | 27.7254 | 19.4767 | 47.2021 | 80.164 | 0.65 | 1.6471 | 1.6471 | 0 | 26.7093 | 2.1959 | 33.32% | 0.32553 | 2.4143 | $.027 kWh/yr | Ingrid Malmgren: p.418-prescriptive includes admin costs, material handling, material movement, other costs, other labor costs, O&M product spoilage, rent revenue, sales revenue and waste disposal. | 0.03402 |  | 0 | 2.8974 | 0.14487 | 0.084026 | 0.01159 | 0 | 0.21151 | 2.1354 | N/A | 0 | 0.24049 | 0.066641 | 2.8945 | MA TRM p.418 | p. 418 MA TRM O&M | $.027 kWh/yr |  |  | .0274/kWh | .027/kWh | Should be CFL O&M? | $0.0022/kWh |  |  |  | Relamp/Reballast-Retrofit (dual baseline) | 228.273 | 1692.9774 | 228.273 | 1692.9774 | 501423.1827 | 96615.0585 | 598038.2412 | 244231.1 | 5565.0405 | 257192.0827 | 2.0531 | 2.4487 | 222472.5941 | 2.2539 | 150.3366 | 1114.9657 | 378.6096 | 2807.9431 | 359340.3196 | 63629.006 | 422969.3256 | 160846.3771 | 3665.0394 | 198493.9425 | 2.2341 | 2.6296 | 146516.6015 | 2.4526 | 125.0716 | 927.5883 | 503.6812 | 3735.5314 | 326363.1798 | 52935.7319 | 379298.9117 | 133815.0826 | 3049.1053 | 192548.0972 | 2.4389 | 2.8345 | 121893.5203 | 2.6774
BNI - Efficient Product Rebates; Relamp/Reballast-Retrofit (dual baseline); COM-Lighting; School | Relamp/Reballast-Retrofit (dual baseline) | COM-Lighting | School | 15 | 87.8403 | 11.3228 | 44.4767 | 56.21% | 2.8109 | 27.8109 | 19.4767 | 47.2876 | 81.862 | 0.65 | 1.6775 | 1.6775 | 0 | 27.5471 | 2.2419 | 33.65% | 0.31661 | 2.4562 | $.027 kWh/yr | Ingrid Malmgren: p.418-prescriptive includes admin costs, material handling, material movement, other costs, other labor costs, O&M product spoilage, rent revenue, sales revenue and waste disposal. | 0.03402 |  | 0 | 2.9883 | 0.14942 | 0.086661 | 0.011953 | 0 | 0.21815 | 2.2024 | N/A | 0 | 0.24803 | 0.068732 | 2.9853 | MA TRM p.418 | p. 418 MA TRM O&M | $.027 kWh/yr |  |  | .0274/kWh | .027/kWh | Should be CFL O&M? | $0.0022/kWh |  |  |  | Relamp/Reballast-Retrofit (dual baseline) | 275.593 | 2138.0018 | 275.593 | 2138.0018 | 630153.1507 | 125124.5299 | 755277.6806 | 307277.8105 | 6988.0091 | 322875.3402 | 2.0508 | 2.458 | 279955.7026 | 2.2509 | 180.9392 | 1403.6948 | 456.5322 | 3541.6967 | 448909.1351 | 82149.9079 | 531059.043 | 201741.7676 | 4587.9437 | 247167.3674 | 2.2252 | 2.6324 | 183803.5692 | 2.4423 | 150.3435 | 1166.3383 | 606.8757 | 4708.035 | 406265.3483 | 68258.8426 | 474524.1908 | 167628.4235 | 3812.1495 | 238636.9247 | 2.4236 | 2.8308 | 152723.4687 | 2.6601
BNI - Efficient Product Rebates; T8 Dimmable Stairwell Lighting; IND; Industrial | T8 Dimmable Stairwell Lighting | IND | Industrial | 10 | 449.8065 | 81.1339 | 95 | 52.63% | 14.3938 | 64.3938 | 45 | 109.3938 | 319.2487 | 0.82 | 2.8364 | 2.8364 | 0 | 108.4281 | 3.7998 | 33.96% | 0.14316 | 0.79367 | $.027 kWh/yr | Ingrid Malmgren: p.418-prescriptive includes admin costs, material handling, material movement, other costs, other labor costs, O&M product spoilage, rent revenue, sales revenue and waste disposal. | 0.03402 |  | 0 | 15.3024 | 0.76512 | 0.44377 | 0.06121 | 0 | 1.1171 | 11.2779 | N/A | 0 | 1.2701 | 0.35196 | 15.2871 | MA TRM p.418 | p. 418 MA TRM O&M | $.027 kWh/yr |  |  | .0274/kWh | .027/kWh | Should be CFL O&M? | $0.0022/kWh |  |  |  | T8 Dimmable Stairwell Lighting | 1.914 | 10.6111 | 1.914 | 10.6111 | 7531.2254 | 2557.8702 | 10089.0956 | 2655.1881 | 28.7689 | 4876.0374 | 2.8364 | 3.7998 | 1852.5368 | 4.0654 | 1.7815 | 9.8768 | 3.6955 | 20.4879 | 7541.5107 | 2380.8414 | 9922.3522 | 2471.424 | 26.7778 | 5070.0867 | 3.0515 | 4.0148 | 1724.3237 | 4.3736 | 1.8779 | 10.4108 | 5.5734 | 30.8987 | 8580.5982 | 2509.5796 | 11090.1777 | 2605.0602 | 28.2257 | 5975.538 | 3.2938 | 4.2572 | 1817.5623 | 4.7209
BNI - Efficient Product Rebates; T8 Dimmable Stairwell Lighting; COM-Lighting; Office | T8 Dimmable Stairwell Lighting | COM-Lighting | Office | 10 | 286.5584 | 21.1923 | 95 | 52.63% | 9.1699 | 59.1699 | 45 | 104.1699 | 169.2993 | 0.82 | 1.5944 | 1.5944 | 0 | 69.0763 | 2.245 | 40.8% | 0.20648 | 2.792 | $.027 kWh/yr | Ingrid Malmgren: p.418-prescriptive includes admin costs, material handling, material movement, other costs, other labor costs, O&M product spoilage, rent revenue, sales revenue and waste disposal. | 0.03402 |  | 0 | 9.7487 | 0.48744 | 0.28271 | 0.038995 | 0 | 0.71166 | 7.1848 | N/A | 0 | 0.80914 | 0.22422 | 9.739 | MA TRM p.418 | p. 418 MA TRM O&M | $.027 kWh/yr |  |  | .0274/kWh | .027/kWh | Should be CFL O&M? | $0.0022/kWh |  |  |  | T8 Dimmable Stairwell Lighting | 0.40414 | 5.4647 | 0.40414 | 5.4647 | 3228.5641 | 1317.2966 | 4545.8608 | 2024.922 | 23.2563 | 1203.6421 | 1.5944 | 2.245 | 1376.0716 | 2.3462 | 0.39011 | 5.275 | 0.79425 | 10.7397 | 3294.9235 | 1271.5723 | 4566.4958 | 1954.6355 | 22.449 | 1340.288 | 1.6857 | 2.3362 | 1328.3071 | 2.4805 | 0.42965 | 5.8097 | 1.2239 | 16.5494 | 3858.4031 | 1400.4478 | 5258.8509 | 2152.7404 | 24.7243 | 1705.6627 | 1.7923 | 2.4429 | 1462.9328 | 2.6374
BNI - Efficient Product Rebates; T8 Dimmable Stairwell Lighting; COM-Lighting; Other Commercial | T8 Dimmable Stairwell Lighting | COM-Lighting | Other Commercial | 10 | 478.2438 | 37.4636 | 95 | 52.63% | 15.3038 | 65.3038 | 45 | 110.3038 | 284.8892 | 0.82 | 2.5064 | 2.5064 | 0 | 115.2831 | 3.5207 | 40.47% | 0.13655 | 1.7431 | $.027 kWh/yr | Ingrid Malmgren: p.418-prescriptive includes admin costs, material handling, material movement, other costs, other labor costs, O&M product spoilage, rent revenue, sales revenue and waste disposal. | 0.03402 |  | 0 | 16.2699 | 0.81349 | 0.47183 | 0.065079 | 0 | 1.1877 | 11.9909 | N/A | 0 | 1.3504 | 0.37421 | 16.2536 | MA TRM p.418 | p. 418 MA TRM O&M | $.027 kWh/yr |  |  | .0274/kWh | .027/kWh | Should be CFL O&M? | $0.0022/kWh |  |  |  | T8 Dimmable Stairwell Lighting | 0.96554 | 12.3257 | 0.96554 | 12.3257 | 7342.3834 | 2971.1636 | 10313.547 | 2929.4143 | 31.4302 | 4412.9691 | 2.5064 | 3.5207 | 2052.5117 | 3.5773 | 0.9273 | 11.8375 | 1.8928 | 24.1631 | 7461.7039 | 2853.4815 | 10315.1854 | 2813.3859 | 30.1853 | 4648.318 | 2.6522 | 3.6665 | 1971.2157 | 3.7853 | 1.015 | 12.9575 | 2.9079 | 37.1206 | 8690.9221 | 3123.4706 | 11814.3927 | 3079.5812 | 33.0414 | 5611.3409 | 2.8221 | 3.8364 | 2157.727 | 4.0278
BNI - Efficient Product Rebates; T8 Dimmable Stairwell Lighting; COM-Lighting; Retail | T8 Dimmable Stairwell Lighting | COM-Lighting | Retail | 10 | 447.9125 | 38.4762 | 95 | 52.63% | 14.3332 | 64.3332 | 45 | 109.3332 | 270.6084 | 0.82 | 2.4058 | 2.4058 | 0 | 107.9716 | 3.3658 | 39.9% | 0.14363 | 1.672 | $.027 kWh/yr | Ingrid Malmgren: p.418-prescriptive includes admin costs, material handling, material movement, other costs, other labor costs, O&M product spoilage, rent revenue, sales revenue and waste disposal. | 0.03402 |  | 0 | 15.238 | 0.7619 | 0.4419 | 0.060952 | 0 | 1.1124 | 11.2304 | N/A | 0 | 1.2648 | 0.35047 | 15.2227 | MA TRM p.418 | p. 418 MA TRM O&M | $.027 kWh/yr |  |  | .0274/kWh | .027/kWh | Should be CFL O&M? | $0.0022/kWh |  |  |  | T8 Dimmable Stairwell Lighting | 1.42 | 16.5311 | 1.42 | 16.5311 | 9987.3389 | 3984.9048 | 13972.2437 | 4151.2797 | 45.0085 | 5836.0591 | 2.4058 | 3.3658 | 2895.5421 | 3.4492 | 1.3653 | 15.8943 | 2.7854 | 32.4254 | 10175.9244 | 3831.411 | 14007.3354 | 3991.3773 | 43.2748 | 6184.5471 | 2.5495 | 3.5094 | 2784.0092 | 3.6551 | 1.4964 | 17.4206 | 4.2818 | 49.846 | 11882.6649 | 4199.3234 | 16081.9882 | 4374.6505 | 47.4303 | 7508.0143 | 2.7163 | 3.6762 | 3051.3445 | 3.8942
BNI - Efficient Product Rebates; T8 Dimmable Stairwell Lighting; COM-Lighting; School | T8 Dimmable Stairwell Lighting | COM-Lighting | School | 10 | 260.4431 | 1.368 | 95 | 52.63% | 8.3342 | 58.3342 | 45 | 103.3342 | 133.8716 | 0.82 | 1.273 | 1.273 | 0 | 62.7811 | 1.87 | 46.9% | 0.22398 | 42.6419 | $.027 kWh/yr | Ingrid Malmgren: p.418-prescriptive includes admin costs, material handling, material movement, other costs, other labor costs, O&M product spoilage, rent revenue, sales revenue and waste disposal. | 0.03402 |  | 0 | 8.8603 | 0.44301 | 0.25695 | 0.035441 | 0 | 0.6468 | 6.53 | N/A | 0 | 0.7354 | 0.20379 | 8.8514 | MA TRM p.418 | p. 418 MA TRM O&M | $.027 kWh/yr |  |  | .0274/kWh | .027/kWh | Should be CFL O&M? | $0.0022/kWh |  |  |  | T8 Dimmable Stairwell Lighting | 0.050458 | 9.6064 | 0.050458 | 9.6064 | 4937.8285 | 2315.669 | 7253.4975 | 3878.9403 | 44.9815 | 1058.8882 | 1.273 | 1.87 | 2623.9572 | 1.8818 | 0.048702 | 9.272 | 0.099161 | 18.8784 | 4959.928 | 2235.0707 | 7194.9987 | 3743.9314 | 43.4159 | 1215.9966 | 1.3248 | 1.9218 | 2532.6288 | 1.9584 | 0.05364 | 10.2122 | 0.1528 | 29.0906 | 5727.0079 | 2461.6933 | 8188.7012 | 4123.5433 | 47.818 | 1603.4646 | 1.3889 | 1.9858 | 2789.4219 | 2.0531
BNI - Efficient Product Rebates; LED Lamps-Retrofit (dual baseline); IND; Industrial | LED Lamps-Retrofit (dual baseline) | IND | Industrial | 10 | 141.834 | 25.5833 | 6.0605 | 82.5% | 4.5387 | 9.5387 | 1.0605 | 10.5992 | 100.6662 | 0.76 | 8.3662 | 8.3662 | 0 | 34.1898 | 11.2077 | 33.96% | 0.067252 | 0.37285 | $.027 kWh/yr | Ingrid Malmgren: p.418-prescriptive includes admin costs, material handling, material movement, other costs, other labor costs, O&M product spoilage, rent revenue, sales revenue and waste disposal. | 0.03402 |  | 0 | 4.8252 | 0.24126 | 0.13993 | 0.019301 | 0 | 0.35224 | 3.5562 | N/A | 0 | 0.40049 | 0.11098 | 4.8204 | MA TRM p.418 | p. 418 MA TRM O&M | $.027 kWh/yr |  |  | .0274/kWh | .027/kWh |  | $0.0022/kWh |  |  |  | LED Lamps-Retrofit (dual baseline) | 207.1397 | 1148.3822 | 207.1397 | 1148.3822 | 500752.2194 | 159567.3168 | 660319.5362 | 76637.8934 | 6140.9257 | 424114.326 | 6.534 | 8.6161 | 79057.564 | 6.334 | 556.1097 | 3083.0719 | 763.2493 | 4231.4541 | 1529030.5973 | 423486.537 | 1952517.1343 | 204880.9239 | 16297.8197 | 1324149.6734 | 7.463 | 9.53 | 211302.6521 | 7.2362 | 3.4512e-06 | 1.9134e-05 | 717.3834 | 3977.1735 | 0.0082454 | 0.0025984 | 0.010844 | 0.0012662 | 0.0001 | 0.0069792 | 6.5118 | 8.5639 | 0.0013056 | 6.3153
BNI - Efficient Product Rebates; LED Lamps-Retrofit (dual baseline); COM-Lighting; Office | LED Lamps-Retrofit (dual baseline) | COM-Lighting | Office | 10 | 90.3582 | 10.3267 | 6.0605 | 82.5% | 2.8915 | 7.8915 | 1.0605 | 8.952 | 57.4569 | 0.76 | 5.8243 | 5.8243 | 0 | 21.7813 | 8.0322 | 37.91% | 0.087335 | 0.76418 | $.027 kWh/yr | Ingrid Malmgren: p.418-prescriptive includes admin costs, material handling, material movement, other costs, other labor costs, O&M product spoilage, rent revenue, sales revenue and waste disposal. | 0.03402 |  | 0 | 3.074 | 0.1537 | 0.089146 | 0.012296 | 0 | 0.2244 | 2.2655 | N/A | 0 | 0.25514 | 0.070702 | 3.0709 | MA TRM p.418 | p. 418 MA TRM O&M | $.027 kWh/yr |  |  | .0274/kWh | .027/kWh |  | $0.0022/kWh |  |  |  | LED Lamps-Retrofit (dual baseline) | 3.6709 | 32.1201 | 3.6709 | 32.1201 | 14264.9011 | 5293.1566 | 19558.0577 | 2825.2083 | 319.7549 | 11439.6928 | 5.0492 | 6.9227 | 2951.1994 | 4.8336 | 3.2532 | 28.4651 | 6.924 | 60.5852 | 13818.6069 | 4637.127 | 18455.7339 | 2488.7779 | 280.1248 | 11329.8291 | 5.5524 | 7.4156 | 2599.1537 | 5.3166 | 2.9888 | 26.1522 | 7.0015 | 61.263 | 10547.0564 | 4212.1143 | 14759.1706 | 2273.1364 | 254.4501 | 8273.9199 | 4.6399 | 6.4929 | 2373.3958 | 4.4439
BNI - Efficient Product Rebates; LED Lamps-Retrofit (dual baseline); COM-Lighting; Other Commercial | LED Lamps-Retrofit (dual baseline) | COM-Lighting | Other Commercial | 10 | 150.8009 | 18.2823 | 6.0605 | 82.5% | 4.8256 | 9.8256 | 1.0605 | 10.8861 | 97.0625 | 0.76 | 7.8213 | 7.8213 | 0 | 36.3513 | 10.7505 | 37.45% | 0.065156 | 0.53744 | $.027 kWh/yr | Ingrid Malmgren: p.418-prescriptive includes admin costs, material handling, material movement, other costs, other labor costs, O&M product spoilage, rent revenue, sales revenue and waste disposal. | 0.03402 |  | 0 | 5.1302 | 0.25651 | 0.14878 | 0.020521 | 0 | 0.37451 | 3.781 | N/A | 0 | 0.42581 | 0.118 | 5.1251 | MA TRM p.418 | p. 418 MA TRM O&M | $.027 kWh/yr |  |  | .0274/kWh | .027/kWh |  | $0.0022/kWh |  |  |  | LED Lamps-Retrofit (dual baseline) | 8.8708 | 73.1704 | 8.8708 | 73.1704 | 32933.5771 | 12120.3173 | 45053.8944 | 5101.5599 | 438.7128 | 27832.0172 | 6.4556 | 8.8314 | 5274.4232 | 6.244 | 7.9091 | 65.238 | 16.7799 | 138.4084 | 32183.7755 | 10682.6187 | 42866.3942 | 4527.8712 | 386.6731 | 27655.9043 | 7.1079 | 9.4672 | 4680.2296 | 6.8765 | 7.4274 | 61.2648 | 17.264 | 142.4016 | 25145.2821 | 9918.4418 | 35063.7238 | 4233.1744 | 359.0126 | 20912.1077 | 5.9401 | 8.2831 | 4374.6339 | 5.748
BNI - Efficient Product Rebates; LED Lamps-Retrofit (dual baseline); COM-Lighting; Retail | LED Lamps-Retrofit (dual baseline) | COM-Lighting | Retail | 10 | 141.2368 | 19.0437 | 6.0605 | 82.5% | 4.5196 | 9.5196 | 1.0605 | 10.5801 | 93.0535 | 0.76 | 7.7497 | 7.7497 | 0 | 34.0458 | 10.5852 | 36.59% | 0.067402 | 0.49988 | $.027 kWh/yr | Ingrid Malmgren: p.418-prescriptive includes admin costs, material handling, material movement, other costs, other labor costs, O&M product spoilage, rent revenue, sales revenue and waste disposal. | 0.03402 |  | 0 | 4.8049 | 0.24024 | 0.13934 | 0.01922 | 0 | 0.35076 | 3.5412 | N/A | 0 | 0.3988 | 0.11051 | 4.8001 | MA TRM p.418 | p. 418 MA TRM O&M | $.027 kWh/yr |  |  | .0274/kWh | .027/kWh |  | $0.0022/kWh |  |  |  | LED Lamps-Retrofit (dual baseline) | 10.5106 | 77.9512 | 10.5106 | 77.9512 | 41691.0178 | 16216.9814 | 57907.9992 | 6168.9406 | 626.7473 | 35522.0772 | 6.7582 | 9.387 | 6415.8939 | 6.4981 | 9.3637 | 69.4457 | 19.8743 | 147.397 | 40401.6681 | 14282.0675 | 54683.7355 | 5466.3805 | 551.9675 | 34935.2876 | 7.3909 | 10.0036 | 5683.8688 | 7.1081 | 8.7661 | 65.0136 | 21.1484 | 156.846 | 30571.034 | 13219.2013 | 43790.2353 | 5090.5641 | 510.8903 | 25480.4699 | 6.0054 | 8.6022 | 5291.867 | 5.777
BNI - Efficient Product Rebates; LED Lamps-Retrofit (dual baseline); COM-Lighting; School | LED Lamps-Retrofit (dual baseline) | COM-Lighting | School | 10 | 82.1235 | 10.5859 | 6.0605 | 82.5% | 2.628 | 7.628 | 1.0605 | 8.6884 | 53.5622 | 0.76 | 5.6273 | 5.6273 | 0 | 19.7963 | 7.7071 | 36.96% | 0.092884 | 0.72058 | $.027 kWh/yr | Ingrid Malmgren: p.418-prescriptive includes admin costs, material handling, material movement, other costs, other labor costs, O&M product spoilage, rent revenue, sales revenue and waste disposal. | 0.03402 |  | 0 | 2.7938 | 0.13969 | 0.081021 | 0.011175 | 0 | 0.20395 | 2.0591 | N/A | 0 | 0.23189 | 0.064258 | 2.791 | MA TRM p.418 | p. 418 MA TRM O&M | $.027 kWh/yr |  |  | .0274/kWh | .027/kWh |  | $0.0022/kWh |  |  |  | LED Lamps-Retrofit (dual baseline) | 30.2222 | 234.4585 | 30.2222 | 234.4585 | 103729.0497 | 37155.5655 | 140884.6153 | 21246.8591 | 2469.6007 | 82482.1906 | 4.8821 | 6.6308 | 22219.9405 | 4.6683 | 26.7556 | 207.5654 | 56.9778 | 442.0239 | 101228.636 | 32517.0694 | 133745.7054 | 18694.4756 | 2161.2961 | 82534.1604 | 5.4149 | 7.1543 | 19546.0776 | 5.179 | 24.504 | 190.0977 | 57.1433 | 443.3078 | 77812.2939 | 29443.4439 | 107255.7378 | 17018.0219 | 1957.0029 | 60794.272 | 4.5723 | 6.3025 | 17789.1275 | 4.3741
BNI - Efficient Product Rebates; LED Lamps-End of Life; IND; Industrial | LED Lamps-End of Life | IND | Industrial | 10 | 82.5082 | 14.8824 | 23.5 | 21.28% | 2.6403 | 7.6403 | 18.5 | 26.1403 | 58.5599 | 0.76 | 2.171 | 2.171 | 0 | 19.889 | 2.9083 | 33.96% | 0.0926 | 0.51337 | $.027 kWh/yr | Ingrid Malmgren: p.418-prescriptive includes admin costs, material handling, material movement, other costs, other labor costs, O&M product spoilage, rent revenue, sales revenue and waste disposal. | 0.03402 |  | 0 | 2.8069 | 0.14035 | 0.081401 | 0.011228 | 0 | 0.20491 | 2.0687 | N/A | 0 | 0.23297 | 0.064559 | 2.8041 | MA TRM p.418 | p. 418 MA TRM O&M | $.027 kWh/yr |  |  | .0274/kWh | .027/kWh |  | $0.0022/kWh |  | 98.32 |  | LED Lamps-End of Life | 10.0549 | 55.7444 | 10.0549 | 55.7444 | 39564.4234 | 13437.4757 | 53001.8991 | 18224.2839 | 888.9781 | 21340.1395 | 2.171 | 2.9083 | 6792.0249 | 5.8251 | 7.1329 | 39.5448 | 17.1878 | 95.2892 | 30194.8943 | 9423.3235 | 39618.2178 | 12799.2428 | 623.4154 | 17395.6515 | 2.3591 | 3.0954 | 4782.1213 | 6.3141 | 2.2836 | 12.6602 | 19.4714 | 107.9495 | 10434.5607 | 4986.0276 | 15420.5883 | 6424.3403 | 329.8588 | 4010.2204 | 1.6242 | 2.4003 | 2182.3561 | 4.7813
BNI - Efficient Product Rebates; LED Lamps-End of Life; COM-Lighting; Office | LED Lamps-End of Life | COM-Lighting | Office | 10 | 52.5635 | 6.0073 | 23.5 | 21.28% | 1.682 | 6.682 | 18.5 | 25.182 | 33.424 | 0.76 | 1.2999 | 1.2999 | 0 | 12.6707 | 1.7926 | 37.91% | 0.12712 | 1.1123 | $.027 kWh/yr | Ingrid Malmgren: p.418-prescriptive includes admin costs, material handling, material movement, other costs, other labor costs, O&M product spoilage, rent revenue, sales revenue and waste disposal. | 0.03402 |  | 0 | 1.7882 | 0.089411 | 0.051858 | 0.0071528 | 0 | 0.13054 | 1.3179 | N/A | 0 | 0.14842 | 0.041129 | 1.7864 | MA TRM p.418 | p. 418 MA TRM O&M | $.027 kWh/yr |  |  | .0274/kWh | .027/kWh |  | $0.0022/kWh |  | 98.32 |  | LED Lamps-End of Life | 0.86904 | 7.6041 | 0.86904 | 7.6041 | 4835.3159 | 1833.016 | 6668.3319 | 3719.8206 | 190.3497 | 1115.4953 | 1.2999 | 1.7926 | 1271.923 | 3.8016 | 0.66437 | 5.8133 | 1.5334 | 13.4174 | 3937.1979 | 1385.2678 | 5322.4657 | 2813.988 | 143.8533 | 1123.2099 | 1.3992 | 1.8914 | 964.0348 | 4.0841 | 0.23934 | 2.0942 | 1.7728 | 15.5116 | 1517.901 | 824.7846 | 2342.6856 | 1617.8848 | 85.6498 | -99.9839 | 0.9382 | 1.448 | 516.4279 | 2.9392
BNI - Efficient Product Rebates; LED Lamps-End of Life; COM-Lighting; Other Commercial | LED Lamps-End of Life | COM-Lighting | Other Commercial | 10 | 87.7244 | 10.6353 | 23.5 | 21.28% | 2.8072 | 7.8072 | 18.5 | 26.3072 | 56.4635 | 0.76 | 2.0763 | 2.0763 | 0 | 21.1464 | 2.854 | 37.45% | 0.088997 | 0.73409 | $.027 kWh/yr | Ingrid Malmgren: p.418-prescriptive includes admin costs, material handling, material movement, other costs, other labor costs, O&M product spoilage, rent revenue, sales revenue and waste disposal. | 0.03402 |  | 0 | 2.9844 | 0.14922 | 0.086547 | 0.011938 | 0 | 0.21786 | 2.1995 | N/A | 0 | 0.2477 | 0.068641 | 2.9814 | MA TRM p.418 | p. 418 MA TRM O&M | $.027 kWh/yr |  |  | .0274/kWh | .027/kWh |  | $0.0022/kWh |  | 98.32 |  | LED Lamps-End of Life | 2.2017 | 18.1604 | 2.2017 | 18.1604 | 11688.877 | 4377.6563 | 16066.5333 | 5629.537 | 272.3902 | 6059.34 | 2.0763 | 2.854 | 2126.5994 | 5.4965 | 1.6996 | 14.0193 | 3.9013 | 32.1797 | 9622.1491 | 3340.7175 | 12962.8666 | 4302.8232 | 207.8689 | 5319.3259 | 2.2362 | 3.0126 | 1629.6292 | 5.9045 | 0.67088 | 5.5338 | 4.5722 | 37.7134 | 4068.6838 | 2179.3801 | 6248.064 | 2654.9447 | 135.6072 | 1413.7391 | 1.5325 | 2.3534 | 911.0361 | 4.466
BNI - Efficient Product Rebates; LED Lamps-End of Life; COM-Lighting; Retail | LED Lamps-End of Life | COM-Lighting | Retail | 10 | 82.1607 | 11.0782 | 23.5 | 21.28% | 2.6291 | 7.6291 | 18.5 | 26.1291 | 54.1314 | 0.76 | 2.0079 | 2.0079 | 0 | 19.8053 | 2.7425 | 36.59% | 0.092856 | 0.68867 | $.027 kWh/yr | Ingrid Malmgren: p.418-prescriptive includes admin costs, material handling, material movement, other costs, other labor costs, O&M product spoilage, rent revenue, sales revenue and waste disposal. | 0.03402 |  | 0 | 2.7951 | 0.13976 | 0.081058 | 0.01118 | 0 | 0.20404 | 2.06 | N/A | 0 | 0.23199 | 0.064287 | 2.7923 | MA TRM p.418 | p. 418 MA TRM O&M | $.027 kWh/yr |  |  | .0274/kWh | .027/kWh |  | $0.0022/kWh |  | 98.32 |  | LED Lamps-End of Life | 3.2577 | 24.1604 | 3.2577 | 24.1604 | 15918.0165 | 5823.9864 | 21742.0029 | 7927.7526 | 386.9246 | 7990.2639 | 2.0079 | 2.7425 | 2951.9029 | 5.3925 | 2.512 | 18.6301 | 5.7697 | 42.7905 | 13117.5663 | 4439.4455 | 17557.0118 | 6052.0637 | 294.9407 | 7065.5026 | 2.1675 | 2.901 | 2259.1266 | 5.8065 | 0.97836 | 7.256 | 6.748 | 50.0464 | 5483.3705 | 2857.648 | 8341.0185 | 3696.2673 | 189.8518 | 1787.1032 | 1.4835 | 2.2566 | 1254.7734 | 4.37
BNI - Efficient Product Rebates; LED Lamps-End of Life; COM-Lighting; School | LED Lamps-End of Life | COM-Lighting | School | 10 | 47.7732 | 6.1581 | 23.5 | 21.28% | 1.5287 | 6.5287 | 18.5 | 25.0287 | 31.1584 | 0.76 | 1.2213 | 1.2213 | 0 | 11.516 | 1.6728 | 36.96% | 0.13666 | 1.0602 | $.027 kWh/yr | Ingrid Malmgren: p.418-prescriptive includes admin costs, material handling, material movement, other costs, other labor costs, O&M product spoilage, rent revenue, sales revenue and waste disposal. | 0.03402 |  | 0 | 1.6252 | 0.081262 | 0.047132 | 0.006501 | 0 | 0.11864 | 1.1978 | N/A | 0 | 0.1349 | 0.037381 | 1.6236 | MA TRM p.418 | p. 418 MA TRM O&M | $.027 kWh/yr |  |  | .0274/kWh | .027/kWh |  | $0.0022/kWh |  | 98.32 |  | LED Lamps-End of Life | 6.835 | 53.0245 | 6.835 | 53.0245 | 34583.407 | 12781.8147 | 47365.2216 | 28315.7768 | 1460.4237 | 6267.6301 | 1.2213 | 1.6728 | 9534.7279 | 3.6271 | 5.2155 | 40.4606 | 12.0504 | 93.4851 | 28175.2316 | 9641.5546 | 37816.7862 | 21378.6108 | 1101.6241 | 6796.6208 | 1.3179 | 1.7689 | 7211.7251 | 3.9069 | 1.8559 | 14.3979 | 13.9063 | 107.883 | 10752.096 | 5670.3938 | 16422.4898 | 12177.4987 | 647.8875 | -1425.4027 | 0.88295 | 1.3486 | 3845.6658 | 2.7959
BNI - Efficient Product Rebates; LED Refrigeration Strip Lighting-End of Life replacement; COM-Lighting; Other Commercial | LED Refrigeration Strip Lighting-End of Life replacement | COM-Lighting | Other Commercial | 6 | 444.5293 | 53.8924 | 150 | 33.33% | 14.2249 | 64.2249 | 100 | 164.2249 | 166.7935 | 0.76 | 0.9886 | 0.9886 | 0 | 72.5086 | 1.4184 | 43.47% | 0.14448 | 1.1917 | $.027 kWh/yr | Ingrid Malmgren: p.418-prescriptive includes admin costs, material handling, material movement, other costs, other labor costs, O&M product spoilage, rent revenue, sales revenue and waste disposal. | 0.03402 |  | 0 | 15.1229 | 0.75614 | 0.43856 | 0.060492 | 0 | 1.104 | 11.1456 | N/A | 0 | 1.2552 | 0.34783 | 15.1078 | MA TRM p.418 | p. 418 MA TRM O&M | $.027 kWh/yr |  |  | .0274/kWh | .027/kWh |  | $0.0022/kWh |  |  |  | LED Refrigeration Strip Lighting-End of Life replacement | 5.8766 | 48.4732 | 5.8766 | 48.4732 | 18187.8147 | 7906.6226 | 26094.4373 | 18397.5674 | 143.4789 | -209.7526 | 0.9886 | 1.4184 | 9214.9205 | 1.9737 | 5.2589 | 43.3776 | 11.1355 | 91.8508 | 17954.008 | 6994.435 | 24948.443 | 16295.952 | 126.9257 | 1658.056 | 1.1017 | 1.531 | 8172.7078 | 2.1968 | 5.7945 | 47.7956 | 16.93 | 139.6464 | 21917.7961 | 7619.5782 | 29537.3743 | 17775.2213 | 138.27 | 4142.5748 | 1.2331 | 1.6617 | 8925.9441 | 2.4555
BNI - Efficient Product Rebates; LED Refrigeration Strip Lighting-End of Life replacement; COM-Lighting; Retail | LED Refrigeration Strip Lighting-End of Life replacement | COM-Lighting | Retail | 6 | 444.5293 | 59.9382 | 150 | 33.33% | 14.2249 | 64.2249 | 100 | 164.2249 | 170.5518 | 0.76 | 1.0109 | 1.0109 | 0 | 72.5086 | 1.4406 | 42.51% | 0.14448 | 1.0715 | $.027 kWh/yr | Ingrid Malmgren: p.418-prescriptive includes admin costs, material handling, material movement, other costs, other labor costs, O&M product spoilage, rent revenue, sales revenue and waste disposal. | 0.03402 |  | 0 | 15.1229 | 0.75614 | 0.43856 | 0.060492 | 0 | 1.104 | 11.1456 | N/A | 0 | 1.2552 | 0.34783 | 15.1078 | MA TRM p.418 | p. 418 MA TRM O&M | $.027 kWh/yr |  |  | .0274/kWh | .027/kWh |  | $0.0022/kWh |  |  |  | LED Refrigeration Strip Lighting-End of Life replacement | 9.3512 | 69.3527 | 9.3512 | 69.3527 | 26608.4216 | 11312.3391 | 37920.7607 | 26322.1771 | 205.2813 | 286.2446 | 1.0109 | 1.4406 | 13184.1762 | 2.0182 | 8.3682 | 62.0621 | 17.7193 | 131.4148 | 26363.652 | 10007.2337 | 36370.8857 | 23315.3071 | 181.5979 | 3048.3449 | 1.1307 | 1.56 | 11693.0384 | 2.2546 | 9.2205 | 68.3832 | 26.9398 | 199.798 | 32292.8002 | 10901.6524 | 43194.4526 | 25431.7602 | 197.8287 | 6861.04 | 1.2698 | 1.6984 | 12770.7254 | 2.5287
BNI - Efficient Product Rebates; LED Refrigeration Strip Lighting-End of Life replacement; COM-Lighting; School | LED Refrigeration Strip Lighting-End of Life replacement | COM-Lighting | School | 6 | 444.5293 | 57.3008 | 150 | 33.33% | 14.2249 | 64.2249 | 100 | 164.2249 | 168.9122 | 0.76 | 1.0012 | 1.0012 | 0 | 72.5086 | 1.4309 | 42.93% | 0.14448 | 1.1208 | $.027 kWh/yr | Ingrid Malmgren: p.418-prescriptive includes admin costs, material handling, material movement, other costs, other labor costs, O&M product spoilage, rent revenue, sales revenue and waste disposal. | 0.03402 |  | 0 | 15.1229 | 0.75614 | 0.43856 | 0.060492 | 0 | 1.104 | 11.1456 | N/A | 0 | 1.2552 | 0.34783 | 15.1078 | MA TRM p.418 | p. 418 MA TRM O&M | $.027 kWh/yr |  |  | .0274/kWh | .027/kWh |  | $0.0022/kWh |  |  |  | LED Refrigeration Strip Lighting-End of Life replacement | 8.9105 | 69.126 | 8.9105 | 69.126 | 26266.5117 | 11275.3706 | 37541.8823 | 26236.1569 | 204.6104 | 30.3548 | 1.0012 | 1.4309 | 13141.0907 | 1.9988 | 7.9738 | 61.8593 | 16.8843 | 130.9853 | 25983.518 | 9974.5303 | 35958.0484 | 23239.1133 | 181.0045 | 2744.4047 | 1.1181 | 1.5473 | 11654.8258 | 2.2294 | 8.7859 | 68.1597 | 25.6702 | 199.145 | 31781.1115 | 10866.0261 | 42647.1376 | 25348.6499 | 197.1822 | 6432.4616 | 1.2538 | 1.6824 | 12728.991 | 2.4968
BNI - Efficient Product Rebates; LED High Bay Fixture; IND; Industrial | LED High Bay Fixture | IND | Industrial | 15 | 1181.6822 | 213.1461 | 445 | 44.94% | 37.8138 | 237.8138 | 245 | 482.8138 | 1196.5368 | 0.76 | 2.4184 | 2.4184 | 0 | 370.5805 | 3.1675 | 30.97% | 0.20125 | 1.1157 | $.027 kWh/yr | Ingrid Malmgren: p.418-prescriptive includes admin costs, material handling, material movement, other costs, other labor costs, O&M product spoilage, rent revenue, sales revenue and waste disposal. | 0.03402 |  | 0 | 40.2008 | 2.01 | 1.1658 | 0.1608 | 0 | 2.9347 | 29.628 | N/A | 0 | 3.3367 | 0.92462 | 40.1606 | MA TRM p.418 | p. 418 MA TRM O&M | $.027 kWh/yr |  |  | .0274/kWh | .027/kWh | change to fixtures | $0.0022/kWh |  | 129.75 |  | LED High Bay Fixture | 415.4898 | 2303.4754 | 415.4898 | 2303.4754 | 2332431.7364 | 722379.5732 | 3054811.3096 | 964435.3117 | 2564.8932 | 1367996.4246 | 2.4184 | 3.1675 | 609967.0736 | 3.8239 | 395.677 | 2193.6333 | 811.1668 | 4497.1086 | 2360952.6866 | 680055.5332 | 3041008.2197 | 908986.8834 | 2414.6167 | 1451965.8032 | 2.5973 | 3.3455 | 575286.8514 | 4.104 | 426.8055 | 2366.2097 | 1237.9723 | 6863.3183 | 2717118.9604 | 725252.1039 | 3442371.0643 | 970526.144 | 2575.0924 | 1746592.8164 | 2.7996 | 3.5469 | 614648.3686 | 4.4206
BNI - Efficient Product Rebates; LED High Bay Fixture; COM-Lighting; Other Commercial | LED High Bay Fixture | COM-Lighting | Other Commercial | 15 | 1179.5454 | 143.002 | 445 | 44.94% | 37.7455 | 237.7455 | 245 | 482.7455 | 1085.101 | 0.76 | 2.1936 | 2.1936 | 0 | 369.9104 | 2.9414 | 34.09% | 0.20156 | 1.6625 | $.027 kWh/yr | Ingrid Malmgren: p.418-prescriptive includes admin costs, material handling, material movement, other costs, other labor costs, O&M product spoilage, rent revenue, sales revenue and waste disposal. | 0.03402 |  | 0 | 40.1281 | 2.0064 | 1.1637 | 0.16051 | 0 | 2.9294 | 29.5744 | N/A | 0 | 3.3306 | 0.92295 | 40.088 | MA TRM p.418 | p. 418 MA TRM O&M | $.027 kWh/yr |  |  | .0274/kWh | .027/kWh | change to fixtures | $0.0022/kWh |  | 129.75 |  | LED High Bay Fixture | 311.6153 | 2570.345 | 311.6153 | 2570.345 | 2364541.267 | 806071.0022 | 3170612.2692 | 1077923.6376 | 2867.2341 | 1286617.6294 | 2.1936 | 2.9414 | 681671.8794 | 3.4687 | 314.5929 | 2594.9061 | 626.2082 | 5165.2511 | 2524521.2429 | 804455.4676 | 3328976.7105 | 1077014.3132 | 2861.4876 | 1447506.9297 | 2.344 | 3.0909 | 681556.7262 | 3.7041 | 362.7356 | 2992.0086 | 988.9437 | 8157.2597 | 3092064.5003 | 917061.8198 | 4009126.3201 | 1229199.1848 | 3262.0339 | 1862865.3154 | 2.5155 | 3.2616 | 778386.0958 | 3.9724
BNI - Efficient Product Rebates; LED High Bay Fixture; COM-Lighting; Retail | LED High Bay Fixture | COM-Lighting | Retail | 15 | 1184.98 | 159.777 | 445 | 44.94% | 37.9194 | 237.9194 | 245 | 482.9194 | 1115.3454 | 0.76 | 2.2537 | 2.2537 | 0 | 371.6147 | 3.0046 | 33.32% | 0.20078 | 1.4891 | $.027 kWh/yr | Ingrid Malmgren: p.418-prescriptive includes admin costs, material handling, material movement, other costs, other labor costs, O&M product spoilage, rent revenue, sales revenue and waste disposal. | 0.03402 |  | 0 | 40.313 | 2.0157 | 1.1691 | 0.16125 | 0 | 2.9429 | 29.7107 | N/A | 0 | 3.346 | 0.9272 | 40.2727 | MA TRM p.418 | p. 418 MA TRM O&M | $.027 kWh/yr |  |  | .0274/kWh | .027/kWh | change to fixtures | $0.0022/kWh |  | 129.75 |  | LED High Bay Fixture | 498.129 | 3694.354 | 498.129 | 3694.354 | 3477257.4155 | 1158564.9633 | 4635822.3788 | 1542906.3894 | 4102.1722 | 1934351.0261 | 2.2537 | 3.0046 | 975986.1896 | 3.5628 | 502.869 | 3729.5081 | 1000.998 | 7423.8621 | 3717030.2843 | 1156197.1847 | 4873227.469 | 1541551.2012 | 4093.7885 | 2175479.0831 | 2.4112 | 3.1612 | 975789.6257 | 3.8093 | 579.792 | 4300.0045 | 1580.7901 | 11723.8665 | 4557381.2766 | 1317967.4432 | 5875348.7198 | 1759288.2313 | 4666.5742 | 2798093.0454 | 2.5905 | 3.3396 | 1114367.6701 | 4.0897
BNI - Efficient Product Rebates; LED High Bay Fixture; COM-Lighting; School | LED High Bay Fixture | COM-Lighting | School | 15 | 1187.2525 | 153.0394 | 445 | 44.94% | 37.9921 | 237.9921 | 245 | 482.9921 | 1106.4502 | 0.76 | 2.2353 | 2.2353 | 0 | 372.3274 | 2.9875 | 33.65% | 0.20046 | 1.5551 | $.027 kWh/yr | Ingrid Malmgren: p.418-prescriptive includes admin costs, material handling, material movement, other costs, other labor costs, O&M product spoilage, rent revenue, sales revenue and waste disposal. | 0.03402 |  | 0 | 40.3903 | 2.0195 | 1.1713 | 0.16156 | 0 | 2.9485 | 29.7677 | N/A | 0 | 3.3524 | 0.92898 | 40.3499 | MA TRM p.418 | p. 418 MA TRM O&M | $.027 kWh/yr |  |  | .0274/kWh | .027/kWh | change to fixtures | $0.0022/kWh |  | 129.75 |  | LED High Bay Fixture | 475.559 | 3689.3037 | 475.559 | 3689.3037 | 3438216.2618 | 1156981.1574 | 4595197.4192 | 1538145.3516 | 4088.7234 | 1900070.9102 | 2.2353 | 2.9875 | 973083.7792 | 3.5333 | 480.0762 | 3724.347 | 955.6352 | 7413.6506 | 3673252.8485 | 1154597.1776 | 4827850.0261 | 1536771.5634 | 4080.2985 | 2136481.2851 | 2.3902 | 3.1416 | 972874.3102 | 3.7757 | 553.4998 | 4293.9542 | 1509.135 | 11707.6048 | 4501489.8521 | 1316112.9982 | 5817602.8503 | 1753796.2717 | 4651.0887 | 2747693.5804 | 2.5667 | 3.3171 | 1111015.8121 | 4.0517
BNI - Efficient Product Rebates; LED Low Bay Fixture; IND; Industrial | LED Low Bay Fixture | IND | Industrial | 15 | 174.2644 | 31.433 | 160 | 25% | 5.5765 | 45.5765 | 120 | 165.5765 | 176.455 | 0.76 | 1.0545 | 1.0545 | 0 | 54.6501 | 1.3811 | 30.97% | 0.26154 | 1.45 | $.027 kWh/yr | Ingrid Malmgren: p.418-prescriptive includes admin costs, material handling, material movement, other costs, other labor costs, O&M product spoilage, rent revenue, sales revenue and waste disposal. | 0.03402 |  | 0 | 5.9285 | 0.29642 | 0.17193 | 0.023714 | 0 | 0.43278 | 4.3693 | N/A | 0 | 0.49206 | 0.13635 | 5.9225 | MA TRM p.418 | p. 418 MA TRM O&M | $.027 kWh/yr |  |  | .0274/kWh | .027/kWh | change to fixtures | $0.0022/kWh |  | 129.75 |  | LED Low Bay Fixture | 41.2108 | 228.4728 | 41.2108 | 228.4728 | 231344.8263 | 71650.0184 | 302994.8448 | 219391.0252 | 1725.0914 | 11953.8012 | 1.0545 | 1.3811 | 78623.5633 | 2.9424 | 31.6102 | 175.2468 | 72.821 | 403.7196 | 188613.7464 | 54328.8405 | 242942.5868 | 166438.3903 | 1308.0557 | 22175.3561 | 1.1332 | 1.4597 | 59701.0419 | 3.1593 | 29.8158 | 165.2988 | 102.6368 | 569.0184 | 189812.6701 | 50664.7079 | 240477.378 | 155291.9779 | 1219.8358 | 34520.6923 | 1.2223 | 1.5485 | 55753.3806 | 3.4045
BNI - Efficient Product Rebates; LED Low Bay Fixture; COM-Lighting; Office | LED Low Bay Fixture | COM-Lighting | Office | 15 | 185.8199 | 21.2366 | 160 | 25% | 5.9462 | 45.9462 | 120 | 165.9462 | 168.9189 | 0.76 | 1.0065 | 1.0065 | 0 | 58.2739 | 1.3538 | 34.5% | 0.24726 | 2.1635 | $.027 kWh/yr | Ingrid Malmgren: p.418-prescriptive includes admin costs, material handling, material movement, other costs, other labor costs, O&M product spoilage, rent revenue, sales revenue and waste disposal. | 0.03402 |  | 0 | 6.3216 | 0.31608 | 0.18333 | 0.025286 | 0 | 0.46148 | 4.659 | N/A | 0 | 0.52469 | 0.1454 | 6.3153 | MA TRM p.418 | p. 418 MA TRM O&M | $.027 kWh/yr |  |  | .0274/kWh | .027/kWh | change to fixtures | $0.0022/kWh |  |  |  | LED Low Bay Fixture | 32.9355 | 288.1861 | 32.9355 | 288.1861 | 261974.517 | 90376.3897 | 352350.9067 | 260276.4281 | 2040.6437 | 1698.0889 | 1.0065 | 1.3538 | 93759.9018 | 2.7941 | 36.4884 | 319.2734 | 69.4239 | 607.4595 | 306734.2471 | 98978.9927 | 405713.2398 | 285205.1324 | 2234.8852 | 21529.1147 | 1.0755 | 1.4225 | 102838.4977 | 2.9827 | 46.6742 | 408.3993 | 116.0981 | 1015.8588 | 416544.7702 | 125175.9141 | 541720.6843 | 360885.4799 | 2826.3957 | 55659.2902 | 1.1542 | 1.5011 | 130251.5892 | 3.198
BNI - Efficient Product Rebates; LED Low Bay Fixture; COM-Lighting; Other Commercial | LED Low Bay Fixture | COM-Lighting | Other Commercial | 15 | 172.1276 | 20.8679 | 160 | 25% | 5.5081 | 45.5081 | 120 | 165.5081 | 158.3456 | 0.76 | 0.94677 | 0.94677 | 0 | 53.9799 | 1.2695 | 34.09% | 0.26439 | 2.1808 | $.027 kWh/yr | Ingrid Malmgren: p.418-prescriptive includes admin costs, material handling, material movement, other costs, other labor costs, O&M product spoilage, rent revenue, sales revenue and waste disposal. | 0.03402 |  | 0 | 5.8558 | 0.29279 | 0.16982 | 0.023423 | 0 | 0.42747 | 4.3157 | N/A | 0 | 0.48603 | 0.13468 | 5.8499 | MA TRM p.418 | p. 418 MA TRM O&M | $.027 kWh/yr |  |  | .0274/kWh | .027/kWh | change to fixtures | $0.0022/kWh |  |  |  | LED Low Bay Fixture | 43.858 | 361.7605 | 43.858 | 361.7605 | 332794.8763 | 113449.6163 | 446244.4925 | 351503.9363 | 2765.394 | -18709.0601 | 0.94677 | 1.2695 | 125847.7827 | 2.6444 | 48.5425 | 400.4008 | 92.4005 | 762.1613 | 389540.2399 | 124129.5857 | 513669.8256 | 384787.0087 | 3025.7239 | 4753.2312 | 1.0124 | 1.3349 | 137887.9378 | 2.825 | 62.0503 | 511.8191 | 154.4508 | 1273.9804 | 528934.8314 | 156874.4569 | 685809.2883 | 486536.1952 | 3823.8974 | 42398.6362 | 1.0871 | 1.4096 | 174506.1708 | 3.031
BNI - Efficient Product Rebates; LED Low Bay Fixture; COM-Lighting; Retail | LED Low Bay Fixture | COM-Lighting | Retail | 15 | 177.5622 | 23.9416 | 160 | 25% | 5.682 | 45.682 | 120 | 165.682 | 167.1279 | 0.76 | 0.99792 | 0.99792 | 0 | 55.6843 | 1.3304 | 33.32% | 0.25727 | 1.9081 | $.027 kWh/yr | Ingrid Malmgren: p.418-prescriptive includes admin costs, material handling, material movement, other costs, other labor costs, O&M product spoilage, rent revenue, sales revenue and waste disposal. | 0.03402 |  | 0 | 6.0407 | 0.30203 | 0.17518 | 0.024163 | 0 | 0.44097 | 4.452 | N/A | 0 | 0.50138 | 0.13894 | 6.0346 | MA TRM p.418 | p. 418 MA TRM O&M | $.027 kWh/yr |  |  | .0274/kWh | .027/kWh | change to fixtures | $0.0022/kWh |  |  |  | LED Low Bay Fixture | 72.0261 | 534.179 | 72.0261 | 534.179 | 502788.2704 | 167520.7799 | 670309.0503 | 503836.4761 | 3958.427 | -1048.2056 | 0.99792 | 1.3304 | 180828.8289 | 2.7805 | 79.7561 | 591.5078 | 151.7822 | 1125.6868 | 589528.7776 | 183375.2918 | 772904.0694 | 551805.7772 | 4333.0607 | 37723.0004 | 1.0684 | 1.4007 | 198228.0205 | 2.974 | 101.9864 | 756.3782 | 253.7686 | 1882.0649 | 801651.1856 | 231832.7345 | 1033483.92 | 697982.5618 | 5478.0844 | 103668.6237 | 1.1485 | 1.4807 | 250970.8768 | 3.1942
BNI - Efficient Product Rebates; LED Low Bay Fixture; COM-Lighting; School | LED Low Bay Fixture | COM-Lighting | School | 15 | 179.8347 | 23.1811 | 160 | 25% | 5.7547 | 45.7547 | 120 | 165.7547 | 167.5954 | 0.76 | 1.0001 | 1.0001 | 0 | 56.3969 | 1.3367 | 33.65% | 0.25443 | 1.9738 | $.027 kWh/yr | Ingrid Malmgren: p.418-prescriptive includes admin costs, material handling, material movement, other costs, other labor costs, O&M product spoilage, rent revenue, sales revenue and waste disposal. | 0.03402 |  | 0 | 6.118 | 0.3059 | 0.17742 | 0.024472 | 0 | 0.44661 | 4.5089 | N/A | 0 | 0.50779 | 0.14071 | 6.1119 | MA TRM p.418 | p. 418 MA TRM O&M | $.027 kWh/yr |  |  | .0274/kWh | .027/kWh | change to fixtures | $0.0022/kWh |  |  |  | LED Low Bay Fixture | 69.5219 | 539.3391 | 69.5219 | 539.3391 | 502632.6047 | 169138.9978 | 671771.6026 | 502562.2576 | 3946.1616 | 70.3472 | 1.0001 | 1.3367 | 180555.4749 | 2.7838 | 76.9955 | 597.3173 | 146.5174 | 1136.6564 | 589122.7447 | 185176.3236 | 774299.0683 | 550501.9008 | 4320.3265 | 38620.8439 | 1.0702 | 1.4065 | 197963.2612 | 2.9759 | 98.4678 | 763.8958 | 244.9852 | 1900.5522 | 800816.5076 | 234136.9301 | 1034953.4377 | 696418.6844 | 5462.6205 | 104397.8232 | 1.1499 | 1.4861 | 250668.8542 | 3.1947
BNI - Efficient Product Rebates; LED Linear Replacement Lamps; IND; Industrial | LED Linear Replacement Lamps | IND | Industrial | 10 | 142.9637 | 25.7871 | 84 | 23.81% | 4.5748 | 24.5748 | 64 | 88.5748 | 101.468 | 0.76 | 1.1272 | 1.1272 | 0 | 34.4621 | 1.51 | 33.96% | 0.1719 | 0.95299 | $.027 kWh/yr | Ingrid Malmgren: p.418-prescriptive includes admin costs, material handling, material movement, other costs, other labor costs, O&M product spoilage, rent revenue, sales revenue and waste disposal. | 0.03402 |  | 0 | 4.8636 | 0.24318 | 0.14105 | 0.019455 | 0 | 0.35504 | 3.5845 | N/A | 0 | 0.40368 | 0.11186 | 4.8588 | MA TRM p.418 | p. 418 MA TRM O&M | $.027 kWh/yr |  |  | .0274/kWh | .027/kWh |  | $0.0022/kWh |  | 17.07 |  | LED Linear Replacement Lamps | 34.8095 | 192.9838 | 34.8095 | 192.9838 | 136969.6148 | 46519.7192 | 183489.334 | 121515.5148 | 1776.1573 | 15454.1 | 1.1272 | 1.51 | 43648.7803 | 3.138 | 32.7614 | 181.6292 | 67.5709 | 374.613 | 138685.0608 | 43281.2973 | 181966.3581 | 113143.9059 | 1652.5119 | 25541.1549 | 1.2257 | 1.6083 | 40697.7832 | 3.4077 | 35.5115 | 196.8757 | 103.0824 | 571.4887 | 162264.9751 | 46383.3468 | 208648.3219 | 121346.9792 | 1770.9505 | 40917.9959 | 1.3372 | 1.7194 | 43708.5109 | 3.7124
BNI - Efficient Product Rebates; LED Linear Replacement Lamps; COM-Lighting; Office | LED Linear Replacement Lamps | COM-Lighting | Office | 10 | 154.5193 | 17.6593 | 84 | 23.81% | 4.9446 | 24.9446 | 64 | 88.9446 | 98.2556 | 0.76 | 1.0856 | 1.0856 | 0 | 37.2476 | 1.4972 | 37.91% | 0.16143 | 1.4125 | $.027 kWh/yr | Ingrid Malmgren: p.418-prescriptive includes admin costs, material handling, material movement, other costs, other labor costs, O&M product spoilage, rent revenue, sales revenue and waste disposal. | 0.03402 |  | 0 | 5.2567 | 0.26284 | 0.15245 | 0.021027 | 0 | 0.38374 | 3.8742 | N/A | 0 | 0.43631 | 0.12091 | 5.2515 | MA TRM p.418 | p. 418 MA TRM O&M | $.027 kWh/yr |  |  | .0274/kWh | .027/kWh |  | $0.0022/kWh |  | 17.07 |  | LED Linear Replacement Lamps | 22.0389 | 192.8403 | 22.0389 | 192.8403 | 122623.1571 | 46485.1139 | 169108.271 | 112951.7081 | 1642.1071 | 9671.449 | 1.0856 | 1.4972 | 40961.7326 | 2.9936 | 24.5552 | 214.8584 | 46.5941 | 407.6987 | 145519.2553 | 51199.6455 | 196718.9008 | 124510.8857 | 1808.65 | 21008.3696 | 1.1687 | 1.5799 | 45219.6694 | 3.2181 | 31.5483 | 276.0476 | 78.1424 | 683.7462 | 200078.3532 | 65036.0248 | 265114.378 | 158290.7443 | 2297.4262 | 41787.6089 | 1.264 | 1.6749 | 57571.5798 | 3.4753
BNI - Efficient Product Rebates; LED Linear Replacement Lamps; COM-Lighting; Other Commercial | LED Linear Replacement Lamps | COM-Lighting | Other Commercial | 10 | 140.8269 | 17.0731 | 84 | 23.81% | 4.5065 | 24.5065 | 64 | 88.5065 | 90.6427 | 0.76 | 1.0079 | 1.0079 | 0 | 33.947 | 1.3854 | 37.45% | 0.17402 | 1.4354 | $.027 kWh/yr | Ingrid Malmgren: p.418-prescriptive includes admin costs, material handling, material movement, other costs, other labor costs, O&M product spoilage, rent revenue, sales revenue and waste disposal. | 0.03402 |  | 0 | 4.7909 | 0.23955 | 0.13894 | 0.019164 | 0 | 0.34974 | 3.5309 | N/A | 0 | 0.39765 | 0.11019 | 4.7861 | MA TRM p.418 | p. 418 MA TRM O&M | $.027 kWh/yr |  |  | .0274/kWh | .027/kWh |  | $0.0022/kWh |  | 17.07 |  | LED Linear Replacement Lamps | 28.9553 | 238.8367 | 28.9553 | 238.8367 | 153726.3628 | 57572.7826 | 211299.1454 | 152516.8289 | 2231.5249 | 1209.5339 | 1.0079 | 1.3854 | 54686.7792 | 2.811 | 32.344 | 266.7884 | 61.2994 | 505.6251 | 183110.7804 | 63574.2984 | 246685.0788 | 168544.149 | 2464.144 | 14566.6314 | 1.0864 | 1.4636 | 60516.0759 | 3.0258 | 41.6924 | 343.8976 | 102.9917 | 849.5227 | 252850.2602 | 81021.3032 | 333871.5634 | 214962.4654 | 3140.3911 | 37887.7948 | 1.1763 | 1.5532 | 77287.7212 | 3.2715
BNI - Efficient Product Rebates; LED Linear Replacement Lamps; COM-Lighting; Retail | LED Linear Replacement Lamps | COM-Lighting | Retail | 10 | 146.2616 | 19.7212 | 84 | 23.81% | 4.6804 | 24.6804 | 64 | 88.6804 | 96.364 | 0.76 | 1.0688 | 1.0688 | 0 | 35.2571 | 1.4599 | 36.59% | 0.16874 | 1.2515 | $.027 kWh/yr | Ingrid Malmgren: p.418-prescriptive includes admin costs, material handling, material movement, other costs, other labor costs, O&M product spoilage, rent revenue, sales revenue and waste disposal. | 0.03402 |  | 0 | 4.9758 | 0.24879 | 0.1443 | 0.019903 | 0 | 0.36323 | 3.6672 | N/A | 0 | 0.41299 | 0.11444 | 4.9708 | MA TRM p.418 | p. 418 MA TRM O&M | $.027 kWh/yr |  |  | .0274/kWh | .027/kWh |  | $0.0022/kWh |  | 17.07 |  | LED Linear Replacement Lamps | 47.8227 | 354.6752 | 47.8227 | 354.6752 | 233676.7795 | 85496.2283 | 319173.0077 | 218628.4761 | 3190.7078 | 15048.3034 | 1.0688 | 1.4599 | 78747.8473 | 2.9674 | 53.3694 | 395.8118 | 101.1921 | 750.487 | 278694.1948 | 94319.9108 | 373014.1056 | 241382.9705 | 3520.0064 | 37311.2244 | 1.1546 | 1.5453 | 87065.8889 | 3.201 | 68.71 | 509.585 | 169.9021 | 1260.072 | 385095.7732 | 120056.7765 | 505152.5497 | 307491.509 | 4480.5028 | 77604.2642 | 1.2524 | 1.6428 | 111066.2663 | 3.4673
BNI - Efficient Product Rebates; LED Linear Replacement Lamps; COM-Lighting; School | LED Linear Replacement Lamps | COM-Lighting | School | 10 | 148.534 | 19.1463 | 84 | 23.81% | 4.7531 | 24.7531 | 64 | 88.7531 | 96.8762 | 0.76 | 1.0734 | 1.0734 | 0 | 35.8049 | 1.4701 | 36.96% | 0.16665 | 1.2928 | $.027 kWh/yr | Ingrid Malmgren: p.418-prescriptive includes admin costs, material handling, material movement, other costs, other labor costs, O&M product spoilage, rent revenue, sales revenue and waste disposal. | 0.03402 |  | 0 | 5.0531 | 0.25266 | 0.14654 | 0.020213 | 0 | 0.36888 | 3.7242 | N/A | 0 | 0.41941 | 0.11622 | 5.0481 | MA TRM p.418 | p. 418 MA TRM O&M | $.027 kWh/yr |  |  | .0274/kWh | .027/kWh |  | $0.0022/kWh |  | 17.07 |  | LED Linear Replacement Lamps | 46.2634 | 358.9034 | 46.2634 | 358.9034 | 234082.5167 | 86515.4597 | 320597.9763 | 218081.311 | 3179.3482 | 16001.2056 | 1.0734 | 1.4701 | 78698.6858 | 2.9744 | 51.6073 | 400.3606 | 97.8707 | 759.2639 | 278795.8757 | 95403.853 | 374199.7287 | 240679.4905 | 3505.9869 | 38116.3852 | 1.1584 | 1.5548 | 86977.0247 | 3.2054 | 66.4052 | 515.1597 | 164.2759 | 1274.4237 | 384711.4076 | 121370.1627 | 506081.5703 | 306431.3983 | 4460.2203 | 78280.0093 | 1.2555 | 1.6515 | 110895.3408 | 3.4691
BNI - Efficient Product Rebates; LED Exterior Fixtures-End of Life replacement; IND; Industrial | LED Exterior Fixtures-End of Life replacement | IND | Industrial | 10 | 608.1598 | 139.4222 | 125 | 40% | 19.4611 | 69.4611 | 75 | 144.4611 | 464.8629 | 0.76 | 3.0866 | 3.0866 | 0 | 146.6 | 4.06 | 31.54% | 0.11422 | 0.49821 | $.027 kWh/yr | Ingrid Malmgren: p.418-prescriptive includes admin costs, material handling, material movement, other costs, other labor costs, O&M product spoilage, rent revenue, sales revenue and waste disposal. | 0.03402 |  | 0 | 20.6896 | 1.0345 | 0.6 | 0.082758 | 0 | 1.5103 | 15.2482 | N/A | 0 | 1.7172 | 0.47586 | 20.6689 | MA TRM p.418 | p. 418 MA TRM O&M | $.027 kWh/yr |  |  | .0274/kWh | .027/kWh |  | $0.0022/kWh |  | 116.28 |  | LED Exterior Fixtures-End of Life replacement | 9.2143 | 40.1928 | 9.2143 | 40.1928 | 30722.3837 | 9688.6652 | 40411.0489 | 9953.4683 | 86.9594 | 20768.9154 | 3.0866 | 4.06 | 6040.2959 | 5.0862 | 7.0099 | 30.5772 | 16.2242 | 70.7699 | 25298.71 | 7286.3824 | 32585.0925 | 7500.2701 | 65.398 | 17798.4399 | 3.373 | 4.3445 | 4557.36 | 5.5512 | 7.5509 | 32.9369 | 23.7751 | 103.7068 | 29567.9698 | 7759.8395 | 37327.8093 | 8003.3251 | 69.6475 | 21564.6447 | 3.6945 | 4.664 | 4869.1895 | 6.0725
BNI - Efficient Product Rebates; LED Exterior Fixtures-End of Life replacement; COM-Lighting; Office | LED Exterior Fixtures-End of Life replacement | COM-Lighting | Office | 10 | 608.1598 | 138.3949 | 125 | 40% | 19.4611 | 69.4611 | 75 | 144.4611 | 463.7146 | 0.76 | 3.079 | 3.079 | 0 | 146.6 | 4.0524 | 31.61% | 0.11422 | 0.50191 | $.027 kWh/yr | Ingrid Malmgren: p.418-prescriptive includes admin costs, material handling, material movement, other costs, other labor costs, O&M product spoilage, rent revenue, sales revenue and waste disposal. | 0.03402 |  | 0 | 20.6896 | 1.0345 | 0.6 | 0.082758 | 0 | 1.5103 | 15.2482 | N/A | 0 | 1.7172 | 0.47586 | 20.6689 | MA TRM p.418 | p. 418 MA TRM O&M | $.027 kWh/yr |  |  | .0274/kWh | .027/kWh |  | $0.0022/kWh |  | 116.28 |  | LED Exterior Fixtures-End of Life replacement | 7.2662 | 31.9304 | 7.2662 | 31.9304 | 24346.5605 | 7696.9859 | 32043.5464 | 7907.354 | 69.0833 | 16439.2065 | 3.079 | 4.0524 | 4798.6045 | 5.0737 | 5.5827 | 24.5327 | 12.8489 | 56.4631 | 20243.5505 | 5846.008 | 26089.5585 | 6017.6143 | 52.4701 | 14225.9361 | 3.364 | 4.3355 | 3656.4596 | 5.5364 | 6.2187 | 27.3273 | 19.0676 | 83.7904 | 24462.7479 | 6438.2429 | 30900.9908 | 6640.2598 | 57.7856 | 17822.4881 | 3.684 | 4.6536 | 4039.9064 | 6.0553
BNI - Efficient Product Rebates; LED Exterior Fixtures-End of Life replacement; COM-Lighting; Other Commercial | LED Exterior Fixtures-End of Life replacement | COM-Lighting | Other Commercial | 10 | 608.1598 | 138.3949 | 125 | 40% | 19.4611 | 69.4611 | 75 | 144.4611 | 463.7146 | 0.76 | 3.079 | 3.079 | 0 | 146.6 | 4.0524 | 31.61% | 0.11422 | 0.50191 | $.027 kWh/yr | Ingrid Malmgren: p.418-prescriptive includes admin costs, material handling, material movement, other costs, other labor costs, O&M product spoilage, rent revenue, sales revenue and waste disposal. | 0.03402 |  | 0 | 20.6896 | 1.0345 | 0.6 | 0.082758 | 0 | 1.5103 | 15.2482 | N/A | 0 | 1.7172 | 0.47586 | 20.6689 | MA TRM p.418 | p. 418 MA TRM O&M | $.027 kWh/yr |  |  | .0274/kWh | .027/kWh |  | $0.0022/kWh |  | 116.28 |  | LED Exterior Fixtures-End of Life replacement | 9.8569 | 43.3148 | 9.8569 | 43.3148 | 33027.0078 | 10441.2455 | 43468.2533 | 10726.6175 | 93.7141 | 22300.3903 | 3.079 | 4.0524 | 6509.4841 | 5.0737 | 7.5732 | 33.2795 | 17.43 | 76.5943 | 27461.1233 | 7930.3257 | 35391.449 | 8163.1159 | 71.1776 | 19298.0074 | 3.364 | 4.3355 | 4960.1225 | 5.5364 | 8.4359 | 37.0705 | 25.8659 | 113.6648 | 33184.6204 | 8733.7141 | 41918.3345 | 9007.7575 | 78.3883 | 24176.8628 | 3.684 | 4.6536 | 5480.2821 | 6.0553
BNI - Efficient Product Rebates; LED Exterior Fixtures-End of Life replacement; COM-Lighting; Retail | LED Exterior Fixtures-End of Life replacement | COM-Lighting | Retail | 10 | 608.1598 | 138.3949 | 125 | 40% | 19.4611 | 69.4611 | 75 | 144.4611 | 463.7146 | 0.76 | 3.079 | 3.079 | 0 | 146.6 | 4.0524 | 31.61% | 0.11422 | 0.50191 | $.027 kWh/yr | Ingrid Malmgren: p.418-prescriptive includes admin costs, material handling, material movement, other costs, other labor costs, O&M product spoilage, rent revenue, sales revenue and waste disposal. | 0.03402 |  | 0 | 20.6896 | 1.0345 | 0.6 | 0.082758 | 0 | 1.5103 | 15.2482 | N/A | 0 | 1.7172 | 0.47586 | 20.6689 | MA TRM p.418 | p. 418 MA TRM O&M | $.027 kWh/yr |  |  | .0274/kWh | .027/kWh |  | $0.0022/kWh |  | 116.28 |  | LED Exterior Fixtures-End of Life replacement | 14.1026 | 61.9723 | 14.1026 | 61.9723 | 47253.1357 | 14938.7311 | 62191.8668 | 15347.025 | 134.0807 | 31906.1107 | 3.079 | 4.0524 | 9313.394 | 5.0737 | 10.8353 | 47.6143 | 24.9379 | 109.5866 | 39289.7895 | 11346.252 | 50636.0416 | 11679.3149 | 101.8368 | 27610.4746 | 3.364 | 4.3355 | 7096.6568 | 5.5364 | 12.0696 | 53.0384 | 37.0075 | 162.625 | 47478.6386 | 12495.6938 | 59974.3324 | 12887.7794 | 112.1535 | 34590.8593 | 3.684 | 4.6536 | 7840.8711 | 6.0553
BNI - Efficient Product Rebates; LED Exterior Fixtures-End of Life replacement; COM-Lighting; School | LED Exterior Fixtures-End of Life replacement | COM-Lighting | School | 10 | 608.1598 | 138.3949 | 125 | 40% | 19.4611 | 69.4611 | 75 | 144.4611 | 463.7146 | 0.76 | 3.079 | 3.079 | 0 | 146.6 | 4.0524 | 31.61% | 0.11422 | 0.50191 | $.027 kWh/yr | Ingrid Malmgren: p.418-prescriptive includes admin costs, material handling, material movement, other costs, other labor costs, O&M product spoilage, rent revenue, sales revenue and waste disposal. | 0.03402 |  | 0 | 20.6896 | 1.0345 | 0.6 | 0.082758 | 0 | 1.5103 | 15.2482 | N/A | 0 | 1.7172 | 0.47586 | 20.6689 | MA TRM p.418 | p. 418 MA TRM O&M | $.027 kWh/yr |  |  | .0274/kWh | .027/kWh |  | $0.0022/kWh |  | 116.28 |  | LED Exterior Fixtures-End of Life replacement | 14.0565 | 61.7698 | 14.0565 | 61.7698 | 47098.7136 | 14889.9117 | 61988.6254 | 15296.8713 | 133.6425 | 31801.8424 | 3.079 | 4.0524 | 9282.9581 | 5.0737 | 10.7999 | 47.4587 | 24.8564 | 109.2285 | 39161.3915 | 11309.1728 | 50470.5643 | 11641.1472 | 101.504 | 27520.2443 | 3.364 | 4.3355 | 7073.4651 | 5.5364 | 12.0302 | 52.8651 | 36.8866 | 162.0936 | 47323.4797 | 12454.8582 | 59778.3379 | 12845.6624 | 111.787 | 34477.8173 | 3.684 | 4.6536 | 7815.2474 | 6.0553
BNI - Efficient Product Rebates; LED Exit Sign-End of Life replacement; IND; Industrial | LED Exit Sign-End of Life replacement | IND | Industrial | 10 | 88.222 | 10.071 | 25 | 40% | 2.8231 | 12.8231 | 15 | 27.8231 | 56.0857 | 0.76 | 1.9532 | 1.9532 | 0 | 21.2663 | 2.6938 | 37.92% | 0.14535 | 1.2733 | $.027 kWh/yr | Ingrid Malmgren: p.418-prescriptive includes admin costs, material handling, material movement, other costs, other labor costs, O&M product spoilage, rent revenue, sales revenue and waste disposal. | 0.03402 |  | 0 | 3.0013 | 0.15007 | 0.087038 | 0.012005 | 0 | 0.2191 | 2.212 | N/A | 0 | 0.24911 | 0.06903 | 2.9983 | MA TRM p.418 | p. 418 MA TRM O&M | $.027 kWh/yr |  |  | .0274/kWh | .027/kWh |  | $0.0022/kWh |  | 8.78 |  | LED Exit Sign-End of Life replacement | 0.12932 | 1.1329 | 0.12932 | 1.1329 | 720.2041 | 273.0842 | 993.2882 | 368.7284 | 16.8962 | 351.4757 | 1.9532 | 2.6938 | 216.6622 | 3.3241 | 0.099814 | 0.87437 | 0.22914 | 2.0072 | 592.0472 | 210.7723 | 802.8195 | 284.5926 | 13.0409 | 307.4546 | 2.0803 | 2.8209 | 167.2246 | 3.5404 | 0.10437 | 0.91431 | 0.33351 | 2.9216 | 662.5123 | 220.3999 | 882.9122 | 297.5922 | 13.6366 | 364.9201 | 2.2262 | 2.9669 | 174.8631 | 3.7887
BNI - Efficient Product Rebates; LED Exit Sign-End of Life replacement; COM-Lighting; Office | LED Exit Sign-End of Life replacement | COM-Lighting | Office | 10 | 88.222 | 10.071 | 25 | 40% | 2.8231 | 12.8231 | 15 | 27.8231 | 56.0857 | 0.76 | 1.9532 | 1.9532 | 0 | 21.2663 | 2.6938 | 37.92% | 0.14535 | 1.2733 | $.027 kWh/yr | Ingrid Malmgren: p.418-prescriptive includes admin costs, material handling, material movement, other costs, other labor costs, O&M product spoilage, rent revenue, sales revenue and waste disposal. | 0.03402 |  | 0 | 3.0013 | 0.15007 | 0.087038 | 0.012005 | 0 | 0.2191 | 2.212 | N/A | 0 | 0.24911 | 0.06903 | 2.9983 | MA TRM p.418 | p. 418 MA TRM O&M | $.027 kWh/yr |  |  | .0274/kWh | .027/kWh |  | $0.0022/kWh |  | 8.78 |  | LED Exit Sign-End of Life replacement | 0.15692 | 1.3746 | 0.15692 | 1.3746 | 873.8956 | 331.3603 | 1205.2559 | 447.415 | 20.5019 | 426.4805 | 1.9532 | 2.6938 | 262.8979 | 3.3241 | 0.12968 | 1.136 | 0.2866 | 2.5106 | 769.1929 | 273.8372 | 1043.0302 | 369.7452 | 16.9428 | 399.4477 | 2.0803 | 2.8209 | 217.2597 | 3.5404 | 0.14197 | 1.2436 | 0.42857 | 3.7542 | 901.128 | 299.781 | 1200.909 | 404.7754 | 18.548 | 496.3526 | 2.2262 | 2.9669 | 237.8432 | 3.7887
BNI - Efficient Product Rebates; LED Exit Sign-End of Life replacement; COM-Lighting; Other Commercial | LED Exit Sign-End of Life replacement | COM-Lighting | Other Commercial | 10 | 88.222 | 10.071 | 25 | 40% | 2.8231 | 12.8231 | 15 | 27.8231 | 56.0857 | 0.76 | 1.9532 | 1.9532 | 0 | 21.2663 | 2.6938 | 37.92% | 0.14535 | 1.2733 | $.027 kWh/yr | Ingrid Malmgren: p.418-prescriptive includes admin costs, material handling, material movement, other costs, other labor costs, O&M product spoilage, rent revenue, sales revenue and waste disposal. | 0.03402 |  | 0 | 3.0013 | 0.15007 | 0.087038 | 0.012005 | 0 | 0.2191 | 2.212 | N/A | 0 | 0.24911 | 0.06903 | 2.9983 | MA TRM p.418 | p. 418 MA TRM O&M | $.027 kWh/yr |  |  | .0274/kWh | .027/kWh |  | $0.0022/kWh |  | 8.78 |  | LED Exit Sign-End of Life replacement | 0.21287 | 1.8647 | 0.21287 | 1.8647 | 1185.4716 | 449.5025 | 1634.9741 | 606.935 | 27.8116 | 578.5366 | 1.9532 | 2.6938 | 356.6308 | 3.3241 | 0.17592 | 1.541 | 0.38878 | 3.4057 | 1043.4386 | 371.4703 | 1414.9089 | 501.573 | 22.9836 | 541.8656 | 2.0803 | 2.8209 | 294.7208 | 3.5404 | 0.19258 | 1.687 | 0.58137 | 5.0928 | 1222.4134 | 406.6639 | 1629.0773 | 549.0927 | 25.1611 | 673.3207 | 2.2262 | 2.9669 | 322.6431 | 3.7887
BNI - Efficient Product Rebates; LED Exit Sign-End of Life replacement; COM-Lighting; Retail | LED Exit Sign-End of Life replacement | COM-Lighting | Retail | 10 | 88.222 | 10.071 | 25 | 40% | 2.8231 | 12.8231 | 15 | 27.8231 | 56.0857 | 0.76 | 1.9532 | 1.9532 | 0 | 21.2663 | 2.6938 | 37.92% | 0.14535 | 1.2733 | $.027 kWh/yr | Ingrid Malmgren: p.418-prescriptive includes admin costs, material handling, material movement, other costs, other labor costs, O&M product spoilage, rent revenue, sales revenue and waste disposal. | 0.03402 |  | 0 | 3.0013 | 0.15007 | 0.087038 | 0.012005 | 0 | 0.2191 | 2.212 | N/A | 0 | 0.24911 | 0.06903 | 2.9983 | MA TRM p.418 | p. 418 MA TRM O&M | $.027 kWh/yr |  |  | .0274/kWh | .027/kWh |  | $0.0022/kWh |  | 8.78 |  | LED Exit Sign-End of Life replacement | 0.30456 | 2.6679 | 0.30456 | 2.6679 | 1696.1043 | 643.1222 | 2339.2265 | 868.3675 | 39.7912 | 827.7368 | 1.9532 | 2.6938 | 510.2467 | 3.3241 | 0.25169 | 2.2048 | 0.55625 | 4.8727 | 1492.8917 | 531.4783 | 2024.37 | 717.6217 | 32.8836 | 775.27 | 2.0803 | 2.8209 | 421.6695 | 3.5404 | 0.27554 | 2.4137 | 0.83178 | 7.2864 | 1748.9585 | 581.8313 | 2330.7898 | 785.6102 | 35.999 | 963.3483 | 2.2262 | 2.9669 | 461.6191 | 3.7887
BNI - Efficient Product Rebates; LED Exit Sign-End of Life replacement; COM-Lighting; School | LED Exit Sign-End of Life replacement | COM-Lighting | School | 10 | 88.222 | 10.071 | 25 | 40% | 2.8231 | 12.8231 | 15 | 27.8231 | 56.0857 | 0.76 | 1.9532 | 1.9532 | 0 | 21.2663 | 2.6938 | 37.92% | 0.14535 | 1.2733 | $.027 kWh/yr | Ingrid Malmgren: p.418-prescriptive includes admin costs, material handling, material movement, other costs, other labor costs, O&M product spoilage, rent revenue, sales revenue and waste disposal. | 0.03402 |  | 0 | 3.0013 | 0.15007 | 0.087038 | 0.012005 | 0 | 0.2191 | 2.212 | N/A | 0 | 0.24911 | 0.06903 | 2.9983 | MA TRM p.418 | p. 418 MA TRM O&M | $.027 kWh/yr |  |  | .0274/kWh | .027/kWh |  | $0.0022/kWh |  | 8.78 |  | LED Exit Sign-End of Life replacement | 0.30356 | 2.6592 | 0.30356 | 2.6592 | 1690.5615 | 641.0205 | 2331.582 | 865.5297 | 39.6612 | 825.0317 | 1.9532 | 2.6938 | 508.5792 | 3.3241 | 0.25087 | 2.1976 | 0.55443 | 4.8568 | 1488.013 | 529.7414 | 2017.7544 | 715.2765 | 32.7761 | 772.7364 | 2.0803 | 2.8209 | 420.2915 | 3.5404 | 0.27463 | 2.4058 | 0.82907 | 7.2626 | 1743.2429 | 579.9299 | 2323.1728 | 783.0428 | 35.8814 | 960.2001 | 2.2262 | 2.9669 | 460.1105 | 3.7887
BNI - Efficient Product Rebates; Photoluminescent Exit Sign; IND; Industrial | Photoluminescent Exit Sign | IND | Industrial | 10 | 107.8268 | 12.309 | 40 | 37.5% | 3.4505 | 18.4505 | 25 | 43.4505 | 68.5491 | 0.82 | 1.5506 | 1.5506 | 0 | 25.9922 | 2.1386 | 37.92% | 0.17111 | 1.4989 | $.027 kWh/yr | Ingrid Malmgren: p.418-prescriptive includes admin costs, material handling, material movement, other costs, other labor costs, O&M product spoilage, rent revenue, sales revenue and waste disposal. | 0.03402 |  | 0 | 3.6683 | 0.18341 | 0.10638 | 0.014673 | 0 | 0.26778 | 2.7035 | N/A | 0 | 0.30447 | 0.08437 | 3.6646 | MA TRM p.418 | p. 418 MA TRM O&M | $.027 kWh/yr |  |  | .0274/kWh | .027/kWh |  | $0.0022/kWh |  |  |  | Photoluminescent Exit Sign | 0.14093 | 1.2345 | 0.14093 | 1.2345 | 784.8418 | 297.5933 | 1082.4351 | 506.1506 | 13.9626 | 278.6912 | 1.5506 | 2.1386 | 257.6163 | 3.0466 | 0.11235 | 0.98423 | 0.25328 | 2.2188 | 666.4283 | 237.2524 | 903.6807 | 403.522 | 11.1315 | 262.9062 | 1.6515 | 2.2395 | 205.3813 | 3.2448 | 0.11701 | 1.025 | 0.37029 | 3.2438 | 742.7162 | 247.0816 | 989.7979 | 420.2397 | 11.5927 | 322.4765 | 1.7674 | 2.3553 | 213.8901 | 3.4724
BNI - Efficient Product Rebates; Photoluminescent Exit Sign; COM-Lighting; Office | Photoluminescent Exit Sign | COM-Lighting | Office | 10 | 107.8268 | 12.309 | 40 | 37.5% | 3.4505 | 18.4505 | 25 | 43.4505 | 68.5491 | 0.82 | 1.5506 | 1.5506 | 0 | 25.9922 | 2.1386 | 37.92% | 0.17111 | 1.4989 | $.027 kWh/yr | Ingrid Malmgren: p.418-prescriptive includes admin costs, material handling, material movement, other costs, other labor costs, O&M product spoilage, rent revenue, sales revenue and waste disposal. | 0.03402 |  | 0 | 3.6683 | 0.18341 | 0.10638 | 0.014673 | 0 | 0.26778 | 2.7035 | N/A | 0 | 0.30447 | 0.08437 | 3.6646 | MA TRM p.418 | p. 418 MA TRM O&M | $.027 kWh/yr |  |  | .0274/kWh | .027/kWh |  | $0.0022/kWh |  |  |  | Photoluminescent Exit Sign | 0.19664 | 1.7225 | 0.19664 | 1.7225 | 1095.0773 | 415.2272 | 1510.3045 | 706.2239 | 19.4818 | 388.8535 | 1.5506 | 2.1386 | 359.448 | 3.0466 | 0.16317 | 1.4294 | 0.35981 | 3.1519 | 967.8411 | 344.5571 | 1312.3982 | 586.0273 | 16.1661 | 381.8137 | 1.6515 | 2.2395 | 298.2714 | 3.2448 | 0.17844 | 1.5631 | 0.53824 | 4.715 | 1132.6217 | 376.7927 | 1509.4144 | 640.854 | 17.6785 | 491.7678 | 1.7674 | 2.3553 | 326.1765 | 3.4724
BNI - Efficient Product Rebates; Photoluminescent Exit Sign; COM-Lighting; Other Commercial | Photoluminescent Exit Sign | COM-Lighting | Other Commercial | 10 | 107.8268 | 12.309 | 40 | 37.5% | 3.4505 | 18.4505 | 25 | 43.4505 | 68.5491 | 0.82 | 1.5506 | 1.5506 | 0 | 25.9922 | 2.1386 | 37.92% | 0.17111 | 1.4989 | $.027 kWh/yr | Ingrid Malmgren: p.418-prescriptive includes admin costs, material handling, material movement, other costs, other labor costs, O&M product spoilage, rent revenue, sales revenue and waste disposal. | 0.03402 |  | 0 | 3.6683 | 0.18341 | 0.10638 | 0.014673 | 0 | 0.26778 | 2.7035 | N/A | 0 | 0.30447 | 0.08437 | 3.6646 | MA TRM p.418 | p. 418 MA TRM O&M | $.027 kWh/yr |  |  | .0274/kWh | .027/kWh |  | $0.0022/kWh |  |  |  | Photoluminescent Exit Sign | 0.26675 | 2.3367 | 0.26675 | 2.3367 | 1485.5128 | 563.271 | 2048.7838 | 958.0187 | 26.4278 | 527.4941 | 1.5506 | 2.1386 | 487.6045 | 3.0466 | 0.22135 | 1.939 | 0.48809 | 4.2757 | 1312.9121 | 467.4045 | 1780.3166 | 794.9677 | 21.9299 | 517.9444 | 1.6515 | 2.2395 | 404.6161 | 3.2448 | 0.24205 | 2.1204 | 0.73015 | 6.3961 | 1536.4432 | 511.1332 | 2047.5764 | 869.342 | 23.9815 | 667.1012 | 1.7674 | 2.3553 | 442.4705 | 3.4724
BNI - Efficient Product Rebates; Photoluminescent Exit Sign; COM-Lighting; Retail | Photoluminescent Exit Sign | COM-Lighting | Retail | 10 | 107.8268 | 12.309 | 40 | 37.5% | 3.4505 | 18.4505 | 25 | 43.4505 | 68.5491 | 0.82 | 1.5506 | 1.5506 | 0 | 25.9922 | 2.1386 | 37.92% | 0.17111 | 1.4989 | $.027 kWh/yr | Ingrid Malmgren: p.418-prescriptive includes admin costs, material handling, material movement, other costs, other labor costs, O&M product spoilage, rent revenue, sales revenue and waste disposal. | 0.03402 |  | 0 | 3.6683 | 0.18341 | 0.10638 | 0.014673 | 0 | 0.26778 | 2.7035 | N/A | 0 | 0.30447 | 0.08437 | 3.6646 | MA TRM p.418 | p. 418 MA TRM O&M | $.027 kWh/yr |  |  | .0274/kWh | .027/kWh |  | $0.0022/kWh |  |  |  | Photoluminescent Exit Sign | 0.38164 | 3.3432 | 0.38164 | 3.3432 | 2125.3859 | 805.8956 | 2931.2815 | 1370.6779 | 37.8113 | 754.7081 | 1.5506 | 2.1386 | 697.6363 | 3.0466 | 0.31669 | 2.7742 | 0.69833 | 6.1174 | 1878.4388 | 668.7353 | 2547.1742 | 1137.3939 | 31.376 | 741.0449 | 1.6515 | 2.2395 | 578.9013 | 3.2448 | 0.34632 | 3.0337 | 1.0447 | 9.1512 | 2198.2542 | 731.2998 | 2929.554 | 1243.8044 | 34.3114 | 954.4498 | 1.7674 | 2.3553 | 633.0613 | 3.4724
BNI - Efficient Product Rebates; Photoluminescent Exit Sign; COM-Lighting; School | Photoluminescent Exit Sign | COM-Lighting | School | 10 | 107.8268 | 12.309 | 40 | 37.5% | 3.4505 | 18.4505 | 25 | 43.4505 | 68.5491 | 0.82 | 1.5506 | 1.5506 | 0 | 25.9922 | 2.1386 | 37.92% | 0.17111 | 1.4989 | $.027 kWh/yr | Ingrid Malmgren: p.418-prescriptive includes admin costs, material handling, material movement, other costs, other labor costs, O&M product spoilage, rent revenue, sales revenue and waste disposal. | 0.03402 |  | 0 | 3.6683 | 0.18341 | 0.10638 | 0.014673 | 0 | 0.26778 | 2.7035 | N/A | 0 | 0.30447 | 0.08437 | 3.6646 | MA TRM p.418 | p. 418 MA TRM O&M | $.027 kWh/yr |  |  | .0274/kWh | .027/kWh |  | $0.0022/kWh |  |  |  | Photoluminescent Exit Sign | 0.3804 | 3.3323 | 0.3804 | 3.3323 | 2118.4402 | 803.2619 | 2921.7022 | 1366.1985 | 37.6878 | 752.2417 | 1.5506 | 2.1386 | 695.3564 | 3.0466 | 0.31565 | 2.7651 | 0.69605 | 6.0974 | 1872.3001 | 666.5499 | 2538.8501 | 1133.6769 | 31.2735 | 738.6232 | 1.6515 | 2.2395 | 577.0095 | 3.2448 | 0.34519 | 3.0238 | 1.0412 | 9.1212 | 2191.0704 | 728.91 | 2919.9803 | 1239.7397 | 34.1993 | 951.3307 | 1.7674 | 2.3553 | 630.9925 | 3.4724
BNI - Efficient Product Rebates; Lighting Controls - Occupancy Sensors; IND; Industrial | Lighting Controls - Occupancy Sensors | IND | Industrial | 10 | 602.0982 | 0 | 145.56 | 27.48% | 19.2671 | 59.2671 | 105.56 | 164.8271 | 305.9527 | 0.82 | 1.8098 | 1.8098 | 0 | 145.1388 | 2.6683 | 47.44% | 0.098434 | 0 | $.027 kWh/yr | Ingrid Malmgren: p.418-prescriptive includes admin costs, material handling, material movement, other costs, other labor costs, O&M product spoilage, rent revenue, sales revenue and waste disposal. | 0.03402 |  | 0 | 20.4834 | 1.0242 | 0.59402 | 0.081934 | 0 | 1.4953 | 15.0963 | N/A | 0 | 1.7001 | 0.47112 | 20.4629 | MA TRM p.418 | p. 418 MA TRM O&M | $.027 kWh/yr |  |  | .0274/kWh |  | R.I. TRM $6.69/kW (not KWh)/year???? | $0.0022/kWh |  |  |  | Lighting Controls - Occupancy Sensors | 0 | 67.9777 | 0 | 67.9777 | 34542.4861 | 16386.3735 | 50928.8596 | 19086.719 | 137.6846 | 15455.7671 | 1.8098 | 2.6683 | 8160.1756 | 4.2331 | 0 | 64.8643 | 0 | 132.842 | 34253.3012 | 15635.8545 | 49889.1557 | 18212.5204 | 131.3785 | 16040.7808 | 1.8808 | 2.7393 | 7786.428 | 4.3991 | 0 | 70.0008 | 0 | 202.8428 | 38703.6112 | 16874.0478 | 55577.659 | 19654.7582 | 141.7823 | 19048.853 | 1.9692 | 2.8277 | 8403.0303 | 4.6059
BNI - Efficient Product Rebates; Lighting Controls - Occupancy Sensors; COM-Lighting; Office | Lighting Controls - Occupancy Sensors | COM-Lighting | Office | 10 | 383.5789 | 28.3674 | 145.56 | 27.48% | 12.2745 | 52.2745 | 105.56 | 157.8345 | 226.6192 | 0.82 | 1.4117 | 1.4117 | 0 | 92.4636 | 1.9877 | 40.8% | 0.13628 | 1.8428 | $.027 kWh/yr | Ingrid Malmgren: p.418-prescriptive includes admin costs, material handling, material movement, other costs, other labor costs, O&M product spoilage, rent revenue, sales revenue and waste disposal. | 0.03402 |  | 0 | 13.0494 | 0.65247 | 0.37843 | 0.052197 | 0 | 0.9526 | 9.6174 | N/A | 0 | 1.0831 | 0.30014 | 13.0363 | MA TRM p.418 | p. 418 MA TRM O&M | $.027 kWh/yr |  |  | .0274/kWh |  | R.I. TRM $6.69/kW (not KWh)/year???? | $0.0022/kWh |  |  |  | Lighting Controls - Occupancy Sensors | 4.3964 | 59.4472 | 4.3964 | 59.4472 | 35121.5518 | 14330.0548 | 49451.6065 | 24878.8505 | 189.0006 | 10242.7012 | 1.4117 | 1.9877 | 9879.9155 | 3.5548 | 4.4682 | 60.4185 | 8.8646 | 119.8658 | 37739.0068 | 14564.1848 | 52303.1916 | 25285.3309 | 192.0885 | 12453.6758 | 1.4925 | 2.0685 | 10041.3375 | 3.7584 | 5.213 | 70.4891 | 14.0776 | 190.3549 | 46814.3581 | 16991.7612 | 63806.1193 | 29499.9212 | 224.1061 | 17314.4368 | 1.5869 | 2.1629 | 11715.0401 | 3.9961
BNI - Efficient Product Rebates; Lighting Controls - Occupancy Sensors; COM-Lighting; Other Commercial | Lighting Controls - Occupancy Sensors | COM-Lighting | Other Commercial | 10 | 640.1636 | 50.1477 | 145.56 | 27.48% | 20.4852 | 60.4852 | 105.56 | 166.0452 | 381.3446 | 0.82 | 2.2361 | 2.2361 | 0 | 154.3146 | 3.1409 | 40.47% | 0.094484 | 1.2061 | $.027 kWh/yr | Ingrid Malmgren: p.418-prescriptive includes admin costs, material handling, material movement, other costs, other labor costs, O&M product spoilage, rent revenue, sales revenue and waste disposal. | 0.03402 |  | 0 | 21.7784 | 1.0889 | 0.63157 | 0.087113 | 0 | 1.5898 | 16.0507 | N/A | 0 | 1.8076 | 0.5009 | 21.7566 | MA TRM p.418 | p. 418 MA TRM O&M | $.027 kWh/yr |  |  | .0274/kWh |  | R.I. TRM $6.69/kW (not KWh)/year???? | $0.0022/kWh |  |  |  | Lighting Controls - Occupancy Sensors | 6.2043 | 79.2013 | 6.2043 | 79.2013 | 47180.1227 | 19091.8746 | 66271.9973 | 21099.5311 | 150.8786 | 26080.5916 | 2.2361 | 3.1409 | 9125.9268 | 5.1699 | 6.1547 | 78.5688 | 12.359 | 157.7701 | 49525.5557 | 18939.4087 | 68464.9644 | 20931.0322 | 149.6737 | 28594.5234 | 2.3661 | 3.271 | 9053.048 | 5.4706 | 6.9876 | 89.2012 | 19.3467 | 246.9714 | 59829.5136 | 21502.405 | 81331.9186 | 23763.5472 | 169.9284 | 36065.9663 | 2.5177 | 3.4225 | 10278.1617 | 5.821
BNI - Efficient Product Rebates; Lighting Controls - Occupancy Sensors; COM-Lighting; Retail | Lighting Controls - Occupancy Sensors | COM-Lighting | Retail | 10 | 599.5629 | 51.5031 | 145.56 | 27.48% | 19.186 | 59.186 | 105.56 | 164.746 | 362.2286 | 0.82 | 2.1439 | 2.1439 | 0 | 144.5276 | 2.9993 | 39.9% | 0.098715 | 1.1492 | $.027 kWh/yr | Ingrid Malmgren: p.418-prescriptive includes admin costs, material handling, material movement, other costs, other labor costs, O&M product spoilage, rent revenue, sales revenue and waste disposal. | 0.03402 |  | 0 | 20.3971 | 1.0199 | 0.59152 | 0.081589 | 0 | 1.489 | 15.0327 | N/A | 0 | 1.693 | 0.46913 | 20.3767 | MA TRM p.418 | p. 418 MA TRM O&M | $.027 kWh/yr |  |  | .0274/kWh |  | R.I. TRM $6.69/kW (not KWh)/year???? | $0.0022/kWh |  |  |  | Lighting Controls - Occupancy Sensors | 9.1431 | 106.4369 | 9.1431 | 106.4369 | 64304.3315 | 25657.149 | 89961.4805 | 29994.0516 | 216.4929 | 34310.2799 | 2.1439 | 2.9993 | 12813.3503 | 5.0185 | 9.1023 | 105.9626 | 18.2454 | 212.3995 | 67839.6986 | 25542.8159 | 93382.5145 | 29860.3925 | 215.5281 | 37979.3061 | 2.2719 | 3.1273 | 12756.2516 | 5.3182 | 10.3747 | 120.7748 | 28.6201 | 333.1743 | 82381.0074 | 29113.3759 | 111494.3833 | 34034.4947 | 245.6562 | 48346.5127 | 2.4205 | 3.2759 | 14539.413 | 5.666
BNI - Efficient Product Rebates; Lighting Controls - Occupancy Sensors; COM-Lighting; School | Lighting Controls - Occupancy Sensors | COM-Lighting | School | 10 | 348.6217 | 1.8312 | 145.56 | 27.48% | 11.1559 | 51.1559 | 105.56 | 156.7159 | 179.1967 | 0.82 | 1.1259 | 1.1259 | 0 | 84.037 | 1.6538 | 46.9% | 0.14674 | 27.9362 | $.027 kWh/yr | Ingrid Malmgren: p.418-prescriptive includes admin costs, material handling, material movement, other costs, other labor costs, O&M product spoilage, rent revenue, sales revenue and waste disposal. | 0.03402 |  | 0 | 11.8601 | 0.59301 | 0.34394 | 0.04744 | 0 | 0.86579 | 8.7409 | N/A | 0 | 0.98439 | 0.27278 | 11.8482 | MA TRM p.418 | p. 418 MA TRM O&M | $.027 kWh/yr |  |  | .0274/kWh |  | R.I. TRM $6.69/kW (not KWh)/year???? | $0.0022/kWh |  |  |  | Lighting Controls - Occupancy Sensors | 0.33022 | 62.8687 | 0.33022 | 62.8687 | 32315.4248 | 15154.8051 | 47470.2299 | 28702.9625 | 219.9206 | 3612.4623 | 1.1259 | 1.6538 | 11250.2366 | 2.8724 | 0.3367 | 64.1021 | 0.66693 | 126.9707 | 34290.3778 | 15452.1235 | 49742.5013 | 29266.0789 | 224.2352 | 5024.299 | 1.1717 | 1.6997 | 11470.9522 | 2.9893 | 0.39431 | 75.0687 | 1.0612 | 202.0394 | 42098.7228 | 18095.6873 | 60194.4101 | 34272.947 | 262.5976 | 7825.7758 | 1.2283 | 1.7563 | 13433.4135 | 3.1339
BNI - Efficient Product Rebates; Daylighting Controls; COM-Lighting; Office | Daylighting Controls | COM-Lighting | Office | 10 | 288.4403 | 21.3315 | 200 | 15% | 9.2301 | 39.2301 | 170 | 209.2301 | 170.4111 | 0.82 | 0.80666 | 0.80666 | 0 | 69.53 | 1.1358 | 40.8% | 0.13601 | 1.8391 | $.027 kWh/yr | Ingrid Malmgren: p.418-prescriptive includes admin costs, material handling, material movement, other costs, other labor costs, O&M product spoilage, rent revenue, sales revenue and waste disposal. | 0.03402 |  | 0 | 9.8127 | 0.49064 | 0.28457 | 0.039251 | 0 | 0.71633 | 7.232 | N/A | 0 | 0.81446 | 0.22569 | 9.8029 | MA TRM p.418 | p. 418 MA TRM O&M | $.027 kWh/yr |  |  | .0274/kWh |  | R.I. TRM $6.69/kW (not KWh)/year???? | $0.0022/kWh |  |  |  | Daylighting Controls | 3.1936 | 43.1834 | 3.1936 | 43.1834 | 25512.8402 | 10409.5742 | 35922.4144 | 31627.9024 | 182.5774 | -6115.0622 | 0.80666 | 1.1358 | 7162.5283 | 3.562 | 3.2569 | 44.0387 | 6.4505 | 87.2221 | 27507.7196 | 10615.7408 | 38123.4604 | 32254.3082 | 186.1935 | -4746.5886 | 0.85284 | 1.182 | 7304.3856 | 3.7659 | 3.9391 | 53.2633 | 10.3896 | 140.4854 | 35374.0827 | 12839.3935 | 48213.4763 | 39010.5377 | 225.1949 | -3636.455 | 0.90678 | 1.2359 | 8834.4171 | 4.0041
BNI - Efficient Product Rebates; Daylighting Controls; COM-Lighting; Other Commercial | Daylighting Controls | COM-Lighting | Other Commercial | 10 | 269.1245 | 21.0821 | 200 | 15% | 8.612 | 38.612 | 170 | 208.612 | 160.3171 | 0.82 | 0.76159 | 0.76159 | 0 | 64.8738 | 1.0698 | 40.47% | 0.14347 | 1.8315 | $.027 kWh/yr | Ingrid Malmgren: p.418-prescriptive includes admin costs, material handling, material movement, other costs, other labor costs, O&M product spoilage, rent revenue, sales revenue and waste disposal. | 0.03402 |  | 0 | 9.1556 | 0.45778 | 0.26551 | 0.036622 | 0 | 0.66836 | 6.7477 | N/A | 0 | 0.75992 | 0.21058 | 9.1465 | MA TRM p.418 | p. 418 MA TRM O&M | $.027 kWh/yr |  |  | .0274/kWh |  | R.I. TRM $6.69/kW (not KWh)/year???? | $0.0022/kWh |  |  |  | Daylighting Controls | 2.3592 | 30.1171 | 2.3592 | 30.1171 | 17940.7128 | 7259.876 | 25200.5888 | 23556.8353 | 136.4728 | -5616.1225 | 0.76159 | 1.0698 | 5269.4842 | 3.4046 | 2.2404 | 28.6002 | 4.5997 | 58.7173 | 18028.023 | 6894.2204 | 24922.2434 | 22370.3566 | 129.5991 | -4342.3336 | 0.80589 | 1.1141 | 5004.078 | 3.6027 | 2.5621 | 32.7072 | 7.1618 | 91.4245 | 21937.5506 | 7884.2376 | 29821.7882 | 25582.7629 | 148.2097 | -3645.2123 | 0.85751 | 1.1657 | 5722.6688 | 3.8334
BNI - Efficient Product Rebates; Daylighting Controls; COM-Lighting; Retail | Daylighting Controls | COM-Lighting | Retail | 10 | 272.1809 | 23.3807 | 200 | 15% | 8.7098 | 38.7098 | 170 | 208.7098 | 164.4393 | 0.82 | 0.78073 | 0.78073 | 0 | 65.6106 | 1.0922 | 39.9% | 0.14222 | 1.6556 | $.027 kWh/yr | Ingrid Malmgren: p.418-prescriptive includes admin costs, material handling, material movement, other costs, other labor costs, O&M product spoilage, rent revenue, sales revenue and waste disposal. | 0.03402 |  | 0 | 9.2596 | 0.46298 | 0.26853 | 0.037038 | 0 | 0.67595 | 6.8243 | N/A | 0 | 0.76855 | 0.21297 | 9.2503 | MA TRM p.418 | p. 418 MA TRM O&M | $.027 kWh/yr |  |  | .0274/kWh |  | R.I. TRM $6.69/kW (not KWh)/year???? | $0.0022/kWh |  |  |  | Daylighting Controls | 3.7957 | 44.1871 | 3.7957 | 44.1871 | 26695.8068 | 10651.511 | 37347.3177 | 34193.2605 | 197.981 | -7497.4537 | 0.78073 | 1.0922 | 7663.8035 | 3.4834 | 3.6461 | 42.4452 | 7.4418 | 86.6323 | 27174.4235 | 10231.6389 | 37406.0624 | 32845.3958 | 190.1768 | -5670.9723 | 0.82734 | 1.1389 | 7361.704 | 3.6913 | 4.2068 | 48.9727 | 11.6486 | 135.605 | 33404.4984 | 11805.1205 | 45209.6189 | 37896.554 | 219.4233 | -4492.0556 | 0.88147 | 1.193 | 8493.8301 | 3.9328
BNI - Efficient Product Rebates; Daylighting Controls; COM-Lighting; School | Daylighting Controls | COM-Lighting | School | 10 | 291.0719 | 1.5289 | 200 | 15% | 9.3143 | 39.3143 | 170 | 209.3143 | 149.6153 | 0.82 | 0.70787 | 0.70787 | 0 | 70.1643 | 1.0398 | 46.9% | 0.13507 | 25.7144 | $.027 kWh/yr | Ingrid Malmgren: p.418-prescriptive includes admin costs, material handling, material movement, other costs, other labor costs, O&M product spoilage, rent revenue, sales revenue and waste disposal. | 0.03402 |  | 0 | 9.9023 | 0.49511 | 0.28717 | 0.039609 | 0 | 0.72287 | 7.298 | N/A | 0 | 0.82189 | 0.22775 | 9.8924 | MA TRM p.418 | p. 418 MA TRM O&M | $.027 kWh/yr |  |  | .0274/kWh |  | R.I. TRM $6.69/kW (not KWh)/year???? | $0.0022/kWh |  |  |  | Daylighting Controls | 0.26866 | 51.1489 | 0.26866 | 51.1489 | 26291.281 | 12329.6922 | 38620.9732 | 37141.2395 | 214.2999 | -10849.9585 | 0.70787 | 1.0398 | 8425.051 | 3.1206 | 0.2766 | 52.659 | 0.54526 | 103.8079 | 28169.111 | 12693.7237 | 40862.8347 | 38237.8267 | 220.6271 | -10068.7157 | 0.73668 | 1.0686 | 8673.7989 | 3.2476 | 0.33708 | 64.1732 | 0.88234 | 167.9811 | 35988.4858 | 15469.267 | 51457.7528 | 46598.7101 | 268.8682 | -10610.2244 | 0.77231 | 1.1043 | 10570.3664 | 3.4047
BNI - Efficient Product Rebates; Cycling Refrigerated Air Dryers (≤ 300 CFM capacity); IND; Industrial | Cycling Refrigerated Air Dryers (≤ 300 CFM capacity) | IND | Industrial | 10 | 2179.7872 | 248.8342 | 200 | 41.67% | 69.7532 | 153.0865 | 116.6667 | 269.7532 | 1385.764 | 0.82 | 4.8612 | 4.8612 | 0 | 0 | 4.8612 | 0% | 0.07023 | 0.61522 | N/A | Ingrid Malmgren: p.291 | N/A |  | 0 | 0 | 0 | 0 | 0 | 0 | 0 | 0 | N/A | 0 | 0 | 0 | 0 | MA TRM p.291 | MA TRM: Non-Energy Impact=None | N/A | [5 empty] | $0.0022/kWh |  |  |  | Cycling Refrigerated Air Dryers (≤ 300 CFM capacity) | 2.8476 | 24.945 | 2.8476 | 24.945 | 15858.363 | 0 | 15858.363 | 3262.2164 | 13.9558 | 12596.1466 | 4.8612 | 4.8612 | 2136.4473 | 7.4228 | 2.1512 | 18.8445 | 4.9988 | 43.7895 | 12759.7864 | 0 | 12759.7864 | 2464.4162 | 10.5428 | 10295.3702 | 5.1776 | 5.1776 | 1613.9626 | 7.9059 | 2.1681 | 18.9929 | 7.1669 | 62.7824 | 13762.2606 | 0 | 13762.2606 | 2483.8237 | 10.6258 | 11278.4369 | 5.5408 | 5.5408 | 1626.6727 | 8.4604
BNI - Efficient Product Rebates; Cycling Refrigerated Air Dryers (≤ 300 CFM capacity); COM-Process; Other Commercial | Cycling Refrigerated Air Dryers (≤ 300 CFM capacity) | COM-Process | Other Commercial | 10 | 3583.8106 | 409.1112 | 200 | 41.67% | 114.6819 | 198.0153 | 116.6667 | 314.6819 | 2278.3493 | 0.82 | 6.7039 | 6.7039 | 0 | 0 | 6.7039 | 0% | 0.055253 | 0.48401 | N/A | Ingrid Malmgren: p.291 | N/A |  | 0 | 0 | 0 | 0 | 0 | 0 | 0 | 0 | N/A | 0 | 0 | 0 | 0 | MA TRM p.291 | MA TRM: Non-Energy Impact=None | N/A | [5 empty] | $0.0022/kWh |  |  |  | Cycling Refrigerated Air Dryers (≤ 300 CFM capacity) | 4.9522 | 43.381 | 4.9522 | 43.381 | 27578.7446 | 0 | 27578.7446 | 4113.8567 | 14.7618 | 23464.8879 | 6.7039 | 6.7039 | 2923.0687 | 9.4349 | 3.74 | 32.762 | 8.6921 | 76.143 | 22183.4607 | 0 | 22183.4607 | 3106.8493 | 11.1484 | 19076.6114 | 7.1402 | 7.1402 | 2207.5475 | 10.0489 | 3.7841 | 33.149 | 12.4763 | 109.292 | 24019.7878 | 0 | 24019.7878 | 3143.5501 | 11.2801 | 20876.2377 | 7.641 | 7.641 | 2233.6249 | 10.7537
BNI - Efficient Product Rebates; Cycling Refrigerated Air Dryers (≤ 300 CFM capacity); COM-Process; School | Cycling Refrigerated Air Dryers (≤ 300 CFM capacity) | COM-Process | School | 10 | 851.155 | 97.1638 | 200 | 41.67% | 27.237 | 110.5703 | 116.6667 | 227.237 | 541.1079 | 0.82 | 2.3202 | 2.3202 | 0 | 0 | 2.3202 | 0% | 0.12991 | 1.138 | N/A | Ingrid Malmgren: p.291 | N/A |  | 0 | 0 | 0 | 0 | 0 | 0 | 0 | 0 | N/A | 0 | 0 | 0 | 0 | MA TRM p.291 | MA TRM: Non-Energy Impact=None | N/A | [5 empty] | $0.0022/kWh |  |  |  | Cycling Refrigerated Air Dryers (≤ 300 CFM capacity) | 1.7625 | 15.4392 | 1.7625 | 15.4392 | 9815.2298 | 0 | 9815.2298 | 4230.3336 | 22.1209 | 5584.8962 | 2.3202 | 2.3202 | 2445.9143 | 4.0129 | 1.3591 | 11.9057 | 3.1216 | 27.345 | 8061.4947 | 0 | 8061.4947 | 3262.1652 | 17.0582 | 4799.3295 | 2.4712 | 2.4712 | 1886.1342 | 4.2741 | 1.4281 | 12.5098 | 4.5496 | 39.8548 | 9064.6121 | 0 | 9064.6121 | 3427.6774 | 17.9237 | 5636.9347 | 2.6445 | 2.6445 | 1981.8308 | 4.5739
BNI - Efficient Product Rebates; Variable Speed Drive Screw Compressors (10 - 40 hp); IND; Industrial | Variable Speed Drive Screw Compressors (10 - 40 hp) | IND | Industrial | 10 | 21475.7361 | 2451.568 | 4409.3333 | 36.29% | 687.2236 | 2287.2236 | 2809.3333 | 5096.5569 | 13652.8474 | 0.82 | 2.6018 | 2.6018 | 0 | 0 | 2.6018 | 0% | 0.1065 | 0.93296 | N/A | Ingrid Malmgren: p.289 | N/A |  | 0 | 0 | 0 | 0 | 0 | 0 | 0 | 0 | N/A | 0 | 0 | 0 | 0 | MA TRM p.289 | MA TRM: Non-Energy Impact=None | N/A | [5 empty] | $0.0022/kWh |  |  |  | Variable Speed Drive Screw Compressors (10 - 40 hp) | 8.3475 | 73.124 | 8.3475 | 73.124 | 46487.4007 | 0 | 46487.4007 | 17867.2245 | 4.1524 | 28620.1762 | 2.6018 | 2.6018 | 9497.445 | 4.8947 | 6.8817 | 60.2836 | 15.2292 | 133.4076 | 40818.599 | 0 | 40818.599 | 14729.7767 | 3.4232 | 26088.8223 | 2.7712 | 2.7712 | 7829.7133 | 5.2133 | 7.2105 | 63.1644 | 22.4397 | 196.572 | 45768.9613 | 0 | 45768.9613 | 15433.6789 | 3.5868 | 30335.2823 | 2.9655 | 2.9655 | 8203.8773 | 5.5789
BNI - Efficient Product Rebates; Variable Speed Drive Screw Compressors (10 - 40 hp); COM-Process; Other Commercial | Variable Speed Drive Screw Compressors (10 - 40 hp) | COM-Process | Other Commercial | 10 | 36169.6608 | 4128.9607 | 4409.3333 | 36.29% | 1157.4291 | 2757.4291 | 2809.3333 | 5566.7625 | 22994.2738 | 0.82 | 3.9503 | 3.9503 | 0 | 0 | 3.9503 | 0% | 0.076236 | 0.66783 | N/A | Ingrid Malmgren: p.289 | N/A |  | 0 | 0 | 0 | 0 | 0 | 0 | 0 | 0 | N/A | 0 | 0 | 0 | 0 | MA TRM p.289 | MA TRM: Non-Energy Impact=None | N/A | [5 empty] | $0.0022/kWh |  |  |  | Variable Speed Drive Screw Compressors (10 - 40 hp) | 15.1511 | 132.7239 | 15.1511 | 132.7239 | 84377.0668 | 0 | 84377.0668 | 21359.4375 | 4.475 | 63017.6292 | 3.9503 | 3.9503 | 12339.4339 | 6.838 | 12.6352 | 110.684 | 27.7863 | 243.4079 | 74945.1794 | 0 | 74945.1794 | 17812.5182 | 3.7319 | 57132.6612 | 4.2074 | 4.2074 | 10290.3642 | 7.283 | 13.4867 | 118.1429 | 41.273 | 361.5508 | 85606.4492 | 0 | 85606.4492 | 19012.903 | 3.9834 | 66593.5462 | 4.5025 | 4.5025 | 10983.8313 | 7.7939
BNI - Efficient Product Rebates; Variable Speed Drive Screw Compressors (10 - 40 hp); COM-Process; School | Variable Speed Drive Screw Compressors (10 - 40 hp) | COM-Process | School | 10 | 8590.2944 | 980.6272 | 4409.3333 | 36.29% | 274.8894 | 1874.8894 | 2809.3333 | 4684.2228 | 5461.139 | 0.82 | 1.151 | 1.151 | 0 | 0 | 1.151 | 0% | 0.21826 | 1.9119 | N/A | Ingrid Malmgren: p.289 | N/A |  | 0 | 0 | 0 | 0 | 0 | 0 | 0 | 0 | N/A | 0 | 0 | 0 | 0 | MA TRM p.289 | MA TRM: Non-Energy Impact=None | N/A | [5 empty] | $0.0022/kWh |  |  |  | Variable Speed Drive Screw Compressors (10 - 40 hp) | 5.3363 | 46.7457 | 5.3363 | 46.7457 | 29717.8346 | 0 | 29717.8346 | 25818.4563 | 6.6362 | 3899.3783 | 1.151 | 1.151 | 12442.1588 | 2.3885 | 4.5571 | 39.9198 | 9.8933 | 86.6656 | 27030.0914 | 0 | 27030.0914 | 22048.3891 | 5.6672 | 4981.7024 | 1.2259 | 1.2259 | 10625.3276 | 2.5439 | 5.02 | 43.9748 | 14.9133 | 130.6404 | 31864.1591 | 0 | 31864.1591 | 24288.022 | 6.2428 | 7576.1371 | 1.3119 | 1.3119 | 11704.628 | 2.7224
BNI - Efficient Product Rebates; Air-Entraining Air Nozzles (up to 14CFM at 100 psi); COM-Process; School | Air-Entraining Air Nozzles (up to 14CFM at 100 psi) | COM-Process | School | 10 | 982.0971 | 165.4787 | 125 | 80% | 31.4271 | 131.4271 | 25 | 156.4271 | 683.9998 | 0.82 | 4.1879 | 4.1879 | 0 | 0 | 4.1879 | 0% | 0.13382 | 0.79422 | N/A | Ingrid Malmgren: p.289 no NEIs associated with high efficiency air compressors | N/A |  | 0 | 0 | 0 | 0 | 0 | 0 | 0 | 0 | N/A | 0 | 0 | 0 | 0 | MA TRM p.289 | MA Does not offer this measure, but high efficiency air compressors are used as a proxy and have no NEIs in TRM (p.289) |  | Proxy |  |  |  |  | $0.0022/kWh |  |  |  | Air-Entraining Air Nozzles (up to 14CFM at 100 psi) | 4.6154 | 27.392 | 4.6154 | 27.392 | 19077.6949 | 0 | 19077.6949 | 4555.3796 | 34.0139 | 14522.3153 | 4.1879 | 4.1879 | 4470.3449 | 4.2676 | 4.3765 | 25.9737 | 8.9919 | 53.3658 | 19429.7036 | 0 | 19429.7036 | 4319.5112 | 32.2527 | 15110.1923 | 4.4981 | 4.4981 | 4238.8795 | 4.5837 | 4.737 | 28.1135 | 13.7289 | 81.4793 | 22668.8167 | 0 | 22668.8167 | 4675.3612 | 34.9097 | 17993.4555 | 4.8486 | 4.8486 | 4588.0869 | 4.9408
BNI - Efficient Product Rebates; No-Loss Drains (Timed drains are not eligible); COM-Process; School | No-Loss Drains (Timed drains are not eligible) | COM-Process | School | 10 | 2868.292 | 327.4306 | 270 | 44.44% | 91.7853 | 211.7853 | 150 | 361.7853 | 1823.4696 | 0.82 | 4.7743 | 4.7743 | 0 | 0 | 4.7743 | 0% | 0.073837 | 0.64681 | N/A | Ingrid Malmgren: p.296 | N/A |  | 0 | 0 | 0 | 0 | 0 | 0 | 0 | 0 | N/A | 0 | 0 | 0 | 0 | MA TRM p.296 | MA TRM: Non-Energy Impact=None | N/A | [5 empty] | $0.0022/kWh |  |  |  | No-Loss Drains (Timed drains are not eligible) | 2.6637 | 23.3337 | 2.6637 | 23.3337 | 14834.0461 | 0 | 14834.0461 | 3107.053 | 9.9208 | 11726.9931 | 4.7743 | 4.7743 | 2101.0827 | 7.0602 | 2.5485 | 22.325 | 5.2122 | 45.6588 | 15116.5038 | 0 | 15116.5038 | 2972.738 | 9.4919 | 12143.7658 | 5.085 | 5.085 | 2010.2548 | 7.5197 | 2.7825 | 24.3747 | 7.9947 | 70.0335 | 17661.9288 | 0 | 17661.9288 | 3245.6654 | 10.3634 | 14416.2634 | 5.4417 | 5.4417 | 2194.8165 | 8.0471
BNI - Efficient Product Rebates; Air Tanks for Load / No-Load Screw Compressors (10 – 40 hp); IND; Industrial | Air Tanks for Load / No-Load Screw Compressors (10 – 40 hp) | IND | Industrial | 10 | 9054.6347 | 1525.6633 | 2000 | 26.67% | 289.7483 | 823.0816 | 1466.6667 | 2289.7483 | 6306.2688 | 0.82 | 2.6797 | 2.6797 | 0 | 0 | 2.6797 | 0% | 0.090902 | 0.53949 | N/A | Ingrid Malmgren: p.289 | N/A |  | 0 | 0 | 0 | 0 | 0 | 0 | 0 | 0 | N/A | 0 | 0 | 0 | 0 | MA TRM p.289 | MA Does not offer this measure, but high efficiency air compressors are used as a proxy and have no NEIs in TRM (p.289) |  | Proxy |  |  |  |  | $0.0022/kWh |  |  |  | Air Tanks for Load / No-Load Screw Compressors (10 – 40 hp) | 41.0735 | 243.7666 | 41.0735 | 243.7666 | 169775.7818 | 0 | 169775.7818 | 63356.3392 | 32.8314 | 106419.4427 | 2.6797 | 2.6797 | 27022.9229 | 6.2827 | 39.9709 | 237.2224 | 81.0444 | 480.989 | 177454.6764 | 0 | 177454.6764 | 61655.4604 | 31.95 | 115799.216 | 2.8782 | 2.8782 | 26297.4593 | 6.748 | 44.0301 | 261.3137 | 125.0745 | 742.3027 | 210705.6171 | 0 | 210705.6171 | 67916.938 | 35.1947 | 142788.6791 | 3.1024 | 3.1024 | 28968.1222 | 7.2737
BNI - Efficient Product Rebates; Air Tanks for Load / No-Load Screw Compressors (10 – 40 hp); COM-Process; Other Commercial | Air Tanks for Load / No-Load Screw Compressors (10 – 40 hp) | COM-Process | Other Commercial | 10 | 15249.911 | 2569.5381 | 2000 | 26.67% | 487.9972 | 1021.3305 | 1466.6667 | 2487.9972 | 10621.0844 | 0.82 | 4.0927 | 4.0927 | 0 | 0 | 4.0927 | 0% | 0.066973 | 0.39748 | N/A | Ingrid Malmgren: p.289 | N/A |  | 0 | 0 | 0 | 0 | 0 | 0 | 0 | 0 | N/A | 0 | 0 | 0 | 0 | MA TRM p.289 | MA Does not offer this measure, but high efficiency air compressors are used as a proxy and have no NEIs in TRM (p.289) |  | Proxy |  |  |  |  | $0.0022/kWh |  |  |  | Air Tanks for Load / No-Load Screw Compressors (10 – 40 hp) | 74.025 | 439.3296 | 74.025 | 439.3296 | 305979.2761 | 0 | 305979.2761 | 74761.9026 | 35.1325 | 231217.3736 | 4.0927 | 4.0927 | 35881.9138 | 8.5274 | 72.7255 | 431.6174 | 146.7505 | 870.947 | 322872.2753 | 0 | 322872.2753 | 73449.5005 | 34.5158 | 249422.7748 | 4.3958 | 4.3958 | 35252.0275 | 9.159 | 81.616 | 484.3815 | 228.3665 | 1355.3285 | 390572.2679 | 0 | 390572.2679 | 82428.4976 | 38.7352 | 308143.7703 | 4.7383 | 4.7383 | 39561.4897 | 9.8725
BNI - Efficient Product Rebates; Air Tanks for Load / No-Load Screw Compressors (10 – 40 hp); COM-Process; School | Air Tanks for Load / No-Load Screw Compressors (10 – 40 hp) | COM-Process | School | 10 | 3621.8539 | 610.2653 | 2000 | 26.67% | 115.8993 | 649.2327 | 1466.6667 | 2115.8993 | 2522.5075 | 0.82 | 1.178 | 1.178 | 0 | 0 | 1.178 | 0% | 0.17925 | 1.0639 | N/A | Ingrid Malmgren: p.289 | N/A |  | 0 | 0 | 0 | 0 | 0 | 0 | 0 | 0 | N/A | 0 | 0 | 0 | 0 | MA TRM p.289 | MA Does not offer this measure, but high efficiency air compressors are used as a proxy and have no NEIs in TRM (p.289) |  | Proxy |  |  |  |  | $0.0022/kWh |  |  |  | Air Tanks for Load / No-Load Screw Compressors (10 – 40 hp) | 26.4497 | 156.9757 | 26.4497 | 156.9757 | 109328.6181 | 0 | 109328.6181 | 92808.3701 | 52.8552 | 16520.248 | 1.178 | 1.178 | 34315.3072 | 3.186 | 27.7808 | 164.8759 | 54.2305 | 321.8516 | 123335.7623 | 0 | 123335.7623 | 97479.2255 | 55.5153 | 25856.5368 | 1.2653 | 1.2653 | 36042.3264 | 3.422 | 33.5988 | 199.4052 | 87.8293 | 521.2568 | 160786.7798 | 0 | 160786.7798 | 117893.8832 | 67.1416 | 42892.8966 | 1.3638 | 1.3638 | 43590.5168 | 3.6886
BNI - Efficient Product Rebates; Integrated Dual Enthalpy Economizer Controls; COM-HVAC; Office | Integrated Dual Enthalpy Economizer Controls | COM-HVAC | Office | 7 | 2667.9758 | 1819.0642 | 800 | 31.25% | 85.3752 | 335.3752 | 550 | 885.3752 | 2314.6607 | 0.82 | 2.5601 | 2.5601 | 0 | 0 | 2.5601 | 0% | 0.1257 | 0.18437 | N/A | Ingrid Malmgren: p.238 | N/A |  | 0 | 0 | 0 | 0 | 0 | 0 | 0 | 0 | N/A | 0 | 0 | 0 | 0 | MA TRM p.238 | MA TRM: Non-Energy Impact=None | N/A |  |  | .0966/ kWh |  |  | $0.0022/kWh |  |  |  | Integrated Dual Enthalpy Economizer Controls | 296.3708 | 434.6795 | 296.3708 | 434.6795 | 377115.7223 | 0 | 377115.7223 | 147302.9761 | 198.6888 | 229812.7462 | 2.5601 | 2.5601 | 66635.311 | 5.6594 | 299.1707 | 438.7861 | 595.5414 | 873.4656 | 445293.6462 | 0 | 445293.6462 | 148694.6085 | 200.5659 | 296599.0377 | 2.9947 | 2.9947 | 67264.8424 | 6.62 | 345.7744 | 507.1386 | 941.3158 | 1380.6042 | 594092.3337 | 0 | 594092.3337 | 171857.6998 | 231.8093 | 422234.634 | 3.4569 | 3.4569 | 77743.1086 | 7.6417
BNI - Efficient Product Rebates; Integrated Dual Enthalpy Economizer Controls; COM-HVAC; Other Commercial | Integrated Dual Enthalpy Economizer Controls | COM-HVAC | Other Commercial | 7 | 2667.9758 | 1819.0642 | 800 | 31.25% | 85.3752 | 335.3752 | 550 | 885.3752 | 2314.6607 | 0.82 | 2.5601 | 2.5601 | 0 | 0 | 2.5601 | 0% | 0.1257 | 0.18437 | N/A | Ingrid Malmgren: p.238 | N/A |  | 0 | 0 | 0 | 0 | 0 | 0 | 0 | 0 | N/A | 0 | 0 | 0 | 0 | MA TRM p.238 | MA TRM: Non-Energy Impact=None | N/A |  |  | .0966/ kWh |  |  | $0.0022/kWh |  |  |  | Integrated Dual Enthalpy Economizer Controls | 402.0379 | 589.6588 | 402.0379 | 589.6588 | 511571.3953 | 0 | 511571.3953 | 199821.9236 | 269.5287 | 311749.4717 | 2.5601 | 2.5601 | 90393.2586 | 5.6594 | 405.8361 | 595.2296 | 807.8739 | 1184.8884 | 604057.2652 | 0 | 604057.2652 | 201709.7242 | 272.0751 | 402347.541 | 2.9947 | 2.9947 | 91247.2413 | 6.62 | 469.0557 | 687.9522 | 1276.9297 | 1872.8406 | 805908.1765 | 0 | 805908.1765 | 233131.3124 | 314.4579 | 572776.8641 | 3.4569 | 3.4569 | 105461.396 | 7.6417
BNI - Efficient Product Rebates; Integrated Dual Enthalpy Economizer Controls; COM-HVAC; Retail | Integrated Dual Enthalpy Economizer Controls | COM-HVAC | Retail | 7 | 2667.9758 | 312.1355 | 800 | 31.25% | 85.3752 | 335.3752 | 550 | 885.3752 | 1184.5802 | 0.82 | 1.3102 | 1.3102 | 0 | 0 | 1.3102 | 0% | 0.1257 | 1.0745 | N/A | Ingrid Malmgren: p.238 | N/A |  | 0 | 0 | 0 | 0 | 0 | 0 | 0 | 0 | N/A | 0 | 0 | 0 | 0 | MA TRM p.238 | MA TRM: Non-Energy Impact=None | N/A |  |  | .0966/ kWh |  |  | $0.0022/kWh |  |  |  | Integrated Dual Enthalpy Economizer Controls | 98.7014 | 843.6498 | 98.7014 | 843.6498 | 374580.1867 | 0 | 374580.1867 | 285893.6697 | 385.6261 | 88686.517 | 1.3102 | 1.3102 | 129329.4548 | 2.8963 | 99.6339 | 851.6201 | 198.3354 | 1695.2699 | 411947.8651 | 0 | 411947.8651 | 288594.6259 | 389.2693 | 123353.2392 | 1.4274 | 1.4274 | 130551.2838 | 3.1554 | 115.1545 | 984.2823 | 313.4899 | 2679.5522 | 519590.8101 | 0 | 519590.8101 | 333550.8198 | 449.9082 | 186039.9903 | 1.5578 | 1.5578 | 150888.0757 | 3.4436
BNI - Efficient Product Rebates; Integrated Dual Enthalpy Economizer Controls; COM-HVAC; School | Integrated Dual Enthalpy Economizer Controls | COM-HVAC | School | 7 | 2667.9758 | 233.8919 | 800 | 31.25% | 85.3752 | 335.3752 | 550 | 885.3752 | 1125.9035 | 0.82 | 1.2453 | 1.2453 | 0 | 0 | 1.2453 | 0% | 0.1257 | 1.4339 | N/A | Ingrid Malmgren: p.238 | N/A |  | 0 | 0 | 0 | 0 | 0 | 0 | 0 | 0 | N/A | 0 | 0 | 0 | 0 | MA TRM p.238 | MA TRM: Non-Energy Impact=None | N/A |  |  | .0966/ kWh |  |  | $0.0022/kWh |  |  |  | Integrated Dual Enthalpy Economizer Controls | 73.7181 | 840.8928 | 73.7181 | 840.8928 | 354862.3504 | 0 | 354862.3504 | 284959.3767 | 384.3659 | 69902.9737 | 1.2453 | 1.2453 | 128906.8095 | 2.7529 | 74.4145 | 848.837 | 148.1326 | 1689.7298 | 387193.6776 | 0 | 387193.6776 | 287651.5062 | 387.9972 | 99542.1714 | 1.3461 | 1.3461 | 130124.6457 | 2.9756 | 86.0065 | 981.0657 | 234.1391 | 2670.7955 | 485109.623 | 0 | 485109.623 | 332460.7845 | 448.4379 | 152648.8385 | 1.4591 | 1.4591 | 150394.9774 | 3.2256
BNI - Efficient Product Rebates; HVAC Hotel Occupancy Sensor; COM-HVAC; Other Commercial | HVAC Hotel Occupancy Sensor | COM-HVAC | Other Commercial | 10 | 490.122 | 334.1722 | 321 | 23.36% | 15.6839 | 90.6839 | 246 | 336.6839 | 622.5516 | 0.82 | 1.8304 | 1.8304 | 0 | 0 | 1.8304 | 0% | 0.18502 | 0.27137 | N/A | Ingrid Malmgren: p.248 | N/A |  | 0 | 0 | 0 | 0 | 0 | 0 | 0 | 0 | N/A | 0 | 0 | 0 | 0 | MA TRM p.248 | MA TRM: Non-Energy Impact=None | N/A |  |  | .0966/ kWh |  |  | $0.0022/kWh |  |  |  | HVAC Hotel Occupancy Sensor | 14.4222 | 21.1527 | 14.4222 | 21.1527 | 26868.1187 | 0 | 26868.1187 | 14679.2092 | 52.6318 | 12188.9096 | 1.8304 | 1.8304 | 4772.8554 | 5.6294 | 15.228 | 22.3346 | 29.6503 | 43.4873 | 31675.0259 | 0 | 31675.0259 | 15499.3918 | 55.5725 | 16175.6342 | 2.0436 | 2.0436 | 5039.5327 | 6.2853 | 18.6009 | 27.2815 | 48.2512 | 70.7688 | 43061.159 | 0 | 43061.159 | 18932.3428 | 67.8812 | 24128.8162 | 2.2745 | 2.2745 | 6155.7358 | 6.9953
BNI - Efficient Product Rebates; Zero-Energy Livestock Waterers; COM-Other; Other Commercial | Zero-Energy Livestock Waterers | COM-Other | Other Commercial | 15 | 805.68 | 91.9727 | 150 | 66.67% | 25.7818 | 125.7818 | 50 | 175.7818 | 732.2359 | 0.82 | 4.0357 | 4.0357 | 0 | 0 | 4.0357 | 0% | 0.15612 | 1.3676 | FLAGGED for further research |  | Research Team? |  | 0 | 0 | 0 | 0 | 0 | 0 | 0 | 0 | N/A | 0 | 0 | 0 | 0 | Not offered in MA TRM | MA does not offer AG program measures, however, based on anetdotal evidence in Vermont, VEIC recommends further exploration of these measures by the Research Team |  | Flagged |  |  |  |  | $0.0022/kWh |  |  |  | Zero-Energy Livestock Waterers | 0.53094 | 4.651 | 0.53094 | 4.651 | 4227.0485 | 0 | 4227.0485 | 1047.4229 | 7.04 | 3179.6256 | 4.0357 | 4.0357 | 885.503 | 4.7736 | 0.50829 | 4.4526 | 1.0392 | 9.1036 | 4276.7136 | 0 | 4276.7136 | 1002.7365 | 6.7396 | 3273.977 | 4.265 | 4.265 | 847.7246 | 5.0449 | 0.55567 | 4.8676 | 1.5949 | 13.9713 | 4963.4791 | 0 | 4963.4791 | 1096.2019 | 7.3679 | 3867.2772 | 4.5279 | 4.5279 | 926.7413 | 5.3558
BNI - Efficient Product Rebates; Single Heat Pad; COM-Other; Other Commercial | Single Heat Pad | COM-Other | Other Commercial | 15 | 733.5045 | 83.7335 | 100 | 60% | 23.4721 | 83.4721 | 40 | 123.4721 | 666.6397 | 0.82 | 5.1828 | 5.1828 | 0 | 0 | 5.1828 | 0% | 0.1138 | 0.99688 | FLAGGED for further research |  | Research Team? |  | 0 | 0 | 0 | 0 | 0 | 0 | 0 | 0 | N/A | 0 | 0 | 0 | 0 | Not offered in MA TRM | MA does not offer AG program measures, however, based on anecdotal evidence in Vermont, VEIC recommends further exploration of these measures by the Research Team |  | Flagged |  |  |  |  | $0.0022/kWh |  |  |  | Single Heat Pad | 0.48281 | 4.2294 | 0.48281 | 4.2294 | 3843.8464 | 0 | 3843.8464 | 741.6496 | 7.0317 | 3102.1968 | 5.1828 | 5.1828 | 586.952 | 6.5488 | 0.46141 | 4.042 | 0.94422 | 8.2714 | 3882.3116 | 0 | 3882.3116 | 708.7857 | 6.7201 | 3173.5259 | 5.4774 | 5.4774 | 560.943 | 6.921 | 0.50332 | 4.4091 | 1.4475 | 12.6805 | 4495.9092 | 0 | 4495.9092 | 773.1607 | 7.3305 | 3722.7485 | 5.815 | 5.815 | 611.8903 | 7.3476
BNI - Efficient Product Rebates; Double Heat Pad; COM-Other; Other Commercial | Double Heat Pad | COM-Other | Other Commercial | 15 | 764.3889 | 87.2591 | 150 | 80% | 24.4604 | 144.4604 | 30 | 174.4604 | 694.7088 | 0.82 | 3.8631 | 3.8631 | 0 | 0 | 3.8631 | 0% | 0.18899 | 1.6555 | FLAGGED for further research |  | Research Team? |  | 0 | 0 | 0 | 0 | 0 | 0 | 0 | 0 | N/A | 0 | 0 | 0 | 0 | Not offered in MA TRM | MA does not offer AG program measures, however, based on anecdotal evidence in Vermont, VEIC recommends further exploration of these measures by the Research Team |  | Flagged |  |  |  |  | $0.0022/kWh |  |  |  | Double Heat Pad | 0.50059 | 4.3852 | 0.50059 | 4.3852 | 3985.4426 | 0 | 3985.4426 | 1031.6573 | 6.9962 | 2953.7853 | 3.8631 | 3.8631 | 1010.6688 | 3.9434 | 0.47577 | 4.1678 | 0.97637 | 8.553 | 4003.149 | 0 | 4003.149 | 980.511 | 6.6493 | 3022.638 | 4.0827 | 4.0827 | 960.5631 | 4.1675 | 0.5163 | 4.5228 | 1.4927 | 13.0757 | 4611.8222 | 0 | 4611.8222 | 1064.0229 | 7.2156 | 3547.7993 | 4.3343 | 4.3343 | 1042.3759 | 4.4243
BNI - Efficient Product Rebates; Dairy Scroll Compressor; COM-Other; Other Commercial | Dairy Scroll Compressor | COM-Other | Other Commercial | 15 | 406.197 | 46.3696 | 350 | 14.29% | 12.9983 | 62.9983 | 300 | 362.9983 | 369.1689 | 0.82 | 1.0091 | 1.0091 | 0 | 0 | 1.0091 | 0% | 0.15509 | 1.3586 | FLAGGED for further research |  | Research Team? |  | 0 | 0 | 0 | 0 | 0 | 0 | 0 | 0 | N/A | 0 | 0 | 0 | 0 | Not offered in MA TRM | MA does not offer AG program measures, however, based on anecdotal evidence in Vermont, VEIC recommends further exploration of these measures by the Research Team |  | Flagged |  |  |  |  | $0.0022/kWh |  |  |  | Dairy Scroll Compressor | 0.4728 | 4.1417 | 0.4728 | 4.1417 | 3764.1476 | 0 | 3764.1476 | 3730.3233 | 12.4345 | 33.8243 | 1.0091 | 1.0091 | 783.3512 | 4.8052 | 0.43267 | 3.7901 | 0.90546 | 7.9318 | 3640.4265 | 0 | 3640.4265 | 3413.6887 | 11.379 | 226.7378 | 1.0664 | 1.0664 | 716.8594 | 5.0783 | 0.48417 | 4.2413 | 1.3896 | 12.1731 | 4324.8258 | 0 | 4324.8258 | 3820.0403 | 12.7335 | 504.7855 | 1.1321 | 1.1321 | 802.1914 | 5.3913
BNI - Efficient Product Rebates; Heat Reclaimer Unit; COM-Other; Other Commercial | Heat Reclaimer Unit | COM-Other | Other Commercial | 15 | 158.2266 | 18.0624 | 35 | 42.86% | 5.0633 | 20.0633 | 20 | 40.0633 | 143.803 | 0.82 | 3.4925 | 3.4925 | 0 | 0 | 3.4925 | 0% | 0.1268 | 1.1108 | FLAGGED for further research |  | Research Team? |  | 0 | 0 | 0 | 0 | 0 | 0 | 0 | 0 | N/A | 0 | 0 | 0 | 0 | Not offered in MA TRM | MA does not offer AG program measures, however, based on anecdotal evidence in Vermont, VEIC recommends further exploration of these measures by the Research Team |  | Flagged |  |  |  |  | $0.0022/kWh |  |  |  | Heat Reclaimer Unit | 0.21289 | 1.8649 | 0.21289 | 1.8649 | 1694.8908 | 0 | 1694.8908 | 485.2932 | 14.3734 | 1209.5976 | 3.4925 | 3.4925 | 288.3774 | 5.8773 | 0.20883 | 1.8293 | 0.42172 | 3.6942 | 1757.07 | 0 | 1757.07 | 476.0399 | 14.0994 | 1281.0301 | 3.691 | 3.691 | 282.8788 | 6.2114 | 0.23417 | 2.0513 | 0.65588 | 5.7455 | 2091.7085 | 0 | 2091.7085 | 533.8056 | 15.8103 | 1557.9028 | 3.9185 | 3.9185 | 317.2051 | 6.5942
BNI - Efficient Product Rebates; VSD for Milk Vacuum Pump; COM-Other; Other Commercial | VSD for Milk Vacuum Pump | COM-Other | Other Commercial | 15 | 2310.735 | 263.7828 | 200 | 57.5% | 73.9435 | 188.9435 | 85 | 273.9435 | 2100.0931 | 0.82 | 7.2373 | 7.2373 | 0 | 0 | 7.2373 | 0% | 0.081768 | 0.71628 | FLAGGED for further research |  | Research Team? |  | 0 | 0 | 0 | 0 | 0 | 0 | 0 | 0 | N/A | 0 | 0 | 0 | 0 | Not offered in MA TRM | MA does not offer AG program measures, however, based on anecdotal evidence in Vermont, VEIC recommends further exploration of these measures by the Research Team |  | Flagged |  |  |  |  | $0.0022/kWh |  |  |  | VSD for Milk Vacuum Pump | 3.0163 | 26.4229 | 3.0163 | 26.4229 | 24014.233 | 0 | 24014.233 | 3318.1056 | 13.9449 | 20696.1275 | 7.2373 | 7.2373 | 2634.804 | 9.1142 | 2.8533 | 24.9948 | 5.8696 | 51.4177 | 24007.4576 | 0 | 24007.4576 | 3138.7698 | 13.1912 | 20868.6877 | 7.6487 | 7.6487 | 2492.3991 | 9.6323 | 3.0787 | 26.969 | 8.9483 | 78.3867 | 27500.065 | 0 | 27500.065 | 3386.6842 | 14.2331 | 24113.3808 | 8.1201 | 8.1201 | 2689.2602 | 10.2259
[52 empty] | Total | 5336.6572 | 34078.9608 | 5336.6572 | 34078.9608 | 23758751.6608 | 6076161.059 | 29834912.7198 | 11816821.3881 |  | 11941930.2727 | 2.0106 |  | 6712360.5612 | 3.5396 | 5372.5061 | 33586.5979 | 10709.1633 | 67665.5587 | 25443533.9275 | 6132458.7626 | 31575992.6901 | 11569835.3177 |  | 13873698.6098 | 2.1991 | 2.7292 | 6491649.3172 | 3.9194 | 5347.8328 | 33638.8758 | 15795.0633 | 99704.8721 | 28889552.7751 | 6425810.7638 | 35315363.5389 | 12987108.4997 |  | 15902444.2754 | 2.2245 |  | 7045598.205 | 4.1004
[52 empty] | Cross-check | 5336.6572 | 34078.9608 | 5336.6572 | 34078.9608 | 23758751.6608 | 2.5248 |  |  |  |  | 2.0106 |  |  | 3.5396 | 5372.5061 | 33586.5979 | 10709.1633 | 67665.5587 | 25443533.9275 | 2.7292 |  |  |  |  | 2.1991 | #DIV/0! |  | 3.9194 | 5347.8328 | 33638.8758 | 15795.0633 | 99704.8721 | 28889552.7751 | 2.7193 |  |  |  |  | 2.2245 |  |  | 4.1004
[58 empty] | NEW TRC RATIO |  |  |  |  | EXISTING TRC RATIO | [8 empty] | NEW TRC RATIO |  |  |  |  | EXISTING TRC RATIO | #DIV/0! | [7 empty] | NEW TRC RATIO |  |  |  |  | EXISTING TRC RATIO
[52 empty] | Business Energy Solutions | [25 empty] | #DIV/0!
| BNI- Direct Installation | [50 empty] | Measure Name | For Plan Year 2016 | [13 empty] | For Plan Year 2017 | [10 empty] | #DIV/0! |  |  | For Plan Year 2018
[57 empty] | A |  |  | B |  | C = A - B | D = A / B |  | E | F = A / E |  |  |  |  | A |  |  | B |  | C = A - B | D = A / B | #VALUE! | E | F = A / E |  |  |  |  | A |  |  | B |  | C = A - B | D = A / B |  | E | F = A / E
| Measure Name | Technology Type | Target Market | Measure Life | Annual Energy Savings per Unit (kWh) | Peak Demand Savings per Unit (Watts) | On-Time Incremental Measure Cost ($) | Incentive as a Percent of Incremental Measure Cost (%) | Program Administrative Cost ($) | DSM Administrator Cost (Incentive + Administrative) ($) | DSM Customer Cost (Incremental Measure Cost - Incentive) ($) | Total DSM Cost ($) | Present Value Avoided Cost ($) | Net-To-Gross Ratio | Total Resource Benefit-Cost Ratio (TRC) | TRC Calculation | PV One-Time NEB | PV Annual NEB | TRC With NEBs | TRC % Change | Unit Cost / kWh (S) | Unit Cost / Watt (S) | [25 empty] | for MD = Small Business Direct Install |  | for MD = Small Business Direct Install |  |  | Peak Demand Savings (kW) | First Year Energy Savings (MWh) | Cumulative Peak Demand Savings (kW) | Cumulative Energy Savings (MWh) | Total Avoided Cost Benefits ($) |  |  | TRC Costs ($) |  | Total Net Resource Benefits ($) | TRC (Ratio) |  | PAC Costs ($) | PAC (Ratio) | Peak Demand Savings (kW) | First Year Energy Savings (MWh) | Cumulative Peak Demand Savings (kW) | Cumulative Energy Savings (MWh) | Total Avoided Cost Benefits ($) |  |  | TRC Costs ($) |  | Total Net Resource Benefits ($) | TRC (Ratio) | #VALUE! | PAC Costs ($) | PAC (Ratio) | Peak Demand Savings (kW) | First Year Energy Savings (MWh) | Cumulative Peak Demand Savings (kW) | Cumulative Energy Savings (MWh) | Total Avoided Cost Benefits ($) |  |  | TRC Costs ($) |  | Total Net Resource Benefits ($) | TRC (Ratio) |  | PAC Costs ($) | PAC (Ratio)
BNI- Direct Installation; Night Covers for 3' Refrigerated Display Cases-BES; COM-Refrigeration; Other Commercial | Night Covers for 3' Refrigerated Display Cases-BES | COM-Refrigeration | Other Commercial | 10 | 133.7932 | 13.5466 | 52.859 | 75.67% | 16.7242 | 56.7242 | 12.859 | 69.5832 | 83.1271 | 0.82 | 1.1348 | 1.1348 | 0 | 0 | 1.1348 | 0% | 0.42397 | 4.1873 | N/A | Ingrid Malmgren: p.262 | N/A |  | 0 | 0 | 0 | 0 | 0 | 0 | 0 | 0 | N/A | 0 | 0 | 0 | 0 | MA TRM p.262 | MA TRM: Non-Energy Impact=None | N/A | [5 empty] | $0.0022/kWh |  |  |  | Night Covers for 3' Refrigerated Display Cases-BES | 1.8726 | 18.4951 | 1.8726 | 18.4951 | 11491.2034 | 0 | 11491.2034 | 10126.421 | 168.5811 | 1364.7824 | 1.1348 | 1.1348 | 9562.6217 | 1.2017 | 1.9504 | 19.2627 | 3.823 | 37.7578 | 12718.3995 | 0 | 12718.3995 | 10546.6629 | 175.5772 | 2171.7366 | 1.2059 | 1.2059 | 9959.4662 | 1.277 | 2.0449 | 20.1968 | 5.8679 | 57.9546 | 14242.6054 | 0 | 14242.6054 | 11058.132 | 184.0919 | 3184.4734 | 1.288 | 1.288 | 10442.4587 | 1.3639
BNI- Direct Installation; Night Covers for 3' Refrigerated Display Cases-BES; COM-Refrigeration; Retail | Night Covers for 3' Refrigerated Display Cases-BES | COM-Refrigeration | Retail | 10 | 103.2837 | 10.4645 | 52.859 | 75.67% | 12.9105 | 52.9105 | 12.859 | 65.7695 | 64.179 | 0.82 | 0.93551 | 0.93551 | 0 | 0 | 0.93551 | 0% | 0.51228 | 5.0562 | N/A | Ingrid Malmgren: p.262 | N/A |  | 0 | 0 | 0 | 0 | 0 | 0 | 0 | 0 | N/A | 0 | 0 | 0 | 0 | MA TRM p.262 | MA TRM: Non-Energy Impact=None | N/A | [5 empty] | $0.0022/kWh |  |  |  | Night Covers for 3' Refrigerated Display Cases-BES | 2.0621 | 20.3526 | 2.0621 | 20.3526 | 12646.8048 | 0 | 12646.8048 | 13518.6671 | 240.3112 | -871.8624 | 0.93551 | 0.93551 | 12714.9753 | 0.99464 | 2.1391 | 21.1124 | 4.2011 | 41.4649 | 13941.547 | 0 | 13941.547 | 14023.3232 | 249.2821 | -81.7762 | 0.99417 | 0.99417 | 13189.6293 | 1.057 | 2.2336 | 22.0459 | 6.4348 | 63.5108 | 15548.7886 | 0 | 15548.7886 | 14643.3927 | 260.3046 | 905.3959 | 1.0618 | 1.0618 | 13772.8353 | 1.1289
BNI- Direct Installation; Humidity-Based Door Heater Controls for Reach-In Coolers and Freezers-BES; COM-Refrigeration; Other Commercial | Humidity-Based Door Heater Controls for Reach-In Coolers and Freezers-BES | COM-Refrigeration | Other Commercial | 10 | 1779.1429 | 1217.7118 | 345 | 75% | 222.3929 | 481.1429 | 86.25 | 567.3929 | 2265.0781 | 0.82 | 3.6758 | 3.6758 | 0 | 0 | 3.6758 | 0% | 0.27044 | 0.39512 | N/A | Ingrid Malmgren: p.252 | N/A |  | 0 | 0 | 0 | 0 | 0 | 0 | 0 | 0 | N/A | 0 | 0 | 0 | 0 | MA TRM p.252 | MA TRM: Non-Energy Impact=None | N/A | [5 empty] | $0.0022/kWh |  |  |  | Humidity-Based Door Heater Controls for Reach-In Coolers and Freezers-BES | 31.8094 | 46.4752 | 31.8094 | 46.4752 | 59168.9599 | 0 | 59168.9599 | 16096.8192 | 31.8564 | 43072.1407 | 3.6758 | 3.6758 | 15327.4868 | 3.8603 | 33.8317 | 49.43 | 65.6411 | 95.9052 | 70271.1381 | 0 | 70271.1381 | 17120.2157 | 33.8818 | 53150.9224 | 4.1046 | 4.1046 | 16301.971 | 4.3106 | 36.2096 | 52.9042 | 101.8507 | 148.8094 | 83712.8226 | 0 | 83712.8226 | 18323.4998 | 36.2631 | 65389.3228 | 4.5686 | 4.5686 | 17447.7452 | 4.7979
BNI- Direct Installation; Humidity-Based Door Heater Controls for Reach-In Coolers and Freezers-BES; COM-Refrigeration; Retail | Humidity-Based Door Heater Controls for Reach-In Coolers and Freezers-BES | COM-Refrigeration | Retail | 10 | 1779.1429 | 1236.4543 | 345 | 75% | 222.3929 | 481.1429 | 86.25 | 567.3929 | 2286.0263 | 0.82 | 3.7098 | 3.7098 | 0 | 0 | 3.7098 | 0% | 0.27044 | 0.38913 | N/A | Ingrid Malmgren: p.252 | N/A |  | 0 | 0 | 0 | 0 | 0 | 0 | 0 | 0 | N/A | 0 | 0 | 0 | 0 | MA TRM p.252 | MA TRM: Non-Energy Impact=None | N/A | [5 empty] | $0.0022/kWh |  |  |  | Humidity-Based Door Heater Controls for Reach-In Coolers and Freezers-BES | 46.2115 | 66.4941 | 46.2115 | 66.4941 | 85438.4539 | 0 | 85438.4539 | 23030.3995 | 45.5783 | 62408.0544 | 3.7098 | 3.7098 | 21929.683 | 3.896 | 49.1495 | 70.7216 | 95.3611 | 137.2157 | 101512.5337 | 0 | 101512.5337 | 24494.6161 | 48.4761 | 77017.9177 | 4.1443 | 4.1443 | 23323.9188 | 4.3523 | 52.604 | 75.6922 | 147.965 | 212.9079 | 120970.8008 | 0 | 120970.8008 | 26216.2054 | 51.8832 | 94754.5954 | 4.6144 | 4.6144 | 24963.2263 | 4.846
BNI- Direct Installation; Evaporator Fan Motor Controls for Walk-In Freezers and Coolers-BES; COM-Refrigeration; Other Commercial | Evaporator Fan Motor Controls for Walk-In Freezers and Coolers-BES | COM-Refrigeration | Other Commercial | 15 | 2719.589 | 1861.3883 | 2254 | 75% | 339.9486 | 2030.4486 | 563.5 | 2593.9486 | 4901.1035 | 0.82 | 1.8366 | 1.8366 | 0 | 0 | 1.8366 | 0% | 0.7466 | 1.0908 | N/A | Ingrid Malmgren: p.266 | N/A |  | 0 | 0 | 0 | 0 | 0 | 0 | 0 | 0 | N/A | 0 | 0 | 0 | 0 | MA TRM p.266 | MA TRM: Non-Energy Impact=None | N/A | [5 empty] | $0.0022/kWh |  |  |  | Evaporator Fan Motor Controls for Walk-In Freezers and Coolers-BES | 10.5105 | 15.3564 | 10.5105 | 15.3564 | 27674.4621 | 0 | 27674.4621 | 15068.2964 | 6.8861 | 12606.1657 | 1.8366 | 1.8366 | 13981.8123 | 1.9793 | 10.8118 | 15.7966 | 21.3223 | 31.153 | 30922.8314 | 0 | 30922.8314 | 15500.2693 | 7.0835 | 15422.5621 | 1.995 | 1.995 | 14382.6382 | 2.15 | 11.2351 | 16.415 | 32.5573 | 47.568 | 34919.0636 | 0 | 34919.0636 | 16107.0979 | 7.3608 | 18811.9657 | 2.1679 | 2.1679 | 14945.712 | 2.3364
BNI- Direct Installation; Evaporator Fan Motor Controls for Walk-In Freezers and Coolers-BES; COM-Refrigeration; Retail | Evaporator Fan Motor Controls for Walk-In Freezers and Coolers-BES | COM-Refrigeration | Retail | 15 | 2709.4815 | 1883.0136 | 2254 | 75% | 338.6852 | 2029.1852 | 563.5 | 2592.6852 | 4927.5994 | 0.82 | 1.8476 | 1.8476 | 0 | 0 | 1.8476 | 0% | 0.74892 | 1.0776 | N/A | Ingrid Malmgren: p.266 | N/A |  | 0 | 0 | 0 | 0 | 0 | 0 | 0 | 0 | N/A | 0 | 0 | 0 | 0 | MA TRM p.266 | MA TRM: Non-Energy Impact=None | N/A | [5 empty] | $0.0022/kWh |  |  |  | Evaporator Fan Motor Controls for Walk-In Freezers and Coolers-BES | 15.2114 | 21.8878 | 15.2114 | 21.8878 | 39806.2946 | 0 | 39806.2946 | 21544.8947 | 9.8515 | 18261.3998 | 1.8476 | 1.8476 | 19990.5246 | 1.9913 | 15.6463 | 22.5135 | 30.8577 | 44.4014 | 44486.2961 | 0 | 44486.2961 | 22160.7981 | 10.1331 | 22325.4979 | 2.0074 | 2.0074 | 20561.9932 | 2.1635 | 16.2575 | 23.393 | 47.1152 | 67.7943 | 50241.5797 | 0 | 50241.5797 | 23026.4628 | 10.529 | 27215.1169 | 2.1819 | 2.1819 | 21365.2039 | 2.3516
BNI- Direct Installation; Electronically Commutated (Brushless) DC Motors for Refrigeration Applications-BES; COM-Refrigeration; Other Commercial | Electronically Commutated (Brushless) DC Motors for Refrigeration Applications-BES | COM-Refrigeration | Other Commercial | 15 | 613.212 | 62.0881 | 245 | 75% | 76.6515 | 260.4015 | 61.25 | 321.6515 | 544.9171 | 0.82 | 1.6099 | 1.6099 | 0 | 0 | 1.6099 | 0% | 0.42465 | 4.1941 | N/A | Ingrid Malmgren: p.256 | N/A |  | 0 | 0 | 0 | 0 | 0 | 0 | 0 | 0 | N/A | 0 | 0 | 0 | 0 | MA TRM p.256 | MA TRM: Non-Energy Impact=None | N/A | [5 empty] | $0.0022/kWh |  |  |  | Electronically Commutated (Brushless) DC Motors for Refrigeration Applications-BES | 1.6667 | 16.4616 | 1.6667 | 16.4616 | 14628.2186 | 0 | 14628.2186 | 9086.3757 | 32.7376 | 5541.8428 | 1.6099 | 1.6099 | 8524.9255 | 1.7159 | 1.7567 | 17.35 | 3.4234 | 33.8116 | 16273.1951 | 0 | 16273.1951 | 9576.7623 | 34.5045 | 6696.4328 | 1.6992 | 1.6992 | 8985.011 | 1.8111 | 1.8714 | 18.4832 | 5.2949 | 52.2948 | 18383.9129 | 0 | 18383.9129 | 10202.2502 | 36.758 | 8181.6627 | 1.8019 | 1.8019 | 9571.8497 | 1.9206
BNI- Direct Installation; Electronically Commutated (Brushless) DC Motors for Refrigeration Applications-BES; COM-Refrigeration; Retail | Electronically Commutated (Brushless) DC Motors for Refrigeration Applications-BES | COM-Refrigeration | Retail | 15 | 613.212 | 62.1294 | 245 | 75% | 76.6515 | 260.4015 | 61.25 | 321.6515 | 544.9819 | 0.82 | 1.6101 | 1.6101 | 0 | 0 | 1.6101 | 0% | 0.42465 | 4.1913 | N/A | Ingrid Malmgren: p.256 | N/A |  | 0 | 0 | 0 | 0 | 0 | 0 | 0 | 0 | N/A | 0 | 0 | 0 | 0 | MA TRM p.256 | MA TRM: Non-Energy Impact=None | N/A | [5 empty] | $0.0022/kWh |  |  |  | Electronically Commutated (Brushless) DC Motors for Refrigeration Applications-BES | 2.3863 | 23.5523 | 2.3863 | 23.5523 | 20931.6969 | 0 | 20931.6969 | 13000.2617 | 46.8391 | 7931.4352 | 1.6101 | 1.6101 | 12196.9712 | 1.7161 | 2.5151 | 24.8234 | 4.9013 | 48.3757 | 23285.6729 | 0 | 23285.6729 | 13701.8785 | 49.367 | 9583.7944 | 1.6995 | 1.6995 | 12855.2349 | 1.8114 | 2.6793 | 26.4447 | 7.5806 | 74.8203 | 26306.1024 | 0 | 26306.1024 | 14596.7904 | 52.5913 | 11709.3119 | 1.8022 | 1.8022 | 13694.8499 | 1.9209
BNI- Direct Installation; Relamp/Reballast-Retrofit (dual baseline)-BES; COM-Lighting; Office | Relamp/Reballast-Retrofit (dual baseline)-BES | COM-Lighting | Office | 15 | 87.4682 | 9.9964 | 44.4767 | 78.69% | 10.9335 | 45.9335 | 9.4767 | 55.4102 | 79.5126 | 0.82 | 1.3754 | 1.3754 | 0 | 27.4304 | 1.8499 | 34.5% | 0.52515 | 4.595 | $.027 kWh/yr | Ingrid Malmgren: p.418-prescriptive includes admin costs, material handling, material movement, other costs, other labor costs, O&M product spoilage, rent revenue, sales revenue and waste disposal. | 0.03402 |  | 0 | 2.9757 | 0.14878 | 0.086294 | 0.011903 | 0 | 0.21722 | 2.1931 | N/A | 0 | 0.24698 | 0.06844 | 2.9727 | MA TRM p.418 | p. 418 MA TRM O&M | $.027 kWh/yr |  |  | .0274/kWh | .027/kWh |  | $0.0022/kWh |  |  |  | Relamp/Reballast-Retrofit (dual baseline)-BES | 38.2591 | 334.7676 | 38.2591 | 334.7676 | 96581.9003 | 19524.3906 | 116106.2908 | 82689.2576 | 868.0241 | 13892.6427 | 1.168 | 1.4041 | 81412.4853 | 1.1863 | 31.0221 | 271.4432 | 69.2812 | 606.2108 | 84385.2735 | 15831.1727 | 100216.4462 | 67047.8248 | 703.8293 | 17337.4487 | 1.2586 | 1.4947 | 66012.5657 | 1.2783 | 26.7486 | 234.0504 | 96.0298 | 840.2612 | 78807.8245 | 13650.3393 | 92458.1638 | 57811.6084 | 606.8729 | 20996.2161 | 1.3632 | 1.5993 | 56918.9621 | 1.3846
BNI- Direct Installation; Relamp/Reballast-Retrofit (dual baseline)-BES; COM-Lighting; Other Commercial | Relamp/Reballast-Retrofit (dual baseline)-BES | COM-Lighting | Other Commercial | 15 | 84.7367 | 10.273 | 44.4767 | 78.69% | 10.5921 | 45.5921 | 9.4767 | 55.0688 | 77.952 | 0.82 | 1.3582 | 1.3582 | 0 | 26.5738 | 1.8212 | 34.09% | 0.53804 | 4.438 | $.027 kWh/yr | Ingrid Malmgren: p.418-prescriptive includes admin costs, material handling, material movement, other costs, other labor costs, O&M product spoilage, rent revenue, sales revenue and waste disposal. | 0.03402 |  | 0 | 2.8827 | 0.14414 | 0.0836 | 0.011531 | 0 | 0.21044 | 2.1246 | N/A | 0 | 0.23927 | 0.066303 | 2.8799 | MA TRM p.418 | p. 418 MA TRM O&M | $.027 kWh/yr |  |  | .0274/kWh | .027/kWh |  | $0.0022/kWh |  |  |  | Relamp/Reballast-Retrofit (dual baseline)-BES | 54.9514 | 453.2644 | 54.9514 | 453.2644 | 131612.5795 | 25759.4751 | 157372.0546 | 112208.9536 | 1182.1417 | 19403.6259 | 1.1729 | 1.4025 | 110470.1472 | 1.1914 | 44.677 | 368.516 | 99.6284 | 821.7804 | 115702.0414 | 20943.1351 | 136645.1764 | 91228.8495 | 961.1125 | 24473.1918 | 1.2683 | 1.4978 | 89815.1539 | 1.2882 | 38.5876 | 318.2878 | 138.2159 | 1140.0682 | 108542.9203 | 18088.6143 | 126631.5346 | 78794.4817 | 830.1142 | 29748.4386 | 1.3775 | 1.6071 | 77573.4709 | 1.3992
BNI- Direct Installation; Relamp/Reballast-Retrofit (dual baseline)-BES; COM-Lighting; Retail | Relamp/Reballast-Retrofit (dual baseline)-BES | COM-Lighting | Retail | 15 | 85.1689 | 11.4838 | 44.4767 | 78.69% | 10.6461 | 45.6461 | 9.4767 | 55.1228 | 80.164 | 0.82 | 1.3951 | 1.3951 | 0 | 26.7093 | 1.86 | 33.32% | 0.53595 | 3.9748 | $.027 kWh/yr | Ingrid Malmgren: p.418-prescriptive includes admin costs, material handling, material movement, other costs, other labor costs, O&M product spoilage, rent revenue, sales revenue and waste disposal. | 0.03402 |  | 0 | 2.8974 | 0.14487 | 0.084026 | 0.01159 | 0 | 0.21151 | 2.1354 | N/A | 0 | 0.24049 | 0.066641 | 2.8945 | MA TRM p.418 | p. 418 MA TRM O&M | $.027 kWh/yr |  |  | .0274/kWh | .027/kWh |  | $0.0022/kWh |  |  |  | Relamp/Reballast-Retrofit (dual baseline)-BES | 87.467 | 648.6953 | 87.467 | 648.6953 | 192129.4842 | 37019.8308 | 229149.3149 | 160532.3373 | 1690.2753 | 31597.1469 | 1.1968 | 1.4274 | 158046.1198 | 1.2157 | 71.0823 | 527.1787 | 158.5492 | 1175.874 | 169903.4961 | 30085.1031 | 199988.5992 | 130460.6701 | 1373.645 | 39442.826 | 1.3023 | 1.5329 | 128440.1824 | 1.3228 | 61.3772 | 455.2014 | 219.9264 | 1631.0754 | 160158.2931 | 25977.4907 | 186135.7838 | 112648.4701 | 1186.097 | 47509.8229 | 1.4218 | 1.6524 | 110903.846 | 1.4441
BNI- Direct Installation; LED Lamps-Retrofit (dual baseline)-BES; COM-Lighting; Office | LED Lamps-Retrofit (dual baseline)-BES | COM-Lighting | Office | 10 | 90.3582 | 10.3267 | 6.0605 | 75% | 11.2948 | 15.8402 | 1.5151 | 17.3553 | 57.4569 | 0.82 | 2.8968 | 2.8968 | 0 | 21.7813 | 3.9949 | 37.91% | 0.1753 | 1.5339 | $.027 kWh/yr | Ingrid Malmgren: p.418-prescriptive includes admin costs, material handling, material movement, other costs, other labor costs, O&M product spoilage, rent revenue, sales revenue and waste disposal. | 0.03402 |  | 0 | 3.074 | 0.1537 | 0.089146 | 0.012296 | 0 | 0.2244 | 2.2655 | N/A | 0 | 0.25514 | 0.070702 | 3.0709 | MA TRM p.418 | p. 418 MA TRM O&M | $.027 kWh/yr |  |  | .0274/kWh | .027/kWh |  | $0.0022/kWh |  |  |  | LED Lamps-Retrofit (dual baseline)-BES | 18.4218 | 161.1906 | 18.4218 | 161.1906 | 71586.6039 | 26563.0378 | 98149.6418 | 31962.7153 | 1487.2364 | 39623.8886 | 2.2397 | 3.0708 | 31331.7781 | 2.2848 | 18.3688 | 160.7275 | 36.7906 | 321.9181 | 78026.4668 | 26183.4377 | 104209.9045 | 31786.4983 | 1465.983 | 46239.9685 | 2.4547 | 3.2784 | 31164.5775 | 2.5037 | 16.5006 | 144.3804 | 35.7903 | 313.1651 | 58227.9418 | 23254.1419 | 81482.0837 | 28479.5159 | 1301.9748 | 29748.4259 | 2.0446 | 2.8611 | 27927.1731 | 2.085
BNI- Direct Installation; LED Lamps-Retrofit (dual baseline)-BES; COM-Lighting; Other Commercial | LED Lamps-Retrofit (dual baseline)-BES | COM-Lighting | Other Commercial | 10 | 150.8009 | 18.2823 | 6.0605 | 75% | 18.8501 | 23.3955 | 1.5151 | 24.9106 | 97.0625 | 0.82 | 3.3414 | 3.3414 | 0 | 36.3513 | 4.5928 | 37.45% | 0.15514 | 1.2797 | $.027 kWh/yr | Ingrid Malmgren: p.418-prescriptive includes admin costs, material handling, material movement, other costs, other labor costs, O&M product spoilage, rent revenue, sales revenue and waste disposal. | 0.03402 |  | 0 | 5.1302 | 0.25651 | 0.14878 | 0.020521 | 0 | 0.37451 | 3.781 | N/A | 0 | 0.42581 | 0.118 | 5.1251 | MA TRM p.418 | p. 418 MA TRM O&M | $.027 kWh/yr |  |  | .0274/kWh | .027/kWh |  | $0.0022/kWh |  |  |  | LED Lamps-Retrofit (dual baseline)-BES | 44.6304 | 368.1322 | 44.6304 | 368.1322 | 165694.1757 | 60979.2849 | 226673.4606 | 66284.1887 | 2045.7302 | 99409.9869 | 2.4998 | 3.4197 | 65416.3191 | 2.5329 | 44.82 | 369.6957 | 89.4504 | 737.8279 | 182381.4317 | 60537.0645 | 242918.4962 | 66448.7956 | 2030.8946 | 115932.6361 | 2.7447 | 3.6557 | 65587.2197 | 2.7807 | 41.3902 | 341.4049 | 89.1024 | 734.957 | 140124.8512 | 55271.6081 | 195396.4593 | 61258.3132 | 1854.2493 | 78866.538 | 2.2874 | 3.1897 | 60471.6764 | 2.3172
BNI- Direct Installation; LED Lamps-Retrofit (dual baseline)-BES; COM-Lighting; Retail | LED Lamps-Retrofit (dual baseline)-BES | COM-Lighting | Retail | 10 | 141.2368 | 19.0437 | 6.0605 | 75% | 17.6546 | 22.2 | 1.5151 | 23.7151 | 93.0535 | 0.82 | 3.3727 | 3.3727 | 0 | 34.0458 | 4.6066 | 36.59% | 0.15718 | 1.1657 | $.027 kWh/yr | Ingrid Malmgren: p.418-prescriptive includes admin costs, material handling, material movement, other costs, other labor costs, O&M product spoilage, rent revenue, sales revenue and waste disposal. | 0.03402 |  | 0 | 4.8049 | 0.24024 | 0.13934 | 0.01922 | 0 | 0.35076 | 3.5412 | N/A | 0 | 0.3988 | 0.11051 | 4.8001 | MA TRM p.418 | p. 418 MA TRM O&M | $.027 kWh/yr |  |  | .0274/kWh | .027/kWh |  | $0.0022/kWh |  | 98.32 |  | LED Lamps-Retrofit (dual baseline)-BES | 52.8649 | 392.0704 | 52.8649 | 392.0704 | 209692.798 | 81566.3513 | 291259.1493 | 74286.4458 | 2921.6838 | 135406.3521 | 2.8228 | 3.9208 | 73046.9663 | 2.8707 | 53.0413 | 393.3785 | 105.9062 | 785.4489 | 228857.066 | 80901.4135 | 309758.4795 | 74367.4909 | 2897.866 | 154489.5751 | 3.0774 | 4.1652 | 73138.1158 | 3.1291 | 48.7965 | 361.8975 | 109.6658 | 813.3323 | 170173.262 | 73584.5115 | 243757.7735 | 68266.0667 | 2635.7766 | 101907.1953 | 2.4928 | 3.5707 | 67147.8789 | 2.5343
BNI- Direct Installation; LED Lamps-End of Life-BES; COM-Lighting; Office | LED Lamps-End of Life-BES | COM-Lighting | Office | 10 | 52.5635 | 6.0073 | 23.5 | 85.11% | 6.5704 | 26.5704 | 3.5 | 30.0704 | 33.424 | 0.82 | 1.0607 | 1.0607 | 0 | 12.6707 | 1.4627 | 37.91% | 0.50549 | 4.4231 | $.027 kWh/yr | Ingrid Malmgren: p.418-prescriptive includes admin costs, material handling, material movement, other costs, other labor costs, O&M product spoilage, rent revenue, sales revenue and waste disposal. | 0.03402 |  | 0 | 1.7882 | 0.089411 | 0.051858 | 0.0071528 | 0 | 0.13054 | 1.3179 | N/A | 0 | 0.14842 | 0.041129 | 1.7864 | MA TRM p.418 | p. 418 MA TRM O&M | $.027 kWh/yr |  |  | .0274/kWh | .027/kWh |  | $0.0022/kWh |  | 98.32 |  | LED Lamps-End of Life-BES | 4.3966 | 38.47 | 4.3966 | 38.47 | 24462.2848 | 9273.3879 | 33735.6727 | 23063.4373 | 892.5328 | 1398.8475 | 1.0607 | 1.4627 | 23714.9862 | 1.0315 | 4.3487 | 38.0512 | 8.7453 | 76.5212 | 25771.2793 | 9067.3936 | 34838.6729 | 22617.5357 | 872.7065 | 3153.7436 | 1.1394 | 1.5403 | 23254.6114 | 1.1082 | 2.352 | 20.5799 | 11.0973 | 97.101 | 14916.2112 | 8105.0487 | 23021.2599 | 18169.3926 | 780.084 | -3253.1814 | 0.82095 | 1.267 | 18738.854 | 0.796
BNI- Direct Installation; LED Lamps-End of Life-BES; COM-Lighting; Other Commercial | LED Lamps-End of Life-BES | COM-Lighting | Other Commercial | 10 | 87.7244 | 10.6353 | 23.5 | 85.11% | 10.9656 | 30.9656 | 3.5 | 34.4656 | 56.4635 | 0.82 | 1.5313 | 1.5313 | 0 | 21.1464 | 2.1048 | 37.45% | 0.35299 | 2.9116 | $.027 kWh/yr | Ingrid Malmgren: p.418-prescriptive includes admin costs, material handling, material movement, other costs, other labor costs, O&M product spoilage, rent revenue, sales revenue and waste disposal. | 0.03402 |  | 0 | 2.9844 | 0.14922 | 0.086547 | 0.011938 | 0 | 0.21786 | 2.1995 | N/A | 0 | 0.2477 | 0.068641 | 2.9814 | MA TRM p.418 | p. 418 MA TRM O&M | $.027 kWh/yr |  |  | .0274/kWh | .027/kWh |  | $0.0022/kWh |  | 98.32 |  | LED Lamps-End of Life-BES | 10.4986 | 86.5972 | 10.4986 | 86.5972 | 55737.9544 | 20874.6833 | 76612.6377 | 36398.8202 | 1203.8418 | 19339.1342 | 1.5313 | 2.1048 | 37277.6247 | 1.4952 | 10.3882 | 85.6864 | 20.8868 | 172.2836 | 58811.0696 | 20418.6366 | 79229.7062 | 35753.184 | 1177.5416 | 23057.8856 | 1.6449 | 2.216 | 36612.7894 | 1.6063 | 5.5238 | 45.5631 | 26.4106 | 217.8467 | 33500.1863 | 17944.2893 | 51444.4755 | 26887.0749 | 1034.8461 | 6613.1114 | 1.246 | 1.9134 | 27642.5126 | 1.2119
BNI- Direct Installation; LED Lamps-End of Life-BES; COM-Lighting; Retail | LED Lamps-End of Life-BES | COM-Lighting | Retail | 10 | 82.1607 | 11.0782 | 23.5 | 85.11% | 10.2701 | 30.2701 | 3.5 | 33.7701 | 54.1314 | 0.82 | 1.5026 | 1.5026 | 0 | 19.8053 | 2.0524 | 36.59% | 0.36843 | 2.7324 | $.027 kWh/yr | Ingrid Malmgren: p.418-prescriptive includes admin costs, material handling, material movement, other costs, other labor costs, O&M product spoilage, rent revenue, sales revenue and waste disposal. | 0.03402 |  | 0 | 2.7951 | 0.13976 | 0.081058 | 0.01118 | 0 | 0.20404 | 2.06 | N/A | 0 | 0.23199 | 0.064287 | 2.7923 | MA TRM p.418 | p. 418 MA TRM O&M | $.027 kWh/yr |  |  | .0274/kWh | .027/kWh |  | $0.0022/kWh |  |  |  | LED Lamps-End of Life-BES | 15.6502 | 116.0689 | 15.6502 | 116.0689 | 76471.6683 | 27978.9854 | 104450.6538 | 50891.9956 | 1722.811 | 25579.6728 | 1.5026 | 2.0524 | 52149.6476 | 1.4664 | 15.4847 | 114.8418 | 31.1349 | 230.9107 | 80861.0332 | 27366.2156 | 108227.2488 | 49977.8609 | 1685.0796 | 30883.1722 | 1.6179 | 2.1655 | 51207.9691 | 1.5791 | 8.2463 | 61.1582 | 39.3812 | 292.0689 | 46217.5021 | 24086.1628 | 70303.6649 | 37902.4141 | 1483.1098 | 8315.088 | 1.2194 | 1.8549 | 38985.0842 | 1.1855
BNI- Direct Installation; High-Efficiency Air Source Heat Pumps; COM-HVAC; Office | High-Efficiency Air Source Heat Pumps | COM-HVAC | Office | 15 | 5953.9599 | 811.2603 | 387.5 | 51.61% | 744.245 | 944.245 | 187.5 | 1131.745 | 5617.326 | 0.82 | 4.3373 | 4.3373 | 0 | 6680.3798 | 9.4954 | 118.9% | 0.15859 | 1.1639 | $.0966/ kWh | Ingrid Malmgren: from table 1-2 HVAC | 0.12172 |  | 0 | 724.6922 | 59.4248 | 0 | 0 | 24.6395 | -2.1741 | 505.8351 | N/A | 136.9668 | 0 | 0 | 724.6922 | MA PA 2012 Study table 1-2 HVAC | not in MA TRM but included in initial study under HVAC and found to be statistically significant | N/A | Proxy-from original research |  | .0966/ kWh | .097/kWh |  | $0.0022/kWh |  |  |  | High-Efficiency Air Source Heat Pumps | 3.565 | 26.1641 | 3.565 | 26.1641 | 24684.7579 | 29356.2376 | 54040.9955 | 5691.2525 | 5.359 | 18993.5053 | 4.3373 | 9.4954 | 5060.2279 | 4.8782 | 4.7912 | 35.1631 | 8.3562 | 61.3272 | 35132.805 | 39453.2464 | 74586.0514 | 7648.7454 | 7.2022 | 27484.0596 | 4.5933 | 9.7514 | 6800.6814 | 5.1661 | 5.2398 | 38.4559 | 13.596 | 99.7831 | 40863.7961 | 46646.2632 | 87510.0593 | 8567.9332 | 8.5153 | 32295.8629 | 4.7694 | 10.2137 | 7565.2522 | 5.4015
BNI- Direct Installation; High-Efficiency Air Source Heat Pumps; COM-HVAC; Other Commercial | High-Efficiency Air Source Heat Pumps | COM-HVAC | Other Commercial | 15 | 4948.2987 | 650.5801 | 387.5 | 51.61% | 618.5373 | 818.5373 | 187.5 | 1006.0373 | 4631.4732 | 0.82 | 4.0562 | 4.0562 | 0 | 5552.0217 | 8.9187 | 119.9% | 0.16542 | 1.2582 | $.0966/ kWh | Ingrid Malmgren: from table 1-2 HVAC | 0.12172 |  | 0 | 602.2871 | 49.3875 | 0 | 0 | 20.4778 | -1.8069 | 420.3964 | N/A | 113.8323 | 0 | 0 | 602.2871 | MA PA 2012 Study table 1-2 HVAC | not in MA TRM but included in initial study under HVAC and found to be statistically significant | N/A | Proxy-from original research |  | .0966/ kWh | .097/kWh |  | $0.0022/kWh |  |  |  | High-Efficiency Air Source Heat Pumps | 3.8993 | 29.6577 | 3.8993 | 29.6577 | 27758.8249 | 33276.1504 | 61034.9753 | 6843.4835 | 7.3092 | 20915.3414 | 4.0562 | 8.9187 | 5982.8287 | 4.6397 | 5.2662 | 40.0545 | 9.1654 | 69.7122 | 39685.1736 | 44941.3555 | 84626.5291 | 9242.5181 | 9.8715 | 30442.6554 | 4.2938 | 9.1562 | 8080.1543 | 4.9114 | 5.7605 | 43.8142 | 14.9259 | 113.5264 | 46150.8553 | 53145.7848 | 99296.6401 | 10388.2784 | 11.6736 | 35762.5769 | 4.4426 | 9.5585 | 9013.7151 | 5.1201
BNI- Direct Installation; High-Efficiency Air Source Heat Pumps; COM-HVAC; Retail | High-Efficiency Air Source Heat Pumps | COM-HVAC | Retail | 15 | 5802.4556 | 703.0815 | 387.5 | 51.61% | 725.307 | 925.307 | 187.5 | 1112.807 | 5337.2694 | 0.82 | 4.1959 | 4.1959 | 0 | 6510.391 | 9.314 | 122% | 0.15947 | 1.3161 | $.0966/ kWh | Ingrid Malmgren: from table 1-2 HVAC | 0.12172 |  | 0 | 706.2517 | 57.9126 | 0 | 0 | 24.0126 | -2.1188 | 492.9637 | N/A | 133.4816 | 0 | 0 | 706.2517 | MA PA 2012 Study table 1-2 HVAC | not in MA TRM but included in initial study under HVAC and found to be statistically significant | N/A | Proxy-from original research |  | .0966/ kWh | .097/kWh |  | $0.0022/kWh |  |  |  | High-Efficiency Air Source Heat Pumps | 6.0009 | 49.5249 | 6.0009 | 49.5249 | 45554.4889 | 55567.2784 | 101121.7673 | 10856.9096 | 10.4087 | 34697.5793 | 4.1959 | 9.314 | 9631.2804 | 4.7298 | 8.0703 | 66.6033 | 14.0712 | 116.1282 | 64789.1531 | 74729.3192 | 139518.4723 | 14600.8494 | 13.9981 | 50188.3037 | 4.4374 | 9.5555 | 12952.5693 | 5.002 | 8.8263 | 72.8427 | 22.8975 | 188.9709 | 75269.4092 | 88356.7016 | 163626.1108 | 16363.0803 | 16.5508 | 58906.3288 | 4.6 | 9.9997 | 14414.2255 | 5.2219
BNI- Direct Installation; High-Efficiency Air Source Heat Pumps; COM-HVAC; School | High-Efficiency Air Source Heat Pumps | COM-HVAC | School | 15 | 5837.8542 | 692.7534 | 387.5 | 51.61% | 729.7318 | 929.7318 | 187.5 | 1117.2318 | 5346.9332 | 0.82 | 4.1857 | 4.1857 | 0 | 6550.1085 | 9.3134 | 122.5% | 0.15926 | 1.3421 | $.0966/ kWh | Ingrid Malmgren: from table 1-2 HVAC | 0.12172 |  | 0 | 710.5603 | 58.2659 | 0 | 0 | 24.159 | -2.1317 | 495.9711 | N/A | 134.2959 | 0 | 0 | 710.5603 | MA PA 2012 Study table 1-2 HVAC | not in MA TRM but included in initial study under HVAC and found to be statistically significant | N/A | Proxy-from original research |  | .0966/ kWh | .097/kWh |  | $0.0022/kWh |  |  |  | High-Efficiency Air Source Heat Pumps | 5.8924 | 49.6556 | 5.8924 | 49.6556 | 45479.9008 | 55713.8596 | 101193.7604 | 10865.4415 | 10.3729 | 34614.4593 | 4.1857 | 9.3134 | 9644.0305 | 4.7159 | 7.9231 | 66.7685 | 13.8155 | 116.424 | 64657.5144 | 74914.6212 | 139572.1355 | 14610.017 | 13.9478 | 50047.4974 | 4.4256 | 9.5532 | 12967.6691 | 4.9861 | 8.6653 | 73.0228 | 22.4808 | 189.4468 | 75100.3695 | 88575.1148 | 163675.4843 | 16371.5615 | 16.4911 | 58728.808 | 4.5872 | 9.9975 | 14429.7356 | 5.2046
BNI- Direct Installation; High-Efficiency Air Source Heat Pumps; COM-HVAC; Office | High-Efficiency Air Source Heat Pumps | COM-HVAC | Office | 15 | 6173.9644 | 841.2372 | 3500 | 57.14% | 771.7455 | 2771.7455 | 1500 | 4271.7455 | 5824.8915 | 0.82 | 1.3116 | 1.3116 | 0 | 6927.2261 | 2.8714 | 118.9% | 0.44894 | 3.2948 | $.0966/ kWh | Ingrid Malmgren: from table 1-2 HVAC | 0.12172 |  | 0 | 751.4702 | 61.6206 | 0 | 0 | 25.55 | -2.2544 | 524.5262 | N/A | 142.0279 | 0 | 0 | 751.4702 | MA PA 2012 Study table 1-2 HVAC | not in MA TRM but included in initial study under HVAC and found to be statistically significant | N/A | Proxy-from original research |  | .0966/ kWh | .097/kWh |  | $0.0022/kWh |  |  |  | High-Efficiency Air Source Heat Pumps | 46.39 | 340.4631 | 46.39 | 340.4631 | 321213.4936 | 381717.8695 | 702931.3631 | 244907.2736 | 67.2 | 76306.22 | 1.3116 | 2.8702 | 186399.801 | 1.7233 | 47.2258 | 346.5972 | 93.6158 | 687.0603 | 346298.2749 | 389102.2926 | 735400.5674 | 249319.7178 | 68.5 | 96978.5571 | 1.389 | 2.9496 | 189758.128 | 1.8249 | 43.8038 | 321.4825 | 137.4196 | 1008.5428 | 341611.6784 | 389670.3251 | 731282.0035 | 246030.6633 | 68.6 | 95581.0152 | 1.3885 | 2.9723 | 186305.5623 | 1.8336
BNI- Direct Installation; High-Efficiency Air Source Heat Pumps; COM-HVAC; Other Commercial | High-Efficiency Air Source Heat Pumps | COM-HVAC | Other Commercial | 15 | 6173.9644 | 811.7251 | 3500 | 57.14% | 771.7455 | 2771.7455 | 1500 | 4271.7455 | 5778.663 | 0.82 | 1.3012 | 1.3012 | 0 | 6927.2261 | 2.8609 | 119.9% | 0.44894 | 3.4146 | $.0966/ kWh | Ingrid Malmgren: from table 1-2 HVAC | 0.12172 |  | 0 | 751.4702 | 61.6206 | 0 | 0 | 25.55 | -2.2544 | 524.5262 | N/A | 142.0279 | 0 | 0 | 751.4702 | MA PA 2012 Study table 1-2 HVAC | not in MA TRM but included in initial study under HVAC and found to be statistically significant | N/A | Proxy-from original research |  | .0966/ kWh | .097/kWh |  | $0.0022/kWh |  |  |  | High-Efficiency Air Source Heat Pumps | 60.7221 | 461.8508 | 60.7221 | 461.8508 | 432279.7749 | 518045.68 | 950325.4549 | 332225.7553 | 91.2 | 100054.0196 | 1.3012 | 2.8605 | 252858.2093 | 1.7096 | 61.8161 | 470.1718 | 122.5381 | 932.0226 | 465836.9969 | 527702.2333 | 993539.2301 | 338211.3986 | 92.9 | 127625.5983 | 1.3774 | 2.9376 | 257413.9039 | 1.8097 | 57.3368 | 436.1029 | 179.875 | 1368.1255 | 459360.2398 | 528838.2983 | 988198.5382 | 333749.6748 | 93.1 | 125610.565 | 1.3764 | 2.9609 | 252730.3711 | 1.8176
BNI- Direct Installation; High-Efficiency Air Source Heat Pumps; COM-HVAC; Retail | High-Efficiency Air Source Heat Pumps | COM-HVAC | Retail | 15 | 6173.9644 | 748.0971 | 3500 | 57.14% | 771.7455 | 2771.7455 | 1500 | 4271.7455 | 5678.9941 | 0.82 | 1.2787 | 1.2787 | 0 | 6927.2261 | 2.8385 | 122% | 0.44894 | 3.7051 | $.0966/ kWh | Ingrid Malmgren: from table 1-2 HVAC | 0.12172 |  | 0 | 751.4702 | 61.6206 | 0 | 0 | 25.55 | -2.2544 | 524.5262 | N/A | 142.0279 | 0 | 0 | 751.4702 | MA PA 2012 Study table 1-2 HVAC | not in MA TRM but included in initial study under HVAC and found to be statistically significant | N/A | Proxy-from original research |  | .0966/ kWh | .097/kWh |  | $0.0022/kWh |  |  |  | High-Efficiency Air Source Heat Pumps | 80.0844 | 660.9281 | 80.0844 | 660.9281 | 607941.141 | 741282.4698 | 1349223.6108 | 475429.2105 | 130.5 | 132511.9306 | 1.2787 | 2.8379 | 361850.8707 | 1.6801 | 81.5254 | 672.8201 | 161.6098 | 1333.7483 | 654493.7376 | 754915.2508 | 1409408.9884 | 483983.5469 | 132.9 | 170510.1907 | 1.3523 | 2.9121 | 368361.6067 | 1.7768 | 75.6176 | 624.064 | 237.2274 | 1957.8123 | 644854.4312 | 757187.381 | 1402041.8122 | 477596.4124 | 133.3 | 167258.0188 | 1.3502 | 2.9356 | 361657.6364 | 1.7831
BNI- Direct Installation; High-Efficiency Air Source Heat Pumps; COM-HVAC; School | High-Efficiency Air Source Heat Pumps | COM-HVAC | School | 15 | 6173.9644 | 732.6382 | 3500 | 57.14% | 771.7455 | 2771.7455 | 1500 | 4271.7455 | 5654.7789 | 0.82 | 1.2733 | 1.2733 | 0 | 6927.2261 | 2.833 | 122.5% | 0.44894 | 3.7832 | $.0966/ kWh | Ingrid Malmgren: from table 1-2 HVAC | 0.12172 |  | 0 | 751.4702 | 61.6206 | 0 | 0 | 25.55 | -2.2544 | 524.5262 | N/A | 142.0279 | 0 | 0 | 751.4702 | MA PA 2012 Study table 1-2 HVAC | not in MA TRM but included in initial study under HVAC and found to be statistically significant | N/A | Proxy-from original research |  | .0966/ kWh | .097/kWh |  | $0.0022/kWh |  |  |  | High-Efficiency Air Source Heat Pumps | 78.1732 | 658.7682 | 78.1732 | 658.7682 | 603370.618 | 739010.3396 | 1342380.9576 | 473875.5203 | 130.1 | 129495.0978 | 1.2733 | 2.8328 | 360668.3515 | 1.6729 | 79.5798 | 670.6214 | 157.753 | 1329.3896 | 649419.086 | 752643.1206 | 1402062.2066 | 482401.9013 | 132.5 | 167017.1847 | 1.3462 | 2.9064 | 367157.8106 | 1.7688 | 73.813 | 622.0246 | 231.5661 | 1951.4142 | 639722.2253 | 754347.2183 | 1394069.4436 | 476035.6398 | 132.8 | 163686.5855 | 1.3439 | 2.9285 | 360475.7487 | 1.7747
BNI- Direct Installation; Ground Source Heat Pump; COM-HVAC; Office | Ground Source Heat Pump | COM-HVAC | Office | 15 | 16035.27 | 2184.8952 | 18000 | 28.89% | 2004.4088 | 7204.4087 | 12800 | 20004.4087 | 15128.6439 | 0.82 | 0.73999 | 0.73999 | 0 | 17991.6719 | 1.62 | 118.9% | 0.44929 | 3.2974 | $.0966/ kWh | Ingrid Malmgren: from table 1-2 HVAC | 0.12172 |  | 0 | 1951.7489 | 160.0434 | 0 | 0 | 66.3595 | -5.8552 | 1362.3207 | N/A | 368.8805 | 0 | 0 | 1951.7489 | MA PA 2012 Study table 1-2 HVAC | not in MA TRM but included in initial study under HVAC and found to be statistically significant | N/A | Proxy-from original research |  | .0966/ kWh | .097/kWh |  | $0.0022/kWh |  |  |  | Ground Source Heat Pump | 84.394 | 619.3799 | 84.394 | 619.3799 | 584360.4618 | 694948.0593 | 1279308.5211 | 789687.4067 | 47.105 | -205326.945 | 0.73999 | 1.62 | 339363.6452 | 1.7219 | 78.6077 | 576.9135 | 163.0017 | 1196.2934 | 576416.0416 | 647300.552 | 1223716.5936 | 735544.3151 | 43.8754 | -159128.2735 | 0.78366 | 1.6637 | 316095.9613 | 1.8235 | 80.7134 | 592.3676 | 243.7151 | 1788.661 | 629457.818 | 664640.0596 | 1294097.8776 | 755247.6448 | 45.0507 | -125789.8268 | 0.83345 | 1.7135 | 324563.3545 | 1.9394
BNI- Direct Installation; Ground Source Heat Pump; COM-HVAC; Other Commercial | Ground Source Heat Pump | COM-HVAC | Other Commercial | 15 | 16035.27 | 2108.2453 | 18000 | 28.89% | 2004.4088 | 7204.4087 | 12800 | 20004.4087 | 15008.5772 | 0.82 | 0.73412 | 0.73412 | 0 | 17991.6719 | 1.6141 | 119.9% | 0.44929 | 3.4173 | $.0966/ kWh | Ingrid Malmgren: from table 1-2 HVAC | 0.12172 |  | 0 | 1951.7489 | 160.0434 | 0 | 0 | 66.3595 | -5.8552 | 1362.3207 | N/A | 368.8805 | 0 | 0 | 1951.7489 | MA PA 2012 Study table 1-2 HVAC | not in MA TRM but included in initial study under HVAC and found to be statistically significant | N/A | Proxy-from original research |  | .0966/ kWh | .097/kWh |  | $0.0022/kWh |  |  |  | Ground Source Heat Pump | 110.4673 | 840.2117 | 110.4673 | 840.2117 | 786415.3091 | 942722.6905 | 1729137.9996 | 1071240.1117 | 63.8997 | -284824.8026 | 0.73412 | 1.6141 | 460359.3094 | 1.7083 | 102.8933 | 782.6045 | 213.3606 | 1622.8162 | 775389.1291 | 878087.0883 | 1653476.2174 | 997793.0096 | 59.5185 | -222403.8805 | 0.7771 | 1.6571 | 428795.8375 | 1.8083 | 105.6496 | 803.5685 | 319.0102 | 2426.3846 | 846422.744 | 901608.7703 | 1748031.5143 | 1024521.3037 | 61.1129 | -178098.5596 | 0.82616 | 1.7062 | 440282.1689 | 1.9225
BNI- Direct Installation; Ground Source Heat Pump; COM-HVAC; Retail | Ground Source Heat Pump | COM-HVAC | Retail | 15 | 16035.27 | 1942.988 | 18000 | 28.89% | 2004.4088 | 7204.4087 | 12800 | 20004.4087 | 14749.7132 | 0.82 | 0.72145 | 0.72145 | 0 | 17991.6719 | 1.6015 | 122% | 0.44929 | 3.7079 | $.0966/ kWh | Ingrid Malmgren: from table 1-2 HVAC | 0.12172 |  | 0 | 1951.7489 | 160.0434 | 0 | 0 | 66.3595 | -5.8552 | 1362.3207 | N/A | 368.8805 | 0 | 0 | 1951.7489 | MA PA 2012 Study table 1-2 HVAC | not in MA TRM but included in initial study under HVAC and found to be statistically significant | N/A | Proxy-from original research |  | .0966/ kWh | .097/kWh |  | $0.0022/kWh |  |  |  | Ground Source Heat Pump | 145.6612 | 1202.1264 | 145.6612 | 1202.1264 | 1105751.1938 | 1348793.1889 | 2454544.3827 | 1532668.4942 | 91.424 | -426917.3004 | 0.72145 | 1.6015 | 658655.5169 | 1.6788 | 135.6743 | 1119.7053 | 281.3355 | 2321.8317 | 1089206.6203 | 1256316.3017 | 2345522.922 | 1427584.6216 | 85.1557 | -338378.0013 | 0.76297 | 1.643 | 613496.3238 | 1.7754 | 139.3087 | 1149.6993 | 420.6442 | 3471.531 | 1188001.0121 | 1289969.766 | 2477970.7782 | 1465825.9213 | 87.4368 | -277824.9092 | 0.81047 | 1.6905 | 629930.3036 | 1.8859
BNI- Direct Installation; Ground Source Heat Pump; COM-HVAC; School | Ground Source Heat Pump | COM-HVAC | School | 15 | 16035.27 | 1902.8376 | 18000 | 28.89% | 2004.4088 | 7204.4087 | 12800 | 20004.4087 | 14686.8205 | 0.82 | 0.71838 | 0.71838 | 0 | 17991.6719 | 1.5984 | 122.5% | 0.44929 | 3.7861 | $.0966/ kWh | Ingrid Malmgren: from table 1-2 HVAC | 0.12172 |  | 0 | 1951.7489 | 160.0434 | 0 | 0 | 66.3595 | -5.8552 | 1362.3207 | N/A | 368.8805 | 0 | 0 | 1951.7489 | MA PA 2012 Study table 1-2 HVAC | not in MA TRM but included in initial study under HVAC and found to be statistically significant | N/A | Proxy-from original research |  | .0966/ kWh | .097/kWh |  | $0.0022/kWh |  |  |  | Ground Source Heat Pump | 142.1851 | 1198.1978 | 142.1851 | 1198.1978 | 1097438.1172 | 1344385.3681 | 2441823.4853 | 1527659.7736 | 91.1252 | -430221.6564 | 0.71838 | 1.5984 | 656503.0479 | 1.6716 | 132.4365 | 1116.0462 | 274.6215 | 2314.244 | 1080761.3996 | 1252210.6928 | 2332972.0924 | 1422919.3124 | 84.8774 | -342157.9128 | 0.75954 | 1.6396 | 611491.4339 | 1.7674 | 135.9841 | 1145.9422 | 410.6056 | 3460.1862 | 1178546.063 | 1285754.1785 | 2464300.2416 | 1461035.6405 | 87.151 | -282489.5775 | 0.80665 | 1.6867 | 627871.7078 | 1.877
BNI- Direct Installation; Ground/Water Source Heat Pumps; COM-HVAC; Office | Ground/Water Source Heat Pumps | COM-HVAC | Office | 15 | 1886.1213 | 256.9946 | 387.5 | 70.97% | 235.7652 | 510.7652 | 112.5 | 623.2652 | 1779.481 | 0.82 | 2.6362 | 2.6362 | 0 | 2116.2397 | 5.7713 | 118.9% | 0.2708 | 1.9875 | $.0966/ kWh | Ingrid Malmgren: from table 1-2 HVAC | 0.12172 |  | 0 | 229.5711 | 18.8248 | 0 | 0 | 7.8054 | -0.68871 | 160.2407 | N/A | 43.3889 | 0 | 0 | 229.5711 | MA PA 2012 Study table 1-2 HVAC | not in MA TRM but included in initial study under HVAC and found to be statistically significant | N/A | Proxy-from original research |  | .0966/ kWh | .097/kWh |  | $0.0022/kWh |  |  |  | Ground/Water Source Heat Pumps | 0.5414 | 3.9734 | 0.5414 | 3.9734 | 3748.7855 | 4458.2263 | 8207.0118 | 1422.0436 | 2.5691 | 2326.7419 | 2.6362 | 5.7713 | 1312.214 | 2.8568 | 0.54912 | 4.0301 | 1.0905 | 8.0035 | 4026.5984 | 4521.7675 | 8548.3659 | 1442.3114 | 2.6057 | 2584.287 | 2.7918 | 5.9269 | 1330.9164 | 3.0254 | 0.56931 | 4.1783 | 1.6598 | 12.1818 | 4439.9031 | 4688.0623 | 9127.9653 | 1495.3545 | 2.7016 | 2944.5485 | 2.9691 | 6.1042 | 1379.8628 | 3.2176
BNI- Direct Installation; Ground/Water Source Heat Pumps; COM-HVAC; Other Commercial | Ground/Water Source Heat Pumps | COM-HVAC | Other Commercial | 15 | 1605.1577 | 211.0389 | 387.5 | 70.97% | 200.6447 | 475.6447 | 112.5 | 588.1447 | 1502.384 | 0.82 | 2.3765 | 2.3765 | 0 | 1800.9969 | 5.2253 | 119.9% | 0.29632 | 2.2538 | $.0966/ kWh | Ingrid Malmgren: from table 1-2 HVAC | 0.12172 |  | 0 | 195.3734 | 16.0206 | 0 | 0 | 6.6427 | -0.58612 | 136.3706 | N/A | 36.9256 | 0 | 0 | 195.3734 | MA PA 2012 Study table 1-2 HVAC | not in MA TRM but included in initial study under HVAC and found to be statistically significant | N/A | Proxy-from original research |  | .0966/ kWh | .097/kWh |  | $0.0022/kWh |  |  |  | Ground/Water Source Heat Pumps | 0.60367 | 4.5915 | 0.60367 | 4.5915 | 4297.5062 | 5151.6756 | 9449.1818 | 1808.3491 | 3.4884 | 2489.1571 | 2.3765 | 5.2253 | 1659.2215 | 2.5901 | 0.61264 | 4.6597 | 1.2163 | 9.2512 | 4616.7363 | 5228.2092 | 9844.9455 | 1835.214 | 3.5402 | 2781.5223 | 2.5156 | 5.3645 | 1683.871 | 2.7417 | 0.63553 | 4.8339 | 1.8518 | 14.085 | 5091.6436 | 5423.6143 | 10515.2579 | 1903.8054 | 3.6725 | 3187.8382 | 2.6745 | 5.5233 | 1746.806 | 2.9148
BNI- Direct Installation; Ground/Water Source Heat Pumps; COM-HVAC; Retail | Ground/Water Source Heat Pumps | COM-HVAC | Retail | 15 | 1843.8247 | 223.4156 | 387.5 | 70.97% | 230.4781 | 505.4781 | 112.5 | 617.9781 | 1696.0042 | 0.82 | 2.5368 | 2.5368 | 0 | 2068.7827 | 5.6311 | 122% | 0.27415 | 2.2625 | $.0966/ kWh | Ingrid Malmgren: from table 1-2 HVAC | 0.12172 |  | 0 | 224.423 | 18.4027 | 0 | 0 | 7.6304 | -0.67327 | 156.6472 | N/A | 42.4159 | 0 | 0 | 224.423 | MA PA 2012 Study table 1-2 HVAC | not in MA TRM but included in initial study under HVAC and found to be statistically significant | N/A | Proxy-from original research |  | .0966/ kWh | .097/kWh |  | $0.0022/kWh |  |  |  | Ground/Water Source Heat Pumps | 0.91365 | 7.5403 | 0.91365 | 7.5403 | 6935.7458 | 8460.2095 | 15395.9553 | 2734.0955 | 4.9871 | 4201.6504 | 2.5368 | 5.6311 | 2520.8948 | 2.7513 | 0.92677 | 7.6485 | 1.8404 | 15.1888 | 7440.1758 | 8581.6722 | 16021.848 | 2773.3487 | 5.0587 | 4666.8271 | 2.6827 | 5.7771 | 2557.0871 | 2.9096 | 0.96094 | 7.9305 | 2.8014 | 23.1193 | 8194.7454 | 8898.1185 | 17092.8639 | 2875.615 | 5.2453 | 5319.1304 | 2.8497 | 5.9441 | 2651.3789 | 3.0907
BNI- Direct Installation; Ground/Water Source Heat Pumps; COM-HVAC; School | Ground/Water Source Heat Pumps | COM-HVAC | School | 15 | 1853.5347 | 219.9511 | 387.5 | 70.97% | 231.6918 | 506.6918 | 112.5 | 619.1918 | 1697.6659 | 0.82 | 2.5336 | 2.5336 | 0 | 2079.6773 | 5.6374 | 122.5% | 0.27337 | 2.3037 | $.0966/ kWh | Ingrid Malmgren: from table 1-2 HVAC | 0.12172 |  | 0 | 225.6048 | 18.4996 | 0 | 0 | 7.6706 | -0.67681 | 157.4722 | N/A | 42.6393 | 0 | 0 | 225.6048 | MA PA 2012 Study table 1-2 HVAC | not in MA TRM but included in initial study under HVAC and found to be statistically significant | N/A | Proxy-from original research |  | .0966/ kWh | .097/kWh |  | $0.0022/kWh |  |  |  | Ground/Water Source Heat Pumps | 0.89651 | 7.5549 | 0.89651 | 7.5549 | 6919.5813 | 8476.6364 | 15396.2178 | 2731.0866 | 4.9707 | 4188.4948 | 2.5336 | 5.6374 | 2518.591 | 2.7474 | 0.90936 | 7.6632 | 1.8059 | 15.2181 | 7420.9015 | 8598.1348 | 16019.0362 | 2770.2321 | 5.0419 | 4650.6694 | 2.6788 | 5.7826 | 2554.6908 | 2.9048 | 0.94287 | 7.9456 | 2.7487 | 23.1637 | 8171.6503 | 8914.996 | 17086.6463 | 2872.3216 | 5.2277 | 5299.3287 | 2.845 | 5.9487 | 2648.8371 | 3.085
BNI- Direct Installation; Faucet Aerator; COM-Other; Office | Faucet Aerator | COM-Other | Office | 10 | 197.2797 | 22.5205 | 5 | 75% | 24.66 | 28.41 | 1.25 | 29.66 | 125.4174 | 0.82 | 3.5759 | 3.5759 | 0 | 399.6605 | 14.9709 | 318.7% | 0.14401 | 1.2615 | water and sewer savings | Ingrid Malmgren: p.365 | water and sewer savings | 20.6684 | 0 | 56.4039 | 0.56404 | 0 | 0 | 0 | 0 | 55.8399 | N/A | 0 | 0 | 0 | 56.4039 | MA TRM p.366 | backed out NS savings and used MA values converted to cubic meters and multiplied by water and sewer savings | water and sewer savings | Adjusted-Water Savings |  |  |  |  | $0.0022/kWh |  |  |  | Faucet Aerator | 9.7539 | 85.4443 | 9.7539 | 85.4443 | 54319.8247 | 173097.9568 | 227417.7815 | 15190.6082 | 528.186 | 39129.2165 | 3.5759 | 14.9709 | 15005.7431 | 3.6199 | 9.0424 | 79.2116 | 18.7964 | 164.6559 | 53634.9216 | 160471.3335 | 214106.255 | 14082.5299 | 489.6574 | 39552.3917 | 3.8086 | 15.2037 | 13911.1498 | 3.8555 | 8.4847 | 74.3261 | 27.2811 | 238.982 | 53856.7687 | 150574.1551 | 204430.9238 | 13213.9803 | 459.4575 | 40642.7884 | 4.0757 | 15.4708 | 13053.1702 | 4.126
BNI- Direct Installation; Faucet Aerator; COM-Other; Other Commercial | Faucet Aerator | COM-Other | Other Commercial | 10 | 197.2797 | 22.5205 | 5 | 75% | 24.66 | 28.41 | 1.25 | 29.66 | 125.4174 | 0.82 | 3.5759 | 3.5759 | 0 | 399.6605 | 14.9709 | 318.7% | 0.14401 | 1.2615 | water and sewer savings | Ingrid Malmgren: p.365 | water and sewer savings | 20.6684 | 0 | 56.4039 | 0.56404 | 0 | 0 | 0 | 0 | 55.8399 | N/A | 0 | 0 | 0 | 56.4039 | MA TRM p.366 | backed out NS savings and used MA values converted to cubic meters and multiplied by water and sewer savings | water and sewer savings | Adjusted-Water Savings |  |  |  |  | $0.0022/kWh |  |  |  | Faucet Aerator | 13.2316 | 115.9083 | 13.2316 | 115.9083 | 73686.847 | 234813.7668 | 308500.6138 | 20606.6206 | 716.5037 | 53080.2264 | 3.5759 | 14.9709 | 20355.8443 | 3.6199 | 12.2664 | 107.4534 | 25.4979 | 223.3618 | 72757.7506 | 217685.2863 | 290443.0369 | 19103.4715 | 664.2384 | 53654.279 | 3.8086 | 15.2037 | 18870.9881 | 3.8555 | 11.5098 | 100.8262 | 37.0078 | 324.1879 | 73058.6945 | 204259.3985 | 277318.093 | 17925.252 | 623.271 | 55133.4425 | 4.0757 | 15.4708 | 17707.1071 | 4.126
BNI- Direct Installation; Faucet Aerator; COM-Other; Retail | Faucet Aerator | COM-Other | Retail | 10 | 197.2797 | 22.5205 | 5 | 75% | 24.66 | 28.41 | 1.25 | 29.66 | 125.4174 | 0.82 | 3.5759 | 3.5759 | 0 | 399.6605 | 14.9709 | 318.7% | 0.14401 | 1.2615 | water and sewer savings | Ingrid Malmgren: p.365 | water and sewer savings | 20.6684 | 0 | 56.4039 | 0.56404 | 0 | 0 | 0 | 0 | 55.8399 | N/A | 0 | 0 | 0 | 56.4039 | MA TRM p.366 | backed out NS savings and used MA values converted to cubic meters and multiplied by water and sewer savings | water and sewer savings | Adjusted-Water Savings |  |  |  |  | $0.0022/kWh |  |  |  | Faucet Aerator | 18.931 | 165.835 | 18.931 | 165.835 | 105426.8857 | 335957.9784 | 441384.8641 | 29482.7629 | 1025.1322 | 75944.1228 | 3.5759 | 14.9709 | 29123.9666 | 3.6199 | 17.55 | 153.7381 | 36.481 | 319.5731 | 104097.5882 | 311451.5376 | 415549.1258 | 27332.144 | 950.3539 | 76765.4442 | 3.8086 | 15.2037 | 26999.5201 | 3.8555 | 16.4676 | 144.2562 | 52.9486 | 463.8294 | 104528.1613 | 292242.5527 | 396770.714 | 25646.4154 | 891.7402 | 78881.7459 | 4.0757 | 15.4708 | 25334.3064 | 4.126
BNI- Direct Installation; DHW Tank Wrap; COM-Other; Office | DHW Tank Wrap | COM-Other | Office | 7 | 258.4429 | 29.5026 | 16 | 100% | 32.3054 | 48.3054 | 0 | 48.3054 | 114.1985 | 0.82 | 2.0615 | 2.0615 | 0 | 81.3979 | 3.5308 | 71.28% | 0.18691 | 1.6373 | $1.35 per therm | Ingrid Malmgren: p.420 C&I small business | 0.058054 |  | 0 | 15.0038 | 0.15004 | 0 | 0 | 0 | 0 | 14.8537 | N/A | 0 | 0 | 0 | 15.0038 | Not offered in MA TRM | no MA tank wrap measure for C&I-using pipe wrap measure NEIs as proxy |  | Proxy |  |  |  |  | $0.0022/kWh |  |  |  | DHW Tank Wrap | 2.7652 | 24.2231 | 2.7652 | 24.2231 | 10703.486 | 7629.1862 | 18332.6721 | 5192.1755 | 114.3012 | 5511.3105 | 2.0615 | 3.5308 | 5521.363 | 1.9386 | 2.7612 | 24.188 | 5.5264 | 48.4111 | 11635.7285 | 7618.1336 | 19253.8622 | 5184.6535 | 114.1356 | 6451.0751 | 2.2443 | 3.7136 | 5513.3641 | 2.1105 | 2.7605 | 24.1815 | 8.2868 | 72.5926 | 12686.9502 | 7616.1029 | 20303.0531 | 5183.2714 | 114.1052 | 7503.6788 | 2.4477 | 3.917 | 5511.8945 | 2.3017
BNI- Direct Installation; DHW Tank Wrap; COM-Other; Retail | DHW Tank Wrap | COM-Other | Retail | 7 | 258.4429 | 29.5026 | 16 | 100% | 32.3054 | 48.3054 | 0 | 48.3054 | 114.1985 | 0.82 | 2.0615 | 2.0615 | 0 | 81.3979 | 3.5308 | 71.28% | 0.18691 | 1.6373 | $1.35 per therm | Ingrid Malmgren: p.420 C&I small business | 0.058054 |  | 0 | 15.0038 | 0.15004 | 0 | 0 | 0 | 0 | 14.8537 | N/A | 0 | 0 | 0 | 15.0038 | Not offered in MA TRM | no MA tank wrap measure for C&I-using pipe wrap measure NEIs as proxy |  | Proxy |  |  |  |  | $0.0022/kWh |  |  |  | DHW Tank Wrap | 5.3668 | 47.0135 | 5.3668 | 47.0135 | 20773.9108 | 14807.1416 | 35581.0524 | 10077.258 | 221.8421 | 10696.6527 | 2.0615 | 3.5308 | 10716.1632 | 1.9386 | 5.3591 | 46.9454 | 10.7259 | 93.9589 | 22583.2581 | 14785.6903 | 37368.9484 | 10062.6589 | 221.5207 | 12520.5992 | 2.2443 | 3.7136 | 10700.6386 | 2.1105 | 5.3576 | 46.9329 | 16.0835 | 140.8917 | 24623.5266 | 14781.7489 | 39405.2755 | 10059.9766 | 221.4617 | 14563.55 | 2.4477 | 3.917 | 10697.7862 | 2.3017
BNI- Direct Installation; DHW Pipe Insulation; COM-Other; Office | DHW Pipe Insulation | COM-Other | Office | 15 | 49.8637 | 5.6922 | 2.3333 | 99.86% | 6.233 | 8.563 | 0.0033333 | 8.5663 | 45.3182 | 0.82 | 4.5617 | 4.5617 | 0 | 26.685 | 7.2478 | 58.88% | 0.17173 | 1.5043 | $1.35 per therm | Ingrid Malmgren: p.420 C&I small business | 0.058054 |  | 0 | 2.8948 | 0.028948 | 0 | 0 | 0 | 0 | 2.8659 | N/A | 0 | 0 | 0 | 2.8948 | MA TRM p.420 | per therm-changed to kWh | $1.35 per therm | Adjusted units of measure |  |  |  |  | $0.0022/kWh |  |  |  | DHW Pipe Insulation | 0.50886 | 4.4576 | 0.50886 | 4.4576 | 4051.2644 | 2385.5304 | 6436.7948 | 888.1045 | 109.0195 | 3163.1599 | 4.5617 | 7.2478 | 933.5293 | 4.3397 | 0.50154 | 4.3935 | 1.0104 | 8.8511 | 4219.9184 | 2351.2037 | 6571.1221 | 875.325 | 107.4507 | 3344.5934 | 4.821 | 7.5071 | 920.0962 | 4.5864 | 0.49525 | 4.3384 | 1.5056 | 13.1894 | 4423.7858 | 2321.71 | 6745.4957 | 864.3449 | 106.1029 | 3559.4409 | 5.1181 | 7.8042 | 908.5544 | 4.869
BNI- Direct Installation; DHW Pipe Insulation; COM-Other; Retail | DHW Pipe Insulation | COM-Other | Retail | 15 | 49.8637 | 5.6922 | 2.3333 | 99.86% | 6.233 | 8.563 | 0.0033333 | 8.5663 | 45.3182 | 0.82 | 4.5617 | 4.5617 | 0 | 26.685 | 7.2478 | 58.88% | 0.17173 | 1.5043 | $1.35 per therm | Ingrid Malmgren: p.420 C&I small business | 0.058054 |  | 0 | 2.8948 | 0.028948 | 0 | 0 | 0 | 0 | 2.8659 | N/A | 0 | 0 | 0 | 2.8948 | MA TRM p.420 | per therm-changed to kWh | $1.35 per therm | Adjusted units of measure |  |  |  |  | $0.0022/kWh |  |  |  | DHW Pipe Insulation | 0.98762 | 8.6516 | 0.98762 | 8.6516 | 7862.9154 | 4629.9679 | 12492.8832 | 1723.6817 | 211.5909 | 6139.2336 | 4.5617 | 7.2478 | 1811.8446 | 4.3397 | 0.97341 | 8.5271 | 1.961 | 17.1787 | 8190.2484 | 4563.3447 | 12753.5931 | 1698.8787 | 208.5463 | 6491.3697 | 4.821 | 7.5071 | 1785.773 | 4.5864 | 0.9612 | 8.4201 | 2.9222 | 25.5988 | 8585.9253 | 4506.1016 | 13092.0269 | 1677.5678 | 205.9302 | 6908.3575 | 5.1181 | 7.8042 | 1763.3721 | 4.869
BNI- Direct Installation; Low Flow Showerheads; COM-Other; Other Commercial | Low Flow Showerheads | COM-Other | Other Commercial | 10 | 421.863 | 48.1579 | 7 | 100% | 52.7329 | 59.7329 | 0 | 59.7329 | 268.1925 | 0.82 | 3.761 | 3.761 | 0 | 534.3446 | 11.2545 | 199.2% | 0.14159 | 1.2404 | water and sewer savings | Ingrid Malmgren: p.365 | water and sewer savings | 27.6335 | 0 | 75.4119 | 0.75412 | 0 | 0 | 0 | 0 | 74.6577 | N/A | 0 | 0 | 0 | 75.4119 | MA TRM p.365 | already measured and valued in NS c/b screening | water and sewer savings | Adjusted-Water Savings |  |  |  |  | $0.0022/kWh |  |  |  | Low Flow Showerheads | 5.7735 | 50.5754 | 5.7735 | 50.5754 | 32152.5086 | 64060.3969 | 96212.9055 | 8548.8709 | 146.2023 | 23603.6377 | 3.761 | 11.2545 | 8733.0859 | 3.6817 | 5.6192 | 49.2245 | 11.3927 | 99.7999 | 33330.3579 | 62349.2119 | 95679.5698 | 8320.513 | 142.297 | 25009.8449 | 4.0058 | 11.4992 | 8499.8072 | 3.9213 | 5.4779 | 47.9861 | 16.8706 | 147.786 | 34770.7917 | 60780.7284 | 95551.5201 | 8111.1986 | 138.7173 | 26659.5931 | 4.2868 | 11.7802 | 8285.9824 | 4.1963
[52 empty] | Total | 1266.579 | 9491.0289 | 1266.579 | 9491.0289 | 7308882.8865 | 8058287.2913 | 15367170.1778 | 7342146.5769 |  | -33263.6904 | 0.99547 |  | 4154284.6555 | 1.7594 | 1213.9143 | 9032.2815 | 2480.4933 | 18523.3104 | 7514150.8872 | 7791855.172 | 15306006.0592 | 6976154.4701 |  | 537996.4171 | 1.0771 |  | 3973493.0295 | 1.8911 | 1170.0004 | 8637.6414 | 3546.2177 | 26329.5284 | 7682787.8571 | 7873709.3572 | 15556497.2143 | 7007954.0265 |  | 674833.8307 | 1.0963 |  | 3933442.1788 | 1.9532
[52 empty] | Cross-check | 1266.579 | 9491.0289 | 1266.579 | 9491.0289 | 7308882.8865 | 2.093 |  |  |  |  | 0.99547 |  |  | 1.7594 | 1213.9143 | 9032.2815 | 2480.4933 | 18523.3104 | 7514150.8872 | 2.194 |  |  |  |  | 1.0771 |  |  | 1.8911 | 1170.0004 | 8637.6414 | 3546.2177 | 26329.5284 | 7682787.8571 | 2.2198 |  |  |  |  | 1.0963 |  |  | 1.9532
[58 empty] | NEW TRC RATIO |  |  |  |  | EXISTING TRC RATIO | [8 empty] | NEW TRC RATIO |  |  |  |  | EXISTING TRC RATIO | [8 empty] | NEW TRC RATIO |  |  |  |  | EXISTING TRC RATIO
Custom
| Custom Incentives | [50 empty] | Measure Name | For Plan Year 2016 | [13 empty] | For Plan Year 2017 | [13 empty] | For Plan Year 2018
[57 empty] | A |  |  | B |  | C = A - B | D = A / B |  | E | F = A / E |  |  |  |  | A |  |  | B |  | C = A - B | D = A / B |  | E | F = A / E |  |  |  |  | A |  |  | B |  | C = A - B | D = A / B |  | E | F = A / E
| Measure Name | Technology Type | Target Market | Measure Life | Annual Energy Savings per Unit (kWh) | Peak Demand Savings per Unit (Watts) | On-Time Incremental Measure Cost ($) | Incentive as a Percent of Incremental Measure Cost (%) | Program Administrative Cost ($) | DSM Administrator Cost (Incentive + Administrative) ($) | DSM Customer Cost (Incremental Measure Cost - Incentive) ($) | Total DSM Cost ($) | Present Value Avoided Cost ($) | Net-To-Gross Ratio | Total Resource Benefit-Cost Ratio (TRC) | TRC Calculation | PV One-Time NEB | PV Annual NEB | TRC With NEBs | TRC % Change | Unit Cost / kWh (S) | Unit Cost / Watt (S) | [30 empty] | Peak Demand Savings (kW) | First Year Energy Savings (MWh) | Cumulative Peak Demand Savings (kW) | Cumulative Energy Savings (MWh) | Total Avoided Cost Benefits ($) |  |  | TRC Costs ($) |  | Total Net Resource Benefits ($) | TRC (Ratio) |  | PAC Costs ($) | PAC (Ratio) | Peak Demand Savings (kW) | First Year Energy Savings (MWh) | Cumulative Peak Demand Savings (kW) | Cumulative Energy Savings (MWh) | Total Avoided Cost Benefits ($) |  |  | TRC Costs ($) |  | Total Net Resource Benefits ($) | TRC (Ratio) |  | PAC Costs ($) | PAC (Ratio) | Peak Demand Savings (kW) | First Year Energy Savings (MWh) | Cumulative Peak Demand Savings (kW) | Cumulative Energy Savings (MWh) | Total Avoided Cost Benefits ($) |  |  | TRC Costs ($) |  | Total Net Resource Benefits ($) | TRC (Ratio) |  | PAC Costs ($) | PAC (Ratio)
Custom Incentives; Custom Efficiency; COM-Other; COM | Custom Efficiency | COM-Other | COM | 15 | 37581615 | 4941061.9581 | 10728000 | 50% | 2254896.9 | 7618896.9 | 5364000 | 12982896.9 | 35175370.8045 | 0.88 | 2.6467 | 2.6467 | 0 | 16063544.3818 | 3.8553 | 45.67% | 0.20273 | 1.542 | .0368/kWh | Ingrid Malmgren: Total Custom NEI from 2012 C&I Study table 1-2 | 0.046368 |  |  | 1742584.3243 | 41822.0238 | 6970.3373 | 3485.1686 | 132436.4086 | 94099.5535 | 710974.4043 | 135921.5773 | 10455.5059 | 597706.4232 | 10455.5059 | 1744326.9086 | MA PA 2012 Study overall Custom | Overal Custom Electric from 2012 C&I Study | project specific | Flagged |  |  | .037/kWh | Large retrofit Custom Electric????? | $0.0022/kWh |  |  |  | Custom Efficiency | 2588.7979 | 19690.3435 | 2588.7979 | 19690.3435 | 18429626.6527 | 8416261.6884 | 26845888.3411 | 6963303.8182 | 0.59538 | 11466322.8345 | 2.6467 | 3.8553 | 4536148.6461 | 4.0628 | 2633.0658 | 20027.0438 | 5221.8637 | 39717.3873 | 19842400.4813 | 8560177.819 | 28402578.3004 | 7082374.705 | 0.60556 | 12760025.7764 | 2.8017 | 4.0103 | 4613715.7401 | 4.3007 | 2686.6796 | 20434.8293 | 7908.5433 | 60152.2167 | 21524618.2845 | 8734477.9671 | 30259096.2515 | 7226584.2045 | 0.61789 | 14298034.08 | 2.9785 | 4.1872 | 4707659.0382 | 4.5723
Custom Incentives; Custom Efficiency; IND; Industrial | Custom Efficiency | IND | Industrial | 15 | 37581615 | 4290138.6986 | 10728000 | 50% | 2254896.9 | 7618896.9 | 5364000 | 12982896.9 | 34155745.3467 | 0.88 | 2.57 | 2.57 | 0 | 16063544.3818 | 3.7786 | 47.03% | 0.20273 | 1.7759 | .0368/kWh | Ingrid Malmgren: Total Custom NEI from 2012 C&I Study table 1-2 | 0.046368 |  |  | 1742584.3243 | 41822.0238 | 6970.3373 | 3485.1686 | 132436.4086 | 94099.5535 | 710974.4043 | 135921.5773 | 10455.5059 | 597706.4232 | 10455.5059 | 1744326.9086 | MA PA 2012 Study overall Custom | Overal Custom Electric from 2012 C&I Study | project specific | Flagged |  |  | .037/kWh | ????????????? | $0.0022/kWh |  |  |  | Custom Efficiency | 1490.4589 | 13056.4202 | 1490.4589 | 13056.4202 | 11866221.3411 | 5580717.7159 | 17446939.0571 | 4617279.5498 | 0.39479 | 7248941.7913 | 2.57 | 3.7786 | 3007863.3542 | 3.9451 | 1476.8 | 12936.7678 | 2967.2589 | 25993.1879 | 12425740.5985 | 5529574.5873 | 17955315.1858 | 4574965.6157 | 0.39117 | 7850774.9828 | 2.716 | 3.9247 | 2980298.5228 | 4.1693 | 1467.7465 | 12857.4597 | 4435.0054 | 38850.6476 | 13110642.9188 | 5495675.8669 | 18606318.7857 | 4546919.0675 | 0.38877 | 8563723.8514 | 2.8834 | 4.0921 | 2962027.9842 | 4.4262
Custom Incentives; Compressed Air-Custom; ; | Compressed Air-Custom | [21 empty] | .056/kWh | Ingrid Malmgren: p. 418 MA TRM | 0.07056 | [15 empty] | for specific project categories-FLAGGED for Research Team follow-up |  | Flagged | [14 empty] | 0 | 0 | [12 empty] | 0 | [13 empty] | 0
Custom Incentives; HVAC-Custom; ; | HVAC-Custom | [21 empty] | .024/kWh | Ingrid Malmgren: p. 418 MA TRM | 0.03024 | [15 empty] | for specific project categories-FLAGGED for Research Team follow-up |  | Flagged | [14 empty] | 0 | 0 | [12 empty] | 0 | [13 empty] | 0
Custom Incentives; Lighting-Custom; ; | Lighting-Custom | [21 empty] | .059/kWh | Ingrid Malmgren: p. 418 MA TRM | 0.07434 | [15 empty] | for specific project categories-FLAGGED for Research Team follow-up |  | Flagged | [14 empty] | 0 | 0 | [12 empty] | 0 | [13 empty] | 0
Custom Incentives; Process-Custom; ; | Process-Custom | [21 empty] | .056/kWh | Ingrid Malmgren: p. 418 MA TRM | 0.07056 | [15 empty] | for specific project categories-FLAGGED for Research Team follow-up |  | Flagged | [14 empty] | 0 | 0 | [12 empty] | 0 | [13 empty] | 0
Custom Incentives; Refrigeration-Custom; ; | Refrigeration-Custom | [21 empty] | .047/kWh | Ingrid Malmgren: p. 418 MA TRM | 0.05922 | [15 empty] | for specific project categories-FLAGGED for Research Team follow-up |  | Flagged | [14 empty] | 0 | 0 | [12 empty] | 0 | [13 empty] | 0
Custom Incentives; Motors and Drives-Custom; ; | Motors and Drives-Custom | [21 empty] | N/A |  | 0 | [15 empty] | DNV KEMA recommends using $0 for custom electric measures that were not statistically significant (Motors and Drives) because the data do not provide sufficient evidence to support a non-zero estimate. |  | Flagged | [14 empty] | 0 | 0 | [12 empty] | 0 | [13 empty] | 0
Custom Incentives; Whole Building 20% Over Baseline; COM-Other; New Construction - BNI | Whole Building 20% Over Baseline | COM-Other | New Construction - BNI | 25 | 2378.3674 | 312.6971 | 1737 | 50% | 126.0535 | 994.5535 | 868.5 | 1863.0535 | 3321.2167 | 0.76 | 1.7454 | 1.7454 | 0 | 213.1726 | 1.8574 | 6.419% | 0.41817 | 3.1806 | .006/kWh | Ingrid Malmgren: from 2016 New Construction Study Table 2: Value for custome electric overall-page 8 | 0.00756 |  |  | 17.9805 | 0.43153 | 0.071922 | 0.035961 | 1.3665 | 0.97094 | 7.336 | 1.4025 | 0.10788 | 6.1673 | 0.10788 | 17.9984 | MA PA 2016 Study Table 2 Page 8 | Page 8 in new construction study-seems really low-FLAGGED | project specific | Flagged |  |  | .037/kWh |  | $0.0022/kWh |  |  |  | Whole Building 20% Over Baseline | 54.7112 | 416.1325 | 54.7112 | 416.1325 | 581098.7136 | 37297.8791 | 618396.5927 | 332935.0401 | 230.2179 | 248163.6736 | 1.7454 | 1.8574 | 228964.0256 | 2.5379 | 48.9071 | 371.9863 | 103.6183 | 788.1188 | 545771.2011 | 33341.061 | 579112.2621 | 297614.9782 | 205.7948 | 248156.2229 | 1.8338 | 1.9458 | 204673.9312 | 2.6665 | 50.0822 | 380.924 | 153.7005 | 1169.0428 | 588198.1462 | 34142.1455 | 622340.2917 | 304765.7633 | 210.7394 | 283432.3829 | 1.93 | 2.042 | 209591.6249 | 2.8064
Custom Incentives; Whole Building 40% Over Baseline; COM-Other; New Construction - BNI | Whole Building 40% Over Baseline | COM-Other | New Construction - BNI | 25 | 4756.7347 | 625.3941 | 3473 | 50% | 252.1069 | 1988.6069 | 1736.5 | 3725.1069 | 6642.4333 | 0.76 | 1.7458 | 1.7458 | 0 | 426.3452 | 1.8579 | 6.419% | 0.41806 | 3.1798 | .006/kWh | Ingrid Malmgren: from 2016 New Construction Study Table 2: Value for custome electric overall-page 8 | 0.00756 |  |  | 35.9609 | 0.86306 | 0.14384 | 0.071922 | 2.733 | 1.9419 | 14.6721 | 2.805 | 0.21577 | 12.3346 | 0.21577 | 35.9969 | MA PA 2016 Study Table 2 Page 8 | Page 8 in new construction study-seems really low-FLAGGED | project specific | Flagged |  |  | .037/kWh |  | $0.0022/kWh |  |  |  | Whole Building 40% Over Baseline | 109.4224 | 832.2644 | 109.4224 | 832.2644 | 1162196.6139 | 74595.7059 | 1236792.3198 | 665694.6486 | 230.2178 | 496501.9653 | 1.7458 | 1.8579 | 457812.6218 | 2.5386 | 97.8142 | 743.9729 | 207.2366 | 1576.2373 | 1091542.8929 | 66682.1519 | 1158225.0447 | 595073.8199 | 205.7949 | 496469.073 | 1.8343 | 1.9464 | 409245.149 | 2.6672 | 100.1645 | 761.849 | 307.4011 | 2338.0863 | 1176397.921 | 68284.3856 | 1244682.3066 | 609372.2083 | 210.7397 | 567025.7127 | 1.9305 | 2.0426 | 419078.4603 | 2.8071
[52 empty] | Total | 4243.3905 | 33995.1606 | 4243.3905 | 33995.1606 | 32039143.3214 | 14108872.9893 | 46148016.3106 | 12579213.0567 |  | 19459930.2647 | 2.547 |  | 8230788.6476 | 3.8926 | 4256.5871 | 34079.7708 | 8499.9775 | 68074.9313 | 33905455.1738 | 14189775.6192 | 48095230.7929 | 12550029.1187 |  | 21355426.0551 | 2.7016 |  | 8207933.3431 | 4.1308 | 4304.6728 | 34435.0621 | 12804.6503 | 102509.9934 | 36399857.2705 | 14332580.365 | 50732437.6356 | 12687641.2437 |  | 23712216.0269 | 2.8689 |  | 8298357.1075 | 4.3864
[52 empty] | Cross-check | 4243.3905 | 33995.1606 | 4243.3905 | 33995.1606 | 32039143.3214 | 3.6686 |  |  |  |  | 2.547 |  |  | 3.8926 | 4256.5871 | 34079.7708 | 8499.9775 | 68074.9313 | 33905455.1738 | 3.8323 |  |  |  |  | 2.7016 |  |  | 4.1308 | 4304.6728 | 34435.0621 | 12804.6503 | 102509.9934 | 36399857.2705 | 3.9986 |  |  |  |  | 2.8689 |  |  | 4.3864
[52 empty] | Efficient Products | [5 empty] | NEW TRC RATIO |  |  |  |  | EXISTING TRC RATIO | [8 empty] | NEW TRC RATIO |  |  |  |  | EXISTING TRC RATIO | [8 empty] | NEW TRC RATIO |  |  |  |  | EXISTING TRC RATIO
| Residential - Efficient Product Rebates | [27 empty] | Res Comfort | Noise Reduction | Health Impacts | Property Value | Equipment Maintenance | Lighting Quality | Durability | [16 empty] | Measure Name | For Plan Year 2016 | [13 empty] | For Plan Year 2017 | [13 empty] | For Plan Year 2018
[57 empty] | A |  |  | B |  | C = A - B | D = A / B |  | E | F = A / E |  |  |  |  | A |  |  | B |  | C = A - B | D = A / B |  | E | F = A / E |  |  |  |  | A |  |  | B |  | C = A - B | D = A / B |  | E | F = A / E
| Measure Name | Technology Type | Target Market | Measure Life | Annual Energy Savings per Unit (kWh) | Peak Demand Savings per Unit (Watts) | On-Time Incremental Measure Cost ($) | Incentive as a Percent of Incremental Measure Cost (%) | Program Administrative Cost ($) | DSM Administrator Cost (Incentive + Administrative) ($) | DSM Customer Cost (Incremental Measure Cost - Incentive) ($) | Total DSM Cost ($) | Present Value Avoided Cost ($) | Net-To-Gross Ratio | Total Resource Benefit-Cost Ratio (TRC) | TRC Calculation | PV One-Time NEB | PV Annual NEB | TRC With NEBs | TRC % Change | Unit Cost / kWh (S) | Unit Cost / Watt (S) | [30 empty] | Peak Demand Savings (kW) | First Year Energy Savings (MWh) | Cumulative Peak Demand Savings (kW) | Cumulative Energy Savings (MWh) | Total Avoided Cost Benefits ($) |  |  | TRC Costs ($) |  | Total Net Resource Benefits ($) | TRC (Ratio) |  | PAC Costs ($) | PAC (Ratio) | Peak Demand Savings (kW) | First Year Energy Savings (MWh) | Cumulative Peak Demand Savings (kW) | Cumulative Energy Savings (MWh) | Total Avoided Cost Benefits ($) |  |  | TRC Costs ($) |  | Total Net Resource Benefits ($) | TRC (Ratio) |  | PAC Costs ($) | PAC (Ratio) | Peak Demand Savings (kW) | First Year Energy Savings (MWh) | Cumulative Peak Demand Savings (kW) | Cumulative Energy Savings (MWh) | Total Avoided Cost Benefits ($) |  |  | TRC Costs ($) |  | Total Net Resource Benefits ($) | TRC (Ratio) |  | PAC Costs ($) | PAC (Ratio)
Residential - Efficient Product Rebates; Refrigerator Retirement; RES-Appliance; RES-SF | Refrigerator Retirement | RES-Appliance | RES-SF | 5 | 967.8186 | 133.9291 | 100 | 45% | 96.7819 | 141.7819 | 55 | 196.7819 | 313.0135 | 0.6 | 1.1979 | 1.1979 | 0.79834 | 0 | 1.2009 | 0.255% | 0.1465 | 1.0586 | 1.44 | Ingrid Malmgren: from MA TRM one time property value -additional benefits for multi-family and loe-income (not included here) p.410 | 1.8144 |  | 0.79834 | 0 | 0 | 0 | 0 | 0.79834 | 0 | 0 | 0 |  |  |  |  | MA TRM p.409 | One time property value increase | $1.44 one time property value increase | Adjusted-prorated for property value |  |  | 172.53 | Recycling - from Matt | $0.0022/kWh |  |  |  | Refrigerator Retirement | 293.0186 | 2117.4543 | 293.0186 | 2117.4543 | 684830.6307 | 1746.6496 | 686577.2803 | 571695.3138 | 3646.4378 | 113135.3169 | 1.1979 | 1.2009 | 516998.7464 | 1.3246 | 323.6254 | 2338.6299 | 616.6439 | 4456.0842 | 814822.8464 | 1980.3082 | 816803.1546 | 637826.1276 | 4134.2413 | 176996.7188 | 1.2775 | 1.2806 | 575812.5084 | 1.4151 | 318.4172 | 2300.9934 | 935.0611 | 6757.0776 | 907529.4881 | 2001.5775 | 909531.0656 | 634217.5922 | 4178.6448 | 273311.8959 | 1.4309 | 1.4341 | 571537.9202 | 1.5879
Residential - Efficient Product Rebates; Freezer Retirement; RES-Appliance; RES-SF | Freezer Retirement | RES-Appliance | RES-SF | 4 | 1050.8932 | 145.4252 | 140 | 32.14% | 105.0893 | 150.0893 | 95 | 245.0893 | 269.8655 | 0.6 | 0.85631 | 0.85631 | 0.79834 | 0 | 0.85884 | 0.2958% | 0.14282 | 1.0321 | 1.44 | Ingrid Malmgren: from MA TRM one time property value -additional benefits for multi-family and loe-income (not included here) p.410 | 1.8144 |  | 0.79834 | 0 | 0 | 0 | 0 | 0.79834 | 0 | 0 | 0 |  |  |  |  | MA TRM p.409 | One time property value increase | $1.44 one time property value increase | Adjusted-prorated for property value |  |  | 172.53 | for recycling | $0.0022/kWh |  |  |  | Freezer Retirement | 278.0731 | 2009.4528 | 278.0731 | 2009.4528 | 516019.9933 | 1526.5286 | 517546.522 | 602608.1317 | 3186.8967 | -86588.1384 | 0.85631 | 0.85884 | 478319.159 | 1.0788 | 308.0699 | 2226.2206 | 586.143 | 4235.6734 | 627158.1368 | 1736.1006 | 628894.2374 | 675487.6281 | 3624.415 | -48329.4912 | 0.92845 | 0.93102 | 534135.4431 | 1.1742 | 304.0069 | 2196.86 | 890.1499 | 6432.5334 | 680578.0406 | 1759.9277 | 682337.9683 | 674772.6277 | 3674.1583 | 5805.4129 | 1.0086 | 1.0112 | 531480.4553 | 1.2805
Residential - Efficient Product Rebates; Room A/C Retirement; RES-HVAC/Shell; RES-SF | Room A/C Retirement | RES-HVAC/Shell | RES-SF | 3 | 220.443 | 60.2265 | 50 | 30% | 22.0443 | 37.0443 | 35 | 72.0443 | 35.8143 | 0.6 | 0.41289 | 0.41289 | 0 | 164.2484 | 2.3065 | 458.6% | 0.16804 | 0.61508 | 49.5 | Ingrid Malmgren: from RI B-1 $49.50 per measure/year "Non-energy benefits associated with installing a new room air conditioner." | 62.37 |  |  | 62.37 | [11 empty] | RI TRM Appendix B | per measure per year--from RI TRM-b description better fit than MA-no breakdown of benefits | $43.61 one time | Proxy |  |  | 49.5 | this is for replacement-per year $49.50 | $0.0022/kWh |  |  |  | Room A/C Retirement | 0 | 0 | 0 | 0 | 0 | 0 | 0 | 0 | 0 | 0 | 0 | #DIV/0! | 0 | 0 | 0 | 0 | 0 | 0 | 0 | 0 | 0 | 0 | 0 | 0 | 0 | #DIV/0! | 0 | 0 | 1.3546 | 4.9581 | 1.3546 | 4.9581 | 1558.8855 | 3694.2018 | 5253.0873 | 1950.9281 | 37.4859 | -392.0425 | 0.79905 | 2.6926 | 1388.6394 | 1.1226
Residential - Efficient Product Rebates; ENERGY STAR® LED Lamps; RES-Lighting; RES-SF | ENERGY STAR® LED Lamps | RES-Lighting | RES-SF | 25 | 33.7546 | 8.4618 | 23.75 | 42.11% | 3.3755 | 13.3755 | 13.75 | 27.1255 | 55.5875 | 1.2 | 2.0927 | 2.0927 | 3.78 | 0 | 2.235 | 6.8% | 0.39626 | 1.5807 | $3.00 one time per unit (for lighting quality and lifetime) | Ingrid Malmgren: see appendix C across single and multi-family programs | 3.78 |  | 3.78 | 0 | 0 | 0 | 0 | 0 | 0 | 3.78 | 0 |  |  |  |  | MA TRM p.410 | One time per unit for lighting quality and lifetime | $3.00 one time per unit |  |  |  | 3 | one time per measure | $0.0022/kWh |  |  |  | ENERGY STAR® LED Lamps | 363.35 | 1449.429 | 363.35 | 1449.429 | 2386939.1935 | 162313.9651 | 2549253.1587 | 1140615.558 | 35783.502 | 1246323.6355 | 2.0927 | 2.235 | 478620.7707 | 4.9871 | 351.6128 | 1402.6085 | 714.9628 | 2852.0375 | 2438948.623 | 162023.2341 | 2600971.8572 | 1134887.1695 | 35719.4079 | 1304061.4535 | 2.1491 | 2.2918 | 474078.1239 | 5.1446 | 338.2694 | 1349.3808 | 1053.2323 | 4201.4183 | 2480930.7729 | 161114.9762 | 2642045.7491 | 1124744.8759 | 35519.1746 | 1356185.897 | 2.2058 | 2.349 | 467640.1451 | 5.3052
Residential - Efficient Product Rebates; Hardwired Dimmer Switch; RES-Lighting; RES-SF | Hardwired Dimmer Switch | RES-Lighting | RES-SF | 10 | 20.7651 | 0 | 13 | 38.46% | 2.0765 | 7.0765 | 8 | 15.0765 | 10.5517 | 1 | 0.69987 | 0.69987 | 4.41 | 0 | 0.99238 | 41.79% | 0.34079 | 0 | $3.50 one time | Ingrid Malmgren: p.221 | 4.41 |  | 4.41 | 0 | 0 | 0 | 0 | 0 | 0 | 4.41 | 0 |  |  |  |  | MA TRM p.410 | One time per unit for lighting quality and lifetime |  | Proxy |  |  | 3.5 |  | $0.0022/kWh |  |  |  | Hardwired Dimmer Switch | 0 | 203.2919 | 0 | 203.2919 | 103301.5876 | 43174.2454 | 146475.833 | 147600.2091 | 9790.0783 | -44298.6215 | 0.69987 | 0.99238 | 69279.5826 | 1.4911 | 0 | 197.5701 | 0 | 400.862 | 104332.1701 | 43707.3722 | 148039.5422 | 148599.6059 | 9910.9687 | -44267.4358 | 0.7021 | 0.99623 | 69311.856 | 1.5053 | 0 | 190.5471 | 0 | 591.4091 | 105353.9056 | 43986.469 | 149340.3746 | 148720.0347 | 9974.256 | -43366.1291 | 0.7084 | 1.0042 | 68925.9867 | 1.5285
Residential - Efficient Product Rebates; Indoor Motion Sensor; RES-Lighting; RES-SF | Indoor Motion Sensor | RES-Lighting | RES-SF | 10 | 56.1081 | 0 | 34 | 8.824% | 5.6108 | 8.6108 | 31 | 39.6108 | 28.511 | 1 | 0.71978 | 0.71978 | 4.41 | 0 | 0.83111 | 15.47% | 0.15347 | 0 | $3.50 one time | Ingrid Malmgren: p.155 | 4.41 |  | 4.41 | 0 | 0 | 0 | 0 | 0 | 0 | 4.41 | 0 |  |  |  |  | MA TRM p.410 | One time per unit for lighting quality and lifetime |  |  |  |  | 3.5 |  | $0.0022/kWh |  |  |  | Indoor Motion Sensor | 0 | 488.9042 | 0 | 488.9042 | 248433.7905 | 38427.0083 | 286860.7988 | 345153.0689 | 8713.6073 | -96719.2784 | 0.71978 | 0.83111 | 75031.2417 | 3.3111 | 0 | 443.5613 | 0 | 932.4655 | 234234.3729 | 36315.7678 | 270550.1408 | 324341.6424 | 8234.868 | -90107.2694 | 0.72218 | 0.83415 | 69060.7347 | 3.3917 | 0 | 415.0926 | 0 | 1347.5581 | 229505.6238 | 35462.5484 | 264968.1721 | 314916.6595 | 8041.3942 | -85411.0357 | 0.72878 | 0.84139 | 65633.4396 | 3.4968
Residential - Efficient Product Rebates; Outdoor Motion Sensor; RES-Lighting; RES-SF | Outdoor Motion Sensor | RES-Lighting | RES-SF | 10 | 177.921 | 0 | 34 | 11.76% | 17.7921 | 21.7921 | 30 | 51.7921 | 90.4095 | 1 | 1.7456 | 1.7456 | 4.41 | 0 | 1.8308 | 4.878% | 0.12248 | 0 | $3.50 one time | Ingrid Malmgren: p.155 | 4.41 |  | 4.41 | 0 | 0 | 0 | 0 | 0 | 0 | 4.41 | 0 |  |  |  |  | MA TRM p.410 | One time per unit for lighting quality and lifetime |  |  |  |  | 3.5 |  | $0.0022/kWh |  |  |  | Outdoor Motion Sensor | 0 | 740.1278 | 0 | 740.1278 | 376091.6106 | 18345.0172 | 394436.6278 | 215448.2919 | 4159.8679 | 160643.3187 | 1.7456 | 1.8308 | 90652.2563 | 4.1487 | 0 | 842.8224 | 0 | 1582.9502 | 445074.833 | 20890.4331 | 465965.2662 | 245342.2681 | 4737.0597 | 199732.5649 | 1.8141 | 1.8992 | 103230.478 | 4.3115 | 0 | 921.6028 | 0 | 2504.5531 | 509556.2941 | 22843.1071 | 532399.4012 | 268274.9409 | 5179.8429 | 241281.3532 | 1.8994 | 1.9845 | 112879.6542 | 4.5142
Residential - Efficient Product Rebates; Power bar with integrated timer; RES-Plug Load; RES-SF | Power bar with integrated timer | RES-Plug Load | RES-SF | 10 | 59.4669 | -3.3815e-08 | 15 | 33.33% | 5.9467 | 10.9467 | 10 | 20.9467 | 30.2177 | 1 | 1.4426 | 1.4426 | 0 | 0 | 1.4426 | 0% | 0.18408 | -323722410.5323 | N/A | Ingrid Malmgren: p. 162 | N/A |  |  | 0 | 0 | 0 | 0 | 0 | 0 | 0 | 0 |  |  |  |  | MA TRM p.162 | Not offered in MA-similar to SmartStrip? |  | Proxy |  |  |  |  | $0.0022/kWh |  |  |  | Power bar with integrated timer | -2.1044e-07 | 370.0803 | -2.1044e-07 | 370.0803 | 188054.1493 | 0 | 188054.1493 | 130357.5541 | 6223.3013 | 57696.5951 | 1.4426 | 1.4426 | 68124.5411 | 2.7604 | -2.4289e-07 | 427.1399 | -4.5333e-07 | 797.2203 | 225562.6139 | 0 | 225562.6139 | 150456.2838 | 7182.8195 | 75106.3301 | 1.4992 | 1.4992 | 78628.0883 | 2.8687 | -2.7272e-07 | 479.5953 | -7.2604e-07 | 1276.8156 | 265169.3373 | 0 | 265169.3373 | 168933.2412 | 8064.914 | 96236.0961 | 1.5697 | 1.5697 | 88284.1014 | 3.0036
Residential - Efficient Product Rebates; Smartstrip; RES-Plug Load; RES-SF | Smartstrip | RES-Plug Load | RES-SF | 10 | 60.2022 | -3.4233e-08 | 28 | 53.57% | 6.0202 | 21.0202 | 13 | 34.0202 | 30.5914 | 1 | 0.89921 | 0.89921 | 0 | 0 | 0.89921 | 0% | 0.34916 | -614030708.6668 | N/A | Ingrid Malmgren: p 162 | N/A |  |  | 0 | 0 | 0 | 0 | 0 | 0 | 0 | 0 |  |  |  |  | MA TRM p.162 | Not offered in MA | N/A | [5 empty] | $0.0022/kWh |  |  |  | Smartstrip | -2.0863e-07 | 366.8897 | -2.0863e-07 | 366.8897 | 186432.8328 | 0 | 186432.8328 | 207329.0962 | 6094.2903 | -20896.2634 | 0.89921 | 0.89921 | 128103.3225 | 1.4553 | -2.3612e-07 | 415.2306 | -4.4474e-07 | 782.1203 | 219273.6135 | 0 | 219273.6135 | 234646.542 | 6897.267 | -15372.9285 | 0.93448 | 0.93448 | 144982.0705 | 1.5124 | -2.5969e-07 | 456.6924 | -7.0443e-07 | 1238.8127 | 252506.2401 | 0 | 252506.2401 | 258076.5231 | 7585.9745 | -5570.283 | 0.97842 | 0.97842 | 159458.8539 | 1.5835
Residential - Efficient Product Rebates; Heavy Duty Outdoor Timer; RES-Plug Load; RES-SF | Heavy Duty Outdoor Timer | RES-Plug Load | RES-SF | 10 | 429.696 | -2.4434e-07 | 30 | 33.33% | 42.9696 | 52.9696 | 20 | 72.9696 | 218.3475 | 1 | 2.9923 | 2.9923 | 4.41 | 0 | 3.0527 | 2.02% | 0.12327 | -216785674.0027 | $3.50 one time | Ingrid Malmgren: p.155 | 4.41 |  | 4.41 | 0 | 0 | 0 | 0 | 0 | 0 | 4.41 | 0 |  |  |  |  | MA TRM p.409 | One time per unit |  | Proxy |  |  |  |  | $0.0022/kWh |  |  |  | Heavy Duty Outdoor Timer | -6.8097e-08 | 119.7553 | -6.8097e-08 | 119.7553 | 60852.9532 | 1229.057 | 62082.0102 | 20336.4627 | 278.6977 | 40516.4905 | 2.9923 | 3.0527 | 14762.5079 | 4.1221 | -7.412e-08 | 130.3467 | -1.4222e-07 | 250.102 | 68833.0315 | 1337.7569 | 70170.7884 | 22135.0537 | 303.3462 | 46697.9777 | 3.1097 | 3.1701 | 16068.129 | 4.2838 | -7.8516e-08 | 138.0783 | -2.2073e-07 | 388.1802 | 76343.7849 | 1417.1068 | 77760.8918 | 23448.0089 | 321.3394 | 52895.776 | 3.2559 | 3.3163 | 17021.2205 | 4.4852
Residential - Efficient Product Rebates; Advanced Power Strip (load sensing or remote control/wireless APS); RES-Plug Load; RES-SF | Advanced Power Strip (load sensing or remote control/wireless APS) | RES-Plug Load | RES-SF | 10 | 459.302 | -2.6118e-07 | 50 | 60% | 45.9302 | 75.9302 | 20 | 95.9302 | 233.3916 | 1 | 2.4329 | 2.4329 | 0 | 0 | 2.4329 | 0% | 0.16532 | -290724337.0258 | N/A | Ingrid Malmgren: p.164 | N/A |  |  | 0 | 0 | 0 | 0 | 0 | 0 | 0 | 0 |  |  |  |  | MA TRM p.164 | MA TRM: Non-Energy Impact=None | N/A | [5 empty] | $0.0022/kWh |  |  |  | Advanced Power Strip (load sensing or remote control/wireless APS) | -1.5686e-06 | 2758.5925 | -1.5686e-06 | 2758.5925 | 1401762.524 | 0 | 1401762.524 | 576161.9035 | 6006.0531 | 825600.6205 | 2.4329 | 2.4329 | 456040.8406 | 3.0738 | -1.7488e-06 | 3075.4166 | -3.3174e-06 | 5834.009 | 1624055.7011 | 0 | 1624055.7011 | 642334.048 | 6695.8478 | 981721.6531 | 2.5284 | 2.5284 | 508417.0915 | 3.1943 | -1.8899e-06 | 3323.5337 | -5.2073e-06 | 9157.5427 | 1837589.3051 | 0 | 1837589.3051 | 694155.9915 | 7236.0525 | 1143433.3136 | 2.6472 | 2.6472 | 549434.9417 | 3.3445
Residential - Efficient Product Rebates; Dehumidifier (Retirement); RES-Appliance; RES-SF | Dehumidifier (Retirement) | RES-Appliance | RES-SF | 12 | 1369.3203 | 458.2228 | 50 | 30% | 136.932 | 151.932 | 35 | 186.932 | 1424.2984 | 0.6 | 5.1193 | 5.1193 | 0 | 0 | 5.1193 | 0% | 0.11095 | 0.33157 | N/A | Ingrid Malmgren: p.168 only for L.I. | N/A |  |  | 0 | 0 | 0 | 0 | 0 | 0 | 0 | 0 |  |  |  |  | MA TRM p.164 | Only for Low Income | N/A | [5 empty] | $0.0022/kWh |  |  |  | Dehumidifier (Retirement) | 136.8981 | 409.0964 | 136.8981 | 409.0964 | 425521.5827 | 0 | 425521.5827 | 83120.6699 | 497.9312 | 342400.9128 | 5.1193 | 5.1193 | 75651.7015 | 5.6247 | 154.7119 | 462.3299 | 291.6099 | 871.4263 | 520822.4772 | 0 | 520822.4772 | 93936.7085 | 562.7243 | 426885.7686 | 5.5444 | 5.5444 | 85495.8442 | 6.0918 | 155.9269 | 465.9607 | 447.5368 | 1337.3869 | 569411.3836 | 0 | 569411.3836 | 94674.4164 | 567.1435 | 474736.9672 | 6.0144 | 6.0144 | 86167.2638 | 6.6082
[52 empty] | Total | 1071.3397 | 11033.0743 | 1071.3397 | 11033.0743 | 6578240.8481 | 266762.4713 | 6845003.3194 | 4040426.2598 |  | 2537814.5883 | 1.6281 |  | 2451584.6701 | 2.6833 | 1138.02 | 11961.8765 | 2209.3597 | 22994.9508 | 7323118.4195 | 267990.9729 | 7591109.3924 | 4309993.0777 |  | 3013125.3418 | 1.6991 |  | 2659220.3675 | 2.7539 | 1117.9749 | 12243.2951 | 3327.3346 | 35238.2459 | 7916033.0615 | 272279.9145 | 8188312.976 | 4406885.8401 |  | 3509147.2215 | 1.7963 |  | 2719852.6219 | 2.9105
[52 empty] | Cross-check | 1071.3397 | 11033.0743 | 1071.3397 | 11033.0743 | 6578240.8481 | 1.6941 |  |  |  |  | 1.6281 |  |  | 2.6833 | 1138.02 | 11961.8765 | 2209.3597 | 22994.9508 | 7323118.4195 | 1.7613 |  |  |  |  | 1.6991 |  |  | 2.7539 | 1117.9749 | 12243.2951 | 3327.3346 | 35238.2459 | 7916033.0615 | 1.8581 |  |  |  |  | 1.7963 |  |  | 2.9105
[58 empty] | NEW TRC RATIO |  |  |  |  | EXISTING TRC RATIO | [8 empty] | NEW TRC RATIO |  |  |  |  | EXISTING TRC RATIO | [8 empty] | NEW TRC RATIO |  |  |  |  | EXISTING TRC RATIO
[29 empty] | Annual |  |  | One Time | Annual | [18 empty] | Existing Homes
| Existing Residential | [27 empty] | Thermal Comfort | Noise Reduction | Health Impacts | Property Value | Equipment Maintenance | Lighting Quality | Durability | Water Savings | Total Check | [14 empty] | Measure Name | For Plan Year 2016 | [13 empty] | For Plan Year 2017 | [13 empty] | For Plan Year 2018
[57 empty] | A |  |  | B |  | C = A - B | D = A / B |  | E | F = A / E |  |  |  |  | A |  |  | B |  | C = A - B | D = A / B |  | E | F = A / E |  |  |  |  | A |  |  | B |  | C = A - B | D = A / B |  | E | F = A / E
| Measure Name | Technology Type | Target Market | Measure Life | Annual Energy Savings per Unit (kWh) | Peak Demand Savings per Unit (Watts) | On-Time Incremental Measure Cost ($) | Incentive as a Percent of Incremental Measure Cost (%) | Program Administrative Cost ($) | DSM Administrator Cost (Incentive + Administrative) ($) | DSM Customer Cost (Incremental Measure Cost - Incentive) ($) | Total DSM Cost ($) | Present Value Avoided Cost ($) | Net-To-Gross Ratio | Total Resource Benefit-Cost Ratio (TRC) | TRC Calculation | PV One-Time NEB | PV Annual NEB | TRC With NEBs | TRC % Change | Unit Cost / kWh (S) | Unit Cost / Watt (S) | [8 empty] | removed | [21 empty] | Peak Demand Savings (kW) | First Year Energy Savings (MWh) | Cumulative Peak Demand Savings (kW) | Cumulative Energy Savings (MWh) | Total Avoided Cost Benefits ($) |  |  | TRC Costs ($) |  | Total Net Resource Benefits ($) | TRC (Ratio) |  | PAC Costs ($) | PAC (Ratio) | Peak Demand Savings (kW) | First Year Energy Savings (MWh) | Cumulative Peak Demand Savings (kW) | Cumulative Energy Savings (MWh) | Total Avoided Cost Benefits ($) |  |  | TRC Costs ($) |  | Total Net Resource Benefits ($) | TRC (Ratio) |  | PAC Costs ($) | PAC (Ratio) | Peak Demand Savings (kW) | First Year Energy Savings (MWh) | Cumulative Peak Demand Savings (kW) | Cumulative Energy Savings (MWh) | Total Avoided Cost Benefits ($) |  |  | TRC Costs ($) |  | Total Net Resource Benefits ($) | TRC (Ratio) |  | PAC Costs ($) | PAC (Ratio)
Existing Residential; 10.5 W LED; RES-Lighting; RES-SF | 10.5 W LED | RES-Lighting | RES-SF | 25 | 44.2783 | 11.0999 | 13 | 100% | 1.6383 | 14.6383 | 0 | 14.6383 | 72.9181 | 0.9072 | 4.9249 | 4.9249 | 3.78 | 0 | 5.1802 | 5.184% | 0.3306 | 1.3188 | $3.00 ea | Ingrid Malmgren: p.409 multi-family p.410 res HES p.412 res lighting | 3.78 |  | 3.78 | 0 | 0 | 0 | 0 | 0 | 0 | 3.78 | 0 | 0 | 3.78 |  |  | MA TRM p.412 | one time per unit from MA TRM | $3.00 ea |  |  |  | $3.00 ea |  | $0.0022/kWh |  | 10.18 |  | 10.5 W LED | 1085.576 | 4330.4397 | 1085.576 | 4330.4397 | 7131426.4081 | 369685.7896 | 7501112.1977 | 1448022.413 | 107804.7547 | 5683403.9951 | 4.9249 | 5.1802 | 1578078.069 | 4.5191 | 1098.7085 | 4382.8264 | 2184.2845 | 8713.2661 | 7621148.7559 | 385285.1454 | 8006433.9013 | 1503807.5722 | 112353.7116 | 6117341.1837 | 5.0679 | 5.3241 | 1639351.0898 | 4.6489 | 989.3246 | 3946.4859 | 3173.6091 | 12659.752 | 7255889.8589 | 357912.9228 | 7613802.7817 | 1391874.2262 | 104371.6473 | 5864015.6328 | 5.213 | 5.4702 | 1517788.1814 | 4.7806
Existing Residential; 11 W LED; RES-Lighting; RES-SF | 11 W LED | RES-Lighting | RES-SF | 25 | 70.9044 | 17.7747 | 16.8 | 100% | 2.6235 | 19.4235 | 0 | 19.4235 | 116.7663 | 0.9072 | 5.9297 | 5.9297 | 3.78 | 0 | 6.1216 | 3.237% | 0.27394 | 1.0928 | $3.00 ea | Ingrid Malmgren: p.409 multi-family p.410 res HES p.412 res lighting | 3.78 |  | 3.78 | 0 | 0 | 0 | 0 | 0 | 0 | 3.78 | 0 | 0 | 3.78 |  |  | MA TRM p.412 | one time per unit from MA TRM | $3.00 ea |  |  |  | $3.00 ea |  | $0.0022/kWh |  | 10.18 |  | 11 W LED | 879.4274 | 3508.0985 | 879.4274 | 3508.0985 | 5777183.7461 | 187021.0656 | 5964204.8117 | 974281.9436 | 54537.5577 | 4802901.8025 | 5.9297 | 6.1216 | 1059308.1777 | 5.4537 | 863.3147 | 3443.8238 | 1742.7422 | 6951.9223 | 5988348.9042 | 189383.2459 | 6177732.1501 | 982159.092 | 55226.3975 | 5006189.8122 | 6.0971 | 6.29 | 1068259.2548 | 5.6057 | 761.0828 | 3036.0135 | 2503.825 | 9987.9358 | 5581922.7788 | 172569.8431 | 5754492.6219 | 890800.3828 | 50323.4101 | 4691122.3959 | 6.2662 | 6.4599 | 969256.5921 | 5.759
Existing Residential; 8 W LED; RES-Lighting; MURB | 8 W LED | RES-Lighting | MURB | 25 | 47.0084 | 5.3663 | 12 | 100% | 1.7393 | 13.7393 | 0 | 13.7393 | 63.9337 | 0.83 | 4.5357 | 4.5357 | 3.78 | 0 | 4.8039 | 5.912% | 0.29227 | 2.5603 | $3.00 ea | Ingrid Malmgren: p.409 multi-family p.410 res HES p.412 res lighting | 3.78 |  | 3.78 | 0 | 0 | 0 | 0 | 0 | 0 | 3.78 | 0 | 0 | 3.78 |  |  | MA TRM p.412 | one time per unit from MA TRM | $3.00 ea |  |  |  | $3.00 ea |  | $0.0022/kWh |  | 10.18 |  | 8 W LED | 43.7751 | 383.47 | 43.7751 | 383.47 | 521537.555 | 30835.2533 | 552372.8083 | 114984.1397 | 9828.2824 | 406553.4153 | 4.5357 | 4.8039 | 135033.8359 | 3.8623 | 43.9473 | 384.9784 | 87.7224 | 768.4484 | 549636.4148 | 31877.1672 | 581513.582 | 118359.0442 | 10160.3771 | 431277.3706 | 4.6438 | 4.9131 | 139086.2136 | 3.9518 | 36.2889 | 317.8908 | 124.0113 | 1086.3393 | 477267.3432 | 27155.6492 | 504422.9924 | 100379.4477 | 8655.4629 | 376887.8956 | 4.7546 | 5.0252 | 118036.5919 | 4.0434
Existing Residential; 12 W LED; RES-Lighting; MURB | 12 W LED | RES-Lighting | MURB | 25 | 65.1457 | 7.4367 | 17 | 100% | 2.4104 | 19.4104 | 0 | 19.4104 | 88.6012 | 0.83 | 4.4514 | 4.4514 | 3.78 | 0 | 4.6413 | 4.266% | 0.29795 | 2.6101 | $3.00 ea | Ingrid Malmgren: p.409 multi-family p.410 res HES p.412 res lighting | 3.78 |  | 3.78 | 0 | 0 | 0 | 0 | 0 | 0 | 3.78 | 0 | 0 | 3.78 |  |  | MA TRM p.412 | one time per unit from MA TRM | $3.00 ea |  |  |  | $3.00 ea |  | $0.0022/kWh |  | 10.18 |  | 12 W LED | 28.4512 | 249.2321 | 28.4512 | 249.2321 | 338967.5683 | 14461.3933 | 353428.9616 | 76148.3586 | 4609.3559 | 262819.2097 | 4.4514 | 4.6413 | 89469.3972 | 3.7886 | 27.8338 | 243.8244 | 56.285 | 493.0565 | 348109.822 | 14593.6925 | 362703.5146 | 76502.2889 | 4651.5244 | 271607.5331 | 4.5503 | 4.7411 | 89945.1943 | 3.8702 | 22.548 | 197.5201 | 78.8329 | 690.5766 | 296548.0299 | 12219.6834 | 308767.7133 | 63761.3622 | 3894.844 | 232786.6677 | 4.6509 | 4.8426 | 75017.4612 | 3.9531
Existing Residential; 12 W LED; RES-Lighting; MURB | 12 W LED | RES-Lighting | MURB | 25 | 11.9329 | 1.3622 | 17 | 100% | 0.44152 | 17.4415 | 0 | 17.4415 | 16.2293 | 0.83 | 0.9257 | 0.9257 | 3.78 | 0 | 1.1413 | 23.29% | 1.4616 | 12.8039 | $3.00 ea | Ingrid Malmgren: p.409 multi-family p.410 res HES p.412 res lighting | 3.78 |  | 3.78 | 0 | 0 | 0 | 0 | 0 | 0 | 3.78 | 0 | 0 | 3.78 |  |  | MA TRM p.412 | one time per unit from MA TRM | $3.00 ea |  |  |  | $3.00 ea |  | $0.0022/kWh |  | 10.18 |  | 12 W LED | 0.60191 | 5.2727 | 0.60191 | 5.2727 | 7171.1076 | 1670.3518 | 8841.4594 | 7746.6866 | 532.4 | -575.5789 | 0.9257 | 1.1413 | 9285.215 | 0.77231 | 0.94625 | 8.2891 | 1.5482 | 13.5618 | 11834.4435 | 2595.571 | 14430.0146 | 12043.2503 | 827.3 | -208.8067 | 0.98266 | 1.1982 | 14434.2562 | 0.81989 | 0.9483 | 8.3071 | 2.4965 | 21.8689 | 12471.9106 | 2571.7268 | 15043.6374 | 11936.9192 | 819.7 | 534.9915 | 1.0448 | 1.2603 | 14305.9824 | 0.8718
Existing Residential; 5W Chandelier LED bulb; RES-Lighting; MURB | 5W Chandelier LED bulb | RES-Lighting | MURB | 25 | 37.9683 | 4.3343 | 13.75 | 100% | 1.4048 | 15.1548 | 0 | 15.1548 | 51.6388 | 0.83 | 3.3439 | 3.3439 | 3.78 | 0 | 3.5887 | 7.32% | 0.39914 | 3.4965 | $3.00 ea | Ingrid Malmgren: p.409 multi-family p.410 res HES p.412 res lighting | 3.78 |  | 3.78 | 0 | 0 | 0 | 0 | 0 | 0 | 3.78 | 0 | 0 | 3.78 |  |  | MA TRM p.412 | one time per unit from MA TRM | $3.00 ea |  |  |  | $3.00 ea |  | $0.0022/kWh |  |  |  | 5W Chandelier LED bulb | 11.7697 | 103.1022 | 11.7697 | 103.1022 | 140223.9789 | 10264.5112 | 150488.4901 | 41933.9625 | 3271.6616 | 98290.0164 | 3.3439 | 3.5887 | 49581.4716 | 2.8282 | 12.3082 | 107.8195 | 24.0778 | 210.9217 | 153934.6194 | 10611.232 | 164545.8514 | 43405.4682 | 3382.1738 | 110529.1512 | 3.5464 | 3.7909 | 51311.2994 | 3 | 10.6051 | 92.9007 | 34.6829 | 303.8224 | 139476.9572 | 9039.4668 | 148516.4241 | 37023.0128 | 2881.1968 | 102453.9444 | 3.7673 | 4.0115 | 43757.8103 | 3.1875
Existing Residential; 1W LED Nightlight; RES-Lighting; RES-SF | 1W LED Nightlight | RES-Lighting | RES-SF | 8 | 31.3584 | 7.8611 | 7 | 100% | 1.1603 | 8.1603 | 0 | 8.1603 | 19.7635 | 0.9072 | 2.3872 | 2.3872 | 3.78 | 0 | 2.8438 | 19.13% | 0.26023 | 1.0381 | $3.00 ea | Ingrid Malmgren: p.409 multi-family p.410 res HES p.412 res lighting | 3.78 |  | 3.78 | 0 | 0 | 0 | 0 | 0 | 0 | 3.78 | 0 | 0 | 3.78 |  |  | MA TRM p.412 | one time per unit from MA TRM | $3.00 ea |  |  |  | $3.00 ea | not sure if RI offers | $0.0022/kWh |  |  |  | 1W LED Nightlight | 270.0625 | 1077.2985 | 270.0625 | 1077.2985 | 678964.1037 | 129859.7214 | 808823.8252 | 284418.4024 | 37868.6328 | 394545.7013 | 2.3872 | 2.8438 | 309017.8663 | 2.1972 | 322.2758 | 1285.5812 | 592.3383 | 2362.8797 | 893768.3897 | 154966.5459 | 1048734.9356 | 339407.2998 | 45190.0801 | 554361.0899 | 2.6333 | 3.0899 | 368762.7759 | 2.4237 | 325.5869 | 1298.7893 | 917.9252 | 3661.6689 | 998683.5716 | 156558.6692 | 1155242.2408 | 342894.3639 | 45654.3622 | 655789.2077 | 2.9125 | 3.3691 | 372551.4376 | 2.6807
Existing Residential; 1W LED Nightlight; RES-Lighting; MURB | 1W LED Nightlight | RES-Lighting | MURB | 8 | 31.3584 | 3.5797 | 7 | 100% | 1.1603 | 8.1603 | 0 | 8.1603 | 15.9944 | 0.83 | 1.9046 | 1.9046 | 3.78 | 0 | 2.3547 | 23.63% | 0.26023 | 2.2796 | $3.00 ea | Ingrid Malmgren: p.409 multi-family p.410 res HES p.412 res lighting | 3.78 |  | 3.78 | 0 | 0 | 0 | 0 | 0 | 0 | 3.78 | 0 | 0 | 3.78 |  |  | MA TRM p.412 | one time per unit from MA TRM | $3.00 ea |  |  |  | $3.00 ea | not sure if RI offers | $0.0022/kWh |  |  |  | 1W LED Nightlight | 3.1354 | 27.4661 | 3.1354 | 27.4661 | 14009.1076 | 3310.8132 | 17319.9208 | 7355.5258 | 1055.2729 | 6653.5819 | 1.9046 | 2.3547 | 8611.3005 | 1.6268 | 3.2033 | 28.0609 | 6.3387 | 55.527 | 15421.666 | 3382.5184 | 18804.1844 | 7514.831 | 1078.1279 | 7906.835 | 2.0522 | 2.5023 | 8797.8032 | 1.7529 | 2.7445 | 24.0421 | 9.0832 | 79.5691 | 14301.3394 | 2898.0824 | 17199.4218 | 6438.5753 | 923.721 | 7862.7641 | 2.2212 | 2.6713 | 7537.8033 | 1.8973
Existing Residential; Low Flow Faucet Aerator, 1.5 GPM; RES-Water Heat; RES-SF | Low Flow Faucet Aerator, 1.5 GPM | RES-Water Heat | RES-SF | 10 | 197.2797 | 31.9875 | 9 | 100% | 7.2993 | 16.2993 | 0 | 16.2993 | 135.9984 | 0.9072 | 7.9783 | 7.9783 | 0 | 0.92319 | 8.0325 | 0.6788% | 0.082621 | 0.50955 | Water Savings | Ingrid Malmgren: p.176 | water and sewer savings | 1.2568 |  | 0.13029 | 0 | 0 | 0 | 0 | 0 | 0 | 0 | 0.13029 | 0.13029 |  |  | MA TRM p.176 | backed out existing modeled water savings per E1 email 9.15.2017 | Water Savings | Adjusted-Water Savings |  |  |  |  | $0.0022/kWh |  |  |  | Low Flow Faucet Aerator, 1.5 GPM | 109.6308 | 676.1372 | 109.6308 | 676.1372 | 477415.8002 | 3164.0584 | 480579.8586 | 58421.8604 | 3777.8904 | 418993.9398 | 8.1719 | 8.226 | 61577.1545 | 7.7531 | 95.1314 | 586.7136 | 204.7623 | 1262.8508 | 443839.0187 | 2745.591 | 446584.6097 | 50695.1882 | 3278.2398 | 393143.8305 | 8.7551 | 8.8092 | 53433.1741 | 8.3064 | 78.5421 | 484.4006 | 283.3044 | 1747.2513 | 394060.8526 | 2266.806 | 396327.6586 | 41854.7974 | 2706.5697 | 352206.0552 | 9.415 | 9.4691 | 44115.3244 | 8.9325
Existing Residential; Low Flow Faucet Aerator, 1.5 GPM; RES-Water Heat; MURB | Low Flow Faucet Aerator, 1.5 GPM | RES-Water Heat | MURB | 10 | 126.259 | 20.472 | 9 | 100% | 4.6716 | 13.6716 | 0 | 13.6716 | 87.039 | 0.83 | 5.95 | 5.95 | 0 | 9.3394 | 6.5884 | 10.73% | 0.10828 | 0.66782 | Water Savings | Ingrid Malmgren: p.176 | water and sewer savings | 1.2568 |  | 1.3181 | 0 | 0 | 0 | 0 | 0 | 0 | 0 | 1.3181 | 1.3181 |  |  | MA TRM p.176 | backed out existing modeled water savings per E1 email 9.15.2017 | Water Savings | Adjusted-Water Savings |  |  |  |  | $0.0022/kWh |  |  |  | Low Flow Faucet Aerator, 1.5 GPM | 71.0022 | 437.8992 | 71.0022 | 437.8992 | 309197.6414 | 32391.5741 | 341589.2154 | 50735.1611 | 4178.6281 | 258462.4803 | 6.0943 | 6.7328 | 57128.462 | 5.4123 | 71.6668 | 441.9977 | 142.669 | 879.8969 | 334363.844 | 32694.7376 | 367058.5816 | 51210.0083 | 4217.7373 | 283153.8357 | 6.5293 | 7.1677 | 57663.1463 | 5.7986 | 62.6861 | 386.6104 | 205.3551 | 1266.5073 | 314508.3185 | 28597.7176 | 343106.0361 | 44792.8158 | 3689.2071 | 269715.5027 | 7.0214 | 7.6598 | 50437.3027 | 6.2356
Existing Residential; Low Flow (1.25 GPM) showerhead; RES-Water Heat; RES-SF | Low Flow (1.25 GPM) showerhead | RES-Water Heat | RES-SF | 10 | 421.863 | 68.4021 | 27 | 100% | 15.6089 | 42.6089 | 0 | 42.6089 | 290.8191 | 0.9072 | 6.5788 | 6.5788 | 0.013298 | 83.129 | 8.4596 | 28.59% | 0.101 | 0.62292 | Water Savings + $.03 property value increase | Ingrid Malmgren: p.176 | 0.01701 | 9.0888 | 0.013298 | 11.732 | 0 | 0 | 0 | 0.013298 | 0 | 0 | 0 | 11.732 | 11.732 |  |  | MA TRM p.176 | backed out existing modeled water savings per E1 email 9.15.2017 | 0.03 | Adjusted-Water Savings and prorated property value | 0.03 |  |  |  | $0.0022/kWh |  |  | 0.0378 | Low Flow (1.25 GPM) showerhead | 79.2577 | 488.8139 | 79.2577 | 488.8139 | 352118.703 | 96337.2694 | 448455.9724 | 51221.175 | 1277.2299 | 300897.528 | 6.8745 | 8.7553 | 54421.4024 | 6.4702 | 69.0964 | 426.1454 | 148.3541 | 914.9593 | 328448.7556 | 83986.3251 | 412435.0807 | 44654.3512 | 1113.4823 | 283794.4044 | 7.3554 | 9.2362 | 47444.2925 | 6.9228 | 57.3098 | 353.4526 | 205.664 | 1268.4119 | 292574.6567 | 69659.7498 | 362234.4065 | 37037.112 | 923.542 | 255537.5447 | 7.8995 | 9.7803 | 39351.1389 | 7.435
Existing Residential; Low Flow (1.25 GPM) showerhead; RES-Water Heat; MURB | Low Flow (1.25 GPM) showerhead | RES-Water Heat | MURB | 10 | 421.863 | 68.4021 | 27 | 100% | 15.6089 | 42.6089 | 0 | 42.6089 | 290.8191 | 0.83 | 6.3489 | 6.3489 | 0.013298 | 116.4721 | 8.892 | 40.05% | 0.101 | 0.62292 | Water Savings + $.03 property value increase | Ingrid Malmgren: p.176 | 0.01701 | 9.0888 | 0.013298 | 16.4377 | 0 | 0 | 0 | 0.013298 | 0 | 0 | 0 | 16.4377 | 16.4377 |  |  | MA TRM p.176 | backed out existing modeled water savings per E1 email 9.15.2017 | 0.03 | Adjusted-Water Savings and prorated property value | 0.03 |  |  |  | $0.0022/kWh |  |  |  | Low Flow (1.25 GPM) showerhead | 49.1523 | 303.142 | 49.1523 | 303.142 | 214987.9603 | 83704.0285 | 298691.9888 | 32915.2019 | 865.7582 | 182072.7584 | 6.5316 | 9.0746 | 36889.0321 | 5.828 | 46.2211 | 285.064 | 95.3734 | 588.206 | 216531.4454 | 78712.2927 | 295243.7381 | 30952.2857 | 814.1282 | 185579.1596 | 6.9957 | 9.5387 | 34689.1344 | 6.2421 | 38.8886 | 239.8414 | 134.262 | 828.0474 | 195856.3107 | 66225.3591 | 262081.6698 | 26042.0091 | 684.9748 | 169814.3016 | 7.5208 | 10.0638 | 29186.0433 | 6.7106
Existing Residential; DHW Pipe Insulation; RES-Water Heat; RES-SF | DHW Pipe Insulation | RES-Water Heat | RES-SF | 15 | 120.6908 | 19.5692 | 14 | 100% | 4.4656 | 18.4656 | 0 | 18.4656 | 118.7611 | 0.9072 | 6.2762 | 6.2762 | 2.7927 | 64.5792 | 9.8367 | 56.73% | 0.153 | 0.94361 | $5.00 one time + $5.56 per year | Ingrid Malmgren: MA TRM LI $5.00 one time property value inc. plus $5.56 thermal comfort - NO HEALTH | $6.25 one time plus $6.95/year |  | 2.7927 | 7.0056 | 7.0056 | 0 | 0 | 2.7927 | 0 | 0 | 0 | 0 | 7.0056 |  |  | MA TRM p.98 | page 98 MA TRM indicates value to RES SF and p. 414 Appendix C indicates value to LI | $5.00 one time + $6.61 per year | Adjusted-prorated for property value |  | $42.34/year |  |  | $0.0022/kWh |  |  | 6.3 | DHW Pipe Insulation | 154.4791 | 952.7343 | 154.4791 | 952.7343 | 937501.1079 | 531834.4148 | 1469335.5227 | 149373.2062 | 8701.5069 | 788127.9016 | 6.2762 | 9.8367 | 160678.204 | 5.8347 | 155.2476 | 957.4743 | 309.7267 | 1910.2085 | 999984.4114 | 534480.371 | 1534464.7824 | 150116.3604 | 8744.7982 | 849868.0511 | 6.6614 | 10.2218 | 161477.6022 | 6.1927 | 142.6486 | 879.771 | 452.3753 | 2789.9795 | 979088.6859 | 491104.9125 | 1470193.5984 | 137933.7503 | 8035.119 | 841154.9356 | 7.0983 | 10.6587 | 148372.9769 | 6.5988
Existing Residential; DHW Pipe Insulation; RES-Water Heat; MURB | DHW Pipe Insulation | RES-Water Heat | MURB | 15 | 30.103 | 4.881 | 14 | 100% | 1.1138 | 15.1138 | 0 | 15.1138 | 29.6217 | 0.83 | 1.9308 | 1.9308 | 2.7927 | 64.5792 | 6.3221 | 227.4% | 0.50207 | 3.0965 | $5.00 one time + $5.56 per year | Ingrid Malmgren: MA TRM LI $5.00 one time property value inc. plus $5.56 thermal comfort - NO HEALTH | $6.25 one time plus $6.95/year |  | 2.7927 | 7.0056 | 7.0056 | 0 | 0 | 2.7927 | 0 | 0 | 0 | 0 | 7.0056 |  |  | MA TRM p.98 | page 98 MA TRM indicates value to RES SF and p. 414 Appendix C indicates value to LI | $5.00 one time + $6.61 per year | Adjusted-prorated for property value |  | $42.34/year |  |  | $0.0022/kWh |  |  |  | DHW Pipe Insulation | 3.9555 | 24.3949 | 3.9555 | 24.3949 | 24004.8467 | 54596.8752 | 78601.7219 | 12432.8071 | 976.3618 | 11572.0396 | 1.9308 | 6.3221 | 14756.5481 | 1.6267 | 4.0596 | 25.037 | 8.015 | 49.4319 | 26148.6164 | 56033.977 | 82182.5934 | 12760.0641 | 1002.0616 | 13388.5524 | 2.0493 | 6.4406 | 15144.9707 | 1.7266 | 3.59 | 22.1408 | 11.605 | 71.5727 | 24640.2655 | 49552.0735 | 74192.339 | 11284.0042 | 886.145 | 13356.2613 | 2.1836 | 6.575 | 13393.0294 | 1.8398
Existing Residential; DHW Tank Wrap; RES-Water Heat; RES-SF | DHW Tank Wrap | RES-Water Heat | RES-SF | 7 | 287.9315 | 46.686 | 33 | 100% | 10.6535 | 43.6535 | 0 | 43.6535 | 137.5905 | 0.9072 | 3.0751 | 3.0751 | 2.7927 | 38.0066 | 3.987 | 29.65% | 0.15161 | 0.93504 | $5.00 one time + $5.56 per year | Ingrid Malmgren: MA TRM LI $5.00 one time property value inc. plus $5.56 thermal comfort - NO HEALTH | $6.25 one time plus $6.95/year |  | 2.7927 | 7.0056 | 7.0056 | 0 | 0 | 2.7927 | 0 | 0 | 0 | 0 | 7.0056 |  |  | MA TRM p.98 | No Tank Wrap measure in MA-use pipe wrap as a proxy? |  | Adjusted-prorated for property value |  |  |  |  | $0.0022/kWh |  |  |  | DHW Tank Wrap | 150.2867 | 926.8779 | 150.2867 | 926.8779 | 442916.2854 | 131336.5933 | 574252.8787 | 144032.5816 | 3548.3813 | 298883.7038 | 3.0751 | 3.987 | 154899.1445 | 2.8594 | 151.6 | 934.9776 | 301.8866 | 1861.8555 | 491963.8892 | 132484.295 | 624448.1843 | 145291.2288 | 3579.3893 | 346672.6604 | 3.3861 | 4.2979 | 156252.7506 | 3.1485 | 139.7198 | 861.7081 | 441.6065 | 2723.5637 | 499215.5189 | 122102.173 | 621317.6918 | 133905.4924 | 3298.8907 | 365310.0265 | 3.7281 | 4.64 | 144008.0153 | 3.4666
Existing Residential; DHW Tank Wrap; RES-Water Heat; MURB | DHW Tank Wrap | RES-Water Heat | MURB | 7 | 243.787 | 39.5283 | 33 | 100% | 9.0201 | 42.0201 | 0 | 42.0201 | 116.4956 | 0.83 | 2.6556 | 2.6556 | 2.7927 | 38.0066 | 3.5857 | 35.02% | 0.17236 | 1.063 | $5.00 one time + $5.56 per year | Ingrid Malmgren: MA TRM LI $5.00 one time property value inc. plus $5.56 thermal comfort - NO HEALTH $46.07 USD one time plus $5.06/year USD | $6.25 one time plus $6.95/year |  | 2.7927 | 7.0056 | 7.0056 | 0 | 0 | 2.7927 | 0 | 0 | 0 | 0 | 7.0056 |  |  | MA TRM p.98 | No Tank Wrap measure in MA-use pipe wrap as a proxy? |  | Adjusted-prorated for property value |  |  |  |  | $0.0022/kWh |  |  |  | DHW Tank Wrap | 26.0266 | 160.5166 | 26.0266 | 160.5166 | 76704.1796 | 26863.4541 | 103567.6337 | 28883.7398 | 793.2888 | 47820.4398 | 2.6556 | 3.5857 | 33334.0902 | 2.3011 | 26.7716 | 165.1111 | 52.7982 | 325.6277 | 86877.6847 | 27632.3701 | 114510.0549 | 29710.4828 | 815.9952 | 57167.202 | 2.9241 | 3.8542 | 34288.216 | 2.5337 | 23.7107 | 146.2335 | 76.5089 | 471.8611 | 84717.802 | 24473.0851 | 109190.8871 | 26313.6014 | 722.7002 | 58404.2006 | 3.2195 | 4.1496 | 30367.9498 | 2.7897
Existing Residential; Certified Wood Stove; RES-HVAC/Shell; RES-SF | Certified Wood Stove | RES-HVAC/Shell | RES-SF | 25 | 11685.717 | 1822.592 | 2650 | 27.17% | 432.3715 | 1152.3715 | 1930 | 3082.3715 | 16919.3972 | 0.66 | 5.1192 | 5.1192 | 25.7318 | 75.5878 | 5.1498 | 0.5988% | 0.098614 | 0.63227 | $46.07 one time plus $5.06/year | Ingrid Malmgren: MA TRM p. 410 Heat pump SEER 16 to 18 NO HEALTH | $57.59 one time plus $6.33/year |  | 25.7318 | 6.3756 | 3.6288 | 0 | 0 | 25.7318 | 1.6884 | 0 | 1.0584 | 0 | 6.3756 |  |  | MA TRM p.410 | No exact measure match-using heat pump as proxy |  | Proxy/ Adjusted prorated for property value | 829.55 | $213.13/year | $45.05/year | B-5 includes thermal comfort $48.63/yr + home durability $17.42/yr + equipment maintenance + $102.40/yr + health benefits $1.56/yr plus one time property value increase $678.52 | $0.0022/kWh |  |  | 58.0482 | Certified Wood Stove | 98.3481 | 630.5677 | 98.3481 | 630.5677 | 940515.2081 | 5467.2606 | 945982.4687 | 178345.4607 | 81.7584 | 762169.7474 | 5.2736 | 5.3042 | 94216.0602 | 9.9825 | 109.4832 | 701.962 | 207.8313 | 1332.5297 | 1099740.6997 | 6086.276 | 1105826.9757 | 198538.1293 | 91.0153 | 901202.5704 | 5.5392 | 5.5698 | 104883.4115 | 10.4854 | 106.4709 | 682.6481 | 314.3022 | 2015.1778 | 1125205.6109 | 5918.8174 | 1131124.4283 | 193075.5254 | 88.5111 | 932130.0855 | 5.8278 | 5.8585 | 101997.6357 | 11.0317
Existing Residential; Certified Wood Boiler or Furnace; RES-HVAC/Shell; RES-SF | Certified Wood Boiler or Furnace | RES-HVAC/Shell | RES-SF | 25 | 15446.676 | 2409.1793 | 12398 | 14.52% | 571.527 | 2371.527 | 10598 | 12969.527 | 22364.7763 | 0.66 | 1.6861 | 1.6861 | 215.165 | 729.2879 | 1.7573 | 4.223% | 0.15353 | 0.98437 | $385.23 one time + $48.82/yr | Ingrid Malmgren: MA TRM p.412 Boiler 90% NO HEALTH $385.23 one time + $48.82/yr (USD) | $481.54 one time plus $61.03/year |  | 215.165 | 61.5132 | 34.7886 | 0 | 0 | 215.165 | 17.4888 | 0 | 9.2358 | 0 | 61.5132 |  |  | MA TRM p.412 | No exact measure match-using proxy |  | Proxy/ Adjusted prorated for property value | 829.55 | $213.13/year | $45.05/year | B-5 includes thermal comfort $48.63/yr + home durability $17.42/yr + equipment maintenance + $102.40/yr + health benefits $1.56/yr plus one time property value increase $678.52 | $0.0022/kWh |  |  | 485.3898 | Certified Wood Boiler or Furnace | 134.3964 | 861.695 | 134.3964 | 861.695 | 1304331.0589 | 52686.4414 | 1357017.5002 | 739931.3154 | 84.5229 | 564399.7434 | 1.7628 | 1.834 | 200448.4357 | 6.5071 | 161.6516 | 1036.4441 | 296.048 | 1898.1391 | 1646713.2311 | 63371.0893 | 1710084.3204 | 889987.1058 | 101.6639 | 756726.1253 | 1.8503 | 1.9215 | 241098.7607 | 6.83 | 169.2511 | 1085.1689 | 465.2991 | 2983.3079 | 1812708.0445 | 66350.2592 | 1879058.3037 | 931826.7335 | 106.4433 | 880881.311 | 1.9453 | 2.0165 | 252433.1748 | 7.1809
Existing Residential; Certified Pellet Stove; RES-HVAC/Shell; RES-SF | Certified Pellet Stove | RES-HVAC/Shell | RES-SF | 25 | 10025.121 | 1563.593 | 4200 | 17.14% | 370.9295 | 1090.9295 | 3480 | 4570.9295 | 14515.0703 | 0.66 | 3.0481 | 3.0481 | 25.7318 | 75.5878 | 3.0694 | 0.698% | 0.10882 | 0.69771 | $46.07 one time plus $5.15/year | Ingrid Malmgren: MA TRM p.410 Heat Pump SEER 16 NO HEALTH | $57.59 one time plus $10.33/year |  | 25.7318 | 6.3756 | 3.6288 | 0 | 0 | 25.7318 | 1.6884 | 0 | 1.0584 | 0 | 6.3756 |  |  | MA TRM p.410 | No exact measure match-using heat pump as proxy |  | Proxy/ Adjusted prorated for property value | 829.55 | $213.13/year | $45.05/year | B-5 includes thermal comfort $48.63/yr + home durability $17.42/yr + equipment maintenance + $102.40/yr + health benefits $1.56/yr plus one time property value increase $678.52 | $0.0022/kWh |  |  |  | Certified Pellet Stove | 107.7818 | 691.0529 | 107.7818 | 691.0529 | 1000554.612 | 6984.1744 | 1007538.7865 | 328255.759 | 104.4426 | 672298.853 | 3.0481 | 3.0694 | 113939.5224 | 8.7815 | 127.6854 | 818.6667 | 235.4672 | 1509.7196 | 1246829.1512 | 8273.9129 | 1255103.0641 | 388873.3845 | 123.7296 | 857955.7667 | 3.2063 | 3.2275 | 134980.26 | 9.2371 | 129.2552 | 828.7319 | 364.7224 | 2338.4515 | 1329806.333 | 8375.6376 | 1338181.9706 | 393654.4394 | 125.2508 | 936151.8936 | 3.3781 | 3.3994 | 136639.7925 | 9.7322
Existing Residential; Certified Pellet Boiler or Furnace Supplemented by Baseboard Heat (Whole Home); RES-HVAC/Shell; RES-SF | Certified Pellet Boiler or Furnace Supplemented by Baseboard Heat (Whole Home) | RES-HVAC/Shell | RES-SF | 25 | 15403.035 | 2402.3728 | 6662 | 27.02% | 569.9123 | 2369.9123 | 4862 | 7231.9123 | 22301.5898 | 0.66 | 2.9635 | 2.9635 | 215.165 | 729.2879 | 3.089 | 4.235% | 0.15386 | 0.98649 | $385.23 one time + $48.82/yr | Ingrid Malmgren: MA TRM p 412 Boiler 90% NO HEALTH | $481.54 one time plus $61.51/year |  | 215.165 | 61.5132 | 34.7886 | 0 | 0 | 215.165 | 17.4888 | 0 | 9.2358 | 0 | 61.5132 |  |  | MA TRM p.412 | $385.23 one time + $49.71/yr |  | Adjusted-prorated for property value | 829.55 | $213.13/year | $45.05/year | B-5 includes thermal comfort $48.63/yr + home durability $17.42/yr + equipment maintenance + $102.40/yr + health benefits $1.56/yr plus one time property value increase $678.52 | $0.0022/kWh |  |  |  | Certified Pellet Boiler or Furnace Supplemented by Baseboard Heat (Whole Home) | 164.6289 | 1055.5332 | 164.6289 | 1055.5332 | 1528274.6551 | 64721.1047 | 1592995.7598 | 515704.7694 | 103.8297 | 1012569.8858 | 2.9635 | 3.089 | 246067.3123 | 6.2108 | 191.7803 | 1229.6173 | 356.4092 | 2285.1505 | 1872706.7938 | 75395.2547 | 1948102.0485 | 600757.5525 | 120.9539 | 1271949.2412 | 3.1172 | 3.2427 | 286650.0468 | 6.5331 | 191.2331 | 1226.1087 | 547.6423 | 3511.2592 | 1967448.1865 | 75180.1201 | 2042628.3066 | 599043.3363 | 120.6087 | 1368404.8502 | 3.2843 | 3.4098 | 285832.1126 | 6.8832
Existing Residential; Advanced Automatic Pellet Combo Boiler; RES-HVAC/Shell; RES-SF | Advanced Automatic Pellet Combo Boiler | RES-HVAC/Shell | RES-SF | 25 | 24848.514 | 3875.5604 | 6949 | 43.17% | 919.395 | 3919.395 | 3949 | 7868.395 | 35977.414 | 0.66 | 4.3128 | 4.3128 | 10.763 | 40.3334 | 4.3189 | 0.142% | 0.15773 | 1.0113 | $19.27one time + $2.70/yr | Ingrid Malmgren: MA TRM p 411 Combo Boiler NO HEALTH $19.27one time + $2.70/yr (USD) Prorated for property value | $24.09 one time plus $3.38/year |  | 10.763 | 3.402 | 1.5246 | 0 | 0 | 10.763 | 1.386 | 0 | 0.4914 | 0 | 3.402 |  |  | MA TRM p.411 | may be low/no accommodation for pellets |  | Adjusted-prorated for property value | 829.55 | $213.13/year | $45.05/year | B-5 includes thermal comfort $48.63/yr + home durability $17.42/yr + equipment maintenance + $102.40/yr + health benefits $1.56/yr plus one time property value increase $678.52 | $0.0022/kWh |  |  | 24.2802 | Advanced Automatic Pellet Combo Boiler | 271.1455 | 1738.4747 | 271.1455 | 1738.4747 | 2517085.1539 | 3574.8548 | 2520660.0087 | 583632.3211 | 106.0044 | 1933452.8328 | 4.3128 | 4.3189 | 415473.2482 | 6.0584 | 309.3184 | 1983.2236 | 580.464 | 3721.6984 | 3020448.9174 | 4078.136 | 3024527.0534 | 665798.2329 | 120.9281 | 2354650.6845 | 4.5366 | 4.5427 | 473965.1052 | 6.3727 | 302.2387 | 1937.8314 | 882.7027 | 5659.5297 | 3109498.1387 | 3984.7951 | 3113482.9339 | 650559.3581 | 118.1603 | 2458938.7807 | 4.7797 | 4.7859 | 463116.9314 | 6.7143
Existing Residential; Ground Source Heat Pump; RES-HVAC/Shell; RES-SF | Ground Source Heat Pump | RES-HVAC/Shell | RES-SF | 15 | 16035.27 | 4532.832 | 23000 | 13.04% | 593.305 | 3593.305 | 20000 | 23593.305 | 18806.5215 | 0.66 | 0.78692 | 0.78692 | 215.1678 | 567.0429 | 0.81965 | 4.159% | 0.22409 | 0.79273 | $385.23 one time + $48.82/yr | Ingrid Malmgren: MA TRM p.412 Boiler 90% NO HEALTH expect this to be low | $481.54 one time plus $61.03/year |  | 215.1678 | 61.5132 | 34.7886 | 0 | 0 | 215.1678 | 17.4888 | 0 | 9.2358 | 0 | 61.5132 |  |  | MA TRM p.412 | likely low-no exact measure match-using Boiler replacement as proxy | only shown for C&I | Adjusted-prorated for property value | 829.55 | $213.13/year | $45.05/year | B-5 includes thermal comfort $5.05/yr + noise reduction $1.42/yr + home durability $1.98/yr + equipment maintenance + $9.42/yr + health benefits $.16/yr plus one time property value increase $80.69 | $0.0022/kWh |  |  |  | Ground Source Heat Pump | 266.1342 | 941.4719 | 266.1342 | 941.4719 | 1104179.1873 | 45925.6002 | 1150104.7875 | 1403168.5638 | 88.9584 | -298989.3765 | 0.78692 | 0.81965 | 319654.7968 | 3.4543 | 266.2823 | 941.9958 | 532.4165 | 1883.4677 | 1182336.4127 | 45951.1589 | 1228287.5716 | 1403949.4613 | 89.0079 | -221613.0486 | 0.84215 | 0.87488 | 319832.6925 | 3.6967 | 249.7196 | 883.404 | 782.1362 | 2766.8717 | 1189935.1166 | 43093.0096 | 1233028.1262 | 1316624.1961 | 83.4717 | -126689.0795 | 0.90378 | 0.93651 | 299939.1882 | 3.9673
Existing Residential; ENERGY STAR® Air Source Heat Pump; RES-HVAC/Shell; RES-SF | ENERGY STAR® Air Source Heat Pump | RES-HVAC/Shell | RES-SF | 12 | 7918.044 | 2238.2637 | 9000 | 20% | 292.9676 | 2092.9676 | 7200 | 9292.9676 | 7693.5741 | 0.66 | 0.81466 | 0.81466 | 25.7318 | 51.1562 | 0.8228 | 0.9994% | 0.26433 | 0.93509 | $46.07 one time plus $5.06/year | Ingrid Malmgren: MA TRM p. 410 Heat pump SEER 16 to 18 NO HEALTH | $57.59 one time plus $10.33/year |  | 25.7318 | 6.3756 | 3.6288 | 0 | 0 | 25.7318 | 1.6884 | 0 | 1.0584 | 0 | 6.3756 |  |  | MA TRM p.410 | Used Heat Pump SEER 16 to 18 | 107.87 | Adjusted-prorated for property value | 829.55 | $213.13/year | $45.05/year | B-5 includes thermal comfort $5.05/yr + noise reduction $1.42/yr + home durability $1.98/yr + equipment maintenance + $9.42/yr + health benefits $.16/yr plus one time property value increase $80.69 | $0.0022/kWh |  |  |  | ENERGY STAR® Air Source Heat Pump | 118.4992 | 419.2007 | 118.4992 | 419.2007 | 407316.7426 | 4070.6368 | 411387.3795 | 499982.7939 | 80.2158 | -92666.0512 | 0.81466 | 0.8228 | 167889.1765 | 2.4261 | 157.6066 | 557.5464 | 276.1058 | 976.7471 | 584560.7635 | 5414.0383 | 589974.8018 | 664988.3336 | 106.6889 | -80427.5701 | 0.87905 | 0.8872 | 223296.3715 | 2.6179 | 148.9131 | 526.7926 | 425.0189 | 1503.5397 | 597238.734 | 5530.1674 | 602768.9014 | 676857.5686 | 108.9773 | -79618.8345 | 0.88237 | 0.89054 | 225691.4819 | 2.6463
Existing Residential; Solar DHW; RES-Water Heat; RES-SF | Solar DHW | RES-Water Heat | RES-SF | 15 | 1815.2541 | 442.0426 | 7042 | 17.75% | 67.1644 | 1317.1644 | 5792 | 7109.1644 | 2017.6107 | 0.65 | 0.28237 | 0.28237 | 31.4959 | 14.2864 | 0.28878 | 2.269% | 0.72561 | 2.9797 | $56.39 one time + $1.23/yr | Ingrid Malmgren: MA TRM App. C p. 411 tankless DHW | $57.59 one time plus $6.33/year |  | 31.4959 | 1.5498 | 0 | 0 | 0 | 31.4959 | 0 | 0 | 1.5498 | 0 | 1.5498 |  |  | MA TRM p.411 | Too low, should include property value increase and home durability |  | Adjusted-prorated for property value | 82.56 |  | $45.05/year | would this apply? | $0.0022/kWh |  |  | 71.0514 | Solar DHW | 203.3619 | 835.1086 | 203.3619 | 835.1086 | 928202.8852 | 21062.1676 | 949265.0528 | 3287212.7622 | 707.77 | -2359009.877 | 0.28237 | 0.28878 | 932249.5034 | 0.99566 | 176.0176 | 722.8187 | 379.3795 | 1557.9274 | 857745.6867 | 18230.1194 | 875975.806 | 2845209.5821 | 612.6023 | -1987463.8954 | 0.30147 | 0.30788 | 806897.9442 | 1.063 | 159.7312 | 655.9386 | 539.1108 | 2213.866 | 833650.6571 | 16543.3444 | 850194.0016 | 2581951.3925 | 555.9202 | -1748300.7354 | 0.32288 | 0.32928 | 732238.2449 | 1.1385
Existing Residential; Solar Space and Water Heat (Supplement Electricity); RES-Package; RES-SF | Solar Space and Water Heat (Supplement Electricity) | RES-Package | RES-SF | 20 | 7637.0131 | 0 | 19000 | 6.579% | 282.5695 | 1532.5695 | 17750 | 19282.5695 | 7110.9696 | 0.65 | 0.36589 | 0.36589 | 0 | 0 | 0.36589 | 0% | 0.20068 | 0 | FLAGGED for further research |  | further research recommended |  | 0 | 0 | [11 empty] | Not offered in MA TRM | request input from Research Team |  |  | 912.11 |  | $45.05/year | would this apply? | $0.0022/kWh |  |  |  | Solar Space and Water Heat (Supplement Electricity) | 0 | 895.4861 | 0 | 895.4861 | 833804.2955 | 0 | 833804.2955 | 2278838.9973 | 180.3939 | -1445034.7018 | 0.36589 | 0.36589 | 276466.2496 | 3.0159 | 0 | 696.2708 | 0 | 1591.7569 | 677886.525 | 0 | 677886.525 | 1771874.6699 | 140.2624 | -1093988.145 | 0.38258 | 0.38258 | 214961.893 | 3.1535 | 0 | 639.1272 | 0 | 2230.8841 | 653187.2011 | 0 | 653187.2011 | 1626455.1651 | 128.7509 | -973267.964 | 0.4016 | 0.4016 | 197319.7581 | 3.3103
Existing Residential; Solar Space Heating (Displacing Electricity); RES-HVAC/Shell; RES-SF | Solar Space Heating (Displacing Electricity) | RES-HVAC/Shell | RES-SF | 20 | 5003.4938 | 6328.1501 | 9585 | 5.216% | 185.1293 | 685.1293 | 9085 | 9770.1293 | 16555.3454 | 0.65 | 1.6774 | 1.6774 | 0 | 0 | 1.6774 | 0% | 0.13693 | 0.10827 | FLAGGED for further research |  | further research recommended |  | 0 | 0 | [11 empty] | Not offered in MA TRM | request input from Research Team |  |  | 829.55 | $213.13/year | $45.05/year | would this apply? | $0.0022/kWh |  |  |  | Solar Space Heating (Displacing Electricity) | 745.8025 | 589.6855 | 745.8025 | 589.6855 | 1951125.894 | 0 | 1951125.894 | 1163204.3757 | 181.315 | 787921.5183 | 1.6774 | 1.6774 | 124224.2013 | 15.7065 | 607.2464 | 480.133 | 1353.0489 | 1069.8185 | 1720140.8102 | 0 | 1720140.8102 | 947102.943 | 147.6301 | 773037.8672 | 1.8162 | 1.8162 | 101145.6878 | 17.0066 | 557.5905 | 440.8714 | 1910.6394 | 1510.6899 | 1710440.8608 | 0 | 1710440.8608 | 869656.0831 | 135.558 | 840784.7776 | 1.9668 | 1.9668 | 92874.7644 | 18.4166 | =
Existing Residential; ENERGY STAR® Windows (Replace Single Pane); RES-HVAC/Shell; RES-SF | ENERGY STAR® Windows (Replace Single Pane) | RES-HVAC/Shell | RES-SF | 20 | 1259.485 | 356.0298 | 1094.4 | 15.99% | 46.6009 | 221.6009 | 919.4 | 1141.0009 | 1842.0427 | 0.73 | 1.5904 | 1.5904 | 3.7256 | 16.5284 | 1.6079 | 1.1% | 0.17595 | 0.62242 | 7.94 | Ingrid Malmgren: see PA Study-Res tab does not differentiate between single and double pane windows does not include health impacts | $3.73 one time plus $1.54/year |  | 3.7256 | 1.5372 | 0.8568 | 0.6804 | 0 | 3.7256 | 0 | 0 | 0 | 0 | 1.5372 |  |  | MA PA 2011 Study table 2-6 | not a MA Measure - from PA research 2011 - refine based on single pane replacement or double pane replacement? |  | Adjusted-prorated for property value | 7.94 | $.60/year |  |  | $0.0022/kWh |  |  |  | ENERGY STAR® Windows (Replace Single Pane) | 122.6087 | 433.7385 | 122.6087 | 433.7385 | 634358.3339 | 6975.0145 | 641333.3483 | 398870.9028 | 471.7502 | 235487.431 | 1.5904 | 1.6079 | 104540.2904 | 6.0681 | 148.7568 | 526.2394 | 271.3655 | 959.9779 | 819214.0943 | 8462.5362 | 827676.6306 | 483935.8354 | 572.3577 | 335278.2589 | 1.6928 | 1.7103 | 126835.0046 | 6.4589 | 166.8161 | 590.126 | 438.1816 | 1550.1039 | 980027.6848 | 9489.9059 | 989517.5907 | 542686.6633 | 641.8431 | 437341.0215 | 1.8059 | 1.8234 | 142233.0408 | 6.8903
Existing Residential; ENERGY STAR® Windows (300 ft2) (Replace Double Pane); RES-HVAC/Shell; RES-SF | ENERGY STAR® Windows (300 ft2) (Replace Double Pane) | RES-HVAC/Shell | RES-SF | 20 | 390.9852 | 110.5232 | 1094.4 | 68.53% | 14.4665 | 764.4665 | 344.4 | 1108.8665 | 571.8301 | 0.73 | 0.51321 | 0.51321 | 3.7256 | 16.5284 | 0.53139 | 3.542% | 1.9552 | 6.9168 | 7.94 | Ingrid Malmgren: see PA Study-Res tab does not differentiate between single and double pane windows does not include health impacts | $3.73 one time plus $1.54/year |  | 3.7256 | 1.5372 | 0.8568 | 0.6804 | 0 | 3.7256 | 0 | 0 | 0 | 0 | 1.5372 |  |  | MA PA 2011 Study table 2-6 | not a MA Measure - from PA research 2011 - refine based on single pane replacement or double pane replacement? |  | Adjusted-prorated for property value | 7.94 | $.60/year |  |  | $0.0022/kWh |  |  |  | ENERGY STAR® Windows (300 ft2) (Replace Double Pane) | 17.0059 | 60.1597 | 17.0059 | 60.1597 | 87985.7638 | 3116.4172 | 91102.181 | 171441.215 | 210.7767 | -83455.4512 | 0.51321 | 0.53139 | 161131.7057 | 0.54605 | 46.9772 | 166.1856 | 63.983 | 226.3453 | 258706.5717 | 8608.8136 | 267315.3853 | 473590.4642 | 582.2511 | -214883.8925 | 0.54627 | 0.56444 | 445111.4004 | 0.58122 | 95.3345 | 337.2538 | 159.3176 | 563.5991 | 560080.5051 | 17470.5565 | 577551.0616 | 961095.1421 | 1181.6088 | -401014.6369 | 0.58275 | 0.60093 | 903300.292 | 0.62004
Existing Residential; ENERGY STAR® Door; RES-HVAC/Shell; RES-SF | ENERGY STAR® Door | RES-HVAC/Shell | RES-SF | 25 | 137.4144 | 38.8441 | 600 | 83.33% | 5.0843 | 505.0843 | 100 | 605.0843 | 235.5301 | 0.73 | 0.38805 | 0.38805 | 0 | 0 | 0.38805 | 0% | 3.6756 | 13.0028 |  |  |  |  | 0 | 0 | [11 empty] | Not offered in MA TRM | No comparable measure in MA |  |  |  | $.04 per year |  |  | $0.0022/kWh |  |  |  | ENERGY STAR® Door | 11.2168 | 39.6805 | 11.2168 | 39.6805 | 68012.8814 | 0 | 68012.8814 | 175270.2857 | 395.5687 | -107257.4043 | 0.38805 | 0.38805 | 199795.544 | 0.34041 | 35.2254 | 124.613 | 46.4423 | 164.2934 | 225771.5424 | 0 | 225771.5424 | 550420.3487 | 1242.2474 | -324648.8064 | 0.41018 | 0.41018 | 627439.6859 | 0.35983 | 81.4509 | 288.1395 | 127.8932 | 452.4329 | 552533.8278 | 0 | 552533.8278 | 1272723.5537 | 2872.4183 | -720189.7259 | 0.43413 | 0.43413 | 1450813.4894 | 0.38084
Existing Residential; Embertec Power Strip; RES-Plug Load; RES-SF | Embertec Power Strip | RES-Plug Load | RES-SF | 15 | 459.909 | -2.6152e-07 | 50 | 100% | 17.0166 | 67.0166 | 0 | 67.0166 | 335.7454 | 0.91 | 4.8872 | 4.8872 | 0 | 0 | 4.8872 | 0% | 0.14572 | -256257091.5418 | N/A | Ingrid Malmgren: MA TRM p. 162 | N/A |  | 0 | 0 | [11 empty] | MA TRM p.162 |  | N/A | [5 empty] | $0.0022/kWh |  |  |  | Embertec Power Strip | -4.8802e-06 | 8582.1961 | -4.8802e-06 | 8582.1961 | 6265223.7646 | 0 | 6265223.7646 | 1281978.4115 | 20506.1973 | 4983245.353 | 4.8872 | 4.8872 | 1374256.2994 | 4.559 | -5.2345e-06 | 9205.4302 | -1.0115e-05 | 17787.6263 | 7004526.4787 | 0 | 7004526.4787 | 1375074.9481 | 21995.3456 | 5629451.5305 | 5.0939 | 5.0939 | 1474054.0033 | 4.7519 | -5.0531e-06 | 8886.2638 | -1.5168e-05 | 26673.8901 | 7091110.7205 | 0 | 7091110.7205 | 1327398.9804 | 21232.7331 | 5763711.7401 | 5.3421 | 5.3421 | 1422946.2792 | 4.9834
Existing Residential; ENERGY STAR® Refrigerator (Replacement); RES-Appliance; MURB | ENERGY STAR® Refrigerator (Replacement) | RES-Appliance | MURB | 10 | 830.7456 | 114.9606 | 500 | 50% | 30.7376 | 280.7376 | 250 | 530.7376 | 550.6282 | 0.83 | 1.0253 | 1.0253 | 0.80429 | 0 | 1.0268 | 0.1461% | 0.33793 | 2.442 | 1.44 | Ingrid Malmgren: from MA TRM one time property value -additional benefits for multi-family and low-income (not included here) p.410 | 1.8144 |  | 0.80429 | 0 | 0 | 0 | 0 | 0.80429 | 0 | 0 | 0 | 0 | 0 |  |  | RI TRM | from RI TRM-MA TRM does not include benefits of recycling old refrigerator | 1.44 | Adjusted-prorated for property value |  |  | 172.53 | this is for recycling - includes avoided landfill space, recycling of plastics and glass and incineration of insulating foam. | $0.0022/kWh |  |  |  | ENERGY STAR® Refrigerator (Replacement) | 177.4262 | 1282.1436 | 177.4262 | 1282.1436 | 849820.1547 | 1241.3171 | 851061.4718 | 828838.2426 | 1859.4758 | 20981.9121 | 1.0253 | 1.0268 | 522024.7408 | 1.6279 | 186.7109 | 1349.2378 | 364.1371 | 2631.3814 | 956257.2513 | 1340.9547 | 957598.206 | 893770.3208 | 2008.7315 | 62486.9306 | 1.0699 | 1.0714 | 562329.6215 | 1.7005 | 169.8857 | 1227.6535 | 534.0228 | 3859.0349 | 934293.5039 | 1253.3928 | 935546.8966 | 833916.2036 | 1877.565 | 100377.3003 | 1.1204 | 1.1219 | 524117.9768 | 1.7826
Existing Residential; Advanced Power Strip (load sensing or remote control/wireless APS); RES-Plug Load; MURB | Advanced Power Strip (load sensing or remote control/wireless APS) | RES-Plug Load | MURB | 10 | 459.302 | -2.6118e-07 | 28 | 71.43% | 16.9942 | 36.9942 | 8 | 44.9942 | 233.3916 | 0.83 | 4.8147 | 4.8147 | 0 | 0 | 4.8147 | 0% | 0.080544 | -141644649.5988 | N/A | Ingrid Malmgren: MA TRM p. 162 | N/A |  | 0 | 0 | [11 empty] | Not offered in MA TRM | No comparable measure in MA TRM | N/A | Proxy |  |  |  |  | $0.0022/kWh |  |  |  | Advanced Power Strip (load sensing or remote control/wireless APS) | -5.5797e-07 | 981.2489 | -5.5797e-07 | 981.2489 | 498615.8311 | 0 | 498615.8311 | 103561.3737 | 2573.9654 | 395054.4574 | 4.8147 | 4.8147 | 95221.7259 | 5.2364 | -6.1938e-07 | 1089.2406 | -1.1774e-06 | 2070.4895 | 575202.5456 | 0 | 575202.5456 | 114958.865 | 2857.2442 | 460243.6806 | 5.0036 | 5.0036 | 105701.3938 | 5.4418 | -5.9725e-07 | 1050.3195 | -1.7746e-06 | 3120.809 | 580724.0584 | 0 | 580724.0584 | 110851.1201 | 2755.1483 | 469872.9383 | 5.2388 | 5.2388 | 101924.4396 | 5.6976
Existing Residential; Building Envelope Retrofits (Insulation, Draft Proofing, EnergyStar Windows and Doors); RES-HVAC/Shell; RES-SF | Building Envelope Retrofits (Insulation, Draft Proofing, EnergyStar Windows and Doors) | RES-HVAC/Shell | RES-SF | 25 | 4653.921 | 1315.5651 | 6206 | 18.21% | 172.1951 | 1302.1951 | 5076 | 6378.1951 | 7976.8821 | 0.73 | 1.2383 | 1.2383 | 288.4227 | 981.2971 | 1.4354 | 15.92% | 0.27981 | 0.98984 | $516.39 + $65.69/yr | Ingrid Malmgren: includes air sealing, insulation and duct sealing. One time 516.39 for property value and annual NO HEALTH | $645.49 one time + $82.70/year |  | 288.4227 | 82.7694 | 44.6544 | 20.6892 | 0 | 288.4227 | 0 | 0 | 17.4258 | 0 | 82.7694 |  |  | MA TRM p.410 | LOW-only includes air sealing, duct sealing and insulation-no windows or doors | $516.39 + $72.77/yr | Adjusted-prorated for property value | 417.5 | 428.4 |  |  | $0.0022/kWh | $36/year |  |  | Building Envelope Retrofits (Insulation, Draft Proofing, EnergyStar Windows and Doors) | 2065.6859 | 7307.5355 | 2065.6859 | 7307.5355 | 12525212.4879 | 1993700.0183 | 14518912.5061 | 10114974.7845 | 2150.9438 | 2410237.7033 | 1.2383 | 1.4354 | 2800948.449 | 4.4718 | 2509.0727 | 8876.0532 | 4574.7586 | 16183.5887 | 16081475.8259 | 2421635.4946 | 18503111.3205 | 12286092.0602 | 2612.6307 | 3795383.7658 | 1.3089 | 1.506 | 3402154.848 | 4.7269 | 2825.7204 | 9996.221 | 7400.479 | 26179.8096 | 19168667.6269 | 2727248.5942 | 21895916.2211 | 13836610.5779 | 2942.3476 | 5332057.049 | 1.3854 | 1.5825 | 3831510.5834 | 5.0029
[29 empty] | Annual |  |  | One Time | Annual | [18 empty] | Total | 7470.632 | 40999.8747 | 7470.632 | 40999.8747 | 50888949.0099 | 3916862.1747 | 54805811.1846 | 27536119.4999 |  | 23352829.51 | 1.8481 |  | 11960616.6328 | 4.2547 | 8026.1473 | 44213.4027 | 15496.7793 | 85213.2773 | 58340623.9822 | 4408312.8625 | 62748936.8447 | 30153511.0535 |  | 28187112.9287 | 1.9348 |  | 13591679.3049 | 4.2924 | 8039.6992 | 43604.0933 | 23536.4785 | 128817.3707 | 61756674.927 | 4575346.5207 | 66332021.4477 | 32040077.9134 |  | 29716597.0136 | 1.9275 |  | 14786953.3021 | 4.1764
[29 empty] | Thermal Comfort | Noise Reduction | Health Impacts | Property Value | Equipment Maintenance | Lighting Quality | Durability | Water Savings | Total Check | [14 empty] | Cross-check | 7470.632 | 40999.8747 | 7470.632 | 40999.8747 | 50888949.0099 | 1.9903 |  |  |  |  | 1.8481 |  |  | 4.2547 | 8026.1473 | 44213.4027 | 15496.7793 | 85213.2773 | 58340623.9822 | 2.081 |  |  |  |  | 1.9348 |  |  | 4.2924 | 8039.6992 | 43604.0933 | 23536.4785 | 128817.3707 | 61756674.927 | 2.0703 |  |  |  |  | 1.9275 |  |  | 4.1764
[58 empty] | NEW TRC RATIO |  |  |  |  | EXISTING TRC RATIO | [8 empty] | NEW TRC RATIO |  |  |  |  | EXISTING TRC RATIO | [8 empty] | NEW TRC RATIO |  |  |  |  | EXISTING TRC RATIO
New Construction - Res
| New Residential | [50 empty] | Measure Name | For Plan Year 2016 | [13 empty] | For Plan Year 2017 | [13 empty] | For Plan Year 2018
[57 empty] | A |  |  | B |  | C = A - B | D = A / B |  | E | F = A / E |  |  |  |  | A |  |  | B |  | C = A - B | D = A / B |  | E | F = A / E |  |  |  |  | A |  |  | B |  | C = A - B | D = A / B |  | E | F = A / E
| Measure Name | Technology Type | Target Market | Measure Life | Annual Energy Savings per Unit (kWh) | Peak Demand Savings per Unit (Watts) | On-Time Incremental Measure Cost ($) | Incentive as a Percent of Incremental Measure Cost (%) | Program Administrative Cost ($) | DSM Administrator Cost (Incentive + Administrative) ($) | DSM Customer Cost (Incremental Measure Cost - Incentive) ($) | Total DSM Cost ($) | Present Value Avoided Cost ($) | Net-To-Gross Ratio | Total Resource Benefit-Cost Ratio (TRC) | TRC Calculation | PV One-Time NEB | PV Annual NEB | TRC With NEBs | TRC % Change | Unit Cost / kWh (S) | Unit Cost / Watt (S) | [30 empty] | Peak Demand Savings (kW) | First Year Energy Savings (MWh) | Cumulative Peak Demand Savings (kW) | Cumulative Energy Savings (MWh) | Total Avoided Cost Benefits ($) |  |  | TRC Costs ($) |  | Total Net Resource Benefits ($) | TRC (Ratio) |  | PAC Costs ($) | PAC (Ratio) | Peak Demand Savings (kW) | First Year Energy Savings (MWh) | Cumulative Peak Demand Savings (kW) | Cumulative Energy Savings (MWh) | Total Avoided Cost Benefits ($) |  |  | TRC Costs ($) |  | Total Net Resource Benefits ($) | TRC (Ratio) |  | PAC Costs ($) | PAC (Ratio) | Peak Demand Savings (kW) | First Year Energy Savings (MWh) | Cumulative Peak Demand Savings (kW) | Cumulative Energy Savings (MWh) | Total Avoided Cost Benefits ($) |  |  | TRC Costs ($) |  | Total Net Resource Benefits ($) | TRC (Ratio) |  | PAC Costs ($) | PAC (Ratio)
New Residential; EnerGuide 83 New Home; RES-Package; RES-NC | EnerGuide 83 New Home | RES-Package | RES-NC | 30 | 4934.79 | 1394.9609 | 2661.1978 | 52.61% | 1073.3168 | 2473.3168 | 1261.1978 | 3734.5146 | 9368.9273 | 0.79 | 2.3307 | 2.3307 | 0 | 2369.7376 | 2.9202 | 25.29% | 0.5012 | 1.773 | $148.68/year | Ingrid Malmgren: from Rhode Island TRM B-5 $77/yr for thermal comfort $40/yr for noise reduction $72/yr for inc prop value-res NC no specifics for level of efficiency Property value has been prorated | 187.3368 |  |  | 187.3368 | 97.02 | 50.4 | 0 | 39.9168 | 0 | 0 | 0 | 0 | 187.3368 |  |  | RI TRM Appendix B | This is only for more efficient heating system-does not account for more efficient insulation, air sealing, appliances, lighting and doors and windows. Scaling should also be applied. | $189/year | Adjusted-prorated for property value |  |  | $189/year | Does not break out by measure | $0.0022/kWh |  |  |  | EnerGuide 83 New Home | 95.3694 | 337.3772 | 95.3694 | 337.3772 | 640526.1668 | 162012.035 | 802538.2018 | 274823.7964 | 86.5406 | 365702.3705 | 2.3307 | 2.9202 | 214042.3299 | 2.9925 | 96.8959 | 342.7774 | 192.2653 | 680.1546 | 684291.8114 | 164605.2904 | 848897.1018 | 279222.7801 | 87.9258 | 405069.0313 | 2.4507 | 3.0402 | 217468.4114 | 3.1466 | 98.6087 | 348.8365 | 290.874 | 1028.9911 | 733297.7914 | 167514.9361 | 900812.7275 | 284158.462 | 89.48 | 449139.3294 | 2.5806 | 3.1701 | 221312.4921 | 3.3134
New Residential; EnerGuide 85 New Home; RES-Package; RES-NC | EnerGuide 85 New Home | RES-Package | RES-NC | 30 | 6908.706 | 1952.9452 | 3193.4373 | 43.84% | 1502.6436 | 2902.6436 | 1793.4373 | 4696.0809 | 13116.4982 | 0.79 | 2.5741 | 2.5741 | 0 | 2369.7376 | 3.0392 | 18.07% | 0.42014 | 1.4863 | $148.68/year | Ingrid Malmgren: from Rhode Island TRM B-5 $77/yr for thermal comfort $40/yr for noise reduction $72/yr for inc prop value-res NC no specifics for level of efficiency Property value has been prorated | 187.3368 |  |  | 187.3368 | 97.02 | 50.4 | 0 | 39.9168 | 0 | 0 | 0 | 0 | 187.3368 |  |  | RI TRM Appendix B |  | $189/year | Adjusted-prorated for property value |  |  | $189/year |  | $0.0022/kWh |  |  |  | EnerGuide 85 New Home | 138.4206 | 489.6743 | 138.4206 | 489.6743 | 929669.2812 | 167961.926 | 1097631.2072 | 361159.3793 | 89.7188 | 568509.9019 | 2.5741 | 3.0392 | 260421.715 | 3.5699 | 141.1105 | 499.1903 | 279.5311 | 988.8646 | 996541.2281 | 171225.9882 | 1167767.2163 | 368177.9144 | 91.4623 | 628363.3138 | 2.7067 | 3.1717 | 265482.5802 | 3.7537 | 144.0491 | 509.5855 | 423.5802 | 1498.4501 | 1071212.1422 | 174791.621 | 1246003.7632 | 375844.9004 | 93.367 | 695367.2418 | 2.8501 | 3.3152 | 271011.0249 | 3.9527
New Residential; EnerGuide 86 New Home; RES-Package; RES-NC | EnerGuide 86 New Home | RES-Package | RES-NC | 30 | 7895.664 | 2231.9374 | 3725.6769 | 37.58% | 1717.3069 | 3117.3069 | 2325.6769 | 5442.9838 | 14990.2836 | 0.79 | 2.5409 | 2.5409 | 0 | 2369.7376 | 2.9426 | 15.81% | 0.39481 | 1.3967 | $148.68/year | Ingrid Malmgren: from Rhode Island TRM B-5 $77/yr for thermal comfort $40/yr for noise reduction $72/yr for inc prop value-res NC no specifics for level of efficiency Property value has been prorated | 187.3368 |  |  | 187.3368 | 97.02 | 50.4 | 0 | 39.9168 | 0 | 0 | 0 | 0 | 187.3368 |  |  | RI TRM Appendix B |  | $189/year | Adjusted-prorated for property value |  |  | $189/year |  | $0.0022/kWh |  |  |  | EnerGuide 86 New Home | 159.4512 | 564.0717 | 159.4512 | 564.0717 | 1070916.2513 | 169295.6999 | 1240211.9512 | 421463.1611 | 90.4313 | 649453.0902 | 2.5409 | 2.9426 | 281901.9836 | 3.7989 | 163.0855 | 576.9284 | 322.5366 | 1141.0002 | 1151731.1035 | 173154.4109 | 1324885.5144 | 431069.4566 | 92.4924 | 720661.6469 | 2.6718 | 3.0735 | 288327.299 | 3.9945 | 166.9974 | 590.7673 | 489.5341 | 1731.7674 | 1241866.3951 | 177307.8859 | 1419174.2809 | 441409.5698 | 94.7111 | 800456.8252 | 2.8134 | 3.2151 | 295243.4395 | 4.2062
New Residential; EnerGuide 87 New Home; RES-Package; RES-NC | EnerGuide 87 New Home | RES-Package | RES-NC | 30 | 8883.741 | 2511.2459 | 4257.9164 | 32.88% | 1932.2137 | 3332.2137 | 2857.9164 | 6190.1301 | 16866.1935 | 0.79 | 2.5159 | 2.5159 | 0 | 2369.7376 | 2.8694 | 14.05% | 0.37509 | 1.3269 | $148.68/year | Ingrid Malmgren: from Rhode Island TRM B-5 $77/yr for thermal comfort $40/yr for noise reduction $72/yr for inc prop value-res NC no specifics for level of efficiency Property value has been prorated | 187.3368 |  |  | 187.3368 | 97.02 | 50.4 | 0 | 39.9168 | 0 | 0 | 0 | 0 | 187.3368 |  |  | RI TRM Appendix B |  | $189/year | Adjusted-prorated for property value |  |  | $189/year |  | $0.0022/kWh |  |  |  | EnerGuide 87 New Home | 180.8361 | 639.7227 | 180.8361 | 639.7227 | 1214543.0779 | 170645.9995 | 1385189.0773 | 482740.8767 | 91.1525 | 731802.2012 | 2.5159 | 2.8694 | 303739.7238 | 3.9986 | 185.5075 | 656.2481 | 366.3436 | 1295.9708 | 1310078.1776 | 175054.1642 | 1485132.3418 | 495211.1444 | 93.5072 | 814867.0331 | 2.6455 | 2.999 | 311585.9947 | 4.2045 | 190.4859 | 673.8599 | 556.8295 | 1969.8306 | 1416537.301 | 179752.0953 | 1596289.3963 | 508501.133 | 96.0167 | 908036.168 | 2.7857 | 3.1392 | 319948.0325 | 4.4274
New Residential; EnerGuide 88 New Home; RES-Package; RES-NC | EnerGuide 88 New Home | RES-Package | RES-NC | 30 | 9869.58 | 2789.9217 | 4790.156 | 29.23% | 2146.6336 | 3546.6336 | 3390.156 | 6936.7896 | 18737.8545 | 0.79 | 2.4959 | 2.4959 | 0 | 2369.7376 | 2.8116 | 12.65% | 0.35935 | 1.2712 | $148.68/year | Ingrid Malmgren: from Rhode Island TRM B-5 $77/yr for thermal comfort $40/yr for noise reduction $72/yr for inc prop value-res NC no specifics for level of efficiency Property value has been prorated | 187.3368 |  |  | 187.3368 | 97.02 | 50.4 | 0 | 39.9168 | 0 | 0 | 0 | 0 | 187.3368 |  |  | RI TRM Appendix B |  | $189/year | Adjusted-prorated for property value |  |  | $189/year |  | $0.0022/kWh |  |  |  | EnerGuide 88 New Home | 202.3171 | 715.7136 | 202.3171 | 715.7136 | 1358815.4636 | 171846.5769 | 1530662.0405 | 544416.1118 | 91.7938 | 814399.3518 | 2.4959 | 2.8116 | 325559.1132 | 4.1738 | 208.1011 | 736.1751 | 410.4183 | 1451.8887 | 1469637.6012 | 176759.4761 | 1646397.0773 | 559980.3523 | 94.4181 | 909657.2489 | 2.6244 | 2.9401 | 334866.4798 | 4.3887 | 214.222 | 757.828 | 624.6402 | 2209.7167 | 1593048.8433 | 181958.461 | 1775007.3043 | 576450.9227 | 97.1952 | 1016597.9206 | 2.7635 | 3.0792 | 344715.8289 | 4.6213
New Residential; EnerGuide 88+ New Home; RES-Package; RES-NC | EnerGuide 88+ New Home | RES-Package | RES-NC | 30 | 10856.538 | 3068.9139 | 5322.3955 | 26.3% | 2361.297 | 3761.297 | 3922.3955 | 7683.6925 | 20611.64 | 0.79 | 2.4799 | 2.4799 | 0 | 2369.7376 | 2.765 | 11.5% | 0.34645 | 1.2256 | $148.68/year | Ingrid Malmgren: from Rhode Island TRM B-5 $77/yr for thermal comfort $40/yr for noise reduction $72/yr for inc prop value-res NC no specifics for level of efficiency Property value has been prorated | 187.3368 |  |  | 187.3368 | 97.02 | 50.4 | 0 | 39.9168 | 0 | 0 | 0 | 0 | 187.3368 |  |  | RI TRM Appendix B |  | $189/year | Adjusted-prorated for property value |  |  | $189/year |  | $0.0022/kWh |  |  |  | EnerGuide 88+ New Home | 224.178 | 793.0483 | 224.178 | 793.0483 | 1505638.9821 | 173104.5847 | 1678743.5668 | 607129.5813 | 92.4658 | 898509.4008 | 2.4799 | 2.765 | 347791.4014 | 4.3291 | 231.1482 | 817.7058 | 455.3262 | 1610.7541 | 1632398.6319 | 178486.7524 | 1810885.3843 | 626006.4541 | 95.3408 | 1006392.1779 | 2.6076 | 2.8928 | 358604.9316 | 4.5521 | 238.4858 | 843.6633 | 693.8119 | 2454.4174 | 1773485.258 | 184152.6874 | 1957637.9454 | 645878.5835 | 98.3673 | 1127606.6746 | 2.7458 | 3.031 | 369988.59 | 4.7934
New Residential; Solar DHW; RES-Water Heat; RES-NC | Solar DHW | RES-Water Heat | RES-NC | 15 | 1815.2541 | 442.0426 | 7042 | 14.2% | 67.1644 | 1067.1644 | 6042 | 7109.1644 | 2017.6107 | 0.65 | 0.28237 | 0.28237 | 0 | 0 | 0.28237 | 0% | 0.58789 | 2.4142 | FLAGGED for further research |  | further research recommended | [15 empty] | request input from Research Team |  | Flagged |  |  |  |  | $0.0022/kWh |  |  |  | Solar DHW | 0.10188 | 0.41836 | 0.10188 | 0.41836 | 464.9947 | 0 | 464.9947 | 1646.7699 | 0.35457 | -1181.7752 | 0.28237 | 0.28237 | 378.3804 | 1.2289 | 0.10241 | 0.42055 | 0.20429 | 0.83891 | 499.0569 | 0 | 499.0569 | 1655.4107 | 0.35643 | -1156.3538 | 0.30147 | 0.30147 | 380.3658 | 1.312 | 0.10333 | 0.42433 | 0.30762 | 1.2632 | 539.2958 | 0 | 539.2958 | 1670.2866 | 0.35963 | -1130.9908 | 0.32288 | 0.32288 | 383.7838 | 1.4052
New Residential; Solar Space and Water Heat (Supplement Electricity); RES-Package; RES-NC | Solar Space and Water Heat (Supplement Electricity) | RES-Package | RES-NC | 20 | 7637.0131 | 0 | 17500 | 5.714% | 282.5695 | 1282.5695 | 16500 | 17782.5695 | 7110.9696 | 0.65 | 0.39649 | 0.39649 | 0 | 0 | 0.39649 | 0% | 0.16794 | 0 | FLAGGED for further research |  | further research recommended | [15 empty] | request input from Research Team |  | Flagged |  |  |  |  | $0.0022/kWh |  |  |  | Solar Space and Water Heat (Supplement Electricity) | 0 | 0.77905 | 0 | 0.77905 | 725.393 | 0 | 725.393 | 1829.5287 | 0.15694 | -1104.1356 | 0.39649 | 0.39649 | 201.2853 | 3.6038 | 0 | 0.78314 | 0 | 1.5622 | 762.4647 | 0 | 762.4647 | 1839.1284 | 0.15776 | -1076.6637 | 0.41458 | 0.41458 | 202.3415 | 3.7682 | 0 | 0.79018 | 0 | 2.3524 | 807.5632 | 0 | 807.5632 | 1855.6552 | 0.15918 | -1048.092 | 0.43519 | 0.43519 | 204.1598 | 3.9555
New Residential; Solar Space Heating (Displacing Electricity); RES-HVAC/Shell; RES-NC | Solar Space Heating (Displacing Electricity) | RES-HVAC/Shell | RES-NC | 20 | 5003.4938 | 0 | 8835 | 5.659% | 185.1293 | 685.1293 | 8335 | 9020.1293 | 4658.8492 | 0.65 | 0.51085 | 0.51085 | 0 | 0 | 0.51085 | 0% | 0.13693 | 0 | FLAGGED for further research |  | further research recommended | [15 empty] | request input from Research Team |  | Flagged |  |  |  |  | $0.0022/kWh |  |  |  | Solar Space Heating (Displacing Electricity) | 0 | 0.51041 | 0 | 0.51041 | 475.2512 | 0 | 475.2512 | 930.3161 | 0.15694 | -455.0649 | 0.51085 | 0.51085 | 107.5236 | 4.42 | 0 | 0.51309 | 0 | 1.0235 | 499.5392 | 0 | 499.5392 | 935.1976 | 0.15776 | -435.6584 | 0.53415 | 0.53415 | 108.0878 | 4.6216 | 0 | 0.5177 | 0 | 1.5412 | 529.0861 | 0 | 529.0861 | 943.6015 | 0.15918 | -414.5154 | 0.56071 | 0.56071 | 109.0591 | 4.8514
[52 empty] | Total | 1000.6742 | 3541.3156 | 1000.6742 | 3541.3156 | 6721774.8618 | 1014866.822 | 7736641.6837 | 2696139.5211 |  | 4025635.3406 | 2.4931 |  | 1734143.4563 | 3.8761 | 1025.9511 | 3630.7419 | 2026.6253 | 7172.0575 | 7246439.6144 | 1039286.0822 | 8285725.6966 | 2764097.8385 |  | 4482341.7759 | 2.6216 |  | 1777026.4919 | 4.0778 | 1052.9522 | 3726.2727 | 3079.5776 | 10898.3302 | 7831323.6762 | 1065477.6866 | 8896801.3628 | 2836713.1147 |  | 4994610.5615 | 2.7607 |  | 1822916.4106 | 4.296
[52 empty] | Cross-check | 1000.6742 | 3541.3156 | 1000.6742 | 3541.3156 | 6721774.8618 | 2.8695 |  |  |  |  | 2.4931 |  |  | 3.8761 | 1025.9511 | 3630.7419 | 2026.6253 | 7172.0575 | 7246439.6144 | 2.9976 |  |  |  |  | 2.6216 |  |  | 4.0778 | 1052.9522 | 3726.2727 | 3079.5776 | 10898.3302 | 7831323.6762 | 3.1363 |  |  |  |  | 2.7607 |  |  | 4.296
[58 empty] | NEW TRC RATIO |  |  |  |  | EXISTING TRC RATIO | [8 empty] | NEW TRC RATIO |  |  |  |  | EXISTING TRC RATIO | [8 empty] | NEW TRC RATIO |  |  |  |  | EXISTING TRC RATIO
0
[88 empty] | Total Avoided Cost Benefits with NEBs ($) |  | TRC Costs ($)
[88 empty] | 34545204.6079 |  | 71966380.638
TRC Ratio (with NEB)
[88 empty] | 0.48002 |  |  |  |  | #DIV/0!
Note on AN2: Ingrid Malmgren: checked values attributable to rounding error
Note on AQ2: Ingrid Malmgren: needs to include NPV calc if over life of measure
Note on AT2: Ingrid Malmgren: 2012 C&I Study 2011 res study 2016 Three3 health study
Note on AU2: Ingrid Malmgren: make sure to back out O&M
Note on AW2: Ingrid Malmgren: Should be adjusted for gen mix. Air Emissions Benefits = MWh Savings x Emissions Intensity (lbs/MWh) x [Unit Damage Costs ($/lb) – Unit Emissions Taxes/Fees Paid by Utilities ($/lb)] = Total Benefits ($) Page 2-7
Note on AY2: Ingrid Malmgren: 2014 US $
Note on R3: WACC as applied in 2016-2018 DSM Resource Plan
Note on AC3: Ingrid Malmgren: from E1 https://www.halifax.ca/home-property/halifax-water/accounts-billing/rates-charges-water-wastewater-stormwater Combined water and wastewater volumetric charge.
Note on X5: Ingrid Malmgren: Ingrid Malmgren: page 277
Note on Z5: Ingrid Malmgren: Ingrid Malmgren: page 277
Note on AA5: Ingrid Malmgren: Ingrid Malmgren: from MA TRM page 279 converted to cubic meters
Note on AC5: Ingrid Malmgren: from MA TRM page 279 converted to cubic meters
Note on AJ5: Ingrid Malmgren: Not included in prescriptive programs
Note on AQ5: Ingrid Malmgren: Ingrid Malmgren: page 277
Note on AW5: Ingrid Malmgren: From Joe Loper at ITRON: A benefit of 0.22 cents per net lifetime kWh saved should be added to the present value benefits of all programs to reflect reductions in damages associated with carbon dioxide, sulfur dioxide and nitrogen oxides. This value provided is in 2017 dollars and should be escalated by 2.1% annually to reflect inflation. The stream of air emissions benefits has already been discounted and should not be further discounted using the societal discount rate.
Note on AY5: Ingrid Malmgren: HPwES® $136 "Values should be multiplied by the number of comprehensive air sealing participants for each year of the measure life and then muliplied by 1 minus the free ridership rate. Values are in 2014 dollars; a price inflation escalator should be applied)." from ITRON MD
Note on X6: Ingrid Malmgren: Ingrid Malmgren: page 277
Note on Z6: Ingrid Malmgren: Ingrid Malmgren: page 277
Note on AA6: Ingrid Malmgren: Ingrid Malmgren: from MA TRM page 279 converted to cubic meters
Note on AC6: Ingrid Malmgren: from MA TRM page 279 converted to cubic meters
Note on AJ6: Ingrid Malmgren: Not included in prescriptive programs
Note on AQ6: Ingrid Malmgren: Ingrid Malmgren: page 277
Note on AW6: Ingrid Malmgren: From Joe Loper at ITRON: A benefit of 0.22 cents per net lifetime kWh saved should be added to the present value benefits of all programs to reflect reductions in damages associated with carbon dioxide, sulfur dioxide and nitrogen oxides. This value provided is in 2017 dollars and should be escalated by 2.1% annually to reflect inflation. The stream of air emissions benefits has already been discounted and should not be further discounted using the societal discount rate.
Note on X7: Ingrid Malmgren: Ingrid Malmgren: page 277
Note on Z7: Ingrid Malmgren: Ingrid Malmgren: page 277
Note on AA7: Ingrid Malmgren: from MA TRM page 279 converted to cubic meters
Note on AC7: Ingrid Malmgren: from MA TRM page 279 converted to cubic meters
Note on AJ7: Ingrid Malmgren: Not included in prescriptive programs
Note on AQ7: Ingrid Malmgren: Ingrid Malmgren: page 277
Note on AW7: Ingrid Malmgren: From Joe Loper at ITRON: A benefit of 0.22 cents per net lifetime kWh saved should be added to the present value benefits of all programs to reflect reductions in damages associated with carbon dioxide, sulfur dioxide and nitrogen oxides. This value provided is in 2017 dollars and should be escalated by 2.1% annually to reflect inflation. The stream of air emissions benefits has already been discounted and should not be further discounted using the societal discount rate.
Note on X8: Ingrid Malmgren: Ingrid Malmgren: page 277
Note on Z8: Ingrid Malmgren: Ingrid Malmgren: page 277
Note on AA8: Ingrid Malmgren: from MA TRM page 279 converted to cubic meters
Note on AC8: Ingrid Malmgren: from MA TRM page 279 converted to cubic meters
Note on AJ8: Ingrid Malmgren: Not included in prescriptive programs
Note on AQ8: Ingrid Malmgren: Ingrid Malmgren: page 277
Note on AW8: Ingrid Malmgren: From Joe Loper at ITRON: A benefit of 0.22 cents per net lifetime kWh saved should be added to the present value benefits of all programs to reflect reductions in damages associated with carbon dioxide, sulfur dioxide and nitrogen oxides. This value provided is in 2017 dollars and should be escalated by 2.1% annually to reflect inflation. The stream of air emissions benefits has already been discounted and should not be further discounted using the societal discount rate.
Note on X9: Ingrid Malmgren: Ingrid Malmgren: page 280
Note on Z9: Ingrid Malmgren: Ingrid Malmgren: page 280
Note on AA9: Ingrid Malmgren: from MA TRM page 280 converted to cubic meters
Note on AC9: Ingrid Malmgren: from MA TRM page 280 converted to cubic meters
Note on AJ9: Ingrid Malmgren: Not included in prescriptive programs
Note on AQ9: Ingrid Malmgren: page 280
Note on AW9: Ingrid Malmgren: From Joe Loper at ITRON: A benefit of 0.22 cents per net lifetime kWh saved should be added to the present value benefits of all programs to reflect reductions in damages associated with carbon dioxide, sulfur dioxide and nitrogen oxides. This value provided is in 2017 dollars and should be escalated by 2.1% annually to reflect inflation. The stream of air emissions benefits has already been discounted and should not be further discounted using the societal discount rate.
Note on X10: Ingrid Malmgren: Ingrid Malmgren: page 280
Note on Z10: Ingrid Malmgren: Ingrid Malmgren: page 280
Note on AA10: Ingrid Malmgren: from MA TRM page 280 converted to cubic meters
Note on AC10: Ingrid Malmgren: from MA TRM page 280 converted to cubic meters
Note on AJ10: Ingrid Malmgren: Not included in prescriptive programs
Note on AQ10: Ingrid Malmgren: page 280
Note on AW10: Ingrid Malmgren: From Joe Loper at ITRON: A benefit of 0.22 cents per net lifetime kWh saved should be added to the present value benefits of all programs to reflect reductions in damages associated with carbon dioxide, sulfur dioxide and nitrogen oxides. This value provided is in 2017 dollars and should be escalated by 2.1% annually to reflect inflation. The stream of air emissions benefits has already been discounted and should not be further discounted using the societal discount rate.
Note on X11: Ingrid Malmgren: Ingrid Malmgren: page 280
Note on Z11: Ingrid Malmgren: Ingrid Malmgren: page 280
Note on AA11: Ingrid Malmgren: from MA TRM page 280 converted to cubic meters
Note on AC11: Ingrid Malmgren: from MA TRM page 280 converted to cubic meters
Note on AJ11: Ingrid Malmgren: Not included in prescriptive programs
Note on AQ11: Ingrid Malmgren: page 280
Note on AW11: Ingrid Malmgren: From Joe Loper at ITRON: A benefit of 0.22 cents per net lifetime kWh saved should be added to the present value benefits of all programs to reflect reductions in damages associated with carbon dioxide, sulfur dioxide and nitrogen oxides. This value provided is in 2017 dollars and should be escalated by 2.1% annually to reflect inflation. The stream of air emissions benefits has already been discounted and should not be further discounted using the societal discount rate.
Note on X12: Ingrid Malmgren: Ingrid Malmgren: page 280
Note on Z12: Ingrid Malmgren: Ingrid Malmgren: page 280
Note on AA12: Ingrid Malmgren: from MA TRM page 280 converted to cubic meters
Note on AC12: Ingrid Malmgren: from MA TRM page 280 converted to cubic meters
Note on AJ12: Ingrid Malmgren: Not included in prescriptive programs
Note on AQ12: Ingrid Malmgren: page 280
Note on AW12: Ingrid Malmgren: From Joe Loper at ITRON: A benefit of 0.22 cents per net lifetime kWh saved should be added to the present value benefits of all programs to reflect reductions in damages associated with carbon dioxide, sulfur dioxide and nitrogen oxides. This value provided is in 2017 dollars and should be escalated by 2.1% annually to reflect inflation. The stream of air emissions benefits has already been discounted and should not be further discounted using the societal discount rate.
Note on X13: Ingrid Malmgren: p. 285
Note on Z13: Ingrid Malmgren: p. 285
Note on AC13: Ingrid Malmgren: p. 285
Note on AJ13: Ingrid Malmgren: Not included in prescriptive programs
Note on AQ13: Ingrid Malmgren: p. 285
Note on AW13: Ingrid Malmgren: From Joe Loper at ITRON: A benefit of 0.22 cents per net lifetime kWh saved should be added to the present value benefits of all programs to reflect reductions in damages associated with carbon dioxide, sulfur dioxide and nitrogen oxides. This value provided is in 2017 dollars and should be escalated by 2.1% annually to reflect inflation. The stream of air emissions benefits has already been discounted and should not be further discounted using the societal discount rate.
Note on X14: Ingrid Malmgren: p.287
Note on Z14: Ingrid Malmgren: p.287
Note on AC14: Ingrid Malmgren: p.287
Note on AJ14: Ingrid Malmgren: Not included in prescriptive programs
Note on AQ14: Ingrid Malmgren: p.287
Note on AW14: Ingrid Malmgren: From Joe Loper at ITRON: A benefit of 0.22 cents per net lifetime kWh saved should be added to the present value benefits of all programs to reflect reductions in damages associated with carbon dioxide, sulfur dioxide and nitrogen oxides. This value provided is in 2017 dollars and should be escalated by 2.1% annually to reflect inflation. The stream of air emissions benefits has already been discounted and should not be further discounted using the societal discount rate.
Note on X15: Ingrid Malmgren: p.287
Note on Z15: Ingrid Malmgren: p.287
Note on AC15: Ingrid Malmgren: p.287
Note on AJ15: Ingrid Malmgren: Not included in prescriptive programs
Note on AQ15: Ingrid Malmgren: p.287
Note on AW15: Ingrid Malmgren: From Joe Loper at ITRON: A benefit of 0.22 cents per net lifetime kWh saved should be added to the present value benefits of all programs to reflect reductions in damages associated with carbon dioxide, sulfur dioxide and nitrogen oxides. This value provided is in 2017 dollars and should be escalated by 2.1% annually to reflect inflation. The stream of air emissions benefits has already been discounted and should not be further discounted using the societal discount rate.
Note on X16: Ingrid Malmgren: p.287
Note on Z16: Ingrid Malmgren: p.287
Note on AC16: Ingrid Malmgren: p.287
Note on AJ16: Ingrid Malmgren: Not included in prescriptive programs
Note on AQ16: Ingrid Malmgren: p.287
Note on AW16: Ingrid Malmgren: From Joe Loper at ITRON: A benefit of 0.22 cents per net lifetime kWh saved should be added to the present value benefits of all programs to reflect reductions in damages associated with carbon dioxide, sulfur dioxide and nitrogen oxides. This value provided is in 2017 dollars and should be escalated by 2.1% annually to reflect inflation. The stream of air emissions benefits has already been discounted and should not be further discounted using the societal discount rate.
Note on X17: Ingrid Malmgren: p.324
Note on Z17: Ingrid Malmgren: p.324
Note on AC17: Ingrid Malmgren: p.324
Note on AJ17: Ingrid Malmgren: Not included in prescriptive programs
Note on AQ17: Ingrid Malmgren: p.324
Note on AW17: Ingrid Malmgren: From Joe Loper at ITRON: A benefit of 0.22 cents per net lifetime kWh saved should be added to the present value benefits of all programs to reflect reductions in damages associated with carbon dioxide, sulfur dioxide and nitrogen oxides. This value provided is in 2017 dollars and should be escalated by 2.1% annually to reflect inflation. The stream of air emissions benefits has already been discounted and should not be further discounted using the societal discount rate.
Note on X18: Ingrid Malmgren: p.419-420 includes admin costs, material handling, material movement, other costs, other labor costs, O&M product spoilage, rent revenue, sales revenue and waste disposal.
Note on AC18: Ingrid Malmgren: from MA TRM 2016-2018 Plan p.419-420 includes admin costs, material handling, material movement, other costs, other labor costs, O&M product spoilage, rent revenue, sales revenue and waste disposal.
Note on AJ18: Ingrid Malmgren: Not included in prescriptive programs
Note on AP18: Ingrid Malmgren: p.419-420 includes admin costs, material handling, material movement, other costs, other labor costs, O&M product spoilage, rent revenue, sales revenue and waste disposal.
Note on AQ18: Ingrid Malmgren: p.419-420 includes admin costs, material handling, material movement, other costs, other labor costs, O&M product spoilage, rent revenue, sales revenue and waste disposal.
Note on AT18: Ingrid Malmgren: from Table 1-2
Note on AW18: Ingrid Malmgren: From Joe Loper at ITRON: A benefit of 0.22 cents per net lifetime kWh saved should be added to the present value benefits of all programs to reflect reductions in damages associated with carbon dioxide, sulfur dioxide and nitrogen oxides. This value provided is in 2017 dollars and should be escalated by 2.1% annually to reflect inflation. The stream of air emissions benefits has already been discounted and should not be further discounted using the societal discount rate.
Note on X19: Ingrid Malmgren: p.419-420 includes admin costs, material handling, material movement, other costs, other labor costs, O&M product spoilage, rent revenue, sales revenue and waste disposal.
Note on AC19: Ingrid Malmgren: rom MA TRM 2016-2018 Plan p.419-420 includes admin costs, material handling, material movement, other costs, other labor costs, O&M product spoilage, rent revenue, sales revenue and waste disposal.
Note on AJ19: Ingrid Malmgren: Not included in prescriptive programs
Note on AP19: Ingrid Malmgren: p.419-420 includes admin costs, material handling, material movement, other costs, other labor costs, O&M product spoilage, rent revenue, sales revenue and waste disposal.
Note on AQ19: Ingrid Malmgren: p.419-420 includes admin costs, material handling, material movement, other costs, other labor costs, O&M product spoilage, rent revenue, sales revenue and waste disposal.
Note on AT19: Ingrid Malmgren: from Table 1-2
Note on AW19: Ingrid Malmgren: From Joe Loper at ITRON: A benefit of 0.22 cents per net lifetime kWh saved should be added to the present value benefits of all programs to reflect reductions in damages associated with carbon dioxide, sulfur dioxide and nitrogen oxides. This value provided is in 2017 dollars and should be escalated by 2.1% annually to reflect inflation. The stream of air emissions benefits has already been discounted and should not be further discounted using the societal discount rate.
Note on X20: Ingrid Malmgren: p.419-420 includes admin costs, material handling, material movement, other costs, other labor costs, O&M product spoilage, rent revenue, sales revenue and waste disposal.
Note on AC20: Ingrid Malmgren: rom MA TRM 2016-2018 Plan p.419-420 includes admin costs, material handling, material movement, other costs, other labor costs, O&M product spoilage, rent revenue, sales revenue and waste disposal.
Note on AJ20: Ingrid Malmgren: Not included in prescriptive programs
Note on AP20: Ingrid Malmgren: p.419-420 includes admin costs, material handling, material movement, other costs, other labor costs, O&M product spoilage, rent revenue, sales revenue and waste disposal.
Note on AQ20: Ingrid Malmgren: p.419-420 includes admin costs, material handling, material movement, other costs, other labor costs, O&M product spoilage, rent revenue, sales revenue and waste disposal.
Note on AT20: Ingrid Malmgren: from Table 1-2
Note on AW20: Ingrid Malmgren: From Joe Loper at ITRON: A benefit of 0.22 cents per net lifetime kWh saved should be added to the present value benefits of all programs to reflect reductions in damages associated with carbon dioxide, sulfur dioxide and nitrogen oxides. This value provided is in 2017 dollars and should be escalated by 2.1% annually to reflect inflation. The stream of air emissions benefits has already been discounted and should not be further discounted using the societal discount rate.
Note on X21: Ingrid Malmgren: p.285 MA TRM
Note on Z21: Ingrid Malmgren: p.285 MA TRM
Note on AA21: Ingrid Malmgren: p.285 MA TRM
Note on AC21: Ingrid Malmgren: p.285 MA TRM
Note on AJ21: Ingrid Malmgren: Not included in prescriptive programs
Note on AT21: Ingrid Malmgren: from Table 1-2
Note on AW21: Ingrid Malmgren: From Joe Loper at ITRON: A benefit of 0.22 cents per net lifetime kWh saved should be added to the present value benefits of all programs to reflect reductions in damages associated with carbon dioxide, sulfur dioxide and nitrogen oxides. This value provided is in 2017 dollars and should be escalated by 2.1% annually to reflect inflation. The stream of air emissions benefits has already been discounted and should not be further discounted using the societal discount rate.
Note on X22: Ingrid Malmgren: p.283 MA TRM
Note on Z22: Ingrid Malmgren: p.283 MA TRM
Note on AA22: Ingrid Malmgren: p.283 MA TRM
Note on AC22: Ingrid Malmgren: p.283 MA TRM
Note on AJ22: Ingrid Malmgren: Not included in prescriptive programs
Note on AT22: Ingrid Malmgren: from Table 1-2
Note on AW22: Ingrid Malmgren: From Joe Loper at ITRON: A benefit of 0.22 cents per net lifetime kWh saved should be added to the present value benefits of all programs to reflect reductions in damages associated with carbon dioxide, sulfur dioxide and nitrogen oxides. This value provided is in 2017 dollars and should be escalated by 2.1% annually to reflect inflation. The stream of air emissions benefits has already been discounted and should not be further discounted using the societal discount rate.
Note on X23: Ingrid Malmgren: p.283 MA TRM
Note on Z23: Ingrid Malmgren: p.283 MA TRM
Note on AA23: Ingrid Malmgren: p.283 MA TRM
Note on AC23: Ingrid Malmgren: p.283 MA TRM
Note on AJ23: Ingrid Malmgren: Not included in prescriptive programs
Note on AT23: Ingrid Malmgren: from Table 1-2
Note on AW23: Ingrid Malmgren: From Joe Loper at ITRON: A benefit of 0.22 cents per net lifetime kWh saved should be added to the present value benefits of all programs to reflect reductions in damages associated with carbon dioxide, sulfur dioxide and nitrogen oxides. This value provided is in 2017 dollars and should be escalated by 2.1% annually to reflect inflation. The stream of air emissions benefits has already been discounted and should not be further discounted using the societal discount rate.
Note on X24: Ingrid Malmgren: p. 271
Note on Z24: Ingrid Malmgren: p. 271
Note on AC24: Ingrid Malmgren: p. 271
Note on AJ24: Ingrid Malmgren: Not included in prescriptive programs
Note on AW24: Ingrid Malmgren: From Joe Loper at ITRON: A benefit of 0.22 cents per net lifetime kWh saved should be added to the present value benefits of all programs to reflect reductions in damages associated with carbon dioxide, sulfur dioxide and nitrogen oxides. This value provided is in 2017 dollars and should be escalated by 2.1% annually to reflect inflation. The stream of air emissions benefits has already been discounted and should not be further discounted using the societal discount rate.
Note on X25: Ingrid Malmgren: p.236 MA TRM
Note on Z25: Ingrid Malmgren: p.236 MA TRM
Note on AC25: Ingrid Malmgren: p.236 MA TRM
Note on AJ25: Ingrid Malmgren: Not included in prescriptive programs
Note on AT25: Ingrid Malmgren: from table 1-2
Note on AW25: Ingrid Malmgren: From Joe Loper at ITRON: A benefit of 0.22 cents per net lifetime kWh saved should be added to the present value benefits of all programs to reflect reductions in damages associated with carbon dioxide, sulfur dioxide and nitrogen oxides. This value provided is in 2017 dollars and should be escalated by 2.1% annually to reflect inflation. The stream of air emissions benefits has already been discounted and should not be further discounted using the societal discount rate.
Note on X26: Ingrid Malmgren: p.236 MA TRM
Note on Z26: Ingrid Malmgren: p.236 MA TRM
Note on AC26: Ingrid Malmgren: p.236 MA TRM
Note on AJ26: Ingrid Malmgren: Not included in prescriptive programs
Note on AT26: Ingrid Malmgren: from table 1-2
Note on AW26: Ingrid Malmgren: From Joe Loper at ITRON: A benefit of 0.22 cents per net lifetime kWh saved should be added to the present value benefits of all programs to reflect reductions in damages associated with carbon dioxide, sulfur dioxide and nitrogen oxides. This value provided is in 2017 dollars and should be escalated by 2.1% annually to reflect inflation. The stream of air emissions benefits has already been discounted and should not be further discounted using the societal discount rate.
Note on X27: Ingrid Malmgren: p.21 MA TRM
Note on Z27: Ingrid Malmgren: p.21 MA TRM
Note on AC27: Ingrid Malmgren: backed out existing modeled water savings per E1 email 9.15.2017
Note on AJ27: Ingrid Malmgren: Not included in prescriptive programs
Note on AW27: Ingrid Malmgren: From Joe Loper at ITRON: A benefit of 0.22 cents per net lifetime kWh saved should be added to the present value benefits of all programs to reflect reductions in damages associated with carbon dioxide, sulfur dioxide and nitrogen oxides. This value provided is in 2017 dollars and should be escalated by 2.1% annually to reflect inflation. The stream of air emissions benefits has already been discounted and should not be further discounted using the societal discount rate.
Note on X28: Ingrid Malmgren: p.262
Note on Z28: Ingrid Malmgren: p.262
Note on AC28: Ingrid Malmgren: p.262
Note on AJ28: Ingrid Malmgren: Not included in prescriptive programs
Note on AQ28: Ingrid Malmgren: p.262
Note on AT28: Ingrid Malmgren: from Table 1-2
Note on AW28: Ingrid Malmgren: From Joe Loper at ITRON: A benefit of 0.22 cents per net lifetime kWh saved should be added to the present value benefits of all programs to reflect reductions in damages associated with carbon dioxide, sulfur dioxide and nitrogen oxides. This value provided is in 2017 dollars and should be escalated by 2.1% annually to reflect inflation. The stream of air emissions benefits has already been discounted and should not be further discounted using the societal discount rate.
Note on X29: Ingrid Malmgren: p.262
Note on Z29: Ingrid Malmgren: p.262
Note on AC29: Ingrid Malmgren: p.262
Note on AJ29: Ingrid Malmgren: Not included in prescriptive programs
Note on AQ29: Ingrid Malmgren: p.262
Note on AT29: Ingrid Malmgren: from Table 1-2
Note on AW29: Ingrid Malmgren: From Joe Loper at ITRON: A benefit of 0.22 cents per net lifetime kWh saved should be added to the present value benefits of all programs to reflect reductions in damages associated with carbon dioxide, sulfur dioxide and nitrogen oxides. This value provided is in 2017 dollars and should be escalated by 2.1% annually to reflect inflation. The stream of air emissions benefits has already been discounted and should not be further discounted using the societal discount rate.
Note on X30: Ingrid Malmgren: p.262
Note on Z30: Ingrid Malmgren: p.262
Note on AC30: Ingrid Malmgren: p.262
Note on AJ30: Ingrid Malmgren: Not included in prescriptive programs
Note on AQ30: Ingrid Malmgren: p.262
Note on AT30: Ingrid Malmgren: from Table 1-2
Note on AW30: Ingrid Malmgren: From Joe Loper at ITRON: A benefit of 0.22 cents per net lifetime kWh saved should be added to the present value benefits of all programs to reflect reductions in damages associated with carbon dioxide, sulfur dioxide and nitrogen oxides. This value provided is in 2017 dollars and should be escalated by 2.1% annually to reflect inflation. The stream of air emissions benefits has already been discounted and should not be further discounted using the societal discount rate.
Note on AC31: Ingrid Malmgren: Not offered in MA TRM
Note on AJ31: Ingrid Malmgren: Not included in prescriptive programs
Note on AT31: Ingrid Malmgren: from Table 1-2
Note on AW31: Ingrid Malmgren: From Joe Loper at ITRON: A benefit of 0.22 cents per net lifetime kWh saved should be added to the present value benefits of all programs to reflect reductions in damages associated with carbon dioxide, sulfur dioxide and nitrogen oxides. This value provided is in 2017 dollars and should be escalated by 2.1% annually to reflect inflation. The stream of air emissions benefits has already been discounted and should not be further discounted using the societal discount rate.
Note on AC32: Ingrid Malmgren: Not offered in MA TRM
Note on AJ32: Ingrid Malmgren: Not included in prescriptive programs
Note on AT32: Ingrid Malmgren: from Table 1-2
Note on AW32: Ingrid Malmgren: From Joe Loper at ITRON: A benefit of 0.22 cents per net lifetime kWh saved should be added to the present value benefits of all programs to reflect reductions in damages associated with carbon dioxide, sulfur dioxide and nitrogen oxides. This value provided is in 2017 dollars and should be escalated by 2.1% annually to reflect inflation. The stream of air emissions benefits has already been discounted and should not be further discounted using the societal discount rate.
Note on AC33: Ingrid Malmgren: Not offered in MA TRM
Note on AJ33: Ingrid Malmgren: Not included in prescriptive programs
Note on AT33: Ingrid Malmgren: from Table 1-2
Note on AW33: Ingrid Malmgren: From Joe Loper at ITRON: A benefit of 0.22 cents per net lifetime kWh saved should be added to the present value benefits of all programs to reflect reductions in damages associated with carbon dioxide, sulfur dioxide and nitrogen oxides. This value provided is in 2017 dollars and should be escalated by 2.1% annually to reflect inflation. The stream of air emissions benefits has already been discounted and should not be further discounted using the societal discount rate.
Note on X34: Ingrid Malmgren: p.252
Note on Z34: Ingrid Malmgren: p.252
Note on AC34: Ingrid Malmgren: p.252
Note on AJ34: Ingrid Malmgren: Not included in prescriptive programs
Note on AQ34: Ingrid Malmgren: p.252
Note on AT34: Ingrid Malmgren: from Table 1-2
Note on AW34: Ingrid Malmgren: From Joe Loper at ITRON: A benefit of 0.22 cents per net lifetime kWh saved should be added to the present value benefits of all programs to reflect reductions in damages associated with carbon dioxide, sulfur dioxide and nitrogen oxides. This value provided is in 2017 dollars and should be escalated by 2.1% annually to reflect inflation. The stream of air emissions benefits has already been discounted and should not be further discounted using the societal discount rate.
Note on X35: Ingrid Malmgren: Ingrid Malmgren: p.252
Note on Z35: Ingrid Malmgren: Ingrid Malmgren: p.252
Note on AC35: Ingrid Malmgren: Ingrid Malmgren: p.252
Note on AJ35: Ingrid Malmgren: Not included in prescriptive programs
Note on AQ35: Ingrid Malmgren: Ingrid Malmgren: p.252
Note on AT35: Ingrid Malmgren: from Table 1-2
Note on AW35: Ingrid Malmgren: From Joe Loper at ITRON: A benefit of 0.22 cents per net lifetime kWh saved should be added to the present value benefits of all programs to reflect reductions in damages associated with carbon dioxide, sulfur dioxide and nitrogen oxides. This value provided is in 2017 dollars and should be escalated by 2.1% annually to reflect inflation. The stream of air emissions benefits has already been discounted and should not be further discounted using the societal discount rate.
Note on X36: Ingrid Malmgren: Ingrid Malmgren: p.252
Note on Z36: Ingrid Malmgren: Ingrid Malmgren: p.252
Note on AC36: Ingrid Malmgren: Ingrid Malmgren: p.252
Note on AJ36: Ingrid Malmgren: Not included in prescriptive programs
Note on AQ36: Ingrid Malmgren: Ingrid Malmgren: p.252
Note on AT36: Ingrid Malmgren: from Table 1-2
Note on AW36: Ingrid Malmgren: From Joe Loper at ITRON: A benefit of 0.22 cents per net lifetime kWh saved should be added to the present value benefits of all programs to reflect reductions in damages associated with carbon dioxide, sulfur dioxide and nitrogen oxides. This value provided is in 2017 dollars and should be escalated by 2.1% annually to reflect inflation. The stream of air emissions benefits has already been discounted and should not be further discounted using the societal discount rate.
Note on X37: Ingrid Malmgren: p.266
Note on Z37: Ingrid Malmgren: p.266
Note on AC37: Ingrid Malmgren: p.266
Note on AJ37: Ingrid Malmgren: Not included in prescriptive programs
Note on AQ37: Ingrid Malmgren: p.266
Note on AT37: Ingrid Malmgren: from Table 1-2
Note on AW37: Ingrid Malmgren: From Joe Loper at ITRON: A benefit of 0.22 cents per net lifetime kWh saved should be added to the present value benefits of all programs to reflect reductions in damages associated with carbon dioxide, sulfur dioxide and nitrogen oxides. This value provided is in 2017 dollars and should be escalated by 2.1% annually to reflect inflation. The stream of air emissions benefits has already been discounted and should not be further discounted using the societal discount rate.
Note on X38: Ingrid Malmgren: p.266
Note on Z38: Ingrid Malmgren: p.266
Note on AC38: Ingrid Malmgren: p.266
Note on AJ38: Ingrid Malmgren: Not included in prescriptive programs
Note on AQ38: Ingrid Malmgren: p.266
Note on AT38: Ingrid Malmgren: from Table 1-2
Note on AW38: Ingrid Malmgren: From Joe Loper at ITRON: A benefit of 0.22 cents per net lifetime kWh saved should be added to the present value benefits of all programs to reflect reductions in damages associated with carbon dioxide, sulfur dioxide and nitrogen oxides. This value provided is in 2017 dollars and should be escalated by 2.1% annually to reflect inflation. The stream of air emissions benefits has already been discounted and should not be further discounted using the societal discount rate.
Note on X39: Ingrid Malmgren: p.266
Note on Z39: Ingrid Malmgren: p.266
Note on AC39: Ingrid Malmgren: p.266
Note on AJ39: Ingrid Malmgren: Not included in prescriptive programs
Note on AQ39: Ingrid Malmgren: p.266
Note on AT39: Ingrid Malmgren: from Table 1-2
Note on AW39: Ingrid Malmgren: From Joe Loper at ITRON: A benefit of 0.22 cents per net lifetime kWh saved should be added to the present value benefits of all programs to reflect reductions in damages associated with carbon dioxide, sulfur dioxide and nitrogen oxides. This value provided is in 2017 dollars and should be escalated by 2.1% annually to reflect inflation. The stream of air emissions benefits has already been discounted and should not be further discounted using the societal discount rate.
Note on X40: Ingrid Malmgren: p.264
Note on Z40: Ingrid Malmgren: p.264
Note on AC40: Ingrid Malmgren: p.264
Note on AJ40: Ingrid Malmgren: Not included in prescriptive programs
Note on AQ40: Ingrid Malmgren: p.264
Note on AT40: Ingrid Malmgren: from Table 1-2
Note on AW40: Ingrid Malmgren: From Joe Loper at ITRON: A benefit of 0.22 cents per net lifetime kWh saved should be added to the present value benefits of all programs to reflect reductions in damages associated with carbon dioxide, sulfur dioxide and nitrogen oxides. This value provided is in 2017 dollars and should be escalated by 2.1% annually to reflect inflation. The stream of air emissions benefits has already been discounted and should not be further discounted using the societal discount rate.
Note on X41: Ingrid Malmgren: p.264
Note on Z41: Ingrid Malmgren: p.264
Note on AC41: Ingrid Malmgren: p.264
Note on AJ41: Ingrid Malmgren: Not included in prescriptive programs
Note on AQ41: Ingrid Malmgren: p.264
Note on AT41: Ingrid Malmgren: from Table 1-2
Note on AW41: Ingrid Malmgren: From Joe Loper at ITRON: A benefit of 0.22 cents per net lifetime kWh saved should be added to the present value benefits of all programs to reflect reductions in damages associated with carbon dioxide, sulfur dioxide and nitrogen oxides. This value provided is in 2017 dollars and should be escalated by 2.1% annually to reflect inflation. The stream of air emissions benefits has already been discounted and should not be further discounted using the societal discount rate.
Note on X42: Ingrid Malmgren: p.264
Note on Z42: Ingrid Malmgren: p.264
Note on AC42: Ingrid Malmgren: p.264
Note on AJ42: Ingrid Malmgren: Not included in prescriptive programs
Note on AQ42: Ingrid Malmgren: p.264
Note on AT42: Ingrid Malmgren: from Table 1-2
Note on AW42: Ingrid Malmgren: From Joe Loper at ITRON: A benefit of 0.22 cents per net lifetime kWh saved should be added to the present value benefits of all programs to reflect reductions in damages associated with carbon dioxide, sulfur dioxide and nitrogen oxides. This value provided is in 2017 dollars and should be escalated by 2.1% annually to reflect inflation. The stream of air emissions benefits has already been discounted and should not be further discounted using the societal discount rate.
Note on X43: Ingrid Malmgren: p.264
Note on Z43: Ingrid Malmgren: p.264
Note on AC43: Ingrid Malmgren: p.264
Note on AJ43: Ingrid Malmgren: Not included in prescriptive programs
Note on AQ43: Ingrid Malmgren: p.264
Note on AT43: Ingrid Malmgren: from Table 1-2
Note on AW43: Ingrid Malmgren: From Joe Loper at ITRON: A benefit of 0.22 cents per net lifetime kWh saved should be added to the present value benefits of all programs to reflect reductions in damages associated with carbon dioxide, sulfur dioxide and nitrogen oxides. This value provided is in 2017 dollars and should be escalated by 2.1% annually to reflect inflation. The stream of air emissions benefits has already been discounted and should not be further discounted using the societal discount rate.
Note on X44: Ingrid Malmgren: p.264
Note on Z44: Ingrid Malmgren: p.264
Note on AC44: Ingrid Malmgren: p.264
Note on AJ44: Ingrid Malmgren: Not included in prescriptive programs
Note on AQ44: Ingrid Malmgren: p.264
Note on AT44: Ingrid Malmgren: from Table 1-2
Note on AW44: Ingrid Malmgren: From Joe Loper at ITRON: A benefit of 0.22 cents per net lifetime kWh saved should be added to the present value benefits of all programs to reflect reductions in damages associated with carbon dioxide, sulfur dioxide and nitrogen oxides. This value provided is in 2017 dollars and should be escalated by 2.1% annually to reflect inflation. The stream of air emissions benefits has already been discounted and should not be further discounted using the societal discount rate.
Note on X45: Ingrid Malmgren: p.264
Note on Z45: Ingrid Malmgren: p.264
Note on AC45: Ingrid Malmgren: p.264
Note on AJ45: Ingrid Malmgren: Not included in prescriptive programs
Note on AQ45: Ingrid Malmgren: p.264
Note on AT45: Ingrid Malmgren: from Table 1-2
Note on AW45: Ingrid Malmgren: From Joe Loper at ITRON: A benefit of 0.22 cents per net lifetime kWh saved should be added to the present value benefits of all programs to reflect reductions in damages associated with carbon dioxide, sulfur dioxide and nitrogen oxides. This value provided is in 2017 dollars and should be escalated by 2.1% annually to reflect inflation. The stream of air emissions benefits has already been discounted and should not be further discounted using the societal discount rate.
Note on X46: Ingrid Malmgren: p.269
Note on Z46: Ingrid Malmgren: p.269
Note on AC46: Ingrid Malmgren: p.269
Note on AJ46: Ingrid Malmgren: Not included in prescriptive programs
Note on AQ46: Ingrid Malmgren: p.269
Note on AT46: Ingrid Malmgren: from Table 1-2
Note on AW46: Ingrid Malmgren: From Joe Loper at ITRON: A benefit of 0.22 cents per net lifetime kWh saved should be added to the present value benefits of all programs to reflect reductions in damages associated with carbon dioxide, sulfur dioxide and nitrogen oxides. This value provided is in 2017 dollars and should be escalated by 2.1% annually to reflect inflation. The stream of air emissions benefits has already been discounted and should not be further discounted using the societal discount rate.
Note on X47: Ingrid Malmgren: p.269
Note on Z47: Ingrid Malmgren: p.269
Note on AC47: Ingrid Malmgren: p.269
Note on AJ47: Ingrid Malmgren: Not included in prescriptive programs
Note on AQ47: Ingrid Malmgren: p.269
Note on AT47: Ingrid Malmgren: from Table 1-2
Note on AW47: Ingrid Malmgren: From Joe Loper at ITRON: A benefit of 0.22 cents per net lifetime kWh saved should be added to the present value benefits of all programs to reflect reductions in damages associated with carbon dioxide, sulfur dioxide and nitrogen oxides. This value provided is in 2017 dollars and should be escalated by 2.1% annually to reflect inflation. The stream of air emissions benefits has already been discounted and should not be further discounted using the societal discount rate.
Note on X48: Ingrid Malmgren: p.269
Note on Z48: Ingrid Malmgren: p.269
Note on AC48: Ingrid Malmgren: p.269
Note on AJ48: Ingrid Malmgren: Not included in prescriptive programs
Note on AQ48: Ingrid Malmgren: p.269
Note on AT48: Ingrid Malmgren: from Table 1-2
Note on AW48: Ingrid Malmgren: From Joe Loper at ITRON: A benefit of 0.22 cents per net lifetime kWh saved should be added to the present value benefits of all programs to reflect reductions in damages associated with carbon dioxide, sulfur dioxide and nitrogen oxides. This value provided is in 2017 dollars and should be escalated by 2.1% annually to reflect inflation. The stream of air emissions benefits has already been discounted and should not be further discounted using the societal discount rate.
Note on AC49: Ingrid Malmgren: Not offered in MA TRM
Note on AJ49: Ingrid Malmgren: Not included in prescriptive programs
Note on AT49: Ingrid Malmgren: from Table 1-2
Note on AW49: Ingrid Malmgren: From Joe Loper at ITRON: A benefit of 0.22 cents per net lifetime kWh saved should be added to the present value benefits of all programs to reflect reductions in damages associated with carbon dioxide, sulfur dioxide and nitrogen oxides. This value provided is in 2017 dollars and should be escalated by 2.1% annually to reflect inflation. The stream of air emissions benefits has already been discounted and should not be further discounted using the societal discount rate.
Note on AC50: Ingrid Malmgren: Not offered in MA TRM
Note on AJ50: Ingrid Malmgren: Not included in prescriptive programs
Note on AT50: Ingrid Malmgren: from Table 1-2
Note on AW50: Ingrid Malmgren: From Joe Loper at ITRON: A benefit of 0.22 cents per net lifetime kWh saved should be added to the present value benefits of all programs to reflect reductions in damages associated with carbon dioxide, sulfur dioxide and nitrogen oxides. This value provided is in 2017 dollars and should be escalated by 2.1% annually to reflect inflation. The stream of air emissions benefits has already been discounted and should not be further discounted using the societal discount rate.
Note on AC51: Ingrid Malmgren: Not offered in MA TRM
Note on AJ51: Ingrid Malmgren: Not included in prescriptive programs
Note on AT51: Ingrid Malmgren: from Table 1-2
Note on AW51: Ingrid Malmgren: From Joe Loper at ITRON: A benefit of 0.22 cents per net lifetime kWh saved should be added to the present value benefits of all programs to reflect reductions in damages associated with carbon dioxide, sulfur dioxide and nitrogen oxides. This value provided is in 2017 dollars and should be escalated by 2.1% annually to reflect inflation. The stream of air emissions benefits has already been discounted and should not be further discounted using the societal discount rate.
Note on X52: Ingrid Malmgren: p.256
Note on Z52: Ingrid Malmgren: p.256
Note on AC52: Ingrid Malmgren: p.256
Note on AJ52: Ingrid Malmgren: Not included in prescriptive programs
Note on AQ52: Ingrid Malmgren: p.256
Note on AT52: Ingrid Malmgren: from Table 1-2
Note on AW52: Ingrid Malmgren: From Joe Loper at ITRON: A benefit of 0.22 cents per net lifetime kWh saved should be added to the present value benefits of all programs to reflect reductions in damages associated with carbon dioxide, sulfur dioxide and nitrogen oxides. This value provided is in 2017 dollars and should be escalated by 2.1% annually to reflect inflation. The stream of air emissions benefits has already been discounted and should not be further discounted using the societal discount rate.
Note on X53: Ingrid Malmgren: p.256
Note on Z53: Ingrid Malmgren: p.256
Note on AC53: Ingrid Malmgren: p.256
Note on AJ53: Ingrid Malmgren: Not included in prescriptive programs
Note on AQ53: Ingrid Malmgren: p.256
Note on AT53: Ingrid Malmgren: from Table 1-2
Note on AW53: Ingrid Malmgren: From Joe Loper at ITRON: A benefit of 0.22 cents per net lifetime kWh saved should be added to the present value benefits of all programs to reflect reductions in damages associated with carbon dioxide, sulfur dioxide and nitrogen oxides. This value provided is in 2017 dollars and should be escalated by 2.1% annually to reflect inflation. The stream of air emissions benefits has already been discounted and should not be further discounted using the societal discount rate.
Note on X54: Ingrid Malmgren: p.256
Note on Z54: Ingrid Malmgren: p.256
Note on AC54: Ingrid Malmgren: p.256
Note on AJ54: Ingrid Malmgren: Not included in prescriptive programs
Note on AQ54: Ingrid Malmgren: p.256
Note on AT54: Ingrid Malmgren: from Table 1-2
Note on AW54: Ingrid Malmgren: From Joe Loper at ITRON: A benefit of 0.22 cents per net lifetime kWh saved should be added to the present value benefits of all programs to reflect reductions in damages associated with carbon dioxide, sulfur dioxide and nitrogen oxides. This value provided is in 2017 dollars and should be escalated by 2.1% annually to reflect inflation. The stream of air emissions benefits has already been discounted and should not be further discounted using the societal discount rate.
Note on X55: Ingrid Malmgren: p.256
Note on Z55: Ingrid Malmgren: p.256
Note on AC55: Ingrid Malmgren: p.256
Note on AJ55: Ingrid Malmgren: Not included in prescriptive programs
Note on AQ55: Ingrid Malmgren: p.256
Note on AT55: Ingrid Malmgren: from Table 1-2
Note on AW55: Ingrid Malmgren: From Joe Loper at ITRON: A benefit of 0.22 cents per net lifetime kWh saved should be added to the present value benefits of all programs to reflect reductions in damages associated with carbon dioxide, sulfur dioxide and nitrogen oxides. This value provided is in 2017 dollars and should be escalated by 2.1% annually to reflect inflation. The stream of air emissions benefits has already been discounted and should not be further discounted using the societal discount rate.
Note on X56: Ingrid Malmgren: p.299
Note on Z56: Ingrid Malmgren: p.299
Note on AC56: Ingrid Malmgren: p.299
Note on AJ56: Ingrid Malmgren: Not included in prescriptive programs
Note on AQ56: Ingrid Malmgren: p.299
Note on AT56: Ingrid Malmgren: from table 1-2
Note on AU56: Ingrid Malmgren: from TetraTech 2012 Table 1-2
Note on AW56: Ingrid Malmgren: From Joe Loper at ITRON: A benefit of 0.22 cents per net lifetime kWh saved should be added to the present value benefits of all programs to reflect reductions in damages associated with carbon dioxide, sulfur dioxide and nitrogen oxides. This value provided is in 2017 dollars and should be escalated by 2.1% annually to reflect inflation. The stream of air emissions benefits has already been discounted and should not be further discounted using the societal discount rate.
Note on X57: Ingrid Malmgren: p.299
Note on Z57: Ingrid Malmgren: p.299
Note on AC57: Ingrid Malmgren: p.299
Note on AJ57: Ingrid Malmgren: Not included in prescriptive programs
Note on AQ57: Ingrid Malmgren: p.299
Note on AT57: Ingrid Malmgren: from table 1-2
Note on AU57: Ingrid Malmgren: from TetraTech 2012 Table 1-2
Note on AW57: Ingrid Malmgren: From Joe Loper at ITRON: A benefit of 0.22 cents per net lifetime kWh saved should be added to the present value benefits of all programs to reflect reductions in damages associated with carbon dioxide, sulfur dioxide and nitrogen oxides. This value provided is in 2017 dollars and should be escalated by 2.1% annually to reflect inflation. The stream of air emissions benefits has already been discounted and should not be further discounted using the societal discount rate.
Note on X58: Ingrid Malmgren: p.299
Note on Z58: Ingrid Malmgren: p.299
Note on AC58: Ingrid Malmgren: p.299
Note on AJ58: Ingrid Malmgren: Not included in prescriptive programs
Note on AQ58: Ingrid Malmgren: p.299
Note on AT58: Ingrid Malmgren: from table 1-2
Note on AU58: Ingrid Malmgren: from TetraTech 2012 Table 1-2
Note on AW58: Ingrid Malmgren: From Joe Loper at ITRON: A benefit of 0.22 cents per net lifetime kWh saved should be added to the present value benefits of all programs to reflect reductions in damages associated with carbon dioxide, sulfur dioxide and nitrogen oxides. This value provided is in 2017 dollars and should be escalated by 2.1% annually to reflect inflation. The stream of air emissions benefits has already been discounted and should not be further discounted using the societal discount rate.
Note on X59: Ingrid Malmgren: p.299
Note on Z59: Ingrid Malmgren: p.299
Note on AC59: Ingrid Malmgren: p.299
Note on AJ59: Ingrid Malmgren: Not included in prescriptive programs
Note on AQ59: Ingrid Malmgren: p.299
Note on AT59: Ingrid Malmgren: from table 1-2
Note on AU59: Ingrid Malmgren: from TetraTech 2012 Table 1-2
Note on AW59: Ingrid Malmgren: From Joe Loper at ITRON: A benefit of 0.22 cents per net lifetime kWh saved should be added to the present value benefits of all programs to reflect reductions in damages associated with carbon dioxide, sulfur dioxide and nitrogen oxides. This value provided is in 2017 dollars and should be escalated by 2.1% annually to reflect inflation. The stream of air emissions benefits has already been discounted and should not be further discounted using the societal discount rate.
Note on X60: Ingrid Malmgren: p.418-prescriptive includes admin costs, material handling, material movement, other costs, other labor costs, O&M product spoilage, rent revenue, sales revenue and waste disposal.
Note on AC60: Ingrid Malmgren: p.418-prescriptive includes admin costs, material handling, material movement, other costs, other labor costs, O&M product spoilage, rent revenue, sales revenue and waste disposal.
Note on AJ60: Ingrid Malmgren: Not included in prescriptive programs
Note on AQ60: Ingrid Malmgren: p.418-prescriptive includes admin costs, material handling, material movement, other costs, other labor costs, O&M product spoilage, rent revenue, sales revenue and waste disposal.
Note on AT60: Ingrid Malmgren: from Table 1-2
Note on AU60: Ingrid Malmgren: per net kWh saved from B-3 R.I. A compiled value representing a number of NEI categories in TetraTech 2012 study
Note on AW60: Ingrid Malmgren: From Joe Loper at ITRON: A benefit of 0.22 cents per net lifetime kWh saved should be added to the present value benefits of all programs to reflect reductions in damages associated with carbon dioxide, sulfur dioxide and nitrogen oxides. This value provided is in 2017 dollars and should be escalated by 2.1% annually to reflect inflation. The stream of air emissions benefits has already been discounted and should not be further discounted using the societal discount rate.
Note on AY60: Ingrid Malmgren: from ITRON engineering analysis
Note on X61: Ingrid Malmgren: p.418-prescriptive includes admin costs, material handling, material movement, other costs, other labor costs, O&M product spoilage, rent revenue, sales revenue and waste disposal.
Note on AC61: Ingrid Malmgren: p.418-prescriptive includes admin costs, material handling, material movement, other costs, other labor costs, O&M product spoilage, rent revenue, sales revenue and waste disposal.
Note on AJ61: Ingrid Malmgren: Not included in prescriptive programs
Note on AQ61: Ingrid Malmgren: p.418-prescriptive includes admin costs, material handling, material movement, other costs, other labor costs, O&M product spoilage, rent revenue, sales revenue and waste disposal.
Note on AT61: Ingrid Malmgren: from Table 1-2
Note on AU61: Ingrid Malmgren: per net kWh saved from B-3 R.I. A compiled value representing a number of NEI categories in TetraTech 2012 study
Note on AW61: Ingrid Malmgren: From Joe Loper at ITRON: A benefit of 0.22 cents per net lifetime kWh saved should be added to the present value benefits of all programs to reflect reductions in damages associated with carbon dioxide, sulfur dioxide and nitrogen oxides. This value provided is in 2017 dollars and should be escalated by 2.1% annually to reflect inflation. The stream of air emissions benefits has already been discounted and should not be further discounted using the societal discount rate.
Note on X62: Ingrid Malmgren: p.418-prescriptive includes admin costs, material handling, material movement, other costs, other labor costs, O&M product spoilage, rent revenue, sales revenue and waste disposal.
Note on AC62: Ingrid Malmgren: p.418-prescriptive includes admin costs, material handling, material movement, other costs, other labor costs, O&M product spoilage, rent revenue, sales revenue and waste disposal.
Note on AJ62: Ingrid Malmgren: Not included in prescriptive programs
Note on AQ62: Ingrid Malmgren: p.418-prescriptive includes admin costs, material handling, material movement, other costs, other labor costs, O&M product spoilage, rent revenue, sales revenue and waste disposal.
Note on AT62: Ingrid Malmgren: from Table 1-2
Note on AU62: Ingrid Malmgren: per net kWh saved from B-3 R.I. A compiled value representing a number of NEI categories in TetraTech 2012 study
Note on AW62: Ingrid Malmgren: From Joe Loper at ITRON: A benefit of 0.22 cents per net lifetime kWh saved should be added to the present value benefits of all programs to reflect reductions in damages associated with carbon dioxide, sulfur dioxide and nitrogen oxides. This value provided is in 2017 dollars and should be escalated by 2.1% annually to reflect inflation. The stream of air emissions benefits has already been discounted and should not be further discounted using the societal discount rate.
Note on X63: Ingrid Malmgren: p.418-prescriptive includes admin costs, material handling, material movement, other costs, other labor costs, O&M product spoilage, rent revenue, sales revenue and waste disposal.
Note on AC63: Ingrid Malmgren: p.418-prescriptive includes admin costs, material handling, material movement, other costs, other labor costs, O&M product spoilage, rent revenue, sales revenue and waste disposal.
Note on AJ63: Ingrid Malmgren: Not included in prescriptive programs
Note on AQ63: Ingrid Malmgren: p.418-prescriptive includes admin costs, material handling, material movement, other costs, other labor costs, O&M product spoilage, rent revenue, sales revenue and waste disposal.
Note on AT63: Ingrid Malmgren: from Table 1-2
Note on AU63: Ingrid Malmgren: per net kWh saved from B-3 R.I. A compiled value representing a number of NEI categories in TetraTech 2012 study
Note on AW63: Ingrid Malmgren: From Joe Loper at ITRON: A benefit of 0.22 cents per net lifetime kWh saved should be added to the present value benefits of all programs to reflect reductions in damages associated with carbon dioxide, sulfur dioxide and nitrogen oxides. This value provided is in 2017 dollars and should be escalated by 2.1% annually to reflect inflation. The stream of air emissions benefits has already been discounted and should not be further discounted using the societal discount rate.
Note on X64: Ingrid Malmgren: p.418-prescriptive includes admin costs, material handling, material movement, other costs, other labor costs, O&M product spoilage, rent revenue, sales revenue and waste disposal.
Note on AC64: Ingrid Malmgren: p.418-prescriptive includes admin costs, material handling, material movement, other costs, other labor costs, O&M product spoilage, rent revenue, sales revenue and waste disposal.
Note on AJ64: Ingrid Malmgren: Not included in prescriptive programs
Note on AQ64: Ingrid Malmgren: p.418-prescriptive includes admin costs, material handling, material movement, other costs, other labor costs, O&M product spoilage, rent revenue, sales revenue and waste disposal.
Note on AT64: Ingrid Malmgren: from Table 1-2
Note on AU64: Ingrid Malmgren: per net kWh saved from B-3 R.I. A compiled value representing a number of NEI categories in TetraTech 2012 study
Note on AW64: Ingrid Malmgren: From Joe Loper at ITRON: A benefit of 0.22 cents per net lifetime kWh saved should be added to the present value benefits of all programs to reflect reductions in damages associated with carbon dioxide, sulfur dioxide and nitrogen oxides. This value provided is in 2017 dollars and should be escalated by 2.1% annually to reflect inflation. The stream of air emissions benefits has already been discounted and should not be further discounted using the societal discount rate.
Note on X65: Ingrid Malmgren: p.418-prescriptive includes admin costs, material handling, material movement, other costs, other labor costs, O&M product spoilage, rent revenue, sales revenue and waste disposal.
Note on AC65: Ingrid Malmgren: p.418-prescriptive includes admin costs, material handling, material movement, other costs, other labor costs, O&M product spoilage, rent revenue, sales revenue and waste disposal.
Note on AJ65: Ingrid Malmgren: Not included in prescriptive programs
Note on AQ65: Ingrid Malmgren: p.418-prescriptive includes admin costs, material handling, material movement, other costs, other labor costs, O&M product spoilage, rent revenue, sales revenue and waste disposal.
Note on AT65: Ingrid Malmgren: from Table 1-2
Note on AU65: Ingrid Malmgren: per net kWh saved from B-3 R.I. A compiled value representing a number of NEI categories in TetraTech 2012 study
Note on AW65: Ingrid Malmgren: From Joe Loper at ITRON: A benefit of 0.22 cents per net lifetime kWh saved should be added to the present value benefits of all programs to reflect reductions in damages associated with carbon dioxide, sulfur dioxide and nitrogen oxides. This value provided is in 2017 dollars and should be escalated by 2.1% annually to reflect inflation. The stream of air emissions benefits has already been discounted and should not be further discounted using the societal discount rate.
Note on X66: Ingrid Malmgren: p.418-prescriptive includes admin costs, material handling, material movement, other costs, other labor costs, O&M product spoilage, rent revenue, sales revenue and waste disposal.
Note on AC66: Ingrid Malmgren: p.418-prescriptive includes admin costs, material handling, material movement, other costs, other labor costs, O&M product spoilage, rent revenue, sales revenue and waste disposal.
Note on AJ66: Ingrid Malmgren: Not included in prescriptive programs
Note on AQ66: Ingrid Malmgren: p.418-prescriptive includes admin costs, material handling, material movement, other costs, other labor costs, O&M product spoilage, rent revenue, sales revenue and waste disposal.
Note on AT66: Ingrid Malmgren: from Table 1-2
Note on AU66: Ingrid Malmgren: per net kWh saved from B-3 R.I. A compiled value representing a number of NEI categories in TetraTech 2012 study
Note on AW66: Ingrid Malmgren: From Joe Loper at ITRON: A benefit of 0.22 cents per net lifetime kWh saved should be added to the present value benefits of all programs to reflect reductions in damages associated with carbon dioxide, sulfur dioxide and nitrogen oxides. This value provided is in 2017 dollars and should be escalated by 2.1% annually to reflect inflation. The stream of air emissions benefits has already been discounted and should not be further discounted using the societal discount rate.
Note on X67: Ingrid Malmgren: p.418-prescriptive includes admin costs, material handling, material movement, other costs, other labor costs, O&M product spoilage, rent revenue, sales revenue and waste disposal.
Note on AC67: Ingrid Malmgren: p.418-prescriptive includes admin costs, material handling, material movement, other costs, other labor costs, O&M product spoilage, rent revenue, sales revenue and waste disposal.
Note on AJ67: Ingrid Malmgren: Not included in prescriptive programs
Note on AQ67: Ingrid Malmgren: p.418-prescriptive includes admin costs, material handling, material movement, other costs, other labor costs, O&M product spoilage, rent revenue, sales revenue and waste disposal.
Note on AT67: Ingrid Malmgren: from Table 1-2
Note on AU67: Ingrid Malmgren: per net kWh saved from B-3 R.I. A compiled value representing a number of NEI categories in TetraTech 2012 study
Note on AW67: Ingrid Malmgren: From Joe Loper at ITRON: A benefit of 0.22 cents per net lifetime kWh saved should be added to the present value benefits of all programs to reflect reductions in damages associated with carbon dioxide, sulfur dioxide and nitrogen oxides. This value provided is in 2017 dollars and should be escalated by 2.1% annually to reflect inflation. The stream of air emissions benefits has already been discounted and should not be further discounted using the societal discount rate.
Note on X68: Ingrid Malmgren: p.418-prescriptive includes admin costs, material handling, material movement, other costs, other labor costs, O&M product spoilage, rent revenue, sales revenue and waste disposal.
Note on AC68: Ingrid Malmgren: p.418-prescriptive includes admin costs, material handling, material movement, other costs, other labor costs, O&M product spoilage, rent revenue, sales revenue and waste disposal.
Note on AJ68: Ingrid Malmgren: Not included in prescriptive programs
Note on AQ68: Ingrid Malmgren: p.418-prescriptive includes admin costs, material handling, material movement, other costs, other labor costs, O&M product spoilage, rent revenue, sales revenue and waste disposal.
Note on AT68: Ingrid Malmgren: from Table 1-2
Note on AU68: Ingrid Malmgren: per net kWh saved from B-3 R.I. A compiled value representing a number of NEI categories in TetraTech 2012 study
Note on AW68: Ingrid Malmgren: From Joe Loper at ITRON: A benefit of 0.22 cents per net lifetime kWh saved should be added to the present value benefits of all programs to reflect reductions in damages associated with carbon dioxide, sulfur dioxide and nitrogen oxides. This value provided is in 2017 dollars and should be escalated by 2.1% annually to reflect inflation. The stream of air emissions benefits has already been discounted and should not be further discounted using the societal discount rate.
Note on X69: Ingrid Malmgren: p.418-prescriptive includes admin costs, material handling, material movement, other costs, other labor costs, O&M product spoilage, rent revenue, sales revenue and waste disposal.
Note on AC69: Ingrid Malmgren: p.418-prescriptive includes admin costs, material handling, material movement, other costs, other labor costs, O&M product spoilage, rent revenue, sales revenue and waste disposal.
Note on AJ69: Ingrid Malmgren: Not included in prescriptive programs
Note on AQ69: Ingrid Malmgren: p.418-prescriptive includes admin costs, material handling, material movement, other costs, other labor costs, O&M product spoilage, rent revenue, sales revenue and waste disposal.
Note on AT69: Ingrid Malmgren: from Table 1-2
Note on AU69: Ingrid Malmgren: per net kWh saved from B-3 R.I. A compiled value representing a number of NEI categories in TetraTech 2012 study
Note on AW69: Ingrid Malmgren: From Joe Loper at ITRON: A benefit of 0.22 cents per net lifetime kWh saved should be added to the present value benefits of all programs to reflect reductions in damages associated with carbon dioxide, sulfur dioxide and nitrogen oxides. This value provided is in 2017 dollars and should be escalated by 2.1% annually to reflect inflation. The stream of air emissions benefits has already been discounted and should not be further discounted using the societal discount rate.
Note on X70: Ingrid Malmgren: p.418-prescriptive includes admin costs, material handling, material movement, other costs, other labor costs, O&M product spoilage, rent revenue, sales revenue and waste disposal.
Note on AC70: Ingrid Malmgren: p.418-prescriptive includes admin costs, material handling, material movement, other costs, other labor costs, O&M product spoilage, rent revenue, sales revenue and waste disposal.
Note on AJ70: Ingrid Malmgren: Not included in prescriptive programs
Note on AQ70: Ingrid Malmgren: p.418-prescriptive includes admin costs, material handling, material movement, other costs, other labor costs, O&M product spoilage, rent revenue, sales revenue and waste disposal.
Note on AT70: Ingrid Malmgren: from Table 1-2
Note on AU70: Ingrid Malmgren: per net kWh saved from B-3 R.I. A compiled value representing a number of NEI categories in TetraTech 2012 study
Note on AW70: Ingrid Malmgren: From Joe Loper at ITRON: A benefit of 0.22 cents per net lifetime kWh saved should be added to the present value benefits of all programs to reflect reductions in damages associated with carbon dioxide, sulfur dioxide and nitrogen oxides. This value provided is in 2017 dollars and should be escalated by 2.1% annually to reflect inflation. The stream of air emissions benefits has already been discounted and should not be further discounted using the societal discount rate.
Note on B71: Ingrid Malmgren: Blue measures are most common and have highest number of participants
Note on X71: Ingrid Malmgren: p.418-prescriptive includes admin costs, material handling, material movement, other costs, other labor costs, O&M product spoilage, rent revenue, sales revenue and waste disposal.
Note on AC71: Ingrid Malmgren: p.418-prescriptive includes admin costs, material handling, material movement, other costs, other labor costs, O&M product spoilage, rent revenue, sales revenue and waste disposal.
Note on AJ71: Ingrid Malmgren: Not included in prescriptive programs
Note on AQ71: Ingrid Malmgren: p.418-prescriptive includes admin costs, material handling, material movement, other costs, other labor costs, O&M product spoilage, rent revenue, sales revenue and waste disposal.
Note on AT71: Ingrid Malmgren: from Table 1-2
Note on AU71: Ingrid Malmgren: per net kWh saved from B-3 R.I. A compiled value representing a number of NEI categories in TetraTech 2012 study
Note on AW71: Ingrid Malmgren: From Joe Loper at ITRON: A benefit of 0.22 cents per net lifetime kWh saved should be added to the present value benefits of all programs to reflect reductions in damages associated with carbon dioxide, sulfur dioxide and nitrogen oxides. This value provided is in 2017 dollars and should be escalated by 2.1% annually to reflect inflation. The stream of air emissions benefits has already been discounted and should not be further discounted using the societal discount rate.
Note on X72: Ingrid Malmgren: p.418-prescriptive includes admin costs, material handling, material movement, other costs, other labor costs, O&M product spoilage, rent revenue, sales revenue and waste disposal.
Note on AC72: Ingrid Malmgren: p.418-prescriptive includes admin costs, material handling, material movement, other costs, other labor costs, O&M product spoilage, rent revenue, sales revenue and waste disposal.
Note on AJ72: Ingrid Malmgren: Not included in prescriptive programs
Note on AQ72: Ingrid Malmgren: p.418-prescriptive includes admin costs, material handling, material movement, other costs, other labor costs, O&M product spoilage, rent revenue, sales revenue and waste disposal.
Note on AT72: Ingrid Malmgren: from Table 1-2
Note on AU72: Ingrid Malmgren: per net kWh saved from B-3 R.I. A compiled value representing a number of NEI categories in TetraTech 2012 study
Note on AW72: Ingrid Malmgren: From Joe Loper at ITRON: A benefit of 0.22 cents per net lifetime kWh saved should be added to the present value benefits of all programs to reflect reductions in damages associated with carbon dioxide, sulfur dioxide and nitrogen oxides. This value provided is in 2017 dollars and should be escalated by 2.1% annually to reflect inflation. The stream of air emissions benefits has already been discounted and should not be further discounted using the societal discount rate.
Note on X73: Ingrid Malmgren: p.418-prescriptive includes admin costs, material handling, material movement, other costs, other labor costs, O&M product spoilage, rent revenue, sales revenue and waste disposal.
Note on AC73: Ingrid Malmgren: p.418-prescriptive includes admin costs, material handling, material movement, other costs, other labor costs, O&M product spoilage, rent revenue, sales revenue and waste disposal.
Note on AJ73: Ingrid Malmgren: Not included in prescriptive programs
Note on AQ73: Ingrid Malmgren: p.418-prescriptive includes admin costs, material handling, material movement, other costs, other labor costs, O&M product spoilage, rent revenue, sales revenue and waste disposal.
Note on AT73: Ingrid Malmgren: from Table 1-2
Note on AU73: Ingrid Malmgren: per net kWh saved from B-3 R.I. A compiled value representing a number of NEI categories in TetraTech 2012 study
Note on AW73: Ingrid Malmgren: From Joe Loper at ITRON: A benefit of 0.22 cents per net lifetime kWh saved should be added to the present value benefits of all programs to reflect reductions in damages associated with carbon dioxide, sulfur dioxide and nitrogen oxides. This value provided is in 2017 dollars and should be escalated by 2.1% annually to reflect inflation. The stream of air emissions benefits has already been discounted and should not be further discounted using the societal discount rate.
Note on X74: Ingrid Malmgren: p.418-prescriptive includes admin costs, material handling, material movement, other costs, other labor costs, O&M product spoilage, rent revenue, sales revenue and waste disposal.
Note on AC74: Ingrid Malmgren: p.418-prescriptive includes admin costs, material handling, material movement, other costs, other labor costs, O&M product spoilage, rent revenue, sales revenue and waste disposal.
Note on AJ74: Ingrid Malmgren: Not included in prescriptive programs
Note on AQ74: Ingrid Malmgren: p.418-prescriptive includes admin costs, material handling, material movement, other costs, other labor costs, O&M product spoilage, rent revenue, sales revenue and waste disposal.
Note on AT74: Ingrid Malmgren: from Table 1-2
Note on AU74: Ingrid Malmgren: per net kWh saved from B-3 R.I. A compiled value representing a number of NEI categories in TetraTech 2012 study
Note on AW74: Ingrid Malmgren: From Joe Loper at ITRON: A benefit of 0.22 cents per net lifetime kWh saved should be added to the present value benefits of all programs to reflect reductions in damages associated with carbon dioxide, sulfur dioxide and nitrogen oxides. This value provided is in 2017 dollars and should be escalated by 2.1% annually to reflect inflation. The stream of air emissions benefits has already been discounted and should not be further discounted using the societal discount rate.
Note on X75: Ingrid Malmgren: p.418-prescriptive includes admin costs, material handling, material movement, other costs, other labor costs, O&M product spoilage, rent revenue, sales revenue and waste disposal.
Note on AC75: Ingrid Malmgren: p.418-prescriptive includes admin costs, material handling, material movement, other costs, other labor costs, O&M product spoilage, rent revenue, sales revenue and waste disposal.
Note on AJ75: Ingrid Malmgren: Not included in prescriptive programs
Note on AQ75: Ingrid Malmgren: p.418-prescriptive includes admin costs, material handling, material movement, other costs, other labor costs, O&M product spoilage, rent revenue, sales revenue and waste disposal.
Note on AT75: Ingrid Malmgren: from Table 1-2
Note on AU75: Ingrid Malmgren: per net kWh saved from B-3 R.I. A compiled value representing a number of NEI categories in TetraTech 2012 study
Note on AW75: Ingrid Malmgren: From Joe Loper at ITRON: A benefit of 0.22 cents per net lifetime kWh saved should be added to the present value benefits of all programs to reflect reductions in damages associated with carbon dioxide, sulfur dioxide and nitrogen oxides. This value provided is in 2017 dollars and should be escalated by 2.1% annually to reflect inflation. The stream of air emissions benefits has already been discounted and should not be further discounted using the societal discount rate.
Note on X76: Ingrid Malmgren: p.418-prescriptive includes admin costs, material handling, material movement, other costs, other labor costs, O&M product spoilage, rent revenue, sales revenue and waste disposal.
Note on AC76: Ingrid Malmgren: p.418-prescriptive includes admin costs, material handling, material movement, other costs, other labor costs, O&M product spoilage, rent revenue, sales revenue and waste disposal.
Note on AJ76: Ingrid Malmgren: Not included in prescriptive programs
Note on AQ76: Ingrid Malmgren: p.418-prescriptive includes admin costs, material handling, material movement, other costs, other labor costs, O&M product spoilage, rent revenue, sales revenue and waste disposal.
Note on AT76: Ingrid Malmgren: from Table 1-2
Note on AU76: Ingrid Malmgren: per net kWh saved from B-3 R.I. A compiled value representing a number of NEI categories in TetraTech 2012 study
Note on AW76: Ingrid Malmgren: From Joe Loper at ITRON: A benefit of 0.22 cents per net lifetime kWh saved should be added to the present value benefits of all programs to reflect reductions in damages associated with carbon dioxide, sulfur dioxide and nitrogen oxides. This value provided is in 2017 dollars and should be escalated by 2.1% annually to reflect inflation. The stream of air emissions benefits has already been discounted and should not be further discounted using the societal discount rate.
Note on AY76: Ingrid Malmgren: from spreadsheet from Joe Loper at ITRON 2017-2018 Medium Socket screw-in lamp LED (replacing halogen)
Note on X77: Ingrid Malmgren: p.418-prescriptive includes admin costs, material handling, material movement, other costs, other labor costs, O&M product spoilage, rent revenue, sales revenue and waste disposal.
Note on AC77: Ingrid Malmgren: p.418-prescriptive includes admin costs, material handling, material movement, other costs, other labor costs, O&M product spoilage, rent revenue, sales revenue and waste disposal.
Note on AJ77: Ingrid Malmgren: Not included in prescriptive programs
Note on AQ77: Ingrid Malmgren: p.418-prescriptive includes admin costs, material handling, material movement, other costs, other labor costs, O&M product spoilage, rent revenue, sales revenue and waste disposal.
Note on AT77: Ingrid Malmgren: from Table 1-2
Note on AU77: Ingrid Malmgren: per net kWh saved from B-3 R.I. A compiled value representing a number of NEI categories in TetraTech 2012 study
Note on AW77: Ingrid Malmgren: From Joe Loper at ITRON: A benefit of 0.22 cents per net lifetime kWh saved should be added to the present value benefits of all programs to reflect reductions in damages associated with carbon dioxide, sulfur dioxide and nitrogen oxides. This value provided is in 2017 dollars and should be escalated by 2.1% annually to reflect inflation. The stream of air emissions benefits has already been discounted and should not be further discounted using the societal discount rate.
Note on AY77: Ingrid Malmgren: from spreadsheet from Joe Loper at ITRON 2017-2018 Medium Socket screw-in lamp LED (replacing halogen)
Note on X78: Ingrid Malmgren: p.418-prescriptive includes admin costs, material handling, material movement, other costs, other labor costs, O&M product spoilage, rent revenue, sales revenue and waste disposal.
Note on AC78: Ingrid Malmgren: p.418-prescriptive includes admin costs, material handling, material movement, other costs, other labor costs, O&M product spoilage, rent revenue, sales revenue and waste disposal.
Note on AJ78: Ingrid Malmgren: Not included in prescriptive programs
Note on AQ78: Ingrid Malmgren: p.418-prescriptive includes admin costs, material handling, material movement, other costs, other labor costs, O&M product spoilage, rent revenue, sales revenue and waste disposal.
Note on AT78: Ingrid Malmgren: from Table 1-2
Note on AU78: Ingrid Malmgren: per net kWh saved from B-3 R.I. A compiled value representing a number of NEI categories in TetraTech 2012 study
Note on AW78: Ingrid Malmgren: From Joe Loper at ITRON: A benefit of 0.22 cents per net lifetime kWh saved should be added to the present value benefits of all programs to reflect reductions in damages associated with carbon dioxide, sulfur dioxide and nitrogen oxides. This value provided is in 2017 dollars and should be escalated by 2.1% annually to reflect inflation. The stream of air emissions benefits has already been discounted and should not be further discounted using the societal discount rate.
Note on AY78: Ingrid Malmgren: from spreadsheet from Joe Loper at ITRON 2017-2018 Medium Socket screw-in lamp LED (replacing halogen)
Note on X79: Ingrid Malmgren: p.418-prescriptive includes admin costs, material handling, material movement, other costs, other labor costs, O&M product spoilage, rent revenue, sales revenue and waste disposal.
Note on AC79: Ingrid Malmgren: p.418-prescriptive includes admin costs, material handling, material movement, other costs, other labor costs, O&M product spoilage, rent revenue, sales revenue and waste disposal.
Note on AJ79: Ingrid Malmgren: Not included in prescriptive programs
Note on AQ79: Ingrid Malmgren: p.418-prescriptive includes admin costs, material handling, material movement, other costs, other labor costs, O&M product spoilage, rent revenue, sales revenue and waste disposal.
Note on AT79: Ingrid Malmgren: from Table 1-2
Note on AU79: Ingrid Malmgren: per net kWh saved from B-3 R.I. A compiled value representing a number of NEI categories in TetraTech 2012 study
Note on AW79: Ingrid Malmgren: From Joe Loper at ITRON: A benefit of 0.22 cents per net lifetime kWh saved should be added to the present value benefits of all programs to reflect reductions in damages associated with carbon dioxide, sulfur dioxide and nitrogen oxides. This value provided is in 2017 dollars and should be escalated by 2.1% annually to reflect inflation. The stream of air emissions benefits has already been discounted and should not be further discounted using the societal discount rate.
Note on AY79: Ingrid Malmgren: from spreadsheet from Joe Loper at ITRON 2017-2018 Medium Socket screw-in lamp LED (replacing halogen)
Note on X80: Ingrid Malmgren: p.418-prescriptive includes admin costs, material handling, material movement, other costs, other labor costs, O&M product spoilage, rent revenue, sales revenue and waste disposal.
Note on AC80: Ingrid Malmgren: p.418-prescriptive includes admin costs, material handling, material movement, other costs, other labor costs, O&M product spoilage, rent revenue, sales revenue and waste disposal.
Note on AJ80: Ingrid Malmgren: Not included in prescriptive programs
Note on AQ80: Ingrid Malmgren: p.418-prescriptive includes admin costs, material handling, material movement, other costs, other labor costs, O&M product spoilage, rent revenue, sales revenue and waste disposal.
Note on AT80: Ingrid Malmgren: from Table 1-2
Note on AU80: Ingrid Malmgren: per net kWh saved from B-3 R.I. A compiled value representing a number of NEI categories in TetraTech 2012 study
Note on AW80: Ingrid Malmgren: From Joe Loper at ITRON: A benefit of 0.22 cents per net lifetime kWh saved should be added to the present value benefits of all programs to reflect reductions in damages associated with carbon dioxide, sulfur dioxide and nitrogen oxides. This value provided is in 2017 dollars and should be escalated by 2.1% annually to reflect inflation. The stream of air emissions benefits has already been discounted and should not be further discounted using the societal discount rate.
Note on AY80: Ingrid Malmgren: from spreadsheet from Joe Loper at ITRON 2017-2018 Medium Socket screw-in lamp LED (replacing halogen)
Note on X81: Ingrid Malmgren: p.418-prescriptive includes admin costs, material handling, material movement, other costs, other labor costs, O&M product spoilage, rent revenue, sales revenue and waste disposal.
Note on AC81: Ingrid Malmgren: p.418-prescriptive includes admin costs, material handling, material movement, other costs, other labor costs, O&M product spoilage, rent revenue, sales revenue and waste disposal.
Note on AJ81: Ingrid Malmgren: Not included in prescriptive programs
Note on AQ81: Ingrid Malmgren: p.418-prescriptive includes admin costs, material handling, material movement, other costs, other labor costs, O&M product spoilage, rent revenue, sales revenue and waste disposal.
Note on AT81: Ingrid Malmgren: from Table 1-2
Note on AU81: Ingrid Malmgren: per net kWh saved from B-3 R.I. A compiled value representing a number of NEI categories in TetraTech 2012 study
Note on AW81: Ingrid Malmgren: From Joe Loper at ITRON: A benefit of 0.22 cents per net lifetime kWh saved should be added to the present value benefits of all programs to reflect reductions in damages associated with carbon dioxide, sulfur dioxide and nitrogen oxides. This value provided is in 2017 dollars and should be escalated by 2.1% annually to reflect inflation. The stream of air emissions benefits has already been discounted and should not be further discounted using the societal discount rate.
Note on X82: Ingrid Malmgren: p.418-prescriptive includes admin costs, material handling, material movement, other costs, other labor costs, O&M product spoilage, rent revenue, sales revenue and waste disposal.
Note on AC82: Ingrid Malmgren: p.418-prescriptive includes admin costs, material handling, material movement, other costs, other labor costs, O&M product spoilage, rent revenue, sales revenue and waste disposal.
Note on AJ82: Ingrid Malmgren: Not included in prescriptive programs
Note on AQ82: Ingrid Malmgren: p.418-prescriptive includes admin costs, material handling, material movement, other costs, other labor costs, O&M product spoilage, rent revenue, sales revenue and waste disposal.
Note on AT82: Ingrid Malmgren: from Table 1-2
Note on AU82: Ingrid Malmgren: per net kWh saved from B-3 R.I. A compiled value representing a number of NEI categories in TetraTech 2012 study
Note on AW82: Ingrid Malmgren: From Joe Loper at ITRON: A benefit of 0.22 cents per net lifetime kWh saved should be added to the present value benefits of all programs to reflect reductions in damages associated with carbon dioxide, sulfur dioxide and nitrogen oxides. This value provided is in 2017 dollars and should be escalated by 2.1% annually to reflect inflation. The stream of air emissions benefits has already been discounted and should not be further discounted using the societal discount rate.
Note on X83: Ingrid Malmgren: p.418-prescriptive includes admin costs, material handling, material movement, other costs, other labor costs, O&M product spoilage, rent revenue, sales revenue and waste disposal.
Note on AC83: Ingrid Malmgren: p.418-prescriptive includes admin costs, material handling, material movement, other costs, other labor costs, O&M product spoilage, rent revenue, sales revenue and waste disposal.
Note on AJ83: Ingrid Malmgren: Not included in prescriptive programs
Note on AQ83: Ingrid Malmgren: p.418-prescriptive includes admin costs, material handling, material movement, other costs, other labor costs, O&M product spoilage, rent revenue, sales revenue and waste disposal.
Note on AT83: Ingrid Malmgren: from Table 1-2
Note on AU83: Ingrid Malmgren: per net kWh saved from B-3 R.I. A compiled value representing a number of NEI categories in TetraTech 2012 study
Note on AW83: Ingrid Malmgren: From Joe Loper at ITRON: A benefit of 0.22 cents per net lifetime kWh saved should be added to the present value benefits of all programs to reflect reductions in damages associated with carbon dioxide, sulfur dioxide and nitrogen oxides. This value provided is in 2017 dollars and should be escalated by 2.1% annually to reflect inflation. The stream of air emissions benefits has already been discounted and should not be further discounted using the societal discount rate.
Note on X84: Ingrid Malmgren: p.418-prescriptive includes admin costs, material handling, material movement, other costs, other labor costs, O&M product spoilage, rent revenue, sales revenue and waste disposal.
Note on AC84: Ingrid Malmgren: p.418-prescriptive includes admin costs, material handling, material movement, other costs, other labor costs, O&M product spoilage, rent revenue, sales revenue and waste disposal.
Note on AJ84: Ingrid Malmgren: Not included in prescriptive programs
Note on AQ84: Ingrid Malmgren: p.418-prescriptive includes admin costs, material handling, material movement, other costs, other labor costs, O&M product spoilage, rent revenue, sales revenue and waste disposal.
Note on AT84: Ingrid Malmgren: from Table 1-2
Note on AU84: Ingrid Malmgren: per net kWh saved from B-3 R.I. A compiled value representing a number of NEI categories in TetraTech 2012 study
Note on AW84: Ingrid Malmgren: From Joe Loper at ITRON: A benefit of 0.22 cents per net lifetime kWh saved should be added to the present value benefits of all programs to reflect reductions in damages associated with carbon dioxide, sulfur dioxide and nitrogen oxides. This value provided is in 2017 dollars and should be escalated by 2.1% annually to reflect inflation. The stream of air emissions benefits has already been discounted and should not be further discounted using the societal discount rate.
Note on AY84: Ingrid Malmgren: rom spreadsheet from Joe Loper at ITRON 2017-2019 High Bay (replacing metal Halide)
Note on X85: Ingrid Malmgren: p.418-prescriptive includes admin costs, material handling, material movement, other costs, other labor costs, O&M product spoilage, rent revenue, sales revenue and waste disposal.
Note on AC85: Ingrid Malmgren: p.418-prescriptive includes admin costs, material handling, material movement, other costs, other labor costs, O&M product spoilage, rent revenue, sales revenue and waste disposal.
Note on AJ85: Ingrid Malmgren: Not included in prescriptive programs
Note on AQ85: Ingrid Malmgren: p.418-prescriptive includes admin costs, material handling, material movement, other costs, other labor costs, O&M product spoilage, rent revenue, sales revenue and waste disposal.
Note on AT85: Ingrid Malmgren: from Table 1-2
Note on AU85: Ingrid Malmgren: per net kWh saved from B-3 R.I. A compiled value representing a number of NEI categories in TetraTech 2012 study
Note on AW85: Ingrid Malmgren: From Joe Loper at ITRON: A benefit of 0.22 cents per net lifetime kWh saved should be added to the present value benefits of all programs to reflect reductions in damages associated with carbon dioxide, sulfur dioxide and nitrogen oxides. This value provided is in 2017 dollars and should be escalated by 2.1% annually to reflect inflation. The stream of air emissions benefits has already been discounted and should not be further discounted using the societal discount rate.
Note on AY85: Ingrid Malmgren: rom spreadsheet from Joe Loper at ITRON 2017-2019 High Bay (replacing metal Halide)
Note on X86: Ingrid Malmgren: p.418-prescriptive includes admin costs, material handling, material movement, other costs, other labor costs, O&M product spoilage, rent revenue, sales revenue and waste disposal.
Note on AC86: Ingrid Malmgren: p.418-prescriptive includes admin costs, material handling, material movement, other costs, other labor costs, O&M product spoilage, rent revenue, sales revenue and waste disposal.
Note on AJ86: Ingrid Malmgren: Not included in prescriptive programs
Note on AQ86: Ingrid Malmgren: p.418-prescriptive includes admin costs, material handling, material movement, other costs, other labor costs, O&M product spoilage, rent revenue, sales revenue and waste disposal.
Note on AT86: Ingrid Malmgren: from Table 1-2
Note on AU86: Ingrid Malmgren: per net kWh saved from B-3 R.I. A compiled value representing a number of NEI categories in TetraTech 2012 study
Note on AW86: Ingrid Malmgren: From Joe Loper at ITRON: A benefit of 0.22 cents per net lifetime kWh saved should be added to the present value benefits of all programs to reflect reductions in damages associated with carbon dioxide, sulfur dioxide and nitrogen oxides. This value provided is in 2017 dollars and should be escalated by 2.1% annually to reflect inflation. The stream of air emissions benefits has already been discounted and should not be further discounted using the societal discount rate.
Note on AY86: Ingrid Malmgren: rom spreadsheet from Joe Loper at ITRON 2017-2019 High Bay (replacing metal Halide)
Note on X87: Ingrid Malmgren: p.418-prescriptive includes admin costs, material handling, material movement, other costs, other labor costs, O&M product spoilage, rent revenue, sales revenue and waste disposal.
Note on AC87: Ingrid Malmgren: p.418-prescriptive includes admin costs, material handling, material movement, other costs, other labor costs, O&M product spoilage, rent revenue, sales revenue and waste disposal.
Note on AJ87: Ingrid Malmgren: Not included in prescriptive programs
Note on AQ87: Ingrid Malmgren: p.418-prescriptive includes admin costs, material handling, material movement, other costs, other labor costs, O&M product spoilage, rent revenue, sales revenue and waste disposal.
Note on AT87: Ingrid Malmgren: from Table 1-2
Note on AU87: Ingrid Malmgren: per net kWh saved from B-3 R.I. A compiled value representing a number of NEI categories in TetraTech 2012 study
Note on AW87: Ingrid Malmgren: From Joe Loper at ITRON: A benefit of 0.22 cents per net lifetime kWh saved should be added to the present value benefits of all programs to reflect reductions in damages associated with carbon dioxide, sulfur dioxide and nitrogen oxides. This value provided is in 2017 dollars and should be escalated by 2.1% annually to reflect inflation. The stream of air emissions benefits has already been discounted and should not be further discounted using the societal discount rate.
Note on AY87: Ingrid Malmgren: rom spreadsheet from Joe Loper at ITRON 2017-2019 High Bay (replacing metal Halide)
Note on X88: Ingrid Malmgren: p.418-prescriptive includes admin costs, material handling, material movement, other costs, other labor costs, O&M product spoilage, rent revenue, sales revenue and waste disposal.
Note on AC88: Ingrid Malmgren: p.418-prescriptive includes admin costs, material handling, material movement, other costs, other labor costs, O&M product spoilage, rent revenue, sales revenue and waste disposal.
Note on AJ88: Ingrid Malmgren: Not included in prescriptive programs
Note on AQ88: Ingrid Malmgren: p.418-prescriptive includes admin costs, material handling, material movement, other costs, other labor costs, O&M product spoilage, rent revenue, sales revenue and waste disposal.
Note on AT88: Ingrid Malmgren: from Table 1-2
Note on AU88: Ingrid Malmgren: per net kWh saved from B-3 R.I. A compiled value representing a number of NEI categories in TetraTech 2012 study
Note on AW88: Ingrid Malmgren: From Joe Loper at ITRON: A benefit of 0.22 cents per net lifetime kWh saved should be added to the present value benefits of all programs to reflect reductions in damages associated with carbon dioxide, sulfur dioxide and nitrogen oxides. This value provided is in 2017 dollars and should be escalated by 2.1% annually to reflect inflation. The stream of air emissions benefits has already been discounted and should not be further discounted using the societal discount rate.
Note on AY88: Ingrid Malmgren: from spreadsheet from Joe Loper at ITRON 2017-2019 High Bay (replacing metal Halide)
Note on X89: Ingrid Malmgren: p.418-prescriptive includes admin costs, material handling, material movement, other costs, other labor costs, O&M product spoilage, rent revenue, sales revenue and waste disposal.
Note on AC89: Ingrid Malmgren: p.418-prescriptive includes admin costs, material handling, material movement, other costs, other labor costs, O&M product spoilage, rent revenue, sales revenue and waste disposal.
Note on AJ89: Ingrid Malmgren: Not included in prescriptive programs
Note on AQ89: Ingrid Malmgren: p.418-prescriptive includes admin costs, material handling, material movement, other costs, other labor costs, O&M product spoilage, rent revenue, sales revenue and waste disposal.
Note on AT89: Ingrid Malmgren: from Table 1-2
Note on AU89: Ingrid Malmgren: per net kWh saved from B-3 R.I. A compiled value representing a number of NEI categories in TetraTech 2012 study
Note on AW89: Ingrid Malmgren: From Joe Loper at ITRON: A benefit of 0.22 cents per net lifetime kWh saved should be added to the present value benefits of all programs to reflect reductions in damages associated with carbon dioxide, sulfur dioxide and nitrogen oxides. This value provided is in 2017 dollars and should be escalated by 2.1% annually to reflect inflation. The stream of air emissions benefits has already been discounted and should not be further discounted using the societal discount rate.
Note on X90: Ingrid Malmgren: p.418-prescriptive includes admin costs, material handling, material movement, other costs, other labor costs, O&M product spoilage, rent revenue, sales revenue and waste disposal.
Note on AC90: Ingrid Malmgren: p.418-prescriptive includes admin costs, material handling, material movement, other costs, other labor costs, O&M product spoilage, rent revenue, sales revenue and waste disposal.
Note on AJ90: Ingrid Malmgren: Not included in prescriptive programs
Note on AQ90: Ingrid Malmgren: p.418-prescriptive includes admin costs, material handling, material movement, other costs, other labor costs, O&M product spoilage, rent revenue, sales revenue and waste disposal.
Note on AT90: Ingrid Malmgren: from Table 1-2
Note on AU90: Ingrid Malmgren: per net kWh saved from B-3 R.I. A compiled value representing a number of NEI categories in TetraTech 2012 study
Note on AW90: Ingrid Malmgren: From Joe Loper at ITRON: A benefit of 0.22 cents per net lifetime kWh saved should be added to the present value benefits of all programs to reflect reductions in damages associated with carbon dioxide, sulfur dioxide and nitrogen oxides. This value provided is in 2017 dollars and should be escalated by 2.1% annually to reflect inflation. The stream of air emissions benefits has already been discounted and should not be further discounted using the societal discount rate.
Note on X91: Ingrid Malmgren: p.418-prescriptive includes admin costs, material handling, material movement, other costs, other labor costs, O&M product spoilage, rent revenue, sales revenue and waste disposal.
Note on AC91: Ingrid Malmgren: p.418-prescriptive includes admin costs, material handling, material movement, other costs, other labor costs, O&M product spoilage, rent revenue, sales revenue and waste disposal.
Note on AJ91: Ingrid Malmgren: Not included in prescriptive programs
Note on AQ91: Ingrid Malmgren: p.418-prescriptive includes admin costs, material handling, material movement, other costs, other labor costs, O&M product spoilage, rent revenue, sales revenue and waste disposal.
Note on AT91: Ingrid Malmgren: from Table 1-2
Note on AU91: Ingrid Malmgren: per net kWh saved from B-3 R.I. A compiled value representing a number of NEI categories in TetraTech 2012 study
Note on AW91: Ingrid Malmgren: From Joe Loper at ITRON: A benefit of 0.22 cents per net lifetime kWh saved should be added to the present value benefits of all programs to reflect reductions in damages associated with carbon dioxide, sulfur dioxide and nitrogen oxides. This value provided is in 2017 dollars and should be escalated by 2.1% annually to reflect inflation. The stream of air emissions benefits has already been discounted and should not be further discounted using the societal discount rate.
Note on X92: Ingrid Malmgren: p.418-prescriptive includes admin costs, material handling, material movement, other costs, other labor costs, O&M product spoilage, rent revenue, sales revenue and waste disposal.
Note on AC92: Ingrid Malmgren: p.418-prescriptive includes admin costs, material handling, material movement, other costs, other labor costs, O&M product spoilage, rent revenue, sales revenue and waste disposal.
Note on AJ92: Ingrid Malmgren: Not included in prescriptive programs
Note on AQ92: Ingrid Malmgren: p.418-prescriptive includes admin costs, material handling, material movement, other costs, other labor costs, O&M product spoilage, rent revenue, sales revenue and waste disposal.
Note on AT92: Ingrid Malmgren: from Table 1-2
Note on AU92: Ingrid Malmgren: per net kWh saved from B-3 R.I. A compiled value representing a number of NEI categories in TetraTech 2012 study
Note on AW92: Ingrid Malmgren: From Joe Loper at ITRON: A benefit of 0.22 cents per net lifetime kWh saved should be added to the present value benefits of all programs to reflect reductions in damages associated with carbon dioxide, sulfur dioxide and nitrogen oxides. This value provided is in 2017 dollars and should be escalated by 2.1% annually to reflect inflation. The stream of air emissions benefits has already been discounted and should not be further discounted using the societal discount rate.
Note on X93: Ingrid Malmgren: p.418-prescriptive includes admin costs, material handling, material movement, other costs, other labor costs, O&M product spoilage, rent revenue, sales revenue and waste disposal.
Note on AC93: Ingrid Malmgren: p.418-prescriptive includes admin costs, material handling, material movement, other costs, other labor costs, O&M product spoilage, rent revenue, sales revenue and waste disposal.
Note on AJ93: Ingrid Malmgren: Not included in prescriptive programs
Note on AQ93: Ingrid Malmgren: p.418-prescriptive includes admin costs, material handling, material movement, other costs, other labor costs, O&M product spoilage, rent revenue, sales revenue and waste disposal.
Note on AT93: Ingrid Malmgren: from Table 1-2
Note on AU93: Ingrid Malmgren: per net kWh saved from B-3 R.I. A compiled value representing a number of NEI categories in TetraTech 2012 study
Note on AW93: Ingrid Malmgren: From Joe Loper at ITRON: A benefit of 0.22 cents per net lifetime kWh saved should be added to the present value benefits of all programs to reflect reductions in damages associated with carbon dioxide, sulfur dioxide and nitrogen oxides. This value provided is in 2017 dollars and should be escalated by 2.1% annually to reflect inflation. The stream of air emissions benefits has already been discounted and should not be further discounted using the societal discount rate.
Note on AY93: Ingrid Malmgren: from spreadsheet from Joe Loper at ITRON 2017-2019 linear LED (replacing T8)
Note on X94: Ingrid Malmgren: p.418-prescriptive includes admin costs, material handling, material movement, other costs, other labor costs, O&M product spoilage, rent revenue, sales revenue and waste disposal.
Note on AC94: Ingrid Malmgren: p.418-prescriptive includes admin costs, material handling, material movement, other costs, other labor costs, O&M product spoilage, rent revenue, sales revenue and waste disposal.
Note on AJ94: Ingrid Malmgren: Not included in prescriptive programs
Note on AQ94: Ingrid Malmgren: p.418-prescriptive includes admin costs, material handling, material movement, other costs, other labor costs, O&M product spoilage, rent revenue, sales revenue and waste disposal.
Note on AT94: Ingrid Malmgren: from Table 1-2
Note on AU94: Ingrid Malmgren: per net kWh saved from B-3 R.I. A compiled value representing a number of NEI categories in TetraTech 2012 study
Note on AW94: Ingrid Malmgren: From Joe Loper at ITRON: A benefit of 0.22 cents per net lifetime kWh saved should be added to the present value benefits of all programs to reflect reductions in damages associated with carbon dioxide, sulfur dioxide and nitrogen oxides. This value provided is in 2017 dollars and should be escalated by 2.1% annually to reflect inflation. The stream of air emissions benefits has already been discounted and should not be further discounted using the societal discount rate.
Note on AY94: Ingrid Malmgren: from spreadsheet from Joe Loper at ITRON 2017-2019 linear LED (replacing T8)
Note on X95: Ingrid Malmgren: p.418-prescriptive includes admin costs, material handling, material movement, other costs, other labor costs, O&M product spoilage, rent revenue, sales revenue and waste disposal.
Note on AC95: Ingrid Malmgren: p.418-prescriptive includes admin costs, material handling, material movement, other costs, other labor costs, O&M product spoilage, rent revenue, sales revenue and waste disposal.
Note on AJ95: Ingrid Malmgren: Not included in prescriptive programs
Note on AQ95: Ingrid Malmgren: p.418-prescriptive includes admin costs, material handling, material movement, other costs, other labor costs, O&M product spoilage, rent revenue, sales revenue and waste disposal.
Note on AT95: Ingrid Malmgren: from Table 1-2
Note on AU95: Ingrid Malmgren: per net kWh saved from B-3 R.I. A compiled value representing a number of NEI categories in TetraTech 2012 study
Note on AW95: Ingrid Malmgren: From Joe Loper at ITRON: A benefit of 0.22 cents per net lifetime kWh saved should be added to the present value benefits of all programs to reflect reductions in damages associated with carbon dioxide, sulfur dioxide and nitrogen oxides. This value provided is in 2017 dollars and should be escalated by 2.1% annually to reflect inflation. The stream of air emissions benefits has already been discounted and should not be further discounted using the societal discount rate.
Note on AY95: Ingrid Malmgren: from spreadsheet from Joe Loper at ITRON 2017-2019 linear LED (replacing T8)
Note on X96: Ingrid Malmgren: p.418-prescriptive includes admin costs, material handling, material movement, other costs, other labor costs, O&M product spoilage, rent revenue, sales revenue and waste disposal.
Note on AC96: Ingrid Malmgren: p.418-prescriptive includes admin costs, material handling, material movement, other costs, other labor costs, O&M product spoilage, rent revenue, sales revenue and waste disposal.
Note on AJ96: Ingrid Malmgren: Not included in prescriptive programs
Note on AQ96: Ingrid Malmgren: p.418-prescriptive includes admin costs, material handling, material movement, other costs, other labor costs, O&M product spoilage, rent revenue, sales revenue and waste disposal.
Note on AT96: Ingrid Malmgren: from Table 1-2
Note on AU96: Ingrid Malmgren: per net kWh saved from B-3 R.I. A compiled value representing a number of NEI categories in TetraTech 2012 study
Note on AW96: Ingrid Malmgren: From Joe Loper at ITRON: A benefit of 0.22 cents per net lifetime kWh saved should be added to the present value benefits of all programs to reflect reductions in damages associated with carbon dioxide, sulfur dioxide and nitrogen oxides. This value provided is in 2017 dollars and should be escalated by 2.1% annually to reflect inflation. The stream of air emissions benefits has already been discounted and should not be further discounted using the societal discount rate.
Note on AY96: Ingrid Malmgren: from spreadsheet from Joe Loper at ITRON 2017-2019 linear LED (replacing T8)
Note on X97: Ingrid Malmgren: p.418-prescriptive includes admin costs, material handling, material movement, other costs, other labor costs, O&M product spoilage, rent revenue, sales revenue and waste disposal.
Note on AC97: Ingrid Malmgren: p.418-prescriptive includes admin costs, material handling, material movement, other costs, other labor costs, O&M product spoilage, rent revenue, sales revenue and waste disposal.
Note on AJ97: Ingrid Malmgren: Not included in prescriptive programs
Note on AQ97: Ingrid Malmgren: p.418-prescriptive includes admin costs, material handling, material movement, other costs, other labor costs, O&M product spoilage, rent revenue, sales revenue and waste disposal.
Note on AT97: Ingrid Malmgren: from Table 1-2
Note on AU97: Ingrid Malmgren: per net kWh saved from B-3 R.I. A compiled value representing a number of NEI categories in TetraTech 2012 study
Note on AW97: Ingrid Malmgren: From Joe Loper at ITRON: A benefit of 0.22 cents per net lifetime kWh saved should be added to the present value benefits of all programs to reflect reductions in damages associated with carbon dioxide, sulfur dioxide and nitrogen oxides. This value provided is in 2017 dollars and should be escalated by 2.1% annually to reflect inflation. The stream of air emissions benefits has already been discounted and should not be further discounted using the societal discount rate.
Note on AY97: Ingrid Malmgren: from spreadsheet from Joe Loper at ITRON 2017-2019 linear LED (replacing T8)
Note on X98: Ingrid Malmgren: p.418-prescriptive includes admin costs, material handling, material movement, other costs, other labor costs, O&M product spoilage, rent revenue, sales revenue and waste disposal.
Note on AC98: Ingrid Malmgren: p.418-prescriptive includes admin costs, material handling, material movement, other costs, other labor costs, O&M product spoilage, rent revenue, sales revenue and waste disposal.
Note on AJ98: Ingrid Malmgren: Not included in prescriptive programs
Note on AQ98: Ingrid Malmgren: p.418-prescriptive includes admin costs, material handling, material movement, other costs, other labor costs, O&M product spoilage, rent revenue, sales revenue and waste disposal.
Note on AT98: Ingrid Malmgren: from Table 1-2
Note on AU98: Ingrid Malmgren: per net kWh saved from B-3 R.I. A compiled value representing a number of NEI categories in TetraTech 2012 study
Note on AW98: Ingrid Malmgren: From Joe Loper at ITRON: A benefit of 0.22 cents per net lifetime kWh saved should be added to the present value benefits of all programs to reflect reductions in damages associated with carbon dioxide, sulfur dioxide and nitrogen oxides. This value provided is in 2017 dollars and should be escalated by 2.1% annually to reflect inflation. The stream of air emissions benefits has already been discounted and should not be further discounted using the societal discount rate.
Note on AY98: Ingrid Malmgren: from spreadsheet from Joe Loper at ITRON 2017-2019 lOutdoor pole arm lights LED (replacing Metal Halide)
Note on X99: Ingrid Malmgren: p.418-prescriptive includes admin costs, material handling, material movement, other costs, other labor costs, O&M product spoilage, rent revenue, sales revenue and waste disposal.
Note on AC99: Ingrid Malmgren: p.418-prescriptive includes admin costs, material handling, material movement, other costs, other labor costs, O&M product spoilage, rent revenue, sales revenue and waste disposal.
Note on AJ99: Ingrid Malmgren: Not included in prescriptive programs
Note on AQ99: Ingrid Malmgren: p.418-prescriptive includes admin costs, material handling, material movement, other costs, other labor costs, O&M product spoilage, rent revenue, sales revenue and waste disposal.
Note on AT99: Ingrid Malmgren: from Table 1-2
Note on AU99: Ingrid Malmgren: per net kWh saved from B-3 R.I. A compiled value representing a number of NEI categories in TetraTech 2012 study
Note on AW99: Ingrid Malmgren: From Joe Loper at ITRON: A benefit of 0.22 cents per net lifetime kWh saved should be added to the present value benefits of all programs to reflect reductions in damages associated with carbon dioxide, sulfur dioxide and nitrogen oxides. This value provided is in 2017 dollars and should be escalated by 2.1% annually to reflect inflation. The stream of air emissions benefits has already been discounted and should not be further discounted using the societal discount rate.
Note on AY99: Ingrid Malmgren: from spreadsheet from Joe Loper at ITRON 2017-2019 lOutdoor pole arm lights LED (replacing Metal Halide)
Note on B100: Ingrid Malmgren: Would end of life or lost opportunitiy impact NEIs or just baseline and energy savings?
Note on X100: Ingrid Malmgren: p.418-prescriptive includes admin costs, material handling, material movement, other costs, other labor costs, O&M product spoilage, rent revenue, sales revenue and waste disposal.
Note on AC100: Ingrid Malmgren: p.418-prescriptive includes admin costs, material handling, material movement, other costs, other labor costs, O&M product spoilage, rent revenue, sales revenue and waste disposal.
Note on AJ100: Ingrid Malmgren: Not included in prescriptive programs
Note on AQ100: Ingrid Malmgren: p.418-prescriptive includes admin costs, material handling, material movement, other costs, other labor costs, O&M product spoilage, rent revenue, sales revenue and waste disposal.
Note on AT100: Ingrid Malmgren: from Table 1-2
Note on AU100: Ingrid Malmgren: per net kWh saved from B-3 R.I. A compiled value representing a number of NEI categories in TetraTech 2012 study
Note on AW100: Ingrid Malmgren: From Joe Loper at ITRON: A benefit of 0.22 cents per net lifetime kWh saved should be added to the present value benefits of all programs to reflect reductions in damages associated with carbon dioxide, sulfur dioxide and nitrogen oxides. This value provided is in 2017 dollars and should be escalated by 2.1% annually to reflect inflation. The stream of air emissions benefits has already been discounted and should not be further discounted using the societal discount rate.
Note on AY100: Ingrid Malmgren: from spreadsheet from Joe Loper at ITRON 2017-2019 lOutdoor pole arm lights LED (replacing Metal Halide)
Note on X101: Ingrid Malmgren: p.418-prescriptive includes admin costs, material handling, material movement, other costs, other labor costs, O&M product spoilage, rent revenue, sales revenue and waste disposal.
Note on AC101: Ingrid Malmgren: p.418-prescriptive includes admin costs, material handling, material movement, other costs, other labor costs, O&M product spoilage, rent revenue, sales revenue and waste disposal.
Note on AJ101: Ingrid Malmgren: Not included in prescriptive programs
Note on AQ101: Ingrid Malmgren: p.418-prescriptive includes admin costs, material handling, material movement, other costs, other labor costs, O&M product spoilage, rent revenue, sales revenue and waste disposal.
Note on AT101: Ingrid Malmgren: from Table 1-2
Note on AU101: Ingrid Malmgren: per net kWh saved from B-3 R.I. A compiled value representing a number of NEI categories in TetraTech 2012 study
Note on AW101: Ingrid Malmgren: From Joe Loper at ITRON: A benefit of 0.22 cents per net lifetime kWh saved should be added to the present value benefits of all programs to reflect reductions in damages associated with carbon dioxide, sulfur dioxide and nitrogen oxides. This value provided is in 2017 dollars and should be escalated by 2.1% annually to reflect inflation. The stream of air emissions benefits has already been discounted and should not be further discounted using the societal discount rate.
Note on AY101: Ingrid Malmgren: from spreadsheet from Joe Loper at ITRON 2017-2019 lOutdoor pole arm lights LED (replacing Metal Halide)
Note on X102: Ingrid Malmgren: p.418-prescriptive includes admin costs, material handling, material movement, other costs, other labor costs, O&M product spoilage, rent revenue, sales revenue and waste disposal.
Note on AC102: Ingrid Malmgren: p.418-prescriptive includes admin costs, material handling, material movement, other costs, other labor costs, O&M product spoilage, rent revenue, sales revenue and waste disposal.
Note on AJ102: Ingrid Malmgren: Not included in prescriptive programs
Note on AQ102: Ingrid Malmgren: p.418-prescriptive includes admin costs, material handling, material movement, other costs, other labor costs, O&M product spoilage, rent revenue, sales revenue and waste disposal.
Note on AT102: Ingrid Malmgren: from Table 1-2
Note on AU102: Ingrid Malmgren: per net kWh saved from B-3 R.I. A compiled value representing a number of NEI categories in TetraTech 2012 study
Note on AW102: Ingrid Malmgren: From Joe Loper at ITRON: A benefit of 0.22 cents per net lifetime kWh saved should be added to the present value benefits of all programs to reflect reductions in damages associated with carbon dioxide, sulfur dioxide and nitrogen oxides. This value provided is in 2017 dollars and should be escalated by 2.1% annually to reflect inflation. The stream of air emissions benefits has already been discounted and should not be further discounted using the societal discount rate.
Note on AY102: Ingrid Malmgren: from spreadsheet from Joe Loper at ITRON 2017-2019 lOutdoor pole arm lights LED (replacing Metal Halide)
Note on X103: Ingrid Malmgren: p.418-prescriptive includes admin costs, material handling, material movement, other costs, other labor costs, O&M product spoilage, rent revenue, sales revenue and waste disposal.
Note on AC103: Ingrid Malmgren: p.418-prescriptive includes admin costs, material handling, material movement, other costs, other labor costs, O&M product spoilage, rent revenue, sales revenue and waste disposal.
Note on AJ103: Ingrid Malmgren: Not included in prescriptive programs
Note on AQ103: Ingrid Malmgren: p.418-prescriptive includes admin costs, material handling, material movement, other costs, other labor costs, O&M product spoilage, rent revenue, sales revenue and waste disposal.
Note on AT103: Ingrid Malmgren: from Table 1-2
Note on AU103: Ingrid Malmgren: per net kWh saved from B-3 R.I. A compiled value representing a number of NEI categories in TetraTech 2012 study
Note on AW103: Ingrid Malmgren: From Joe Loper at ITRON: A benefit of 0.22 cents per net lifetime kWh saved should be added to the present value benefits of all programs to reflect reductions in damages associated with carbon dioxide, sulfur dioxide and nitrogen oxides. This value provided is in 2017 dollars and should be escalated by 2.1% annually to reflect inflation. The stream of air emissions benefits has already been discounted and should not be further discounted using the societal discount rate.
Note on AY103: Ingrid Malmgren: from spreadsheet from Joe Loper at Itron NPV for 2017-2018
Note on X104: Ingrid Malmgren: p.418-prescriptive includes admin costs, material handling, material movement, other costs, other labor costs, O&M product spoilage, rent revenue, sales revenue and waste disposal.
Note on AC104: Ingrid Malmgren: p.418-prescriptive includes admin costs, material handling, material movement, other costs, other labor costs, O&M product spoilage, rent revenue, sales revenue and waste disposal.
Note on AJ104: Ingrid Malmgren: Not included in prescriptive programs
Note on AQ104: Ingrid Malmgren: p.418-prescriptive includes admin costs, material handling, material movement, other costs, other labor costs, O&M product spoilage, rent revenue, sales revenue and waste disposal.
Note on AT104: Ingrid Malmgren: from Table 1-2
Note on AU104: Ingrid Malmgren: per net kWh saved from B-3 R.I. A compiled value representing a number of NEI categories in TetraTech 2012 study
Note on AW104: Ingrid Malmgren: From Joe Loper at ITRON: A benefit of 0.22 cents per net lifetime kWh saved should be added to the present value benefits of all programs to reflect reductions in damages associated with carbon dioxide, sulfur dioxide and nitrogen oxides. This value provided is in 2017 dollars and should be escalated by 2.1% annually to reflect inflation. The stream of air emissions benefits has already been discounted and should not be further discounted using the societal discount rate.
Note on AY104: Ingrid Malmgren: from spreadsheet from Joe Loper at Itron NPV for 2017-2018
Note on X105: Ingrid Malmgren: p.418-prescriptive includes admin costs, material handling, material movement, other costs, other labor costs, O&M product spoilage, rent revenue, sales revenue and waste disposal.
Note on AC105: Ingrid Malmgren: p.418-prescriptive includes admin costs, material handling, material movement, other costs, other labor costs, O&M product spoilage, rent revenue, sales revenue and waste disposal.
Note on AJ105: Ingrid Malmgren: Not included in prescriptive programs
Note on AQ105: Ingrid Malmgren: p.418-prescriptive includes admin costs, material handling, material movement, other costs, other labor costs, O&M product spoilage, rent revenue, sales revenue and waste disposal.
Note on AT105: Ingrid Malmgren: from Table 1-2
Note on AU105: Ingrid Malmgren: per net kWh saved from B-3 R.I. A compiled value representing a number of NEI categories in TetraTech 2012 study
Note on AW105: Ingrid Malmgren: From Joe Loper at ITRON: A benefit of 0.22 cents per net lifetime kWh saved should be added to the present value benefits of all programs to reflect reductions in damages associated with carbon dioxide, sulfur dioxide and nitrogen oxides. This value provided is in 2017 dollars and should be escalated by 2.1% annually to reflect inflation. The stream of air emissions benefits has already been discounted and should not be further discounted using the societal discount rate.
Note on AY105: Ingrid Malmgren: from spreadsheet from Joe Loper at Itron NPV for 2017-2018
Note on X106: Ingrid Malmgren: p.418-prescriptive includes admin costs, material handling, material movement, other costs, other labor costs, O&M product spoilage, rent revenue, sales revenue and waste disposal.
Note on AC106: Ingrid Malmgren: p.418-prescriptive includes admin costs, material handling, material movement, other costs, other labor costs, O&M product spoilage, rent revenue, sales revenue and waste disposal.
Note on AJ106: Ingrid Malmgren: Not included in prescriptive programs
Note on AQ106: Ingrid Malmgren: p.418-prescriptive includes admin costs, material handling, material movement, other costs, other labor costs, O&M product spoilage, rent revenue, sales revenue and waste disposal.
Note on AT106: Ingrid Malmgren: from Table 1-2
Note on AU106: Ingrid Malmgren: per net kWh saved from B-3 R.I. A compiled value representing a number of NEI categories in TetraTech 2012 study
Note on AW106: Ingrid Malmgren: From Joe Loper at ITRON: A benefit of 0.22 cents per net lifetime kWh saved should be added to the present value benefits of all programs to reflect reductions in damages associated with carbon dioxide, sulfur dioxide and nitrogen oxides. This value provided is in 2017 dollars and should be escalated by 2.1% annually to reflect inflation. The stream of air emissions benefits has already been discounted and should not be further discounted using the societal discount rate.
Note on AY106: Ingrid Malmgren: from spreadsheet from Joe Loper at Itron NPV for 2017-2018
Note on X107: Ingrid Malmgren: p.418-prescriptive includes admin costs, material handling, material movement, other costs, other labor costs, O&M product spoilage, rent revenue, sales revenue and waste disposal.
Note on AC107: Ingrid Malmgren: p.418-prescriptive includes admin costs, material handling, material movement, other costs, other labor costs, O&M product spoilage, rent revenue, sales revenue and waste disposal.
Note on AJ107: Ingrid Malmgren: Not included in prescriptive programs
Note on AQ107: Ingrid Malmgren: p.418-prescriptive includes admin costs, material handling, material movement, other costs, other labor costs, O&M product spoilage, rent revenue, sales revenue and waste disposal.
Note on AT107: Ingrid Malmgren: from Table 1-2
Note on AU107: Ingrid Malmgren: per net kWh saved from B-3 R.I. A compiled value representing a number of NEI categories in TetraTech 2012 study
Note on AW107: Ingrid Malmgren: From Joe Loper at ITRON: A benefit of 0.22 cents per net lifetime kWh saved should be added to the present value benefits of all programs to reflect reductions in damages associated with carbon dioxide, sulfur dioxide and nitrogen oxides. This value provided is in 2017 dollars and should be escalated by 2.1% annually to reflect inflation. The stream of air emissions benefits has already been discounted and should not be further discounted using the societal discount rate.
Note on AY107: Ingrid Malmgren: from spreadsheet from Joe Loper at Itron NPV for 2017-2018
Note on X108: Ingrid Malmgren: p.418-prescriptive includes admin costs, material handling, material movement, other costs, other labor costs, O&M product spoilage, rent revenue, sales revenue and waste disposal.
Note on AC108: Ingrid Malmgren: p.418-prescriptive includes admin costs, material handling, material movement, other costs, other labor costs, O&M product spoilage, rent revenue, sales revenue and waste disposal.
Note on AJ108: Ingrid Malmgren: Not included in prescriptive programs
Note on AQ108: Ingrid Malmgren: p.418-prescriptive includes admin costs, material handling, material movement, other costs, other labor costs, O&M product spoilage, rent revenue, sales revenue and waste disposal.
Note on AT108: Ingrid Malmgren: from Table 1-2
Note on AU108: Ingrid Malmgren: per net kWh saved from B-3 R.I. A compiled value representing a number of NEI categories in TetraTech 2012 study
Note on AW108: Ingrid Malmgren: From Joe Loper at ITRON: A benefit of 0.22 cents per net lifetime kWh saved should be added to the present value benefits of all programs to reflect reductions in damages associated with carbon dioxide, sulfur dioxide and nitrogen oxides. This value provided is in 2017 dollars and should be escalated by 2.1% annually to reflect inflation. The stream of air emissions benefits has already been discounted and should not be further discounted using the societal discount rate.
Note on X109: Ingrid Malmgren: p.418-prescriptive includes admin costs, material handling, material movement, other costs, other labor costs, O&M product spoilage, rent revenue, sales revenue and waste disposal.
Note on AC109: Ingrid Malmgren: p.418-prescriptive includes admin costs, material handling, material movement, other costs, other labor costs, O&M product spoilage, rent revenue, sales revenue and waste disposal.
Note on AJ109: Ingrid Malmgren: Not included in prescriptive programs
Note on AQ109: Ingrid Malmgren: p.418-prescriptive includes admin costs, material handling, material movement, other costs, other labor costs, O&M product spoilage, rent revenue, sales revenue and waste disposal.
Note on AT109: Ingrid Malmgren: from Table 1-2
Note on AU109: Ingrid Malmgren: per net kWh saved from B-3 R.I. A compiled value representing a number of NEI categories in TetraTech 2012 study
Note on AW109: Ingrid Malmgren: From Joe Loper at ITRON: A benefit of 0.22 cents per net lifetime kWh saved should be added to the present value benefits of all programs to reflect reductions in damages associated with carbon dioxide, sulfur dioxide and nitrogen oxides. This value provided is in 2017 dollars and should be escalated by 2.1% annually to reflect inflation. The stream of air emissions benefits has already been discounted and should not be further discounted using the societal discount rate.
Note on X110: Ingrid Malmgren: p.418-prescriptive includes admin costs, material handling, material movement, other costs, other labor costs, O&M product spoilage, rent revenue, sales revenue and waste disposal.
Note on AC110: Ingrid Malmgren: p.418-prescriptive includes admin costs, material handling, material movement, other costs, other labor costs, O&M product spoilage, rent revenue, sales revenue and waste disposal.
Note on AJ110: Ingrid Malmgren: Not included in prescriptive programs
Note on AQ110: Ingrid Malmgren: p.418-prescriptive includes admin costs, material handling, material movement, other costs, other labor costs, O&M product spoilage, rent revenue, sales revenue and waste disposal.
Note on AT110: Ingrid Malmgren: from Table 1-2
Note on AU110: Ingrid Malmgren: per net kWh saved from B-3 R.I. A compiled value representing a number of NEI categories in TetraTech 2012 study
Note on AW110: Ingrid Malmgren: From Joe Loper at ITRON: A benefit of 0.22 cents per net lifetime kWh saved should be added to the present value benefits of all programs to reflect reductions in damages associated with carbon dioxide, sulfur dioxide and nitrogen oxides. This value provided is in 2017 dollars and should be escalated by 2.1% annually to reflect inflation. The stream of air emissions benefits has already been discounted and should not be further discounted using the societal discount rate.
Note on X111: Ingrid Malmgren: p.418-prescriptive includes admin costs, material handling, material movement, other costs, other labor costs, O&M product spoilage, rent revenue, sales revenue and waste disposal.
Note on AC111: Ingrid Malmgren: p.418-prescriptive includes admin costs, material handling, material movement, other costs, other labor costs, O&M product spoilage, rent revenue, sales revenue and waste disposal.
Note on AJ111: Ingrid Malmgren: Not included in prescriptive programs
Note on AQ111: Ingrid Malmgren: p.418-prescriptive includes admin costs, material handling, material movement, other costs, other labor costs, O&M product spoilage, rent revenue, sales revenue and waste disposal.
Note on AT111: Ingrid Malmgren: from Table 1-2
Note on AU111: Ingrid Malmgren: per net kWh saved from B-3 R.I. A compiled value representing a number of NEI categories in TetraTech 2012 study
Note on AW111: Ingrid Malmgren: From Joe Loper at ITRON: A benefit of 0.22 cents per net lifetime kWh saved should be added to the present value benefits of all programs to reflect reductions in damages associated with carbon dioxide, sulfur dioxide and nitrogen oxides. This value provided is in 2017 dollars and should be escalated by 2.1% annually to reflect inflation. The stream of air emissions benefits has already been discounted and should not be further discounted using the societal discount rate.
Note on X112: Ingrid Malmgren: p.418-prescriptive includes admin costs, material handling, material movement, other costs, other labor costs, O&M product spoilage, rent revenue, sales revenue and waste disposal.
Note on AC112: Ingrid Malmgren: p.418-prescriptive includes admin costs, material handling, material movement, other costs, other labor costs, O&M product spoilage, rent revenue, sales revenue and waste disposal.
Note on AJ112: Ingrid Malmgren: Not included in prescriptive programs
Note on AQ112: Ingrid Malmgren: p.418-prescriptive includes admin costs, material handling, material movement, other costs, other labor costs, O&M product spoilage, rent revenue, sales revenue and waste disposal.
Note on AT112: Ingrid Malmgren: from Table 1-2
Note on AU112: Ingrid Malmgren: per net kWh saved from B-3 R.I. A compiled value representing a number of NEI categories in TetraTech 2012 study
Note on AW112: Ingrid Malmgren: From Joe Loper at ITRON: A benefit of 0.22 cents per net lifetime kWh saved should be added to the present value benefits of all programs to reflect reductions in damages associated with carbon dioxide, sulfur dioxide and nitrogen oxides. This value provided is in 2017 dollars and should be escalated by 2.1% annually to reflect inflation. The stream of air emissions benefits has already been discounted and should not be further discounted using the societal discount rate.
Note on X113: Ingrid Malmgren: p.418-prescriptive includes admin costs, material handling, material movement, other costs, other labor costs, O&M product spoilage, rent revenue, sales revenue and waste disposal.
Note on AC113: Ingrid Malmgren: p.418-prescriptive includes admin costs, material handling, material movement, other costs, other labor costs, O&M product spoilage, rent revenue, sales revenue and waste disposal.
Note on AJ113: Ingrid Malmgren: Not included in prescriptive programs
Note on AQ113: Ingrid Malmgren: p.418-prescriptive includes admin costs, material handling, material movement, other costs, other labor costs, O&M product spoilage, rent revenue, sales revenue and waste disposal.
Note on AT113: Ingrid Malmgren: from Table 1-2
Note on AW113: Ingrid Malmgren: From Joe Loper at ITRON: A benefit of 0.22 cents per net lifetime kWh saved should be added to the present value benefits of all programs to reflect reductions in damages associated with carbon dioxide, sulfur dioxide and nitrogen oxides. This value provided is in 2017 dollars and should be escalated by 2.1% annually to reflect inflation. The stream of air emissions benefits has already been discounted and should not be further discounted using the societal discount rate.
Note on X114: Ingrid Malmgren: p.418-prescriptive includes admin costs, material handling, material movement, other costs, other labor costs, O&M product spoilage, rent revenue, sales revenue and waste disposal.
Note on AC114: Ingrid Malmgren: p.418-prescriptive includes admin costs, material handling, material movement, other costs, other labor costs, O&M product spoilage, rent revenue, sales revenue and waste disposal.
Note on AJ114: Ingrid Malmgren: Not included in prescriptive programs
Note on AQ114: Ingrid Malmgren: p.418-prescriptive includes admin costs, material handling, material movement, other costs, other labor costs, O&M product spoilage, rent revenue, sales revenue and waste disposal.
Note on AT114: Ingrid Malmgren: from Table 1-2
Note on AW114: Ingrid Malmgren: From Joe Loper at ITRON: A benefit of 0.22 cents per net lifetime kWh saved should be added to the present value benefits of all programs to reflect reductions in damages associated with carbon dioxide, sulfur dioxide and nitrogen oxides. This value provided is in 2017 dollars and should be escalated by 2.1% annually to reflect inflation. The stream of air emissions benefits has already been discounted and should not be further discounted using the societal discount rate.
Note on X115: Ingrid Malmgren: p.418-prescriptive includes admin costs, material handling, material movement, other costs, other labor costs, O&M product spoilage, rent revenue, sales revenue and waste disposal.
Note on AC115: Ingrid Malmgren: p.418-prescriptive includes admin costs, material handling, material movement, other costs, other labor costs, O&M product spoilage, rent revenue, sales revenue and waste disposal.
Note on AJ115: Ingrid Malmgren: Not included in prescriptive programs
Note on AQ115: Ingrid Malmgren: p.418-prescriptive includes admin costs, material handling, material movement, other costs, other labor costs, O&M product spoilage, rent revenue, sales revenue and waste disposal.
Note on AT115: Ingrid Malmgren: from Table 1-2
Note on AW115: Ingrid Malmgren: From Joe Loper at ITRON: A benefit of 0.22 cents per net lifetime kWh saved should be added to the present value benefits of all programs to reflect reductions in damages associated with carbon dioxide, sulfur dioxide and nitrogen oxides. This value provided is in 2017 dollars and should be escalated by 2.1% annually to reflect inflation. The stream of air emissions benefits has already been discounted and should not be further discounted using the societal discount rate.
Note on X116: Ingrid Malmgren: p.418-prescriptive includes admin costs, material handling, material movement, other costs, other labor costs, O&M product spoilage, rent revenue, sales revenue and waste disposal.
Note on AC116: Ingrid Malmgren: p.418-prescriptive includes admin costs, material handling, material movement, other costs, other labor costs, O&M product spoilage, rent revenue, sales revenue and waste disposal.
Note on AJ116: Ingrid Malmgren: Not included in prescriptive programs
Note on AQ116: Ingrid Malmgren: p.418-prescriptive includes admin costs, material handling, material movement, other costs, other labor costs, O&M product spoilage, rent revenue, sales revenue and waste disposal.
Note on AT116: Ingrid Malmgren: from Table 1-2
Note on AW116: Ingrid Malmgren: From Joe Loper at ITRON: A benefit of 0.22 cents per net lifetime kWh saved should be added to the present value benefits of all programs to reflect reductions in damages associated with carbon dioxide, sulfur dioxide and nitrogen oxides. This value provided is in 2017 dollars and should be escalated by 2.1% annually to reflect inflation. The stream of air emissions benefits has already been discounted and should not be further discounted using the societal discount rate.
Note on X117: Ingrid Malmgren: p.418-prescriptive includes admin costs, material handling, material movement, other costs, other labor costs, O&M product spoilage, rent revenue, sales revenue and waste disposal.
Note on AC117: Ingrid Malmgren: p.418-prescriptive includes admin costs, material handling, material movement, other costs, other labor costs, O&M product spoilage, rent revenue, sales revenue and waste disposal.
Note on AJ117: Ingrid Malmgren: Not included in prescriptive programs
Note on AQ117: Ingrid Malmgren: p.418-prescriptive includes admin costs, material handling, material movement, other costs, other labor costs, O&M product spoilage, rent revenue, sales revenue and waste disposal.
Note on AT117: Ingrid Malmgren: from Table 1-2
Note on AW117: Ingrid Malmgren: From Joe Loper at ITRON: A benefit of 0.22 cents per net lifetime kWh saved should be added to the present value benefits of all programs to reflect reductions in damages associated with carbon dioxide, sulfur dioxide and nitrogen oxides. This value provided is in 2017 dollars and should be escalated by 2.1% annually to reflect inflation. The stream of air emissions benefits has already been discounted and should not be further discounted using the societal discount rate.
Note on X118: Ingrid Malmgren: p.418-prescriptive includes admin costs, material handling, material movement, other costs, other labor costs, O&M product spoilage, rent revenue, sales revenue and waste disposal.
Note on AC118: Ingrid Malmgren: p.418-prescriptive includes admin costs, material handling, material movement, other costs, other labor costs, O&M product spoilage, rent revenue, sales revenue and waste disposal.
Note on AJ118: Ingrid Malmgren: Not included in prescriptive programs
Note on AQ118: Ingrid Malmgren: p.418-prescriptive includes admin costs, material handling, material movement, other costs, other labor costs, O&M product spoilage, rent revenue, sales revenue and waste disposal.
Note on AT118: Ingrid Malmgren: from Table 1-2
Note on AW118: Ingrid Malmgren: From Joe Loper at ITRON: A benefit of 0.22 cents per net lifetime kWh saved should be added to the present value benefits of all programs to reflect reductions in damages associated with carbon dioxide, sulfur dioxide and nitrogen oxides. This value provided is in 2017 dollars and should be escalated by 2.1% annually to reflect inflation. The stream of air emissions benefits has already been discounted and should not be further discounted using the societal discount rate.
Note on X119: Ingrid Malmgren: p.418-prescriptive includes admin costs, material handling, material movement, other costs, other labor costs, O&M product spoilage, rent revenue, sales revenue and waste disposal.
Note on AC119: Ingrid Malmgren: p.418-prescriptive includes admin costs, material handling, material movement, other costs, other labor costs, O&M product spoilage, rent revenue, sales revenue and waste disposal.
Note on AJ119: Ingrid Malmgren: Not included in prescriptive programs
Note on AQ119: Ingrid Malmgren: p.418-prescriptive includes admin costs, material handling, material movement, other costs, other labor costs, O&M product spoilage, rent revenue, sales revenue and waste disposal.
Note on AT119: Ingrid Malmgren: from Table 1-2
Note on AW119: Ingrid Malmgren: From Joe Loper at ITRON: A benefit of 0.22 cents per net lifetime kWh saved should be added to the present value benefits of all programs to reflect reductions in damages associated with carbon dioxide, sulfur dioxide and nitrogen oxides. This value provided is in 2017 dollars and should be escalated by 2.1% annually to reflect inflation. The stream of air emissions benefits has already been discounted and should not be further discounted using the societal discount rate.
Note on X120: Ingrid Malmgren: p.418-prescriptive includes admin costs, material handling, material movement, other costs, other labor costs, O&M product spoilage, rent revenue, sales revenue and waste disposal.
Note on AC120: Ingrid Malmgren: p.418-prescriptive includes admin costs, material handling, material movement, other costs, other labor costs, O&M product spoilage, rent revenue, sales revenue and waste disposal.
Note on AJ120: Ingrid Malmgren: Not included in prescriptive programs
Note on AQ120: Ingrid Malmgren: p.418-prescriptive includes admin costs, material handling, material movement, other costs, other labor costs, O&M product spoilage, rent revenue, sales revenue and waste disposal.
Note on AT120: Ingrid Malmgren: from Table 1-2
Note on AW120: Ingrid Malmgren: From Joe Loper at ITRON: A benefit of 0.22 cents per net lifetime kWh saved should be added to the present value benefits of all programs to reflect reductions in damages associated with carbon dioxide, sulfur dioxide and nitrogen oxides. This value provided is in 2017 dollars and should be escalated by 2.1% annually to reflect inflation. The stream of air emissions benefits has already been discounted and should not be further discounted using the societal discount rate.
Note on X121: Ingrid Malmgren: p.418-prescriptive includes admin costs, material handling, material movement, other costs, other labor costs, O&M product spoilage, rent revenue, sales revenue and waste disposal.
Note on AC121: Ingrid Malmgren: p.418-prescriptive includes admin costs, material handling, material movement, other costs, other labor costs, O&M product spoilage, rent revenue, sales revenue and waste disposal.
Note on AJ121: Ingrid Malmgren: Not included in prescriptive programs
Note on AQ121: Ingrid Malmgren: p.418-prescriptive includes admin costs, material handling, material movement, other costs, other labor costs, O&M product spoilage, rent revenue, sales revenue and waste disposal.
Note on AT121: Ingrid Malmgren: from Table 1-2
Note on AW121: Ingrid Malmgren: From Joe Loper at ITRON: A benefit of 0.22 cents per net lifetime kWh saved should be added to the present value benefits of all programs to reflect reductions in damages associated with carbon dioxide, sulfur dioxide and nitrogen oxides. This value provided is in 2017 dollars and should be escalated by 2.1% annually to reflect inflation. The stream of air emissions benefits has already been discounted and should not be further discounted using the societal discount rate.
Note on X122: Ingrid Malmgren: p.291
Note on Z122: Ingrid Malmgren: p.291
Note on AC122: Ingrid Malmgren: p.291
Note on AD122: Ingrid Malmgren: no process reporting category in literature 2012 C&I Study
Note on AJ122: Ingrid Malmgren: Not included in prescriptive programs
Note on AQ122: Ingrid Malmgren: p.291
Note on AW122: Ingrid Malmgren: From Joe Loper at ITRON: A benefit of 0.22 cents per net lifetime kWh saved should be added to the present value benefits of all programs to reflect reductions in damages associated with carbon dioxide, sulfur dioxide and nitrogen oxides. This value provided is in 2017 dollars and should be escalated by 2.1% annually to reflect inflation. The stream of air emissions benefits has already been discounted and should not be further discounted using the societal discount rate.
Note on X123: Ingrid Malmgren: p.291
Note on Z123: Ingrid Malmgren: p.291
Note on AC123: Ingrid Malmgren: p.291
Note on AJ123: Ingrid Malmgren: Not included in prescriptive programs
Note on AQ123: Ingrid Malmgren: p.291
Note on AW123: Ingrid Malmgren: From Joe Loper at ITRON: A benefit of 0.22 cents per net lifetime kWh saved should be added to the present value benefits of all programs to reflect reductions in damages associated with carbon dioxide, sulfur dioxide and nitrogen oxides. This value provided is in 2017 dollars and should be escalated by 2.1% annually to reflect inflation. The stream of air emissions benefits has already been discounted and should not be further discounted using the societal discount rate.
Note on X124: Ingrid Malmgren: p.291
Note on Z124: Ingrid Malmgren: p.291
Note on AC124: Ingrid Malmgren: p.291
Note on AJ124: Ingrid Malmgren: Not included in prescriptive programs
Note on AQ124: Ingrid Malmgren: p.291
Note on AW124: Ingrid Malmgren: From Joe Loper at ITRON: A benefit of 0.22 cents per net lifetime kWh saved should be added to the present value benefits of all programs to reflect reductions in damages associated with carbon dioxide, sulfur dioxide and nitrogen oxides. This value provided is in 2017 dollars and should be escalated by 2.1% annually to reflect inflation. The stream of air emissions benefits has already been discounted and should not be further discounted using the societal discount rate.
Note on X125: Ingrid Malmgren: p.289
Note on Z125: Ingrid Malmgren: p.289
Note on AC125: Ingrid Malmgren: p.289
Note on AJ125: Ingrid Malmgren: Not included in prescriptive programs
Note on AQ125: Ingrid Malmgren: p.289
Note on AW125: Ingrid Malmgren: From Joe Loper at ITRON: A benefit of 0.22 cents per net lifetime kWh saved should be added to the present value benefits of all programs to reflect reductions in damages associated with carbon dioxide, sulfur dioxide and nitrogen oxides. This value provided is in 2017 dollars and should be escalated by 2.1% annually to reflect inflation. The stream of air emissions benefits has already been discounted and should not be further discounted using the societal discount rate.
Note on X126: Ingrid Malmgren: p.289
Note on Z126: Ingrid Malmgren: p.289
Note on AC126: Ingrid Malmgren: p.289
Note on AJ126: Ingrid Malmgren: Not included in prescriptive programs
Note on AQ126: Ingrid Malmgren: p.289
Note on AW126: Ingrid Malmgren: From Joe Loper at ITRON: A benefit of 0.22 cents per net lifetime kWh saved should be added to the present value benefits of all programs to reflect reductions in damages associated with carbon dioxide, sulfur dioxide and nitrogen oxides. This value provided is in 2017 dollars and should be escalated by 2.1% annually to reflect inflation. The stream of air emissions benefits has already been discounted and should not be further discounted using the societal discount rate.
Note on X127: Ingrid Malmgren: p.289
Note on Z127: Ingrid Malmgren: p.289
Note on AC127: Ingrid Malmgren: p.289
Note on AJ127: Ingrid Malmgren: Not included in prescriptive programs
Note on AQ127: Ingrid Malmgren: p.289
Note on AW127: Ingrid Malmgren: From Joe Loper at ITRON: A benefit of 0.22 cents per net lifetime kWh saved should be added to the present value benefits of all programs to reflect reductions in damages associated with carbon dioxide, sulfur dioxide and nitrogen oxides. This value provided is in 2017 dollars and should be escalated by 2.1% annually to reflect inflation. The stream of air emissions benefits has already been discounted and should not be further discounted using the societal discount rate.
Note on X128: Ingrid Malmgren: p.289 no NEIs associated with high efficiency air compressors
Note on Z128: Ingrid Malmgren: p.289 no NEIs associated with high efficiency air compressors
Note on AC128: Ingrid Malmgren: p.289 no NEIs associated with high efficiency air compressors
Note on AJ128: Ingrid Malmgren: Not included in prescriptive programs
Note on AW128: Ingrid Malmgren: From Joe Loper at ITRON: A benefit of 0.22 cents per net lifetime kWh saved should be added to the present value benefits of all programs to reflect reductions in damages associated with carbon dioxide, sulfur dioxide and nitrogen oxides. This value provided is in 2017 dollars and should be escalated by 2.1% annually to reflect inflation. The stream of air emissions benefits has already been discounted and should not be further discounted using the societal discount rate.
Note on X129: Ingrid Malmgren: p.296
Note on Z129: Ingrid Malmgren: p.296
Note on AC129: Ingrid Malmgren: p.296
Note on AJ129: Ingrid Malmgren: Not included in prescriptive programs
Note on AQ129: Ingrid Malmgren: p.296
Note on AW129: Ingrid Malmgren: From Joe Loper at ITRON: A benefit of 0.22 cents per net lifetime kWh saved should be added to the present value benefits of all programs to reflect reductions in damages associated with carbon dioxide, sulfur dioxide and nitrogen oxides. This value provided is in 2017 dollars and should be escalated by 2.1% annually to reflect inflation. The stream of air emissions benefits has already been discounted and should not be further discounted using the societal discount rate.
Note on X130: Ingrid Malmgren: p.289
Note on Z130: Ingrid Malmgren: p.289
Note on AC130: Ingrid Malmgren: p.289
Note on AJ130: Ingrid Malmgren: Not included in prescriptive programs
Note on AW130: Ingrid Malmgren: From Joe Loper at ITRON: A benefit of 0.22 cents per net lifetime kWh saved should be added to the present value benefits of all programs to reflect reductions in damages associated with carbon dioxide, sulfur dioxide and nitrogen oxides. This value provided is in 2017 dollars and should be escalated by 2.1% annually to reflect inflation. The stream of air emissions benefits has already been discounted and should not be further discounted using the societal discount rate.
Note on X131: Ingrid Malmgren: p.289
Note on Z131: Ingrid Malmgren: p.289
Note on AC131: Ingrid Malmgren: p.289
Note on AJ131: Ingrid Malmgren: Not included in prescriptive programs
Note on AW131: Ingrid Malmgren: From Joe Loper at ITRON: A benefit of 0.22 cents per net lifetime kWh saved should be added to the present value benefits of all programs to reflect reductions in damages associated with carbon dioxide, sulfur dioxide and nitrogen oxides. This value provided is in 2017 dollars and should be escalated by 2.1% annually to reflect inflation. The stream of air emissions benefits has already been discounted and should not be further discounted using the societal discount rate.
Note on X132: Ingrid Malmgren: p.289
Note on Z132: Ingrid Malmgren: p.289
Note on AC132: Ingrid Malmgren: p.289
Note on AJ132: Ingrid Malmgren: Not included in prescriptive programs
Note on AW132: Ingrid Malmgren: From Joe Loper at ITRON: A benefit of 0.22 cents per net lifetime kWh saved should be added to the present value benefits of all programs to reflect reductions in damages associated with carbon dioxide, sulfur dioxide and nitrogen oxides. This value provided is in 2017 dollars and should be escalated by 2.1% annually to reflect inflation. The stream of air emissions benefits has already been discounted and should not be further discounted using the societal discount rate.
Note on X133: Ingrid Malmgren: p.238
Note on Z133: Ingrid Malmgren: p.238
Note on AC133: Ingrid Malmgren: p.238
Note on AJ133: Ingrid Malmgren: Not included in prescriptive programs
Note on AQ133: Ingrid Malmgren: p.238
Note on AT133: Ingrid Malmgren: from table 1-2 HVAC
Note on AW133: Ingrid Malmgren: From Joe Loper at ITRON: A benefit of 0.22 cents per net lifetime kWh saved should be added to the present value benefits of all programs to reflect reductions in damages associated with carbon dioxide, sulfur dioxide and nitrogen oxides. This value provided is in 2017 dollars and should be escalated by 2.1% annually to reflect inflation. The stream of air emissions benefits has already been discounted and should not be further discounted using the societal discount rate.
Note on X134: Ingrid Malmgren: p.238
Note on Z134: Ingrid Malmgren: p.238
Note on AC134: Ingrid Malmgren: p.238
Note on AJ134: Ingrid Malmgren: Not included in prescriptive programs
Note on AQ134: Ingrid Malmgren: p.238
Note on AT134: Ingrid Malmgren: from table 1-2 HVAC
Note on AW134: Ingrid Malmgren: From Joe Loper at ITRON: A benefit of 0.22 cents per net lifetime kWh saved should be added to the present value benefits of all programs to reflect reductions in damages associated with carbon dioxide, sulfur dioxide and nitrogen oxides. This value provided is in 2017 dollars and should be escalated by 2.1% annually to reflect inflation. The stream of air emissions benefits has already been discounted and should not be further discounted using the societal discount rate.
Note on X135: Ingrid Malmgren: p.238
Note on Z135: Ingrid Malmgren: p.238
Note on AC135: Ingrid Malmgren: p.238
Note on AJ135: Ingrid Malmgren: Not included in prescriptive programs
Note on AQ135: Ingrid Malmgren: p.238
Note on AT135: Ingrid Malmgren: from table 1-2 HVAC
Note on AW135: Ingrid Malmgren: From Joe Loper at ITRON: A benefit of 0.22 cents per net lifetime kWh saved should be added to the present value benefits of all programs to reflect reductions in damages associated with carbon dioxide, sulfur dioxide and nitrogen oxides. This value provided is in 2017 dollars and should be escalated by 2.1% annually to reflect inflation. The stream of air emissions benefits has already been discounted and should not be further discounted using the societal discount rate.
Note on X136: Ingrid Malmgren: p.238
Note on Z136: Ingrid Malmgren: p.238
Note on AC136: Ingrid Malmgren: p.238
Note on AJ136: Ingrid Malmgren: Not included in prescriptive programs
Note on AQ136: Ingrid Malmgren: p.238
Note on AT136: Ingrid Malmgren: from table 1-2 HVAC
Note on AW136: Ingrid Malmgren: From Joe Loper at ITRON: A benefit of 0.22 cents per net lifetime kWh saved should be added to the present value benefits of all programs to reflect reductions in damages associated with carbon dioxide, sulfur dioxide and nitrogen oxides. This value provided is in 2017 dollars and should be escalated by 2.1% annually to reflect inflation. The stream of air emissions benefits has already been discounted and should not be further discounted using the societal discount rate.
Note on X137: Ingrid Malmgren: p.248
Note on Z137: Ingrid Malmgren: p.248
Note on AC137: Ingrid Malmgren: p.248
Note on AJ137: Ingrid Malmgren: Not included in prescriptive programs
Note on AQ137: Ingrid Malmgren: p.248
Note on AT137: Ingrid Malmgren: from table 1-2 HVAC
Note on AW137: Ingrid Malmgren: From Joe Loper at ITRON: A benefit of 0.22 cents per net lifetime kWh saved should be added to the present value benefits of all programs to reflect reductions in damages associated with carbon dioxide, sulfur dioxide and nitrogen oxides. This value provided is in 2017 dollars and should be escalated by 2.1% annually to reflect inflation. The stream of air emissions benefits has already been discounted and should not be further discounted using the societal discount rate.
Note on AC138: Ingrid Malmgren: No comparable measure in MA TRM
Note on AJ138: Ingrid Malmgren: Not included in prescriptive programs
Note on AW138: Ingrid Malmgren: From Joe Loper at ITRON: A benefit of 0.22 cents per net lifetime kWh saved should be added to the present value benefits of all programs to reflect reductions in damages associated with carbon dioxide, sulfur dioxide and nitrogen oxides. This value provided is in 2017 dollars and should be escalated by 2.1% annually to reflect inflation. The stream of air emissions benefits has already been discounted and should not be further discounted using the societal discount rate.
Note on AC139: Ingrid Malmgren: No comparable measure in MA TRM
Note on AJ139: Ingrid Malmgren: Not included in prescriptive programs
Note on AW139: Ingrid Malmgren: From Joe Loper at ITRON: A benefit of 0.22 cents per net lifetime kWh saved should be added to the present value benefits of all programs to reflect reductions in damages associated with carbon dioxide, sulfur dioxide and nitrogen oxides. This value provided is in 2017 dollars and should be escalated by 2.1% annually to reflect inflation. The stream of air emissions benefits has already been discounted and should not be further discounted using the societal discount rate.
Note on AC140: Ingrid Malmgren: No comparable measure in MA TRM
Note on AJ140: Ingrid Malmgren: Not included in prescriptive programs
Note on AW140: Ingrid Malmgren: From Joe Loper at ITRON: A benefit of 0.22 cents per net lifetime kWh saved should be added to the present value benefits of all programs to reflect reductions in damages associated with carbon dioxide, sulfur dioxide and nitrogen oxides. This value provided is in 2017 dollars and should be escalated by 2.1% annually to reflect inflation. The stream of air emissions benefits has already been discounted and should not be further discounted using the societal discount rate.
Note on AC141: Ingrid Malmgren: No comparable measure in MA TRM
Note on AJ141: Ingrid Malmgren: Not included in prescriptive programs
Note on AW141: Ingrid Malmgren: From Joe Loper at ITRON: A benefit of 0.22 cents per net lifetime kWh saved should be added to the present value benefits of all programs to reflect reductions in damages associated with carbon dioxide, sulfur dioxide and nitrogen oxides. This value provided is in 2017 dollars and should be escalated by 2.1% annually to reflect inflation. The stream of air emissions benefits has already been discounted and should not be further discounted using the societal discount rate.
Note on AC142: Ingrid Malmgren: No comparable measure in MA TRM
Note on AJ142: Ingrid Malmgren: Not included in prescriptive programs
Note on AW142: Ingrid Malmgren: From Joe Loper at ITRON: A benefit of 0.22 cents per net lifetime kWh saved should be added to the present value benefits of all programs to reflect reductions in damages associated with carbon dioxide, sulfur dioxide and nitrogen oxides. This value provided is in 2017 dollars and should be escalated by 2.1% annually to reflect inflation. The stream of air emissions benefits has already been discounted and should not be further discounted using the societal discount rate.
Note on AC143: Ingrid Malmgren: No comparable measure in MA TRM
Note on AJ143: Ingrid Malmgren: Not included in prescriptive programs
Note on AW143: Ingrid Malmgren: From Joe Loper at ITRON: A benefit of 0.22 cents per net lifetime kWh saved should be added to the present value benefits of all programs to reflect reductions in damages associated with carbon dioxide, sulfur dioxide and nitrogen oxides. This value provided is in 2017 dollars and should be escalated by 2.1% annually to reflect inflation. The stream of air emissions benefits has already been discounted and should not be further discounted using the societal discount rate.
Note on X151: Ingrid Malmgren: p.262
Note on Z151: Ingrid Malmgren: p.262
Note on AC151: Ingrid Malmgren: p.262
Note on AJ151: Ingrid Malmgren: Not included in prescriptive programs
Note on AQ151: Ingrid Malmgren: p.262
Note on AW151: Ingrid Malmgren: From Joe Loper at ITRON: A benefit of 0.22 cents per net lifetime kWh saved should be added to the present value benefits of all programs to reflect reductions in damages associated with carbon dioxide, sulfur dioxide and nitrogen oxides. This value provided is in 2017 dollars and should be escalated by 2.1% annually to reflect inflation. The stream of air emissions benefits has already been discounted and should not be further discounted using the societal discount rate.
Note on X152: Ingrid Malmgren: p.262
Note on Z152: Ingrid Malmgren: p.262
Note on AC152: Ingrid Malmgren: p.262
Note on AJ152: Ingrid Malmgren: Not included in prescriptive programs
Note on AQ152: Ingrid Malmgren: p.262
Note on AW152: Ingrid Malmgren: From Joe Loper at ITRON: A benefit of 0.22 cents per net lifetime kWh saved should be added to the present value benefits of all programs to reflect reductions in damages associated with carbon dioxide, sulfur dioxide and nitrogen oxides. This value provided is in 2017 dollars and should be escalated by 2.1% annually to reflect inflation. The stream of air emissions benefits has already been discounted and should not be further discounted using the societal discount rate.
Note on X153: Ingrid Malmgren: p.252
Note on Z153: Ingrid Malmgren: p.252
Note on AC153: Ingrid Malmgren: p.252
Note on AJ153: Ingrid Malmgren: Not included in prescriptive programs
Note on AQ153: Ingrid Malmgren: p.252
Note on AW153: Ingrid Malmgren: From Joe Loper at ITRON: A benefit of 0.22 cents per net lifetime kWh saved should be added to the present value benefits of all programs to reflect reductions in damages associated with carbon dioxide, sulfur dioxide and nitrogen oxides. This value provided is in 2017 dollars and should be escalated by 2.1% annually to reflect inflation. The stream of air emissions benefits has already been discounted and should not be further discounted using the societal discount rate.
Note on X154: Ingrid Malmgren: p.252
Note on Z154: Ingrid Malmgren: p.252
Note on AC154: Ingrid Malmgren: p.252
Note on AJ154: Ingrid Malmgren: Not included in prescriptive programs
Note on AQ154: Ingrid Malmgren: p.252
Note on AW154: Ingrid Malmgren: From Joe Loper at ITRON: A benefit of 0.22 cents per net lifetime kWh saved should be added to the present value benefits of all programs to reflect reductions in damages associated with carbon dioxide, sulfur dioxide and nitrogen oxides. This value provided is in 2017 dollars and should be escalated by 2.1% annually to reflect inflation. The stream of air emissions benefits has already been discounted and should not be further discounted using the societal discount rate.
Note on X155: Ingrid Malmgren: p.266
Note on Z155: Ingrid Malmgren: p.266
Note on AC155: Ingrid Malmgren: p.266
Note on AJ155: Ingrid Malmgren: Not included in prescriptive programs
Note on AQ155: Ingrid Malmgren: p.266
Note on AW155: Ingrid Malmgren: From Joe Loper at ITRON: A benefit of 0.22 cents per net lifetime kWh saved should be added to the present value benefits of all programs to reflect reductions in damages associated with carbon dioxide, sulfur dioxide and nitrogen oxides. This value provided is in 2017 dollars and should be escalated by 2.1% annually to reflect inflation. The stream of air emissions benefits has already been discounted and should not be further discounted using the societal discount rate.
Note on X156: Ingrid Malmgren: p.266
Note on Z156: Ingrid Malmgren: p.266
Note on AC156: Ingrid Malmgren: p.266
Note on AJ156: Ingrid Malmgren: Not included in prescriptive programs
Note on AQ156: Ingrid Malmgren: p.266
Note on AW156: Ingrid Malmgren: From Joe Loper at ITRON: A benefit of 0.22 cents per net lifetime kWh saved should be added to the present value benefits of all programs to reflect reductions in damages associated with carbon dioxide, sulfur dioxide and nitrogen oxides. This value provided is in 2017 dollars and should be escalated by 2.1% annually to reflect inflation. The stream of air emissions benefits has already been discounted and should not be further discounted using the societal discount rate.
Note on X157: Ingrid Malmgren: p.256
Note on Z157: Ingrid Malmgren: p.256
Note on AC157: Ingrid Malmgren: p.256
Note on AJ157: Ingrid Malmgren: Not included in prescriptive programs
Note on AQ157: Ingrid Malmgren: p.256
Note on AW157: Ingrid Malmgren: From Joe Loper at ITRON: A benefit of 0.22 cents per net lifetime kWh saved should be added to the present value benefits of all programs to reflect reductions in damages associated with carbon dioxide, sulfur dioxide and nitrogen oxides. This value provided is in 2017 dollars and should be escalated by 2.1% annually to reflect inflation. The stream of air emissions benefits has already been discounted and should not be further discounted using the societal discount rate.
Note on X158: Ingrid Malmgren: p.256
Note on Z158: Ingrid Malmgren: p.256
Note on AC158: Ingrid Malmgren: p.256
Note on AJ158: Ingrid Malmgren: Not included in prescriptive programs
Note on AQ158: Ingrid Malmgren: p.256
Note on AW158: Ingrid Malmgren: From Joe Loper at ITRON: A benefit of 0.22 cents per net lifetime kWh saved should be added to the present value benefits of all programs to reflect reductions in damages associated with carbon dioxide, sulfur dioxide and nitrogen oxides. This value provided is in 2017 dollars and should be escalated by 2.1% annually to reflect inflation. The stream of air emissions benefits has already been discounted and should not be further discounted using the societal discount rate.
Note on X159: Ingrid Malmgren: p.418-prescriptive includes admin costs, material handling, material movement, other costs, other labor costs, O&M product spoilage, rent revenue, sales revenue and waste disposal.
Note on AC159: Ingrid Malmgren: p.418-prescriptive includes admin costs, material handling, material movement, other costs, other labor costs, O&M product spoilage, rent revenue, sales revenue and waste disposal.
Note on AJ159: Ingrid Malmgren: Not included in prescriptive programs
Note on AQ159: Ingrid Malmgren: p.418-prescriptive includes admin costs, material handling, material movement, other costs, other labor costs, O&M product spoilage, rent revenue, sales revenue and waste disposal.
Note on AT159: Ingrid Malmgren: from Table 1-2
Note on AU159: Ingrid Malmgren: Large retrofit prescriptive lighting NPV (annual savings X measure life X .027) RI TRM National Grid 2015 B-3
Note on AW159: Ingrid Malmgren: From Joe Loper at ITRON: A benefit of 0.22 cents per net lifetime kWh saved should be added to the present value benefits of all programs to reflect reductions in damages associated with carbon dioxide, sulfur dioxide and nitrogen oxides. This value provided is in 2017 dollars and should be escalated by 2.1% annually to reflect inflation. The stream of air emissions benefits has already been discounted and should not be further discounted using the societal discount rate.
Note on X160: Ingrid Malmgren: p.418-prescriptive includes admin costs, material handling, material movement, other costs, other labor costs, O&M product spoilage, rent revenue, sales revenue and waste disposal.
Note on AC160: Ingrid Malmgren: p.418-prescriptive includes admin costs, material handling, material movement, other costs, other labor costs, O&M product spoilage, rent revenue, sales revenue and waste disposal.
Note on AJ160: Ingrid Malmgren: Not included in prescriptive programs
Note on AQ160: Ingrid Malmgren: p.418-prescriptive includes admin costs, material handling, material movement, other costs, other labor costs, O&M product spoilage, rent revenue, sales revenue and waste disposal.
Note on AT160: Ingrid Malmgren: from Table 1-2
Note on AU160: Ingrid Malmgren: Large retrofit prescriptive lighting NPV (annual savings X measure life X .027) RI TRM National Grid 2015 B-3
Note on AW160: Ingrid Malmgren: From Joe Loper at ITRON: A benefit of 0.22 cents per net lifetime kWh saved should be added to the present value benefits of all programs to reflect reductions in damages associated with carbon dioxide, sulfur dioxide and nitrogen oxides. This value provided is in 2017 dollars and should be escalated by 2.1% annually to reflect inflation. The stream of air emissions benefits has already been discounted and should not be further discounted using the societal discount rate.
Note on X161: Ingrid Malmgren: p.418-prescriptive includes admin costs, material handling, material movement, other costs, other labor costs, O&M product spoilage, rent revenue, sales revenue and waste disposal.
Note on AC161: Ingrid Malmgren: p.418-prescriptive includes admin costs, material handling, material movement, other costs, other labor costs, O&M product spoilage, rent revenue, sales revenue and waste disposal.
Note on AJ161: Ingrid Malmgren: Not included in prescriptive programs
Note on AQ161: Ingrid Malmgren: p.418-prescriptive includes admin costs, material handling, material movement, other costs, other labor costs, O&M product spoilage, rent revenue, sales revenue and waste disposal.
Note on AT161: Ingrid Malmgren: from Table 1-2
Note on AU161: Ingrid Malmgren: Large retrofit prescriptive lighting NPV (annual savings X measure life X .027) RI TRM National Grid 2015 B-3
Note on AW161: Ingrid Malmgren: From Joe Loper at ITRON: A benefit of 0.22 cents per net lifetime kWh saved should be added to the present value benefits of all programs to reflect reductions in damages associated with carbon dioxide, sulfur dioxide and nitrogen oxides. This value provided is in 2017 dollars and should be escalated by 2.1% annually to reflect inflation. The stream of air emissions benefits has already been discounted and should not be further discounted using the societal discount rate.
Note on X162: Ingrid Malmgren: p.418-prescriptive includes admin costs, material handling, material movement, other costs, other labor costs, O&M product spoilage, rent revenue, sales revenue and waste disposal.
Note on AC162: Ingrid Malmgren: p.418-prescriptive includes admin costs, material handling, material movement, other costs, other labor costs, O&M product spoilage, rent revenue, sales revenue and waste disposal.
Note on AJ162: Ingrid Malmgren: Not included in prescriptive programs
Note on AQ162: Ingrid Malmgren: p.418-prescriptive includes admin costs, material handling, material movement, other costs, other labor costs, O&M product spoilage, rent revenue, sales revenue and waste disposal.
Note on AT162: Ingrid Malmgren: from Table 1-2
Note on AU162: Ingrid Malmgren: Large retrofit prescriptive lighting NPV (annual savings X measure life X .027) RI TRM National Grid 2015 B-3
Note on AW162: Ingrid Malmgren: From Joe Loper at ITRON: A benefit of 0.22 cents per net lifetime kWh saved should be added to the present value benefits of all programs to reflect reductions in damages associated with carbon dioxide, sulfur dioxide and nitrogen oxides. This value provided is in 2017 dollars and should be escalated by 2.1% annually to reflect inflation. The stream of air emissions benefits has already been discounted and should not be further discounted using the societal discount rate.
Note on X163: Ingrid Malmgren: p.418-prescriptive includes admin costs, material handling, material movement, other costs, other labor costs, O&M product spoilage, rent revenue, sales revenue and waste disposal.
Note on AC163: Ingrid Malmgren: p.418-prescriptive includes admin costs, material handling, material movement, other costs, other labor costs, O&M product spoilage, rent revenue, sales revenue and waste disposal.
Note on AJ163: Ingrid Malmgren: Not included in prescriptive programs
Note on AQ163: Ingrid Malmgren: p.418-prescriptive includes admin costs, material handling, material movement, other costs, other labor costs, O&M product spoilage, rent revenue, sales revenue and waste disposal.
Note on AT163: Ingrid Malmgren: from Table 1-2
Note on AU163: Ingrid Malmgren: Large retrofit prescriptive lighting NPV (annual savings X measure life X .027) RI TRM National Grid 2015 B-3
Note on AW163: Ingrid Malmgren: From Joe Loper at ITRON: A benefit of 0.22 cents per net lifetime kWh saved should be added to the present value benefits of all programs to reflect reductions in damages associated with carbon dioxide, sulfur dioxide and nitrogen oxides. This value provided is in 2017 dollars and should be escalated by 2.1% annually to reflect inflation. The stream of air emissions benefits has already been discounted and should not be further discounted using the societal discount rate.
Note on X164: Ingrid Malmgren: p.418-prescriptive includes admin costs, material handling, material movement, other costs, other labor costs, O&M product spoilage, rent revenue, sales revenue and waste disposal.
Note on AC164: Ingrid Malmgren: p.418-prescriptive includes admin costs, material handling, material movement, other costs, other labor costs, O&M product spoilage, rent revenue, sales revenue and waste disposal.
Note on AJ164: Ingrid Malmgren: Not included in prescriptive programs
Note on AQ164: Ingrid Malmgren: p.418-prescriptive includes admin costs, material handling, material movement, other costs, other labor costs, O&M product spoilage, rent revenue, sales revenue and waste disposal.
Note on AT164: Ingrid Malmgren: from Table 1-2
Note on AU164: Ingrid Malmgren: Large retrofit prescriptive lighting NPV (annual savings X measure life X .027) RI TRM National Grid 2015 B-3
Note on AW164: Ingrid Malmgren: From Joe Loper at ITRON: A benefit of 0.22 cents per net lifetime kWh saved should be added to the present value benefits of all programs to reflect reductions in damages associated with carbon dioxide, sulfur dioxide and nitrogen oxides. This value provided is in 2017 dollars and should be escalated by 2.1% annually to reflect inflation. The stream of air emissions benefits has already been discounted and should not be further discounted using the societal discount rate.
Note on AY164: Ingrid Malmgren: from spreadsheet from Joe Loper at ITRON 2017-2018 Medium Socket screw-in lamp LED (replacing halogen)
Note on X165: Ingrid Malmgren: p.418-prescriptive includes admin costs, material handling, material movement, other costs, other labor costs, O&M product spoilage, rent revenue, sales revenue and waste disposal.
Note on AC165: Ingrid Malmgren: p.418-prescriptive includes admin costs, material handling, material movement, other costs, other labor costs, O&M product spoilage, rent revenue, sales revenue and waste disposal.
Note on AJ165: Ingrid Malmgren: Not included in prescriptive programs
Note on AQ165: Ingrid Malmgren: p.418-prescriptive includes admin costs, material handling, material movement, other costs, other labor costs, O&M product spoilage, rent revenue, sales revenue and waste disposal.
Note on AT165: Ingrid Malmgren: from Table 1-2
Note on AU165: Ingrid Malmgren: Large retrofit prescriptive lighting NPV (annual savings X measure life X .027) RI TRM National Grid 2015 B-3
Note on AW165: Ingrid Malmgren: From Joe Loper at ITRON: A benefit of 0.22 cents per net lifetime kWh saved should be added to the present value benefits of all programs to reflect reductions in damages associated with carbon dioxide, sulfur dioxide and nitrogen oxides. This value provided is in 2017 dollars and should be escalated by 2.1% annually to reflect inflation. The stream of air emissions benefits has already been discounted and should not be further discounted using the societal discount rate.
Note on AY165: Ingrid Malmgren: from spreadsheet from Joe Loper at ITRON 2017-2018 Medium Socket screw-in lamp LED (replacing halogen)
Note on X166: Ingrid Malmgren: p.418-prescriptive includes admin costs, material handling, material movement, other costs, other labor costs, O&M product spoilage, rent revenue, sales revenue and waste disposal.
Note on AC166: Ingrid Malmgren: p.418-prescriptive includes admin costs, material handling, material movement, other costs, other labor costs, O&M product spoilage, rent revenue, sales revenue and waste disposal.
Note on AJ166: Ingrid Malmgren: Not included in prescriptive programs
Note on AQ166: Ingrid Malmgren: p.418-prescriptive includes admin costs, material handling, material movement, other costs, other labor costs, O&M product spoilage, rent revenue, sales revenue and waste disposal.
Note on AT166: Ingrid Malmgren: from Table 1-2
Note on AU166: Ingrid Malmgren: Large retrofit prescriptive lighting NPV (annual savings X measure life X .027) RI TRM National Grid 2015 B-3
Note on AW166: Ingrid Malmgren: From Joe Loper at ITRON: A benefit of 0.22 cents per net lifetime kWh saved should be added to the present value benefits of all programs to reflect reductions in damages associated with carbon dioxide, sulfur dioxide and nitrogen oxides. This value provided is in 2017 dollars and should be escalated by 2.1% annually to reflect inflation. The stream of air emissions benefits has already been discounted and should not be further discounted using the societal discount rate.
Note on AY166: Ingrid Malmgren: from spreadsheet from Joe Loper at ITRON 2017-2018 Medium Socket screw-in lamp LED (replacing halogen)
Note on X167: Ingrid Malmgren: p.418-prescriptive includes admin costs, material handling, material movement, other costs, other labor costs, O&M product spoilage, rent revenue, sales revenue and waste disposal.
Note on AC167: Ingrid Malmgren: p.418-prescriptive includes admin costs, material handling, material movement, other costs, other labor costs, O&M product spoilage, rent revenue, sales revenue and waste disposal.
Note on AJ167: Ingrid Malmgren: Not included in prescriptive programs
Note on AQ167: Ingrid Malmgren: p.418-prescriptive includes admin costs, material handling, material movement, other costs, other labor costs, O&M product spoilage, rent revenue, sales revenue and waste disposal.
Note on AT167: Ingrid Malmgren: from Table 1-2
Note on AU167: Ingrid Malmgren: Large retrofit prescriptive lighting NPV (annual savings X measure life X .027) RI TRM National Grid 2015 B-3
Note on AW167: Ingrid Malmgren: From Joe Loper at ITRON: A benefit of 0.22 cents per net lifetime kWh saved should be added to the present value benefits of all programs to reflect reductions in damages associated with carbon dioxide, sulfur dioxide and nitrogen oxides. This value provided is in 2017 dollars and should be escalated by 2.1% annually to reflect inflation. The stream of air emissions benefits has already been discounted and should not be further discounted using the societal discount rate.
Note on X168: Ingrid Malmgren: from table 1-2 HVAC
Note on Z168: Ingrid Malmgren: p.231
Note on AC168: Ingrid Malmgren: from 2012 Mass Program Administrator's C&I NEI Study Table 1-2 HVAC NEI/kWH .0966
Note on AJ168: Ingrid Malmgren: Not included in prescriptive programs
Note on AQ168: Ingrid Malmgren: p.231
Note on AT168: Ingrid Malmgren: from table 1-2 HVAC
Note on AU168: Ingrid Malmgren: large retrofit electric HVAC from B-3
Note on AW168: Ingrid Malmgren: From Joe Loper at ITRON: A benefit of 0.22 cents per net lifetime kWh saved should be added to the present value benefits of all programs to reflect reductions in damages associated with carbon dioxide, sulfur dioxide and nitrogen oxides. This value provided is in 2017 dollars and should be escalated by 2.1% annually to reflect inflation. The stream of air emissions benefits has already been discounted and should not be further discounted using the societal discount rate.
Note on X169: Ingrid Malmgren: from table 1-2 HVAC
Note on Z169: Ingrid Malmgren: p.231
Note on AC169: Ingrid Malmgren: from 2012 Mass Program Administrator's C&I NEI Study Table 1-2 HVAC NEI/kWH .0966
Note on AJ169: Ingrid Malmgren: Not included in prescriptive programs
Note on AQ169: Ingrid Malmgren: p.231
Note on AT169: Ingrid Malmgren: from table 1-2 HVAC
Note on AU169: Ingrid Malmgren: large retrofit electric HVAC from B-3
Note on AW169: Ingrid Malmgren: From Joe Loper at ITRON: A benefit of 0.22 cents per net lifetime kWh saved should be added to the present value benefits of all programs to reflect reductions in damages associated with carbon dioxide, sulfur dioxide and nitrogen oxides. This value provided is in 2017 dollars and should be escalated by 2.1% annually to reflect inflation. The stream of air emissions benefits has already been discounted and should not be further discounted using the societal discount rate.
Note on X170: Ingrid Malmgren: from table 1-2 HVAC
Note on Z170: Ingrid Malmgren: p.231
Note on AC170: Ingrid Malmgren: from 2012 Mass Program Administrator's C&I NEI Study Table 1-2 HVAC NEI/kWH .0966
Note on AJ170: Ingrid Malmgren: Not included in prescriptive programs
Note on AQ170: Ingrid Malmgren: p.231
Note on AT170: Ingrid Malmgren: from table 1-2 HVAC
Note on AU170: Ingrid Malmgren: large retrofit electric HVAC from B-3
Note on AW170: Ingrid Malmgren: From Joe Loper at ITRON: A benefit of 0.22 cents per net lifetime kWh saved should be added to the present value benefits of all programs to reflect reductions in damages associated with carbon dioxide, sulfur dioxide and nitrogen oxides. This value provided is in 2017 dollars and should be escalated by 2.1% annually to reflect inflation. The stream of air emissions benefits has already been discounted and should not be further discounted using the societal discount rate.
Note on X171: Ingrid Malmgren: from table 1-2 HVAC
Note on Z171: Ingrid Malmgren: p.231
Note on AC171: Ingrid Malmgren: from 2012 Mass Program Administrator's C&I NEI Study Table 1-2 HVAC NEI/kWH .0966
Note on AJ171: Ingrid Malmgren: Not included in prescriptive programs
Note on AQ171: Ingrid Malmgren: p.231
Note on AT171: Ingrid Malmgren: from table 1-2 HVAC
Note on AU171: Ingrid Malmgren: large retrofit electric HVAC from B-3
Note on AW171: Ingrid Malmgren: From Joe Loper at ITRON: A benefit of 0.22 cents per net lifetime kWh saved should be added to the present value benefits of all programs to reflect reductions in damages associated with carbon dioxide, sulfur dioxide and nitrogen oxides. This value provided is in 2017 dollars and should be escalated by 2.1% annually to reflect inflation. The stream of air emissions benefits has already been discounted and should not be further discounted using the societal discount rate.
Note on X172: Ingrid Malmgren: from table 1-2 HVAC
Note on Z172: Ingrid Malmgren: p.231
Note on AC172: Ingrid Malmgren: from 2012 Mass Program Administrator's C&I NEI Study Table 1-2 HVAC NEI/kWH .0966
Note on AJ172: Ingrid Malmgren: Not included in prescriptive programs
Note on AQ172: Ingrid Malmgren: p.231
Note on AT172: Ingrid Malmgren: from table 1-2 HVAC
Note on AU172: Ingrid Malmgren: large retrofit electric HVAC from B-3
Note on AW172: Ingrid Malmgren: From Joe Loper at ITRON: A benefit of 0.22 cents per net lifetime kWh saved should be added to the present value benefits of all programs to reflect reductions in damages associated with carbon dioxide, sulfur dioxide and nitrogen oxides. This value provided is in 2017 dollars and should be escalated by 2.1% annually to reflect inflation. The stream of air emissions benefits has already been discounted and should not be further discounted using the societal discount rate.
Note on X173: Ingrid Malmgren: from table 1-2 HVAC
Note on Z173: Ingrid Malmgren: p.231
Note on AC173: Ingrid Malmgren: from 2012 Mass Program Administrator's C&I NEI Study Table 1-2 HVAC NEI/kWH .0966
Note on AJ173: Ingrid Malmgren: Not included in prescriptive programs
Note on AQ173: Ingrid Malmgren: p.231
Note on AT173: Ingrid Malmgren: from table 1-2 HVAC
Note on AU173: Ingrid Malmgren: large retrofit electric HVAC from B-3
Note on AW173: Ingrid Malmgren: From Joe Loper at ITRON: A benefit of 0.22 cents per net lifetime kWh saved should be added to the present value benefits of all programs to reflect reductions in damages associated with carbon dioxide, sulfur dioxide and nitrogen oxides. This value provided is in 2017 dollars and should be escalated by 2.1% annually to reflect inflation. The stream of air emissions benefits has already been discounted and should not be further discounted using the societal discount rate.
Note on X174: Ingrid Malmgren: from table 1-2 HVAC
Note on Z174: Ingrid Malmgren: p.231
Note on AC174: Ingrid Malmgren: from 2012 Mass Program Administrator's C&I NEI Study Table 1-2 HVAC NEI/kWH .0966
Note on AJ174: Ingrid Malmgren: Not included in prescriptive programs
Note on AQ174: Ingrid Malmgren: p.231
Note on AT174: Ingrid Malmgren: from table 1-2 HVAC
Note on AU174: Ingrid Malmgren: large retrofit electric HVAC from B-3
Note on AW174: Ingrid Malmgren: From Joe Loper at ITRON: A benefit of 0.22 cents per net lifetime kWh saved should be added to the present value benefits of all programs to reflect reductions in damages associated with carbon dioxide, sulfur dioxide and nitrogen oxides. This value provided is in 2017 dollars and should be escalated by 2.1% annually to reflect inflation. The stream of air emissions benefits has already been discounted and should not be further discounted using the societal discount rate.
Note on X175: Ingrid Malmgren: from table 1-2 HVAC
Note on Z175: Ingrid Malmgren: p.231
Note on AC175: Ingrid Malmgren: from 2012 Mass Program Administrator's C&I NEI Study Table 1-2 HVAC NEI/kWH .0966
Note on AJ175: Ingrid Malmgren: Not included in prescriptive programs
Note on AQ175: Ingrid Malmgren: p.231
Note on AT175: Ingrid Malmgren: from table 1-2 HVAC
Note on AU175: Ingrid Malmgren: large retrofit electric HVAC from B-3
Note on AW175: Ingrid Malmgren: From Joe Loper at ITRON: A benefit of 0.22 cents per net lifetime kWh saved should be added to the present value benefits of all programs to reflect reductions in damages associated with carbon dioxide, sulfur dioxide and nitrogen oxides. This value provided is in 2017 dollars and should be escalated by 2.1% annually to reflect inflation. The stream of air emissions benefits has already been discounted and should not be further discounted using the societal discount rate.
Note on X176: Ingrid Malmgren: from table 1-2 HVAC
Note on Z176: Ingrid Malmgren: p.231
Note on AC176: Ingrid Malmgren: from 2012 Mass Program Administrator's C&I NEI Study Table 1-2 HVAC NEI/kWH .0966
Note on AJ176: Ingrid Malmgren: Not included in prescriptive programs
Note on AQ176: Ingrid Malmgren: p.231
Note on AT176: Ingrid Malmgren: from table 1-2 HVAC
Note on AU176: Ingrid Malmgren: large retrofit electric HVAC from B-3
Note on AW176: Ingrid Malmgren: From Joe Loper at ITRON: A benefit of 0.22 cents per net lifetime kWh saved should be added to the present value benefits of all programs to reflect reductions in damages associated with carbon dioxide, sulfur dioxide and nitrogen oxides. This value provided is in 2017 dollars and should be escalated by 2.1% annually to reflect inflation. The stream of air emissions benefits has already been discounted and should not be further discounted using the societal discount rate.
Note on X177: Ingrid Malmgren: from table 1-2 HVAC
Note on Z177: Ingrid Malmgren: p.231
Note on AC177: Ingrid Malmgren: from 2012 Mass Program Administrator's C&I NEI Study Table 1-2 HVAC NEI/kWH .0966
Note on AJ177: Ingrid Malmgren: Not included in prescriptive programs
Note on AQ177: Ingrid Malmgren: p.231
Note on AT177: Ingrid Malmgren: from table 1-2 HVAC
Note on AU177: Ingrid Malmgren: large retrofit electric HVAC from B-3
Note on AW177: Ingrid Malmgren: From Joe Loper at ITRON: A benefit of 0.22 cents per net lifetime kWh saved should be added to the present value benefits of all programs to reflect reductions in damages associated with carbon dioxide, sulfur dioxide and nitrogen oxides. This value provided is in 2017 dollars and should be escalated by 2.1% annually to reflect inflation. The stream of air emissions benefits has already been discounted and should not be further discounted using the societal discount rate.
Note on X178: Ingrid Malmgren: from table 1-2 HVAC
Note on Z178: Ingrid Malmgren: p.231
Note on AC178: Ingrid Malmgren: from 2012 Mass Program Administrator's C&I NEI Study Table 1-2 HVAC NEI/kWH .0966
Note on AJ178: Ingrid Malmgren: Not included in prescriptive programs
Note on AQ178: Ingrid Malmgren: p.231
Note on AT178: Ingrid Malmgren: from table 1-2 HVAC
Note on AU178: Ingrid Malmgren: large retrofit electric HVAC from B-3
Note on AW178: Ingrid Malmgren: From Joe Loper at ITRON: A benefit of 0.22 cents per net lifetime kWh saved should be added to the present value benefits of all programs to reflect reductions in damages associated with carbon dioxide, sulfur dioxide and nitrogen oxides. This value provided is in 2017 dollars and should be escalated by 2.1% annually to reflect inflation. The stream of air emissions benefits has already been discounted and should not be further discounted using the societal discount rate.
Note on X179: Ingrid Malmgren: from table 1-2 HVAC
Note on Z179: Ingrid Malmgren: p.231
Note on AC179: Ingrid Malmgren: from 2012 Mass Program Administrator's C&I NEI Study Table 1-2 HVAC NEI/kWH .0966
Note on AJ179: Ingrid Malmgren: Not included in prescriptive programs
Note on AQ179: Ingrid Malmgren: p.231
Note on AT179: Ingrid Malmgren: from table 1-2 HVAC
Note on AU179: Ingrid Malmgren: large retrofit electric HVAC from B-3
Note on AW179: Ingrid Malmgren: From Joe Loper at ITRON: A benefit of 0.22 cents per net lifetime kWh saved should be added to the present value benefits of all programs to reflect reductions in damages associated with carbon dioxide, sulfur dioxide and nitrogen oxides. This value provided is in 2017 dollars and should be escalated by 2.1% annually to reflect inflation. The stream of air emissions benefits has already been discounted and should not be further discounted using the societal discount rate.
Note on X180: Ingrid Malmgren: from table 1-2 HVAC
Note on Z180: Ingrid Malmgren: p.231
Note on AC180: Ingrid Malmgren: from 2012 Mass Program Administrator's C&I NEI Study Table 1-2 HVAC NEI/kWH .0966
Note on AJ180: Ingrid Malmgren: Not included in prescriptive programs
Note on AQ180: Ingrid Malmgren: p.231
Note on AT180: Ingrid Malmgren: from table 1-2 HVAC
Note on AU180: Ingrid Malmgren: large retrofit electric HVAC from B-3
Note on AW180: Ingrid Malmgren: From Joe Loper at ITRON: A benefit of 0.22 cents per net lifetime kWh saved should be added to the present value benefits of all programs to reflect reductions in damages associated with carbon dioxide, sulfur dioxide and nitrogen oxides. This value provided is in 2017 dollars and should be escalated by 2.1% annually to reflect inflation. The stream of air emissions benefits has already been discounted and should not be further discounted using the societal discount rate.
Note on X181: Ingrid Malmgren: from table 1-2 HVAC
Note on Z181: Ingrid Malmgren: p.231
Note on AC181: Ingrid Malmgren: from 2012 Mass Program Administrator's C&I NEI Study Table 1-2 HVAC NEI/kWH .0966
Note on AJ181: Ingrid Malmgren: Not included in prescriptive programs
Note on AQ181: Ingrid Malmgren: p.231
Note on AT181: Ingrid Malmgren: from table 1-2 HVAC
Note on AU181: Ingrid Malmgren: large retrofit electric HVAC from B-3
Note on AW181: Ingrid Malmgren: From Joe Loper at ITRON: A benefit of 0.22 cents per net lifetime kWh saved should be added to the present value benefits of all programs to reflect reductions in damages associated with carbon dioxide, sulfur dioxide and nitrogen oxides. This value provided is in 2017 dollars and should be escalated by 2.1% annually to reflect inflation. The stream of air emissions benefits has already been discounted and should not be further discounted using the societal discount rate.
Note on X182: Ingrid Malmgren: from table 1-2 HVAC
Note on Z182: Ingrid Malmgren: p.231
Note on AC182: Ingrid Malmgren: from 2012 Mass Program Administrator's C&I NEI Study Table 1-2 HVAC NEI/kWH .0966
Note on AJ182: Ingrid Malmgren: Not included in prescriptive programs
Note on AQ182: Ingrid Malmgren: p.231
Note on AT182: Ingrid Malmgren: from table 1-2 HVAC
Note on AU182: Ingrid Malmgren: large retrofit electric HVAC from B-3
Note on AW182: Ingrid Malmgren: From Joe Loper at ITRON: A benefit of 0.22 cents per net lifetime kWh saved should be added to the present value benefits of all programs to reflect reductions in damages associated with carbon dioxide, sulfur dioxide and nitrogen oxides. This value provided is in 2017 dollars and should be escalated by 2.1% annually to reflect inflation. The stream of air emissions benefits has already been discounted and should not be further discounted using the societal discount rate.
Note on X183: Ingrid Malmgren: from table 1-2 HVAC
Note on Z183: Ingrid Malmgren: p.231
Note on AC183: Ingrid Malmgren: from 2012 Mass Program Administrator's C&I NEI Study Table 1-2 HVAC NEI/kWH .0966
Note on AJ183: Ingrid Malmgren: Not included in prescriptive programs
Note on AQ183: Ingrid Malmgren: p.231
Note on AT183: Ingrid Malmgren: from table 1-2 HVAC
Note on AU183: Ingrid Malmgren: large retrofit electric HVAC from B-3
Note on AW183: Ingrid Malmgren: From Joe Loper at ITRON: A benefit of 0.22 cents per net lifetime kWh saved should be added to the present value benefits of all programs to reflect reductions in damages associated with carbon dioxide, sulfur dioxide and nitrogen oxides. This value provided is in 2017 dollars and should be escalated by 2.1% annually to reflect inflation. The stream of air emissions benefits has already been discounted and should not be further discounted using the societal discount rate.
Note on X184: Ingrid Malmgren: p.365
Note on Z184: Ingrid Malmgren: p.365
Note on AA184: Ingrid Malmgren: from MA TRM page 366 converted to cubic meters
Note on AC184: Ingrid Malmgren: from MA TRM page 366 converted to cubic meters
Note on AJ184: Ingrid Malmgren: Not included in prescriptive programs
Note on AQ184: Ingrid Malmgren: p.365
Note on AW184: Ingrid Malmgren: From Joe Loper at ITRON: A benefit of 0.22 cents per net lifetime kWh saved should be added to the present value benefits of all programs to reflect reductions in damages associated with carbon dioxide, sulfur dioxide and nitrogen oxides. This value provided is in 2017 dollars and should be escalated by 2.1% annually to reflect inflation. The stream of air emissions benefits has already been discounted and should not be further discounted using the societal discount rate.
Note on X185: Ingrid Malmgren: p.365
Note on Z185: Ingrid Malmgren: p.365
Note on AA185: Ingrid Malmgren: from MA TRM page 366 converted to cubic meters
Note on AC185: Ingrid Malmgren: from MA TRM page 366 converted to cubic meters
Note on AJ185: Ingrid Malmgren: Not included in prescriptive programs
Note on AQ185: Ingrid Malmgren: p.365
Note on AW185: Ingrid Malmgren: From Joe Loper at ITRON: A benefit of 0.22 cents per net lifetime kWh saved should be added to the present value benefits of all programs to reflect reductions in damages associated with carbon dioxide, sulfur dioxide and nitrogen oxides. This value provided is in 2017 dollars and should be escalated by 2.1% annually to reflect inflation. The stream of air emissions benefits has already been discounted and should not be further discounted using the societal discount rate.
Note on X186: Ingrid Malmgren: p.365
Note on Z186: Ingrid Malmgren: p.365
Note on AA186: Ingrid Malmgren: from MA TRM page 366 converted to cubic meters
Note on AC186: Ingrid Malmgren: from MA TRM page 366 converted to cubic meters
Note on AJ186: Ingrid Malmgren: Not included in prescriptive programs
Note on AQ186: Ingrid Malmgren: p.365
Note on AW186: Ingrid Malmgren: From Joe Loper at ITRON: A benefit of 0.22 cents per net lifetime kWh saved should be added to the present value benefits of all programs to reflect reductions in damages associated with carbon dioxide, sulfur dioxide and nitrogen oxides. This value provided is in 2017 dollars and should be escalated by 2.1% annually to reflect inflation. The stream of air emissions benefits has already been discounted and should not be further discounted using the societal discount rate.
Note on X187: Ingrid Malmgren: p.420 C&I small business
Note on Z187: Ingrid Malmgren: changed to kWh
Note on AC187: Ingrid Malmgren: p.420 C&I small business changed to kWh
Note on AJ187: Ingrid Malmgren: Not included in prescriptive programs
Note on AW187: Ingrid Malmgren: From Joe Loper at ITRON: A benefit of 0.22 cents per net lifetime kWh saved should be added to the present value benefits of all programs to reflect reductions in damages associated with carbon dioxide, sulfur dioxide and nitrogen oxides. This value provided is in 2017 dollars and should be escalated by 2.1% annually to reflect inflation. The stream of air emissions benefits has already been discounted and should not be further discounted using the societal discount rate.
Note on X188: Ingrid Malmgren: p.420 C&I small business
Note on Z188: Ingrid Malmgren: changed to kWh
Note on AC188: Ingrid Malmgren: p.420 C&I small business changed to kWh
Note on AJ188: Ingrid Malmgren: Not included in prescriptive programs
Note on AW188: Ingrid Malmgren: From Joe Loper at ITRON: A benefit of 0.22 cents per net lifetime kWh saved should be added to the present value benefits of all programs to reflect reductions in damages associated with carbon dioxide, sulfur dioxide and nitrogen oxides. This value provided is in 2017 dollars and should be escalated by 2.1% annually to reflect inflation. The stream of air emissions benefits has already been discounted and should not be further discounted using the societal discount rate.
Note on X189: Ingrid Malmgren: p.420 C&I small business
Note on Z189: Ingrid Malmgren: changed to kWh
Note on AC189: Ingrid Malmgren: p.420 C&I small business changed to kWh
Note on AJ189: Ingrid Malmgren: Not included in prescriptive programs
Note on AQ189: Ingrid Malmgren: p.420 C&I small business
Note on AW189: Ingrid Malmgren: From Joe Loper at ITRON: A benefit of 0.22 cents per net lifetime kWh saved should be added to the present value benefits of all programs to reflect reductions in damages associated with carbon dioxide, sulfur dioxide and nitrogen oxides. This value provided is in 2017 dollars and should be escalated by 2.1% annually to reflect inflation. The stream of air emissions benefits has already been discounted and should not be further discounted using the societal discount rate.
Note on X190: Ingrid Malmgren: p.420 C&I small business
Note on Z190: Ingrid Malmgren: changed to kWh
Note on AC190: Ingrid Malmgren: p.420 C&I small business changed to kWh
Note on AJ190: Ingrid Malmgren: Not included in prescriptive programs
Note on AQ190: Ingrid Malmgren: p.420 C&I small business
Note on AW190: Ingrid Malmgren: From Joe Loper at ITRON: A benefit of 0.22 cents per net lifetime kWh saved should be added to the present value benefits of all programs to reflect reductions in damages associated with carbon dioxide, sulfur dioxide and nitrogen oxides. This value provided is in 2017 dollars and should be escalated by 2.1% annually to reflect inflation. The stream of air emissions benefits has already been discounted and should not be further discounted using the societal discount rate.
Note on X191: Ingrid Malmgren: p.365
Note on Z191: Ingrid Malmgren: p.365
Note on AA191: Ingrid Malmgren: Ingrid Malmgren: from MA TRM page 279 converted to cubic meters
Note on AC191: Ingrid Malmgren: MA TRM page 365 water and sewer savings converted to cubic meters
Note on AJ191: Ingrid Malmgren: Not included in prescriptive programs
Note on AW191: Ingrid Malmgren: From Joe Loper at ITRON: A benefit of 0.22 cents per net lifetime kWh saved should be added to the present value benefits of all programs to reflect reductions in damages associated with carbon dioxide, sulfur dioxide and nitrogen oxides. This value provided is in 2017 dollars and should be escalated by 2.1% annually to reflect inflation. The stream of air emissions benefits has already been discounted and should not be further discounted using the societal discount rate.
Note on X199: Ingrid Malmgren: Total Custom NEI from 2012 C&I Study table 1-2
Note on AC199: Ingrid Malmgren: Total Custom NEI from 2012 C&I Study table 1-2
Note on AQ199: Ingrid Malmgren: p.310
Note on AU199: Ingrid Malmgren: .037 net KWh saved
Note on AW199: Ingrid Malmgren: From Joe Loper at ITRON: A benefit of 0.22 cents per net lifetime kWh saved should be added to the present value benefits of all programs to reflect reductions in damages associated with carbon dioxide, sulfur dioxide and nitrogen oxides. This value provided is in 2017 dollars and should be escalated by 2.1% annually to reflect inflation. The stream of air emissions benefits has already been discounted and should not be further discounted using the societal discount rate.
Note on X200: Ingrid Malmgren: Total Custom NEI from 2012 C&I Study table 1-2
Note on AC200: Ingrid Malmgren: Total Custom NEI from 2012 C&I Study table 1-2
Note on AQ200: Ingrid Malmgren: p.310
Note on AU200: Ingrid Malmgren: .037 net KWh saved
Note on AW200: Ingrid Malmgren: From Joe Loper at ITRON: A benefit of 0.22 cents per net lifetime kWh saved should be added to the present value benefits of all programs to reflect reductions in damages associated with carbon dioxide, sulfur dioxide and nitrogen oxides. This value provided is in 2017 dollars and should be escalated by 2.1% annually to reflect inflation. The stream of air emissions benefits has already been discounted and should not be further discounted using the societal discount rate.
Note on X201: Ingrid Malmgren: p. 418 MA TRM
Note on X202: Ingrid Malmgren: p. 418 MA TRM
Note on X203: Ingrid Malmgren: p. 418 MA TRM
Note on X204: Ingrid Malmgren: p. 418 MA TRM
Note on X205: Ingrid Malmgren: p. 418 MA TRM
Note on X207: Ingrid Malmgren: from 2016 New Construction Study Table 2: Value for custome electric overall-page 8
Note on AC207: Ingrid Malmgren: from 2016 New Construction Study Table 2: Value for custom electric overall-page 8
Note on AQ207: Ingrid Malmgren: p.310
Note on AU207: Ingrid Malmgren: .037 net KWh saved
Note on AW207: Ingrid Malmgren: From Joe Loper at ITRON: A benefit of 0.22 cents per net lifetime kWh saved should be added to the present value benefits of all programs to reflect reductions in damages associated with carbon dioxide, sulfur dioxide and nitrogen oxides. This value provided is in 2017 dollars and should be escalated by 2.1% annually to reflect inflation. The stream of air emissions benefits has already been discounted and should not be further discounted using the societal discount rate.
Note on X208: Ingrid Malmgren: from 2016 New Construction Study Table 2: Value for custome electric overall-page 8
Note on Z208: Ingrid Malmgren: Organized by measure in TRM, Source research indicates that custom overall electric NEI/kWh are .006
Note on AC208: Ingrid Malmgren: from 2016 New Construction Study Table 2: Value for custom electric overall-page 8
Note on AQ208: Ingrid Malmgren: p.310
Note on AU208: Ingrid Malmgren: .037 net KWh saved
Note on AW208: Ingrid Malmgren: From Joe Loper at ITRON: A benefit of 0.22 cents per net lifetime kWh saved should be added to the present value benefits of all programs to reflect reductions in damages associated with carbon dioxide, sulfur dioxide and nitrogen oxides. This value provided is in 2017 dollars and should be escalated by 2.1% annually to reflect inflation. The stream of air emissions benefits has already been discounted and should not be further discounted using the societal discount rate.
Note on B216: Ingrid Malmgren: refrigerator retrofit in MA
Note on X216: Ingrid Malmgren: from MA TRM one time property value -additional benefits for multi-family and loe-income (not included here) p.410
Note on AB216: Ingrid Malmgren: from MA TRM one time property value -additional benefits for multi-family and loe-income (not included here) p.410 prorated for property value difference
Note on AP216: Ingrid Malmgren: Appendix B-1 from RI TRM 2015 National Grid
Note on AQ216: Ingrid Malmgren: residential multi-family retrofit per unit p.33 p.140 Appliance recycling
Note on AU216: Ingrid Malmgren: per measure one time this is for recycling - includes avoided landfill space, recycling of plastics and glass and incineration of insulating foam.
Note on AW216: Ingrid Malmgren: From Joe Loper at ITRON: A benefit of 0.22 cents per net lifetime kWh saved should be added to the present value benefits of all programs to reflect reductions in damages associated with carbon dioxide, sulfur dioxide and nitrogen oxides. This value provided is in 2017 dollars and should be escalated by 2.1% annually to reflect inflation. The stream of air emissions benefits has already been discounted and should not be further discounted using the societal discount rate.
Note on X217: Ingrid Malmgren: from MA TRM one time property value -additional benefits for multi-family and loe-income (not included here) p.410
Note on AB217: Ingrid Malmgren: from MA TRM one time property value -additional benefits for multi-family and loe-income (not included here) p.410 prorated for property value difference
Note on AP217: Ingrid Malmgren: Appendix B-1 from RI TRM 2015 National Grid
Note on AQ217: Ingrid Malmgren: residential multi-family retrofit per unit p.33 p.140 Appliance recycling
Note on AU217: Ingrid Malmgren: per measure one time this is for recycling - includes avoided landfill space, recycling of plastics and glass and incineration of insulating foam.
Note on AW217: Ingrid Malmgren: From Joe Loper at ITRON: A benefit of 0.22 cents per net lifetime kWh saved should be added to the present value benefits of all programs to reflect reductions in damages associated with carbon dioxide, sulfur dioxide and nitrogen oxides. This value provided is in 2017 dollars and should be escalated by 2.1% annually to reflect inflation. The stream of air emissions benefits has already been discounted and should not be further discounted using the societal discount rate.
Note on B218: Ingrid Malmgren: page 67
Note on X218: Ingrid Malmgren: from RI B-1 $49.50 per measure/year "Non-energy benefits associated with installing a new room air conditioner."
Note on Z218: Ingrid Malmgren: MA TRM p 410 no room air conditioner, used RI TRM, but MA TRM has mini-split which is comparable.
Note on AC218: Ingrid Malmgren: MA TRM p 410 no room air conditioner, used RI TRM, but MA TRM has mini-split which is comparable.
Note on AQ218: Ingrid Malmgren: p. 410 mini split
Note on AU218: Ingrid Malmgren: from RI B-1 $49.50 per measure/year "Non-energy benefits associated with installing a new room air conditioner."
Note on AW218: Ingrid Malmgren: From Joe Loper at ITRON: A benefit of 0.22 cents per net lifetime kWh saved should be added to the present value benefits of all programs to reflect reductions in damages associated with carbon dioxide, sulfur dioxide and nitrogen oxides. This value provided is in 2017 dollars and should be escalated by 2.1% annually to reflect inflation. The stream of air emissions benefits has already been discounted and should not be further discounted using the societal discount rate.
Note on X219: Ingrid Malmgren: see appendix C across single and multi-family programs
Note on AB219: Ingrid Malmgren: Appendix C MA TRM p.410 for RES
Note on AQ219: Ingrid Malmgren: see appendix C across single and multi-family programs
Note on AU219: Ingrid Malmgren: one time per measure 2015 National Grid TRM B-1
Note on AW219: Ingrid Malmgren: From Joe Loper at ITRON: A benefit of 0.22 cents per net lifetime kWh saved should be added to the present value benefits of all programs to reflect reductions in damages associated with carbon dioxide, sulfur dioxide and nitrogen oxides. This value provided is in 2017 dollars and should be escalated by 2.1% annually to reflect inflation. The stream of air emissions benefits has already been discounted and should not be further discounted using the societal discount rate.
Note on X220: Ingrid Malmgren: p.221
Note on AB220: Ingrid Malmgren: Appendix C MA TRM p.410 for RES
Note on AQ220: Ingrid Malmgren: p. 410 fixture as proxy
Note on AU220: Ingrid Malmgren: O&M saving due to more efficiency fixtures (one time-per measure) RI TRM National Grid OCT 2015
Note on AW220: Ingrid Malmgren: From Joe Loper at ITRON: A benefit of 0.22 cents per net lifetime kWh saved should be added to the present value benefits of all programs to reflect reductions in damages associated with carbon dioxide, sulfur dioxide and nitrogen oxides. This value provided is in 2017 dollars and should be escalated by 2.1% annually to reflect inflation. The stream of air emissions benefits has already been discounted and should not be further discounted using the societal discount rate.
Note on X221: Ingrid Malmgren: p.155
Note on AB221: Ingrid Malmgren: Appendix C MA TRM p.410 for RES
Note on AQ221: Ingrid Malmgren: p.155 points to p. 410 fixture as proxy
Note on AU221: Ingrid Malmgren: O&M saving due to more efficiency fixtures (one time-per measure) RI TRM National Grid OCT 2015
Note on AW221: Ingrid Malmgren: From Joe Loper at ITRON: A benefit of 0.22 cents per net lifetime kWh saved should be added to the present value benefits of all programs to reflect reductions in damages associated with carbon dioxide, sulfur dioxide and nitrogen oxides. This value provided is in 2017 dollars and should be escalated by 2.1% annually to reflect inflation. The stream of air emissions benefits has already been discounted and should not be further discounted using the societal discount rate.
Note on X222: Ingrid Malmgren: p.155
Note on AB222: Ingrid Malmgren: Appendix C MA TRM p.410 for RES
Note on AQ222: Ingrid Malmgren: p.155p.155 points to p. 410 fixture as proxy
Note on AU222: Ingrid Malmgren: O&M saving due to more efficiency fixtures (one time-per measure) RI TRM National Grid OCT 2015
Note on AW222: Ingrid Malmgren: From Joe Loper at ITRON: A benefit of 0.22 cents per net lifetime kWh saved should be added to the present value benefits of all programs to reflect reductions in damages associated with carbon dioxide, sulfur dioxide and nitrogen oxides. This value provided is in 2017 dollars and should be escalated by 2.1% annually to reflect inflation. The stream of air emissions benefits has already been discounted and should not be further discounted using the societal discount rate.
Note on X223: Ingrid Malmgren: p. 162
Note on Z223: Ingrid Malmgren: p. 162
Note on AC223: Ingrid Malmgren: p. 162
Note on AW223: Ingrid Malmgren: From Joe Loper at ITRON: A benefit of 0.22 cents per net lifetime kWh saved should be added to the present value benefits of all programs to reflect reductions in damages associated with carbon dioxide, sulfur dioxide and nitrogen oxides. This value provided is in 2017 dollars and should be escalated by 2.1% annually to reflect inflation. The stream of air emissions benefits has already been discounted and should not be further discounted using the societal discount rate.
Note on X224: Ingrid Malmgren: p 162
Note on Z224: Ingrid Malmgren: p 162
Note on AC224: Ingrid Malmgren: p 162
Note on AQ224: Ingrid Malmgren: p 162
Note on AW224: Ingrid Malmgren: From Joe Loper at ITRON: A benefit of 0.22 cents per net lifetime kWh saved should be added to the present value benefits of all programs to reflect reductions in damages associated with carbon dioxide, sulfur dioxide and nitrogen oxides. This value provided is in 2017 dollars and should be escalated by 2.1% annually to reflect inflation. The stream of air emissions benefits has already been discounted and should not be further discounted using the societal discount rate.
Note on X225: Ingrid Malmgren: p.155
Note on AB225: Ingrid Malmgren: One time per unit Appendix C MA TRM p.409 for MF
Note on AW225: Ingrid Malmgren: From Joe Loper at ITRON: A benefit of 0.22 cents per net lifetime kWh saved should be added to the present value benefits of all programs to reflect reductions in damages associated with carbon dioxide, sulfur dioxide and nitrogen oxides. This value provided is in 2017 dollars and should be escalated by 2.1% annually to reflect inflation. The stream of air emissions benefits has already been discounted and should not be further discounted using the societal discount rate.
Note on X226: Ingrid Malmgren: p.164
Note on Z226: Ingrid Malmgren: p.164
Note on AC226: Ingrid Malmgren: p.164
Note on AQ226: Ingrid Malmgren: p.164
Note on AW226: Ingrid Malmgren: From Joe Loper at ITRON: A benefit of 0.22 cents per net lifetime kWh saved should be added to the present value benefits of all programs to reflect reductions in damages associated with carbon dioxide, sulfur dioxide and nitrogen oxides. This value provided is in 2017 dollars and should be escalated by 2.1% annually to reflect inflation. The stream of air emissions benefits has already been discounted and should not be further discounted using the societal discount rate.
Note on X227: Ingrid Malmgren: p.168 only for L.I.
Note on Z227: Ingrid Malmgren: p.168 only for L.I.
Note on AC227: Ingrid Malmgren: p.168 only for L.I.
Note on AQ227: Ingrid Malmgren: p.168 only for L.I.
Note on AW227: Ingrid Malmgren: From Joe Loper at ITRON: A benefit of 0.22 cents per net lifetime kWh saved should be added to the present value benefits of all programs to reflect reductions in damages associated with carbon dioxide, sulfur dioxide and nitrogen oxides. This value provided is in 2017 dollars and should be escalated by 2.1% annually to reflect inflation. The stream of air emissions benefits has already been discounted and should not be further discounted using the societal discount rate.
Note on X235: Ingrid Malmgren: p.409 multi-family p.410 res HES p.412 res lighting
Note on AB235: Ingrid Malmgren: p.409 multi-family p.410 res HES p.412 res lighting
Note on AQ235: Ingrid Malmgren: p.409 multi-family p.410 res HES p.412 res lighting
Note on AU235: Ingrid Malmgren: O&M savings due to more efficient bulbs Appendix B, B-1
Note on AW235: Ingrid Malmgren: From Joe Loper at ITRON: A benefit of 0.22 cents per net lifetime kWh saved should be added to the present value benefits of all programs to reflect reductions in damages associated with carbon dioxide, sulfur dioxide and nitrogen oxides. This value provided is in 2017 dollars and should be escalated by 2.1% annually to reflect inflation. The stream of air emissions benefits has already been discounted and should not be further discounted using the societal discount rate.
Note on AY235: Ingrid Malmgren: from spreadsheet from Joe Loper at ITRON 2017-2018 Medium Socket screw-in lamp LED (replacing halogen)
Note on X236: Ingrid Malmgren: p.409 multi-family p.410 res HES p.412 res lighting
Note on AB236: Ingrid Malmgren: p.409 multi-family p.410 res HES p.412 res lighting
Note on AQ236: Ingrid Malmgren: p.409 multi-family p.410 res HES p.412 res lighting
Note on AU236: Ingrid Malmgren: O&M savings due to more efficient bulbs Appendix B, B-1
Note on AW236: Ingrid Malmgren: From Joe Loper at ITRON: A benefit of 0.22 cents per net lifetime kWh saved should be added to the present value benefits of all programs to reflect reductions in damages associated with carbon dioxide, sulfur dioxide and nitrogen oxides. This value provided is in 2017 dollars and should be escalated by 2.1% annually to reflect inflation. The stream of air emissions benefits has already been discounted and should not be further discounted using the societal discount rate.
Note on AY236: Ingrid Malmgren: from spreadsheet from Joe Loper at ITRON 2017-2018 Medium Socket screw-in lamp LED (replacing halogen)
Note on X237: Ingrid Malmgren: p.409 multi-family p.410 res HES p.412 res lighting
Note on AB237: Ingrid Malmgren: p.409 multi-family p.410 res HES p.412 res lighting
Note on AQ237: Ingrid Malmgren: p.409 multi-family p.410 res HES p.412 res lighting
Note on AU237: Ingrid Malmgren: O&M savings due to more efficient bulbs Appendix B, B-1
Note on AW237: Ingrid Malmgren: From Joe Loper at ITRON: A benefit of 0.22 cents per net lifetime kWh saved should be added to the present value benefits of all programs to reflect reductions in damages associated with carbon dioxide, sulfur dioxide and nitrogen oxides. This value provided is in 2017 dollars and should be escalated by 2.1% annually to reflect inflation. The stream of air emissions benefits has already been discounted and should not be further discounted using the societal discount rate.
Note on AY237: Ingrid Malmgren: from spreadsheet from Joe Loper at ITRON 2017-2018 Medium Socket screw-in lamp LED (replacing halogen)
Note on X238: Ingrid Malmgren: p.409 multi-family p.410 res HES p.412 res lighting
Note on AB238: Ingrid Malmgren: p.409 multi-family p.410 res HES p.412 res lighting
Note on AQ238: Ingrid Malmgren: p.409 multi-family p.410 res HES p.412 res lighting
Note on AU238: Ingrid Malmgren: O&M savings due to more efficient bulbs Appendix B, B-1
Note on AW238: Ingrid Malmgren: From Joe Loper at ITRON: A benefit of 0.22 cents per net lifetime kWh saved should be added to the present value benefits of all programs to reflect reductions in damages associated with carbon dioxide, sulfur dioxide and nitrogen oxides. This value provided is in 2017 dollars and should be escalated by 2.1% annually to reflect inflation. The stream of air emissions benefits has already been discounted and should not be further discounted using the societal discount rate.
Note on AY238: Ingrid Malmgren: from spreadsheet from Joe Loper at ITRON 2017-2018 Medium Socket screw-in lamp LED (replacing halogen)
Note on X239: Ingrid Malmgren: p.409 multi-family p.410 res HES p.412 res lighting
Note on AB239: Ingrid Malmgren: p.409 multi-family p.410 res HES p.412 res lighting
Note on AQ239: Ingrid Malmgren: p.409 multi-family p.410 res HES p.412 res lighting
Note on AU239: Ingrid Malmgren: O&M savings due to more efficient bulbs Appendix B, B-1
Note on AW239: Ingrid Malmgren: From Joe Loper at ITRON: A benefit of 0.22 cents per net lifetime kWh saved should be added to the present value benefits of all programs to reflect reductions in damages associated with carbon dioxide, sulfur dioxide and nitrogen oxides. This value provided is in 2017 dollars and should be escalated by 2.1% annually to reflect inflation. The stream of air emissions benefits has already been discounted and should not be further discounted using the societal discount rate.
Note on AY239: Ingrid Malmgren: from spreadsheet from Joe Loper at ITRON 2017-2018 Medium Socket screw-in lamp LED (replacing halogen)
Note on X240: Ingrid Malmgren: p.409 multi-family p.410 res HES p.412 res lighting
Note on AB240: Ingrid Malmgren: p.409 multi-family p.410 res HES p.412 res lighting
Note on AQ240: Ingrid Malmgren: p.409 multi-family p.410 res HES p.412 res lighting
Note on AU240: Ingrid Malmgren: O&M savings due to more efficient bulbs Appendix B, B-1
Note on AW240: Ingrid Malmgren: From Joe Loper at ITRON: A benefit of 0.22 cents per net lifetime kWh saved should be added to the present value benefits of all programs to reflect reductions in damages associated with carbon dioxide, sulfur dioxide and nitrogen oxides. This value provided is in 2017 dollars and should be escalated by 2.1% annually to reflect inflation. The stream of air emissions benefits has already been discounted and should not be further discounted using the societal discount rate.
Note on X241: Ingrid Malmgren: p.409 multi-family p.410 res HES p.412 res lighting
Note on AB241: Ingrid Malmgren: p.409 multi-family p.410 res HES p.412 res lighting
Note on AQ241: Ingrid Malmgren: p.409 multi-family p.410 res HES p.412 res lighting
Note on AU241: Ingrid Malmgren: O&M savings due to more efficient bulbs Appendix B, B-1
Note on AW241: Ingrid Malmgren: From Joe Loper at ITRON: A benefit of 0.22 cents per net lifetime kWh saved should be added to the present value benefits of all programs to reflect reductions in damages associated with carbon dioxide, sulfur dioxide and nitrogen oxides. This value provided is in 2017 dollars and should be escalated by 2.1% annually to reflect inflation. The stream of air emissions benefits has already been discounted and should not be further discounted using the societal discount rate.
Note on X242: Ingrid Malmgren: p.409 multi-family p.410 res HES p.412 res lighting
Note on AB242: Ingrid Malmgren: p.409 multi-family p.410 res HES p.412 res lighting
Note on AQ242: Ingrid Malmgren: p.409 multi-family p.410 res HES p.412 res lighting
Note on AU242: Ingrid Malmgren: O&M savings due to more efficient bulbs Appendix B, B-1
Note on AW242: Ingrid Malmgren: From Joe Loper at ITRON: A benefit of 0.22 cents per net lifetime kWh saved should be added to the present value benefits of all programs to reflect reductions in damages associated with carbon dioxide, sulfur dioxide and nitrogen oxides. This value provided is in 2017 dollars and should be escalated by 2.1% annually to reflect inflation. The stream of air emissions benefits has already been discounted and should not be further discounted using the societal discount rate.
Note on X243: Ingrid Malmgren: p.176
Note on AA243: Ingrid Malmgren: Water savings on page 177 MA TRM
Note on AC243: Ingrid Malmgren:
Note on AP243: Ingrid Malmgren: p.177 MA TRM
Note on AQ243: Ingrid Malmgren: p.176
Note on AW243: Ingrid Malmgren: From Joe Loper at ITRON: A benefit of 0.22 cents per net lifetime kWh saved should be added to the present value benefits of all programs to reflect reductions in damages associated with carbon dioxide, sulfur dioxide and nitrogen oxides. This value provided is in 2017 dollars and should be escalated by 2.1% annually to reflect inflation. The stream of air emissions benefits has already been discounted and should not be further discounted using the societal discount rate.
Note on X244: Ingrid Malmgren: p.176
Note on AA244: Ingrid Malmgren: Water savings on page 177 MA TRM
Note on AC244: Ingrid Malmgren: backed out existing modeled water savings per E1 email 9.15.2017
Note on AP244: Ingrid Malmgren: p.177 MA TRM
Note on AQ244: Ingrid Malmgren: p.176
Note on AW244: Ingrid Malmgren: From Joe Loper at ITRON: A benefit of 0.22 cents per net lifetime kWh saved should be added to the present value benefits of all programs to reflect reductions in damages associated with carbon dioxide, sulfur dioxide and nitrogen oxides. This value provided is in 2017 dollars and should be escalated by 2.1% annually to reflect inflation. The stream of air emissions benefits has already been discounted and should not be further discounted using the societal discount rate.
Note on X245: Ingrid Malmgren: p.176
Note on AA245: Ingrid Malmgren: Water savings on page 174 MA TRM
Note on AB245: Ingrid Malmgren: one time pro-rated property value increase
Note on AC245: Ingrid Malmgren: backed out existing modeled water savings per E1 email 9.15.2017
Note on AQ245: Ingrid Malmgren: p.408 multi-family p.410 HES for property value increase
Note on AS245: Ingrid Malmgren: see table in 2011 PA Study tab-unclear whether this is per year or per measure one time
Note on AW245: Ingrid Malmgren: From Joe Loper at ITRON: A benefit of 0.22 cents per net lifetime kWh saved should be added to the present value benefits of all programs to reflect reductions in damages associated with carbon dioxide, sulfur dioxide and nitrogen oxides. This value provided is in 2017 dollars and should be escalated by 2.1% annually to reflect inflation. The stream of air emissions benefits has already been discounted and should not be further discounted using the societal discount rate.
Note on X246: Ingrid Malmgren: p.176
Note on AA246: Ingrid Malmgren: Water savings on page 174 MA TRM
Note on AB246: Ingrid Malmgren: one time pro-rated property value increase
Note on AC246: Ingrid Malmgren: backed out existing modeled water savings per E1 email 9.15.2017
Note on AQ246: Ingrid Malmgren: p.408 multi-family p.410 HES for property value increase
Note on AS246: Ingrid Malmgren: see table in 2011 PA Study tab-unclear whether this is per year or per measure one time
Note on AW246: Ingrid Malmgren: From Joe Loper at ITRON: A benefit of 0.22 cents per net lifetime kWh saved should be added to the present value benefits of all programs to reflect reductions in damages associated with carbon dioxide, sulfur dioxide and nitrogen oxides. This value provided is in 2017 dollars and should be escalated by 2.1% annually to reflect inflation. The stream of air emissions benefits has already been discounted and should not be further discounted using the societal discount rate.
Note on X247: Ingrid Malmgren: MA TRM LI $5.00 one time property value inc. plus $5.56 thermal comfort - NO HEALTH
Note on Z247: Ingrid Malmgren: HARDCODED-NEED TO UPDATE MANUALLY
Note on AB247: Ingrid Malmgren: MA TRM LI $5.00 USD one time property value inc. (prorated)
Note on AC247: Ingrid Malmgren: MA TRM LI $5.00 one time property value inc. plus $5.56 thermal comfort - NO HEALTH
Note on AQ247: Ingrid Malmgren: only for low income measures thermal comfort, property value increase, and health benefits-should these be transferable?
Note on AT247: Ingrid Malmgren: Table E.4 Annual health benefit includes reduced asthma symptoms, reduced cold-related thermal stress, reduced heat related thermal stress, and fewer days missed work
Note on AW247: Ingrid Malmgren: From Joe Loper at ITRON: A benefit of 0.22 cents per net lifetime kWh saved should be added to the present value benefits of all programs to reflect reductions in damages associated with carbon dioxide, sulfur dioxide and nitrogen oxides. This value provided is in 2017 dollars and should be escalated by 2.1% annually to reflect inflation. The stream of air emissions benefits has already been discounted and should not be further discounted using the societal discount rate.
Note on X248: Ingrid Malmgren: MA TRM LI $5.00 one time property value inc. plus $5.56 thermal comfort - NO HEALTH
Note on Z248: Ingrid Malmgren: HARDCODED-NEED TO UPDATE MANUALLY
Note on AB248: Ingrid Malmgren: MA TRM LI $5.00 USD one time property value inc. (prorated)
Note on AC248: Ingrid Malmgren: MA TRM LI $5.00 one time property value inc. plus $5.56 thermal comfort - NO HEALTH
Note on AQ248: Ingrid Malmgren: only for low income measures thermal comfort, property value increas, and health benefits-should these be transferrable?
Note on AT248: Ingrid Malmgren: Table E.4 Annual health benefit includes reduced asthma symptoms, reduced cold-related thermal stress, reduced heat related thermal stress, and fewer days missed work
Note on AW248: Ingrid Malmgren: From Joe Loper at ITRON: A benefit of 0.22 cents per net lifetime kWh saved should be added to the present value benefits of all programs to reflect reductions in damages associated with carbon dioxide, sulfur dioxide and nitrogen oxides. This value provided is in 2017 dollars and should be escalated by 2.1% annually to reflect inflation. The stream of air emissions benefits has already been discounted and should not be further discounted using the societal discount rate.
Note on X249: Ingrid Malmgren: MA TRM LI $5.00 one time property value inc. plus $5.56 thermal comfort - NO HEALTH
Note on Z249: Ingrid Malmgren: HARDCODED-NEED TO UPDATE MANUALLY
Note on AB249: Ingrid Malmgren: MA TRM LI $5.00 USD one time property value inc. (prorated)
Note on AC249: Ingrid Malmgren: MA TRM LI $5.00 one time property value inc. plus $5.56 thermal comfort - NO HEALTH
Note on AW249: Ingrid Malmgren: From Joe Loper at ITRON: A benefit of 0.22 cents per net lifetime kWh saved should be added to the present value benefits of all programs to reflect reductions in damages associated with carbon dioxide, sulfur dioxide and nitrogen oxides. This value provided is in 2017 dollars and should be escalated by 2.1% annually to reflect inflation. The stream of air emissions benefits has already been discounted and should not be further discounted using the societal discount rate.
Note on X250: Ingrid Malmgren: MA TRM LI $5.00 one time property value inc. plus $5.56 thermal comfort - NO HEALTH $46.07 USD one time plus $5.06/year USD
Note on Z250: Ingrid Malmgren: HARDCODED-NEED TO UPDATE MANUALLY
Note on AB250: Ingrid Malmgren: MA TRM LI $5.00 USD one time property value inc. (prorated)
Note on AC250: Ingrid Malmgren: MA TRM LI $5.00 one time property value inc. plus $5.56 thermal comfort - NO HEALTH
Note on AW250: Ingrid Malmgren: From Joe Loper at ITRON: A benefit of 0.22 cents per net lifetime kWh saved should be added to the present value benefits of all programs to reflect reductions in damages associated with carbon dioxide, sulfur dioxide and nitrogen oxides. This value provided is in 2017 dollars and should be escalated by 2.1% annually to reflect inflation. The stream of air emissions benefits has already been discounted and should not be further discounted using the societal discount rate.
Note on X251: Ingrid Malmgren: MA TRM p. 410 Heat pump SEER 16 to 18 NO HEALTH
Note on Z251: Ingrid Malmgren: HARDCODED-NEED TO UPDATE MANUALLY
Note on AB251: Ingrid Malmgren: MA TRM $46.07 USD property value (USD) Used Heat Pump SEER 16 to 18 as proxy
Note on AC251: Ingrid Malmgren: MA TRM LI $5.00 one time property value inc. plus $5.56 thermal comfort - NO HEALTH $46.07 USD one time plus $5.06/year USD
Note on AS251: Ingrid Malmgren: from 2011 study minus health "heating system"
Note on AT251: Ingrid Malmgren: Table E.4 Heating system health benefits per year
Note on AU251: Ingrid Malmgren: $45.05/year reduced incidence of fire and CO exposure as a result of installing a new heating system
Note on AW251: Ingrid Malmgren: From Joe Loper at ITRON: A benefit of 0.22 cents per net lifetime kWh saved should be added to the present value benefits of all programs to reflect reductions in damages associated with carbon dioxide, sulfur dioxide and nitrogen oxides. This value provided is in 2017 dollars and should be escalated by 2.1% annually to reflect inflation. The stream of air emissions benefits has already been discounted and should not be further discounted using the societal discount rate.
Note on X252: Ingrid Malmgren: MA TRM p.412 Boiler 90% NO HEALTH $385.23 one time + $48.82/yr (USD)
Note on Z252: Ingrid Malmgren: HARDCODED NEED TO UPDATE MANUALLY
Note on AB252: Ingrid Malmgren: MA TRM p.412 Boiler 90% $385.23 one time property value (USD) prorated
Note on AC252: Ingrid Malmgren: MA TRM p.412 Boiler 90% NO HEALTH $385.23 one time + $48.82/yr (USD)
Note on AS252: Ingrid Malmgren: from 2011 study minus health "heating system"
Note on AT252: Ingrid Malmgren: Table E.4 Heating system health benefits per year
Note on AU252: Ingrid Malmgren: $45.05/year reduced incidence of fire and CO exposure as a result of installing a new heating system
Note on AW252: Ingrid Malmgren: From Joe Loper at ITRON: A benefit of 0.22 cents per net lifetime kWh saved should be added to the present value benefits of all programs to reflect reductions in damages associated with carbon dioxide, sulfur dioxide and nitrogen oxides. This value provided is in 2017 dollars and should be escalated by 2.1% annually to reflect inflation. The stream of air emissions benefits has already been discounted and should not be further discounted using the societal discount rate.
Note on X253: Ingrid Malmgren: MA TRM p.410 Heat Pump SEER 16 NO HEALTH
Note on Z253: Ingrid Malmgren: HARDCODED-NEED TO UPDATE MANUALLY
Note on AB253: Ingrid Malmgren: MA TRM $46.07 USD property value (USD) Used Heat Pump SEER 16 to 18 as proxy
Note on AC253: Ingrid Malmgren: $46.07 one time plus $5.15/year NO HEALTH
Note on AS253: Ingrid Malmgren: from 2011 study minus health "heating system"
Note on AT253: Ingrid Malmgren: Table E.4 Heating system health benefits per year
Note on AU253: Ingrid Malmgren: $45.05/year reduced incidence of fire and CO exposure as a result of installing a new heating system
Note on AW253: Ingrid Malmgren: From Joe Loper at ITRON: A benefit of 0.22 cents per net lifetime kWh saved should be added to the present value benefits of all programs to reflect reductions in damages associated with carbon dioxide, sulfur dioxide and nitrogen oxides. This value provided is in 2017 dollars and should be escalated by 2.1% annually to reflect inflation. The stream of air emissions benefits has already been discounted and should not be further discounted using the societal discount rate.
Note on X254: Ingrid Malmgren: MA TRM p 412 Boiler 90% NO HEALTH
Note on Z254: Ingrid Malmgren: HARDCODED NEED TO UPDATE MANUALLY
Note on AB254: Ingrid Malmgren: MA TRM p.412 Boiler 90% $385.23 one time property value (USD) prorated
Note on AC254: Ingrid Malmgren: MA TRM p 412 Boiler 90% NO HEALTHMA TRM p.412 Boiler 90% NO HEALTH $385.23 one time + $48.82/yr (USD)
Note on AP254: Ingrid Malmgren: MA TRM p. 412 App. C Boiler 90%
Note on AS254: Ingrid Malmgren: from 2011 study minus health "heating system"
Note on AT254: Ingrid Malmgren: Table E.4 Heating system health benefits per year
Note on AU254: Ingrid Malmgren: $45.05/year reduced incidence of fire and CO exposure as a result of installing a new heating system
Note on AW254: Ingrid Malmgren: From Joe Loper at ITRON: A benefit of 0.22 cents per net lifetime kWh saved should be added to the present value benefits of all programs to reflect reductions in damages associated with carbon dioxide, sulfur dioxide and nitrogen oxides. This value provided is in 2017 dollars and should be escalated by 2.1% annually to reflect inflation. The stream of air emissions benefits has already been discounted and should not be further discounted using the societal discount rate.
Note on X255: Ingrid Malmgren: MA TRM p 411 Combo Boiler NO HEALTH $19.27one time + $2.70/yr (USD) Prorated for property value
Note on Z255: Ingrid Malmgren: HARDCODED-NEED TO UPDATE MANUALLY
Note on AB255: Ingrid Malmgren: MA TRM p 411 Combo Boiler NO HEALTH $19.27one time + $2.70/yr (USD) Prorated for property value
Note on AC255: Ingrid Malmgren: MA TRM p 411 Combo Boiler NO HEALTH $19.27one time + $2.70/yr (USD) Prorated for property value
Note on AS255: Ingrid Malmgren: from 2011 study minus health "heating system"
Note on AT255: Ingrid Malmgren: Table E.4 Heating system health benefits per year
Note on AU255: Ingrid Malmgren: $45.05/year reduced incidence of fire and CO exposure as a result of installing a new heating system
Note on AW255: Ingrid Malmgren: From Joe Loper at ITRON: A benefit of 0.22 cents per net lifetime kWh saved should be added to the present value benefits of all programs to reflect reductions in damages associated with carbon dioxide, sulfur dioxide and nitrogen oxides. This value provided is in 2017 dollars and should be escalated by 2.1% annually to reflect inflation. The stream of air emissions benefits has already been discounted and should not be further discounted using the societal discount rate.
Note on X256: Ingrid Malmgren: MA TRM p.412 Boiler 90% NO HEALTH expect this to be low
Note on Z256: Ingrid Malmgren: HARDCODED NEED TO UPDATE MANUALLY
Note on AB256: Ingrid Malmgren: MA TRM p.412 Boiler 90% $385.23 one time property value (USD) prorated
Note on AC256: Ingrid Malmgren: p.412 Boiler 90% NO HEALTH $385.23 one time + $48.82/yr (USD)
Note on AS256: Ingrid Malmgren: from 2011 study minus health "heating system"
Note on AT256: Ingrid Malmgren: Table E.4 Heating system health benefits per year
Note on AU256: Ingrid Malmgren: $45.05/year reduced incidence of fire and CO exposure as a result of installing a new heating system
Note on AW256: Ingrid Malmgren: From Joe Loper at ITRON: A benefit of 0.22 cents per net lifetime kWh saved should be added to the present value benefits of all programs to reflect reductions in damages associated with carbon dioxide, sulfur dioxide and nitrogen oxides. This value provided is in 2017 dollars and should be escalated by 2.1% annually to reflect inflation. The stream of air emissions benefits has already been discounted and should not be further discounted using the societal discount rate.
Note on X257: Ingrid Malmgren: MA TRM p. 410 Heat pump SEER 16 to 18 NO HEALTH
Note on Z257: Ingrid Malmgren: HARDCODED-NEED TO UPDATE MANUALLY
Note on AB257: Ingrid Malmgren: MA TRM $46.07 USD property value (USD) Used Heat Pump SEER 16 to 18 as proxy
Note on AC257: Ingrid Malmgren: $46.07 one time plus $5.15/year NO HEALTH
Note on AQ257: Ingrid Malmgren: p. 410 $46.07 one time plus annual benefits of $2.88 thermal comfort + .84 Home durability + 1.34 equipment maintenance +.09 health benefits
Note on AS257: Ingrid Malmgren: from 2011 study minus health "heating system"
Note on AT257: Ingrid Malmgren: Table E.4 Heating system health benefits per year
Note on AU257: Ingrid Malmgren: $45.05/year reduced incidence of fire and CO exposure as a result of installing a new heating system
Note on AW257: Ingrid Malmgren: From Joe Loper at ITRON: A benefit of 0.22 cents per net lifetime kWh saved should be added to the present value benefits of all programs to reflect reductions in damages associated with carbon dioxide, sulfur dioxide and nitrogen oxides. This value provided is in 2017 dollars and should be escalated by 2.1% annually to reflect inflation. The stream of air emissions benefits has already been discounted and should not be further discounted using the societal discount rate.
Note on X258: Ingrid Malmgren: MA TRM App. C p. 411 tankless DHW
Note on Z258: Ingrid Malmgren: HARDCODED-NEED TO UPDATE MANUALLY
Note on AB258: Ingrid Malmgren: MA TRM App. C p. 411 tankless DHW $56.39 USD prorated for property value
Note on AC258: Ingrid Malmgren: MA TRM App. C p. 411 tankless DHW $56.39 USD prorated for property value
Note on AS258: Ingrid Malmgren: see 2011 PA Study Tab
Note on AU258: Ingrid Malmgren: $45.05/year reduced incidence of fire and CO exposure as a result of installing a new heating system
Note on AW258: Ingrid Malmgren: From Joe Loper at ITRON: A benefit of 0.22 cents per net lifetime kWh saved should be added to the present value benefits of all programs to reflect reductions in damages associated with carbon dioxide, sulfur dioxide and nitrogen oxides. This value provided is in 2017 dollars and should be escalated by 2.1% annually to reflect inflation. The stream of air emissions benefits has already been discounted and should not be further discounted using the societal discount rate.
Note on AC259: Ingrid Malmgren: MA TRM does not have this measure
Note on AS259: Ingrid Malmgren: sum of heat and DHW from 2011 PA Study Tab
Note on AU259: Ingrid Malmgren: $45.05/year reduced incidence of fire and CO exposure as a result of installing a new heating system
Note on AW259: Ingrid Malmgren: From Joe Loper at ITRON: A benefit of 0.22 cents per net lifetime kWh saved should be added to the present value benefits of all programs to reflect reductions in damages associated with carbon dioxide, sulfur dioxide and nitrogen oxides. This value provided is in 2017 dollars and should be escalated by 2.1% annually to reflect inflation. The stream of air emissions benefits has already been discounted and should not be further discounted using the societal discount rate.
Note on AC260: Ingrid Malmgren: MA TRM does not have this measure
Note on AS260: Ingrid Malmgren: from 2011 study minus health "heating system"
Note on AT260: Ingrid Malmgren: Table E.4 Heating system health benefits per year
Note on AU260: Ingrid Malmgren: $45.05/year reduced incidence of fire and CO exposure as a result of installing a new heating system
Note on AW260: Ingrid Malmgren: From Joe Loper at ITRON: A benefit of 0.22 cents per net lifetime kWh saved should be added to the present value benefits of all programs to reflect reductions in damages associated with carbon dioxide, sulfur dioxide and nitrogen oxides. This value provided is in 2017 dollars and should be escalated by 2.1% annually to reflect inflation. The stream of air emissions benefits has already been discounted and should not be further discounted using the societal discount rate.
Note on X261: Ingrid Malmgren: see PA Study-Res tab does not differentiate between single and double pane windows does not include health impacts
Note on AB261: Ingrid Malmgren: Not in MA TRM. Values from 2011 MA Program Administrators' NEI Study See PA Study-Res tab One time property value is prorated annual values do not include health impacts
Note on AC261: Ingrid Malmgren: Not in MA TRM. Values from 2011 MA Program Administrators' NEI Study See PA Study-Res tab One time property value is prorated annual values do not include health impacts
Note on AS261: Ingrid Malmgren: see PA Study-Res tab does not differentiate between single and double pane windows does not include health impacts
Note on AT261: Ingrid Malmgren: window replacement health benefits table 4.E
Note on AW261: Ingrid Malmgren: From Joe Loper at ITRON: A benefit of 0.22 cents per net lifetime kWh saved should be added to the present value benefits of all programs to reflect reductions in damages associated with carbon dioxide, sulfur dioxide and nitrogen oxides. This value provided is in 2017 dollars and should be escalated by 2.1% annually to reflect inflation. The stream of air emissions benefits has already been discounted and should not be further discounted using the societal discount rate.
Note on X262: Ingrid Malmgren: see PA Study-Res tab does not differentiate between single and double pane windows does not include health impacts
Note on AB262: Ingrid Malmgren: Not in MA TRM. Values from 2011 MA Program Administrators' NEI Study See PA Study-Res tab One time property value is prorated annual values do not include health impacts
Note on AC262: Ingrid Malmgren: Not in MA TRM. Values from 2011 MA Program Administrators' NEI Study See PA Study-Res tab One time property value is prorated annual values do not include health impacts
Note on AT262: Ingrid Malmgren: window replacement health benefits table 4.E
Note on AW262: Ingrid Malmgren: From Joe Loper at ITRON: A benefit of 0.22 cents per net lifetime kWh saved should be added to the present value benefits of all programs to reflect reductions in damages associated with carbon dioxide, sulfur dioxide and nitrogen oxides. This value provided is in 2017 dollars and should be escalated by 2.1% annually to reflect inflation. The stream of air emissions benefits has already been discounted and should not be further discounted using the societal discount rate.
Note on AC263: Ingrid Malmgren: Not in MA TRM
Note on AW263: Ingrid Malmgren: From Joe Loper at ITRON: A benefit of 0.22 cents per net lifetime kWh saved should be added to the present value benefits of all programs to reflect reductions in damages associated with carbon dioxide, sulfur dioxide and nitrogen oxides. This value provided is in 2017 dollars and should be escalated by 2.1% annually to reflect inflation. The stream of air emissions benefits has already been discounted and should not be further discounted using the societal discount rate.
Note on X264: Ingrid Malmgren: MA TRM p. 162
Note on AC264: Ingrid Malmgren: Not in MA TRM
Note on AQ264: Ingrid Malmgren: p.165
Note on AW264: Ingrid Malmgren: From Joe Loper at ITRON: A benefit of 0.22 cents per net lifetime kWh saved should be added to the present value benefits of all programs to reflect reductions in damages associated with carbon dioxide, sulfur dioxide and nitrogen oxides. This value provided is in 2017 dollars and should be escalated by 2.1% annually to reflect inflation. The stream of air emissions benefits has already been discounted and should not be further discounted using the societal discount rate.
Note on X265: Ingrid Malmgren: from MA TRM one time property value -additional benefits for multi-family and low-income (not included here) p.410
Note on AB265: Ingrid Malmgren: from MA TRM one time property value -additional benefits for multi-family and low-income (not included here) p.410
Note on AP265: Ingrid Malmgren: Appendix B-1 from RI TRM 2015 National Grid
Note on AQ265: Ingrid Malmgren: p. 410
Note on AU265: Ingrid Malmgren: (per measure-one time) for recycling B-1
Note on AW265: Ingrid Malmgren: From Joe Loper at ITRON: A benefit of 0.22 cents per net lifetime kWh saved should be added to the present value benefits of all programs to reflect reductions in damages associated with carbon dioxide, sulfur dioxide and nitrogen oxides. This value provided is in 2017 dollars and should be escalated by 2.1% annually to reflect inflation. The stream of air emissions benefits has already been discounted and should not be further discounted using the societal discount rate.
Note on X266: Ingrid Malmgren: MA TRM p. 162
Note on AC266: Ingrid Malmgren: MA TRM p. 162
Note on AQ266: Ingrid Malmgren: p.165
Note on AW266: Ingrid Malmgren: From Joe Loper at ITRON: A benefit of 0.22 cents per net lifetime kWh saved should be added to the present value benefits of all programs to reflect reductions in damages associated with carbon dioxide, sulfur dioxide and nitrogen oxides. This value provided is in 2017 dollars and should be escalated by 2.1% annually to reflect inflation. The stream of air emissions benefits has already been discounted and should not be further discounted using the societal discount rate.
Note on X267: Ingrid Malmgren: includes air sealing, insulation and duct sealing. One time 516.39 for property value and annual NO HEALTH
Note on Z267: Ingrid Malmgren: HARDCODED need to update manually.
Note on AB267: Ingrid Malmgren: includes air sealing, insulation and duct sealing. One time 516.39 for property value (prorated) and annual NO HEALTH
Note on AQ267: Ingrid Malmgren: need discount rate for PV page 409 of MA TRM for air seal, insulation and duct seal-one time benefit of $516.39 plus annual benefit of $72.27 per year for life of measure
Note on AS267: Ingrid Malmgren: this includes annual participant benefits and utility benefits from 2011 PA Study tab NO HEALTH IMPACTS INCLUDED
Note on AT267: Ingrid Malmgren: Annual value for health benefits related to air sealing, duct sealing and insulation table E.4
Note on AW267: Ingrid Malmgren: From Joe Loper at ITRON: A benefit of 0.22 cents per net lifetime kWh saved should be added to the present value benefits of all programs to reflect reductions in damages associated with carbon dioxide, sulfur dioxide and nitrogen oxides. This value provided is in 2017 dollars and should be escalated by 2.1% annually to reflect inflation. The stream of air emissions benefits has already been discounted and should not be further discounted using the societal discount rate.
Note on AX267: Ingrid Malmgren: from Joe Loper @ ITRON A benefit of $36 per year should be applied for each participant household that installs insulation or air sealing measures as part of the HPwES. For both programs, the annual benefit should be applied for the weighted average life of the air sealing and insulation measures, or 15 years if the weighted average is not available. The values provided are in 2017 dollars and should be escalated by 2.1% annually to reflect inflation.
Note on X275: Ingrid Malmgren: from Rhode Island TRM B-5 $77/yr for thermal comfort $40/yr for noise reduction $72/yr for inc prop value-res NC no specifics for level of efficiency Property value has been prorated
Note on AC275: Ingrid Malmgren: from MA TRMp.408 $77/yr for thermal comfort $40/yr for noise reduction $72/yr for inc property value has been prorated-res NC no specifics for level of efficiency
Note on AG275: Ingrid Malmgren: property value is counted as an annual benefit in the Rhode Island TRM
Note on AQ275: Ingrid Malmgren: from B-5 $77/yr for thermal comfort $40/yr for noise reduction $72/yr for inc prop value-res NC no specifics for level of efficiency
Note on AU275: Ingrid Malmgren: from B-5 $77/yr for thermal comfort $40/yr for noise reduction $72/yr for inc prop value-res NC no specifics for level of efficiency
Note on AW275: Ingrid Malmgren: From Joe Loper at ITRON: A benefit of 0.22 cents per net lifetime kWh saved should be added to the present value benefits of all programs to reflect reductions in damages associated with carbon dioxide, sulfur dioxide and nitrogen oxides. This value provided is in 2017 dollars and should be escalated by 2.1% annually to reflect inflation. The stream of air emissions benefits has already been discounted and should not be further discounted using the societal discount rate.
Note on X276: Ingrid Malmgren: from Rhode Island TRM B-5 $77/yr for thermal comfort $40/yr for noise reduction $72/yr for inc prop value-res NC no specifics for level of efficiency Property value has been prorated
Note on AC276: Ingrid Malmgren: from Rhode Island TRM B-5 $77/yr for thermal comfort $40/yr for noise reduction $72/yr for inc prop value-res NC no specifics for level of efficiency
Note on AG276: Ingrid Malmgren: property value is counted as an annual benefit in the Rhode Island TRM
Note on AQ276: Ingrid Malmgren: from B-5 $77/yr for thermal comfort $40/yr for noise reduction $72/yr for inc prop value-res NC no specifics for level of efficiency
Note on AU276: Ingrid Malmgren: from B-5 $77/yr for thermal comfort $40/yr for noise reduction $72/yr for inc prop value-res NC no specifics for level of efficiency
Note on AW276: Ingrid Malmgren: From Joe Loper at ITRON: A benefit of 0.22 cents per net lifetime kWh saved should be added to the present value benefits of all programs to reflect reductions in damages associated with carbon dioxide, sulfur dioxide and nitrogen oxides. This value provided is in 2017 dollars and should be escalated by 2.1% annually to reflect inflation. The stream of air emissions benefits has already been discounted and should not be further discounted using the societal discount rate.
Note on X277: Ingrid Malmgren: from Rhode Island TRM B-5 $77/yr for thermal comfort $40/yr for noise reduction $72/yr for inc prop value-res NC no specifics for level of efficiency Property value has been prorated
Note on AC277: Ingrid Malmgren: from Rhode Island TRM B-5 $77/yr for thermal comfort $40/yr for noise reduction $72/yr for inc prop value-res NC no specifics for level of efficiency
Note on AG277: Ingrid Malmgren: property value is counted as an annual benefit in the Rhode Island TRM
Note on AQ277: Ingrid Malmgren: from B-5 $77/yr for thermal comfort $40/yr for noise reduction $72/yr for inc prop value-res NC no specifics for level of efficiency
Note on AU277: Ingrid Malmgren: from B-5 $77/yr for thermal comfort $40/yr for noise reduction $72/yr for inc prop value-res NC no specifics for level of efficiency
Note on AW277: Ingrid Malmgren: From Joe Loper at ITRON: A benefit of 0.22 cents per net lifetime kWh saved should be added to the present value benefits of all programs to reflect reductions in damages associated with carbon dioxide, sulfur dioxide and nitrogen oxides. This value provided is in 2017 dollars and should be escalated by 2.1% annually to reflect inflation. The stream of air emissions benefits has already been discounted and should not be further discounted using the societal discount rate.
Note on X278: Ingrid Malmgren: from Rhode Island TRM B-5 $77/yr for thermal comfort $40/yr for noise reduction $72/yr for inc prop value-res NC no specifics for level of efficiency Property value has been prorated
Note on AC278: Ingrid Malmgren: from Rhode Island TRM B-5 $77/yr for thermal comfort $40/yr for noise reduction $72/yr for inc prop value-res NC no specifics for level of efficiency
Note on AG278: Ingrid Malmgren: property value is counted as an annual benefit in the Rhode Island TRM
Note on AQ278: Ingrid Malmgren: from B-5 $77/yr for thermal comfort $40/yr for noise reduction $72/yr for inc prop value-res NC no specifics for level of efficiency
Note on AU278: Ingrid Malmgren: from B-5 $77/yr for thermal comfort $40/yr for noise reduction $72/yr for inc prop value-res NC no specifics for level of efficiency
Note on AW278: Ingrid Malmgren: From Joe Loper at ITRON: A benefit of 0.22 cents per net lifetime kWh saved should be added to the present value benefits of all programs to reflect reductions in damages associated with carbon dioxide, sulfur dioxide and nitrogen oxides. This value provided is in 2017 dollars and should be escalated by 2.1% annually to reflect inflation. The stream of air emissions benefits has already been discounted and should not be further discounted using the societal discount rate.
Note on X279: Ingrid Malmgren: from Rhode Island TRM B-5 $77/yr for thermal comfort $40/yr for noise reduction $72/yr for inc prop value-res NC no specifics for level of efficiency Property value has been prorated
Note on AC279: Ingrid Malmgren: from Rhode Island TRM B-5 $77/yr for thermal comfort $40/yr for noise reduction $72/yr for inc prop value-res NC no specifics for level of efficiency
Note on AG279: Ingrid Malmgren: property value is counted as an annual benefit in the Rhode Island TRM
Note on AQ279: Ingrid Malmgren: from B-5 $77/yr for thermal comfort $40/yr for noise reduction $72/yr for inc prop value-res NC no specifics for level of efficiency
Note on AU279: Ingrid Malmgren: from B-5 $77/yr for thermal comfort $40/yr for noise reduction $72/yr for inc prop value-res NC no specifics for level of efficiency
Note on AW279: Ingrid Malmgren: From Joe Loper at ITRON: A benefit of 0.22 cents per net lifetime kWh saved should be added to the present value benefits of all programs to reflect reductions in damages associated with carbon dioxide, sulfur dioxide and nitrogen oxides. This value provided is in 2017 dollars and should be escalated by 2.1% annually to reflect inflation. The stream of air emissions benefits has already been discounted and should not be further discounted using the societal discount rate.
Note on X280: Ingrid Malmgren: from Rhode Island TRM B-5 $77/yr for thermal comfort $40/yr for noise reduction $72/yr for inc prop value-res NC no specifics for level of efficiency Property value has been prorated
Note on AC280: Ingrid Malmgren: from Rhode Island TRM B-5 $77/yr for thermal comfort $40/yr for noise reduction $72/yr for inc prop value-res NC no specifics for level of efficiency
Note on AG280: Ingrid Malmgren: property value is counted as an annual benefit in the Rhode Island TRM
Note on AQ280: Ingrid Malmgren: from B-5 $77/yr for thermal comfort $40/yr for noise reduction $72/yr for inc prop value-res NC no specifics for level of efficiency
Note on AU280: Ingrid Malmgren: from B-5 $77/yr for thermal comfort $40/yr for noise reduction $72/yr for inc prop value-res NC no specifics for level of efficiency
Note on AW280: Ingrid Malmgren: From Joe Loper at ITRON: A benefit of 0.22 cents per net lifetime kWh saved should be added to the present value benefits of all programs to reflect reductions in damages associated with carbon dioxide, sulfur dioxide and nitrogen oxides. This value provided is in 2017 dollars and should be escalated by 2.1% annually to reflect inflation. The stream of air emissions benefits has already been discounted and should not be further discounted using the societal discount rate.
Note on AW281: Ingrid Malmgren: From Joe Loper at ITRON: A benefit of 0.22 cents per net lifetime kWh saved should be added to the present value benefits of all programs to reflect reductions in damages associated with carbon dioxide, sulfur dioxide and nitrogen oxides. This value provided is in 2017 dollars and should be escalated by 2.1% annually to reflect inflation. The stream of air emissions benefits has already been discounted and should not be further discounted using the societal discount rate.
Note on AW282: Ingrid Malmgren: From Joe Loper at ITRON: A benefit of 0.22 cents per net lifetime kWh saved should be added to the present value benefits of all programs to reflect reductions in damages associated with carbon dioxide, sulfur dioxide and nitrogen oxides. This value provided is in 2017 dollars and should be escalated by 2.1% annually to reflect inflation. The stream of air emissions benefits has already been discounted and should not be further discounted using the societal discount rate.
Note on AW283: Ingrid Malmgren: From Joe Loper at ITRON: A benefit of 0.22 cents per net lifetime kWh saved should be added to the present value benefits of all programs to reflect reductions in damages associated with carbon dioxide, sulfur dioxide and nitrogen oxides. This value provided is in 2017 dollars and should be escalated by 2.1% annually to reflect inflation. The stream of air emissions benefits has already been discounted and should not be further discounted using the societal discount rate.

## TRC Figure
Residential - Efficient Product Rebates; Room A/C Retirement; RES-HVAC/Shell; RES-SF | 0.41289 | 2.3065 | 458.6% | 12
BNI- Direct Installation; Faucet Aerator; COM-Other; Office | 3.5759 | 14.9709 | 318.7% | 12 | Average | 32.9% |  |  |  |  | Buckets
BNI- Direct Installation; Faucet Aerator; COM-Other; Other Commercial | 3.5759 | 14.9709 | 318.7% | 12 | Median | 19.81% | No change to TRC | 82 | 0.34454 | 1 | > -10% and < 0% | 1
BNI- Direct Installation; Faucet Aerator; COM-Other; Retail | 3.5759 | 14.9709 | 318.7% | 12 |  |  | Total measures | 156 |  | 2 | 0% | 82
Existing Residential; DHW Pipe Insulation; RES-Water Heat; MURB | 1.9308 | 6.3221 | 227.4% | 11 | [5 empty] | 3 | > 0% and 10% | 27
BNI- Direct Installation; Low Flow Showerheads; COM-Other; Other Commercial | 3.761 | 11.2545 | 199.2% | 11 | [5 empty] | 4 | > 10% and 20% | 9
BNI- Direct Installation; Ground Source Heat Pump; COM-HVAC; School | 0.71838 | 1.5984 | 122.5% | 10 | [5 empty] | 5 | > 20% and 30% | 9
BNI- Direct Installation; Ground/Water Source Heat Pumps; COM-HVAC; School | 2.5336 | 5.6374 | 122.5% | 10 | [5 empty] | 6 | > 30% and 40% | 62
BNI- Direct Installation; High-Efficiency Air Source Heat Pumps; COM-HVAC; School | 1.2733 | 2.833 | 122.5% | 10 | [5 empty] | 7 | > 40% and 50% | 17
BNI- Direct Installation; High-Efficiency Air Source Heat Pumps; COM-HVAC; School | 4.1857 | 9.3134 | 122.5% | 10 | [5 empty] | 8 | > 50% and 60% | 3
BNI- Direct Installation; Ground Source Heat Pump; COM-HVAC; Retail | 0.72145 | 1.6015 | 122% | 10 | [5 empty] | 9 | > 60% and 75% | 5
BNI- Direct Installation; Ground/Water Source Heat Pumps; COM-HVAC; Retail | 2.5368 | 5.6311 | 122% | 10 | [5 empty] | 10 | > 115% and 125% | 17
BNI- Direct Installation; High-Efficiency Air Source Heat Pumps; COM-HVAC; Retail | 4.1959 | 9.314 | 122% | 10 | [5 empty] | 11 | > 175% and 230% | 2
BNI- Direct Installation; High-Efficiency Air Source Heat Pumps; COM-HVAC; Retail | 1.2787 | 2.8385 | 122% | 10 | [5 empty] | 12 | > 275% | 4
BNI- Direct Installation; High-Efficiency Air Source Heat Pumps; COM-HVAC; Other Commercial | 4.0562 | 8.9187 | 119.9% | 10
BNI- Direct Installation; High-Efficiency Air Source Heat Pumps; COM-HVAC; Other Commercial | 1.3012 | 2.8609 | 119.9% | 10
BNI- Direct Installation; Ground/Water Source Heat Pumps; COM-HVAC; Other Commercial | 2.3765 | 5.2253 | 119.9% | 10
BNI- Direct Installation; Ground Source Heat Pump; COM-HVAC; Other Commercial | 0.73412 | 1.6141 | 119.9% | 10
BNI- Direct Installation; Ground Source Heat Pump; COM-HVAC; Office | 0.73999 | 1.62 | 118.9% | 10
BNI- Direct Installation; Ground/Water Source Heat Pumps; COM-HVAC; Office | 2.6362 | 5.7713 | 118.9% | 10
BNI- Direct Installation; High-Efficiency Air Source Heat Pumps; COM-HVAC; Office | 4.3373 | 9.4954 | 118.9% | 10
BNI- Direct Installation; High-Efficiency Air Source Heat Pumps; COM-HVAC; Office | 1.3116 | 2.8714 | 118.9% | 10
BNI - Efficient Product Rebates; ENERGY STAR® Self Contained Ice Maker; COM-Refrigeration; Retail | 0.82975 | 1.8542 | 123.5% | 10
BNI- Direct Installation; DHW Tank Wrap; COM-Other; Office | 2.0615 | 3.5308 | 71.28% | 9
BNI- Direct Installation; DHW Tank Wrap; COM-Other; Retail | 2.0615 | 3.5308 | 71.28% | 9
BNI - Efficient Product Rebates; Solid Door Commercial Freezer; COM-Refrigeration; Retail | 1.8356 | 3.0262 | 64.87% | 9
BNI - Efficient Product Rebates; Glass Door Commercial Refrigerator; COM-Refrigeration; Retail | 1.072 | 1.7674 | 64.87% | 9
BNI - Efficient Product Rebates; Solid Door Commercial Refrigerator; COM-Refrigeration; Retail | 1.3245 | 2.1836 | 64.87% | 9
BNI- Direct Installation; DHW Pipe Insulation; COM-Other; Office | 4.5617 | 7.2478 | 58.88% | 8
BNI- Direct Installation; DHW Pipe Insulation; COM-Other; Retail | 4.5617 | 7.2478 | 58.88% | 8
Existing Residential; DHW Pipe Insulation; RES-Water Heat; RES-SF | 6.2762 | 9.8367 | 56.73% | 8
BNI - Efficient Product Rebates; Single-Tank Door Type Dishwasher (Low Temp); COM-Other; Retail | 8.5628 | 12.7921 | 49.39% | 7
BNI - Efficient Product Rebates; Multi-Tank Conveyor Commercial Dish Washer (Low Temp); COM-Other; Retail | 3.8855 | 5.6954 | 46.58% | 7
Custom Incentives; Custom Efficiency; IND; Industrial | 2.57 | 3.7786 | 47.03% | 7
BNI - Efficient Product Rebates; Lighting Controls - Occupancy Sensors; IND; Industrial | 1.8098 | 2.6683 | 47.44% | 7
Custom Incentives; Custom Efficiency; COM-Other; COM | 2.6467 | 3.8553 | 45.67% | 7
BNI - Efficient Product Rebates; Daylighting Controls; COM-Lighting; School | 0.70787 | 1.0398 | 46.9% | 7
BNI - Efficient Product Rebates; T8 Dimmable Stairwell Lighting; COM-Lighting; School | 1.273 | 1.87 | 46.9% | 7
BNI - Efficient Product Rebates; Lighting Controls - Occupancy Sensors; COM-Lighting; School | 1.1259 | 1.6538 | 46.9% | 7
Residential - Efficient Product Rebates; Hardwired Dimmer Switch; RES-Lighting; RES-SF | 0.69987 | 0.99238 | 41.79% | 7
BNI - Efficient Product Rebates; T8 Dimmable Stairwell Lighting; COM-Lighting; Office | 1.5944 | 2.245 | 40.8% | 7
BNI - Efficient Product Rebates; Daylighting Controls; COM-Lighting; Office | 0.80666 | 1.1358 | 40.8% | 7
BNI - Efficient Product Rebates; Lighting Controls - Occupancy Sensors; COM-Lighting; Office | 1.4117 | 1.9877 | 40.8% | 7
BNI - Efficient Product Rebates; Daylighting Controls; COM-Lighting; Other Commercial | 0.76159 | 1.0698 | 40.47% | 7
BNI - Efficient Product Rebates; T8 Dimmable Stairwell Lighting; COM-Lighting; Other Commercial | 2.5064 | 3.5207 | 40.47% | 7
BNI - Efficient Product Rebates; Lighting Controls - Occupancy Sensors; COM-Lighting; Other Commercial | 2.2361 | 3.1409 | 40.47% | 7
BNI - Efficient Product Rebates; LED Refrigeration Strip Lighting-End of Life replacement; COM-Lighting; Other Commercial | 0.9886 | 1.4184 | 43.47% | 7
Existing Residential; Low Flow (1.25 GPM) showerhead; RES-Water Heat; MURB | 6.3489 | 8.892 | 40.05% | 7
BNI - Efficient Product Rebates; Lighting Controls - Occupancy Sensors; COM-Lighting; Retail | 2.1439 | 2.9993 | 39.9% | 6
BNI - Efficient Product Rebates; T8 Dimmable Stairwell Lighting; COM-Lighting; Retail | 2.4058 | 3.3658 | 39.9% | 6
BNI - Efficient Product Rebates; Daylighting Controls; COM-Lighting; Retail | 0.78073 | 1.0922 | 39.9% | 6
BNI - Efficient Product Rebates; LED Refrigeration Strip Lighting-End of Life replacement; COM-Lighting; School | 1.0012 | 1.4309 | 42.93% | 6
BNI - Efficient Product Rebates; LED Refrigeration Strip Lighting-End of Life replacement; COM-Lighting; Retail | 1.0109 | 1.4406 | 42.51% | 6
BNI - Efficient Product Rebates; Photoluminescent Exit Sign; IND; Industrial | 1.5506 | 2.1386 | 37.92% | 6
BNI - Efficient Product Rebates; Photoluminescent Exit Sign; COM-Lighting; Office | 1.5506 | 2.1386 | 37.92% | 6
BNI - Efficient Product Rebates; Photoluminescent Exit Sign; COM-Lighting; Other Commercial | 1.5506 | 2.1386 | 37.92% | 6
BNI - Efficient Product Rebates; Photoluminescent Exit Sign; COM-Lighting; Retail | 1.5506 | 2.1386 | 37.92% | 6
BNI - Efficient Product Rebates; Photoluminescent Exit Sign; COM-Lighting; School | 1.5506 | 2.1386 | 37.92% | 6
BNI - Efficient Product Rebates; LED Exit Sign-End of Life replacement; IND; Industrial | 1.9532 | 2.6938 | 37.92% | 6
BNI - Efficient Product Rebates; LED Exit Sign-End of Life replacement; COM-Lighting; Office | 1.9532 | 2.6938 | 37.92% | 6
BNI - Efficient Product Rebates; LED Exit Sign-End of Life replacement; COM-Lighting; Other Commercial | 1.9532 | 2.6938 | 37.92% | 6
BNI - Efficient Product Rebates; LED Exit Sign-End of Life replacement; COM-Lighting; Retail | 1.9532 | 2.6938 | 37.92% | 6
BNI - Efficient Product Rebates; LED Exit Sign-End of Life replacement; COM-Lighting; School | 1.9532 | 2.6938 | 37.92% | 6
BNI - Efficient Product Rebates; LED Lamps-End of Life; COM-Lighting; Office | 1.2999 | 1.7926 | 37.91% | 6
BNI- Direct Installation; LED Lamps-End of Life-BES; COM-Lighting; Office | 1.0607 | 1.4627 | 37.91% | 6
BNI - Efficient Product Rebates; LED Linear Replacement Lamps; COM-Lighting; Office | 1.0856 | 1.4972 | 37.91% | 6
BNI - Efficient Product Rebates; LED Lamps-Retrofit (dual baseline); COM-Lighting; Office | 5.8243 | 8.0322 | 37.91% | 6
BNI- Direct Installation; LED Lamps-Retrofit (dual baseline)-BES; COM-Lighting; Office | 2.8968 | 3.9949 | 37.91% | 6
BNI - Efficient Product Rebates; Fluorescent T5 and HPT8 Fixtures (4 FT) lamps-Retrofit (dual baseline); COM-Lighting; Other Commercial | 0.29925 | 0.41132 | 37.45% | 6
BNI - Efficient Product Rebates; LED Lamps-End of Life; COM-Lighting; Other Commercial | 2.0763 | 2.854 | 37.45% | 6
BNI- Direct Installation; LED Lamps-End of Life-BES; COM-Lighting; Other Commercial | 1.5313 | 2.1048 | 37.45% | 6
BNI- Direct Installation; LED Lamps-Retrofit (dual baseline)-BES; COM-Lighting; Other Commercial | 3.3414 | 4.5928 | 37.45% | 6
BNI - Efficient Product Rebates; LED Linear Replacement Lamps; COM-Lighting; Other Commercial | 1.0079 | 1.3854 | 37.45% | 6
BNI - Efficient Product Rebates; LED Lamps-Retrofit (dual baseline); COM-Lighting; Other Commercial | 7.8213 | 10.7505 | 37.45% | 6
BNI - Efficient Product Rebates; LED Linear Replacement Lamps; COM-Lighting; School | 1.0734 | 1.4701 | 36.96% | 6
BNI - Efficient Product Rebates; LED Lamps-Retrofit (dual baseline); COM-Lighting; School | 5.6273 | 7.7071 | 36.96% | 6
BNI - Efficient Product Rebates; LED Lamps-End of Life; COM-Lighting; School | 1.2213 | 1.6728 | 36.96% | 6
BNI - Efficient Product Rebates; LED Lamps-Retrofit (dual baseline); COM-Lighting; Retail | 7.7497 | 10.5852 | 36.59% | 6
BNI- Direct Installation; LED Lamps-End of Life-BES; COM-Lighting; Retail | 1.5026 | 2.0524 | 36.59% | 6
BNI- Direct Installation; LED Lamps-Retrofit (dual baseline)-BES; COM-Lighting; Retail | 3.3727 | 4.6066 | 36.59% | 6
BNI - Efficient Product Rebates; LED Linear Replacement Lamps; COM-Lighting; Retail | 1.0688 | 1.4599 | 36.59% | 6
BNI - Efficient Product Rebates; LED Lamps-End of Life; COM-Lighting; Retail | 2.0079 | 2.7425 | 36.59% | 6
BNI- Direct Installation; Relamp/Reballast-Retrofit (dual baseline)-BES; COM-Lighting; Office | 1.3754 | 1.8499 | 34.5% | 6
BNI - Efficient Product Rebates; Relamp/Reballast-Retrofit (dual baseline); COM-Lighting; Office | 1.6299 | 2.1922 | 34.5% | 6
BNI - Efficient Product Rebates; LED Low Bay Fixture; COM-Lighting; Office | 1.0065 | 1.3538 | 34.5% | 6
BNI - Efficient Product Rebates; LED High Bay Fixture; COM-Lighting; Other Commercial | 2.1936 | 2.9414 | 34.09% | 6
BNI - Efficient Product Rebates; LED Low Bay Fixture; COM-Lighting; Other Commercial | 0.94677 | 1.2695 | 34.09% | 6
BNI- Direct Installation; Relamp/Reballast-Retrofit (dual baseline)-BES; COM-Lighting; Other Commercial | 1.3582 | 1.8212 | 34.09% | 6
BNI - Efficient Product Rebates; Relamp/Reballast-Retrofit (dual baseline); COM-Lighting; Other Commercial | 1.6024 | 2.1486 | 34.09% | 6
BNI - Efficient Product Rebates; LED Low Bay Fixture; COM-Lighting; School | 1.0001 | 1.3367 | 33.65% | 6
BNI - Efficient Product Rebates; Relamp/Reballast-Retrofit (dual baseline); COM-Lighting; School | 1.6775 | 2.2419 | 33.65% | 6
BNI - Efficient Product Rebates; LED High Bay Fixture; COM-Lighting; School | 2.2353 | 2.9875 | 33.65% | 6
BNI - Efficient Product Rebates; LED Low Bay Fixture; COM-Lighting; Retail | 0.99792 | 1.3304 | 33.32% | 6
BNI- Direct Installation; Relamp/Reballast-Retrofit (dual baseline)-BES; COM-Lighting; Retail | 1.3951 | 1.86 | 33.32% | 6
BNI - Efficient Product Rebates; LED High Bay Fixture; COM-Lighting; Retail | 2.2537 | 3.0046 | 33.32% | 6
BNI - Efficient Product Rebates; Relamp/Reballast-Retrofit (dual baseline); COM-Lighting; Retail | 1.6471 | 2.1959 | 33.32% | 6
BNI - Efficient Product Rebates; LED Linear Replacement Lamps; IND; Industrial | 1.1272 | 1.51 | 33.96% | 6
BNI - Efficient Product Rebates; LED Lamps-End of Life; IND; Industrial | 2.171 | 2.9083 | 33.96% | 6
BNI - Efficient Product Rebates; T8 Dimmable Stairwell Lighting; IND; Industrial | 2.8364 | 3.7998 | 33.96% | 6
BNI - Efficient Product Rebates; LED Lamps-Retrofit (dual baseline); IND; Industrial | 8.3662 | 11.2077 | 33.96% | 6
Existing Residential; DHW Tank Wrap; RES-Water Heat; MURB | 2.6556 | 3.5857 | 35.02% | 6
BNI - Efficient Product Rebates; ENERGY STAR® Ice Making Head; COM-Refrigeration; Retail | 2.0624 | 2.7549 | 33.58% | 6
BNI - Efficient Product Rebates; Relamp/Reballast-Retrofit (dual baseline); IND; Industrial | 1.7714 | 2.3201 | 30.97% | 6
BNI - Efficient Product Rebates; LED Low Bay Fixture; IND; Industrial | 1.0545 | 1.3811 | 30.97% | 6
BNI - Efficient Product Rebates; LED High Bay Fixture; IND; Industrial | 2.4184 | 3.1675 | 30.97% | 6
BNI - Efficient Product Rebates; LED Exterior Fixtures-End of Life replacement; COM-Lighting; Office | 3.079 | 4.0524 | 31.61% | 6
BNI - Efficient Product Rebates; LED Exterior Fixtures-End of Life replacement; COM-Lighting; Other Commercial | 3.079 | 4.0524 | 31.61% | 6
BNI - Efficient Product Rebates; LED Exterior Fixtures-End of Life replacement; COM-Lighting; Retail | 3.079 | 4.0524 | 31.61% | 6
BNI - Efficient Product Rebates; LED Exterior Fixtures-End of Life replacement; COM-Lighting; School | 3.079 | 4.0524 | 31.61% | 6
BNI - Efficient Product Rebates; LED Exterior Fixtures-End of Life replacement; IND; Industrial | 3.0866 | 4.06 | 31.54% | 6
BNI - Efficient Product Rebates; Single-Tank Conveyor Dishwasher (Low Temp); COM-Other; Retail | 10.5389 | 13.6293 | 29.32% | 5
Existing Residential; Low Flow (1.25 GPM) showerhead; RES-Water Heat; RES-SF | 6.5788 | 8.4596 | 28.59% | 5
Existing Residential; DHW Tank Wrap; RES-Water Heat; RES-SF | 3.0751 | 3.987 | 29.65% | 5
New Residential; EnerGuide 83 New Home; RES-Package; RES-NC | 2.3307 | 2.9202 | 25.29% | 5
BNI - Efficient Product Rebates; Single Tank Door Dishwasher with Booster (High Temp); COM-Other; Retail | 6.7925 | 8.3689 | 23.21% | 5
Existing Residential; 1W LED Nightlight; RES-Lighting; MURB | 1.9046 | 2.3547 | 23.63% | 5
Existing Residential; 12 W LED; RES-Lighting; MURB | 0.9257 | 1.1413 | 23.29% | 5
BNI - Efficient Product Rebates; ENERGY STAR® Remote Condensing Head/Split System Ice Maker; COM-Refrigeration; Retail | 1.7757 | 2.1779 | 22.65% | 5
BNI - Efficient Product Rebates; Multi Tank Conveyor Dishwasher with Booster (High Temp); COM-Other; Retail | 6.7453 | 8.1271 | 20.49% | 5
Existing Residential; 1W LED Nightlight; RES-Lighting; RES-SF | 2.3872 | 2.8438 | 19.13% | 4
New Residential; EnerGuide 85 New Home; RES-Package; RES-NC | 2.5741 | 3.0392 | 18.07% | 4
New Residential; EnerGuide 86 New Home; RES-Package; RES-NC | 2.5409 | 2.9426 | 15.81% | 4
Existing Residential; Building Envelope Retrofits (Insulation, Draft Proofing, EnergyStar Windows and Doors); RES-HVAC/Shell; RES-SF | 1.2383 | 1.4354 | 15.92% | 4
Residential - Efficient Product Rebates; Indoor Motion Sensor; RES-Lighting; RES-SF | 0.71978 | 0.83111 | 15.47% | 4
New Residential; EnerGuide 87 New Home; RES-Package; RES-NC | 2.5159 | 2.8694 | 14.05% | 4
New Residential; EnerGuide 88 New Home; RES-Package; RES-NC | 2.4959 | 2.8116 | 12.65% | 4
New Residential; EnerGuide 88+ New Home; RES-Package; RES-NC | 2.4799 | 2.765 | 11.5% | 4
Existing Residential; Low Flow Faucet Aerator, 1.5 GPM; RES-Water Heat; MURB | 5.95 | 6.5884 | 10.73% | 4
BNI - Efficient Product Rebates; Under Counter Commercial Dishwasher (Low Temp); COM-Other; Retail | 16.269 | 17.8386 | 9.647% | 3
BNI - Efficient Product Rebates; Single Tank Conveyor Dishwasher with Booster (High Temp); COM-Other; Retail | 10.5389 | 11.5493 | 9.587% | 3
BNI - Efficient Product Rebates; Under Counter Dishwasher with Booster (High Temp); COM-Other; Retail | 7.3181 | 7.8623 | 7.436% | 3
Existing Residential; 5W Chandelier LED bulb; RES-Lighting; MURB | 3.3439 | 3.5887 | 7.32% | 3
Residential - Efficient Product Rebates; ENERGY STAR® LED Lamps; RES-Lighting; RES-SF | 2.0927 | 2.235 | 6.8% | 3
Custom Incentives; Whole Building 40% Over Baseline; COM-Other; New Construction - BNI | 1.7458 | 1.8579 | 6.419% | 3
Custom Incentives; Whole Building 20% Over Baseline; COM-Other; New Construction - BNI | 1.7454 | 1.8574 | 6.419% | 3
Existing Residential; 8 W LED; RES-Lighting; MURB | 4.5357 | 4.8039 | 5.912% | 3
Existing Residential; 10.5 W LED; RES-Lighting; RES-SF | 4.9249 | 5.1802 | 5.184% | 3
Residential - Efficient Product Rebates; Outdoor Motion Sensor; RES-Lighting; RES-SF | 1.7456 | 1.8308 | 4.878% | 3
Existing Residential; Certified Pellet Boiler or Furnace Supplemented by Baseboard Heat (Whole Home); RES-HVAC/Shell; RES-SF | 2.9635 | 3.089 | 4.235% | 3
Existing Residential; Certified Wood Boiler or Furnace; RES-HVAC/Shell; RES-SF | 1.6861 | 1.7573 | 4.223% | 3
Existing Residential; 12 W LED; RES-Lighting; MURB | 4.4514 | 4.6413 | 4.266% | 3
Existing Residential; Ground Source Heat Pump; RES-HVAC/Shell; RES-SF | 0.78692 | 0.81965 | 4.159% | 3
Existing Residential; ENERGY STAR® Windows (300 ft2) (Replace Double Pane); RES-HVAC/Shell; RES-SF | 0.51321 | 0.53139 | 3.542% | 3
Existing Residential; 11 W LED; RES-Lighting; RES-SF | 5.9297 | 6.1216 | 3.237% | 3
Existing Residential; Solar DHW; RES-Water Heat; RES-SF | 0.28237 | 0.28878 | 2.269% | 3
Residential - Efficient Product Rebates; Heavy Duty Outdoor Timer; RES-Plug Load; RES-SF | 2.9923 | 3.0527 | 2.02% | 3
Existing Residential; ENERGY STAR® Windows (Replace Single Pane); RES-HVAC/Shell; RES-SF | 1.5904 | 1.6079 | 1.1% | 3
Existing Residential; ENERGY STAR® Air Source Heat Pump; RES-HVAC/Shell; RES-SF | 0.81466 | 0.8228 | 0.9994% | 3
Existing Residential; Certified Pellet Stove; RES-HVAC/Shell; RES-SF | 3.0481 | 3.0694 | 0.698% | 3
Existing Residential; Low Flow Faucet Aerator, 1.5 GPM; RES-Water Heat; RES-SF | 7.9783 | 8.0325 | 0.6788% | 3
Existing Residential; Certified Wood Stove; RES-HVAC/Shell; RES-SF | 5.1192 | 5.1498 | 0.5988% | 3
Residential - Efficient Product Rebates; Freezer Retirement; RES-Appliance; RES-SF | 0.85631 | 0.85884 | 0.2958% | 3
Residential - Efficient Product Rebates; Refrigerator Retirement; RES-Appliance; RES-SF | 1.1979 | 1.2009 | 0.255% | 3
Existing Residential; Advanced Automatic Pellet Combo Boiler; RES-HVAC/Shell; RES-SF | 4.3128 | 4.3189 | 0.142% | 3
Existing Residential; ENERGY STAR® Refrigerator (Replacement); RES-Appliance; MURB | 1.0253 | 1.0268 | 0.1461% | 3
New Residential; Solar DHW; RES-Water Heat; RES-NC | 0.28237 | 0.28237 | 0% | 2
Existing Residential; Solar Space and Water Heat (Supplement Electricity); RES-Package; RES-SF | 0.36589 | 0.36589 | 0% | 2
Existing Residential; ENERGY STAR® Door; RES-HVAC/Shell; RES-SF | 0.38805 | 0.38805 | 0% | 2
New Residential; Solar Space and Water Heat (Supplement Electricity); RES-Package; RES-NC | 0.39649 | 0.39649 | 0% | 2
New Residential; Solar Space Heating (Displacing Electricity); RES-HVAC/Shell; RES-NC | 0.51085 | 0.51085 | 0% | 2
Residential - Efficient Product Rebates; Smartstrip; RES-Plug Load; RES-SF | 0.89921 | 0.89921 | 0% | 2
BNI- Direct Installation; Night Covers for 3' Refrigerated Display Cases-BES; COM-Refrigeration; Retail | 0.93551 | 0.93551 | 0% | 2
BNI - Efficient Product Rebates; Dairy Scroll Compressor; COM-Other; Other Commercial | 1.0091 | 1.0091 | 0% | 2
BNI - Efficient Product Rebates; Night Covers for 3' Refrigerated Display Cases; COM-Refrigeration; Retail | 1.1281 | 1.1281 | 0% | 2
BNI- Direct Installation; Night Covers for 3' Refrigerated Display Cases-BES; COM-Refrigeration; Other Commercial | 1.1348 | 1.1348 | 0% | 2
BNI - Efficient Product Rebates; Variable Speed Drive Screw Compressors (10 - 40 hp); COM-Process; School | 1.151 | 1.151 | 0% | 2
BNI - Efficient Product Rebates; Air Tanks for Load / No-Load Screw Compressors (10 – 40 hp); COM-Process; School | 1.178 | 1.178 | 0% | 2
BNI - Efficient Product Rebates; Integrated Dual Enthalpy Economizer Controls; COM-HVAC; School | 1.2453 | 1.2453 | 0% | 2
BNI - Efficient Product Rebates; Variable Speed Drive for Kitchen exhaust fans (Demand Controlled Ventilation) ; COM-Motors; Retail | 1.2901 | 1.2901 | 0% | 2
BNI - Efficient Product Rebates; Integrated Dual Enthalpy Economizer Controls; COM-HVAC; Retail | 1.3102 | 1.3102 | 0% | 2
BNI - Efficient Product Rebates; Half Size Commercial Hot Food Holding Cabinet; COM-Other; Retail | 1.3649 | 1.3649 | 0% | 2
BNI - Efficient Product Rebates; Night Covers for 3' Refrigerated Display Cases; COM-Refrigeration; Other Commercial | 1.4312 | 1.4312 | 0% | 2
Residential - Efficient Product Rebates; Power bar with integrated timer; RES-Plug Load; RES-SF | 1.4426 | 1.4426 | 0% | 2
BNI - Efficient Product Rebates; Zero Energy Doors for Reach-In Coolers and Freezers; COM-Refrigeration; School | 1.4747 | 1.4747 | 0% | 2
BNI - Efficient Product Rebates; Zero Energy Doors for Reach-In Coolers and Freezers; COM-Refrigeration; Other Commercial | 1.4751 | 1.4751 | 0% | 2
BNI - Efficient Product Rebates; Zero Energy Doors for Reach-In Coolers and Freezers; COM-Refrigeration; Retail | 1.4753 | 1.4753 | 0% | 2
BNI - Efficient Product Rebates; Night Covers for 3' Refrigerated Display Cases; COM-Refrigeration; School | 1.5349 | 1.5349 | 0% | 2
BNI- Direct Installation; Electronically Commutated (Brushless) DC Motors for Refrigeration Applications-BES; COM-Refrigeration; Other Commercial | 1.6099 | 1.6099 | 0% | 2
BNI- Direct Installation; Electronically Commutated (Brushless) DC Motors for Refrigeration Applications-BES; COM-Refrigeration; Retail | 1.6101 | 1.6101 | 0% | 2
BNI - Efficient Product Rebates; Three Quarter Size Commercial Hot Food Holding Cabinet; COM-Other; Retail | 1.6763 | 1.6763 | 0% | 2
Existing Residential; Solar Space Heating (Displacing Electricity); RES-HVAC/Shell; RES-SF | 1.6774 | 1.6774 | 0% | 2
BNI - Efficient Product Rebates; Variable Speed Drive for Kitchen exhaust fans (Demand Controlled Ventilation) ; COM-Motors; Other Commercial | 1.7609 | 1.7609 | 0% | 2
BNI - Efficient Product Rebates; Standard Capacity Commercial Electric Fryers; COM-Other; Retail | 1.7928 | 1.7928 | 0% | 2
BNI - Efficient Product Rebates; HVAC Hotel Occupancy Sensor; COM-HVAC; Other Commercial | 1.8304 | 1.8304 | 0% | 2
BNI- Direct Installation; Evaporator Fan Motor Controls for Walk-In Freezers and Coolers-BES; COM-Refrigeration; Other Commercial | 1.8366 | 1.8366 | 0% | 2
BNI- Direct Installation; Evaporator Fan Motor Controls for Walk-In Freezers and Coolers-BES; COM-Refrigeration; Retail | 1.8476 | 1.8476 | 0% | 2
BNI - Efficient Product Rebates; Electronically Commutated (Brushless) DC Motors for Refrigeration Applications; COM-Refrigeration; School | 2.0257 | 2.0257 | 0% | 2
BNI - Efficient Product Rebates; Electronically Commutated (Brushless) DC Motors for Refrigeration Applications; COM-Refrigeration; Other Commercial | 2.0262 | 2.0262 | 0% | 2
BNI - Efficient Product Rebates; Electronically Commutated (Brushless) DC Motors for Refrigeration Applications; COM-Refrigeration; Retail | 2.0265 | 2.0265 | 0% | 2
BNI - Efficient Product Rebates; Evaporator Fan Motor Controls for Walk-In Freezers and Coolers; COM-Refrigeration; School | 2.036 | 2.036 | 0% | 2
BNI - Efficient Product Rebates; Electronically Commutated (Brushless) DC Motors for Refrigeration Applications; IND; Industrial | 2.0723 | 2.0723 | 0% | 2
BNI - Efficient Product Rebates; Evaporator Fan Motor Controls for Walk-In Freezers and Coolers; COM-Refrigeration; Other Commercial | 2.0766 | 2.0766 | 0% | 2
BNI - Efficient Product Rebates; Evaporator Fan Motor Controls for Walk-In Freezers and Coolers; COM-Refrigeration; Retail | 2.0882 | 2.0882 | 0% | 2
BNI - Efficient Product Rebates; Cycling Refrigerated Air Dryers (≤ 300 CFM capacity); COM-Process; School | 2.3202 | 2.3202 | 0% | 2
Residential - Efficient Product Rebates; Advanced Power Strip (load sensing or remote control/wireless APS); RES-Plug Load; RES-SF | 2.4329 | 2.4329 | 0% | 2
BNI - Efficient Product Rebates; Strip Curtains for 3' Open Refrigerated Display Cases; COM-Refrigeration; School | 2.4755 | 2.4755 | 0% | 2
BNI - Efficient Product Rebates; Strip Curtains for 3' Open Refrigerated Display Cases; COM-Refrigeration; Other Commercial | 2.476 | 2.476 | 0% | 2
BNI - Efficient Product Rebates; Strip Curtains for 3' Open Refrigerated Display Cases; COM-Refrigeration; Retail | 2.4762 | 2.4762 | 0% | 2
BNI - Efficient Product Rebates; Integrated Dual Enthalpy Economizer Controls; COM-HVAC; Office | 2.5601 | 2.5601 | 0% | 2
BNI - Efficient Product Rebates; Integrated Dual Enthalpy Economizer Controls; COM-HVAC; Other Commercial | 2.5601 | 2.5601 | 0% | 2
BNI - Efficient Product Rebates; Variable Speed Drive Screw Compressors (10 - 40 hp); IND; Industrial | 2.6018 | 2.6018 | 0% | 2
BNI - Efficient Product Rebates; Air Tanks for Load / No-Load Screw Compressors (10 – 40 hp); IND; Industrial | 2.6797 | 2.6797 | 0% | 2
BNI - Efficient Product Rebates; ENERGY STAR® Commercial Electric Convection Oven; COM-Other; Retail | 2.7071 | 2.7071 | 0% | 2
BNI - Efficient Product Rebates; Intelligent (Electronic) Defrost Control For Freezer Display Cases; COM-Refrigeration; School | 3.0127 | 3.0127 | 0% | 2
BNI - Efficient Product Rebates; Commercial Electric Griddle; COM-Other; Retail | 3.0512 | 3.0512 | 0% | 2
BNI - Efficient Product Rebates; Intelligent (Electronic) Defrost Control For Freezer Display Cases; COM-Refrigeration; Other Commercial | 3.0734 | 3.0734 | 0% | 2
BNI - Efficient Product Rebates; Intelligent (Electronic) Defrost Control For Freezer Display Cases; COM-Refrigeration; Retail | 3.1018 | 3.1018 | 0% | 2
BNI - Efficient Product Rebates; Refrigerated Vending Machine Controller; COM-Refrigeration; Office | 3.1077 | 3.1077 | 0% | 2
BNI - Efficient Product Rebates; Refrigerated Vending Machine Controller; COM-Refrigeration; Other Commercial | 3.1077 | 3.1077 | 0% | 2
BNI - Efficient Product Rebates; Refrigerated Vending Machine Controller; COM-Refrigeration; Retail | 3.1349 | 3.1349 | 0% | 2
BNI - Efficient Product Rebates; Intelligent (Electronic) Defrost Control For Walk-In Freezers; COM-Refrigeration; School | 3.1953 | 3.1953 | 0% | 2
BNI - Efficient Product Rebates; Intelligent (Electronic) Defrost Control For Walk-In Freezers; COM-Refrigeration; Other Commercial | 3.2596 | 3.2596 | 0% | 2
BNI - Efficient Product Rebates; Intelligent (Electronic) Defrost Control For Walk-In Freezers; COM-Refrigeration; Retail | 3.2897 | 3.2897 | 0% | 2
BNI - Efficient Product Rebates; Heat Reclaimer Unit; COM-Other; Other Commercial | 3.4925 | 3.4925 | 0% | 2
BNI- Direct Installation; Humidity-Based Door Heater Controls for Reach-In Coolers and Freezers-BES; COM-Refrigeration; Other Commercial | 3.6758 | 3.6758 | 0% | 2
BNI- Direct Installation; Humidity-Based Door Heater Controls for Reach-In Coolers and Freezers-BES; COM-Refrigeration; Retail | 3.7098 | 3.7098 | 0% | 2
BNI - Efficient Product Rebates; Double Heat Pad; COM-Other; Other Commercial | 3.8631 | 3.8631 | 0% | 2
BNI - Efficient Product Rebates; Variable Frequency Drives; COM-Motors; Retail | 3.8939 | 3.8939 | 0% | 2
BNI - Efficient Product Rebates; Variable Speed Drive Screw Compressors (10 - 40 hp); COM-Process; Other Commercial | 3.9503 | 3.9503 | 0% | 2
BNI - Efficient Product Rebates; Variable Frequency Drives; COM-Motors; School | 4.0018 | 4.0018 | 0% | 2
BNI - Efficient Product Rebates; Zero-Energy Livestock Waterers; COM-Other; Other Commercial | 4.0357 | 4.0357 | 0% | 2
BNI - Efficient Product Rebates; Air Tanks for Load / No-Load Screw Compressors (10 – 40 hp); COM-Process; Other Commercial | 4.0927 | 4.0927 | 0% | 2
BNI - Efficient Product Rebates; Variable Frequency Drives; COM-Motors; Office | 4.1687 | 4.1687 | 0% | 2
BNI - Efficient Product Rebates; Air-Entraining Air Nozzles (up to 14CFM at 100 psi); COM-Process; School | 4.1879 | 4.1879 | 0% | 2
BNI - Efficient Product Rebates; Variable Frequency Drives; COM-Motors; Other Commercial | 4.2776 | 4.2776 | 0% | 2
BNI - Efficient Product Rebates; No-Loss Drains (Timed drains are not eligible); COM-Process; School | 4.7743 | 4.7743 | 0% | 2
Existing Residential; Advanced Power Strip (load sensing or remote control/wireless APS); RES-Plug Load; MURB | 4.8147 | 4.8147 | 0% | 2
BNI - Efficient Product Rebates; Full Size Commercial Hot Food Holding Cabinet; COM-Other; Retail | 4.8591 | 4.8591 | 0% | 2
BNI - Efficient Product Rebates; Cycling Refrigerated Air Dryers (≤ 300 CFM capacity); IND; Industrial | 4.8612 | 4.8612 | 0% | 2
Existing Residential; Embertec Power Strip; RES-Plug Load; RES-SF | 4.8872 | 4.8872 | 0% | 2
Residential - Efficient Product Rebates; Dehumidifier (Retirement); RES-Appliance; RES-SF | 5.1193 | 5.1193 | 0% | 2
BNI - Efficient Product Rebates; Single Heat Pad; COM-Other; Other Commercial | 5.1828 | 5.1828 | 0% | 2
BNI - Efficient Product Rebates; Humidity-Based Door Heater Controls for Reach-In Coolers and Freezers; COM-Refrigeration; School | 5.3576 | 5.3576 | 0% | 2
BNI - Efficient Product Rebates; Humidity-Based Door Heater Controls for Reach-In Coolers and Freezers; COM-Refrigeration; Other Commercial | 5.4655 | 5.4655 | 0% | 2
BNI - Efficient Product Rebates; Humidity-Based Door Heater Controls for Reach-In Coolers and Freezers; COM-Refrigeration; Retail | 5.5161 | 5.5161 | 0% | 2
BNI - Efficient Product Rebates; Cycling Refrigerated Air Dryers (≤ 300 CFM capacity); COM-Process; Other Commercial | 6.7039 | 6.7039 | 0% | 2
BNI - Efficient Product Rebates; VSD for Milk Vacuum Pump; COM-Other; Other Commercial | 7.2373 | 7.2373 | 0% | 2
BNI - Efficient Product Rebates; ENERGY STAR®, CEE Tier 2 or CEE Tier 3 Commercial Clothes Washer; COM-Other; Other Commercial | 1.3353 | 1.2074 | -9.583% | 1
Summary: measures with TRC change due to NEB addition.

## 2011 PA Study-Res
Utility Perspective Values (in 2010 $ US)
Arrearages | 2.61 | per year from literature
Bad Debt Write Offs | 3.74 | per year from literature
Terminations and Reconnections | 0.43 | per year from literature
Customer Calls | 0.58 | per year from literature
Collections Notices | 0.34 | per year from literature
Safety-related Emergency Calls | 8.43 | per year from literature
Total Utility Perspective Value/Year | 16.13 | per year from literature |  | No Utility NEBs Included in Analysis
Participant Perspective Values (in 2010 $ US)
| non low-income retrofit | nli new construction
Higher Comfort Levels | 125 | 77 | per year | survey
Quieter interior environment | 31 | 40 | per year | survey
Lighting quality and lifetime | 3 |  | per bulb | TRM report (CFL)
Increased housing and property value | 1998 | 72 | one time NLI | annual NC
More durable home and less maintenance | 149 |  | per year | survey
Equipment and appliance maintenance requirements | 124 |  | per year | survey
Health related NEIs | Not included as more up-to-date research is available |  |  |  | No HealthValues Included in Analysis
Total Participant Perspective Value | 429 |  | per year
445.13
BY MEASURE | Thermal Comfort | Noise Reduction | Health Impacts | Property Value | Equipment Maintenance | Lighting Quality | Total | Total Minus Health | Weatherization package
Air Sealing | 10.13 | 4.88 | 0.32 | 135.83 | 0 | 0 | 151.16 | 150.84 | 576.19
Appliance (refrigerators and freezers) | 0 | 0 | 0 | 1.44 | 0 | 0 | 1.44 | 1.44
Cooling Systems | 3.92 | 2.83 | 0.13 | 62.65 | 7.54 | 0 | 77.07 | 76.94
Duct Sealing | 0.16 | 0 | 0.01 | 2.51 | 0 | 0 | 2.68 | 2.67
Heating and Cooling System | 5.05 | 0 | 0.16 | 80.69 | 9.42 | 0 | 95.32 | 95.16
Heating and Hot Water System | 1.83 | 0 | 0.06 | 29.17 | 3.41 | 0 | 34.47 | 34.41
Heating System | 48.63 | 0 | 1.56 | 678.52 | 102.4 | 0 | 831.11 | 829.55
Hot Water System | 0 | 0 | 0 | 82.56 | 0 | 0 | 82.56 | 82.56
Insulation | 25.15 | 11.54 | 0.8 | 378.05 | 0 | 0 | 415.54 | 414.74
Lighting | 0 | 0 | 0 | 96.61 | 0 | 49 | 145.61 | 145.61
Service to Heating or Cooling System | 0.47 | 0 | 0.01 | 7.44 | 0.87 | 0 | 8.79 | 8.78
Low Flow Showerhead | 0 | 0 | 0 | 0.03 | 0 | 0 | 0.03 | 0.03
AC system sizing | 0.19 | 0 | 0.01 | 3.01 | 0.37 | 0 | 3.58 | 3.57
Programmable Thermostat | 3.99 | 0 | 0.13 | 51.49 | 0 | 0 | 55.61 | 55.48
Window | 0.68 | 0.54 | 0.02 | 6.72 | 0 | 0 | 7.96 | 7.94
Weatherization | 25 | 11.22 | 0.79 | 381.28 | 0 | 0 | 418.29 | 417.5
TOTAL | 125.2 | 31.01 | 4 | 1998 | 124.01 | 49
Note on B24: Ingrid Malmgren: Those who believed it was more comfortable were asked to place a value per year on this increased comfort, NMR TetraTech 2011 9-11

## Adaptation
Average Hourly Wage (CAN $)
Labor | Massachusetts | Nova Scotia | Difference | Date | Source
U.S. values are adjusted for inflation to 2017 CA values
Laborers and Freight, Stock, and Material Movers, Hand | 19.3494 |  |  | 2016-05-01 | https://www.bls.gov/OES/current/oes_ma.htm#49-0000
Other installers, repairers and servicers and material handlers |  | 20.27 | 4.758% | 2017-05-01 | http://www5.statcan.gc.ca/cansim/a26?lang=eng&retrLang=eng&id=2820151&&pattern=&stByVal=1&p1=1&p2=37&tabMode=dataTable&csid=
Installation, Maintenance, and Repair Workers, All Other | 26.6535 |  |  | 2016-05-01 | https://www.bls.gov/OES/current/oes_ma.htm#49-0000
Maintenance and equipment operation trades |  | 28.93 | 8.541% | 2017-05-01 | http://www5.statcan.gc.ca/cansim/a26?lang=eng&retrLang=eng&id=2820151&&pattern=&stByVal=1&p1=1&p2=37&tabMode=dataTable&csid=
Nova Scotia wages are slightly higher for comparable labor categories
Minimum Wage Massachusetts | 13.86
Minimum Wage Nova Scotia |  | 10.85 | (experienced)
[8 empty] | 1.261 | Average of 2 cells below
[8 empty] | 1.236 | 2014-2016
[6 empty] | exchange rate U.S. to $ CAN |  | 1.286 | 2014-2016 Yearly Average Exchange Rate
[6 empty] | 1.26 | as of 8/28/2017 | 1.282 | Average from Jan 2014-Sept 2017
| Fuel Costs (CAN $) |  |  |  |  | https://www.google.com/search?q=exchange+rate+US+to+CAn&rlz=1C1GGRV_enUS757US757&oq=exchange+rate+US+to+CAn&aqs=chrome..69i57j0l5.7647j0j8&sourceid=chrome&ie=UTF-8
Fuel Costs | Massachusetts | Nova Scotia
| 8/16/2017-8/22/2017 | 2017-08-25 | % difference
Gasoline | 0.77955 | 1.07 | 37.26% | http://www.mass.gov/eea/energy-utilities-clean-tech/home-auto-fuel-price-info/gasoline-and-diesel-fuel-prices.html
Diesel | 0.84745 | 0.983 | 15.99% | https://nsuarb.novascotia.ca/mandates/gasoline-diesel-pricing/gasoline-prices-zone-map
Gasoline and Diesel Prices are higher in Nova Scotia
|  | Median Price | Median
Housing Price (CAD) |  | Massachusetts | Nova Scotia | Housing Price (CAD) |  |  | ratio | 44.33% |  | 1.2559
June 2017 Median Price | Median Single-Family detached June 2017 | 516600 | 229000 | q2 2017 Median single detached | http://creastats.crea.ca/nsar/mls05_median.html
|  |  | 465219 | Aug 2016 Average | https://www03.cmhc-schl.gc.ca/hmiportal/en/#Profile/12/2/Nova%20Scotia
|  |  | 522083 | Aug 2017 Average | https://www03.cmhc-schl.gc.ca/hmiportal/en/#Profile/12/2/Nova%20Scotia
Average Home Prices and Value in Massachusetts | Average | 422100 | 306944 | Q1 2017 Aggregate | https://docs.rlpnetwork.com/rlp.ca/hps/HPS_Q1_2017_Price_Composite_EN.pdf
Thermal Comfort
5 year average | Pittsfield, MA | Boston | Chicopee, MA | Sydney, NS | Yarmouth, NS | Halifax NS Airport |  | SUM MA | SUM NS | DIFF
Heating Degree Days Celsius (base temp 15.5 degrees) (about 60 deg F) | 3232 | 2389 | 2850 | 3568 | 2982 | 3430 |  | 8471 | 9980
Cooling Degree Days Celsius (base temp 15.5 degrees) (about 60 deg F) | 593 | 844 | 829 | 355 | 245 | 389 |  | 2266 | 989
Heating Degree Days Fahrenheit (base temp 65 degrees) (about 18.3 deg C) | 7201 | 5553 | 6424 | 7960 | 6931 | 7665 |  | 10737 | 10969 | 2.161%
Cooling Degree Days Fahrenheit (base temp 65 degrees) (about 18.3 deg C) | 588 | 904 | 924 | 281 | 144 | 328
Average Heating (degrees Celsius) |  | 2823.6667 |  |  | 3326.6667 |  | 503
Average Cooling (degrees Celsius) |  | 755.3333 |  |  | 329.6667 |  | 425.6667
Sum of heating and cooling degree days |  | 3579 |  |  | 3656.3333 |  |  |  |  | 2.161%
Nova Scotia has 2.2% more heating and cooling degree days
TOTAL of 2.2% difference in heating and cooling degree days
More Heating Degree Days, Fewer Cooling Degree Days in N.S.
Comfort Benefits would be comparable (or maybe a little greater)
Note on C5: Ingrid Malmgren: adjusted for inflation at 1.7% http://www.usinflationcalculator.com/
Note on C8: Ingrid Malmgren: adjusted for inflation at 1.7% http://www.usinflationcalculator.com/
Note on J16: Ingrid Malmgren: http://www.canadianforex.ca/forex-tools/historical-rate-tools/yearly-average-rates
Note on J17: Ingrid Malmgren: https://www.irs.gov/individuals/international-taxpayers/yearly-average-currency-exchange-rates
Note on J18: Ingrid Malmgren: https://www.oanda.com/currency/average
Note on C22: Ingrid Malmgren: converted U.S. liquid gallons to liters and converted to CAD
Note on C23: Ingrid Malmgren: converted U.S. liquid gallons to liters and converted to CAD
Note on B48: Ingrid Malmgren: calculated using http://www.degreedays.net/#
Note on C48: Pittsfield Municipal Airport
Note on D48: Ingrid Malmgren: Boston 5 year average from: http://www.degreedays.net/#generate
Note on E48: Ingrid Malmgren: 5 year average http://www.degreedays.net/#generate
Note on F48: Ingrid Malmgren: 5 year average 65 degrees http://www.degreedays.net/#generate
Note on G48: Ingrid Malmgren: 5 year average 65 degrees F http://www.degreedays.net/#generate
Note on H48: Ingrid Malmgren: Halifax Airport 5 year average from: http://www.degreedays.net/#generate

## Sorted
New Residential; Solar DHW; RES-Water Heat; RES-NC | 0.28237 | 0.28237 | 0% | 2
Existing Residential; Solar DHW; RES-Water Heat; RES-SF | 0.28237 | 0.28878 | 2.269% | 3 | Average | 32.9% |  |  |  |  | Buckets
Existing Residential; Solar Space and Water Heat (Supplement Electricity); RES-Package; RES-SF | 0.36589 | 0.36589 | 0% | 2 | Median | 19.81% | No change to TRC | 82 | 0.34454 | 1 | > -10% and < 0% | 1
Existing Residential; ENERGY STAR® Door; RES-HVAC/Shell; RES-SF | 0.38805 | 0.38805 | 0% | 2 |  |  | Total measures | 156 |  | 2 | 0% | 82
New Residential; Solar Space and Water Heat (Supplement Electricity); RES-Package; RES-NC | 0.39649 | 0.39649 | 0% | 2 | [5 empty] | 3 | > 0% and 10% | 27
BNI - Efficient Product Rebates; Fluorescent T5 and HPT8 Fixtures (4 FT) lamps-Retrofit (dual baseline); COM-Lighting; Other Commercial | 0.29925 | 0.41132 | 37.45% | 6 | [5 empty] | 4 | > 10% and 20% | 8
New Residential; Solar Space Heating (Displacing Electricity); RES-HVAC/Shell; RES-NC | 0.51085 | 0.51085 | 0% | 2 | [5 empty] | 5 | > 20% and 30% | 17
Existing Residential; ENERGY STAR® Windows (300 ft2) (Replace Double Pane); RES-HVAC/Shell; RES-SF | 0.51321 | 0.53139 | 3.542% | 3 | [5 empty] | 6 | > 30% and 40% | 64
Existing Residential; Ground Source Heat Pump; RES-HVAC/Shell; RES-SF | 0.78692 | 0.81965 | 4.159% | 3 | [5 empty] | 7 | > 40% and 50% | 8
Existing Residential; ENERGY STAR® Air Source Heat Pump; RES-HVAC/Shell; RES-SF | 0.81466 | 0.8228 | 0.9994% | 3 | [5 empty] | 8 | > 50% and 60% | 3
Residential - Efficient Product Rebates; Indoor Motion Sensor; RES-Lighting; RES-SF | 0.71978 | 0.83111 | 15.47% | 4 | [5 empty] | 9 | > 60% and 70% | 5
Residential - Efficient Product Rebates; Freezer Retirement; RES-Appliance; RES-SF | 0.85631 | 0.85884 | 0.2958% | 3 | [5 empty] | 10 | > 100% and 120% | 17
Residential - Efficient Product Rebates; Smartstrip; RES-Plug Load; RES-SF | 0.89921 | 0.89921 | 0% | 2 | [5 empty] | 11 | > 175% and 225% | 2
BNI- Direct Installation; Night Covers for 3' Refrigerated Display Cases-BES; COM-Refrigeration; Retail | 0.93551 | 0.93551 | 0% | 2 | [5 empty] | 12 | > 275% | 4
Residential - Efficient Product Rebates; Hardwired Dimmer Switch; RES-Lighting; RES-SF | 0.69987 | 0.99238 | 41.79% | 6
BNI - Efficient Product Rebates; Dairy Scroll Compressor; COM-Other; Other Commercial | 1.0091 | 1.0091 | 0% | 2
BNI - Efficient Product Rebates; Daylighting Controls; COM-Lighting; School | 0.70787 | 1.0398 | 46.9% | 7
Existing Residential; ENERGY STAR® Refrigerator (Replacement); RES-Appliance; MURB | 1.0253 | 1.0268 | 0.1461% | 3
BNI - Efficient Product Rebates; Daylighting Controls; COM-Lighting; Other Commercial | 0.76159 | 1.0698 | 40.47% | 6
BNI - Efficient Product Rebates; Daylighting Controls; COM-Lighting; Retail | 0.78073 | 1.0922 | 39.9% | 6
BNI - Efficient Product Rebates; Daylighting Controls; COM-Lighting; Office | 0.80666 | 1.1358 | 40.8% | 6
Existing Residential; 12 W LED; RES-Lighting; MURB | 0.9257 | 1.1413 | 23.29% | 5
BNI - Efficient Product Rebates; Night Covers for 3' Refrigerated Display Cases; COM-Refrigeration; Retail | 1.1281 | 1.1281 | 0% | 2
BNI- Direct Installation; Night Covers for 3' Refrigerated Display Cases-BES; COM-Refrigeration; Other Commercial | 1.1348 | 1.1348 | 0% | 2
BNI - Efficient Product Rebates; Variable Speed Drive Screw Compressors (10 - 40 hp); COM-Process; School | 1.151 | 1.151 | 0% | 2
BNI - Efficient Product Rebates; Air Tanks for Load / No-Load Screw Compressors (10 – 40 hp); COM-Process; School | 1.178 | 1.178 | 0% | 2
Residential - Efficient Product Rebates; Refrigerator Retirement; RES-Appliance; RES-SF | 1.1979 | 1.2009 | 0.255% | 3
BNI - Efficient Product Rebates; ENERGY STAR®, CEE Tier 2 or CEE Tier 3 Commercial Clothes Washer; COM-Other; Other Commercial | 1.3353 | 1.2074 | -9.583% | 1
BNI - Efficient Product Rebates; Integrated Dual Enthalpy Economizer Controls; COM-HVAC; School | 1.2453 | 1.2453 | 0% | 2
BNI - Efficient Product Rebates; LED Low Bay Fixture; COM-Lighting; Other Commercial | 0.94677 | 1.2695 | 34.09% | 6
BNI - Efficient Product Rebates; Variable Speed Drive for Kitchen exhaust fans (Demand Controlled Ventilation) ; COM-Motors; Retail | 1.2901 | 1.2901 | 0% | 2
BNI - Efficient Product Rebates; Integrated Dual Enthalpy Economizer Controls; COM-HVAC; Retail | 1.3102 | 1.3102 | 0% | 2
BNI - Efficient Product Rebates; LED Low Bay Fixture; COM-Lighting; Retail | 0.99792 | 1.3304 | 33.32% | 6
BNI - Efficient Product Rebates; LED Low Bay Fixture; COM-Lighting; School | 1.0001 | 1.3367 | 33.65% | 6
BNI - Efficient Product Rebates; LED Low Bay Fixture; COM-Lighting; Office | 1.0065 | 1.3538 | 34.5% | 6
BNI - Efficient Product Rebates; LED Linear Replacement Lamps; COM-Lighting; Other Commercial | 1.0079 | 1.3854 | 37.45% | 6
BNI - Efficient Product Rebates; LED Refrigeration Strip Lighting-End of Life replacement; COM-Lighting; Other Commercial | 0.9886 | 1.4184 | 43.47% | 6
BNI - Efficient Product Rebates; Half Size Commercial Hot Food Holding Cabinet; COM-Other; Retail | 1.3649 | 1.3649 | 0% | 2
BNI - Efficient Product Rebates; LED Low Bay Fixture; IND; Industrial | 1.0545 | 1.3811 | 30.97% | 5
BNI - Efficient Product Rebates; LED Refrigeration Strip Lighting-End of Life replacement; COM-Lighting; School | 1.0012 | 1.4309 | 42.93% | 6
BNI - Efficient Product Rebates; LED Refrigeration Strip Lighting-End of Life replacement; COM-Lighting; Retail | 1.0109 | 1.4406 | 42.51% | 6
BNI - Efficient Product Rebates; Night Covers for 3' Refrigerated Display Cases; COM-Refrigeration; Other Commercial | 1.4312 | 1.4312 | 0% | 2
BNI - Efficient Product Rebates; LED Linear Replacement Lamps; COM-Lighting; Retail | 1.0688 | 1.4599 | 36.59% | 6
BNI- Direct Installation; LED Lamps-End of Life-BES; COM-Lighting; Office | 1.0607 | 1.4627 | 37.91% | 6
BNI - Efficient Product Rebates; LED Linear Replacement Lamps; COM-Lighting; School | 1.0734 | 1.4701 | 36.96% | 6
Residential - Efficient Product Rebates; Power bar with integrated timer; RES-Plug Load; RES-SF | 1.4426 | 1.4426 | 0% | 2
Existing Residential; Building Envelope Retrofits (Insulation, Draft Proofing, EnergyStar Windows and Doors); RES-HVAC/Shell; RES-SF | 1.2383 | 1.4354 | 15.92% | 4
BNI - Efficient Product Rebates; LED Linear Replacement Lamps; COM-Lighting; Office | 1.0856 | 1.4972 | 37.91% | 6
BNI - Efficient Product Rebates; Zero Energy Doors for Reach-In Coolers and Freezers; COM-Refrigeration; School | 1.4747 | 1.4747 | 0% | 2
BNI - Efficient Product Rebates; Zero Energy Doors for Reach-In Coolers and Freezers; COM-Refrigeration; Other Commercial | 1.4751 | 1.4751 | 0% | 2
BNI - Efficient Product Rebates; Zero Energy Doors for Reach-In Coolers and Freezers; COM-Refrigeration; Retail | 1.4753 | 1.4753 | 0% | 2
BNI - Efficient Product Rebates; LED Linear Replacement Lamps; IND; Industrial | 1.1272 | 1.51 | 33.96% | 6
BNI - Efficient Product Rebates; Night Covers for 3' Refrigerated Display Cases; COM-Refrigeration; School | 1.5349 | 1.5349 | 0% | 2
BNI- Direct Installation; Ground Source Heat Pump; COM-HVAC; School | 0.71838 | 1.5984 | 122.5% | 10
BNI- Direct Installation; Ground Source Heat Pump; COM-HVAC; Retail | 0.72145 | 1.6015 | 122% | 10
BNI- Direct Installation; Ground Source Heat Pump; COM-HVAC; Other Commercial | 0.73412 | 1.6141 | 119.9% | 10
BNI- Direct Installation; Ground Source Heat Pump; COM-HVAC; Office | 0.73999 | 1.62 | 118.9% | 10
Existing Residential; ENERGY STAR® Windows (Replace Single Pane); RES-HVAC/Shell; RES-SF | 1.5904 | 1.6079 | 1.1% | 3
BNI- Direct Installation; Electronically Commutated (Brushless) DC Motors for Refrigeration Applications-BES; COM-Refrigeration; Other Commercial | 1.6099 | 1.6099 | 0% | 2
BNI- Direct Installation; Electronically Commutated (Brushless) DC Motors for Refrigeration Applications-BES; COM-Refrigeration; Retail | 1.6101 | 1.6101 | 0% | 2
BNI - Efficient Product Rebates; Lighting Controls - Occupancy Sensors; COM-Lighting; School | 1.1259 | 1.6538 | 46.9% | 7
BNI - Efficient Product Rebates; LED Lamps-End of Life; COM-Lighting; School | 1.2213 | 1.6728 | 36.96% | 6
BNI - Efficient Product Rebates; Three Quarter Size Commercial Hot Food Holding Cabinet; COM-Other; Retail | 1.6763 | 1.6763 | 0% | 2
Existing Residential; Solar Space Heating (Displacing Electricity); RES-HVAC/Shell; RES-SF | 1.6774 | 1.6774 | 0% | 2
Residential - Efficient Product Rebates; Room A/C Retirement; RES-HVAC/Shell; RES-SF | 0.41289 | 2.3065 | 458.6% | 12
BNI - Efficient Product Rebates; Glass Door Commercial Refrigerator; COM-Refrigeration; Retail | 1.072 | 1.7674 | 64.87% | 9
BNI - Efficient Product Rebates; ENERGY STAR® Self Contained Ice Maker; COM-Refrigeration; Retail | 0.82975 | 1.8542 | 123.5% | 10
Existing Residential; Certified Wood Boiler or Furnace; RES-HVAC/Shell; RES-SF | 1.6861 | 1.7573 | 4.223% | 3
BNI - Efficient Product Rebates; LED Lamps-End of Life; COM-Lighting; Office | 1.2999 | 1.7926 | 37.91% | 6
BNI - Efficient Product Rebates; Variable Speed Drive for Kitchen exhaust fans (Demand Controlled Ventilation) ; COM-Motors; Other Commercial | 1.7609 | 1.7609 | 0% | 2
BNI - Efficient Product Rebates; Standard Capacity Commercial Electric Fryers; COM-Other; Retail | 1.7928 | 1.7928 | 0% | 2
BNI- Direct Installation; Relamp/Reballast-Retrofit (dual baseline)-BES; COM-Lighting; Other Commercial | 1.3582 | 1.8212 | 34.09% | 6
Residential - Efficient Product Rebates; Outdoor Motion Sensor; RES-Lighting; RES-SF | 1.7456 | 1.8308 | 4.878% | 3
BNI - Efficient Product Rebates; T8 Dimmable Stairwell Lighting; COM-Lighting; School | 1.273 | 1.87 | 46.9% | 7
BNI - Efficient Product Rebates; HVAC Hotel Occupancy Sensor; COM-HVAC; Other Commercial | 1.8304 | 1.8304 | 0% | 2
BNI- Direct Installation; Relamp/Reballast-Retrofit (dual baseline)-BES; COM-Lighting; Office | 1.3754 | 1.8499 | 34.5% | 6
BNI- Direct Installation; Evaporator Fan Motor Controls for Walk-In Freezers and Coolers-BES; COM-Refrigeration; Other Commercial | 1.8366 | 1.8366 | 0% | 2
BNI- Direct Installation; Relamp/Reballast-Retrofit (dual baseline)-BES; COM-Lighting; Retail | 1.3951 | 1.86 | 33.32% | 6
BNI- Direct Installation; Evaporator Fan Motor Controls for Walk-In Freezers and Coolers-BES; COM-Refrigeration; Retail | 1.8476 | 1.8476 | 0% | 2
Custom Incentives; Whole Building 20% Over Baseline; COM-Other; New Construction - BNI | 1.7454 | 1.8574 | 6.419% | 3
Custom Incentives; Whole Building 40% Over Baseline; COM-Other; New Construction - BNI | 1.7458 | 1.8579 | 6.419% | 3
BNI - Efficient Product Rebates; Lighting Controls - Occupancy Sensors; COM-Lighting; Office | 1.4117 | 1.9877 | 40.8% | 6
BNI- Direct Installation; LED Lamps-End of Life-BES; COM-Lighting; Retail | 1.5026 | 2.0524 | 36.59% | 6
BNI - Efficient Product Rebates; Electronically Commutated (Brushless) DC Motors for Refrigeration Applications; COM-Refrigeration; School | 2.0257 | 2.0257 | 0% | 2
BNI - Efficient Product Rebates; Electronically Commutated (Brushless) DC Motors for Refrigeration Applications; COM-Refrigeration; Other Commercial | 2.0262 | 2.0262 | 0% | 2
BNI - Efficient Product Rebates; Electronically Commutated (Brushless) DC Motors for Refrigeration Applications; COM-Refrigeration; Retail | 2.0265 | 2.0265 | 0% | 2
BNI - Efficient Product Rebates; Evaporator Fan Motor Controls for Walk-In Freezers and Coolers; COM-Refrigeration; School | 2.036 | 2.036 | 0% | 2
BNI- Direct Installation; LED Lamps-End of Life-BES; COM-Lighting; Other Commercial | 1.5313 | 2.1048 | 37.45% | 6
BNI - Efficient Product Rebates; Electronically Commutated (Brushless) DC Motors for Refrigeration Applications; IND; Industrial | 2.0723 | 2.0723 | 0% | 2
BNI - Efficient Product Rebates; Evaporator Fan Motor Controls for Walk-In Freezers and Coolers; COM-Refrigeration; Other Commercial | 2.0766 | 2.0766 | 0% | 2
BNI - Efficient Product Rebates; Evaporator Fan Motor Controls for Walk-In Freezers and Coolers; COM-Refrigeration; Retail | 2.0882 | 2.0882 | 0% | 2
BNI - Efficient Product Rebates; Photoluminescent Exit Sign; IND; Industrial | 1.5506 | 2.1386 | 37.92% | 6
BNI - Efficient Product Rebates; Photoluminescent Exit Sign; COM-Lighting; Office | 1.5506 | 2.1386 | 37.92% | 6
BNI - Efficient Product Rebates; Photoluminescent Exit Sign; COM-Lighting; Other Commercial | 1.5506 | 2.1386 | 37.92% | 6
BNI - Efficient Product Rebates; Photoluminescent Exit Sign; COM-Lighting; Retail | 1.5506 | 2.1386 | 37.92% | 6
BNI - Efficient Product Rebates; Photoluminescent Exit Sign; COM-Lighting; School | 1.5506 | 2.1386 | 37.92% | 6
BNI - Efficient Product Rebates; Relamp/Reballast-Retrofit (dual baseline); COM-Lighting; Other Commercial | 1.6024 | 2.1486 | 34.09% | 6
BNI - Efficient Product Rebates; Solid Door Commercial Refrigerator; COM-Refrigeration; Retail | 1.3245 | 2.1836 | 64.87% | 9
BNI - Efficient Product Rebates; ENERGY STAR® Remote Condensing Head/Split System Ice Maker; COM-Refrigeration; Retail | 1.7757 | 2.1779 | 22.65% | 5
BNI - Efficient Product Rebates; Relamp/Reballast-Retrofit (dual baseline); COM-Lighting; Office | 1.6299 | 2.1922 | 34.5% | 6
BNI - Efficient Product Rebates; Relamp/Reballast-Retrofit (dual baseline); COM-Lighting; Retail | 1.6471 | 2.1959 | 33.32% | 6
BNI - Efficient Product Rebates; T8 Dimmable Stairwell Lighting; COM-Lighting; Office | 1.5944 | 2.245 | 40.8% | 6
BNI - Efficient Product Rebates; Relamp/Reballast-Retrofit (dual baseline); COM-Lighting; School | 1.6775 | 2.2419 | 33.65% | 6
Residential - Efficient Product Rebates; ENERGY STAR® LED Lamps; RES-Lighting; RES-SF | 2.0927 | 2.235 | 6.8% | 3
BNI - Efficient Product Rebates; Relamp/Reballast-Retrofit (dual baseline); IND; Industrial | 1.7714 | 2.3201 | 30.97% | 5
BNI - Efficient Product Rebates; Cycling Refrigerated Air Dryers (≤ 300 CFM capacity); COM-Process; School | 2.3202 | 2.3202 | 0% | 2
Existing Residential; 1W LED Nightlight; RES-Lighting; MURB | 1.9046 | 2.3547 | 23.63% | 5
Residential - Efficient Product Rebates; Advanced Power Strip (load sensing or remote control/wireless APS); RES-Plug Load; RES-SF | 2.4329 | 2.4329 | 0% | 2
BNI - Efficient Product Rebates; Strip Curtains for 3' Open Refrigerated Display Cases; COM-Refrigeration; School | 2.4755 | 2.4755 | 0% | 2
BNI - Efficient Product Rebates; Strip Curtains for 3' Open Refrigerated Display Cases; COM-Refrigeration; Other Commercial | 2.476 | 2.476 | 0% | 2
BNI - Efficient Product Rebates; Strip Curtains for 3' Open Refrigerated Display Cases; COM-Refrigeration; Retail | 2.4762 | 2.4762 | 0% | 2
BNI - Efficient Product Rebates; Integrated Dual Enthalpy Economizer Controls; COM-HVAC; Office | 2.5601 | 2.5601 | 0% | 2
BNI - Efficient Product Rebates; Integrated Dual Enthalpy Economizer Controls; COM-HVAC; Other Commercial | 2.5601 | 2.5601 | 0% | 2
BNI - Efficient Product Rebates; Variable Speed Drive Screw Compressors (10 - 40 hp); IND; Industrial | 2.6018 | 2.6018 | 0% | 2
BNI - Efficient Product Rebates; Lighting Controls - Occupancy Sensors; IND; Industrial | 1.8098 | 2.6683 | 47.44% | 7
BNI - Efficient Product Rebates; LED Exit Sign-End of Life replacement; IND; Industrial | 1.9532 | 2.6938 | 37.92% | 6
BNI - Efficient Product Rebates; LED Exit Sign-End of Life replacement; COM-Lighting; Office | 1.9532 | 2.6938 | 37.92% | 6
BNI - Efficient Product Rebates; LED Exit Sign-End of Life replacement; COM-Lighting; Other Commercial | 1.9532 | 2.6938 | 37.92% | 6
BNI - Efficient Product Rebates; LED Exit Sign-End of Life replacement; COM-Lighting; Retail | 1.9532 | 2.6938 | 37.92% | 6
BNI - Efficient Product Rebates; LED Exit Sign-End of Life replacement; COM-Lighting; School | 1.9532 | 2.6938 | 37.92% | 6
BNI - Efficient Product Rebates; Air Tanks for Load / No-Load Screw Compressors (10 – 40 hp); IND; Industrial | 2.6797 | 2.6797 | 0% | 2
BNI - Efficient Product Rebates; ENERGY STAR® Ice Making Head; COM-Refrigeration; Retail | 2.0624 | 2.7549 | 33.58% | 6
BNI - Efficient Product Rebates; LED Lamps-End of Life; COM-Lighting; Retail | 2.0079 | 2.7425 | 36.59% | 6
BNI - Efficient Product Rebates; ENERGY STAR® Commercial Electric Convection Oven; COM-Other; Retail | 2.7071 | 2.7071 | 0% | 2
BNI- Direct Installation; High-Efficiency Air Source Heat Pumps; COM-HVAC; School | 1.2733 | 2.833 | 122.5% | 10
BNI- Direct Installation; High-Efficiency Air Source Heat Pumps; COM-HVAC; Retail | 1.2787 | 2.8385 | 122% | 10
BNI - Efficient Product Rebates; LED Lamps-End of Life; COM-Lighting; Other Commercial | 2.0763 | 2.854 | 37.45% | 6
BNI- Direct Installation; High-Efficiency Air Source Heat Pumps; COM-HVAC; Other Commercial | 1.3012 | 2.8609 | 119.9% | 10
BNI- Direct Installation; High-Efficiency Air Source Heat Pumps; COM-HVAC; Office | 1.3116 | 2.8714 | 118.9% | 10
Existing Residential; 1W LED Nightlight; RES-Lighting; RES-SF | 2.3872 | 2.8438 | 19.13% | 4
New Residential; EnerGuide 88+ New Home; RES-Package; RES-NC | 2.4799 | 2.765 | 11.5% | 4
BNI - Efficient Product Rebates; LED Lamps-End of Life; IND; Industrial | 2.171 | 2.9083 | 33.96% | 6
New Residential; EnerGuide 88 New Home; RES-Package; RES-NC | 2.4959 | 2.8116 | 12.65% | 4
BNI - Efficient Product Rebates; LED High Bay Fixture; COM-Lighting; Other Commercial | 2.1936 | 2.9414 | 34.09% | 6
BNI - Efficient Product Rebates; Lighting Controls - Occupancy Sensors; COM-Lighting; Retail | 2.1439 | 2.9993 | 39.9% | 6
BNI - Efficient Product Rebates; LED High Bay Fixture; COM-Lighting; School | 2.2353 | 2.9875 | 33.65% | 6
BNI - Efficient Product Rebates; Solid Door Commercial Freezer; COM-Refrigeration; Retail | 1.8356 | 3.0262 | 64.87% | 9
New Residential; EnerGuide 87 New Home; RES-Package; RES-NC | 2.5159 | 2.8694 | 14.05% | 4
BNI - Efficient Product Rebates; LED High Bay Fixture; COM-Lighting; Retail | 2.2537 | 3.0046 | 33.32% | 6
BNI - Efficient Product Rebates; Intelligent (Electronic) Defrost Control For Freezer Display Cases; COM-Refrigeration; School | 3.0127 | 3.0127 | 0% | 2
New Residential; EnerGuide 86 New Home; RES-Package; RES-NC | 2.5409 | 2.9426 | 15.81% | 4
Residential - Efficient Product Rebates; Heavy Duty Outdoor Timer; RES-Plug Load; RES-SF | 2.9923 | 3.0527 | 2.02% | 3
BNI - Efficient Product Rebates; Commercial Electric Griddle; COM-Other; Retail | 3.0512 | 3.0512 | 0% | 2
Existing Residential; Certified Pellet Stove; RES-HVAC/Shell; RES-SF | 3.0481 | 3.0694 | 0.698% | 3
New Residential; EnerGuide 83 New Home; RES-Package; RES-NC | 2.3307 | 2.9202 | 25.29% | 6
BNI - Efficient Product Rebates; Intelligent (Electronic) Defrost Control For Freezer Display Cases; COM-Refrigeration; Other Commercial | 3.0734 | 3.0734 | 0% | 2
BNI - Efficient Product Rebates; Lighting Controls - Occupancy Sensors; COM-Lighting; Other Commercial | 2.2361 | 3.1409 | 40.47% | 6
BNI - Efficient Product Rebates; Intelligent (Electronic) Defrost Control For Freezer Display Cases; COM-Refrigeration; Retail | 3.1018 | 3.1018 | 0% | 2
BNI - Efficient Product Rebates; Refrigerated Vending Machine Controller; COM-Refrigeration; Office | 3.1077 | 3.1077 | 0% | 2
BNI - Efficient Product Rebates; Refrigerated Vending Machine Controller; COM-Refrigeration; Other Commercial | 3.1077 | 3.1077 | 0% | 2
BNI - Efficient Product Rebates; Refrigerated Vending Machine Controller; COM-Refrigeration; Retail | 3.1349 | 3.1349 | 0% | 2
BNI - Efficient Product Rebates; LED High Bay Fixture; IND; Industrial | 2.4184 | 3.1675 | 30.97% | 5
New Residential; EnerGuide 85 New Home; RES-Package; RES-NC | 2.5741 | 3.0392 | 18.07% | 5
BNI - Efficient Product Rebates; Intelligent (Electronic) Defrost Control For Walk-In Freezers; COM-Refrigeration; School | 3.1953 | 3.1953 | 0% | 2
BNI - Efficient Product Rebates; Intelligent (Electronic) Defrost Control For Walk-In Freezers; COM-Refrigeration; Other Commercial | 3.2596 | 3.2596 | 0% | 2
BNI - Efficient Product Rebates; Intelligent (Electronic) Defrost Control For Walk-In Freezers; COM-Refrigeration; Retail | 3.2897 | 3.2897 | 0% | 2
BNI - Efficient Product Rebates; T8 Dimmable Stairwell Lighting; COM-Lighting; Retail | 2.4058 | 3.3658 | 39.9% | 6
BNI- Direct Installation; DHW Tank Wrap; COM-Other; Office | 2.0615 | 3.5308 | 71.28% | 9
BNI- Direct Installation; DHW Tank Wrap; COM-Other; Retail | 2.0615 | 3.5308 | 71.28% | 9
BNI - Efficient Product Rebates; T8 Dimmable Stairwell Lighting; COM-Lighting; Other Commercial | 2.5064 | 3.5207 | 40.47% | 6
Existing Residential; DHW Tank Wrap; RES-Water Heat; MURB | 2.6556 | 3.5857 | 35.02% | 6
BNI - Efficient Product Rebates; Heat Reclaimer Unit; COM-Other; Other Commercial | 3.4925 | 3.4925 | 0% | 2
Existing Residential; 5W Chandelier LED bulb; RES-Lighting; MURB | 3.3439 | 3.5887 | 7.32% | 3
BNI- Direct Installation; Humidity-Based Door Heater Controls for Reach-In Coolers and Freezers-BES; COM-Refrigeration; Other Commercial | 3.6758 | 3.6758 | 0% | 2
BNI- Direct Installation; Humidity-Based Door Heater Controls for Reach-In Coolers and Freezers-BES; COM-Refrigeration; Retail | 3.7098 | 3.7098 | 0% | 2
BNI - Efficient Product Rebates; T8 Dimmable Stairwell Lighting; IND; Industrial | 2.8364 | 3.7998 | 33.96% | 6
Custom Incentives; Custom Efficiency; IND; Industrial | 2.57 | 3.7786 | 47.03% | 7
Existing Residential; Certified Pellet Boiler or Furnace Supplemented by Baseboard Heat (Whole Home); RES-HVAC/Shell; RES-SF | 2.9635 | 3.089 | 4.235% | 5
Custom Incentives; Custom Efficiency; COM-Other; COM | 2.6467 | 3.8553 | 45.67% | 7
BNI - Efficient Product Rebates; Double Heat Pad; COM-Other; Other Commercial | 3.8631 | 3.8631 | 0% | 2
Existing Residential; DHW Tank Wrap; RES-Water Heat; RES-SF | 3.0751 | 3.987 | 29.65% | 5
BNI - Efficient Product Rebates; Variable Frequency Drives; COM-Motors; Retail | 3.8939 | 3.8939 | 0% | 2
BNI- Direct Installation; LED Lamps-Retrofit (dual baseline)-BES; COM-Lighting; Office | 2.8968 | 3.9949 | 37.91% | 6
BNI - Efficient Product Rebates; Variable Speed Drive Screw Compressors (10 - 40 hp); COM-Process; Other Commercial | 3.9503 | 3.9503 | 0% | 2
BNI - Efficient Product Rebates; LED Exterior Fixtures-End of Life replacement; COM-Lighting; Office | 3.079 | 4.0524 | 31.61% | 5
BNI - Efficient Product Rebates; LED Exterior Fixtures-End of Life replacement; COM-Lighting; Other Commercial | 3.079 | 4.0524 | 31.61% | 5
BNI - Efficient Product Rebates; LED Exterior Fixtures-End of Life replacement; COM-Lighting; Retail | 3.079 | 4.0524 | 31.61% | 5
BNI - Efficient Product Rebates; LED Exterior Fixtures-End of Life replacement; COM-Lighting; School | 3.079 | 4.0524 | 31.61% | 5
BNI - Efficient Product Rebates; LED Exterior Fixtures-End of Life replacement; IND; Industrial | 3.0866 | 4.06 | 31.54% | 5
BNI - Efficient Product Rebates; Variable Frequency Drives; COM-Motors; School | 4.0018 | 4.0018 | 0% | 2
BNI - Efficient Product Rebates; Zero-Energy Livestock Waterers; COM-Other; Other Commercial | 4.0357 | 4.0357 | 0% | 2
BNI - Efficient Product Rebates; Air Tanks for Load / No-Load Screw Compressors (10 – 40 hp); COM-Process; Other Commercial | 4.0927 | 4.0927 | 0% | 2
BNI - Efficient Product Rebates; Variable Frequency Drives; COM-Motors; Office | 4.1687 | 4.1687 | 0% | 2
BNI - Efficient Product Rebates; Air-Entraining Air Nozzles (up to 14CFM at 100 psi); COM-Process; School | 4.1879 | 4.1879 | 0% | 2
BNI - Efficient Product Rebates; Variable Frequency Drives; COM-Motors; Other Commercial | 4.2776 | 4.2776 | 0% | 2
Existing Residential; Advanced Automatic Pellet Combo Boiler; RES-HVAC/Shell; RES-SF | 4.3128 | 4.3189 | 0.142% | 3
BNI- Direct Installation; LED Lamps-Retrofit (dual baseline)-BES; COM-Lighting; Other Commercial | 3.3414 | 4.5928 | 37.45% | 6
BNI- Direct Installation; LED Lamps-Retrofit (dual baseline)-BES; COM-Lighting; Retail | 3.3727 | 4.6066 | 36.59% | 6
Existing Residential; 12 W LED; RES-Lighting; MURB | 4.4514 | 4.6413 | 4.266% | 3
BNI - Efficient Product Rebates; No-Loss Drains (Timed drains are not eligible); COM-Process; School | 4.7743 | 4.7743 | 0% | 2
Existing Residential; 8 W LED; RES-Lighting; MURB | 4.5357 | 4.8039 | 5.912% | 3
Existing Residential; Advanced Power Strip (load sensing or remote control/wireless APS); RES-Plug Load; MURB | 4.8147 | 4.8147 | 0% | 2
BNI - Efficient Product Rebates; Full Size Commercial Hot Food Holding Cabinet; COM-Other; Retail | 4.8591 | 4.8591 | 0% | 2
BNI - Efficient Product Rebates; Cycling Refrigerated Air Dryers (≤ 300 CFM capacity); IND; Industrial | 4.8612 | 4.8612 | 0% | 2
Existing Residential; Embertec Power Strip; RES-Plug Load; RES-SF | 4.8872 | 4.8872 | 0% | 2
BNI- Direct Installation; Ground/Water Source Heat Pumps; COM-HVAC; Other Commercial | 2.3765 | 5.2253 | 119.9% | 10
Residential - Efficient Product Rebates; Dehumidifier (Retirement); RES-Appliance; RES-SF | 5.1193 | 5.1193 | 0% | 2
Existing Residential; Certified Wood Stove; RES-HVAC/Shell; RES-SF | 5.1192 | 5.1498 | 0.5988% | 3
Existing Residential; 10.5 W LED; RES-Lighting; RES-SF | 4.9249 | 5.1802 | 5.184% | 3
BNI - Efficient Product Rebates; Single Heat Pad; COM-Other; Other Commercial | 5.1828 | 5.1828 | 0% | 2
BNI - Efficient Product Rebates; Humidity-Based Door Heater Controls for Reach-In Coolers and Freezers; COM-Refrigeration; School | 5.3576 | 5.3576 | 0% | 2
BNI - Efficient Product Rebates; Humidity-Based Door Heater Controls for Reach-In Coolers and Freezers; COM-Refrigeration; Other Commercial | 5.4655 | 5.4655 | 0% | 2
BNI- Direct Installation; Ground/Water Source Heat Pumps; COM-HVAC; Retail | 2.5368 | 5.6311 | 122% | 10
BNI- Direct Installation; Ground/Water Source Heat Pumps; COM-HVAC; School | 2.5336 | 5.6374 | 122.5% | 10
BNI - Efficient Product Rebates; Humidity-Based Door Heater Controls for Reach-In Coolers and Freezers; COM-Refrigeration; Retail | 5.5161 | 5.5161 | 0% | 2
BNI- Direct Installation; Ground/Water Source Heat Pumps; COM-HVAC; Office | 2.6362 | 5.7713 | 118.9% | 10
BNI - Efficient Product Rebates; Multi-Tank Conveyor Commercial Dish Washer (Low Temp); COM-Other; Retail | 3.8855 | 5.6954 | 46.58% | 7
Existing Residential; 11 W LED; RES-Lighting; RES-SF | 5.9297 | 6.1216 | 3.237% | 3
Existing Residential; DHW Pipe Insulation; RES-Water Heat; MURB | 1.9308 | 6.3221 | 227.4% | 11
Existing Residential; Low Flow Faucet Aerator, 1.5 GPM; RES-Water Heat; MURB | 5.95 | 6.5884 | 10.73% | 3
BNI - Efficient Product Rebates; Cycling Refrigerated Air Dryers (≤ 300 CFM capacity); COM-Process; Other Commercial | 6.7039 | 6.7039 | 0% | 2
BNI- Direct Installation; DHW Pipe Insulation; COM-Other; Office | 4.5617 | 7.2478 | 58.88% | 8
BNI- Direct Installation; DHW Pipe Insulation; COM-Other; Retail | 4.5617 | 7.2478 | 58.88% | 8
BNI - Efficient Product Rebates; VSD for Milk Vacuum Pump; COM-Other; Other Commercial | 7.2373 | 7.2373 | 0% | 2
BNI - Efficient Product Rebates; LED Lamps-Retrofit (dual baseline); COM-Lighting; School | 5.6273 | 7.7071 | 36.96% | 6
BNI - Efficient Product Rebates; Under Counter Dishwasher with Booster (High Temp); COM-Other; Retail | 7.3181 | 7.8623 | 7.436% | 3
BNI - Efficient Product Rebates; LED Lamps-Retrofit (dual baseline); COM-Lighting; Office | 5.8243 | 8.0322 | 37.91% | 6
Existing Residential; Low Flow Faucet Aerator, 1.5 GPM; RES-Water Heat; RES-SF | 7.9783 | 8.0325 | 0.6788% | 3
BNI - Efficient Product Rebates; Multi Tank Conveyor Dishwasher with Booster (High Temp); COM-Other; Retail | 6.7453 | 8.1271 | 20.49% | 4
BNI - Efficient Product Rebates; Single Tank Door Dishwasher with Booster (High Temp); COM-Other; Retail | 6.7925 | 8.3689 | 23.21% | 5
Existing Residential; Low Flow (1.25 GPM) showerhead; RES-Water Heat; RES-SF | 6.5788 | 8.4596 | 28.59% | 5
Existing Residential; Low Flow (1.25 GPM) showerhead; RES-Water Heat; MURB | 6.3489 | 8.892 | 40.05% | 6
BNI- Direct Installation; High-Efficiency Air Source Heat Pumps; COM-HVAC; Other Commercial | 4.0562 | 8.9187 | 119.9% | 10
BNI- Direct Installation; High-Efficiency Air Source Heat Pumps; COM-HVAC; School | 4.1857 | 9.3134 | 122.5% | 10
BNI- Direct Installation; High-Efficiency Air Source Heat Pumps; COM-HVAC; Retail | 4.1959 | 9.314 | 122% | 10
BNI- Direct Installation; High-Efficiency Air Source Heat Pumps; COM-HVAC; Office | 4.3373 | 9.4954 | 118.9% | 10
Existing Residential; DHW Pipe Insulation; RES-Water Heat; RES-SF | 6.2762 | 9.8367 | 56.73% | 8
BNI - Efficient Product Rebates; LED Lamps-Retrofit (dual baseline); COM-Lighting; Retail | 7.7497 | 10.5852 | 36.59% | 6
BNI - Efficient Product Rebates; LED Lamps-Retrofit (dual baseline); COM-Lighting; Other Commercial | 7.8213 | 10.7505 | 37.45% | 6
BNI- Direct Installation; Low Flow Showerheads; COM-Other; Other Commercial | 3.761 | 11.2545 | 199.2% | 11
BNI - Efficient Product Rebates; LED Lamps-Retrofit (dual baseline); IND; Industrial | 8.3662 | 11.2077 | 33.96% | 6
BNI - Efficient Product Rebates; Single Tank Conveyor Dishwasher with Booster (High Temp); COM-Other; Retail | 10.5389 | 11.5493 | 9.587% | 3
BNI - Efficient Product Rebates; Single-Tank Door Type Dishwasher (Low Temp); COM-Other; Retail | 8.5628 | 12.7921 | 49.39% | 7
BNI - Efficient Product Rebates; Single-Tank Conveyor Dishwasher (Low Temp); COM-Other; Retail | 10.5389 | 13.6293 | 29.32% | 5
BNI- Direct Installation; Faucet Aerator; COM-Other; Office | 3.5759 | 14.9709 | 318.7% | 12
BNI- Direct Installation; Faucet Aerator; COM-Other; Other Commercial | 3.5759 | 14.9709 | 318.7% | 12
BNI- Direct Installation; Faucet Aerator; COM-Other; Retail | 3.5759 | 14.9709 | 318.7% | 12
BNI - Efficient Product Rebates; Under Counter Commercial Dishwasher (Low Temp); COM-Other; Retail | 16.269 | 17.8386 | 9.647% | 3
Summary: measures with TRC change due to NEB addition.

## VEIC Flag
Measures identified by VEIC as having potential for more research
Business Energy Rebates
Zero-Energy Livestock Waterers | COM-Other | Other Commercial | 15 | No prescriptive AG program in MA
Single Heat Pad | COM-Other | Other Commercial | 15 | No prescriptive AG program in MA
Double Heat Pad | COM-Other | Other Commercial | 15 | No prescriptive AG program in MA
Dairy Scroll Compressor | COM-Other | Other Commercial | 15 | No prescriptive AG program in MA
Heat Reclaimer Unit | COM-Other | Other Commercial | 15 | No prescriptive AG program in MA
Existing Homes
Solar DHW | RES-Water Heat | RES-SF | 15 | Not offered in MA
Solar Space and Water Heat (Supplement Electricity) | RES-Package | RES-SF | 20 | Not offered in MA
Solar Space Heating (Displacing Electricity) | RES-HVAC/Shell | RES-SF | 20 | Not offered in MA
ENERGY STAR® Refrigerator (Replacement) | RES-Appliance | MURB | 10
Building Envelope Retrofits (Insulation, Draft Proofing, EnergyStar Windows and Doors) | RES-HVAC/Shell | RES-SF | 25 | LOW-only includes air sealing, duct sealing and insulation-no windows, doors, lighting,appliances
New Construction - Res
EnerGuide 83 New Home | RES-Package | RES-NC | 30
EnerGuide 85 New Home | RES-Package | RES-NC | 30
EnerGuide 86 New Home | RES-Package | RES-NC | 30
EnerGuide 87 New Home | RES-Package | RES-NC | 30
EnerGuide 88 New Home | RES-Package | RES-NC | 30
EnerGuide 88+ New Home | RES-Package | RES-NC | 30
Solar DHW | RES-Water Heat | RES-NC | 15
Solar Space and Water Heat (Supplement Electricity) | RES-Package | RES-NC | 20
Solar Space Heating (Displacing Electricity) | RES-HVAC/Shell | RES-NC | 20
Note on I2: Ingrid Malmgren: prescriptive rebate program
Note on J2: Ingrid Malmgren: prescriptive rebate program
Note on K2: Ingrid Malmgren: prescriptive rebate program
Note on L2: Ingrid Malmgren: prescriptive rebate program
Note on M2: Ingrid Malmgren: prescriptive rebate program
Note on N2: Ingrid Malmgren: prescriptive rebate program
Note on O2: Ingrid Malmgren: prescriptive rebate program
Note on P2: Ingrid Malmgren: prescriptive rebate program
Note on Q2: Ingrid Malmgren: prescriptive rebate program
Note on R2: Ingrid Malmgren: prescriptive rebate program
Note on S2: Ingrid Malmgren: prescriptive rebate program
Note on T2: Ingrid Malmgren: prescriptive rebate program
Note on U2: Ingrid Malmgren: prescriptive rebate program
Note on V2: Ingrid Malmgren: prescriptive rebate program
Note on W2: Ingrid Malmgren: prescriptive rebate program
Note on X2: Ingrid Malmgren: prescriptive rebate program
Note on Y2: Ingrid Malmgren: prescriptive rebate program
Note on Z2: Ingrid Malmgren: prescriptive rebate program
Note on AA2: Ingrid Malmgren: prescriptive rebate program
Note on AB2: Ingrid Malmgren: prescriptive rebate program
Note on AC2: Ingrid Malmgren: prescriptive rebate program
Note on AD2: Ingrid Malmgren: prescriptive rebate program
Note on AE2: Ingrid Malmgren: prescriptive rebate program
Note on AF2: Ingrid Malmgren: prescriptive rebate program
Note on AG2: Ingrid Malmgren: prescriptive rebate program
Note on AH2: Ingrid Malmgren: prescriptive rebate program
Note on AI2: Ingrid Malmgren: prescriptive rebate program
Note on AJ2: Ingrid Malmgren: prescriptive rebate program
Note on AK2: Ingrid Malmgren: prescriptive rebate program
Note on AL2: Ingrid Malmgren: prescriptive rebate program
Note on AM2: Ingrid Malmgren: prescriptive rebate program
Note on AN2: Ingrid Malmgren: prescriptive rebate program
Note on AO2: Ingrid Malmgren: prescriptive rebate program
Note on AP2: Ingrid Malmgren: prescriptive rebate program
Note on AQ2: Ingrid Malmgren: prescriptive rebate program
Note on AR2: Ingrid Malmgren: prescriptive rebate program
Note on AS2: Ingrid Malmgren: prescriptive rebate program
Note on AT2: Ingrid Malmgren: prescriptive rebate program
Note on AU2: Ingrid Malmgren: prescriptive rebate program
Note on AV2: Ingrid Malmgren: prescriptive rebate program
Note on AW2: Ingrid Malmgren: prescriptive rebate program
Note on AX2: Ingrid Malmgren: prescriptive rebate program
Note on AY2: Ingrid Malmgren: prescriptive rebate program
Note on AZ2: Ingrid Malmgren: prescriptive rebate program
Note on BA2: Ingrid Malmgren: prescriptive rebate program
Note on BB2: Ingrid Malmgren: prescriptive rebate program
Note on BC2: Ingrid Malmgren: prescriptive rebate program
Note on BD2: Ingrid Malmgren: prescriptive rebate program
Note on BE2: Ingrid Malmgren: prescriptive rebate program
Note on BF2: Ingrid Malmgren: prescriptive rebate program
Note on BG2: Ingrid Malmgren: prescriptive rebate program
Note on BH2: Ingrid Malmgren: prescriptive rebate program
Note on BI2: Ingrid Malmgren: prescriptive rebate program
Note on BJ2: Ingrid Malmgren: prescriptive rebate program
Note on BK2: Ingrid Malmgren: prescriptive rebate program
Note on BL2: Ingrid Malmgren: prescriptive rebate program
Note on BM2: Ingrid Malmgren: prescriptive rebate program
Note on BN2: Ingrid Malmgren: prescriptive rebate program
Note on BO2: Ingrid Malmgren: prescriptive rebate program
Note on BP2: Ingrid Malmgren: prescriptive rebate program
Note on BQ2: Ingrid Malmgren: prescriptive rebate program
Note on BR2: Ingrid Malmgren: prescriptive rebate program
Note on BS2: Ingrid Malmgren: prescriptive rebate program
Note on BT2: Ingrid Malmgren: prescriptive rebate program
Note on BU2: Ingrid Malmgren: prescriptive rebate program
Note on BV2: Ingrid Malmgren: prescriptive rebate program
Note on BW2: Ingrid Malmgren: prescriptive rebate program
Note on BX2: Ingrid Malmgren: prescriptive rebate program
Note on BY2: Ingrid Malmgren: prescriptive rebate program
Note on BZ2: Ingrid Malmgren: prescriptive rebate program
Note on CA2: Ingrid Malmgren: prescriptive rebate program
Note on CB2: Ingrid Malmgren: prescriptive rebate program
Note on CC2: Ingrid Malmgren: prescriptive rebate program
Note on CD2: Ingrid Malmgren: prescriptive rebate program
Note on CE2: Ingrid Malmgren: prescriptive rebate program
Note on CF2: Ingrid Malmgren: prescriptive rebate program
Note on CG2: Ingrid Malmgren: prescriptive rebate program
Note on CH2: Ingrid Malmgren: prescriptive rebate program
Note on CI2: Ingrid Malmgren: prescriptive rebate program
Note on CJ2: Ingrid Malmgren: prescriptive rebate program
Note on CK2: Ingrid Malmgren: prescriptive rebate program
Note on CL2: Ingrid Malmgren: prescriptive rebate program
Note on CM2: Ingrid Malmgren: prescriptive rebate program
Note on CN2: Ingrid Malmgren: prescriptive rebate program
Note on CO2: Ingrid Malmgren: prescriptive rebate program
Note on CP2: Ingrid Malmgren: prescriptive rebate program
Note on CQ2: Ingrid Malmgren: prescriptive rebate program
Note on CR2: Ingrid Malmgren: prescriptive rebate program
Note on CS2: Ingrid Malmgren: prescriptive rebate program
Note on CT2: Ingrid Malmgren: prescriptive rebate program
Note on CU2: Ingrid Malmgren: prescriptive rebate program
Note on CV2: Ingrid Malmgren: prescriptive rebate program
Note on CW2: Ingrid Malmgren: prescriptive rebate program
Note on CX2: Ingrid Malmgren: prescriptive rebate program
Note on CY2: Ingrid Malmgren: prescriptive rebate program
Note on CZ2: Ingrid Malmgren: prescriptive rebate program
Note on DA2: Ingrid Malmgren: prescriptive rebate program
Note on DB2: Ingrid Malmgren: prescriptive rebate program
Note on DC2: Ingrid Malmgren: prescriptive rebate program
Note on DD2: Ingrid Malmgren: prescriptive rebate program
Note on DE2: Ingrid Malmgren: prescriptive rebate program
Note on DF2: Ingrid Malmgren: prescriptive rebate program
Note on DG2: Ingrid Malmgren: prescriptive rebate program
Note on DH2: Ingrid Malmgren: prescriptive rebate program
Note on DI2: Ingrid Malmgren: prescriptive rebate program
Note on DJ2: Ingrid Malmgren: prescriptive rebate program
Note on DK2: Ingrid Malmgren: prescriptive rebate program
Note on DL2: Ingrid Malmgren: prescriptive rebate program
Note on DM2: Ingrid Malmgren: prescriptive rebate program
Note on DN2: Ingrid Malmgren: prescriptive rebate program
Note on DO2: Ingrid Malmgren: prescriptive rebate program
Note on DP2: Ingrid Malmgren: prescriptive rebate program
Note on DQ2: Ingrid Malmgren: prescriptive rebate program
Note on DR2: Ingrid Malmgren: prescriptive rebate program
Note on DS2: Ingrid Malmgren: prescriptive rebate program
Note on DT2: Ingrid Malmgren: prescriptive rebate program
Note on DU2: Ingrid Malmgren: prescriptive rebate program
Note on DV2: Ingrid Malmgren: prescriptive rebate program
Note on DW2: Ingrid Malmgren: prescriptive rebate program
Note on DX2: Ingrid Malmgren: prescriptive rebate program
Note on DY2: Ingrid Malmgren: prescriptive rebate program
Note on DZ2: Ingrid Malmgren: prescriptive rebate program
Note on EA2: Ingrid Malmgren: prescriptive rebate program
Note on EB2: Ingrid Malmgren: prescriptive rebate program
Note on EC2: Ingrid Malmgren: prescriptive rebate program
Note on ED2: Ingrid Malmgren: prescriptive rebate program
Note on EE2: Ingrid Malmgren: prescriptive rebate program
Note on EF2: Ingrid Malmgren: prescriptive rebate program
Note on EG2: Ingrid Malmgren: prescriptive rebate program
Note on EH2: Ingrid Malmgren: prescriptive rebate program
Note on EI2: Ingrid Malmgren: prescriptive rebate program
Note on EJ2: Ingrid Malmgren: prescriptive rebate program
Note on EK2: Ingrid Malmgren: prescriptive rebate program
Note on EL2: Ingrid Malmgren: prescriptive rebate program
Note on EM2: Ingrid Malmgren: prescriptive rebate program
Note on EN2: Ingrid Malmgren: prescriptive rebate program
Note on EO2: Ingrid Malmgren: prescriptive rebate program
Note on EP2: Ingrid Malmgren: prescriptive rebate program
Note on EQ2: Ingrid Malmgren: prescriptive rebate program
Note on ER2: Ingrid Malmgren: prescriptive rebate program
Note on ES2: Ingrid Malmgren: prescriptive rebate program
Note on ET2: Ingrid Malmgren: prescriptive rebate program
Note on EU2: Ingrid Malmgren: prescriptive rebate program
Note on EV2: Ingrid Malmgren: prescriptive rebate program
Note on EW2: Ingrid Malmgren: prescriptive rebate program
Note on EX2: Ingrid Malmgren: prescriptive rebate program
Note on EY2: Ingrid Malmgren: prescriptive rebate program
Note on EZ2: Ingrid Malmgren: prescriptive rebate program
Note on FA2: Ingrid Malmgren: prescriptive rebate program
Note on FB2: Ingrid Malmgren: prescriptive rebate program
Note on FC2: Ingrid Malmgren: prescriptive rebate program
Note on FD2: Ingrid Malmgren: prescriptive rebate program
Note on FE2: Ingrid Malmgren: prescriptive rebate program
Note on FF2: Ingrid Malmgren: prescriptive rebate program
Note on FG2: Ingrid Malmgren: prescriptive rebate program
Note on FH2: Ingrid Malmgren: prescriptive rebate program
Note on FI2: Ingrid Malmgren: prescriptive rebate program
Note on FJ2: Ingrid Malmgren: prescriptive rebate program
Note on FK2: Ingrid Malmgren: prescriptive rebate program
Note on FL2: Ingrid Malmgren: prescriptive rebate program
Note on FM2: Ingrid Malmgren: prescriptive rebate program
Note on FN2: Ingrid Malmgren: prescriptive rebate program
Note on FO2: Ingrid Malmgren: prescriptive rebate program
Note on FP2: Ingrid Malmgren: prescriptive rebate program
Note on FQ2: Ingrid Malmgren: prescriptive rebate program
Note on FR2: Ingrid Malmgren: prescriptive rebate program
Note on FS2: Ingrid Malmgren: prescriptive rebate program
Note on FT2: Ingrid Malmgren: prescriptive rebate program
Note on FU2: Ingrid Malmgren: prescriptive rebate program
Note on FV2: Ingrid Malmgren: prescriptive rebate program
Note on FW2: Ingrid Malmgren: prescriptive rebate program
Note on FX2: Ingrid Malmgren: prescriptive rebate program
Note on FY2: Ingrid Malmgren: prescriptive rebate program
Note on FZ2: Ingrid Malmgren: prescriptive rebate program
Note on GA2: Ingrid Malmgren: prescriptive rebate program
Note on GB2: Ingrid Malmgren: prescriptive rebate program
Note on GC2: Ingrid Malmgren: prescriptive rebate program
Note on GD2: Ingrid Malmgren: prescriptive rebate program
Note on GE2: Ingrid Malmgren: prescriptive rebate program
Note on GF2: Ingrid Malmgren: prescriptive rebate program
Note on GG2: Ingrid Malmgren: prescriptive rebate program
Note on GH2: Ingrid Malmgren: prescriptive rebate program
Note on GI2: Ingrid Malmgren: prescriptive rebate program
Note on GJ2: Ingrid Malmgren: prescriptive rebate program
Note on GK2: Ingrid Malmgren: prescriptive rebate program
Note on GL2: Ingrid Malmgren: prescriptive rebate program
Note on GM2: Ingrid Malmgren: prescriptive rebate program
Note on GN2: Ingrid Malmgren: prescriptive rebate program
Note on GO2: Ingrid Malmgren: prescriptive rebate program
Note on GP2: Ingrid Malmgren: prescriptive rebate program
Note on GQ2: Ingrid Malmgren: prescriptive rebate program
Note on GR2: Ingrid Malmgren: prescriptive rebate program
Note on GS2: Ingrid Malmgren: prescriptive rebate program
Note on GT2: Ingrid Malmgren: prescriptive rebate program
Note on GU2: Ingrid Malmgren: prescriptive rebate program
Note on GV2: Ingrid Malmgren: prescriptive rebate program
Note on GW2: Ingrid Malmgren: prescriptive rebate program
Note on GX2: Ingrid Malmgren: prescriptive rebate program
Note on GY2: Ingrid Malmgren: prescriptive rebate program
Note on GZ2: Ingrid Malmgren: prescriptive rebate program
Note on HA2: Ingrid Malmgren: prescriptive rebate program
Note on HB2: Ingrid Malmgren: prescriptive rebate program
Note on HC2: Ingrid Malmgren: prescriptive rebate program
Note on HD2: Ingrid Malmgren: prescriptive rebate program
Note on HE2: Ingrid Malmgren: prescriptive rebate program
Note on HF2: Ingrid Malmgren: prescriptive rebate program
Note on HG2: Ingrid Malmgren: prescriptive rebate program
Note on HH2: Ingrid Malmgren: prescriptive rebate program
Note on HI2: Ingrid Malmgren: prescriptive rebate program
Note on HJ2: Ingrid Malmgren: prescriptive rebate program
Note on HK2: Ingrid Malmgren: prescriptive rebate program
Note on HL2: Ingrid Malmgren: prescriptive rebate program
Note on HM2: Ingrid Malmgren: prescriptive rebate program
Note on HN2: Ingrid Malmgren: prescriptive rebate program
Note on HO2: Ingrid Malmgren: prescriptive rebate program
Note on HP2: Ingrid Malmgren: prescriptive rebate program
Note on HQ2: Ingrid Malmgren: prescriptive rebate program
Note on HR2: Ingrid Malmgren: prescriptive rebate program
Note on HS2: Ingrid Malmgren: prescriptive rebate program
Note on HT2: Ingrid Malmgren: prescriptive rebate program
Note on HU2: Ingrid Malmgren: prescriptive rebate program
Note on HV2: Ingrid Malmgren: prescriptive rebate program
Note on HW2: Ingrid Malmgren: prescriptive rebate program
Note on HX2: Ingrid Malmgren: prescriptive rebate program
Note on HY2: Ingrid Malmgren: prescriptive rebate program
Note on HZ2: Ingrid Malmgren: prescriptive rebate program
Note on IA2: Ingrid Malmgren: prescriptive rebate program
Note on IB2: Ingrid Malmgren: prescriptive rebate program
Note on IC2: Ingrid Malmgren: prescriptive rebate program
Note on ID2: Ingrid Malmgren: prescriptive rebate program
Note on IE2: Ingrid Malmgren: prescriptive rebate program
Note on IF2: Ingrid Malmgren: prescriptive rebate program
Note on IG2: Ingrid Malmgren: prescriptive rebate program
Note on IH2: Ingrid Malmgren: prescriptive rebate program
Note on II2: Ingrid Malmgren: prescriptive rebate program
Note on IJ2: Ingrid Malmgren: prescriptive rebate program
Note on IK2: Ingrid Malmgren: prescriptive rebate program
Note on IL2: Ingrid Malmgren: prescriptive rebate program
Note on IM2: Ingrid Malmgren: prescriptive rebate program
Note on IN2: Ingrid Malmgren: prescriptive rebate program
Note on IO2: Ingrid Malmgren: prescriptive rebate program
Note on IP2: Ingrid Malmgren: prescriptive rebate program
Note on IQ2: Ingrid Malmgren: prescriptive rebate program
Note on IR2: Ingrid Malmgren: prescriptive rebate program
Note on IS2: Ingrid Malmgren: prescriptive rebate program
Note on IT2: Ingrid Malmgren: prescriptive rebate program
Note on IU2: Ingrid Malmgren: prescriptive rebate program
Note on IV2: Ingrid Malmgren: prescriptive rebate program
Note on IW2: Ingrid Malmgren: prescriptive rebate program
Note on IX2: Ingrid Malmgren: prescriptive rebate program
Note on IY2: Ingrid Malmgren: prescriptive rebate program
Note on IZ2: Ingrid Malmgren: prescriptive rebate program
Note on JA2: Ingrid Malmgren: prescriptive rebate program
Note on JB2: Ingrid Malmgren: prescriptive rebate program
Note on JC2: Ingrid Malmgren: prescriptive rebate program
Note on JD2: Ingrid Malmgren: prescriptive rebate program
Note on JE2: Ingrid Malmgren: prescriptive rebate program
Note on JF2: Ingrid Malmgren: prescriptive rebate program
Note on JG2: Ingrid Malmgren: prescriptive rebate program
Note on JH2: Ingrid Malmgren: prescriptive rebate program
Note on JI2: Ingrid Malmgren: prescriptive rebate program
Note on JJ2: Ingrid Malmgren: prescriptive rebate program
Note on JK2: Ingrid Malmgren: prescriptive rebate program
Note on JL2: Ingrid Malmgren: prescriptive rebate program
Note on JM2: Ingrid Malmgren: prescriptive rebate program
Note on JN2: Ingrid Malmgren: prescriptive rebate program
Note on JO2: Ingrid Malmgren: prescriptive rebate program
Note on JP2: Ingrid Malmgren: prescriptive rebate program
Note on JQ2: Ingrid Malmgren: prescriptive rebate program
Note on JR2: Ingrid Malmgren: prescriptive rebate program
Note on JS2: Ingrid Malmgren: prescriptive rebate program
Note on JT2: Ingrid Malmgren: prescriptive rebate program
Note on JU2: Ingrid Malmgren: prescriptive rebate program
Note on JV2: Ingrid Malmgren: prescriptive rebate program
Note on JW2: Ingrid Malmgren: prescriptive rebate program
Note on JX2: Ingrid Malmgren: prescriptive rebate program
Note on JY2: Ingrid Malmgren: prescriptive rebate program
Note on JZ2: Ingrid Malmgren: prescriptive rebate program
Note on KA2: Ingrid Malmgren: prescriptive rebate program
Note on KB2: Ingrid Malmgren: prescriptive rebate program
Note on KC2: Ingrid Malmgren: prescriptive rebate program
Note on KD2: Ingrid Malmgren: prescriptive rebate program
Note on KE2: Ingrid Malmgren: prescriptive rebate program
Note on KF2: Ingrid Malmgren: prescriptive rebate program
Note on KG2: Ingrid Malmgren: prescriptive rebate program
Note on KH2: Ingrid Malmgren: prescriptive rebate program
Note on KI2: Ingrid Malmgren: prescriptive rebate program
Note on KJ2: Ingrid Malmgren: prescriptive rebate program
Note on KK2: Ingrid Malmgren: prescriptive rebate program
Note on KL2: Ingrid Malmgren: prescriptive rebate program
Note on KM2: Ingrid Malmgren: prescriptive rebate program
Note on KN2: Ingrid Malmgren: prescriptive rebate program
Note on KO2: Ingrid Malmgren: prescriptive rebate program
Note on KP2: Ingrid Malmgren: prescriptive rebate program
Note on KQ2: Ingrid Malmgren: prescriptive rebate program
Note on KR2: Ingrid Malmgren: prescriptive rebate program
Note on KS2: Ingrid Malmgren: prescriptive rebate program
Note on KT2: Ingrid Malmgren: prescriptive rebate program
Note on KU2: Ingrid Malmgren: prescriptive rebate program
Note on KV2: Ingrid Malmgren: prescriptive rebate program
Note on KW2: Ingrid Malmgren: prescriptive rebate program
Note on KX2: Ingrid Malmgren: prescriptive rebate program
Note on KY2: Ingrid Malmgren: prescriptive rebate program
Note on KZ2: Ingrid Malmgren: prescriptive rebate program
Note on LA2: Ingrid Malmgren: prescriptive rebate program
Note on LB2: Ingrid Malmgren: prescriptive rebate program
Note on LC2: Ingrid Malmgren: prescriptive rebate program
Note on LD2: Ingrid Malmgren: prescriptive rebate program
Note on LE2: Ingrid Malmgren: prescriptive rebate program
Note on LF2: Ingrid Malmgren: prescriptive rebate program
Note on LG2: Ingrid Malmgren: prescriptive rebate program
Note on LH2: Ingrid Malmgren: prescriptive rebate program
Note on LI2: Ingrid Malmgren: prescriptive rebate program
Note on LJ2: Ingrid Malmgren: prescriptive rebate program
Note on LK2: Ingrid Malmgren: prescriptive rebate program
Note on LL2: Ingrid Malmgren: prescriptive rebate program
Note on LM2: Ingrid Malmgren: prescriptive rebate program
Note on LN2: Ingrid Malmgren: prescriptive rebate program
Note on LO2: Ingrid Malmgren: prescriptive rebate program
Note on LP2: Ingrid Malmgren: prescriptive rebate program
Note on LQ2: Ingrid Malmgren: prescriptive rebate program
Note on LR2: Ingrid Malmgren: prescriptive rebate program
Note on LS2: Ingrid Malmgren: prescriptive rebate program
Note on LT2: Ingrid Malmgren: prescriptive rebate program
Note on LU2: Ingrid Malmgren: prescriptive rebate program
Note on LV2: Ingrid Malmgren: prescriptive rebate program
Note on LW2: Ingrid Malmgren: prescriptive rebate program
Note on LX2: Ingrid Malmgren: prescriptive rebate program
Note on LY2: Ingrid Malmgren: prescriptive rebate program
Note on LZ2: Ingrid Malmgren: prescriptive rebate program
Note on MA2: Ingrid Malmgren: prescriptive rebate program
Note on MB2: Ingrid Malmgren: prescriptive rebate program
Note on MC2: Ingrid Malmgren: prescriptive rebate program
Note on MD2: Ingrid Malmgren: prescriptive rebate program
Note on ME2: Ingrid Malmgren: prescriptive rebate program
Note on MF2: Ingrid Malmgren: prescriptive rebate program
Note on MG2: Ingrid Malmgren: prescriptive rebate program
Note on MH2: Ingrid Malmgren: prescriptive rebate program
Note on MI2: Ingrid Malmgren: prescriptive rebate program
Note on MJ2: Ingrid Malmgren: prescriptive rebate program
Note on MK2: Ingrid Malmgren: prescriptive rebate program
Note on ML2: Ingrid Malmgren: prescriptive rebate program
Note on MM2: Ingrid Malmgren: prescriptive rebate program
Note on MN2: Ingrid Malmgren: prescriptive rebate program
Note on MO2: Ingrid Malmgren: prescriptive rebate program
Note on MP2: Ingrid Malmgren: prescriptive rebate program
Note on MQ2: Ingrid Malmgren: prescriptive rebate program
Note on MR2: Ingrid Malmgren: prescriptive rebate program
Note on MS2: Ingrid Malmgren: prescriptive rebate program
Note on MT2: Ingrid Malmgren: prescriptive rebate program
Note on MU2: Ingrid Malmgren: prescriptive rebate program
Note on MV2: Ingrid Malmgren: prescriptive rebate program
Note on MW2: Ingrid Malmgren: prescriptive rebate program
Note on MX2: Ingrid Malmgren: prescriptive rebate program
Note on MY2: Ingrid Malmgren: prescriptive rebate program
Note on MZ2: Ingrid Malmgren: prescriptive rebate program
Note on NA2: Ingrid Malmgren: prescriptive rebate program
Note on NB2: Ingrid Malmgren: prescriptive rebate program
Note on NC2: Ingrid Malmgren: prescriptive rebate program
Note on ND2: Ingrid Malmgren: prescriptive rebate program
Note on NE2: Ingrid Malmgren: prescriptive rebate program
Note on NF2: Ingrid Malmgren: prescriptive rebate program
Note on NG2: Ingrid Malmgren: prescriptive rebate program
Note on NH2: Ingrid Malmgren: prescriptive rebate program
Note on NI2: Ingrid Malmgren: prescriptive rebate program
Note on NJ2: Ingrid Malmgren: prescriptive rebate program
Note on NK2: Ingrid Malmgren: prescriptive rebate program
Note on NL2: Ingrid Malmgren: prescriptive rebate program
Note on NM2: Ingrid Malmgren: prescriptive rebate program
Note on NN2: Ingrid Malmgren: prescriptive rebate program
Note on NO2: Ingrid Malmgren: prescriptive rebate program
Note on NP2: Ingrid Malmgren: prescriptive rebate program
Note on NQ2: Ingrid Malmgren: prescriptive rebate program
Note on NR2: Ingrid Malmgren: prescriptive rebate program
Note on NS2: Ingrid Malmgren: prescriptive rebate program
Note on NT2: Ingrid Malmgren: prescriptive rebate program
Note on NU2: Ingrid Malmgren: prescriptive rebate program
Note on NV2: Ingrid Malmgren: prescriptive rebate program
Note on NW2: Ingrid Malmgren: prescriptive rebate program
Note on NX2: Ingrid Malmgren: prescriptive rebate program
Note on NY2: Ingrid Malmgren: prescriptive rebate program
Note on NZ2: Ingrid Malmgren: prescriptive rebate program
Note on OA2: Ingrid Malmgren: prescriptive rebate program
Note on OB2: Ingrid Malmgren: prescriptive rebate program
Note on OC2: Ingrid Malmgren: prescriptive rebate program
Note on OD2: Ingrid Malmgren: prescriptive rebate program
Note on OE2: Ingrid Malmgren: prescriptive rebate program
Note on OF2: Ingrid Malmgren: prescriptive rebate program
Note on OG2: Ingrid Malmgren: prescriptive rebate program
Note on OH2: Ingrid Malmgren: prescriptive rebate program
Note on OI2: Ingrid Malmgren: prescriptive rebate program
Note on OJ2: Ingrid Malmgren: prescriptive rebate program
Note on OK2: Ingrid Malmgren: prescriptive rebate program
Note on OL2: Ingrid Malmgren: prescriptive rebate program
Note on OM2: Ingrid Malmgren: prescriptive rebate program
Note on ON2: Ingrid Malmgren: prescriptive rebate program
Note on OO2: Ingrid Malmgren: prescriptive rebate program
Note on OP2: Ingrid Malmgren: prescriptive rebate program
Note on OQ2: Ingrid Malmgren: prescriptive rebate program
Note on OR2: Ingrid Malmgren: prescriptive rebate program
Note on OS2: Ingrid Malmgren: prescriptive rebate program
Note on OT2: Ingrid Malmgren: prescriptive rebate program
Note on OU2: Ingrid Malmgren: prescriptive rebate program
Note on OV2: Ingrid Malmgren: prescriptive rebate program
Note on OW2: Ingrid Malmgren: prescriptive rebate program
Note on OX2: Ingrid Malmgren: prescriptive rebate program
Note on OY2: Ingrid Malmgren: prescriptive rebate program
Note on OZ2: Ingrid Malmgren: prescriptive rebate program
Note on PA2: Ingrid Malmgren: prescriptive rebate program
Note on PB2: Ingrid Malmgren: prescriptive rebate program
Note on PC2: Ingrid Malmgren: prescriptive rebate program
Note on PD2: Ingrid Malmgren: prescriptive rebate program
Note on PE2: Ingrid Malmgren: prescriptive rebate program
Note on PF2: Ingrid Malmgren: prescriptive rebate program
Note on PG2: Ingrid Malmgren: prescriptive rebate program
Note on PH2: Ingrid Malmgren: prescriptive rebate program
Note on PI2: Ingrid Malmgren: prescriptive rebate program
Note on PJ2: Ingrid Malmgren: prescriptive rebate program
Note on PK2: Ingrid Malmgren: prescriptive rebate program
Note on PL2: Ingrid Malmgren: prescriptive rebate program
Note on PM2: Ingrid Malmgren: prescriptive rebate program
Note on PN2: Ingrid Malmgren: prescriptive rebate program
Note on PO2: Ingrid Malmgren: prescriptive rebate program
Note on PP2: Ingrid Malmgren: prescriptive rebate program
Note on PQ2: Ingrid Malmgren: prescriptive rebate program
Note on PR2: Ingrid Malmgren: prescriptive rebate program
Note on PS2: Ingrid Malmgren: prescriptive rebate program
Note on PT2: Ingrid Malmgren: prescriptive rebate program
Note on PU2: Ingrid Malmgren: prescriptive rebate program
Note on PV2: Ingrid Malmgren: prescriptive rebate program
Note on PW2: Ingrid Malmgren: prescriptive rebate program
Note on PX2: Ingrid Malmgren: prescriptive rebate program
Note on PY2: Ingrid Malmgren: prescriptive rebate program
Note on PZ2: Ingrid Malmgren: prescriptive rebate program
Note on QA2: Ingrid Malmgren: prescriptive rebate program
Note on QB2: Ingrid Malmgren: prescriptive rebate program
Note on QC2: Ingrid Malmgren: prescriptive rebate program
Note on QD2: Ingrid Malmgren: prescriptive rebate program
Note on QE2: Ingrid Malmgren: prescriptive rebate program
Note on QF2: Ingrid Malmgren: prescriptive rebate program
Note on QG2: Ingrid Malmgren: prescriptive rebate program
Note on QH2: Ingrid Malmgren: prescriptive rebate program
Note on QI2: Ingrid Malmgren: prescriptive rebate program
Note on QJ2: Ingrid Malmgren: prescriptive rebate program
Note on QK2: Ingrid Malmgren: prescriptive rebate program
Note on QL2: Ingrid Malmgren: prescriptive rebate program
Note on QM2: Ingrid Malmgren: prescriptive rebate program
Note on QN2: Ingrid Malmgren: prescriptive rebate program
Note on QO2: Ingrid Malmgren: prescriptive rebate program
Note on QP2: Ingrid Malmgren: prescriptive rebate program
Note on QQ2: Ingrid Malmgren: prescriptive rebate program
Note on QR2: Ingrid Malmgren: prescriptive rebate program
Note on QS2: Ingrid Malmgren: prescriptive rebate program
Note on QT2: Ingrid Malmgren: prescriptive rebate program
Note on QU2: Ingrid Malmgren: prescriptive rebate program
Note on QV2: Ingrid Malmgren: prescriptive rebate program
Note on QW2: Ingrid Malmgren: prescriptive rebate program
Note on QX2: Ingrid Malmgren: prescriptive rebate program
Note on QY2: Ingrid Malmgren: prescriptive rebate program
Note on QZ2: Ingrid Malmgren: prescriptive rebate program
Note on RA2: Ingrid Malmgren: prescriptive rebate program
Note on RB2: Ingrid Malmgren: prescriptive rebate program
Note on RC2: Ingrid Malmgren: prescriptive rebate program
Note on RD2: Ingrid Malmgren: prescriptive rebate program
Note on RE2: Ingrid Malmgren: prescriptive rebate program
Note on RF2: Ingrid Malmgren: prescriptive rebate program
Note on RG2: Ingrid Malmgren: prescriptive rebate program
Note on RH2: Ingrid Malmgren: prescriptive rebate program
Note on RI2: Ingrid Malmgren: prescriptive rebate program
Note on RJ2: Ingrid Malmgren: prescriptive rebate program
Note on RK2: Ingrid Malmgren: prescriptive rebate program
Note on RL2: Ingrid Malmgren: prescriptive rebate program
Note on RM2: Ingrid Malmgren: prescriptive rebate program
Note on RN2: Ingrid Malmgren: prescriptive rebate program
Note on RO2: Ingrid Malmgren: prescriptive rebate program
Note on RP2: Ingrid Malmgren: prescriptive rebate program
Note on RQ2: Ingrid Malmgren: prescriptive rebate program
Note on RR2: Ingrid Malmgren: prescriptive rebate program
Note on RS2: Ingrid Malmgren: prescriptive rebate program
Note on RT2: Ingrid Malmgren: prescriptive rebate program
Note on RU2: Ingrid Malmgren: prescriptive rebate program
Note on RV2: Ingrid Malmgren: prescriptive rebate program
Note on RW2: Ingrid Malmgren: prescriptive rebate program
Note on RX2: Ingrid Malmgren: prescriptive rebate program
Note on RY2: Ingrid Malmgren: prescriptive rebate program
Note on RZ2: Ingrid Malmgren: prescriptive rebate program
Note on SA2: Ingrid Malmgren: prescriptive rebate program
Note on SB2: Ingrid Malmgren: prescriptive rebate program
Note on SC2: Ingrid Malmgren: prescriptive rebate program
Note on SD2: Ingrid Malmgren: prescriptive rebate program
Note on SE2: Ingrid Malmgren: prescriptive rebate program
Note on SF2: Ingrid Malmgren: prescriptive rebate program
Note on SG2: Ingrid Malmgren: prescriptive rebate program
Note on SH2: Ingrid Malmgren: prescriptive rebate program
Note on SI2: Ingrid Malmgren: prescriptive rebate program
Note on SJ2: Ingrid Malmgren: prescriptive rebate program
Note on SK2: Ingrid Malmgren: prescriptive rebate program
Note on SL2: Ingrid Malmgren: prescriptive rebate program
Note on SM2: Ingrid Malmgren: prescriptive rebate program
Note on SN2: Ingrid Malmgren: prescriptive rebate program
Note on SO2: Ingrid Malmgren: prescriptive rebate program
Note on SP2: Ingrid Malmgren: prescriptive rebate program
Note on SQ2: Ingrid Malmgren: prescriptive rebate program
Note on SR2: Ingrid Malmgren: prescriptive rebate program
Note on SS2: Ingrid Malmgren: prescriptive rebate program
Note on ST2: Ingrid Malmgren: prescriptive rebate program
Note on SU2: Ingrid Malmgren: prescriptive rebate program
Note on SV2: Ingrid Malmgren: prescriptive rebate program
Note on SW2: Ingrid Malmgren: prescriptive rebate program
Note on SX2: Ingrid Malmgren: prescriptive rebate program
Note on SY2: Ingrid Malmgren: prescriptive rebate program
Note on SZ2: Ingrid Malmgren: prescriptive rebate program
Note on TA2: Ingrid Malmgren: prescriptive rebate program
Note on TB2: Ingrid Malmgren: prescriptive rebate program
Note on TC2: Ingrid Malmgren: prescriptive rebate program
Note on TD2: Ingrid Malmgren: prescriptive rebate program
Note on TE2: Ingrid Malmgren: prescriptive rebate program
Note on TF2: Ingrid Malmgren: prescriptive rebate program
Note on TG2: Ingrid Malmgren: prescriptive rebate program
Note on TH2: Ingrid Malmgren: prescriptive rebate program
Note on TI2: Ingrid Malmgren: prescriptive rebate program
Note on TJ2: Ingrid Malmgren: prescriptive rebate program
Note on TK2: Ingrid Malmgren: prescriptive rebate program
Note on TL2: Ingrid Malmgren: prescriptive rebate program
Note on TM2: Ingrid Malmgren: prescriptive rebate program
Note on TN2: Ingrid Malmgren: prescriptive rebate program
Note on TO2: Ingrid Malmgren: prescriptive rebate program
Note on TP2: Ingrid Malmgren: prescriptive rebate program
Note on TQ2: Ingrid Malmgren: prescriptive rebate program
Note on TR2: Ingrid Malmgren: prescriptive rebate program
Note on TS2: Ingrid Malmgren: prescriptive rebate program
Note on TT2: Ingrid Malmgren: prescriptive rebate program
Note on TU2: Ingrid Malmgren: prescriptive rebate program
Note on TV2: Ingrid Malmgren: prescriptive rebate program
Note on TW2: Ingrid Malmgren: prescriptive rebate program
Note on TX2: Ingrid Malmgren: prescriptive rebate program
Note on TY2: Ingrid Malmgren: prescriptive rebate program
Note on TZ2: Ingrid Malmgren: prescriptive rebate program
Note on UA2: Ingrid Malmgren: prescriptive rebate program
Note on UB2: Ingrid Malmgren: prescriptive rebate program
Note on UC2: Ingrid Malmgren: prescriptive rebate program
Note on UD2: Ingrid Malmgren: prescriptive rebate program
Note on UE2: Ingrid Malmgren: prescriptive rebate program
Note on UF2: Ingrid Malmgren: prescriptive rebate program
Note on UG2: Ingrid Malmgren: prescriptive rebate program
Note on UH2: Ingrid Malmgren: prescriptive rebate program
Note on UI2: Ingrid Malmgren: prescriptive rebate program
Note on UJ2: Ingrid Malmgren: prescriptive rebate program
Note on UK2: Ingrid Malmgren: prescriptive rebate program
Note on UL2: Ingrid Malmgren: prescriptive rebate program
Note on UM2: Ingrid Malmgren: prescriptive rebate program
Note on UN2: Ingrid Malmgren: prescriptive rebate program
Note on UO2: Ingrid Malmgren: prescriptive rebate program
Note on UP2: Ingrid Malmgren: prescriptive rebate program
Note on UQ2: Ingrid Malmgren: prescriptive rebate program
Note on UR2: Ingrid Malmgren: prescriptive rebate program
Note on US2: Ingrid Malmgren: prescriptive rebate program
Note on UT2: Ingrid Malmgren: prescriptive rebate program
Note on UU2: Ingrid Malmgren: prescriptive rebate program
Note on UV2: Ingrid Malmgren: prescriptive rebate program
Note on UW2: Ingrid Malmgren: prescriptive rebate program
Note on UX2: Ingrid Malmgren: prescriptive rebate program
Note on UY2: Ingrid Malmgren: prescriptive rebate program
Note on UZ2: Ingrid Malmgren: prescriptive rebate program
Note on VA2: Ingrid Malmgren: prescriptive rebate program
Note on VB2: Ingrid Malmgren: prescriptive rebate program
Note on VC2: Ingrid Malmgren: prescriptive rebate program
Note on VD2: Ingrid Malmgren: prescriptive rebate program
Note on VE2: Ingrid Malmgren: prescriptive rebate program
Note on VF2: Ingrid Malmgren: prescriptive rebate program
Note on VG2: Ingrid Malmgren: prescriptive rebate program
Note on VH2: Ingrid Malmgren: prescriptive rebate program
Note on VI2: Ingrid Malmgren: prescriptive rebate program
Note on VJ2: Ingrid Malmgren: prescriptive rebate program
Note on VK2: Ingrid Malmgren: prescriptive rebate program
Note on VL2: Ingrid Malmgren: prescriptive rebate program
Note on VM2: Ingrid Malmgren: prescriptive rebate program
Note on VN2: Ingrid Malmgren: prescriptive rebate program
Note on VO2: Ingrid Malmgren: prescriptive rebate program
Note on VP2: Ingrid Malmgren: prescriptive rebate program
Note on VQ2: Ingrid Malmgren: prescriptive rebate program
Note on VR2: Ingrid Malmgren: prescriptive rebate program
Note on VS2: Ingrid Malmgren: prescriptive rebate program
Note on VT2: Ingrid Malmgren: prescriptive rebate program
Note on VU2: Ingrid Malmgren: prescriptive rebate program
Note on VV2: Ingrid Malmgren: prescriptive rebate program
Note on VW2: Ingrid Malmgren: prescriptive rebate program
Note on VX2: Ingrid Malmgren: prescriptive rebate program
Note on VY2: Ingrid Malmgren: prescriptive rebate program
Note on VZ2: Ingrid Malmgren: prescriptive rebate program
Note on WA2: Ingrid Malmgren: prescriptive rebate program
Note on WB2: Ingrid Malmgren: prescriptive rebate program
Note on WC2: Ingrid Malmgren: prescriptive rebate program
Note on WD2: Ingrid Malmgren: prescriptive rebate program
Note on WE2: Ingrid Malmgren: prescriptive rebate program
Note on WF2: Ingrid Malmgren: prescriptive rebate program
Note on WG2: Ingrid Malmgren: prescriptive rebate program
Note on WH2: Ingrid Malmgren: prescriptive rebate program
Note on WI2: Ingrid Malmgren: prescriptive rebate program
Note on WJ2: Ingrid Malmgren: prescriptive rebate program
Note on WK2: Ingrid Malmgren: prescriptive rebate program
Note on WL2: Ingrid Malmgren: prescriptive rebate program
Note on WM2: Ingrid Malmgren: prescriptive rebate program
Note on WN2: Ingrid Malmgren: prescriptive rebate program
Note on WO2: Ingrid Malmgren: prescriptive rebate program
Note on WP2: Ingrid Malmgren: prescriptive rebate program
Note on WQ2: Ingrid Malmgren: prescriptive rebate program
Note on WR2: Ingrid Malmgren: prescriptive rebate program
Note on WS2: Ingrid Malmgren: prescriptive rebate program
Note on WT2: Ingrid Malmgren: prescriptive rebate program
Note on WU2: Ingrid Malmgren: prescriptive rebate program
Note on WV2: Ingrid Malmgren: prescriptive rebate program
Note on WW2: Ingrid Malmgren: prescriptive rebate program
Note on WX2: Ingrid Malmgren: prescriptive rebate program
Note on WY2: Ingrid Malmgren: prescriptive rebate program
Note on WZ2: Ingrid Malmgren: prescriptive rebate program
Note on XA2: Ingrid Malmgren: prescriptive rebate program
Note on XB2: Ingrid Malmgren: prescriptive rebate program
Note on XC2: Ingrid Malmgren: prescriptive rebate program
Note on XD2: Ingrid Malmgren: prescriptive rebate program
Note on XE2: Ingrid Malmgren: prescriptive rebate program
Note on XF2: Ingrid Malmgren: prescriptive rebate program
Note on XG2: Ingrid Malmgren: prescriptive rebate program
Note on XH2: Ingrid Malmgren: prescriptive rebate program
Note on XI2: Ingrid Malmgren: prescriptive rebate program
Note on XJ2: Ingrid Malmgren: prescriptive rebate program
Note on XK2: Ingrid Malmgren: prescriptive rebate program
Note on XL2: Ingrid Malmgren: prescriptive rebate program
Note on XM2: Ingrid Malmgren: prescriptive rebate program
Note on XN2: Ingrid Malmgren: prescriptive rebate program
Note on XO2: Ingrid Malmgren: prescriptive rebate program
Note on XP2: Ingrid Malmgren: prescriptive rebate program
Note on XQ2: Ingrid Malmgren: prescriptive rebate program
Note on XR2: Ingrid Malmgren: prescriptive rebate program
Note on XS2: Ingrid Malmgren: prescriptive rebate program
Note on XT2: Ingrid Malmgren: prescriptive rebate program
Note on XU2: Ingrid Malmgren: prescriptive rebate program
Note on XV2: Ingrid Malmgren: prescriptive rebate program
Note on XW2: Ingrid Malmgren: prescriptive rebate program
Note on XX2: Ingrid Malmgren: prescriptive rebate program
Note on XY2: Ingrid Malmgren: prescriptive rebate program
Note on XZ2: Ingrid Malmgren: prescriptive rebate program
Note on YA2: Ingrid Malmgren: prescriptive rebate program
Note on YB2: Ingrid Malmgren: prescriptive rebate program
Note on YC2: Ingrid Malmgren: prescriptive rebate program
Note on YD2: Ingrid Malmgren: prescriptive rebate program
Note on YE2: Ingrid Malmgren: prescriptive rebate program
Note on YF2: Ingrid Malmgren: prescriptive rebate program
Note on YG2: Ingrid Malmgren: prescriptive rebate program
Note on YH2: Ingrid Malmgren: prescriptive rebate program
Note on YI2: Ingrid Malmgren: prescriptive rebate program
Note on YJ2: Ingrid Malmgren: prescriptive rebate program
Note on YK2: Ingrid Malmgren: prescriptive rebate program
Note on YL2: Ingrid Malmgren: prescriptive rebate program
Note on YM2: Ingrid Malmgren: prescriptive rebate program
Note on YN2: Ingrid Malmgren: prescriptive rebate program
Note on YO2: Ingrid Malmgren: prescriptive rebate program
Note on YP2: Ingrid Malmgren: prescriptive rebate program
Note on YQ2: Ingrid Malmgren: prescriptive rebate program
Note on YR2: Ingrid Malmgren: prescriptive rebate program
Note on YS2: Ingrid Malmgren: prescriptive rebate program
Note on YT2: Ingrid Malmgren: prescriptive rebate program
Note on YU2: Ingrid Malmgren: prescriptive rebate program
Note on YV2: Ingrid Malmgren: prescriptive rebate program
Note on YW2: Ingrid Malmgren: prescriptive rebate program
Note on YX2: Ingrid Malmgren: prescriptive rebate program
Note on YY2: Ingrid Malmgren: prescriptive rebate program
Note on YZ2: Ingrid Malmgren: prescriptive rebate program
Note on ZA2: Ingrid Malmgren: prescriptive rebate program
Note on ZB2: Ingrid Malmgren: prescriptive rebate program
Note on ZC2: Ingrid Malmgren: prescriptive rebate program
Note on ZD2: Ingrid Malmgren: prescriptive rebate program
Note on ZE2: Ingrid Malmgren: prescriptive rebate program
Note on ZF2: Ingrid Malmgren: prescriptive rebate program
Note on ZG2: Ingrid Malmgren: prescriptive rebate program
Note on ZH2: Ingrid Malmgren: prescriptive rebate program
Note on ZI2: Ingrid Malmgren: prescriptive rebate program
Note on ZJ2: Ingrid Malmgren: prescriptive rebate program
Note on ZK2: Ingrid Malmgren: prescriptive rebate program
Note on ZL2: Ingrid Malmgren: prescriptive rebate program
Note on ZM2: Ingrid Malmgren: prescriptive rebate program
Note on ZN2: Ingrid Malmgren: prescriptive rebate program
Note on ZO2: Ingrid Malmgren: prescriptive rebate program
Note on ZP2: Ingrid Malmgren: prescriptive rebate program
Note on ZQ2: Ingrid Malmgren: prescriptive rebate program
Note on ZR2: Ingrid Malmgren: prescriptive rebate program
Note on ZS2: Ingrid Malmgren: prescriptive rebate program
Note on ZT2: Ingrid Malmgren: prescriptive rebate program
Note on ZU2: Ingrid Malmgren: prescriptive rebate program
Note on ZV2: Ingrid Malmgren: prescriptive rebate program
Note on ZW2: Ingrid Malmgren: prescriptive rebate program
Note on ZX2: Ingrid Malmgren: prescriptive rebate program
Note on ZY2: Ingrid Malmgren: prescriptive rebate program
Note on ZZ2: Ingrid Malmgren: prescriptive rebate program
Note on AAA2: Ingrid Malmgren: prescriptive rebate program
Note on AAB2: Ingrid Malmgren: prescriptive rebate program
Note on AAC2: Ingrid Malmgren: prescriptive rebate program
Note on AAD2: Ingrid Malmgren: prescriptive rebate program
Note on AAE2: Ingrid Malmgren: prescriptive rebate program
Note on AAF2: Ingrid Malmgren: prescriptive rebate program
Note on AAG2: Ingrid Malmgren: prescriptive rebate program
Note on AAH2: Ingrid Malmgren: prescriptive rebate program
Note on AAI2: Ingrid Malmgren: prescriptive rebate program
Note on AAJ2: Ingrid Malmgren: prescriptive rebate program
Note on AAK2: Ingrid Malmgren: prescriptive rebate program
Note on AAL2: Ingrid Malmgren: prescriptive rebate program
Note on AAM2: Ingrid Malmgren: prescriptive rebate program
Note on AAN2: Ingrid Malmgren: prescriptive rebate program
Note on AAO2: Ingrid Malmgren: prescriptive rebate program
Note on AAP2: Ingrid Malmgren: prescriptive rebate program
Note on AAQ2: Ingrid Malmgren: prescriptive rebate program
Note on AAR2: Ingrid Malmgren: prescriptive rebate program
Note on AAS2: Ingrid Malmgren: prescriptive rebate program
Note on AAT2: Ingrid Malmgren: prescriptive rebate program
Note on AAU2: Ingrid Malmgren: prescriptive rebate program
Note on AAV2: Ingrid Malmgren: prescriptive rebate program
Note on AAW2: Ingrid Malmgren: prescriptive rebate program
Note on AAX2: Ingrid Malmgren: prescriptive rebate program
Note on AAY2: Ingrid Malmgren: prescriptive rebate program
Note on AAZ2: Ingrid Malmgren: prescriptive rebate program
Note on ABA2: Ingrid Malmgren: prescriptive rebate program
Note on ABB2: Ingrid Malmgren: prescriptive rebate program
Note on ABC2: Ingrid Malmgren: prescriptive rebate program
Note on ABD2: Ingrid Malmgren: prescriptive rebate program
Note on ABE2: Ingrid Malmgren: prescriptive rebate program
Note on ABF2: Ingrid Malmgren: prescriptive rebate program
Note on ABG2: Ingrid Malmgren: prescriptive rebate program
Note on ABH2: Ingrid Malmgren: prescriptive rebate program
Note on ABI2: Ingrid Malmgren: prescriptive rebate program
Note on ABJ2: Ingrid Malmgren: prescriptive rebate program
Note on ABK2: Ingrid Malmgren: prescriptive rebate program
Note on ABL2: Ingrid Malmgren: prescriptive rebate program
Note on ABM2: Ingrid Malmgren: prescriptive rebate program
Note on ABN2: Ingrid Malmgren: prescriptive rebate program
Note on ABO2: Ingrid Malmgren: prescriptive rebate program
Note on ABP2: Ingrid Malmgren: prescriptive rebate program
Note on ABQ2: Ingrid Malmgren: prescriptive rebate program
Note on ABR2: Ingrid Malmgren: prescriptive rebate program
Note on ABS2: Ingrid Malmgren: prescriptive rebate program
Note on ABT2: Ingrid Malmgren: prescriptive rebate program
Note on ABU2: Ingrid Malmgren: prescriptive rebate program
Note on ABV2: Ingrid Malmgren: prescriptive rebate program
Note on ABW2: Ingrid Malmgren: prescriptive rebate program
Note on ABX2: Ingrid Malmgren: prescriptive rebate program
Note on ABY2: Ingrid Malmgren: prescriptive rebate program
Note on ABZ2: Ingrid Malmgren: prescriptive rebate program
Note on ACA2: Ingrid Malmgren: prescriptive rebate program
Note on ACB2: Ingrid Malmgren: prescriptive rebate program
Note on ACC2: Ingrid Malmgren: prescriptive rebate program
Note on ACD2: Ingrid Malmgren: prescriptive rebate program
Note on ACE2: Ingrid Malmgren: prescriptive rebate program
Note on ACF2: Ingrid Malmgren: prescriptive rebate program
Note on ACG2: Ingrid Malmgren: prescriptive rebate program
Note on ACH2: Ingrid Malmgren: prescriptive rebate program
Note on ACI2: Ingrid Malmgren: prescriptive rebate program
Note on ACJ2: Ingrid Malmgren: prescriptive rebate program
Note on ACK2: Ingrid Malmgren: prescriptive rebate program
Note on ACL2: Ingrid Malmgren: prescriptive rebate program
Note on ACM2: Ingrid Malmgren: prescriptive rebate program
Note on ACN2: Ingrid Malmgren: prescriptive rebate program
Note on ACO2: Ingrid Malmgren: prescriptive rebate program
Note on ACP2: Ingrid Malmgren: prescriptive rebate program
Note on ACQ2: Ingrid Malmgren: prescriptive rebate program
Note on ACR2: Ingrid Malmgren: prescriptive rebate program
Note on ACS2: Ingrid Malmgren: prescriptive rebate program
Note on ACT2: Ingrid Malmgren: prescriptive rebate program
Note on ACU2: Ingrid Malmgren: prescriptive rebate program
Note on ACV2: Ingrid Malmgren: prescriptive rebate program
Note on ACW2: Ingrid Malmgren: prescriptive rebate program
Note on ACX2: Ingrid Malmgren: prescriptive rebate program
Note on ACY2: Ingrid Malmgren: prescriptive rebate program
Note on ACZ2: Ingrid Malmgren: prescriptive rebate program
Note on ADA2: Ingrid Malmgren: prescriptive rebate program
Note on ADB2: Ingrid Malmgren: prescriptive rebate program
Note on ADC2: Ingrid Malmgren: prescriptive rebate program
Note on ADD2: Ingrid Malmgren: prescriptive rebate program
Note on ADE2: Ingrid Malmgren: prescriptive rebate program
Note on ADF2: Ingrid Malmgren: prescriptive rebate program
Note on ADG2: Ingrid Malmgren: prescriptive rebate program
Note on ADH2: Ingrid Malmgren: prescriptive rebate program
Note on ADI2: Ingrid Malmgren: prescriptive rebate program
Note on ADJ2: Ingrid Malmgren: prescriptive rebate program
Note on ADK2: Ingrid Malmgren: prescriptive rebate program
Note on ADL2: Ingrid Malmgren: prescriptive rebate program
Note on ADM2: Ingrid Malmgren: prescriptive rebate program
Note on ADN2: Ingrid Malmgren: prescriptive rebate program
Note on ADO2: Ingrid Malmgren: prescriptive rebate program
Note on ADP2: Ingrid Malmgren: prescriptive rebate program
Note on ADQ2: Ingrid Malmgren: prescriptive rebate program
Note on ADR2: Ingrid Malmgren: prescriptive rebate program
Note on ADS2: Ingrid Malmgren: prescriptive rebate program
Note on ADT2: Ingrid Malmgren: prescriptive rebate program
Note on ADU2: Ingrid Malmgren: prescriptive rebate program
Note on ADV2: Ingrid Malmgren: prescriptive rebate program
Note on ADW2: Ingrid Malmgren: prescriptive rebate program
Note on ADX2: Ingrid Malmgren: prescriptive rebate program
Note on ADY2: Ingrid Malmgren: prescriptive rebate program
Note on ADZ2: Ingrid Malmgren: prescriptive rebate program
Note on AEA2: Ingrid Malmgren: prescriptive rebate program
Note on AEB2: Ingrid Malmgren: prescriptive rebate program
Note on AEC2: Ingrid Malmgren: prescriptive rebate program
Note on AED2: Ingrid Malmgren: prescriptive rebate program
Note on AEE2: Ingrid Malmgren: prescriptive rebate program
Note on AEF2: Ingrid Malmgren: prescriptive rebate program
Note on AEG2: Ingrid Malmgren: prescriptive rebate program
Note on AEH2: Ingrid Malmgren: prescriptive rebate program
Note on AEI2: Ingrid Malmgren: prescriptive rebate program
Note on AEJ2: Ingrid Malmgren: prescriptive rebate program
Note on AEK2: Ingrid Malmgren: prescriptive rebate program
Note on AEL2: Ingrid Malmgren: prescriptive rebate program
Note on AEM2: Ingrid Malmgren: prescriptive rebate program
Note on AEN2: Ingrid Malmgren: prescriptive rebate program
Note on AEO2: Ingrid Malmgren: prescriptive rebate program
Note on AEP2: Ingrid Malmgren: prescriptive rebate program
Note on AEQ2: Ingrid Malmgren: prescriptive rebate program
Note on AER2: Ingrid Malmgren: prescriptive rebate program
Note on AES2: Ingrid Malmgren: prescriptive rebate program
Note on AET2: Ingrid Malmgren: prescriptive rebate program
Note on AEU2: Ingrid Malmgren: prescriptive rebate program
Note on AEV2: Ingrid Malmgren: prescriptive rebate program
Note on AEW2: Ingrid Malmgren: prescriptive rebate program
Note on AEX2: Ingrid Malmgren: prescriptive rebate program
Note on AEY2: Ingrid Malmgren: prescriptive rebate program
Note on AEZ2: Ingrid Malmgren: prescriptive rebate program
Note on AFA2: Ingrid Malmgren: prescriptive rebate program
Note on AFB2: Ingrid Malmgren: prescriptive rebate program
Note on AFC2: Ingrid Malmgren: prescriptive rebate program
Note on AFD2: Ingrid Malmgren: prescriptive rebate program
Note on AFE2: Ingrid Malmgren: prescriptive rebate program
Note on AFF2: Ingrid Malmgren: prescriptive rebate program
Note on AFG2: Ingrid Malmgren: prescriptive rebate program
Note on AFH2: Ingrid Malmgren: prescriptive rebate program
Note on AFI2: Ingrid Malmgren: prescriptive rebate program
Note on AFJ2: Ingrid Malmgren: prescriptive rebate program
Note on AFK2: Ingrid Malmgren: prescriptive rebate program
Note on AFL2: Ingrid Malmgren: prescriptive rebate program
Note on AFM2: Ingrid Malmgren: prescriptive rebate program
Note on AFN2: Ingrid Malmgren: prescriptive rebate program
Note on AFO2: Ingrid Malmgren: prescriptive rebate program
Note on AFP2: Ingrid Malmgren: prescriptive rebate program
Note on AFQ2: Ingrid Malmgren: prescriptive rebate program
Note on AFR2: Ingrid Malmgren: prescriptive rebate program
Note on AFS2: Ingrid Malmgren: prescriptive rebate program
Note on AFT2: Ingrid Malmgren: prescriptive rebate program
Note on AFU2: Ingrid Malmgren: prescriptive rebate program
Note on AFV2: Ingrid Malmgren: prescriptive rebate program
Note on AFW2: Ingrid Malmgren: prescriptive rebate program
Note on AFX2: Ingrid Malmgren: prescriptive rebate program
Note on AFY2: Ingrid Malmgren: prescriptive rebate program
Note on AFZ2: Ingrid Malmgren: prescriptive rebate program
Note on AGA2: Ingrid Malmgren: prescriptive rebate program
Note on AGB2: Ingrid Malmgren: prescriptive rebate program
Note on AGC2: Ingrid Malmgren: prescriptive rebate program
Note on AGD2: Ingrid Malmgren: prescriptive rebate program
Note on AGE2: Ingrid Malmgren: prescriptive rebate program
Note on AGF2: Ingrid Malmgren: prescriptive rebate program
Note on AGG2: Ingrid Malmgren: prescriptive rebate program
Note on AGH2: Ingrid Malmgren: prescriptive rebate program
Note on AGI2: Ingrid Malmgren: prescriptive rebate program
Note on AGJ2: Ingrid Malmgren: prescriptive rebate program
Note on AGK2: Ingrid Malmgren: prescriptive rebate program
Note on AGL2: Ingrid Malmgren: prescriptive rebate program
Note on AGM2: Ingrid Malmgren: prescriptive rebate program
Note on AGN2: Ingrid Malmgren: prescriptive rebate program
Note on AGO2: Ingrid Malmgren: prescriptive rebate program
Note on AGP2: Ingrid Malmgren: prescriptive rebate program
Note on AGQ2: Ingrid Malmgren: prescriptive rebate program
Note on AGR2: Ingrid Malmgren: prescriptive rebate program
Note on AGS2: Ingrid Malmgren: prescriptive rebate program
Note on AGT2: Ingrid Malmgren: prescriptive rebate program
Note on AGU2: Ingrid Malmgren: prescriptive rebate program
Note on AGV2: Ingrid Malmgren: prescriptive rebate program
Note on AGW2: Ingrid Malmgren: prescriptive rebate program
Note on AGX2: Ingrid Malmgren: prescriptive rebate program
Note on AGY2: Ingrid Malmgren: prescriptive rebate program
Note on AGZ2: Ingrid Malmgren: prescriptive rebate program
Note on AHA2: Ingrid Malmgren: prescriptive rebate program
Note on AHB2: Ingrid Malmgren: prescriptive rebate program
Note on AHC2: Ingrid Malmgren: prescriptive rebate program
Note on AHD2: Ingrid Malmgren: prescriptive rebate program
Note on AHE2: Ingrid Malmgren: prescriptive rebate program
Note on AHF2: Ingrid Malmgren: prescriptive rebate program
Note on AHG2: Ingrid Malmgren: prescriptive rebate program
Note on AHH2: Ingrid Malmgren: prescriptive rebate program
Note on AHI2: Ingrid Malmgren: prescriptive rebate program
Note on AHJ2: Ingrid Malmgren: prescriptive rebate program
Note on AHK2: Ingrid Malmgren: prescriptive rebate program
Note on AHL2: Ingrid Malmgren: prescriptive rebate program
Note on AHM2: Ingrid Malmgren: prescriptive rebate program
Note on AHN2: Ingrid Malmgren: prescriptive rebate program
Note on AHO2: Ingrid Malmgren: prescriptive rebate program
Note on AHP2: Ingrid Malmgren: prescriptive rebate program
Note on AHQ2: Ingrid Malmgren: prescriptive rebate program
Note on AHR2: Ingrid Malmgren: prescriptive rebate program
Note on AHS2: Ingrid Malmgren: prescriptive rebate program
Note on AHT2: Ingrid Malmgren: prescriptive rebate program
Note on AHU2: Ingrid Malmgren: prescriptive rebate program
Note on AHV2: Ingrid Malmgren: prescriptive rebate program
Note on AHW2: Ingrid Malmgren: prescriptive rebate program
Note on AHX2: Ingrid Malmgren: prescriptive rebate program
Note on AHY2: Ingrid Malmgren: prescriptive rebate program
Note on AHZ2: Ingrid Malmgren: prescriptive rebate program
Note on AIA2: Ingrid Malmgren: prescriptive rebate program
Note on AIB2: Ingrid Malmgren: prescriptive rebate program
Note on AIC2: Ingrid Malmgren: prescriptive rebate program
Note on AID2: Ingrid Malmgren: prescriptive rebate program
Note on AIE2: Ingrid Malmgren: prescriptive rebate program
Note on AIF2: Ingrid Malmgren: prescriptive rebate program
Note on AIG2: Ingrid Malmgren: prescriptive rebate program
Note on AIH2: Ingrid Malmgren: prescriptive rebate program
Note on AII2: Ingrid Malmgren: prescriptive rebate program
Note on AIJ2: Ingrid Malmgren: prescriptive rebate program
Note on AIK2: Ingrid Malmgren: prescriptive rebate program
Note on AIL2: Ingrid Malmgren: prescriptive rebate program
Note on AIM2: Ingrid Malmgren: prescriptive rebate program
Note on AIN2: Ingrid Malmgren: prescriptive rebate program
Note on AIO2: Ingrid Malmgren: prescriptive rebate program
Note on AIP2: Ingrid Malmgren: prescriptive rebate program
Note on AIQ2: Ingrid Malmgren: prescriptive rebate program
Note on AIR2: Ingrid Malmgren: prescriptive rebate program
Note on AIS2: Ingrid Malmgren: prescriptive rebate program
Note on AIT2: Ingrid Malmgren: prescriptive rebate program
Note on AIU2: Ingrid Malmgren: prescriptive rebate program
Note on AIV2: Ingrid Malmgren: prescriptive rebate program
Note on AIW2: Ingrid Malmgren: prescriptive rebate program
Note on AIX2: Ingrid Malmgren: prescriptive rebate program
Note on AIY2: Ingrid Malmgren: prescriptive rebate program
Note on AIZ2: Ingrid Malmgren: prescriptive rebate program
Note on AJA2: Ingrid Malmgren: prescriptive rebate program
Note on AJB2: Ingrid Malmgren: prescriptive rebate program
Note on AJC2: Ingrid Malmgren: prescriptive rebate program
Note on AJD2: Ingrid Malmgren: prescriptive rebate program
Note on AJE2: Ingrid Malmgren: prescriptive rebate program
Note on AJF2: Ingrid Malmgren: prescriptive rebate program
Note on AJG2: Ingrid Malmgren: prescriptive rebate program
Note on AJH2: Ingrid Malmgren: prescriptive rebate program
Note on AJI2: Ingrid Malmgren: prescriptive rebate program
Note on AJJ2: Ingrid Malmgren: prescriptive rebate program
Note on AJK2: Ingrid Malmgren: prescriptive rebate program
Note on AJL2: Ingrid Malmgren: prescriptive rebate program
Note on AJM2: Ingrid Malmgren: prescriptive rebate program
Note on AJN2: Ingrid Malmgren: prescriptive rebate program
Note on AJO2: Ingrid Malmgren: prescriptive rebate program
Note on AJP2: Ingrid Malmgren: prescriptive rebate program
Note on AJQ2: Ingrid Malmgren: prescriptive rebate program
Note on AJR2: Ingrid Malmgren: prescriptive rebate program
Note on AJS2: Ingrid Malmgren: prescriptive rebate program
Note on AJT2: Ingrid Malmgren: prescriptive rebate program
Note on AJU2: Ingrid Malmgren: prescriptive rebate program
Note on AJV2: Ingrid Malmgren: prescriptive rebate program
Note on AJW2: Ingrid Malmgren: prescriptive rebate program
Note on AJX2: Ingrid Malmgren: prescriptive rebate program
Note on AJY2: Ingrid Malmgren: prescriptive rebate program
Note on AJZ2: Ingrid Malmgren: prescriptive rebate program
Note on AKA2: Ingrid Malmgren: prescriptive rebate program
Note on AKB2: Ingrid Malmgren: prescriptive rebate program
Note on AKC2: Ingrid Malmgren: prescriptive rebate program
Note on AKD2: Ingrid Malmgren: prescriptive rebate program
Note on AKE2: Ingrid Malmgren: prescriptive rebate program
Note on AKF2: Ingrid Malmgren: prescriptive rebate program
Note on AKG2: Ingrid Malmgren: prescriptive rebate program
Note on AKH2: Ingrid Malmgren: prescriptive rebate program
Note on AKI2: Ingrid Malmgren: prescriptive rebate program
Note on AKJ2: Ingrid Malmgren: prescriptive rebate program
Note on AKK2: Ingrid Malmgren: prescriptive rebate program
Note on AKL2: Ingrid Malmgren: prescriptive rebate program
Note on AKM2: Ingrid Malmgren: prescriptive rebate program
Note on AKN2: Ingrid Malmgren: prescriptive rebate program
Note on AKO2: Ingrid Malmgren: prescriptive rebate program
Note on AKP2: Ingrid Malmgren: prescriptive rebate program
Note on AKQ2: Ingrid Malmgren: prescriptive rebate program
Note on AKR2: Ingrid Malmgren: prescriptive rebate program
Note on AKS2: Ingrid Malmgren: prescriptive rebate program
Note on AKT2: Ingrid Malmgren: prescriptive rebate program
Note on AKU2: Ingrid Malmgren: prescriptive rebate program
Note on AKV2: Ingrid Malmgren: prescriptive rebate program
Note on AKW2: Ingrid Malmgren: prescriptive rebate program
Note on AKX2: Ingrid Malmgren: prescriptive rebate program
Note on AKY2: Ingrid Malmgren: prescriptive rebate program
Note on AKZ2: Ingrid Malmgren: prescriptive rebate program
Note on ALA2: Ingrid Malmgren: prescriptive rebate program
Note on ALB2: Ingrid Malmgren: prescriptive rebate program
Note on ALC2: Ingrid Malmgren: prescriptive rebate program
Note on ALD2: Ingrid Malmgren: prescriptive rebate program
Note on ALE2: Ingrid Malmgren: prescriptive rebate program
Note on ALF2: Ingrid Malmgren: prescriptive rebate program
Note on ALG2: Ingrid Malmgren: prescriptive rebate program
Note on ALH2: Ingrid Malmgren: prescriptive rebate program
Note on ALI2: Ingrid Malmgren: prescriptive rebate program
Note on ALJ2: Ingrid Malmgren: prescriptive rebate program
Note on ALK2: Ingrid Malmgren: prescriptive rebate program
Note on ALL2: Ingrid Malmgren: prescriptive rebate program
Note on ALM2: Ingrid Malmgren: prescriptive rebate program
Note on ALN2: Ingrid Malmgren: prescriptive rebate program
Note on ALO2: Ingrid Malmgren: prescriptive rebate program
Note on ALP2: Ingrid Malmgren: prescriptive rebate program
Note on ALQ2: Ingrid Malmgren: prescriptive rebate program
Note on ALR2: Ingrid Malmgren: prescriptive rebate program
Note on ALS2: Ingrid Malmgren: prescriptive rebate program
Note on ALT2: Ingrid Malmgren: prescriptive rebate program
Note on ALU2: Ingrid Malmgren: prescriptive rebate program
Note on ALV2: Ingrid Malmgren: prescriptive rebate program
Note on ALW2: Ingrid Malmgren: prescriptive rebate program
Note on ALX2: Ingrid Malmgren: prescriptive rebate program
Note on ALY2: Ingrid Malmgren: prescriptive rebate program
Note on ALZ2: Ingrid Malmgren: prescriptive rebate program
Note on AMA2: Ingrid Malmgren: prescriptive rebate program
Note on AMB2: Ingrid Malmgren: prescriptive rebate program
Note on AMC2: Ingrid Malmgren: prescriptive rebate program
Note on AMD2: Ingrid Malmgren: prescriptive rebate program
Note on AME2: Ingrid Malmgren: prescriptive rebate program
Note on AMF2: Ingrid Malmgren: prescriptive rebate program
Note on AMG2: Ingrid Malmgren: prescriptive rebate program
Note on AMH2: Ingrid Malmgren: prescriptive rebate program
Note on AMI2: Ingrid Malmgren: prescriptive rebate program
Note on AMJ2: Ingrid Malmgren: prescriptive rebate program
Note on AMK2: Ingrid Malmgren: prescriptive rebate program
Note on AML2: Ingrid Malmgren: prescriptive rebate program
Note on AMM2: Ingrid Malmgren: prescriptive rebate program
Note on AMN2: Ingrid Malmgren: prescriptive rebate program
Note on AMO2: Ingrid Malmgren: prescriptive rebate program
Note on AMP2: Ingrid Malmgren: prescriptive rebate program
Note on AMQ2: Ingrid Malmgren: prescriptive rebate program
Note on AMR2: Ingrid Malmgren: prescriptive rebate program
Note on AMS2: Ingrid Malmgren: prescriptive rebate program
Note on AMT2: Ingrid Malmgren: prescriptive rebate program
Note on AMU2: Ingrid Malmgren: prescriptive rebate program
Note on AMV2: Ingrid Malmgren: prescriptive rebate program
Note on AMW2: Ingrid Malmgren: prescriptive rebate program
Note on AMX2: Ingrid Malmgren: prescriptive rebate program
Note on AMY2: Ingrid Malmgren: prescriptive rebate program
Note on AMZ2: Ingrid Malmgren: prescriptive rebate program
Note on ANA2: Ingrid Malmgren: prescriptive rebate program
Note on ANB2: Ingrid Malmgren: prescriptive rebate program
Note on ANC2: Ingrid Malmgren: prescriptive rebate program
Note on AND2: Ingrid Malmgren: prescriptive rebate program
Note on ANE2: Ingrid Malmgren: prescriptive rebate program
Note on ANF2: Ingrid Malmgren: prescriptive rebate program
Note on ANG2: Ingrid Malmgren: prescriptive rebate program
Note on ANH2: Ingrid Malmgren: prescriptive rebate program
Note on ANI2: Ingrid Malmgren: prescriptive rebate program
Note on ANJ2: Ingrid Malmgren: prescriptive rebate program
Note on ANK2: Ingrid Malmgren: prescriptive rebate program
Note on ANL2: Ingrid Malmgren: prescriptive rebate program
Note on ANM2: Ingrid Malmgren: prescriptive rebate program
Note on ANN2: Ingrid Malmgren: prescriptive rebate program
Note on ANO2: Ingrid Malmgren: prescriptive rebate program
Note on ANP2: Ingrid Malmgren: prescriptive rebate program
Note on ANQ2: Ingrid Malmgren: prescriptive rebate program
Note on ANR2: Ingrid Malmgren: prescriptive rebate program
Note on ANS2: Ingrid Malmgren: prescriptive rebate program
Note on ANT2: Ingrid Malmgren: prescriptive rebate program
Note on ANU2: Ingrid Malmgren: prescriptive rebate program
Note on ANV2: Ingrid Malmgren: prescriptive rebate program
Note on ANW2: Ingrid Malmgren: prescriptive rebate program
Note on ANX2: Ingrid Malmgren: prescriptive rebate program
Note on ANY2: Ingrid Malmgren: prescriptive rebate program
Note on ANZ2: Ingrid Malmgren: prescriptive rebate program
Note on AOA2: Ingrid Malmgren: prescriptive rebate program
Note on AOB2: Ingrid Malmgren: prescriptive rebate program
Note on AOC2: Ingrid Malmgren: prescriptive rebate program
Note on AOD2: Ingrid Malmgren: prescriptive rebate program
Note on AOE2: Ingrid Malmgren: prescriptive rebate program
Note on AOF2: Ingrid Malmgren: prescriptive rebate program
Note on AOG2: Ingrid Malmgren: prescriptive rebate program
Note on AOH2: Ingrid Malmgren: prescriptive rebate program
Note on AOI2: Ingrid Malmgren: prescriptive rebate program
Note on AOJ2: Ingrid Malmgren: prescriptive rebate program
Note on AOK2: Ingrid Malmgren: prescriptive rebate program
Note on AOL2: Ingrid Malmgren: prescriptive rebate program
Note on AOM2: Ingrid Malmgren: prescriptive rebate program
Note on AON2: Ingrid Malmgren: prescriptive rebate program
Note on AOO2: Ingrid Malmgren: prescriptive rebate program
Note on AOP2: Ingrid Malmgren: prescriptive rebate program
Note on AOQ2: Ingrid Malmgren: prescriptive rebate program
Note on AOR2: Ingrid Malmgren: prescriptive rebate program
Note on AOS2: Ingrid Malmgren: prescriptive rebate program
Note on AOT2: Ingrid Malmgren: prescriptive rebate program
Note on AOU2: Ingrid Malmgren: prescriptive rebate program
Note on AOV2: Ingrid Malmgren: prescriptive rebate program
Note on AOW2: Ingrid Malmgren: prescriptive rebate program
Note on AOX2: Ingrid Malmgren: prescriptive rebate program
Note on AOY2: Ingrid Malmgren: prescriptive rebate program
Note on AOZ2: Ingrid Malmgren: prescriptive rebate program
Note on APA2: Ingrid Malmgren: prescriptive rebate program
Note on APB2: Ingrid Malmgren: prescriptive rebate program
Note on APC2: Ingrid Malmgren: prescriptive rebate program
Note on APD2: Ingrid Malmgren: prescriptive rebate program
Note on APE2: Ingrid Malmgren: prescriptive rebate program
Note on APF2: Ingrid Malmgren: prescriptive rebate program
Note on APG2: Ingrid Malmgren: prescriptive rebate program
Note on APH2: Ingrid Malmgren: prescriptive rebate program
Note on API2: Ingrid Malmgren: prescriptive rebate program
Note on APJ2: Ingrid Malmgren: prescriptive rebate program
Note on APK2: Ingrid Malmgren: prescriptive rebate program
Note on APL2: Ingrid Malmgren: prescriptive rebate program
Note on APM2: Ingrid Malmgren: prescriptive rebate program
Note on APN2: Ingrid Malmgren: prescriptive rebate program
Note on APO2: Ingrid Malmgren: prescriptive rebate program
Note on APP2: Ingrid Malmgren: prescriptive rebate program
Note on APQ2: Ingrid Malmgren: prescriptive rebate program
Note on APR2: Ingrid Malmgren: prescriptive rebate program
Note on APS2: Ingrid Malmgren: prescriptive rebate program
Note on APT2: Ingrid Malmgren: prescriptive rebate program
Note on APU2: Ingrid Malmgren: prescriptive rebate program
Note on APV2: Ingrid Malmgren: prescriptive rebate program
Note on APW2: Ingrid Malmgren: prescriptive rebate program
Note on APX2: Ingrid Malmgren: prescriptive rebate program
Note on APY2: Ingrid Malmgren: prescriptive rebate program
Note on APZ2: Ingrid Malmgren: prescriptive rebate program
Note on AQA2: Ingrid Malmgren: prescriptive rebate program
Note on AQB2: Ingrid Malmgren: prescriptive rebate program
Note on AQC2: Ingrid Malmgren: prescriptive rebate program
Note on AQD2: Ingrid Malmgren: prescriptive rebate program
Note on AQE2: Ingrid Malmgren: prescriptive rebate program
Note on AQF2: Ingrid Malmgren: prescriptive rebate program
Note on AQG2: Ingrid Malmgren: prescriptive rebate program
Note on AQH2: Ingrid Malmgren: prescriptive rebate program
Note on AQI2: Ingrid Malmgren: prescriptive rebate program
Note on AQJ2: Ingrid Malmgren: prescriptive rebate program
Note on AQK2: Ingrid Malmgren: prescriptive rebate program
Note on AQL2: Ingrid Malmgren: prescriptive rebate program
Note on AQM2: Ingrid Malmgren: prescriptive rebate program
Note on AQN2: Ingrid Malmgren: prescriptive rebate program
Note on AQO2: Ingrid Malmgren: prescriptive rebate program
Note on AQP2: Ingrid Malmgren: prescriptive rebate program
Note on AQQ2: Ingrid Malmgren: prescriptive rebate program
Note on AQR2: Ingrid Malmgren: prescriptive rebate program
Note on AQS2: Ingrid Malmgren: prescriptive rebate program
Note on AQT2: Ingrid Malmgren: prescriptive rebate program
Note on AQU2: Ingrid Malmgren: prescriptive rebate program
Note on AQV2: Ingrid Malmgren: prescriptive rebate program
Note on AQW2: Ingrid Malmgren: prescriptive rebate program
Note on AQX2: Ingrid Malmgren: prescriptive rebate program
Note on AQY2: Ingrid Malmgren: prescriptive rebate program
Note on AQZ2: Ingrid Malmgren: prescriptive rebate program
Note on ARA2: Ingrid Malmgren: prescriptive rebate program
Note on ARB2: Ingrid Malmgren: prescriptive rebate program
Note on ARC2: Ingrid Malmgren: prescriptive rebate program
Note on ARD2: Ingrid Malmgren: prescriptive rebate program
Note on ARE2: Ingrid Malmgren: prescriptive rebate program
Note on ARF2: Ingrid Malmgren: prescriptive rebate program
Note on ARG2: Ingrid Malmgren: prescriptive rebate program
Note on ARH2: Ingrid Malmgren: prescriptive rebate program
Note on ARI2: Ingrid Malmgren: prescriptive rebate program
Note on ARJ2: Ingrid Malmgren: prescriptive rebate program
Note on ARK2: Ingrid Malmgren: prescriptive rebate program
Note on ARL2: Ingrid Malmgren: prescriptive rebate program
Note on ARM2: Ingrid Malmgren: prescriptive rebate program
Note on ARN2: Ingrid Malmgren: prescriptive rebate program
Note on ARO2: Ingrid Malmgren: prescriptive rebate program
Note on ARP2: Ingrid Malmgren: prescriptive rebate program
Note on ARQ2: Ingrid Malmgren: prescriptive rebate program
Note on ARR2: Ingrid Malmgren: prescriptive rebate program
Note on ARS2: Ingrid Malmgren: prescriptive rebate program
Note on ART2: Ingrid Malmgren: prescriptive rebate program
Note on ARU2: Ingrid Malmgren: prescriptive rebate program
Note on ARV2: Ingrid Malmgren: prescriptive rebate program
Note on ARW2: Ingrid Malmgren: prescriptive rebate program
Note on ARX2: Ingrid Malmgren: prescriptive rebate program
Note on ARY2: Ingrid Malmgren: prescriptive rebate program
Note on ARZ2: Ingrid Malmgren: prescriptive rebate program
Note on ASA2: Ingrid Malmgren: prescriptive rebate program
Note on ASB2: Ingrid Malmgren: prescriptive rebate program
Note on ASC2: Ingrid Malmgren: prescriptive rebate program
Note on ASD2: Ingrid Malmgren: prescriptive rebate program
Note on ASE2: Ingrid Malmgren: prescriptive rebate program
Note on ASF2: Ingrid Malmgren: prescriptive rebate program
Note on ASG2: Ingrid Malmgren: prescriptive rebate program
Note on ASH2: Ingrid Malmgren: prescriptive rebate program
Note on ASI2: Ingrid Malmgren: prescriptive rebate program
Note on ASJ2: Ingrid Malmgren: prescriptive rebate program
Note on ASK2: Ingrid Malmgren: prescriptive rebate program
Note on ASL2: Ingrid Malmgren: prescriptive rebate program
Note on ASM2: Ingrid Malmgren: prescriptive rebate program
Note on ASN2: Ingrid Malmgren: prescriptive rebate program
Note on ASO2: Ingrid Malmgren: prescriptive rebate program
Note on ASP2: Ingrid Malmgren: prescriptive rebate program
Note on ASQ2: Ingrid Malmgren: prescriptive rebate program
Note on ASR2: Ingrid Malmgren: prescriptive rebate program
Note on ASS2: Ingrid Malmgren: prescriptive rebate program
Note on AST2: Ingrid Malmgren: prescriptive rebate program
Note on ASU2: Ingrid Malmgren: prescriptive rebate program
Note on ASV2: Ingrid Malmgren: prescriptive rebate program
Note on ASW2: Ingrid Malmgren: prescriptive rebate program
Note on ASX2: Ingrid Malmgren: prescriptive rebate program
Note on ASY2: Ingrid Malmgren: prescriptive rebate program
Note on ASZ2: Ingrid Malmgren: prescriptive rebate program
Note on ATA2: Ingrid Malmgren: prescriptive rebate program
Note on ATB2: Ingrid Malmgren: prescriptive rebate program
Note on ATC2: Ingrid Malmgren: prescriptive rebate program
Note on ATD2: Ingrid Malmgren: prescriptive rebate program
Note on ATE2: Ingrid Malmgren: prescriptive rebate program
Note on ATF2: Ingrid Malmgren: prescriptive rebate program
Note on ATG2: Ingrid Malmgren: prescriptive rebate program
Note on ATH2: Ingrid Malmgren: prescriptive rebate program
Note on ATI2: Ingrid Malmgren: prescriptive rebate program
Note on ATJ2: Ingrid Malmgren: prescriptive rebate program
Note on ATK2: Ingrid Malmgren: prescriptive rebate program
Note on ATL2: Ingrid Malmgren: prescriptive rebate program
Note on ATM2: Ingrid Malmgren: prescriptive rebate program
Note on ATN2: Ingrid Malmgren: prescriptive rebate program
Note on ATO2: Ingrid Malmgren: prescriptive rebate program
Note on ATP2: Ingrid Malmgren: prescriptive rebate program
Note on ATQ2: Ingrid Malmgren: prescriptive rebate program
Note on ATR2: Ingrid Malmgren: prescriptive rebate program
Note on ATS2: Ingrid Malmgren: prescriptive rebate program
Note on ATT2: Ingrid Malmgren: prescriptive rebate program
Note on ATU2: Ingrid Malmgren: prescriptive rebate program
Note on ATV2: Ingrid Malmgren: prescriptive rebate program
Note on ATW2: Ingrid Malmgren: prescriptive rebate program
Note on ATX2: Ingrid Malmgren: prescriptive rebate program
Note on ATY2: Ingrid Malmgren: prescriptive rebate program
Note on ATZ2: Ingrid Malmgren: prescriptive rebate program
Note on AUA2: Ingrid Malmgren: prescriptive rebate program
Note on AUB2: Ingrid Malmgren: prescriptive rebate program
Note on AUC2: Ingrid Malmgren: prescriptive rebate program
Note on AUD2: Ingrid Malmgren: prescriptive rebate program
Note on AUE2: Ingrid Malmgren: prescriptive rebate program
Note on AUF2: Ingrid Malmgren: prescriptive rebate program
Note on AUG2: Ingrid Malmgren: prescriptive rebate program
Note on AUH2: Ingrid Malmgren: prescriptive rebate program
Note on AUI2: Ingrid Malmgren: prescriptive rebate program
Note on AUJ2: Ingrid Malmgren: prescriptive rebate program
Note on AUK2: Ingrid Malmgren: prescriptive rebate program
Note on AUL2: Ingrid Malmgren: prescriptive rebate program
Note on AUM2: Ingrid Malmgren: prescriptive rebate program
Note on AUN2: Ingrid Malmgren: prescriptive rebate program
Note on AUO2: Ingrid Malmgren: prescriptive rebate program
Note on AUP2: Ingrid Malmgren: prescriptive rebate program
Note on AUQ2: Ingrid Malmgren: prescriptive rebate program
Note on AUR2: Ingrid Malmgren: prescriptive rebate program
Note on AUS2: Ingrid Malmgren: prescriptive rebate program
Note on AUT2: Ingrid Malmgren: prescriptive rebate program
Note on AUU2: Ingrid Malmgren: prescriptive rebate program
Note on AUV2: Ingrid Malmgren: prescriptive rebate program
Note on AUW2: Ingrid Malmgren: prescriptive rebate program
Note on AUX2: Ingrid Malmgren: prescriptive rebate program
Note on AUY2: Ingrid Malmgren: prescriptive rebate program
Note on AUZ2: Ingrid Malmgren: prescriptive rebate program
Note on AVA2: Ingrid Malmgren: prescriptive rebate program
Note on AVB2: Ingrid Malmgren: prescriptive rebate program
Note on AVC2: Ingrid Malmgren: prescriptive rebate program
Note on AVD2: Ingrid Malmgren: prescriptive rebate program
Note on AVE2: Ingrid Malmgren: prescriptive rebate program
Note on AVF2: Ingrid Malmgren: prescriptive rebate program
Note on AVG2: Ingrid Malmgren: prescriptive rebate program
Note on AVH2: Ingrid Malmgren: prescriptive rebate program
Note on AVI2: Ingrid Malmgren: prescriptive rebate program
Note on AVJ2: Ingrid Malmgren: prescriptive rebate program
Note on AVK2: Ingrid Malmgren: prescriptive rebate program
Note on AVL2: Ingrid Malmgren: prescriptive rebate program
Note on AVM2: Ingrid Malmgren: prescriptive rebate program
Note on AVN2: Ingrid Malmgren: prescriptive rebate program
Note on AVO2: Ingrid Malmgren: prescriptive rebate program
Note on AVP2: Ingrid Malmgren: prescriptive rebate program
Note on AVQ2: Ingrid Malmgren: prescriptive rebate program
Note on AVR2: Ingrid Malmgren: prescriptive rebate program
Note on AVS2: Ingrid Malmgren: prescriptive rebate program
Note on AVT2: Ingrid Malmgren: prescriptive rebate program
Note on AVU2: Ingrid Malmgren: prescriptive rebate program
Note on AVV2: Ingrid Malmgren: prescriptive rebate program
Note on AVW2: Ingrid Malmgren: prescriptive rebate program
Note on AVX2: Ingrid Malmgren: prescriptive rebate program
Note on AVY2: Ingrid Malmgren: prescriptive rebate program
Note on AVZ2: Ingrid Malmgren: prescriptive rebate program
Note on AWA2: Ingrid Malmgren: prescriptive rebate program
Note on AWB2: Ingrid Malmgren: prescriptive rebate program
Note on AWC2: Ingrid Malmgren: prescriptive rebate program
Note on AWD2: Ingrid Malmgren: prescriptive rebate program
Note on AWE2: Ingrid Malmgren: prescriptive rebate program
Note on AWF2: Ingrid Malmgren: prescriptive rebate program
Note on AWG2: Ingrid Malmgren: prescriptive rebate program
Note on AWH2: Ingrid Malmgren: prescriptive rebate program
Note on AWI2: Ingrid Malmgren: prescriptive rebate program
Note on AWJ2: Ingrid Malmgren: prescriptive rebate program
Note on AWK2: Ingrid Malmgren: prescriptive rebate program
Note on AWL2: Ingrid Malmgren: prescriptive rebate program
Note on AWM2: Ingrid Malmgren: prescriptive rebate program
Note on AWN2: Ingrid Malmgren: prescriptive rebate program
Note on AWO2: Ingrid Malmgren: prescriptive rebate program
Note on AWP2: Ingrid Malmgren: prescriptive rebate program
Note on AWQ2: Ingrid Malmgren: prescriptive rebate program
Note on AWR2: Ingrid Malmgren: prescriptive rebate program
Note on AWS2: Ingrid Malmgren: prescriptive rebate program
Note on AWT2: Ingrid Malmgren: prescriptive rebate program
Note on AWU2: Ingrid Malmgren: prescriptive rebate program
Note on AWV2: Ingrid Malmgren: prescriptive rebate program
Note on AWW2: Ingrid Malmgren: prescriptive rebate program
Note on AWX2: Ingrid Malmgren: prescriptive rebate program
Note on AWY2: Ingrid Malmgren: prescriptive rebate program
Note on AWZ2: Ingrid Malmgren: prescriptive rebate program
Note on AXA2: Ingrid Malmgren: prescriptive rebate program
Note on AXB2: Ingrid Malmgren: prescriptive rebate program
Note on AXC2: Ingrid Malmgren: prescriptive rebate program
Note on AXD2: Ingrid Malmgren: prescriptive rebate program
Note on AXE2: Ingrid Malmgren: prescriptive rebate program
Note on AXF2: Ingrid Malmgren: prescriptive rebate program
Note on AXG2: Ingrid Malmgren: prescriptive rebate program
Note on AXH2: Ingrid Malmgren: prescriptive rebate program
Note on AXI2: Ingrid Malmgren: prescriptive rebate program
Note on AXJ2: Ingrid Malmgren: prescriptive rebate program
Note on AXK2: Ingrid Malmgren: prescriptive rebate program
Note on AXL2: Ingrid Malmgren: prescriptive rebate program
Note on AXM2: Ingrid Malmgren: prescriptive rebate program
Note on AXN2: Ingrid Malmgren: prescriptive rebate program
Note on AXO2: Ingrid Malmgren: prescriptive rebate program
Note on AXP2: Ingrid Malmgren: prescriptive rebate program
Note on AXQ2: Ingrid Malmgren: prescriptive rebate program
Note on AXR2: Ingrid Malmgren: prescriptive rebate program
Note on AXS2: Ingrid Malmgren: prescriptive rebate program
Note on AXT2: Ingrid Malmgren: prescriptive rebate program
Note on AXU2: Ingrid Malmgren: prescriptive rebate program
Note on AXV2: Ingrid Malmgren: prescriptive rebate program
Note on AXW2: Ingrid Malmgren: prescriptive rebate program
Note on AXX2: Ingrid Malmgren: prescriptive rebate program
Note on AXY2: Ingrid Malmgren: prescriptive rebate program
Note on AXZ2: Ingrid Malmgren: prescriptive rebate program
Note on AYA2: Ingrid Malmgren: prescriptive rebate program
Note on AYB2: Ingrid Malmgren: prescriptive rebate program
Note on AYC2: Ingrid Malmgren: prescriptive rebate program
Note on AYD2: Ingrid Malmgren: prescriptive rebate program
Note on AYE2: Ingrid Malmgren: prescriptive rebate program
Note on AYF2: Ingrid Malmgren: prescriptive rebate program
Note on AYG2: Ingrid Malmgren: prescriptive rebate program
Note on AYH2: Ingrid Malmgren: prescriptive rebate program
Note on AYI2: Ingrid Malmgren: prescriptive rebate program
Note on AYJ2: Ingrid Malmgren: prescriptive rebate program
Note on AYK2: Ingrid Malmgren: prescriptive rebate program
Note on AYL2: Ingrid Malmgren: prescriptive rebate program
Note on AYM2: Ingrid Malmgren: prescriptive rebate program
Note on AYN2: Ingrid Malmgren: prescriptive rebate program
Note on AYO2: Ingrid Malmgren: prescriptive rebate program
Note on AYP2: Ingrid Malmgren: prescriptive rebate program
Note on AYQ2: Ingrid Malmgren: prescriptive rebate program
Note on AYR2: Ingrid Malmgren: prescriptive rebate program
Note on AYS2: Ingrid Malmgren: prescriptive rebate program
Note on AYT2: Ingrid Malmgren: prescriptive rebate program
Note on AYU2: Ingrid Malmgren: prescriptive rebate program
Note on AYV2: Ingrid Malmgren: prescriptive rebate program
Note on AYW2: Ingrid Malmgren: prescriptive rebate program
Note on AYX2: Ingrid Malmgren: prescriptive rebate program
Note on AYY2: Ingrid Malmgren: prescriptive rebate program
Note on AYZ2: Ingrid Malmgren: prescriptive rebate program
Note on AZA2: Ingrid Malmgren: prescriptive rebate program
Note on AZB2: Ingrid Malmgren: prescriptive rebate program
Note on AZC2: Ingrid Malmgren: prescriptive rebate program
Note on AZD2: Ingrid Malmgren: prescriptive rebate program
Note on AZE2: Ingrid Malmgren: prescriptive rebate program
Note on AZF2: Ingrid Malmgren: prescriptive rebate program
Note on AZG2: Ingrid Malmgren: prescriptive rebate program
Note on AZH2: Ingrid Malmgren: prescriptive rebate program
Note on AZI2: Ingrid Malmgren: prescriptive rebate program
Note on AZJ2: Ingrid Malmgren: prescriptive rebate program
Note on AZK2: Ingrid Malmgren: prescriptive rebate program
Note on AZL2: Ingrid Malmgren: prescriptive rebate program
Note on AZM2: Ingrid Malmgren: prescriptive rebate program
Note on AZN2: Ingrid Malmgren: prescriptive rebate program
Note on AZO2: Ingrid Malmgren: prescriptive rebate program
Note on AZP2: Ingrid Malmgren: prescriptive rebate program
Note on AZQ2: Ingrid Malmgren: prescriptive rebate program
Note on AZR2: Ingrid Malmgren: prescriptive rebate program
Note on AZS2: Ingrid Malmgren: prescriptive rebate program
Note on AZT2: Ingrid Malmgren: prescriptive rebate program
Note on AZU2: Ingrid Malmgren: prescriptive rebate program
Note on AZV2: Ingrid Malmgren: prescriptive rebate program
Note on AZW2: Ingrid Malmgren: prescriptive rebate program
Note on AZX2: Ingrid Malmgren: prescriptive rebate program
Note on AZY2: Ingrid Malmgren: prescriptive rebate program
Note on AZZ2: Ingrid Malmgren: prescriptive rebate program
Note on BAA2: Ingrid Malmgren: prescriptive rebate program
Note on BAB2: Ingrid Malmgren: prescriptive rebate program
Note on BAC2: Ingrid Malmgren: prescriptive rebate program
Note on BAD2: Ingrid Malmgren: prescriptive rebate program
Note on BAE2: Ingrid Malmgren: prescriptive rebate program
Note on BAF2: Ingrid Malmgren: prescriptive rebate program
Note on BAG2: Ingrid Malmgren: prescriptive rebate program
Note on BAH2: Ingrid Malmgren: prescriptive rebate program
Note on BAI2: Ingrid Malmgren: prescriptive rebate program
Note on BAJ2: Ingrid Malmgren: prescriptive rebate program
Note on BAK2: Ingrid Malmgren: prescriptive rebate program
Note on BAL2: Ingrid Malmgren: prescriptive rebate program
Note on BAM2: Ingrid Malmgren: prescriptive rebate program
Note on BAN2: Ingrid Malmgren: prescriptive rebate program
Note on BAO2: Ingrid Malmgren: prescriptive rebate program
Note on BAP2: Ingrid Malmgren: prescriptive rebate program
Note on BAQ2: Ingrid Malmgren: prescriptive rebate program
Note on BAR2: Ingrid Malmgren: prescriptive rebate program
Note on BAS2: Ingrid Malmgren: prescriptive rebate program
Note on BAT2: Ingrid Malmgren: prescriptive rebate program
Note on BAU2: Ingrid Malmgren: prescriptive rebate program
Note on BAV2: Ingrid Malmgren: prescriptive rebate program
Note on BAW2: Ingrid Malmgren: prescriptive rebate program
Note on BAX2: Ingrid Malmgren: prescriptive rebate program
Note on BAY2: Ingrid Malmgren: prescriptive rebate program
Note on BAZ2: Ingrid Malmgren: prescriptive rebate program
Note on BBA2: Ingrid Malmgren: prescriptive rebate program
Note on BBB2: Ingrid Malmgren: prescriptive rebate program
Note on BBC2: Ingrid Malmgren: prescriptive rebate program
Note on BBD2: Ingrid Malmgren: prescriptive rebate program
Note on BBE2: Ingrid Malmgren: prescriptive rebate program
Note on BBF2: Ingrid Malmgren: prescriptive rebate program
Note on BBG2: Ingrid Malmgren: prescriptive rebate program
Note on BBH2: Ingrid Malmgren: prescriptive rebate program
Note on BBI2: Ingrid Malmgren: prescriptive rebate program
Note on BBJ2: Ingrid Malmgren: prescriptive rebate program
Note on BBK2: Ingrid Malmgren: prescriptive rebate program
Note on BBL2: Ingrid Malmgren: prescriptive rebate program
Note on BBM2: Ingrid Malmgren: prescriptive rebate program
Note on BBN2: Ingrid Malmgren: prescriptive rebate program
Note on BBO2: Ingrid Malmgren: prescriptive rebate program
Note on BBP2: Ingrid Malmgren: prescriptive rebate program
Note on BBQ2: Ingrid Malmgren: prescriptive rebate program
Note on BBR2: Ingrid Malmgren: prescriptive rebate program
Note on BBS2: Ingrid Malmgren: prescriptive rebate program
Note on BBT2: Ingrid Malmgren: prescriptive rebate program
Note on BBU2: Ingrid Malmgren: prescriptive rebate program
Note on BBV2: Ingrid Malmgren: prescriptive rebate program
Note on BBW2: Ingrid Malmgren: prescriptive rebate program
Note on BBX2: Ingrid Malmgren: prescriptive rebate program
Note on BBY2: Ingrid Malmgren: prescriptive rebate program
Note on BBZ2: Ingrid Malmgren: prescriptive rebate program
Note on BCA2: Ingrid Malmgren: prescriptive rebate program
Note on BCB2: Ingrid Malmgren: prescriptive rebate program
Note on BCC2: Ingrid Malmgren: prescriptive rebate program
Note on BCD2: Ingrid Malmgren: prescriptive rebate program
Note on BCE2: Ingrid Malmgren: prescriptive rebate program
Note on BCF2: Ingrid Malmgren: prescriptive rebate program
Note on BCG2: Ingrid Malmgren: prescriptive rebate program
Note on BCH2: Ingrid Malmgren: prescriptive rebate program
Note on BCI2: Ingrid Malmgren: prescriptive rebate program
Note on BCJ2: Ingrid Malmgren: prescriptive rebate program
Note on BCK2: Ingrid Malmgren: prescriptive rebate program
Note on BCL2: Ingrid Malmgren: prescriptive rebate program
Note on BCM2: Ingrid Malmgren: prescriptive rebate program
Note on BCN2: Ingrid Malmgren: prescriptive rebate program
Note on BCO2: Ingrid Malmgren: prescriptive rebate program
Note on BCP2: Ingrid Malmgren: prescriptive rebate program
Note on BCQ2: Ingrid Malmgren: prescriptive rebate program
Note on BCR2: Ingrid Malmgren: prescriptive rebate program
Note on BCS2: Ingrid Malmgren: prescriptive rebate program
Note on BCT2: Ingrid Malmgren: prescriptive rebate program
Note on BCU2: Ingrid Malmgren: prescriptive rebate program
Note on BCV2: Ingrid Malmgren: prescriptive rebate program
Note on BCW2: Ingrid Malmgren: prescriptive rebate program
Note on BCX2: Ingrid Malmgren: prescriptive rebate program
Note on BCY2: Ingrid Malmgren: prescriptive rebate program
Note on BCZ2: Ingrid Malmgren: prescriptive rebate program
Note on BDA2: Ingrid Malmgren: prescriptive rebate program
Note on BDB2: Ingrid Malmgren: prescriptive rebate program
Note on BDC2: Ingrid Malmgren: prescriptive rebate program
Note on BDD2: Ingrid Malmgren: prescriptive rebate program
Note on BDE2: Ingrid Malmgren: prescriptive rebate program
Note on BDF2: Ingrid Malmgren: prescriptive rebate program
Note on BDG2: Ingrid Malmgren: prescriptive rebate program
Note on BDH2: Ingrid Malmgren: prescriptive rebate program
Note on BDI2: Ingrid Malmgren: prescriptive rebate program
Note on BDJ2: Ingrid Malmgren: prescriptive rebate program
Note on BDK2: Ingrid Malmgren: prescriptive rebate program
Note on BDL2: Ingrid Malmgren: prescriptive rebate program
Note on BDM2: Ingrid Malmgren: prescriptive rebate program
Note on BDN2: Ingrid Malmgren: prescriptive rebate program
Note on BDO2: Ingrid Malmgren: prescriptive rebate program
Note on BDP2: Ingrid Malmgren: prescriptive rebate program
Note on BDQ2: Ingrid Malmgren: prescriptive rebate program
Note on BDR2: Ingrid Malmgren: prescriptive rebate program
Note on BDS2: Ingrid Malmgren: prescriptive rebate program
Note on BDT2: Ingrid Malmgren: prescriptive rebate program
Note on BDU2: Ingrid Malmgren: prescriptive rebate program
Note on BDV2: Ingrid Malmgren: prescriptive rebate program
Note on BDW2: Ingrid Malmgren: prescriptive rebate program
Note on BDX2: Ingrid Malmgren: prescriptive rebate program
Note on BDY2: Ingrid Malmgren: prescriptive rebate program
Note on BDZ2: Ingrid Malmgren: prescriptive rebate program
Note on BEA2: Ingrid Malmgren: prescriptive rebate program
Note on BEB2: Ingrid Malmgren: prescriptive rebate program
Note on BEC2: Ingrid Malmgren: prescriptive rebate program
Note on BED2: Ingrid Malmgren: prescriptive rebate program
Note on BEE2: Ingrid Malmgren: prescriptive rebate program
Note on BEF2: Ingrid Malmgren: prescriptive rebate program
Note on BEG2: Ingrid Malmgren: prescriptive rebate program
Note on BEH2: Ingrid Malmgren: prescriptive rebate program
Note on BEI2: Ingrid Malmgren: prescriptive rebate program
Note on BEJ2: Ingrid Malmgren: prescriptive rebate program
Note on BEK2: Ingrid Malmgren: prescriptive rebate program
Note on BEL2: Ingrid Malmgren: prescriptive rebate program
Note on BEM2: Ingrid Malmgren: prescriptive rebate program
Note on BEN2: Ingrid Malmgren: prescriptive rebate program
Note on BEO2: Ingrid Malmgren: prescriptive rebate program
Note on BEP2: Ingrid Malmgren: prescriptive rebate program
Note on BEQ2: Ingrid Malmgren: prescriptive rebate program
Note on BER2: Ingrid Malmgren: prescriptive rebate program
Note on BES2: Ingrid Malmgren: prescriptive rebate program
Note on BET2: Ingrid Malmgren: prescriptive rebate program
Note on BEU2: Ingrid Malmgren: prescriptive rebate program
Note on BEV2: Ingrid Malmgren: prescriptive rebate program
Note on BEW2: Ingrid Malmgren: prescriptive rebate program
Note on BEX2: Ingrid Malmgren: prescriptive rebate program
Note on BEY2: Ingrid Malmgren: prescriptive rebate program
Note on BEZ2: Ingrid Malmgren: prescriptive rebate program
Note on BFA2: Ingrid Malmgren: prescriptive rebate program
Note on BFB2: Ingrid Malmgren: prescriptive rebate program
Note on BFC2: Ingrid Malmgren: prescriptive rebate program
Note on BFD2: Ingrid Malmgren: prescriptive rebate program
Note on BFE2: Ingrid Malmgren: prescriptive rebate program
Note on BFF2: Ingrid Malmgren: prescriptive rebate program
Note on BFG2: Ingrid Malmgren: prescriptive rebate program
Note on BFH2: Ingrid Malmgren: prescriptive rebate program
Note on BFI2: Ingrid Malmgren: prescriptive rebate program
Note on BFJ2: Ingrid Malmgren: prescriptive rebate program
Note on BFK2: Ingrid Malmgren: prescriptive rebate program
Note on BFL2: Ingrid Malmgren: prescriptive rebate program
Note on BFM2: Ingrid Malmgren: prescriptive rebate program
Note on BFN2: Ingrid Malmgren: prescriptive rebate program
Note on BFO2: Ingrid Malmgren: prescriptive rebate program
Note on BFP2: Ingrid Malmgren: prescriptive rebate program
Note on BFQ2: Ingrid Malmgren: prescriptive rebate program
Note on BFR2: Ingrid Malmgren: prescriptive rebate program
Note on BFS2: Ingrid Malmgren: prescriptive rebate program
Note on BFT2: Ingrid Malmgren: prescriptive rebate program
Note on BFU2: Ingrid Malmgren: prescriptive rebate program
Note on BFV2: Ingrid Malmgren: prescriptive rebate program
Note on BFW2: Ingrid Malmgren: prescriptive rebate program
Note on BFX2: Ingrid Malmgren: prescriptive rebate program
Note on BFY2: Ingrid Malmgren: prescriptive rebate program
Note on BFZ2: Ingrid Malmgren: prescriptive rebate program
Note on BGA2: Ingrid Malmgren: prescriptive rebate program
Note on BGB2: Ingrid Malmgren: prescriptive rebate program
Note on BGC2: Ingrid Malmgren: prescriptive rebate program
Note on BGD2: Ingrid Malmgren: prescriptive rebate program
Note on BGE2: Ingrid Malmgren: prescriptive rebate program
Note on BGF2: Ingrid Malmgren: prescriptive rebate program
Note on BGG2: Ingrid Malmgren: prescriptive rebate program
Note on BGH2: Ingrid Malmgren: prescriptive rebate program
Note on BGI2: Ingrid Malmgren: prescriptive rebate program
Note on BGJ2: Ingrid Malmgren: prescriptive rebate program
Note on BGK2: Ingrid Malmgren: prescriptive rebate program
Note on BGL2: Ingrid Malmgren: prescriptive rebate program
Note on BGM2: Ingrid Malmgren: prescriptive rebate program
Note on BGN2: Ingrid Malmgren: prescriptive rebate program
Note on BGO2: Ingrid Malmgren: prescriptive rebate program
Note on BGP2: Ingrid Malmgren: prescriptive rebate program
Note on BGQ2: Ingrid Malmgren: prescriptive rebate program
Note on BGR2: Ingrid Malmgren: prescriptive rebate program
Note on BGS2: Ingrid Malmgren: prescriptive rebate program
Note on BGT2: Ingrid Malmgren: prescriptive rebate program
Note on BGU2: Ingrid Malmgren: prescriptive rebate program
Note on BGV2: Ingrid Malmgren: prescriptive rebate program
Note on BGW2: Ingrid Malmgren: prescriptive rebate program
Note on BGX2: Ingrid Malmgren: prescriptive rebate program
Note on BGY2: Ingrid Malmgren: prescriptive rebate program
Note on BGZ2: Ingrid Malmgren: prescriptive rebate program
Note on BHA2: Ingrid Malmgren: prescriptive rebate program
Note on BHB2: Ingrid Malmgren: prescriptive rebate program
Note on BHC2: Ingrid Malmgren: prescriptive rebate program
Note on BHD2: Ingrid Malmgren: prescriptive rebate program
Note on BHE2: Ingrid Malmgren: prescriptive rebate program
Note on BHF2: Ingrid Malmgren: prescriptive rebate program
Note on BHG2: Ingrid Malmgren: prescriptive rebate program
Note on BHH2: Ingrid Malmgren: prescriptive rebate program
Note on BHI2: Ingrid Malmgren: prescriptive rebate program
Note on BHJ2: Ingrid Malmgren: prescriptive rebate program
Note on BHK2: Ingrid Malmgren: prescriptive rebate program
Note on BHL2: Ingrid Malmgren: prescriptive rebate program
Note on BHM2: Ingrid Malmgren: prescriptive rebate program
Note on BHN2: Ingrid Malmgren: prescriptive rebate program
Note on BHO2: Ingrid Malmgren: prescriptive rebate program
Note on BHP2: Ingrid Malmgren: prescriptive rebate program
Note on BHQ2: Ingrid Malmgren: prescriptive rebate program
Note on BHR2: Ingrid Malmgren: prescriptive rebate program
Note on BHS2: Ingrid Malmgren: prescriptive rebate program
Note on BHT2: Ingrid Malmgren: prescriptive rebate program
Note on BHU2: Ingrid Malmgren: prescriptive rebate program
Note on BHV2: Ingrid Malmgren: prescriptive rebate program
Note on BHW2: Ingrid Malmgren: prescriptive rebate program
Note on BHX2: Ingrid Malmgren: prescriptive rebate program
Note on BHY2: Ingrid Malmgren: prescriptive rebate program
Note on BHZ2: Ingrid Malmgren: prescriptive rebate program
Note on BIA2: Ingrid Malmgren: prescriptive rebate program
Note on BIB2: Ingrid Malmgren: prescriptive rebate program
Note on BIC2: Ingrid Malmgren: prescriptive rebate program
Note on BID2: Ingrid Malmgren: prescriptive rebate program
Note on BIE2: Ingrid Malmgren: prescriptive rebate program
Note on BIF2: Ingrid Malmgren: prescriptive rebate program
Note on BIG2: Ingrid Malmgren: prescriptive rebate program
Note on BIH2: Ingrid Malmgren: prescriptive rebate program
Note on BII2: Ingrid Malmgren: prescriptive rebate program
Note on BIJ2: Ingrid Malmgren: prescriptive rebate program
Note on BIK2: Ingrid Malmgren: prescriptive rebate program
Note on BIL2: Ingrid Malmgren: prescriptive rebate program
Note on BIM2: Ingrid Malmgren: prescriptive rebate program
Note on BIN2: Ingrid Malmgren: prescriptive rebate program
Note on BIO2: Ingrid Malmgren: prescriptive rebate program
Note on BIP2: Ingrid Malmgren: prescriptive rebate program
Note on BIQ2: Ingrid Malmgren: prescriptive rebate program
Note on BIR2: Ingrid Malmgren: prescriptive rebate program
Note on BIS2: Ingrid Malmgren: prescriptive rebate program
Note on BIT2: Ingrid Malmgren: prescriptive rebate program
Note on BIU2: Ingrid Malmgren: prescriptive rebate program
Note on BIV2: Ingrid Malmgren: prescriptive rebate program
Note on BIW2: Ingrid Malmgren: prescriptive rebate program
Note on BIX2: Ingrid Malmgren: prescriptive rebate program
Note on BIY2: Ingrid Malmgren: prescriptive rebate program
Note on BIZ2: Ingrid Malmgren: prescriptive rebate program
Note on BJA2: Ingrid Malmgren: prescriptive rebate program
Note on BJB2: Ingrid Malmgren: prescriptive rebate program
Note on BJC2: Ingrid Malmgren: prescriptive rebate program
Note on BJD2: Ingrid Malmgren: prescriptive rebate program
Note on BJE2: Ingrid Malmgren: prescriptive rebate program
Note on BJF2: Ingrid Malmgren: prescriptive rebate program
Note on BJG2: Ingrid Malmgren: prescriptive rebate program
Note on BJH2: Ingrid Malmgren: prescriptive rebate program
Note on BJI2: Ingrid Malmgren: prescriptive rebate program
Note on BJJ2: Ingrid Malmgren: prescriptive rebate program
Note on BJK2: Ingrid Malmgren: prescriptive rebate program
Note on BJL2: Ingrid Malmgren: prescriptive rebate program
Note on BJM2: Ingrid Malmgren: prescriptive rebate program
Note on BJN2: Ingrid Malmgren: prescriptive rebate program
Note on BJO2: Ingrid Malmgren: prescriptive rebate program
Note on BJP2: Ingrid Malmgren: prescriptive rebate program
Note on BJQ2: Ingrid Malmgren: prescriptive rebate program
Note on BJR2: Ingrid Malmgren: prescriptive rebate program
Note on BJS2: Ingrid Malmgren: prescriptive rebate program
Note on BJT2: Ingrid Malmgren: prescriptive rebate program
Note on BJU2: Ingrid Malmgren: prescriptive rebate program
Note on BJV2: Ingrid Malmgren: prescriptive rebate program
Note on BJW2: Ingrid Malmgren: prescriptive rebate program
Note on BJX2: Ingrid Malmgren: prescriptive rebate program
Note on BJY2: Ingrid Malmgren: prescriptive rebate program
Note on BJZ2: Ingrid Malmgren: prescriptive rebate program
Note on BKA2: Ingrid Malmgren: prescriptive rebate program
Note on BKB2: Ingrid Malmgren: prescriptive rebate program
Note on BKC2: Ingrid Malmgren: prescriptive rebate program
Note on BKD2: Ingrid Malmgren: prescriptive rebate program
Note on BKE2: Ingrid Malmgren: prescriptive rebate program
Note on BKF2: Ingrid Malmgren: prescriptive rebate program
Note on BKG2: Ingrid Malmgren: prescriptive rebate program
Note on BKH2: Ingrid Malmgren: prescriptive rebate program
Note on BKI2: Ingrid Malmgren: prescriptive rebate program
Note on BKJ2: Ingrid Malmgren: prescriptive rebate program
Note on BKK2: Ingrid Malmgren: prescriptive rebate program
Note on BKL2: Ingrid Malmgren: prescriptive rebate program
Note on BKM2: Ingrid Malmgren: prescriptive rebate program
Note on A16: Ingrid Malmgren: Code in NS is 79. EnerCan uses HOT2000 simulation modeling. May need to find per kWh NEB adder for savings over code to account for differing levels of efficiency

## Figures by Program and End Use
BNI - Efficienct Product Rebates -2016-2018
End Use | Aggregate TRC w/o NEBs | Aggregate TRC w NEBs | % Change | % of Program NEBs
COM-Lighting | 1.8972 | 2.4761 | 30.51% | 76.67%
COM-Motors | 3.512 | 3.512 | 0% | 0%
COM-Process | 2.742 | 2.742 | 0% | 0%
COM-HVAC | 2.0147 | 2.0147 | 0% | 0%
COM-Refrigeration | 2.584 | 2.6952 | 4.303% | 0.4914%
COM-Other | 5.0891 | 5.9654 | 17.22% | 3.754%
IND | 2.5912 | 3.2392 | 25.01% | 19.08%
BNI - Direct Installation -2016-2018
End Use | Aggregate TRC w/o NEBs | Aggregate TRC w NEBs | % Change | % of Program NEBs
COM-Lighting | 1.6837 | 2.1906 | 30.11% | 3.629%
COM-HVAC | 0.93557 | 2.0158 | 115.5% | 86.44%
COM-Refrigeration | 2.4807 | 2.4807 | 0% | 0%
COM-Other | 3.5853 | 12.6094 | 251.7% | 9.93%
BNI - Custom Incentives -2016-2018
End Use | Aggregate TRC w/o NEBs | Aggregate TRC w NEBs | % Change | % of Program NEBs
COM-Other | 2.811 | 4.0197 | 43% | 60.76%
IND | 2.7223 | 3.931 | 44.4% | 39.24%
RES - Efficienct Product Rebates -2016-2018
End Use | Aggregate TRC w/o NEBs | Aggregate TRC w NEBs | % Change | % of Program NEBs
RES-Appliance | 1.4125 | 1.4152 | 0.1871% | 1.332%
RES-HVAC/Shell | 0.79905 | 2.6926 | 237% | 0.4578%
RES-Lighting | 1.7383 | 1.8802 | 8.161% | 97.72%
RES-Plug Load | 2.0479 | 2.0491 | 0.06219% | 0%
RES - Existing Residential -2016-2018
End Use | Aggregate TRC w/o NEBs | Aggregate TRC w NEBs | % Change | % of Program NEBs
RES-Lighting | 5.0622 | 5.3189 | 5.072% | 17.68%
RES-Water Heat | 1.093 | 1.3689 | 25.24% | 21.85%
RES-HVAC/Shell | 1.5142 | 1.6485 | 8.867% | 60.44%
RES-Package | 0.38133 | 0.38133 | 0% | 0%
RES-Appliance | 1.0719 | 1.0734 | 0.14% | 0.02973%
RES-Plug Load | 5.1035 | 5.1035 | 0% | 0%
RES - New Residential -2016-2018
End Use | Aggregate TRC w/o NEBs | Aggregate TRC w NEBs | % Change | % of Program NEBs
RES-Water Heat | 0.30233 | 0.30233 | 0% | 0%
RES-HVAC/Shell | 0.53536 | 0.53536 | 0% | 0%
RES-Package | 2.6295 | 3.0059 | 14.31% | 100%