## Measure Tables
[16 empty] | TRC Test Analysis | [7 empty] | VEIC Recommended NEBs | [21 empty] | Program and Portfolio Analysis
Measure Identifier | Measure Name | Technology Type | Target Market | Measure Life | Annual Energy Savings per Unit (kWh) | Peak Demand Savings per Unit (Watts) | On-Time Incremental Measure Cost ($) | Incentive as a Percent of Incremental Measure Cost (%) | Program Administrative Cost ($) | DSM Administrator Cost (Incentive + Administrative) ($) | DSM Customer Cost (Incremental Measure Cost - Incentive) ($) | Total DSM Cost ($) | Present Value Avoided Cost ($) | Net-To-Gross Ratio | Total Resource Benefit-Cost Ratio (TRC) | TRC Calculation | PV One-Time NEB | PV Annual NEB | TRC With NEBs | TRC % Change | VEIC Recommendation US$ | VEIC Recommendation CAD$ | Annual Water Savings from MA TRM (cubic meters/unit) | VEIC Recommended One-Time NEB | VEIC Recommended Annual NEBs | C&I Admin | C&I Material Handling | C&I Material Movement | C&I Other Costs | C&I Other Labor | C&I O&M | C&I Product Spoilage | C&I Rent Revenue | C&I Sales Revenue | C&I Waste Disposal | C&I Total (check) | Source | VEIC Rationale | MA TRM Total (USD) | Treatment |  | Peak Demand Savings (kW) | First Year Energy Savings (MWh) | Cumulative Peak Demand Savings (kW) | Cumulative Energy Savings (MWh) | Total Benefits ($) | Total NEB ($) | Total Benefits Including NEBs | TRC Costs ($) | Quanitiy of Installed Measures | Total Net Resource Benefits ($) | Existing TRC (Ratio) | TRC with NEB (Ratio) | PAC Costs ($) | PAC (Ratio) | Peak Demand Savings (kW) | First Year Energy Savings (MWh) | Cumulative Peak Demand Savings (kW) | Cumulative Energy Savings (MWh) | Total Benefits ($) | Total NEB ($) | Total Benefits Including NEBs | TRC Costs ($) | Quantity of Installed Measures | Total Net Resource Benefits ($) | Existing TRC (Ratio) | TRC with NEB (Ratio) | PAC Costs ($) | PAC (Ratio) | Peak Demand Savings (kW) | First Year Energy Savings (MWh) | Cumulative Peak Demand Savings (kW) | Cumulative Energy Savings (MWh) | Total Benefits ($) | Total NEB ($) | Total Benefits includingNEBs | TRC Costs ($) | Quantity of Installed Measures | Total Net Resource Benefits ($) | Existing TRC (Ratio) | TRC with NEB (Ratio) | PAC Costs ($) | PAC (Ratio)
[17 empty] | 6.81% |  |  |  |  | 1.26 | this amount is the number of cubic meters per unit for water savings and the same number of cubic meters per unit for wastewater savings |  | 2.729 | refer to 2012 C&I Study Table 4-7 and Table 4-17 for percentage of NEIs from each category | [15 empty] | Plan Year 2016 | [13 empty] | Plan Year 2017 | [13 empty] | Plan Year 2018
| BNI - Efficient Product Rebates | [23 empty] | Water and Sewer savings for Nova Scotia in cell above
BNI - Efficient Product Rebates; Under Counter Commercial Dishwasher (Low Temp); COM-Other; Retail | Under Counter Commercial Dishwasher (Low Temp) | COM-Other | Retail | 20 | 12739.1526 | 1454.2425 | 400 | 50% | 407.6529 | 607.6529 | 200 | 807.6529 | 14595.5478 | 0.82 | 16.269 | 16.269 | 0 | 1408.1007 | 17.8386 | 9.647% | Water Savings | Water Savings | 47.9877 | 0 | 130.9584 | 1.3096 | 0 | 0 | 0 | 0 | 129.6488 | N/A | 0 | 0 | 0 | 130.9584 | MA TRM p.279 | converted MA savings to cubic meters and multiplied by water and sewer savings | Water Savings | Adjusted-water savings | Under Counter Commercial Dishwasher (Low Temp) | 14.6962 | 128.7386 | 14.6962 | 128.7386 | 147498.9047 | 14229.9091 | 161728.8137 | 9066.2457 | 12.3241 | 138432.659 | 16.269 | 17.8386 | 7488.7633 | 19.696 | 11.3156 | 99.1248 | 26.0118 | 227.8634 | 119850.4198 | 10956.5893 | 130807.009 | 6980.7284 | 9.4892 | 112869.6914 | 17.1688 | 18.7383 | 5766.1158 | 20.7853 | 11.3089 | 99.066 | 37.3207 | 326.9294 | 126797.7318 | 10950.0938 | 137747.8255 | 6976.5899 | 9.4835 | 119821.1418 | 18.1747 | 19.7443 | 5762.6974 | 22.0032
BNI - Efficient Product Rebates; Single-Tank Door Type Dishwasher (Low Temp); COM-Other; Retail | Single-Tank Door Type Dishwasher (Low Temp) | COM-Other | Retail | 20 | 15826.5614 | 1806.6868 | 1500 | 66.67% | 506.45 | 1506.45 | 500 | 2006.45 | 18132.8649 | 0.82 | 8.5628 | 8.5628 | 0 | 8955.8851 | 12.7921 | 49.39% | Water Savings | Water Savings | 305.214 | 0 | 832.9291 | 8.3293 | 0 | 0 | 0 | 0 | 824.5998 | N/A | 0 | 0 | 0 | 832.9291 | MA TRM p.279 | converted MA savings to cubic meters and multiplied by water and sewer savings | Water Savings | Adjusted-water savings | Single-Tank Door Type Dishwasher (Low Temp) | 12.6745 | 111.0281 | 12.6745 | 111.0281 | 127207.5369 | 62828.245 | 190035.7819 | 14855.7587 | 8.5552 | 112351.7781 | 8.5628 | 12.7921 | 12888.0519 | 9.8702 | 10.1489 | 88.9047 | 22.8234 | 199.9328 | 107493.449 | 50309.1031 | 157802.5522 | 11895.6036 | 6.8505 | 95597.8454 | 9.0364 | 13.2656 | 10319.9816 | 10.4161 | 10.4488 | 91.5315 | 33.2722 | 291.4643 | 117154.0916 | 51795.5644 | 168949.6559 | 12247.0779 | 7.0529 | 104907.0137 | 9.5659 | 13.7951 | 10624.9016 | 11.0264
BNI - Efficient Product Rebates; Single-Tank Conveyor Dishwasher (Low Temp); COM-Other; Retail | Single-Tank Conveyor Dishwasher (Low Temp) | COM-Other | Retail | 20 | 21524.1866 | 2457.1013 | 1500 | 53.33% | 688.774 | 1488.774 | 700 | 2188.774 | 24660.7686 | 0.82 | 10.5389 | 10.5389 | 0 | 7231.4421 | 13.6293 | 29.32% | Water Savings | Water Savings | 246.4455 | 0 | 672.5498 | 6.7255 | 0 | 0 | 0 | 0 | 665.8243 | N/A | 0 | 0 | 0 | 672.5498 | MA TRM p.279 | converted MA savings to cubic meters and multiplied by water and sewer savings | Water Savings | Adjusted-water savings | Single-Tank Conveyor Dishwasher (Low Temp) | 12.9802 | 113.7064 | 12.9802 | 113.7064 | 130276.0707 | 38201.7232 | 168477.7939 | 12361.4099 | 6.4423 | 117914.6608 | 10.5389 | 13.6293 | 9591.2002 | 13.5829 | 10.4996 | 91.9763 | 23.4798 | 205.6827 | 111207.3459 | 30901.1235 | 142108.4694 | 9999.0635 | 5.2112 | 101208.2824 | 11.1218 | 14.2122 | 7758.259 | 14.3341 | 10.8402 | 94.9599 | 34.32 | 300.6426 | 121542.1697 | 31903.4986 | 153445.6683 | 10323.4145 | 5.3802 | 111218.7552 | 11.7734 | 14.8638 | 8009.9225 | 15.174
BNI - Efficient Product Rebates; Multi-Tank Conveyor Commercial Dish Washer (Low Temp); COM-Other; Retail | Multi-Tank Conveyor Commercial Dish Washer (Low Temp) | COM-Other | Retail | 20 | 19543.0181 | 2230.9403 | 5000 | 22% | 625.3766 | 1725.3766 | 3900 | 5625.3766 | 22390.8972 | 0.82 | 3.8855 | 3.8855 | 0 | 10429.9645 | 5.6954 | 46.58% | Water Savings | Water Savings | 355.4502 | 0 | 970.0237 | 9.7002 | 0 | 0 | 0 | 0 | 960.3235 | N/A | 0 | 0 | 0 | 970.0237 | MA TRM p.279 | converted MA savings to cubic meters and multiplied by water and sewer savings | Water Savings | Adjusted-water savings | Multi-Tank Conveyor Commercial Dish Washer (Low Temp) | 12.8101 | 112.216 | 12.8101 | 112.216 | 128568.5394 | 59888.8599 | 188457.3993 | 33089.1634 | 7.0024 | 95479.376 | 3.8855 | 5.6954 | 12081.845 | 10.6415 | 10.8384 | 94.9446 | 23.6485 | 207.1606 | 114796.2346 | 50671.2328 | 165467.4674 | 27996.337 | 5.9247 | 86799.8977 | 4.1004 | 5.9103 | 10222.3015 | 11.23 | 11.8608 | 103.9008 | 35.5093 | 311.0614 | 132985.9203 | 55451.0816 | 188437.0019 | 30637.2488 | 6.4836 | 102348.6715 | 4.3407 | 6.1506 | 11186.5775 | 11.888
BNI - Efficient Product Rebates; Under Counter Dishwasher with Booster (High Temp); COM-Other; Retail | Under Counter Dishwasher with Booster (High Temp) | COM-Other | Retail | 10 | 8360.0689 | 954.3467 | 400 | 62.5% | 267.5222 | 517.5222 | 150 | 667.5222 | 5314.7779 | 0.82 | 7.3181 | 7.3181 | 0 | 395.1954 | 7.8623 | 7.436% | Water Savings | Water Savings | 20.4374 | 0 | 55.7738 | 0.55774 | 0 | 0 | 0 | 0 | 55.216 | N/A | 0 | 0 | 0 | 55.7738 | MA TRM p.279 | converted MA savings to cubic meters and multiplied by water and sewer savings | Water Savings | Adjusted-water savings | Under Counter Dishwasher with Booster (High Temp) | 9.7636 | 85.5294 | 9.7636 | 85.5294 | 54373.9115 | 4043.127 | 58417.0385 | 7430.0129 | 12.4765 | 46943.8987 | 7.3181 | 7.8623 | 6456.8485 | 8.4211 | 7.5659 | 66.2774 | 17.3296 | 151.8068 | 44877.0799 | 3133.0522 | 48010.1321 | 5757.5777 | 9.6681 | 39119.5022 | 7.7944 | 8.3386 | 5003.4647 | 8.9692 | 7.6307 | 66.8447 | 24.9602 | 218.6515 | 48435.744 | 3159.8709 | 51595.615 | 5806.8623 | 9.7509 | 42628.8818 | 8.3411 | 8.8853 | 5046.294 | 9.5983
BNI - Efficient Product Rebates; Single Tank Door Dishwasher with Booster (High Temp); COM-Other; Retail | Single Tank Door Dishwasher with Booster (High Temp) | COM-Other | Retail | 15 | 15826.5614 | 1806.6868 | 1500 | 53.33% | 506.45 | 1306.45 | 700 | 2006.45 | 14383.8444 | 0.82 | 6.7925 | 6.7925 | 0 | 3338.3102 | 8.3689 | 23.21% | Water Savings | Water Savings | 132.7014 | 0 | 362.1422 | 3.6214 | 0 | 0 | 0 | 0 | 358.5208 | N/A | 0 | 0 | 0 | 362.1422 | MA TRM p.280 | converted MA savings to cubic meters and multiplied by water and sewer savings | Water Savings | Adjusted-water savings | Single Tank Door Dishwasher with Booster (High Temp) | 12.7681 | 111.8481 | 12.7681 | 111.8481 | 101652.2759 | 23592.2204 | 125244.4963 | 14965.4766 | 8.6184 | 86686.7993 | 6.7925 | 8.3689 | 11259.5507 | 9.0281 | 10.2649 | 89.9204 | 23.033 | 201.7686 | 86368.4214 | 18966.9944 | 105335.4157 | 12031.5131 | 6.9288 | 74336.9082 | 7.1785 | 8.755 | 9052.1295 | 9.5412 | 10.6238 | 93.0648 | 33.6568 | 294.8333 | 94897.3671 | 19630.2294 | 114527.5965 | 12452.2293 | 7.1711 | 82445.1377 | 7.6209 | 9.1974 | 9368.663 | 10.1292
BNI - Efficient Product Rebates; Single Tank Conveyor Dishwasher with Booster (High Temp); COM-Other; Retail | Single Tank Conveyor Dishwasher with Booster (High Temp) | COM-Other | Retail | 20 | 21524.1866 | 2457.1013 | 1500 | 46.67% | 688.774 | 1388.774 | 800 | 2188.774 | 24660.7686 | 0.82 | 10.5389 | 10.5389 | 0 | 2364.1253 | 11.5493 | 9.587% | Water Savings | Water Savings | 80.5687 | 0 | 219.872 | 2.1987 | 0 | 0 | 0 | 0 | 217.6733 | N/A | 0 | 0 | 0 | 219.872 | MA TRM p.280 | converted MA savings to cubic meters and multiplied by water and sewer savings | Water Savings | Adjusted-water savings | Single Tank Conveyor Dishwasher with Booster (High Temp) | 12.999 | 113.8713 | 12.999 | 113.8713 | 130465.0845 | 12507.1449 | 142972.2293 | 12379.3447 | 6.4517 | 118085.7397 | 10.5389 | 11.5493 | 8959.9463 | 14.5609 | 10.5233 | 92.1842 | 23.5223 | 206.0555 | 111458.6163 | 10125.1163 | 121583.7325 | 10021.6561 | 5.2229 | 101436.9601 | 11.1218 | 12.1321 | 7253.4938 | 15.3662 | 10.8755 | 95.2693 | 34.3978 | 301.3248 | 121938.2382 | 10463.978 | 132402.2162 | 10357.0553 | 5.3977 | 111581.1829 | 11.7734 | 12.7838 | 7496.2497 | 16.2666
BNI - Efficient Product Rebates; Multi Tank Conveyor Dishwasher with Booster (High Temp); COM-Other; Retail | Multi Tank Conveyor Dishwasher with Booster (High Temp) | COM-Other | Retail | 20 | 38217.4577 | 4362.7276 | 5000 | 30% | 1222.9586 | 2722.9586 | 3500 | 6222.9586 | 43786.6434 | 0.82 | 6.7453 | 6.7453 | 0 | 8969.7695 | 8.1271 | 20.49% | Water Savings | Water Savings | 305.6872 | 0 | 834.2204 | 8.3422 | 0 | 0 | 0 | 0 | 825.8782 | N/A | 0 | 0 | 0 | 834.2204 | MA TRM p.280 | converted MA savings to cubic meters and multiplied by water and sewer savings | Water Savings | Adjusted-water savings | Multi Tank Conveyor Dishwasher with Booster (High Temp) | 23.8077 | 208.5553 | 23.8077 | 208.5553 | 238946.7661 | 48948.6575 | 287895.4236 | 35424.0933 | 6.655 | 203522.6728 | 6.7453 | 8.1271 | 18121.1893 | 13.186 | 19.6164 | 171.8399 | 43.4242 | 380.3952 | 207769.3086 | 40331.4202 | 248100.7287 | 29187.8075 | 5.4834 | 178581.5011 | 7.1184 | 8.5001 | 14931.0182 | 13.9153 | 20.7343 | 181.6319 | 64.1584 | 562.0272 | 232476.4983 | 42629.6441 | 275106.1424 | 30851.0298 | 5.7958 | 201625.4685 | 7.5355 | 8.9172 | 15781.8394 | 14.7306
BNI - Efficient Product Rebates; Standard Capacity Commercial Electric Fryers; COM-Other; Retail | Standard Capacity Commercial Electric Fryers | COM-Other | Retail | 12 | 1319.1646 | 150.5897 | 500 | 50% | 42.2133 | 292.2133 | 250 | 542.2133 | 988.6744 | 0.82 | 1.7928 | 1.7928 | 0 | 0 | 1.7928 | 0% | N/A | N/A |  | 0 | 0 | 0 | 0 | 0 | 0 | 0 | 0 | N/A | 0 | 0 | 0 | 0 | MA TRM p.285 | MA TRM: Non-Energy Impact=None | N/A |  | Standard Capacity Commercial Electric Fryers | 7.2557 | 63.5599 | 7.2557 | 63.5599 | 47636.2559 | 0 | 47636.2559 | 26571.36 | 58.7585 | 21064.8958 | 1.7928 | 1.7928 | 17170.0047 | 2.7744 | 5.8532 | 51.274 | 13.1089 | 114.8339 | 40775.3331 | 0 | 40775.3331 | 21435.1845 | 47.4006 | 19340.1486 | 1.9023 | 1.9023 | 13851.087 | 2.9438 | 6.1698 | 54.0477 | 19.2787 | 168.8815 | 45797.5049 | 0 | 45797.5049 | 22594.737 | 49.9648 | 23202.7679 | 2.0269 | 2.0269 | 14600.372 | 3.1367
BNI - Efficient Product Rebates; Full Size Commercial Hot Food Holding Cabinet; COM-Other; Retail | Full Size Commercial Hot Food Holding Cabinet | COM-Other | Retail | 12 | 10415.0925 | 1188.9386 | 1200 | 50% | 333.283 | 933.283 | 600 | 1533.283 | 7805.8 | 0.82 | 4.8591 | 4.8591 | 0 | 0 | 4.8591 | 0% | N/A | N/A |  | 0 | 0 | 0 | 0 | 0 | 0 | 0 | 0 | N/A | 0 | 0 | 0 | 0 | MA TRM p.287 | MA TRM: Non-Energy Impact=None | N/A |  | Full Size Commercial Hot Food Holding Cabinet | 14.5976 | 127.8744 | 14.5976 | 127.8744 | 95838.0497 | 0 | 95838.0497 | 19723.5812 | 14.9729 | 76114.4686 | 4.8591 | 4.8591 | 13973.9773 | 6.8583 | 11.6335 | 101.9094 | 26.2311 | 229.7838 | 81042.9114 | 0 | 81042.9114 | 15718.6912 | 11.9327 | 65324.2202 | 5.1558 | 5.1558 | 11136.5494 | 7.2772 | 12.0452 | 105.5159 | 38.2763 | 335.2997 | 89409.3315 | 0 | 89409.3315 | 16274.9611 | 12.3549 | 73134.3703 | 5.4937 | 5.4937 | 11530.6615 | 7.7541
BNI - Efficient Product Rebates; Three Quarter Size Commercial Hot Food Holding Cabinet; COM-Other; Retail | Three Quarter Size Commercial Hot Food Holding Cabinet | COM-Other | Retail | 12 | 4411.098 | 503.5505 | 1800 | 26.67% | 141.1551 | 621.1551 | 1320 | 1941.1551 | 3305.9859 | 0.82 | 1.6763 | 1.6763 | 0 | 0 | 1.6763 | 0% | N/A | N/A |  | 0 | 0 | 0 | 0 | 0 | 0 | 0 | 0 | N/A | 0 | 0 | 0 | 0 | MA TRM p.287 | MA TRM: Non-Energy Impact=None | N/A |  | Three Quarter Size Commercial Hot Food Holding Cabinet | 6.7231 | 58.8942 | 6.7231 | 58.8942 | 44139.4414 | 0 | 44139.4414 | 26330.7768 | 16.2822 | 17808.6645 | 1.6763 | 1.6763 | 10113.7466 | 4.3643 | 5.5652 | 48.7515 | 12.2883 | 107.6457 | 38769.3831 | 0 | 38769.3831 | 21796.1242 | 13.4781 | 16973.2588 | 1.7787 | 1.7787 | 8371.9701 | 4.6309 | 6.1002 | 53.4377 | 18.3885 | 161.0834 | 45280.6746 | 0 | 45280.6746 | 23891.259 | 14.7736 | 21389.4156 | 1.8953 | 1.8953 | 9176.719 | 4.9343
BNI - Efficient Product Rebates; Half Size Commercial Hot Food Holding Cabinet; COM-Other; Retail | Half Size Commercial Hot Food Holding Cabinet | COM-Other | Retail | 12 | 2940.732 | 335.7003 | 1500 | 21.33% | 94.1034 | 414.1034 | 1180 | 1594.1034 | 2203.9906 | 0.82 | 1.3649 | 1.3649 | 0 | 0 | 1.3649 | 0% | N/A | N/A |  | 0 | 0 | 0 | 0 | 0 | 0 | 0 | 0 | N/A | 0 | 0 | 0 | 0 | MA TRM p.287 | MA TRM: Non-Energy Impact=None | N/A |  | Half Size Commercial Hot Food Holding Cabinet | 4.6463 | 40.7012 | 4.6463 | 40.7012 | 30504.2943 | 0 | 30504.2943 | 22349.0623 | 16.8786 | 8155.232 | 1.3649 | 1.3649 | 6989.5018 | 4.3643 | 3.8931 | 34.1037 | 8.5394 | 74.8049 | 27120.7957 | 0 | 27120.7957 | 18726.4 | 14.1427 | 8394.3957 | 1.4483 | 1.4483 | 5856.5413 | 4.6309 | 4.3598 | 38.1918 | 12.8992 | 112.9967 | 32362.0094 | 0 | 32362.0094 | 20971.1917 | 15.838 | 11390.8177 | 1.5432 | 1.5432 | 6558.5831 | 4.9343
BNI - Efficient Product Rebates; Commercial Electric Griddle; COM-Other; Retail | Commercial Electric Griddle | COM-Other | Retail | 12 | 2904.1075 | 331.5194 | 600 | 75% | 92.9314 | 542.9314 | 150 | 692.9314 | 2176.5416 | 0.82 | 3.0512 | 3.0512 | 0 | 0 | 3.0512 | 0% | N/A | N/A |  | 0 | 0 | 0 | 0 | 0 | 0 | 0 | 0 | N/A | 0 | 0 | 0 | 0 | MA TRM p.324 | MA TRM: Non-Energy Impact=None | N/A |  | Commercial Electric Griddle | 9.7126 | 85.0821 | 9.7126 | 85.0821 | 63766.516 | 0 | 63766.516 | 20898.5824 | 35.7283 | 42867.9336 | 3.0512 | 3.0512 | 19397.9955 | 3.2873 | 7.7243 | 67.6652 | 17.4369 | 152.7473 | 53810.3511 | 0 | 53810.3511 | 16620.478 | 28.4144 | 37189.8731 | 3.2376 | 3.2376 | 15427.073 | 3.488 | 7.9776 | 69.8841 | 25.4146 | 222.6314 | 59216.5827 | 0 | 59216.5827 | 17165.513 | 29.3462 | 42051.0696 | 3.4497 | 3.4497 | 15932.9728 | 3.7166
BNI - Efficient Product Rebates; Solid Door Commercial Refrigerator; COM-Refrigeration; Retail | Solid Door Commercial Refrigerator | COM-Refrigeration | Retail | 12 | 680.8611 | 68.9835 | 350 | 24.86% | 21.7876 | 108.7876 | 263 | 371.7876 | 498.7617 | 0.82 | 1.3245 | 1.3245 | 0 | 323.522 | 2.1836 | 64.87% | $.047/kWh | 0.05922 |  | 0 | 40.3206 | 0 | 0 | 0 | 0 | 0 | 40.3206 | N/A | 0 | 0 | 0 | 40.3206 | MA TRM p.419 | prescriptive refrigeration from MA TRM | $.047/kWh |  | Solid Door Commercial Refrigerator | 0.57054 | 5.6312 | 0.57054 | 5.6312 | 4125.1245 | 2675.7642 | 6800.8886 | 3114.5115 | 10.0863 | 1010.613 | 1.3245 | 2.1836 | 1097.2595 | 3.7595 | 0.47517 | 4.6899 | 1.0457 | 10.3211 | 3639.1503 | 2228.4759 | 5867.6262 | 2593.881 | 8.4002 | 1045.2693 | 1.403 | 2.2621 | 913.8386 | 3.9823 | 0.52625 | 5.194 | 1.572 | 15.5151 | 4287.879 | 2468.0268 | 6755.9058 | 2872.7112 | 9.3032 | 1415.1678 | 1.4926 | 2.3518 | 1012.072 | 4.2367
BNI - Efficient Product Rebates; Glass Door Commercial Refrigerator; COM-Refrigeration; Retail | Glass Door Commercial Refrigerator | COM-Refrigeration | Retail | 12 | 698.4239 | 70.7629 | 450 | 19.33% | 22.3496 | 109.3496 | 363 | 472.3496 | 511.6271 | 0.82 | 1.072 | 1.072 | 0 | 331.8672 | 1.7674 | 64.87% | $.047/kWh | 0.05922 |  | 0 | 41.3607 | 0 | 0 | 0 | 0 | 0 | 41.3607 | N/A | 0 | 0 | 0 | 41.3607 | MA TRM p.419 | prescriptive refrigeration from MA TRM | $.047/kWh |  | Glass Door Commercial Refrigerator | 3.4548 | 34.0985 | 3.4548 | 34.0985 | 24978.6835 | 16202.4362 | 41181.1197 | 23300.593 | 59.5391 | 1678.0904 | 1.072 | 1.7674 | 6510.5724 | 3.8366 | 2.8401 | 28.0311 | 6.2948 | 62.1296 | 21750.9096 | 13319.4219 | 35070.3315 | 19154.5534 | 48.9449 | 2596.3562 | 1.1355 | 1.8309 | 5352.1001 | 4.064 | 3.0874 | 30.4721 | 9.3822 | 92.6017 | 25155.9069 | 14479.292 | 39635.1989 | 20822.5532 | 53.207 | 4333.3537 | 1.2081 | 1.9035 | 5818.167 | 4.3237
BNI - Efficient Product Rebates; Solid Door Commercial Freezer; COM-Refrigeration; Retail | Solid Door Commercial Freezer | COM-Refrigeration | Retail | 12 | 972.0753 | 98.4887 | 350 | 49.71% | 31.1064 | 205.1064 | 176 | 381.1064 | 712.0892 | 0.82 | 1.8356 | 1.8356 | 0 | 461.8971 | 3.0262 | 64.87% | $.047/kWh | 0.05922 |  | 0 | 57.5663 | 0 | 0 | 0 | 0 | 0 | 57.5663 | N/A | 0 | 0 | 0 | 57.5663 | MA TRM p.419 | prescriptive refrigeration from MA TRM | $.047/kWh |  | Solid Door Commercial Freezer | 0.50262 | 4.9608 | 0.50262 | 4.9608 | 3634.0321 | 2357.2168 | 5991.2489 | 1979.7617 | 6.2236 | 1654.2704 | 1.8356 | 3.0262 | 1276.4968 | 2.8469 | 0.40553 | 4.0026 | 0.90815 | 8.9634 | 3105.8199 | 1901.8849 | 5007.7048 | 1597.3409 | 5.0214 | 1508.4791 | 1.9444 | 3.135 | 1029.9222 | 3.0156 | 0.42756 | 4.2199 | 1.3357 | 13.1833 | 3483.7315 | 2005.1738 | 5488.9053 | 1684.0904 | 5.2941 | 1799.6411 | 2.0686 | 3.2593 | 1085.8559 | 3.2083
BNI - Efficient Product Rebates; ENERGY STAR® Ice Making Head; COM-Refrigeration; Retail | ENERGY STAR® Ice Making Head | COM-Refrigeration | Retail | 8 | 1232.7181 | 124.8965 | 250 | 58% | 39.447 | 184.447 | 105 | 289.447 | 614.8186 | 0.82 | 2.0624 | 2.0624 | 0 | 206.4378 | 2.7549 | 33.58% | Water Savings | Water Savings | 12.5751 | 0 | 34.3176 | 0 | 0 | 0 | 0 | 0 | 34.3176 | N/A | 0 | 0 | 0 | 34.3176 | MA TRM p.285 | converted MA savings to cubic meters and multiplied by water and sewer savings | Water Savings | Adjusted-water savings | ENERGY STAR® Ice Making Head | 4.2146 | 41.5977 | 4.2146 | 41.5977 | 20746.8536 | 6966.1775 | 27713.031 | 10059.4928 | 41.152 | 10687.3608 | 2.0624 | 2.7549 | 7590.3702 | 2.7333 | 3.3414 | 32.9795 | 7.556 | 74.5771 | 17673.1593 | 5522.9241 | 23196.0834 | 7975.3661 | 32.6262 | 9697.7932 | 2.216 | 2.9085 | 6017.7965 | 2.9368 | 3.4925 | 34.4703 | 11.0485 | 109.0475 | 19940.289 | 5772.5908 | 25712.8798 | 8335.8967 | 34.101 | 11604.3922 | 2.3921 | 3.0846 | 6289.8342 | 3.1702
BNI - Efficient Product Rebates; ENERGY STAR® Remote Condensing Head/Split System Ice Maker; COM-Refrigeration; Retail | ENERGY STAR® Remote Condensing Head/Split System Ice Maker | COM-Refrigeration | Retail | 8 | 1447.1465 | 146.622 | 350 | 68.57% | 46.3087 | 286.3087 | 110 | 396.3087 | 721.7648 | 0.82 | 1.7757 | 1.7757 | 0 | 163.4973 | 2.1779 | 22.65% | Water Savings | Water Savings | 9.9594 | 0 | 27.1793 | 0 | 0 | 0 | 0 | 0 | 27.1793 | N/A | 0 | 0 | 0 | 27.1793 | MA TRM p.283 | converted MA savings to cubic meters and multiplied by water and sewer savings | Water Savings | Adjusted-water savings | ENERGY STAR® Remote Condensing Head/Split System Ice Maker | 4.9032 | 48.3942 | 4.9032 | 48.3942 | 24136.6297 | 5467.5331 | 29604.1628 | 13592.9497 | 40.7819 | 10543.68 | 1.7757 | 2.1779 | 11676.2021 | 2.0672 | 3.8722 | 38.2185 | 8.7754 | 86.6127 | 20480.6761 | 4317.891 | 24798.5671 | 10734.8002 | 32.2068 | 9745.8759 | 1.9079 | 2.3101 | 9221.0815 | 2.2211 | 4.0237 | 39.7137 | 12.7991 | 126.3264 | 22973.477 | 4486.8191 | 27460.296 | 11154.7758 | 33.4668 | 11818.7011 | 2.0595 | 2.4618 | 9581.8361 | 2.3976
BNI - Efficient Product Rebates; ENERGY STAR® Self Contained Ice Maker; COM-Refrigeration; Retail | ENERGY STAR® Self Contained Ice Maker | COM-Refrigeration | Retail | 8 | 355.8356 | 36.0526 | 200 | 25% | 11.3867 | 61.3867 | 150 | 211.3867 | 177.4731 | 0.82 | 0.82975 | 0.82975 | 0 | 219.1149 | 1.8542 | 123.5% | Water Savings | Water Savings | 13.3474 | 0 | 36.425 | 0 | 0 | 0 | 0 | 0 | 36.425 | N/A | 0 | 0 | 0 | 36.425 | MA TRM p.283 | converted MA savings to cubic meters and multiplied by water and sewer savings | Water Savings | Adjusted-water savings | ENERGY STAR® Self Contained Ice Maker | 0.042905 | 0.42347 | 0.042905 | 0.42347 | 211.2065 | 260.7633 | 471.9698 | 254.5408 | 1.4513 | -43.3344 | 0.82975 | 1.8542 | 89.0913 | 2.3707 | 0.072007 | 0.71071 | 0.11491 | 1.1342 | 380.8563 | 437.636 | 818.4923 | 427.1929 | 2.4357 | -46.3366 | 0.89153 | 1.916 | 149.5209 | 2.5472 | 0.1148 | 1.1331 | 0.22971 | 2.2672 | 655.4544 | 697.7163 | 1353.1707 | 681.067 | 3.8832 | -25.6125 | 0.96239 | 1.9868 | 238.3788 | 2.7496
BNI - Efficient Product Rebates; ENERGY STAR® Commercial Electric Convection Oven; COM-Other; Retail | ENERGY STAR® Commercial Electric Convection Oven | COM-Other | Retail | 12 | 2102.3182 | 239.9909 | 500 | 80% | 67.2742 | 467.2742 | 100 | 567.2742 | 1575.6245 | 0.82 | 2.7071 | 2.7071 | 0 | 0 | 2.7071 | 0% | N/A | N/A |  | 0 | 0 | 0 | 0 | 0 | 0 | 0 | 0 | N/A | 0 | 0 | 0 | 0 | MA TRM p.271 | MA TRM: Non-Energy Impact=None | N/A |  | ENERGY STAR® Commercial Electric Convection Oven | 5.6074 | 49.1204 | 5.6074 | 49.1204 | 36814.2833 | 0 | 36814.2833 | 13599.3361 | 28.4938 | 23214.9472 | 2.7071 | 2.7071 | 13314.3985 | 2.765 | 4.453 | 39.0082 | 10.0604 | 88.1287 | 31021.0996 | 0 | 31021.0996 | 10799.7099 | 22.6279 | 20221.3897 | 2.8724 | 2.8724 | 10573.431 | 2.9339 | 4.5901 | 40.2092 | 14.6505 | 128.3379 | 34071.4292 | 0 | 34071.4292 | 11132.2005 | 23.3245 | 22939.2288 | 3.0606 | 3.0606 | 10898.9551 | 3.1261
BNI - Efficient Product Rebates; Variable Speed Drive for Kitchen exhaust fans (Demand Controlled Ventilation) ; COM-Motors; Other Commercial | Variable Speed Drive for Kitchen exhaust fans (Demand Controlled Ventilation) | COM-Motors | Other Commercial | 15 | 19911.6314 | 2273.0195 | 9500 | 50% | 637.1722 | 5387.1722 | 4750 | 10137.1722 | 18096.5278 | 0.82 | 1.7609 | 1.7609 | 0 | 0 | 1.7609 | 0% | N/A | N/A |  | 0 | 0 | 0 | 0 | 0 | 0 | 0 | 0 | N/A | 0 | 0 | 0 | 0 | MA TRM p.236 | MA TRM: Non-Energy Impact=None | N/A |  | Variable Speed Drive for Kitchen exhaust fans (Demand Controlled Ventilation) | 6.3137 | 55.3082 | 6.3137 | 55.3082 | 50266.4315 | 0 | 50266.4315 | 28546.3652 | 3.3874 | 21720.0663 | 1.7609 | 1.7609 | 18248.6107 | 2.7545 | 6.1793 | 54.1308 | 12.493 | 109.439 | 51992.5361 | 0 | 51992.5361 | 27938.6609 | 3.3153 | 24053.8752 | 1.861 | 1.861 | 17860.1284 | 2.9111 | 6.9243 | 60.6568 | 19.4173 | 170.0958 | 61851.2012 | 0 | 61851.2012 | 31306.9242 | 3.715 | 30544.277 | 1.9756 | 1.9756 | 20013.3316 | 3.0905
BNI - Efficient Product Rebates; Variable Speed Drive for Kitchen exhaust fans (Demand Controlled Ventilation) ; COM-Motors; Retail | Variable Speed Drive for Kitchen exhaust fans (Demand Controlled Ventilation) | COM-Motors | Retail | 15 | 6637.2105 | 757.694 | 4416.6667 | 34.91% | 212.3907 | 1754.0574 | 2875 | 4629.0574 | 6032.2085 | 0.82 | 1.2901 | 1.2901 | 0 | 0 | 1.2901 | 0% | N/A | N/A |  | 0 | 0 | 0 | 0 | 0 | 0 | 0 | 0 | N/A | 0 | 0 | 0 | 0 | MA TRM p.236 | MA TRM: Non-Energy Impact=None | N/A |  | Variable Speed Drive for Kitchen exhaust fans (Demand Controlled Ventilation) | 7.7447 | 67.8414 | 7.7447 | 67.8414 | 61657.4434 | 0 | 61657.4434 | 47791.859 | 12.4651 | 13865.5844 | 1.2901 | 1.2901 | 21864.4781 | 2.82 | 7.8463 | 68.7319 | 15.591 | 136.5733 | 66017.2537 | 0 | 66017.2537 | 48419.1939 | 12.6287 | 17598.0598 | 1.3635 | 1.3635 | 22151.4799 | 2.9803 | 9.1293 | 79.9705 | 24.7203 | 216.5438 | 81545.6979 | 0 | 81545.6979 | 56336.3518 | 14.6937 | 25209.3461 | 1.4475 | 1.4475 | 25773.5304 | 3.1639
BNI - Efficient Product Rebates; ENERGY STAR®, CEE Tier 2 or CEE Tier 3 Commercial Clothes Washer; COM-Other; Other Commercial | ENERGY STAR®, CEE Tier 2 or CEE Tier 3 Commercial Clothes Washer | COM-Other | Other Commercial | 7 | 1370.4244 | 156.4413 | 400 | 54.17% | 43.8536 | 260.5202 | 183.3333 | 443.8536 | 605.5512 | 0.82 | 1.3353 | 1.3353 | 0 | -58.0294 | 1.2074 | -9.583% | Water Savings | Water Savings | 15.0811 | 0 | -10.6963 | -0.10696 | 0 | 0 | 0 | 0 | -10.5894 | N/A | 0 | 0 | 0 | -10.6963 | MA TRM p.19 | backed out NS savings and used MA values converted to cubic meters and multiplied by water and sewer savings | Water Savings | Adjusted-water savings | ENERGY STAR®, CEE Tier 2 or CEE Tier 3 Commercial Clothes Washer | 6.3917 | 55.9909 | 6.3917 | 55.9909 | 26859.2801 | -2370.8837 | 24488.3965 | 18527.6475 | 49.8251 | 8331.6326 | 1.4497 | 1.3217 | 12980.4514 | 2.0692 | 4.9695 | 43.5325 | 11.3611 | 99.5234 | 22588.6366 | -1843.3468 | 20745.2898 | 14405.1267 | 38.7387 | 8183.5099 | 1.5681 | 1.4401 | 10092.2174 | 2.2382 | 5.1181 | 44.8347 | 16.4793 | 144.3581 | 25219.1297 | -1898.4861 | 23320.6437 | 14836.0214 | 39.8975 | 10383.1084 | 1.6999 | 1.5719 | 10394.1018 | 2.4263
BNI - Efficient Product Rebates; Night Covers for 3' Refrigerated Display Cases; COM-Refrigeration; Other Commercial | Night Covers for 3' Refrigerated Display Cases | COM-Refrigeration | Other Commercial | 10 | 133.7932 | 13.5466 | 52.859 | 45.4% | 4.2814 | 28.2814 | 28.859 | 57.1404 | 83.1271 | 0.82 | 1.4312 | 1.4312 | 0 | 0 | 1.4312 | 0% | N/A | N/A |  | 0 | 0 | 0 | 0 | 0 | 0 | 0 | 0 | N/A | 0 | 0 | 0 | 0 | MA TRM p.262 | MA TRM: Non-Energy Impact=None | N/A |  | Night Covers for 3' Refrigerated Display Cases | 1.5279 | 15.0902 | 1.5279 | 15.0902 | 9375.6949 | 0 | 9375.6949 | 6550.7171 | 137.5457 | 2824.9777 | 1.4312 | 1.4312 | 3889.9816 | 2.4102 | 1.4675 | 14.4936 | 2.9954 | 29.5838 | 9569.5802 | 0 | 9569.5802 | 6291.7347 | 132.1078 | 3277.8454 | 1.521 | 1.521 | 3736.1913 | 2.5613 | 1.6125 | 15.9257 | 4.6079 | 45.5095 | 11230.6529 | 0 | 11230.6529 | 6913.409 | 145.1611 | 4317.2439 | 1.6245 | 1.6245 | 4105.3572 | 2.7356
BNI - Efficient Product Rebates; Night Covers for 3' Refrigerated Display Cases; COM-Refrigeration; Retail | Night Covers for 3' Refrigerated Display Cases | COM-Refrigeration | Retail | 10 | 103.2837 | 10.4645 | 52.859 | 45.4% | 3.3051 | 27.3051 | 28.859 | 56.1641 | 64.179 | 0.82 | 1.1281 | 1.1281 | 0 | 0 | 1.1281 | 0% | N/A | N/A |  | 0 | 0 | 0 | 0 | 0 | 0 | 0 | 0 | N/A | 0 | 0 | 0 | 0 | MA TRM p.262 | MA TRM: Non-Energy Impact=None | N/A |  | Night Covers for 3' Refrigerated Display Cases | 1.686 | 16.6402 | 1.686 | 16.6402 | 10339.9795 | 0 | 10339.9795 | 9165.569 | 196.4775 | 1174.4105 | 1.1281 | 1.1281 | 5364.8336 | 1.9274 | 1.6168 | 15.9575 | 3.3027 | 32.5977 | 10537.54 | 0 | 10537.54 | 8789.5351 | 188.4167 | 1748.0049 | 1.1989 | 1.1989 | 5144.7317 | 2.0482 | 1.7744 | 17.5129 | 5.0771 | 50.1106 | 12351.696 | 0 | 12351.696 | 9646.2483 | 206.7816 | 2705.4477 | 1.2805 | 1.2805 | 5646.187 | 2.1876
BNI - Efficient Product Rebates; Night Covers for 3' Refrigerated Display Cases; COM-Refrigeration; School | Night Covers for 3' Refrigerated Display Cases | COM-Refrigeration | School | 10 | 144.5636 | 14.6154 | 52.859 | 45.4% | 4.626 | 28.626 | 28.859 | 57.485 | 89.7945 | 0.82 | 1.5349 | 1.5349 | 0 | 0 | 1.5349 | 0% | N/A | N/A |  | 0 | 0 | 0 | 0 | 0 | 0 | 0 | 0 | N/A | 0 | 0 | 0 | 0 | MA TRM p.262 | MA TRM: Non-Energy Impact=None | N/A |  | Night Covers for 3' Refrigerated Display Cases | 1.8806 | 18.6017 | 1.8806 | 18.6017 | 11554.2642 | 0 | 11554.2642 | 7527.5234 | 156.9201 | 4026.7408 | 1.5349 | 1.5349 | 4492.0009 | 2.5722 | 1.8061 | 17.8643 | 3.6867 | 36.466 | 11791.6115 | 0 | 11791.6115 | 7229.1426 | 150.7 | 4562.4689 | 1.6311 | 1.6311 | 4313.9441 | 2.7334 | 1.984 | 19.6245 | 5.6707 | 56.0904 | 13834.5488 | 0 | 13834.5488 | 7941.4269 | 165.5484 | 5893.122 | 1.7421 | 1.7421 | 4738.9952 | 2.9193
BNI - Efficient Product Rebates; Zero Energy Doors for Reach-In Coolers and Freezers; COM-Refrigeration; Other Commercial | Zero Energy Doors for Reach-In Coolers and Freezers | COM-Refrigeration | Other Commercial | 10 | 1617.4026 | 163.763 | 618.125 | 19.41% | 51.7569 | 171.7569 | 498.125 | 669.8819 | 1004.9089 | 0.82 | 1.4751 | 1.4751 | 0 | 0 | 1.4751 | 0% | N/A | N/A |  | 0 | 0 | 0 | 0 | 0 | 0 | 0 | 0 | N/A | 0 | 0 | 0 | 0 | Not offered in MA TRM | MA Does not offer this measure-however, this measure is similar to other commercial refrigeration measures not associated with NEIs in MA's TRM |  | Proxy | Zero Energy Doors for Reach-In Coolers and Freezers | 2.2973 | 22.6893 | 2.2973 | 22.6893 | 14097.122 | 0 | 14097.122 | 9556.655 | 17.1076 | 4540.467 | 1.4751 | 1.4751 | 2938.3536 | 4.7976 | 2.4436 | 24.1339 | 4.7409 | 46.8233 | 15934.7219 | 0 | 15934.7219 | 10165.1098 | 18.1968 | 5769.6121 | 1.5676 | 1.5676 | 3125.4332 | 5.0984 | 2.9853 | 29.4847 | 7.7262 | 76.3079 | 20792.3133 | 0 | 20792.3133 | 12418.814 | 22.2313 | 8373.4993 | 1.6743 | 1.6743 | 3818.3723 | 5.4453
BNI - Efficient Product Rebates; Zero Energy Doors for Reach-In Coolers and Freezers; COM-Refrigeration; Retail | Zero Energy Doors for Reach-In Coolers and Freezers | COM-Refrigeration | Retail | 10 | 1617.4026 | 163.872 | 618.125 | 19.41% | 51.7569 | 171.7569 | 498.125 | 669.8819 | 1005.0307 | 0.82 | 1.4753 | 1.4753 | 0 | 0 | 1.4753 | 0% | N/A | N/A |  | 0 | 0 | 0 | 0 | 0 | 0 | 0 | 0 | N/A | 0 | 0 | 0 | 0 | Not offered in MA TRM | MA Does not offer this measure-however, this measure is similar to other commercial refrigeration measures not associated with NEIs in MA's TRM |  | Proxy | Zero Energy Doors for Reach-In Coolers and Freezers | 3.289 | 32.4626 | 3.289 | 32.4626 | 20171.7935 | 0 | 20171.7935 | 13673.1101 | 24.4766 | 6498.6833 | 1.4753 | 1.4753 | 4204.0267 | 4.7982 | 3.4985 | 34.5294 | 6.7875 | 66.992 | 22801.5182 | 0 | 22801.5182 | 14543.6522 | 26.035 | 8257.866 | 1.5678 | 1.5678 | 4471.6894 | 5.0991 | 4.2741 | 42.1849 | 11.0616 | 109.177 | 29752.7175 | 0 | 29752.7175 | 17768.122 | 31.8072 | 11984.5955 | 1.6745 | 1.6745 | 5463.1066 | 5.4461
BNI - Efficient Product Rebates; Zero Energy Doors for Reach-In Coolers and Freezers; COM-Refrigeration; School | Zero Energy Doors for Reach-In Coolers and Freezers | COM-Refrigeration | School | 10 | 1617.4026 | 163.5193 | 618.125 | 19.41% | 51.7569 | 171.7569 | 498.125 | 669.8819 | 1004.6365 | 0.82 | 1.4747 | 1.4747 | 0 | 0 | 1.4747 | 0% | N/A | N/A |  | 0 | 0 | 0 | 0 | 0 | 0 | 0 | 0 | N/A | 0 | 0 | 0 | 0 | Not offered in MA TRM | MA Does not offer this measure-however, this measure is similar to other commercial refrigeration measures not associated with NEIs in MA's TRM |  | Proxy | Zero Energy Doors for Reach-In Coolers and Freezers | 3.2712 | 32.3565 | 3.2712 | 32.3565 | 20097.9859 | 0 | 20097.9859 | 13628.4268 | 24.3966 | 6469.5592 | 1.4747 | 1.4747 | 4190.288 | 4.7963 | 3.4795 | 34.4166 | 6.7508 | 66.7731 | 22717.2048 | 0 | 22717.2048 | 14496.1239 | 25.9499 | 8221.0809 | 1.5671 | 1.5671 | 4457.076 | 5.0969 | 4.251 | 42.0471 | 11.0017 | 108.8202 | 29641.6948 | 0 | 29641.6948 | 17710.0562 | 31.7033 | 11931.6386 | 1.6737 | 1.6737 | 5445.2533 | 5.4436
BNI - Efficient Product Rebates; Humidity-Based Door Heater Controls for Reach-In Coolers and Freezers; COM-Refrigeration; Other Commercial | Humidity-Based Door Heater Controls for Reach-In Coolers and Freezers | COM-Refrigeration | Other Commercial | 10 | 1779.1429 | 1217.7118 | 345 | 23.19% | 56.9326 | 136.9326 | 265 | 401.9326 | 2265.0781 | 0.82 | 5.4655 | 5.4655 | 0 | 0 | 5.4655 | 0% | N/A | N/A |  | 0 | 0 | 0 | 0 | 0 | 0 | 0 | 0 | N/A | 0 | 0 | 0 | 0 | MA TRM p.252 | MA TRM: Non-Energy Impact=None | N/A |  | Humidity-Based Door Heater Controls for Reach-In Coolers and Freezers | 26.4121 | 38.5895 | 26.4121 | 38.5895 | 49129.4173 | 0 | 49129.4173 | 8988.9629 | 26.4512 | 40140.4544 | 5.4655 | 5.4655 | 3622.0242 | 13.5641 | 26.3358 | 38.478 | 52.7479 | 77.0675 | 54701.4497 | 0 | 54701.4497 | 8962.9902 | 26.3747 | 45738.4595 | 6.103 | 6.103 | 3611.5588 | 15.1462 | 29.9943 | 43.8234 | 82.7422 | 120.8909 | 69343.7989 | 0 | 69343.7989 | 10208.1235 | 30.0387 | 59135.6754 | 6.793 | 6.793 | 4113.2743 | 16.8585
BNI - Efficient Product Rebates; Humidity-Based Door Heater Controls for Reach-In Coolers and Freezers; COM-Refrigeration; Retail | Humidity-Based Door Heater Controls for Reach-In Coolers and Freezers | COM-Refrigeration | Retail | 10 | 1779.1429 | 1236.4543 | 345 | 23.19% | 56.9326 | 136.9326 | 265 | 401.9326 | 2286.0263 | 0.82 | 5.5161 | 5.5161 | 0 | 0 | 5.5161 | 0% | N/A | N/A |  | 0 | 0 | 0 | 0 | 0 | 0 | 0 | 0 | N/A | 0 | 0 | 0 | 0 | MA TRM p.252 | MA TRM: Non-Energy Impact=None | N/A |  | Humidity-Based Door Heater Controls for Reach-In Coolers and Freezers | 38.3705 | 55.2116 | 38.3705 | 55.2116 | 70941.613 | 0 | 70941.613 | 12860.8891 | 37.8448 | 58080.724 | 5.5161 | 5.5161 | 5182.1831 | 13.6895 | 38.2597 | 55.0521 | 76.6302 | 110.2638 | 79020.8172 | 0 | 79020.8172 | 12823.7289 | 37.7354 | 66197.0883 | 6.1621 | 6.1621 | 5167.2097 | 15.2927 | 43.5747 | 62.6999 | 120.2049 | 172.9637 | 100206.5708 | 0 | 100206.5708 | 14605.1936 | 42.9776 | 85601.3772 | 6.861 | 6.861 | 5885.0354 | 17.0274
BNI - Efficient Product Rebates; Humidity-Based Door Heater Controls for Reach-In Coolers and Freezers; COM-Refrigeration; School | Humidity-Based Door Heater Controls for Reach-In Coolers and Freezers | COM-Refrigeration | School | 10 | 1779.1429 | 1177.7106 | 345 | 23.19% | 56.9326 | 136.9326 | 265 | 401.9326 | 2220.3693 | 0.82 | 5.3576 | 5.3576 | 0 | 0 | 5.3576 | 0% | N/A | N/A |  | 0 | 0 | 0 | 0 | 0 | 0 | 0 | 0 | N/A | 0 | 0 | 0 | 0 | MA TRM p.252 | MA TRM: Non-Energy Impact=None | N/A |  | Humidity-Based Door Heater Controls for Reach-In Coolers and Freezers | 36.4281 | 55.0312 | 36.4281 | 55.0312 | 68678.9224 | 0 | 68678.9224 | 12818.86 | 37.7211 | 55860.0623 | 5.3576 | 5.3576 | 5165.2479 | 13.2963 | 36.3229 | 54.8722 | 72.751 | 109.9034 | 76397.2614 | 0 | 76397.2614 | 12781.8213 | 37.6121 | 63615.4401 | 5.977 | 5.977 | 5150.3234 | 14.8335 | 41.3688 | 62.495 | 114.1198 | 172.3984 | 96775.4959 | 0 | 96775.4959 | 14557.4642 | 42.8372 | 82218.0317 | 6.6478 | 6.6478 | 5865.8033 | 16.4983
BNI - Efficient Product Rebates; Evaporator Fan Motor Controls for Walk-In Freezers and Coolers; COM-Refrigeration; Other Commercial | Evaporator Fan Motor Controls for Walk-In Freezers and Coolers | COM-Refrigeration | Other Commercial | 15 | 2719.589 | 1861.3883 | 2254 | 22.18% | 87.0268 | 587.0268 | 1754 | 2341.0268 | 4901.1035 | 0.82 | 2.0766 | 2.0766 | 0 | 0 | 2.0766 | 0% | N/A | N/A |  | 0 | 0 | 0 | 0 | 0 | 0 | 0 | 0 | N/A | 0 | 0 | 0 | 0 | MA TRM p.266 | MA TRM: Non-Energy Impact=None | N/A |  | Evaporator Fan Motor Controls for Walk-In Freezers and Coolers | 9.3327 | 13.6356 | 9.3327 | 13.6356 | 24573.3803 | 0 | 24573.3803 | 11833.3309 | 6.1144 | 12740.0494 | 2.0766 | 2.0766 | 3589.3445 | 6.8462 | 9.8191 | 14.3463 | 19.1519 | 27.9819 | 28083.765 | 0 | 28083.765 | 12450.0892 | 6.4331 | 15633.6758 | 2.2557 | 2.2557 | 3776.4226 | 7.4366 | 11.9634 | 17.4792 | 31.1153 | 45.4611 | 37182.7923 | 0 | 37182.7923 | 15168.8916 | 7.838 | 22013.9006 | 2.4513 | 2.4513 | 4601.1033 | 8.0813
BNI - Efficient Product Rebates; Evaporator Fan Motor Controls for Walk-In Freezers and Coolers; COM-Refrigeration; Retail | Evaporator Fan Motor Controls for Walk-In Freezers and Coolers | COM-Refrigeration | Retail | 15 | 2709.4815 | 1883.0136 | 2254 | 22.18% | 86.7034 | 586.7034 | 1754 | 2340.7034 | 4927.5994 | 0.82 | 2.0882 | 2.0882 | 0 | 0 | 2.0882 | 0% | N/A | N/A |  | 0 | 0 | 0 | 0 | 0 | 0 | 0 | 0 | N/A | 0 | 0 | 0 | 0 | MA TRM p.266 | MA TRM: Non-Energy Impact=None | N/A |  | Evaporator Fan Motor Controls for Walk-In Freezers and Coolers | 13.508 | 19.4368 | 13.508 | 19.4368 | 35348.7579 | 0 | 35348.7579 | 16927.8638 | 8.7483 | 18420.8941 | 2.0882 | 2.0882 | 5132.6721 | 6.887 | 14.2125 | 20.4505 | 27.7205 | 39.8873 | 40409.7166 | 0 | 40409.7166 | 17810.6729 | 9.2046 | 22599.0436 | 2.2688 | 2.2688 | 5400.3474 | 7.4828 | 17.317 | 24.9175 | 45.0375 | 64.8048 | 53515.8677 | 0 | 53515.8677 | 21701.107 | 11.2151 | 31814.7606 | 2.466 | 2.466 | 6579.96 | 8.1332
BNI - Efficient Product Rebates; Evaporator Fan Motor Controls for Walk-In Freezers and Coolers; COM-Refrigeration; School | Evaporator Fan Motor Controls for Walk-In Freezers and Coolers | COM-Refrigeration | School | 15 | 2719.589 | 1800.2425 | 2254 | 22.18% | 87.0268 | 587.0268 | 1754 | 2341.0268 | 4805.3231 | 0.82 | 2.036 | 2.036 | 0 | 0 | 2.036 | 0% | N/A | N/A |  | 0 | 0 | 0 | 0 | 0 | 0 | 0 | 0 | N/A | 0 | 0 | 0 | 0 | MA TRM p.266 | MA TRM: Non-Energy Impact=None | N/A |  | Evaporator Fan Motor Controls for Walk-In Freezers and Coolers | 12.8719 | 19.4453 | 12.8719 | 19.4453 | 34358.4399 | 0 | 34358.4399 | 16875.1183 | 8.7196 | 17483.3216 | 2.036 | 2.036 | 5118.6444 | 6.7124 | 13.5428 | 20.4588 | 26.4146 | 39.904 | 39245.0987 | 0 | 39245.0987 | 17754.6567 | 9.1741 | 21490.442 | 2.2104 | 2.2104 | 5385.4303 | 7.2873 | 16.5002 | 24.9265 | 42.9148 | 64.8305 | 51936.6978 | 0 | 51936.6978 | 21631.8501 | 11.1775 | 30304.8477 | 2.4009 | 2.4009 | 6561.4798 | 7.9154
BNI - Efficient Product Rebates; Intelligent (Electronic) Defrost Control For Freezer Display Cases; COM-Refrigeration; Other Commercial | Intelligent (Electronic) Defrost Control For Freezer Display Cases | COM-Refrigeration | Other Commercial | 10 | 242.5246 | 165.9929 | 91 | 54.95% | 7.7608 | 57.7608 | 41 | 98.7608 | 308.7651 | 0.82 | 3.0734 | 3.0734 | 0 | 0 | 3.0734 | 0% | N/A | N/A |  | 0 | 0 | 0 | 0 | 0 | 0 | 0 | 0 | N/A | 0 | 0 | 0 | 0 | MA TRM p.264 | MA TRM: Non-Energy Impact=None | N/A |  | Intelligent (Electronic) Defrost Control For Freezer Display Cases | 1.5178 | 2.2176 | 1.5178 | 2.2176 | 2823.2579 | 0 | 2823.2579 | 918.617 | 11.1509 | 1904.6409 | 3.0734 | 3.0734 | 644.0827 | 4.3834 | 1.4287 | 2.0874 | 2.9465 | 4.305 | 2967.4794 | 0 | 2967.4794 | 864.6847 | 10.4962 | 2102.7947 | 3.4319 | 3.4319 | 606.2684 | 4.8947 | 1.5421 | 2.2531 | 4.4886 | 6.5581 | 3565.2122 | 0 | 3565.2122 | 933.3395 | 11.3296 | 2631.8728 | 3.8198 | 3.8198 | 654.4053 | 5.448
BNI - Efficient Product Rebates; Intelligent (Electronic) Defrost Control For Freezer Display Cases; COM-Refrigeration; Retail | Intelligent (Electronic) Defrost Control For Freezer Display Cases | COM-Refrigeration | Retail | 10 | 242.5246 | 168.5478 | 91 | 54.95% | 7.7608 | 57.7608 | 41 | 98.7608 | 311.6206 | 0.82 | 3.1018 | 3.1018 | 0 | 0 | 3.1018 | 0% | N/A | N/A |  | 0 | 0 | 0 | 0 | 0 | 0 | 0 | 0 | N/A | 0 | 0 | 0 | 0 | MA TRM p.264 | MA TRM: Non-Energy Impact=None | N/A |  | Intelligent (Electronic) Defrost Control For Freezer Display Cases | 2.205 | 3.1728 | 2.205 | 3.1728 | 4076.7116 | 0 | 4076.7116 | 1314.3041 | 15.954 | 2762.4075 | 3.1018 | 3.1018 | 921.5163 | 4.4239 | 2.0755 | 2.9865 | 4.2805 | 6.1593 | 4286.772 | 0 | 4286.772 | 1237.1409 | 15.0173 | 3049.6312 | 3.4651 | 3.4651 | 867.4138 | 4.942 | 2.2403 | 3.2236 | 6.5209 | 9.3829 | 5151.9775 | 0 | 5151.9775 | 1335.3682 | 16.2097 | 3816.6093 | 3.8581 | 3.8581 | 936.2853 | 5.5026
BNI - Efficient Product Rebates; Intelligent (Electronic) Defrost Control For Freezer Display Cases; COM-Refrigeration; School | Intelligent (Electronic) Defrost Control For Freezer Display Cases | COM-Refrigeration | School | 10 | 242.5246 | 160.5401 | 91 | 54.95% | 7.7608 | 57.7608 | 41 | 98.7608 | 302.6706 | 0.82 | 3.0127 | 3.0127 | 0 | 0 | 3.0127 | 0% | N/A | N/A |  | 0 | 0 | 0 | 0 | 0 | 0 | 0 | 0 | N/A | 0 | 0 | 0 | 0 | MA TRM p.264 | MA TRM: Non-Energy Impact=None | N/A |  | Intelligent (Electronic) Defrost Control For Freezer Display Cases | 2.0934 | 3.1624 | 2.0934 | 3.1624 | 3946.6844 | 0 | 3946.6844 | 1310.009 | 15.9019 | 2636.6754 | 3.0127 | 3.0127 | 918.5049 | 4.2969 | 1.9705 | 2.9767 | 4.0638 | 6.1392 | 4144.4477 | 0 | 4144.4477 | 1233.0979 | 14.9683 | 2911.3498 | 3.361 | 3.361 | 864.5791 | 4.7936 | 2.1269 | 3.2131 | 6.1908 | 9.3522 | 4975.5737 | 0 | 4975.5737 | 1331.0043 | 16.1567 | 3644.5695 | 3.7382 | 3.7382 | 933.2255 | 5.3316
BNI - Efficient Product Rebates; Intelligent (Electronic) Defrost Control For Walk-In Freezers; COM-Refrigeration; Other Commercial | Intelligent (Electronic) Defrost Control For Walk-In Freezers | COM-Refrigeration | Other Commercial | 10 | 1109.3603 | 759.2876 | 390 | 38.46% | 35.4995 | 185.4995 | 240 | 425.4995 | 1412.3586 | 0.82 | 3.2596 | 3.2596 | 0 | 0 | 3.2596 | 0% | N/A | N/A |  | 0 | 0 | 0 | 0 | 0 | 0 | 0 | 0 | N/A | 0 | 0 | 0 | 0 | MA TRM p.264 | MA TRM: Non-Energy Impact=None | N/A |  | Intelligent (Electronic) Defrost Control For Walk-In Freezers | 2.556 | 3.7344 | 2.556 | 3.7344 | 4754.3833 | 0 | 4754.3833 | 1458.5792 | 4.1052 | 3295.8041 | 3.2596 | 3.2596 | 761.5145 | 6.2433 | 2.1929 | 3.204 | 4.7489 | 6.9384 | 4554.8555 | 0 | 4554.8555 | 1251.4011 | 3.5221 | 3303.4544 | 3.6398 | 3.6398 | 653.3482 | 6.9716 | 2.224 | 3.2494 | 6.9729 | 10.1878 | 5141.6595 | 0 | 5141.6595 | 1269.1397 | 3.572 | 3872.5198 | 4.0513 | 4.0513 | 662.6094 | 7.7597
BNI - Efficient Product Rebates; Intelligent (Electronic) Defrost Control For Walk-In Freezers; COM-Refrigeration; Retail | Intelligent (Electronic) Defrost Control For Walk-In Freezers | COM-Refrigeration | Retail | 10 | 1109.3603 | 770.9742 | 390 | 38.46% | 35.4995 | 185.4995 | 240 | 425.4995 | 1425.4205 | 0.82 | 3.2897 | 3.2897 | 0 | 0 | 3.2897 | 0% | N/A | N/A |  | 0 | 0 | 0 | 0 | 0 | 0 | 0 | 0 | N/A | 0 | 0 | 0 | 0 | MA TRM p.264 | MA TRM: Non-Energy Impact=None | N/A |  | Intelligent (Electronic) Defrost Control For Walk-In Freezers | 3.7132 | 5.343 | 3.7132 | 5.343 | 6865.207 | 0 | 6865.207 | 2086.8508 | 5.8735 | 4778.3562 | 3.2897 | 3.2897 | 1089.531 | 6.3011 | 3.1858 | 4.5841 | 6.899 | 9.927 | 6579.8695 | 0 | 6579.8695 | 1790.4324 | 5.0392 | 4789.4371 | 3.675 | 3.675 | 934.7729 | 7.039 | 3.2309 | 4.649 | 10.13 | 14.5761 | 7430.0525 | 0 | 7430.0525 | 1815.8118 | 5.1107 | 5614.2407 | 4.0919 | 4.0919 | 948.0233 | 7.8374
BNI - Efficient Product Rebates; Intelligent (Electronic) Defrost Control For Walk-In Freezers; COM-Refrigeration; School | Intelligent (Electronic) Defrost Control For Walk-In Freezers | COM-Refrigeration | School | 10 | 1109.3603 | 734.3454 | 390 | 38.46% | 35.4995 | 185.4995 | 240 | 425.4995 | 1384.481 | 0.82 | 3.1953 | 3.1953 | 0 | 0 | 3.1953 | 0% | N/A | N/A |  | 0 | 0 | 0 | 0 | 0 | 0 | 0 | 0 | N/A | 0 | 0 | 0 | 0 | MA TRM p.264 | MA TRM: Non-Energy Impact=None | N/A |  | Intelligent (Electronic) Defrost Control For Walk-In Freezers | 3.5252 | 5.3255 | 3.5252 | 5.3255 | 6646.2404 | 0 | 6646.2404 | 2080.0311 | 5.8543 | 4566.2094 | 3.1953 | 3.1953 | 1085.9704 | 6.1201 | 3.0245 | 4.5691 | 6.5498 | 9.8946 | 6361.4124 | 0 | 6361.4124 | 1784.5813 | 5.0228 | 4576.8311 | 3.5647 | 3.5647 | 931.7181 | 6.8276 | 3.0674 | 4.6338 | 9.6172 | 14.5284 | 7175.6473 | 0 | 7175.6473 | 1809.8778 | 5.0939 | 5365.7695 | 3.9647 | 3.9647 | 944.9252 | 7.5939
BNI - Efficient Product Rebates; Refrigerated Vending Machine Controller; COM-Refrigeration; Office | Refrigerated Vending Machine Controller | COM-Refrigeration | Office | 5 | 1179.887 | 807.5587 | 179 | 27.93% | 37.7564 | 87.7564 | 129 | 216.7564 | 699.3722 | 0.82 | 3.1077 | 3.1077 | 0 | 0 | 3.1077 | 0% | N/A | N/A |  | 0 | 0 | 0 | 0 | 0 | 0 | 0 | 0 | N/A | 0 | 0 | 0 | 0 | MA TRM p.269 | MA TRM: Non-Energy Impact=None | N/A |  | Refrigerated Vending Machine Controller | 6.3553 | 9.2854 | 6.3553 | 9.2854 | 5503.8651 | 0 | 5503.8651 | 1771.0368 | 9.5972 | 3732.8283 | 3.1077 | 3.1077 | 842.2176 | 6.535 | 6.291 | 9.1916 | 12.6463 | 18.4769 | 6535.0597 | 0 | 6535.0597 | 1753.1411 | 9.5002 | 4781.9186 | 3.7276 | 3.7276 | 833.7073 | 7.8386 | 7.1107 | 10.3892 | 19.757 | 28.8661 | 8951.0838 | 0 | 8951.0838 | 1981.5632 | 10.7381 | 6969.5207 | 4.5172 | 4.5172 | 942.3335 | 9.4988
BNI - Efficient Product Rebates; Refrigerated Vending Machine Controller; COM-Refrigeration; Other Commercial | Refrigerated Vending Machine Controller | COM-Refrigeration | Other Commercial | 5 | 1179.887 | 807.5587 | 179 | 27.93% | 37.7564 | 87.7564 | 129 | 216.7564 | 699.3722 | 0.82 | 3.1077 | 3.1077 | 0 | 0 | 3.1077 | 0% | N/A | N/A |  | 0 | 0 | 0 | 0 | 0 | 0 | 0 | 0 | N/A | 0 | 0 | 0 | 0 | MA TRM p.269 | MA TRM: Non-Energy Impact=None | N/A |  | Refrigerated Vending Machine Controller | 8.6211 | 12.596 | 8.6211 | 12.596 | 7466.1962 | 0 | 7466.1962 | 2402.4768 | 13.019 | 5063.7194 | 3.1077 | 3.1077 | 1142.4992 | 6.535 | 8.534 | 12.4687 | 17.1552 | 25.0647 | 8865.0497 | 0 | 8865.0497 | 2378.2007 | 12.8874 | 6486.849 | 3.7276 | 3.7276 | 1130.9547 | 7.8386 | 9.646 | 14.0933 | 26.8011 | 39.1579 | 12142.4756 | 0 | 12142.4756 | 2688.0636 | 14.5666 | 9454.412 | 4.5172 | 4.5172 | 1278.3102 | 9.4988
BNI - Efficient Product Rebates; Refrigerated Vending Machine Controller; COM-Refrigeration; Retail | Refrigerated Vending Machine Controller | COM-Refrigeration | Retail | 5 | 1179.887 | 819.9884 | 179 | 27.93% | 37.7564 | 87.7564 | 129 | 216.7564 | 705.5027 | 0.82 | 3.1349 | 3.1349 | 0 | 0 | 3.1349 | 0% | N/A | N/A |  | 0 | 0 | 0 | 0 | 0 | 0 | 0 | 0 | N/A | 0 | 0 | 0 | 0 | MA TRM p.269 | MA TRM: Non-Energy Impact=None | N/A |  | Refrigerated Vending Machine Controller | 12.5245 | 18.0216 | 12.5245 | 18.0216 | 10775.8393 | 0 | 10775.8393 | 3437.3251 | 18.6268 | 7338.5142 | 3.1349 | 3.1349 | 1634.6219 | 6.5923 | 12.3979 | 17.8395 | 24.9224 | 35.8611 | 12808.3826 | 0 | 12808.3826 | 3402.5922 | 18.4386 | 9405.7904 | 3.7643 | 3.7643 | 1618.1047 | 7.9157 | 14.0133 | 20.1638 | 38.9357 | 56.0249 | 17554.4845 | 0 | 17554.4845 | 3845.9261 | 20.841 | 13708.5584 | 4.5644 | 4.5644 | 1828.9324 | 9.5982
BNI - Efficient Product Rebates; Strip Curtains for 3' Open Refrigerated Display Cases; COM-Refrigeration; Other Commercial | Strip Curtains for 3' Open Refrigerated Display Cases | COM-Refrigeration | Other Commercial | 4 | 923.6007 | 93.5151 | 55 | 43.64% | 29.5552 | 53.5552 | 31 | 84.5552 | 225.4206 | 0.82 | 2.476 | 2.476 | 0 | 0 | 2.476 | 0% | N/A | N/A |  | 0 | 0 | 0 | 0 | 0 | 0 | 0 | 0 | N/A | 0 | 0 | 0 | 0 | Not offered in MA TRM | MA Does not offer this measure-however, this measure is similar to other commercial refrigeration measures not associated with NEIs in MA's TRM |  | Proxy | Strip Curtains for 3' Open Refrigerated Display Cases | 5.9581 | 58.8449 | 5.9581 | 58.8449 | 14362.1017 | 0 | 14362.1017 | 5800.5712 | 77.6981 | 8561.5305 | 2.476 | 2.476 | 4161.1406 | 3.4515 | 5.4501 | 53.8274 | 11.4081 | 112.6723 | 14111.0283 | 0 | 14111.0283 | 5305.983 | 71.0732 | 8805.0453 | 2.6595 | 2.6595 | 3806.3392 | 3.7072 | 5.6815 | 56.113 | 17.0896 | 168.7854 | 15905.9264 | 0 | 15905.9264 | 5531.2821 | 74.091 | 10374.6443 | 2.8756 | 2.8756 | 3967.9614 | 4.0086
BNI - Efficient Product Rebates; Strip Curtains for 3' Open Refrigerated Display Cases; COM-Refrigeration; Retail | Strip Curtains for 3' Open Refrigerated Display Cases | COM-Refrigeration | Retail | 4 | 923.6007 | 93.5774 | 55 | 43.64% | 29.5552 | 53.5552 | 31 | 84.5552 | 225.4419 | 0.82 | 2.4762 | 2.4762 | 0 | 0 | 2.4762 | 0% | N/A | N/A |  | 0 | 0 | 0 | 0 | 0 | 0 | 0 | 0 | N/A | 0 | 0 | 0 | 0 | Not offered in MA TRM | MA Does not offer this measure-however, this measure is similar to other commercial refrigeration measures not associated with NEIs in MA's TRM |  | Proxy | Strip Curtains for 3' Open Refrigerated Display Cases | 8.5302 | 84.1919 | 8.5302 | 84.1919 | 20550.411 | 0 | 20550.411 | 8299.1223 | 111.166 | 12251.2887 | 2.4762 | 2.4762 | 5953.5198 | 3.4518 | 7.8028 | 77.0132 | 16.333 | 161.2051 | 20191.9788 | 0 | 20191.9788 | 7591.4941 | 101.6874 | 12600.4847 | 2.6598 | 2.6598 | 5445.8903 | 3.7077 | 8.1341 | 80.2833 | 24.4671 | 241.4883 | 22761.1182 | 0 | 22761.1182 | 7913.839 | 106.0052 | 14847.2792 | 2.8761 | 2.8761 | 5677.1301 | 4.0093
BNI - Efficient Product Rebates; Strip Curtains for 3' Open Refrigerated Display Cases; COM-Refrigeration; School | Strip Curtains for 3' Open Refrigerated Display Cases | COM-Refrigeration | School | 4 | 923.6007 | 93.376 | 55 | 43.64% | 29.5552 | 53.5552 | 31 | 84.5552 | 225.3729 | 0.82 | 2.4755 | 2.4755 | 0 | 0 | 2.4755 | 0% | N/A | N/A |  | 0 | 0 | 0 | 0 | 0 | 0 | 0 | 0 | N/A | 0 | 0 | 0 | 0 | Not offered in MA TRM | MA Does not offer this measure-however, this measure is similar to other commercial refrigeration measures not associated with NEIs in MA's TRM |  | Proxy | Strip Curtains for 3' Open Refrigerated Display Cases | 8.484 | 83.9167 | 8.484 | 83.9167 | 20476.9793 | 0 | 20476.9793 | 8272.001 | 110.8027 | 12204.9783 | 2.4755 | 2.4755 | 5934.0638 | 3.4508 | 7.7606 | 76.7615 | 16.2446 | 160.6782 | 20117.1733 | 0 | 20117.1733 | 7566.6853 | 101.3551 | 12550.488 | 2.6587 | 2.6587 | 5428.0933 | 3.7061 | 8.0901 | 80.0209 | 24.3347 | 240.6992 | 22674.3596 | 0 | 22674.3596 | 7887.9768 | 105.6587 | 14786.3828 | 2.8745 | 2.8745 | 5658.5774 | 4.0071
BNI - Efficient Product Rebates; Electronically Commutated (Brushless) DC Motors for Refrigeration Applications; IND; Industrial | Electronically Commutated (Brushless) DC Motors for Refrigeration Applications | IND | Industrial | 15 | 613.212 | 70.0014 | 245 | 24.49% | 19.6228 | 79.6228 | 185 | 264.6228 | 557.3127 | 0.82 | 2.0723 | 2.0723 | 0 | 0 | 2.0723 | 0% | N/A | N/A |  | 0 | 0 | 0 | 0 | 0 | 0 | 0 | 0 | N/A | 0 | 0 | 0 | 0 | MA TRM p.256 | MA TRM: Non-Energy Impact=None | N/A |  | Electronically Commutated (Brushless) DC Motors for Refrigeration Applications | 1.6609 | 14.5492 | 1.6609 | 14.5492 | 13222.9659 | 0 | 13222.9659 | 6380.7175 | 28.9345 | 6842.2484 | 2.0723 | 2.0723 | 2303.8458 | 5.7395 | 1.5665 | 13.7228 | 3.2274 | 28.272 | 13180.6949 | 0 | 13180.6949 | 6018.2576 | 27.2909 | 7162.4373 | 2.1901 | 2.1901 | 2172.9747 | 6.0657 | 1.6766 | 14.6868 | 4.904 | 42.9588 | 14976.0124 | 0 | 14976.0124 | 6441.0451 | 29.2081 | 8534.9672 | 2.3251 | 2.3251 | 2325.6279 | 6.4396
BNI - Efficient Product Rebates; Electronically Commutated (Brushless) DC Motors for Refrigeration Applications; COM-Refrigeration; Other Commercial | Electronically Commutated (Brushless) DC Motors for Refrigeration Applications | COM-Refrigeration | Other Commercial | 15 | 613.212 | 62.0881 | 245 | 24.49% | 19.6228 | 79.6228 | 185 | 264.6228 | 544.9171 | 0.82 | 2.0262 | 2.0262 | 0 | 0 | 2.0262 | 0% | N/A | N/A |  | 0 | 0 | 0 | 0 | 0 | 0 | 0 | 0 | N/A | 0 | 0 | 0 | 0 | MA TRM p.256 | MA TRM: Non-Energy Impact=None | N/A |  | Electronically Commutated (Brushless) DC Motors for Refrigeration Applications | 2.1292 | 21.0292 | 2.1292 | 21.0292 | 18687.1042 | 0 | 18687.1042 | 9222.5527 | 41.8213 | 9464.5515 | 2.0262 | 2.0262 | 3329.9295 | 5.6119 | 2.1773 | 21.5039 | 4.3065 | 42.5331 | 20169.3248 | 0 | 20169.3248 | 9430.7694 | 42.7655 | 10738.5554 | 2.1387 | 2.1387 | 3405.109 | 5.9233 | 2.5626 | 25.3098 | 6.8691 | 67.8429 | 25173.8885 | 0 | 25173.8885 | 11099.8781 | 50.3344 | 14074.0104 | 2.2679 | 2.2679 | 4007.7636 | 6.2813
BNI - Efficient Product Rebates; Electronically Commutated (Brushless) DC Motors for Refrigeration Applications; COM-Refrigeration; Retail | Electronically Commutated (Brushless) DC Motors for Refrigeration Applications | COM-Refrigeration | Retail | 15 | 613.212 | 62.1294 | 245 | 24.49% | 19.6228 | 79.6228 | 185 | 264.6228 | 544.9819 | 0.82 | 2.0265 | 2.0265 | 0 | 0 | 2.0265 | 0% | N/A | N/A |  | 0 | 0 | 0 | 0 | 0 | 0 | 0 | 0 | N/A | 0 | 0 | 0 | 0 | MA TRM p.256 | MA TRM: Non-Energy Impact=None | N/A |  | Electronically Commutated (Brushless) DC Motors for Refrigeration Applications | 3.0484 | 30.0873 | 3.0484 | 30.0873 | 26739.606 | 0 | 26739.606 | 13195.0959 | 59.8355 | 13544.5101 | 2.0265 | 2.0265 | 4764.2708 | 5.6125 | 3.1172 | 30.7666 | 6.1656 | 60.8539 | 28860.7305 | 0 | 28860.7305 | 13493.0002 | 61.1864 | 15367.7303 | 2.1389 | 2.1389 | 4871.8333 | 5.924 | 3.6689 | 36.2118 | 9.8345 | 97.0658 | 36022.0859 | 0 | 36022.0859 | 15881.0646 | 72.0155 | 20141.0213 | 2.2682 | 2.2682 | 5734.0768 | 6.2821
BNI - Efficient Product Rebates; Electronically Commutated (Brushless) DC Motors for Refrigeration Applications; COM-Refrigeration; School | Electronically Commutated (Brushless) DC Motors for Refrigeration Applications | COM-Refrigeration | School | 15 | 613.212 | 61.9957 | 245 | 24.49% | 19.6228 | 79.6228 | 185 | 264.6228 | 544.7724 | 0.82 | 2.0257 | 2.0257 | 0 | 0 | 2.0257 | 0% | N/A | N/A |  | 0 | 0 | 0 | 0 | 0 | 0 | 0 | 0 | N/A | 0 | 0 | 0 | 0 | MA TRM p.256 | MA TRM: Non-Energy Impact=None | N/A |  | Electronically Commutated (Brushless) DC Motors for Refrigeration Applications | 3.0319 | 29.989 | 3.0319 | 29.989 | 26641.9774 | 0 | 26641.9774 | 13151.9747 | 59.64 | 13490.0027 | 2.0257 | 2.0257 | 4748.7013 | 5.6104 | 3.1003 | 30.6661 | 6.1322 | 60.6551 | 28754.7221 | 0 | 28754.7221 | 13448.9055 | 60.9865 | 15305.8166 | 2.1381 | 2.1381 | 4855.9123 | 5.9216 | 3.6491 | 36.0935 | 9.7813 | 96.7486 | 35889.0797 | 0 | 35889.0797 | 15829.1657 | 71.7802 | 20059.914 | 2.2673 | 2.2673 | 5715.338 | 6.2794
BNI - Efficient Product Rebates; Variable Frequency Drives; COM-Motors; Office | Variable Frequency Drives | COM-Motors | Office | 15 | 7906.8862 | 902.6126 | 1415.268 | 42.39% | 253.0204 | 853.0204 | 815.268 | 1668.2884 | 7186.1092 | 0.82 | 4.1687 | 4.1687 | 0 | 0 | 4.1687 | 0% | N/A | N/A |  | 0 | 0 | 0 | 0 | 0 | 0 | 0 | 0 | N/A | 0 | 0 | 0 | 0 | MA TRM p.299 | MA TRM: Non-Energy Impact=None | N/A |  | Variable Frequency Drives | 16.4395 | 144.0096 | 16.4395 | 144.0096 | 130881.9945 | 0 | 130881.9945 | 31396.4382 | 22.2112 | 99485.5564 | 4.1687 | 4.1687 | 18946.6151 | 6.9079 | 15.957 | 139.7836 | 32.3965 | 283.7932 | 134261.8658 | 0 | 134261.8658 | 30475.0889 | 21.5594 | 103786.7768 | 4.4056 | 4.4056 | 18390.6142 | 7.3006 | 17.7183 | 155.2124 | 50.1148 | 439.0057 | 158268.811 | 0 | 158268.811 | 33838.8291 | 23.9391 | 124429.9819 | 4.6771 | 4.6771 | 20420.5098 | 7.7505
BNI - Efficient Product Rebates; Variable Frequency Drives; COM-Motors; Other Commercial | Variable Frequency Drives | COM-Motors | Other Commercial | 15 | 8159.9646 | 931.5037 | 1415.268 | 42.39% | 261.1189 | 861.1189 | 815.268 | 1676.3869 | 7416.1189 | 0.82 | 4.2776 | 4.2776 | 0 | 0 | 4.2776 | 0% | N/A | N/A |  | 0 | 0 | 0 | 0 | 0 | 0 | 0 | 0 | N/A | 0 | 0 | 0 | 0 | MA TRM p.299 | MA TRM: Non-Energy Impact=None | N/A |  | Variable Frequency Drives | 22.9945 | 201.4317 | 22.9945 | 201.4317 | 183069.6337 | 0 | 183069.6337 | 42797.1645 | 30.1041 | 140272.4692 | 4.2776 | 4.2776 | 25923.2161 | 7.062 | 22.296 | 195.3129 | 45.2905 | 396.7446 | 187597.7073 | 0 | 187597.7073 | 41497.1273 | 29.1896 | 146100.5801 | 4.5207 | 4.5207 | 25135.754 | 7.4634 | 24.7284 | 216.6207 | 70.0189 | 613.3654 | 220886.3782 | 0 | 220886.3782 | 46024.2924 | 32.3741 | 174862.0858 | 4.7993 | 4.7993 | 27877.9609 | 7.9233
BNI - Efficient Product Rebates; Variable Frequency Drives; COM-Motors; Retail | Variable Frequency Drives | COM-Motors | Retail | 15 | 7280.9647 | 831.184 | 1415.268 | 42.39% | 232.9909 | 832.9909 | 815.268 | 1648.2589 | 6617.2826 | 0.82 | 3.8939 | 3.8939 | 0 | 0 | 3.8939 | 0% | N/A | N/A |  | 0 | 0 | 0 | 0 | 0 | 0 | 0 | 0 | N/A | 0 | 0 | 0 | 0 | MA TRM p.299 | MA TRM: Non-Energy Impact=None | N/A |  | Variable Frequency Drives | 29.4468 | 257.9463 | 29.4468 | 257.9463 | 234433.7197 | 0 | 234433.7197 | 60205.5926 | 43.2043 | 174228.1271 | 3.8939 | 3.8939 | 35988.7519 | 6.5141 | 28.6603 | 251.0567 | 58.107 | 509.003 | 241140.9182 | 0 | 241140.9182 | 58597.5365 | 42.0503 | 182543.3817 | 4.1152 | 4.1152 | 35027.5134 | 6.8843 | 31.918 | 279.5935 | 90.025 | 788.5966 | 285100.9213 | 0 | 285100.9213 | 65258.1313 | 46.83 | 219842.7901 | 4.3688 | 4.3688 | 39008.979 | 7.3086
BNI - Efficient Product Rebates; Variable Frequency Drives; COM-Motors; School | Variable Frequency Drives | COM-Motors | School | 15 | 7524.6071 | 858.9734 | 1415.268 | 42.39% | 240.7874 | 840.7874 | 815.268 | 1656.0554 | 6838.678 | 0.82 | 4.0018 | 4.0018 | 0 | 0 | 4.0018 | 0% | N/A | N/A |  | 0 | 0 | 0 | 0 | 0 | 0 | 0 | 0 | N/A | 0 | 0 | 0 | 0 | MA TRM p.299 | MA TRM: Non-Energy Impact=None | N/A |  | Variable Frequency Drives | 30.3054 | 265.4754 | 30.3054 | 265.4754 | 241275.1555 | 0 | 241275.1555 | 60292.0361 | 43.0256 | 180983.1194 | 4.0018 | 4.0018 | 36175.3553 | 6.6696 | 29.4644 | 258.1085 | 59.7699 | 523.5839 | 247912.764 | 0 | 247912.764 | 58618.9535 | 41.8316 | 189293.8105 | 4.2292 | 4.2292 | 35171.502 | 7.0487 | 32.7752 | 287.1111 | 92.5451 | 810.6951 | 292764.7984 | 0 | 292764.7984 | 65205.7228 | 46.5321 | 227559.0756 | 4.4899 | 4.4899 | 39123.5782 | 7.4831
BNI - Efficient Product Rebates; Fluorescent T5 and HPT8 Fixtures (4 FT) lamps-Retrofit (dual baseline); COM-Lighting; Other Commercial | Fluorescent T5 and HPT8 Fixtures (4 FT) lamps-Retrofit (dual baseline) | COM-Lighting | Other Commercial | 10 | 64.4525 | 7.8139 | 135.6837 | 36.85% | 2.0625 | 52.0625 | 85.6837 | 137.7462 | 41.4846 | 0.7 | 0.29925 | 0.29925 | 0 | 15.5366 | 0.41132 | 37.45% | $.027 kWh/yr | 0.03402 |  | 0 | 2.1927 | 0.10963 | 0.063588 | 0.0087707 | 0 | 0.16007 | 1.616 | N/A | 0 | 0.18199 | 0.050432 | 2.1905 | MA TRM p.418 | p. 418 MA TRM O&M | $.027 kWh/yr |  | Fluorescent T5 and HPT8 Fixtures (4 FT) lamps-Retrofit (dual baseline) | 18.2213 | 150.2977 | 18.2213 | 150.2977 | 74551.5608 | 18372.9359 | 92924.4966 | 167324.6366 | 1689.3688 | -92773.0759 | 0.44555 | 0.55535 | 91339.1918 | 0.81621 | 10.3815 | 85.6316 | 28.6028 | 235.9292 | 46197.2325 | 10467.918 | 56665.1506 | 95332.6454 | 962.5122 | -49135.4128 | 0.48459 | 0.59439 | 52040.1953 | 0.88772 | 8.3748 | 69.0788 | 17.9772 | 148.2844 | 40122.6094 | 8444.4464 | 48567.0558 | 76904.635 | 776.4565 | -36782.0255 | 0.52172 | 0.63152 | 41980.7109 | 0.95574
BNI - Efficient Product Rebates; Relamp/Reballast-Retrofit (dual baseline); IND; Industrial | Relamp/Reballast-Retrofit (dual baseline) | IND | Industrial | 15 | 85.142 | 15.3575 | 44.4767 | 56.21% | 2.7245 | 27.7245 | 19.4767 | 47.2012 | 86.2122 | 0.65 | 1.7714 | 1.7714 | 0 | 26.7009 | 2.3201 | 30.97% | $.027 kWh/yr | 0.03402 |  | 0 | 2.8965 | 0.14483 | 0.083999 | 0.011586 | 0 | 0.21145 | 2.1347 | N/A | 0 | 0.24041 | 0.06662 | 2.8936 | MA TRM p.418 | p. 418 MA TRM O&M | $.027 kWh/yr |  | Relamp/Reballast-Retrofit (dual baseline) | 433.0563 | 2400.8639 | 433.0563 | 2400.8639 | 756459.0335 | 136977.2994 | 893436.3329 | 346364.8716 | 7892.412 | 410094.162 | 2.184 | 2.5795 | 315506.6786 | 2.3976 | 430.4054 | 2386.1675 | 863.4617 | 4787.0315 | 834110.9702 | 136138.8213 | 970249.7915 | 344244.6711 | 7844.1003 | 489866.2991 | 2.423 | 2.8185 | 313575.3701 | 2.66 | 471.1834 | 2612.2408 | 1334.6451 | 7399.2722 | 1012110.6681 | 149037.0533 | 1161147.7214 | 376859.5239 | 8587.2757 | 635251.1442 | 2.6856 | 3.0811 | 343284.5142 | 2.9483
BNI - Efficient Product Rebates; Relamp/Reballast-Retrofit (dual baseline); COM-Lighting; Office | Relamp/Reballast-Retrofit (dual baseline) | COM-Lighting | Office | 15 | 87.4682 | 9.9964 | 44.4767 | 56.21% | 2.799 | 27.799 | 19.4767 | 47.2757 | 79.5126 | 0.65 | 1.6299 | 1.6299 | 0 | 27.4304 | 2.1922 | 34.5% | $.027 kWh/yr | 0.03402 |  | 0 | 2.9757 | 0.14878 | 0.086294 | 0.011903 | 0 | 0.21722 | 2.1931 | N/A | 0 | 0.24698 | 0.06844 | 2.9727 | MA TRM p.418 | p. 418 MA TRM O&M | $.027 kWh/yr |  | Relamp/Reballast-Retrofit (dual baseline) | 99.7688 | 872.9772 | 99.7688 | 872.9772 | 251857.7201 | 50913.9754 | 302771.6955 | 125531.2618 | 2855.5632 | 126326.4582 | 2.0063 | 2.4119 | 114366.4213 | 2.2022 | 65.5304 | 573.3915 | 165.2992 | 1446.3687 | 178253.852 | 33441.4691 | 211695.3211 | 82451.8176 | 1875.5996 | 95802.0344 | 2.1619 | 2.5675 | 75118.4937 | 2.373 | 54.4588 | 476.5149 | 219.7581 | 1922.8836 | 160448.7889 | 27791.408 | 188240.1969 | 68521.2751 | 1558.71 | 91927.5137 | 2.3416 | 2.7472 | 62426.9437 | 2.5702
BNI - Efficient Product Rebates; Relamp/Reballast-Retrofit (dual baseline); COM-Lighting; Other Commercial | Relamp/Reballast-Retrofit (dual baseline) | COM-Lighting | Other Commercial | 15 | 84.7367 | 10.273 | 44.4767 | 56.21% | 2.7116 | 27.7116 | 19.4767 | 47.1883 | 77.952 | 0.65 | 1.6024 | 1.6024 | 0 | 26.5738 | 2.1486 | 34.09% | $.027 kWh/yr | 0.03402 |  | 0 | 2.8827 | 0.14414 | 0.0836 | 0.011531 | 0 | 0.21044 | 2.1246 | N/A | 0 | 0.23927 | 0.066303 | 2.8799 | MA TRM p.418 | p. 418 MA TRM O&M | $.027 kWh/yr |  | Relamp/Reballast-Retrofit (dual baseline) | 143.4361 | 1183.1261 | 143.4361 | 1183.1261 | 343539.6004 | 67238.2519 | 410777.8522 | 170783.218 | 3892.6866 | 172756.3824 | 2.0116 | 2.4053 | 155563.3746 | 2.2084 | 94.5132 | 779.5878 | 237.9492 | 1962.714 | 244765.2458 | 44304.7638 | 289070.0095 | 112532.8205 | 2564.9769 | 132232.4252 | 2.1751 | 2.5688 | 102504.1308 | 2.3879 | 78.6461 | 648.709 | 316.5953 | 2611.423 | 221223.6301 | 36866.7889 | 258090.419 | 93640.5791 | 2134.3633 | 127583.051 | 2.3625 | 2.7562 | 85295.5264 | 2.5936
BNI - Efficient Product Rebates; Relamp/Reballast-Retrofit (dual baseline); COM-Lighting; Retail | Relamp/Reballast-Retrofit (dual baseline) | COM-Lighting | Retail | 15 | 85.1689 | 11.4838 | 44.4767 | 56.21% | 2.7254 | 27.7254 | 19.4767 | 47.2021 | 80.164 | 0.65 | 1.6471 | 1.6471 | 0 | 26.7093 | 2.1959 | 33.32% | $.027 kWh/yr | 0.03402 |  | 0 | 2.8974 | 0.14487 | 0.084026 | 0.01159 | 0 | 0.21151 | 2.1354 | N/A | 0 | 0.24049 | 0.066641 | 2.8945 | MA TRM p.418 | p. 418 MA TRM O&M | $.027 kWh/yr |  | Relamp/Reballast-Retrofit (dual baseline) | 228.273 | 1692.9774 | 228.273 | 1692.9774 | 501423.1827 | 96615.0585 | 598038.2412 | 244231.1 | 5565.0405 | 257192.0827 | 2.0531 | 2.4487 | 222472.5941 | 2.2539 | 150.3366 | 1114.9657 | 378.6096 | 2807.9431 | 359340.3196 | 63629.006 | 422969.3256 | 160846.3771 | 3665.0394 | 198493.9425 | 2.2341 | 2.6296 | 146516.6015 | 2.4526 | 125.0716 | 927.5883 | 503.6812 | 3735.5314 | 326363.1798 | 52935.7319 | 379298.9117 | 133815.0826 | 3049.1053 | 192548.0972 | 2.4389 | 2.8345 | 121893.5203 | 2.6774
BNI - Efficient Product Rebates; Relamp/Reballast-Retrofit (dual baseline); COM-Lighting; School | Relamp/Reballast-Retrofit (dual baseline) | COM-Lighting | School | 15 | 87.8403 | 11.3228 | 44.4767 | 56.21% | 2.8109 | 27.8109 | 19.4767 | 47.2876 | 81.862 | 0.65 | 1.6775 | 1.6775 | 0 | 27.5471 | 2.2419 | 33.65% | $.027 kWh/yr | 0.03402 |  | 0 | 2.9883 | 0.14942 | 0.086661 | 0.011953 | 0 | 0.21815 | 2.2024 | N/A | 0 | 0.24803 | 0.068732 | 2.9853 | MA TRM p.418 | p. 418 MA TRM O&M | $.027 kWh/yr |  | Relamp/Reballast-Retrofit (dual baseline) | 275.593 | 2138.0018 | 275.593 | 2138.0018 | 630153.1507 | 125124.5299 | 755277.6806 | 307277.8105 | 6988.0091 | 322875.3402 | 2.0508 | 2.458 | 279955.7026 | 2.2509 | 180.9392 | 1403.6948 | 456.5322 | 3541.6967 | 448909.1351 | 82149.9079 | 531059.043 | 201741.7676 | 4587.9437 | 247167.3674 | 2.2252 | 2.6324 | 183803.5692 | 2.4423 | 150.3435 | 1166.3383 | 606.8757 | 4708.035 | 406265.3483 | 68258.8426 | 474524.1908 | 167628.4235 | 3812.1495 | 238636.9247 | 2.4236 | 2.8308 | 152723.4687 | 2.6601
BNI - Efficient Product Rebates; T8 Dimmable Stairwell Lighting; IND; Industrial | T8 Dimmable Stairwell Lighting | IND | Industrial | 10 | 449.8065 | 81.1339 | 95 | 52.63% | 14.3938 | 64.3938 | 45 | 109.3938 | 319.2487 | 0.82 | 2.8364 | 2.8364 | 0 | 108.4281 | 3.7998 | 33.96% | $.027 kWh/yr | 0.03402 |  | 0 | 15.3024 | 0.76512 | 0.44377 | 0.06121 | 0 | 1.1171 | 11.2779 | N/A | 0 | 1.2701 | 0.35196 | 15.2871 | MA TRM p.418 | p. 418 MA TRM O&M | $.027 kWh/yr |  | T8 Dimmable Stairwell Lighting | 1.914 | 10.6111 | 1.914 | 10.6111 | 7531.2254 | 2557.8702 | 10089.0956 | 2655.1881 | 28.7689 | 4876.0374 | 2.8364 | 3.7998 | 1852.5368 | 4.0654 | 1.7815 | 9.8768 | 3.6955 | 20.4879 | 7541.5107 | 2380.8414 | 9922.3522 | 2471.424 | 26.7778 | 5070.0867 | 3.0515 | 4.0148 | 1724.3237 | 4.3736 | 1.8779 | 10.4108 | 5.5734 | 30.8987 | 8580.5982 | 2509.5796 | 11090.1777 | 2605.0602 | 28.2257 | 5975.538 | 3.2938 | 4.2572 | 1817.5623 | 4.7209
BNI - Efficient Product Rebates; T8 Dimmable Stairwell Lighting; COM-Lighting; Office | T8 Dimmable Stairwell Lighting | COM-Lighting | Office | 10 | 286.5584 | 21.1923 | 95 | 52.63% | 9.1699 | 59.1699 | 45 | 104.1699 | 169.2993 | 0.82 | 1.5944 | 1.5944 | 0 | 69.0763 | 2.245 | 40.8% | $.027 kWh/yr | 0.03402 |  | 0 | 9.7487 | 0.48744 | 0.28271 | 0.038995 | 0 | 0.71166 | 7.1848 | N/A | 0 | 0.80914 | 0.22422 | 9.739 | MA TRM p.418 | p. 418 MA TRM O&M | $.027 kWh/yr |  | T8 Dimmable Stairwell Lighting | 0.40414 | 5.4647 | 0.40414 | 5.4647 | 3228.5641 | 1317.2966 | 4545.8608 | 2024.922 | 23.2563 | 1203.6421 | 1.5944 | 2.245 | 1376.0716 | 2.3462 | 0.39011 | 5.275 | 0.79425 | 10.7397 | 3294.9235 | 1271.5723 | 4566.4958 | 1954.6355 | 22.449 | 1340.288 | 1.6857 | 2.3362 | 1328.3071 | 2.4805 | 0.42965 | 5.8097 | 1.2239 | 16.5494 | 3858.4031 | 1400.4478 | 5258.8509 | 2152.7404 | 24.7243 | 1705.6627 | 1.7923 | 2.4429 | 1462.9328 | 2.6374
BNI - Efficient Product Rebates; T8 Dimmable Stairwell Lighting; COM-Lighting; Other Commercial | T8 Dimmable Stairwell Lighting | COM-Lighting | Other Commercial | 10 | 478.2438 | 37.4636 | 95 | 52.63% | 15.3038 | 65.3038 | 45 | 110.3038 | 284.8892 | 0.82 | 2.5064 | 2.5064 | 0 | 115.2831 | 3.5207 | 40.47% | $.027 kWh/yr | 0.03402 |  | 0 | 16.2699 | 0.81349 | 0.47183 | 0.065079 | 0 | 1.1877 | 11.9909 | N/A | 0 | 1.3504 | 0.37421 | 16.2536 | MA TRM p.418 | p. 418 MA TRM O&M | $.027 kWh/yr |  | T8 Dimmable Stairwell Lighting | 0.96554 | 12.3257 | 0.96554 | 12.3257 | 7342.3834 | 2971.1636 | 10313.547 | 2929.4143 | 31.4302 | 4412.9691 | 2.5064 | 3.5207 | 2052.5117 | 3.5773 | 0.9273 | 11.8375 | 1.8928 | 24.1631 | 7461.7039 | 2853.4815 | 10315.1854 | 2813.3859 | 30.1853 | 4648.318 | 2.6522 | 3.6665 | 1971.2157 | 3.7853 | 1.015 | 12.9575 | 2.9079 | 37.1206 | 8690.9221 | 3123.4706 | 11814.3927 | 3079.5812 | 33.0414 | 5611.3409 | 2.8221 | 3.8364 | 2157.727 | 4.0278
BNI - Efficient Product Rebates; T8 Dimmable Stairwell Lighting; COM-Lighting; Retail | T8 Dimmable Stairwell Lighting | COM-Lighting | Retail | 10 | 447.9125 | 38.4762 | 95 | 52.63% | 14.3332 | 64.3332 | 45 | 109.3332 | 270.6084 | 0.82 | 2.4058 | 2.4058 | 0 | 107.9716 | 3.3658 | 39.9% | $.027 kWh/yr | 0.03402 |  | 0 | 15.238 | 0.7619 | 0.4419 | 0.060952 | 0 | 1.1124 | 11.2304 | N/A | 0 | 1.2648 | 0.35047 | 15.2227 | MA TRM p.418 | p. 418 MA TRM O&M | $.027 kWh/yr |  | T8 Dimmable Stairwell Lighting | 1.42 | 16.5311 | 1.42 | 16.5311 | 9987.3389 | 3984.9048 | 13972.2437 | 4151.2797 | 45.0085 | 5836.0591 | 2.4058 | 3.3658 | 2895.5421 | 3.4492 | 1.3653 | 15.8943 | 2.7854 | 32.4254 | 10175.9244 | 3831.411 | 14007.3354 | 3991.3773 | 43.2748 | 6184.5471 | 2.5495 | 3.5094 | 2784.0092 | 3.6551 | 1.4964 | 17.4206 | 4.2818 | 49.846 | 11882.6649 | 4199.3234 | 16081.9882 | 4374.6505 | 47.4303 | 7508.0143 | 2.7163 | 3.6762 | 3051.3445 | 3.8942
BNI - Efficient Product Rebates; T8 Dimmable Stairwell Lighting; COM-Lighting; School | T8 Dimmable Stairwell Lighting | COM-Lighting | School | 10 | 260.4431 | 1.368 | 95 | 52.63% | 8.3342 | 58.3342 | 45 | 103.3342 | 133.8716 | 0.82 | 1.273 | 1.273 | 0 | 62.7811 | 1.87 | 46.9% | $.027 kWh/yr | 0.03402 |  | 0 | 8.8603 | 0.44301 | 0.25695 | 0.035441 | 0 | 0.6468 | 6.53 | N/A | 0 | 0.7354 | 0.20379 | 8.8514 | MA TRM p.418 | p. 418 MA TRM O&M | $.027 kWh/yr |  | T8 Dimmable Stairwell Lighting | 0.050458 | 9.6064 | 0.050458 | 9.6064 | 4937.8285 | 2315.669 | 7253.4975 | 3878.9403 | 44.9815 | 1058.8882 | 1.273 | 1.87 | 2623.9572 | 1.8818 | 0.048702 | 9.272 | 0.099161 | 18.8784 | 4959.928 | 2235.0707 | 7194.9987 | 3743.9314 | 43.4159 | 1215.9966 | 1.3248 | 1.9218 | 2532.6288 | 1.9584 | 0.05364 | 10.2122 | 0.1528 | 29.0906 | 5727.0079 | 2461.6933 | 8188.7012 | 4123.5433 | 47.818 | 1603.4646 | 1.3889 | 1.9858 | 2789.4219 | 2.0531
BNI - Efficient Product Rebates; LED Lamps-Retrofit (dual baseline); IND; Industrial | LED Lamps-Retrofit (dual baseline) | IND | Industrial | 10 | 141.834 | 25.5833 | 6.0605 | 82.5% | 4.5387 | 9.5387 | 1.0605 | 10.5992 | 100.6662 | 0.76 | 8.3662 | 8.3662 | 0 | 34.1898 | 11.2077 | 33.96% | $.027 kWh/yr | 0.03402 |  | 0 | 4.8252 | 0.24126 | 0.13993 | 0.019301 | 0 | 0.35224 | 3.5562 | N/A | 0 | 0.40049 | 0.11098 | 4.8204 | MA TRM p.418 | p. 418 MA TRM O&M | $.027 kWh/yr |  | LED Lamps-Retrofit (dual baseline) | 207.1397 | 1148.3822 | 207.1397 | 1148.3822 | 500752.2194 | 159567.3168 | 660319.5362 | 76637.8934 | 6140.9257 | 424114.326 | 6.534 | 8.6161 | 79057.564 | 6.334 | 556.1097 | 3083.0719 | 763.2493 | 4231.4541 | 1529030.5973 | 423486.537 | 1952517.1343 | 204880.9239 | 16297.8197 | 1324149.6734 | 7.463 | 9.53 | 211302.6521 | 7.2362 | 3.4512e-06 | 1.9134e-05 | 717.3834 | 3977.1735 | 0.0082454 | 0.0025984 | 0.010844 | 0.0012662 | 0.0001 | 0.0069792 | 6.5118 | 8.5639 | 0.0013056 | 6.3153
BNI - Efficient Product Rebates; LED Lamps-Retrofit (dual baseline); COM-Lighting; Office | LED Lamps-Retrofit (dual baseline) | COM-Lighting | Office | 10 | 90.3582 | 10.3267 | 6.0605 | 82.5% | 2.8915 | 7.8915 | 1.0605 | 8.952 | 57.4569 | 0.76 | 5.8243 | 5.8243 | 0 | 21.7813 | 8.0322 | 37.91% | $.027 kWh/yr | 0.03402 |  | 0 | 3.074 | 0.1537 | 0.089146 | 0.012296 | 0 | 0.2244 | 2.2655 | N/A | 0 | 0.25514 | 0.070702 | 3.0709 | MA TRM p.418 | p. 418 MA TRM O&M | $.027 kWh/yr |  | LED Lamps-Retrofit (dual baseline) | 3.6709 | 32.1201 | 3.6709 | 32.1201 | 14264.9011 | 5293.1566 | 19558.0577 | 2825.2083 | 319.7549 | 11439.6928 | 5.0492 | 6.9227 | 2951.1994 | 4.8336 | 3.2532 | 28.4651 | 6.924 | 60.5852 | 13818.6069 | 4637.127 | 18455.7339 | 2488.7779 | 280.1248 | 11329.8291 | 5.5524 | 7.4156 | 2599.1537 | 5.3166 | 2.9888 | 26.1522 | 7.0015 | 61.263 | 10547.0564 | 4212.1143 | 14759.1706 | 2273.1364 | 254.4501 | 8273.9199 | 4.6399 | 6.4929 | 2373.3958 | 4.4439
BNI - Efficient Product Rebates; LED Lamps-Retrofit (dual baseline); COM-Lighting; Other Commercial | LED Lamps-Retrofit (dual baseline) | COM-Lighting | Other Commercial | 10 | 150.8009 | 18.2823 | 6.0605 | 82.5% | 4.8256 | 9.8256 | 1.0605 | 10.8861 | 97.0625 | 0.76 | 7.8213 | 7.8213 | 0 | 36.3513 | 10.7505 | 37.45% | $.027 kWh/yr | 0.03402 |  | 0 | 5.1302 | 0.25651 | 0.14878 | 0.020521 | 0 | 0.37451 | 3.781 | N/A | 0 | 0.42581 | 0.118 | 5.1251 | MA TRM p.418 | p. 418 MA TRM O&M | $.027 kWh/yr |  | LED Lamps-Retrofit (dual baseline) | 8.8708 | 73.1704 | 8.8708 | 73.1704 | 32933.5771 | 12120.3173 | 45053.8944 | 5101.5599 | 438.7128 | 27832.0172 | 6.4556 | 8.8314 | 5274.4232 | 6.244 | 7.9091 | 65.238 | 16.7799 | 138.4084 | 32183.7755 | 10682.6187 | 42866.3942 | 4527.8712 | 386.6731 | 27655.9043 | 7.1079 | 9.4672 | 4680.2296 | 6.8765 | 7.4274 | 61.2648 | 17.264 | 142.4016 | 25145.2821 | 9918.4418 | 35063.7238 | 4233.1744 | 359.0126 | 20912.1077 | 5.9401 | 8.2831 | 4374.6339 | 5.748
BNI - Efficient Product Rebates; LED Lamps-Retrofit (dual baseline); COM-Lighting; Retail | LED Lamps-Retrofit (dual baseline) | COM-Lighting | Retail | 10 | 141.2368 | 19.0437 | 6.0605 | 82.5% | 4.5196 | 9.5196 | 1.0605 | 10.5801 | 93.0535 | 0.76 | 7.7497 | 7.7497 | 0 | 34.0458 | 10.5852 | 36.59% | $.027 kWh/yr | 0.03402 |  | 0 | 4.8049 | 0.24024 | 0.13934 | 0.01922 | 0 | 0.35076 | 3.5412 | N/A | 0 | 0.3988 | 0.11051 | 4.8001 | MA TRM p.418 | p. 418 MA TRM O&M | $.027 kWh/yr |  | LED Lamps-Retrofit (dual baseline) | 10.5106 | 77.9512 | 10.5106 | 77.9512 | 41691.0178 | 16216.9814 | 57907.9992 | 6168.9406 | 626.7473 | 35522.0772 | 6.7582 | 9.387 | 6415.8939 | 6.4981 | 9.3637 | 69.4457 | 19.8743 | 147.397 | 40401.6681 | 14282.0675 | 54683.7355 | 5466.3805 | 551.9675 | 34935.2876 | 7.3909 | 10.0036 | 5683.8688 | 7.1081 | 8.7661 | 65.0136 | 21.1484 | 156.846 | 30571.034 | 13219.2013 | 43790.2353 | 5090.5641 | 510.8903 | 25480.4699 | 6.0054 | 8.6022 | 5291.867 | 5.777
BNI - Efficient Product Rebates; LED Lamps-Retrofit (dual baseline); COM-Lighting; School | LED Lamps-Retrofit (dual baseline) | COM-Lighting | School | 10 | 82.1235 | 10.5859 | 6.0605 | 82.5% | 2.628 | 7.628 | 1.0605 | 8.6884 | 53.5622 | 0.76 | 5.6273 | 5.6273 | 0 | 19.7963 | 7.7071 | 36.96% | $.027 kWh/yr | 0.03402 |  | 0 | 2.7938 | 0.13969 | 0.081021 | 0.011175 | 0 | 0.20395 | 2.0591 | N/A | 0 | 0.23189 | 0.064258 | 2.791 | MA TRM p.418 | p. 418 MA TRM O&M | $.027 kWh/yr |  | LED Lamps-Retrofit (dual baseline) | 30.2222 | 234.4585 | 30.2222 | 234.4585 | 103729.0497 | 37155.5655 | 140884.6153 | 21246.8591 | 2469.6007 | 82482.1906 | 4.8821 | 6.6308 | 22219.9405 | 4.6683 | 26.7556 | 207.5654 | 56.9778 | 442.0239 | 101228.636 | 32517.0694 | 133745.7054 | 18694.4756 | 2161.2961 | 82534.1604 | 5.4149 | 7.1543 | 19546.0776 | 5.179 | 24.504 | 190.0977 | 57.1433 | 443.3078 | 77812.2939 | 29443.4439 | 107255.7378 | 17018.0219 | 1957.0029 | 60794.272 | 4.5723 | 6.3025 | 17789.1275 | 4.3741
BNI - Efficient Product Rebates; LED Lamps-End of Life; IND; Industrial | LED Lamps-End of Life | IND | Industrial | 10 | 82.5082 | 14.8824 | 23.5 | 21.28% | 2.6403 | 7.6403 | 18.5 | 26.1403 | 58.5599 | 0.76 | 2.171 | 2.171 | 0 | 19.889 | 2.9083 | 33.96% | $.027 kWh/yr | 0.03402 |  | 0 | 2.8069 | 0.14035 | 0.081401 | 0.011228 | 0 | 0.20491 | 2.0687 | N/A | 0 | 0.23297 | 0.064559 | 2.8041 | MA TRM p.418 | p. 418 MA TRM O&M | $.027 kWh/yr |  | LED Lamps-End of Life | 10.0549 | 55.7444 | 10.0549 | 55.7444 | 39564.4234 | 13437.4757 | 53001.8991 | 18224.2839 | 888.9781 | 21340.1395 | 2.171 | 2.9083 | 6792.0249 | 5.8251 | 7.1329 | 39.5448 | 17.1878 | 95.2892 | 30194.8943 | 9423.3235 | 39618.2178 | 12799.2428 | 623.4154 | 17395.6515 | 2.3591 | 3.0954 | 4782.1213 | 6.3141 | 2.2836 | 12.6602 | 19.4714 | 107.9495 | 10434.5607 | 4986.0276 | 15420.5883 | 6424.3403 | 329.8588 | 4010.2204 | 1.6242 | 2.4003 | 2182.3561 | 4.7813
BNI - Efficient Product Rebates; LED Lamps-End of Life; COM-Lighting; Office | LED Lamps-End of Life | COM-Lighting | Office | 10 | 52.5635 | 6.0073 | 23.5 | 21.28% | 1.682 | 6.682 | 18.5 | 25.182 | 33.424 | 0.76 | 1.2999 | 1.2999 | 0 | 12.6707 | 1.7926 | 37.91% | $.027 kWh/yr | 0.03402 |  | 0 | 1.7882 | 0.089411 | 0.051858 | 0.0071528 | 0 | 0.13054 | 1.3179 | N/A | 0 | 0.14842 | 0.041129 | 1.7864 | MA TRM p.418 | p. 418 MA TRM O&M | $.027 kWh/yr |  | LED Lamps-End of Life | 0.86904 | 7.6041 | 0.86904 | 7.6041 | 4835.3159 | 1833.016 | 6668.3319 | 3719.8206 | 190.3497 | 1115.4953 | 1.2999 | 1.7926 | 1271.923 | 3.8016 | 0.66437 | 5.8133 | 1.5334 | 13.4174 | 3937.1979 | 1385.2678 | 5322.4657 | 2813.988 | 143.8533 | 1123.2099 | 1.3992 | 1.8914 | 964.0348 | 4.0841 | 0.23934 | 2.0942 | 1.7728 | 15.5116 | 1517.901 | 824.7846 | 2342.6856 | 1617.8848 | 85.6498 | -99.9839 | 0.9382 | 1.448 | 516.4279 | 2.9392
BNI - Efficient Product Rebates; LED Lamps-End of Life; COM-Lighting; Other Commercial | LED Lamps-End of Life | COM-Lighting | Other Commercial | 10 | 87.7244 | 10.6353 | 23.5 | 21.28% | 2.8072 | 7.8072 | 18.5 | 26.3072 | 56.4635 | 0.76 | 2.0763 | 2.0763 | 0 | 21.1464 | 2.854 | 37.45% | $.027 kWh/yr | 0.03402 |  | 0 | 2.9844 | 0.14922 | 0.086547 | 0.011938 | 0 | 0.21786 | 2.1995 | N/A | 0 | 0.2477 | 0.068641 | 2.9814 | MA TRM p.418 | p. 418 MA TRM O&M | $.027 kWh/yr |  | LED Lamps-End of Life | 2.2017 | 18.1604 | 2.2017 | 18.1604 | 11688.877 | 4377.6563 | 16066.5333 | 5629.537 | 272.3902 | 6059.34 | 2.0763 | 2.854 | 2126.5994 | 5.4965 | 1.6996 | 14.0193 | 3.9013 | 32.1797 | 9622.1491 | 3340.7175 | 12962.8666 | 4302.8232 | 207.8689 | 5319.3259 | 2.2362 | 3.0126 | 1629.6292 | 5.9045 | 0.67088 | 5.5338 | 4.5722 | 37.7134 | 4068.6838 | 2179.3801 | 6248.064 | 2654.9447 | 135.6072 | 1413.7391 | 1.5325 | 2.3534 | 911.0361 | 4.466
BNI - Efficient Product Rebates; LED Lamps-End of Life; COM-Lighting; Retail | LED Lamps-End of Life | COM-Lighting | Retail | 10 | 82.1607 | 11.0782 | 23.5 | 21.28% | 2.6291 | 7.6291 | 18.5 | 26.1291 | 54.1314 | 0.76 | 2.0079 | 2.0079 | 0 | 19.8053 | 2.7425 | 36.59% | $.027 kWh/yr | 0.03402 |  | 0 | 2.7951 | 0.13976 | 0.081058 | 0.01118 | 0 | 0.20404 | 2.06 | N/A | 0 | 0.23199 | 0.064287 | 2.7923 | MA TRM p.418 | p. 418 MA TRM O&M | $.027 kWh/yr |  | LED Lamps-End of Life | 3.2577 | 24.1604 | 3.2577 | 24.1604 | 15918.0165 | 5823.9864 | 21742.0029 | 7927.7526 | 386.9246 | 7990.2639 | 2.0079 | 2.7425 | 2951.9029 | 5.3925 | 2.512 | 18.6301 | 5.7697 | 42.7905 | 13117.5663 | 4439.4455 | 17557.0118 | 6052.0637 | 294.9407 | 7065.5026 | 2.1675 | 2.901 | 2259.1266 | 5.8065 | 0.97836 | 7.256 | 6.748 | 50.0464 | 5483.3705 | 2857.648 | 8341.0185 | 3696.2673 | 189.8518 | 1787.1032 | 1.4835 | 2.2566 | 1254.7734 | 4.37
BNI - Efficient Product Rebates; LED Lamps-End of Life; COM-Lighting; School | LED Lamps-End of Life | COM-Lighting | School | 10 | 47.7732 | 6.1581 | 23.5 | 21.28% | 1.5287 | 6.5287 | 18.5 | 25.0287 | 31.1584 | 0.76 | 1.2213 | 1.2213 | 0 | 11.516 | 1.6728 | 36.96% | $.027 kWh/yr | 0.03402 |  | 0 | 1.6252 | 0.081262 | 0.047132 | 0.006501 | 0 | 0.11864 | 1.1978 | N/A | 0 | 0.1349 | 0.037381 | 1.6236 | MA TRM p.418 | p. 418 MA TRM O&M | $.027 kWh/yr |  | LED Lamps-End of Life | 6.835 | 53.0245 | 6.835 | 53.0245 | 34583.407 | 12781.8147 | 47365.2216 | 28315.7768 | 1460.4237 | 6267.6301 | 1.2213 | 1.6728 | 9534.7279 | 3.6271 | 5.2155 | 40.4606 | 12.0504 | 93.4851 | 28175.2316 | 9641.5546 | 37816.7862 | 21378.6108 | 1101.6241 | 6796.6208 | 1.3179 | 1.7689 | 7211.7251 | 3.9069 | 1.8559 | 14.3979 | 13.9063 | 107.883 | 10752.096 | 5670.3938 | 16422.4898 | 12177.4987 | 647.8875 | -1425.4027 | 0.88295 | 1.3486 | 3845.6658 | 2.7959
BNI - Efficient Product Rebates; LED Refrigeration Strip Lighting-End of Life replacement; COM-Lighting; Other Commercial | LED Refrigeration Strip Lighting-End of Life replacement | COM-Lighting | Other Commercial | 6 | 444.5293 | 53.8924 | 150 | 33.33% | 14.2249 | 64.2249 | 100 | 164.2249 | 166.7935 | 0.76 | 0.9886 | 0.9886 | 0 | 72.5086 | 1.4184 | 43.47% | $.027 kWh/yr | 0.03402 |  | 0 | 15.1229 | 0.75614 | 0.43856 | 0.060492 | 0 | 1.104 | 11.1456 | N/A | 0 | 1.2552 | 0.34783 | 15.1078 | MA TRM p.418 | p. 418 MA TRM O&M | $.027 kWh/yr |  | LED Refrigeration Strip Lighting-End of Life replacement | 5.8766 | 48.4732 | 5.8766 | 48.4732 | 18187.8147 | 7906.6226 | 26094.4373 | 18397.5674 | 143.4789 | -209.7526 | 0.9886 | 1.4184 | 9214.9205 | 1.9737 | 5.2589 | 43.3776 | 11.1355 | 91.8508 | 17954.008 | 6994.435 | 24948.443 | 16295.952 | 126.9257 | 1658.056 | 1.1017 | 1.531 | 8172.7078 | 2.1968 | 5.7945 | 47.7956 | 16.93 | 139.6464 | 21917.7961 | 7619.5782 | 29537.3743 | 17775.2213 | 138.27 | 4142.5748 | 1.2331 | 1.6617 | 8925.9441 | 2.4555
BNI - Efficient Product Rebates; LED Refrigeration Strip Lighting-End of Life replacement; COM-Lighting; Retail | LED Refrigeration Strip Lighting-End of Life replacement | COM-Lighting | Retail | 6 | 444.5293 | 59.9382 | 150 | 33.33% | 14.2249 | 64.2249 | 100 | 164.2249 | 170.5518 | 0.76 | 1.0109 | 1.0109 | 0 | 72.5086 | 1.4406 | 42.51% | $.027 kWh/yr | 0.03402 |  | 0 | 15.1229 | 0.75614 | 0.43856 | 0.060492 | 0 | 1.104 | 11.1456 | N/A | 0 | 1.2552 | 0.34783 | 15.1078 | MA TRM p.418 | p. 418 MA TRM O&M | $.027 kWh/yr |  | LED Refrigeration Strip Lighting-End of Life replacement | 9.3512 | 69.3527 | 9.3512 | 69.3527 | 26608.4216 | 11312.3391 | 37920.7607 | 26322.1771 | 205.2813 | 286.2446 | 1.0109 | 1.4406 | 13184.1762 | 2.0182 | 8.3682 | 62.0621 | 17.7193 | 131.4148 | 26363.652 | 10007.2337 | 36370.8857 | 23315.3071 | 181.5979 | 3048.3449 | 1.1307 | 1.56 | 11693.0384 | 2.2546 | 9.2205 | 68.3832 | 26.9398 | 199.798 | 32292.8002 | 10901.6524 | 43194.4526 | 25431.7602 | 197.8287 | 6861.04 | 1.2698 | 1.6984 | 12770.7254 | 2.5287
BNI - Efficient Product Rebates; LED Refrigeration Strip Lighting-End of Life replacement; COM-Lighting; School | LED Refrigeration Strip Lighting-End of Life replacement | COM-Lighting | School | 6 | 444.5293 | 57.3008 | 150 | 33.33% | 14.2249 | 64.2249 | 100 | 164.2249 | 168.9122 | 0.76 | 1.0012 | 1.0012 | 0 | 72.5086 | 1.4309 | 42.93% | $.027 kWh/yr | 0.03402 |  | 0 | 15.1229 | 0.75614 | 0.43856 | 0.060492 | 0 | 1.104 | 11.1456 | N/A | 0 | 1.2552 | 0.34783 | 15.1078 | MA TRM p.418 | p. 418 MA TRM O&M | $.027 kWh/yr |  | LED Refrigeration Strip Lighting-End of Life replacement | 8.9105 | 69.126 | 8.9105 | 69.126 | 26266.5117 | 11275.3706 | 37541.8823 | 26236.1569 | 204.6104 | 30.3548 | 1.0012 | 1.4309 | 13141.0907 | 1.9988 | 7.9738 | 61.8593 | 16.8843 | 130.9853 | 25983.518 | 9974.5303 | 35958.0484 | 23239.1133 | 181.0045 | 2744.4047 | 1.1181 | 1.5473 | 11654.8258 | 2.2294 | 8.7859 | 68.1597 | 25.6702 | 199.145 | 31781.1115 | 10866.0261 | 42647.1376 | 25348.6499 | 197.1822 | 6432.4616 | 1.2538 | 1.6824 | 12728.991 | 2.4968
BNI - Efficient Product Rebates; LED High Bay Fixture; IND; Industrial | LED High Bay Fixture | IND | Industrial | 15 | 1181.6822 | 213.1461 | 445 | 44.94% | 37.8138 | 237.8138 | 245 | 482.8138 | 1196.5368 | 0.76 | 2.4184 | 2.4184 | 0 | 370.5805 | 3.1675 | 30.97% | $.027 kWh/yr | 0.03402 |  | 0 | 40.2008 | 2.01 | 1.1658 | 0.1608 | 0 | 2.9347 | 29.628 | N/A | 0 | 3.3367 | 0.92462 | 40.1606 | MA TRM p.418 | p. 418 MA TRM O&M | $.027 kWh/yr |  | LED High Bay Fixture | 415.4898 | 2303.4754 | 415.4898 | 2303.4754 | 2332431.7364 | 722379.5732 | 3054811.3096 | 964435.3117 | 2564.8932 | 1367996.4246 | 2.4184 | 3.1675 | 609967.0736 | 3.8239 | 395.677 | 2193.6333 | 811.1668 | 4497.1086 | 2360952.6866 | 680055.5332 | 3041008.2197 | 908986.8834 | 2414.6167 | 1451965.8032 | 2.5973 | 3.3455 | 575286.8514 | 4.104 | 426.8055 | 2366.2097 | 1237.9723 | 6863.3183 | 2717118.9604 | 725252.1039 | 3442371.0643 | 970526.144 | 2575.0924 | 1746592.8164 | 2.7996 | 3.5469 | 614648.3686 | 4.4206
BNI - Efficient Product Rebates; LED High Bay Fixture; COM-Lighting; Other Commercial | LED High Bay Fixture | COM-Lighting | Other Commercial | 15 | 1179.5454 | 143.002 | 445 | 44.94% | 37.7455 | 237.7455 | 245 | 482.7455 | 1085.101 | 0.76 | 2.1936 | 2.1936 | 0 | 369.9104 | 2.9414 | 34.09% | $.027 kWh/yr | 0.03402 |  | 0 | 40.1281 | 2.0064 | 1.1637 | 0.16051 | 0 | 2.9294 | 29.5744 | N/A | 0 | 3.3306 | 0.92295 | 40.088 | MA TRM p.418 | p. 418 MA TRM O&M | $.027 kWh/yr |  | LED High Bay Fixture | 311.6153 | 2570.345 | 311.6153 | 2570.345 | 2364541.267 | 806071.0022 | 3170612.2692 | 1077923.6376 | 2867.2341 | 1286617.6294 | 2.1936 | 2.9414 | 681671.8794 | 3.4687 | 314.5929 | 2594.9061 | 626.2082 | 5165.2511 | 2524521.2429 | 804455.4676 | 3328976.7105 | 1077014.3132 | 2861.4876 | 1447506.9297 | 2.344 | 3.0909 | 681556.7262 | 3.7041 | 362.7356 | 2992.0086 | 988.9437 | 8157.2597 | 3092064.5003 | 917061.8198 | 4009126.3201 | 1229199.1848 | 3262.0339 | 1862865.3154 | 2.5155 | 3.2616 | 778386.0958 | 3.9724
BNI - Efficient Product Rebates; LED High Bay Fixture; COM-Lighting; Retail | LED High Bay Fixture | COM-Lighting | Retail | 15 | 1184.98 | 159.777 | 445 | 44.94% | 37.9194 | 237.9194 | 245 | 482.9194 | 1115.3454 | 0.76 | 2.2537 | 2.2537 | 0 | 371.6147 | 3.0046 | 33.32% | $.027 kWh/yr | 0.03402 |  | 0 | 40.313 | 2.0157 | 1.1691 | 0.16125 | 0 | 2.9429 | 29.7107 | N/A | 0 | 3.346 | 0.9272 | 40.2727 | MA TRM p.418 | p. 418 MA TRM O&M | $.027 kWh/yr |  | LED High Bay Fixture | 498.129 | 3694.354 | 498.129 | 3694.354 | 3477257.4155 | 1158564.9633 | 4635822.3788 | 1542906.3894 | 4102.1722 | 1934351.0261 | 2.2537 | 3.0046 | 975986.1896 | 3.5628 | 502.869 | 3729.5081 | 1000.998 | 7423.8621 | 3717030.2843 | 1156197.1847 | 4873227.469 | 1541551.2012 | 4093.7885 | 2175479.0831 | 2.4112 | 3.1612 | 975789.6257 | 3.8093 | 579.792 | 4300.0045 | 1580.7901 | 11723.8665 | 4557381.2766 | 1317967.4432 | 5875348.7198 | 1759288.2313 | 4666.5742 | 2798093.0454 | 2.5905 | 3.3396 | 1114367.6701 | 4.0897
BNI - Efficient Product Rebates; LED High Bay Fixture; COM-Lighting; School | LED High Bay Fixture | COM-Lighting | School | 15 | 1187.2525 | 153.0394 | 445 | 44.94% | 37.9921 | 237.9921 | 245 | 482.9921 | 1106.4502 | 0.76 | 2.2353 | 2.2353 | 0 | 372.3274 | 2.9875 | 33.65% | $.027 kWh/yr | 0.03402 |  | 0 | 40.3903 | 2.0195 | 1.1713 | 0.16156 | 0 | 2.9485 | 29.7677 | N/A | 0 | 3.3524 | 0.92898 | 40.3499 | MA TRM p.418 | p. 418 MA TRM O&M | $.027 kWh/yr |  | LED High Bay Fixture | 475.559 | 3689.3037 | 475.559 | 3689.3037 | 3438216.2618 | 1156981.1574 | 4595197.4192 | 1538145.3516 | 4088.7234 | 1900070.9102 | 2.2353 | 2.9875 | 973083.7792 | 3.5333 | 480.0762 | 3724.347 | 955.6352 | 7413.6506 | 3673252.8485 | 1154597.1776 | 4827850.0261 | 1536771.5634 | 4080.2985 | 2136481.2851 | 2.3902 | 3.1416 | 972874.3102 | 3.7757 | 553.4998 | 4293.9542 | 1509.135 | 11707.6048 | 4501489.8521 | 1316112.9982 | 5817602.8503 | 1753796.2717 | 4651.0887 | 2747693.5804 | 2.5667 | 3.3171 | 1111015.8121 | 4.0517
BNI - Efficient Product Rebates; LED Low Bay Fixture; IND; Industrial | LED Low Bay Fixture | IND | Industrial | 15 | 174.2644 | 31.433 | 160 | 25% | 5.5765 | 45.5765 | 120 | 165.5765 | 176.455 | 0.76 | 1.0545 | 1.0545 | 0 | 54.6501 | 1.3811 | 30.97% | $.027 kWh/yr | 0.03402 |  | 0 | 5.9285 | 0.29642 | 0.17193 | 0.023714 | 0 | 0.43278 | 4.3693 | N/A | 0 | 0.49206 | 0.13635 | 5.9225 | MA TRM p.418 | p. 418 MA TRM O&M | $.027 kWh/yr |  | LED Low Bay Fixture | 41.2108 | 228.4728 | 41.2108 | 228.4728 | 231344.8263 | 71650.0184 | 302994.8448 | 219391.0252 | 1725.0914 | 11953.8012 | 1.0545 | 1.3811 | 78623.5633 | 2.9424 | 31.6102 | 175.2468 | 72.821 | 403.7196 | 188613.7464 | 54328.8405 | 242942.5868 | 166438.3903 | 1308.0557 | 22175.3561 | 1.1332 | 1.4597 | 59701.0419 | 3.1593 | 29.8158 | 165.2988 | 102.6368 | 569.0184 | 189812.6701 | 50664.7079 | 240477.378 | 155291.9779 | 1219.8358 | 34520.6923 | 1.2223 | 1.5485 | 55753.3806 | 3.4045
BNI - Efficient Product Rebates; LED Low Bay Fixture; COM-Lighting; Office | LED Low Bay Fixture | COM-Lighting | Office | 15 | 185.8199 | 21.2366 | 160 | 25% | 5.9462 | 45.9462 | 120 | 165.9462 | 168.9189 | 0.76 | 1.0065 | 1.0065 | 0 | 58.2739 | 1.3538 | 34.5% | $.027 kWh/yr | 0.03402 |  | 0 | 6.3216 | 0.31608 | 0.18333 | 0.025286 | 0 | 0.46148 | 4.659 | N/A | 0 | 0.52469 | 0.1454 | 6.3153 | MA TRM p.418 | p. 418 MA TRM O&M | $.027 kWh/yr |  | LED Low Bay Fixture | 32.9355 | 288.1861 | 32.9355 | 288.1861 | 261974.517 | 90376.3897 | 352350.9067 | 260276.4281 | 2040.6437 | 1698.0889 | 1.0065 | 1.3538 | 93759.9018 | 2.7941 | 36.4884 | 319.2734 | 69.4239 | 607.4595 | 306734.2471 | 98978.9927 | 405713.2398 | 285205.1324 | 2234.8852 | 21529.1147 | 1.0755 | 1.4225 | 102838.4977 | 2.9827 | 46.6742 | 408.3993 | 116.0981 | 1015.8588 | 416544.7702 | 125175.9141 | 541720.6843 | 360885.4799 | 2826.3957 | 55659.2902 | 1.1542 | 1.5011 | 130251.5892 | 3.198
BNI - Efficient Product Rebates; LED Low Bay Fixture; COM-Lighting; Other Commercial | LED Low Bay Fixture | COM-Lighting | Other Commercial | 15 | 172.1276 | 20.8679 | 160 | 25% | 5.5081 | 45.5081 | 120 | 165.5081 | 158.3456 | 0.76 | 0.94677 | 0.94677 | 0 | 53.9799 | 1.2695 | 34.09% | $.027 kWh/yr | 0.03402 |  | 0 | 5.8558 | 0.29279 | 0.16982 | 0.023423 | 0 | 0.42747 | 4.3157 | N/A | 0 | 0.48603 | 0.13468 | 5.8499 | MA TRM p.418 | p. 418 MA TRM O&M | $.027 kWh/yr |  | LED Low Bay Fixture | 43.858 | 361.7605 | 43.858 | 361.7605 | 332794.8763 | 113449.6163 | 446244.4925 | 351503.9363 | 2765.394 | -18709.0601 | 0.94677 | 1.2695 | 125847.7827 | 2.6444 | 48.5425 | 400.4008 | 92.4005 | 762.1613 | 389540.2399 | 124129.5857 | 513669.8256 | 384787.0087 | 3025.7239 | 4753.2312 | 1.0124 | 1.3349 | 137887.9378 | 2.825 | 62.0503 | 511.8191 | 154.4508 | 1273.9804 | 528934.8314 | 156874.4569 | 685809.2883 | 486536.1952 | 3823.8974 | 42398.6362 | 1.0871 | 1.4096 | 174506.1708 | 3.031
BNI - Efficient Product Rebates; LED Low Bay Fixture; COM-Lighting; Retail | LED Low Bay Fixture | COM-Lighting | Retail | 15 | 177.5622 | 23.9416 | 160 | 25% | 5.682 | 45.682 | 120 | 165.682 | 167.1279 | 0.76 | 0.99792 | 0.99792 | 0 | 55.6843 | 1.3304 | 33.32% | $.027 kWh/yr | 0.03402 |  | 0 | 6.0407 | 0.30203 | 0.17518 | 0.024163 | 0 | 0.44097 | 4.452 | N/A | 0 | 0.50138 | 0.13894 | 6.0346 | MA TRM p.418 | p. 418 MA TRM O&M | $.027 kWh/yr |  | LED Low Bay Fixture | 72.0261 | 534.179 | 72.0261 | 534.179 | 502788.2704 | 167520.7799 | 670309.0503 | 503836.4761 | 3958.427 | -1048.2056 | 0.99792 | 1.3304 | 180828.8289 | 2.7805 | 79.7561 | 591.5078 | 151.7822 | 1125.6868 | 589528.7776 | 183375.2918 | 772904.0694 | 551805.7772 | 4333.0607 | 37723.0004 | 1.0684 | 1.4007 | 198228.0205 | 2.974 | 101.9864 | 756.3782 | 253.7686 | 1882.0649 | 801651.1856 | 231832.7345 | 1033483.92 | 697982.5618 | 5478.0844 | 103668.6237 | 1.1485 | 1.4807 | 250970.8768 | 3.1942
BNI - Efficient Product Rebates; LED Low Bay Fixture; COM-Lighting; School | LED Low Bay Fixture | COM-Lighting | School | 15 | 179.8347 | 23.1811 | 160 | 25% | 5.7547 | 45.7547 | 120 | 165.7547 | 167.5954 | 0.76 | 1.0001 | 1.0001 | 0 | 56.3969 | 1.3367 | 33.65% | $.027 kWh/yr | 0.03402 |  | 0 | 6.118 | 0.3059 | 0.17742 | 0.024472 | 0 | 0.44661 | 4.5089 | N/A | 0 | 0.50779 | 0.14071 | 6.1119 | MA TRM p.418 | p. 418 MA TRM O&M | $.027 kWh/yr |  | LED Low Bay Fixture | 69.5219 | 539.3391 | 69.5219 | 539.3391 | 502632.6047 | 169138.9978 | 671771.6026 | 502562.2576 | 3946.1616 | 70.3472 | 1.0001 | 1.3367 | 180555.4749 | 2.7838 | 76.9955 | 597.3173 | 146.5174 | 1136.6564 | 589122.7447 | 185176.3236 | 774299.0683 | 550501.9008 | 4320.3265 | 38620.8439 | 1.0702 | 1.4065 | 197963.2612 | 2.9759 | 98.4678 | 763.8958 | 244.9852 | 1900.5522 | 800816.5076 | 234136.9301 | 1034953.4377 | 696418.6844 | 5462.6205 | 104397.8232 | 1.1499 | 1.4861 | 250668.8542 | 3.1947
BNI - Efficient Product Rebates; LED Linear Replacement Lamps; IND; Industrial | LED Linear Replacement Lamps | IND | Industrial | 10 | 142.9637 | 25.7871 | 84 | 23.81% | 4.5748 | 24.5748 | 64 | 88.5748 | 101.468 | 0.76 | 1.1272 | 1.1272 | 0 | 34.4621 | 1.51 | 33.96% | $.027 kWh/yr | 0.03402 |  | 0 | 4.8636 | 0.24318 | 0.14105 | 0.019455 | 0 | 0.35504 | 3.5845 | N/A | 0 | 0.40368 | 0.11186 | 4.8588 | MA TRM p.418 | p. 418 MA TRM O&M | $.027 kWh/yr |  | LED Linear Replacement Lamps | 34.8095 | 192.9838 | 34.8095 | 192.9838 | 136969.6148 | 46519.7192 | 183489.334 | 121515.5148 | 1776.1573 | 15454.1 | 1.1272 | 1.51 | 43648.7803 | 3.138 | 32.7614 | 181.6292 | 67.5709 | 374.613 | 138685.0608 | 43281.2973 | 181966.3581 | 113143.9059 | 1652.5119 | 25541.1549 | 1.2257 | 1.6083 | 40697.7832 | 3.4077 | 35.5115 | 196.8757 | 103.0824 | 571.4887 | 162264.9751 | 46383.3468 | 208648.3219 | 121346.9792 | 1770.9505 | 40917.9959 | 1.3372 | 1.7194 | 43708.5109 | 3.7124
BNI - Efficient Product Rebates; LED Linear Replacement Lamps; COM-Lighting; Office | LED Linear Replacement Lamps | COM-Lighting | Office | 10 | 154.5193 | 17.6593 | 84 | 23.81% | 4.9446 | 24.9446 | 64 | 88.9446 | 98.2556 | 0.76 | 1.0856 | 1.0856 | 0 | 37.2476 | 1.4972 | 37.91% | $.027 kWh/yr | 0.03402 |  | 0 | 5.2567 | 0.26284 | 0.15245 | 0.021027 | 0 | 0.38374 | 3.8742 | N/A | 0 | 0.43631 | 0.12091 | 5.2515 | MA TRM p.418 | p. 418 MA TRM O&M | $.027 kWh/yr |  | LED Linear Replacement Lamps | 22.0389 | 192.8403 | 22.0389 | 192.8403 | 122623.1571 | 46485.1139 | 169108.271 | 112951.7081 | 1642.1071 | 9671.449 | 1.0856 | 1.4972 | 40961.7326 | 2.9936 | 24.5552 | 214.8584 | 46.5941 | 407.6987 | 145519.2553 | 51199.6455 | 196718.9008 | 124510.8857 | 1808.65 | 21008.3696 | 1.1687 | 1.5799 | 45219.6694 | 3.2181 | 31.5483 | 276.0476 | 78.1424 | 683.7462 | 200078.3532 | 65036.0248 | 265114.378 | 158290.7443 | 2297.4262 | 41787.6089 | 1.264 | 1.6749 | 57571.5798 | 3.4753
BNI - Efficient Product Rebates; LED Linear Replacement Lamps; COM-Lighting; Other Commercial | LED Linear Replacement Lamps | COM-Lighting | Other Commercial | 10 | 140.8269 | 17.0731 | 84 | 23.81% | 4.5065 | 24.5065 | 64 | 88.5065 | 90.6427 | 0.76 | 1.0079 | 1.0079 | 0 | 33.947 | 1.3854 | 37.45% | $.027 kWh/yr | 0.03402 |  | 0 | 4.7909 | 0.23955 | 0.13894 | 0.019164 | 0 | 0.34974 | 3.5309 | N/A | 0 | 0.39765 | 0.11019 | 4.7861 | MA TRM p.418 | p. 418 MA TRM O&M | $.027 kWh/yr |  | LED Linear Replacement Lamps | 28.9553 | 238.8367 | 28.9553 | 238.8367 | 153726.3628 | 57572.7826 | 211299.1454 | 152516.8289 | 2231.5249 | 1209.5339 | 1.0079 | 1.3854 | 54686.7792 | 2.811 | 32.344 | 266.7884 | 61.2994 | 505.6251 | 183110.7804 | 63574.2984 | 246685.0788 | 168544.149 | 2464.144 | 14566.6314 | 1.0864 | 1.4636 | 60516.0759 | 3.0258 | 41.6924 | 343.8976 | 102.9917 | 849.5227 | 252850.2602 | 81021.3032 | 333871.5634 | 214962.4654 | 3140.3911 | 37887.7948 | 1.1763 | 1.5532 | 77287.7212 | 3.2715
BNI - Efficient Product Rebates; LED Linear Replacement Lamps; COM-Lighting; Retail | LED Linear Replacement Lamps | COM-Lighting | Retail | 10 | 146.2616 | 19.7212 | 84 | 23.81% | 4.6804 | 24.6804 | 64 | 88.6804 | 96.364 | 0.76 | 1.0688 | 1.0688 | 0 | 35.2571 | 1.4599 | 36.59% | $.027 kWh/yr | 0.03402 |  | 0 | 4.9758 | 0.24879 | 0.1443 | 0.019903 | 0 | 0.36323 | 3.6672 | N/A | 0 | 0.41299 | 0.11444 | 4.9708 | MA TRM p.418 | p. 418 MA TRM O&M | $.027 kWh/yr |  | LED Linear Replacement Lamps | 47.8227 | 354.6752 | 47.8227 | 354.6752 | 233676.7795 | 85496.2283 | 319173.0077 | 218628.4761 | 3190.7078 | 15048.3034 | 1.0688 | 1.4599 | 78747.8473 | 2.9674 | 53.3694 | 395.8118 | 101.1921 | 750.487 | 278694.1948 | 94319.9108 | 373014.1056 | 241382.9705 | 3520.0064 | 37311.2244 | 1.1546 | 1.5453 | 87065.8889 | 3.201 | 68.71 | 509.585 | 169.9021 | 1260.072 | 385095.7732 | 120056.7765 | 505152.5497 | 307491.509 | 4480.5028 | 77604.2642 | 1.2524 | 1.6428 | 111066.2663 | 3.4673
BNI - Efficient Product Rebates; LED Linear Replacement Lamps; COM-Lighting; School | LED Linear Replacement Lamps | COM-Lighting | School | 10 | 148.534 | 19.1463 | 84 | 23.81% | 4.7531 | 24.7531 | 64 | 88.7531 | 96.8762 | 0.76 | 1.0734 | 1.0734 | 0 | 35.8049 | 1.4701 | 36.96% | $.027 kWh/yr | 0.03402 |  | 0 | 5.0531 | 0.25266 | 0.14654 | 0.020213 | 0 | 0.36888 | 3.7242 | N/A | 0 | 0.41941 | 0.11622 | 5.0481 | MA TRM p.418 | p. 418 MA TRM O&M | $.027 kWh/yr |  | LED Linear Replacement Lamps | 46.2634 | 358.9034 | 46.2634 | 358.9034 | 234082.5167 | 86515.4597 | 320597.9763 | 218081.311 | 3179.3482 | 16001.2056 | 1.0734 | 1.4701 | 78698.6858 | 2.9744 | 51.6073 | 400.3606 | 97.8707 | 759.2639 | 278795.8757 | 95403.853 | 374199.7287 | 240679.4905 | 3505.9869 | 38116.3852 | 1.1584 | 1.5548 | 86977.0247 | 3.2054 | 66.4052 | 515.1597 | 164.2759 | 1274.4237 | 384711.4076 | 121370.1627 | 506081.5703 | 306431.3983 | 4460.2203 | 78280.0093 | 1.2555 | 1.6515 | 110895.3408 | 3.4691
BNI - Efficient Product Rebates; LED Exterior Fixtures-End of Life replacement; IND; Industrial | LED Exterior Fixtures-End of Life replacement | IND | Industrial | 10 | 608.1598 | 139.4222 | 125 | 40% | 19.4611 | 69.4611 | 75 | 144.4611 | 464.8629 | 0.76 | 3.0866 | 3.0866 | 0 | 146.6 | 4.06 | 31.54% | $.027 kWh/yr | 0.03402 |  | 0 | 20.6896 | 1.0345 | 0.6 | 0.082758 | 0 | 1.5103 | 15.2482 | N/A | 0 | 1.7172 | 0.47586 | 20.6689 | MA TRM p.418 | p. 418 MA TRM O&M | $.027 kWh/yr |  | LED Exterior Fixtures-End of Life replacement | 9.2143 | 40.1928 | 9.2143 | 40.1928 | 30722.3837 | 9688.6652 | 40411.0489 | 9953.4683 | 86.9594 | 20768.9154 | 3.0866 | 4.06 | 6040.2959 | 5.0862 | 7.0099 | 30.5772 | 16.2242 | 70.7699 | 25298.71 | 7286.3824 | 32585.0925 | 7500.2701 | 65.398 | 17798.4399 | 3.373 | 4.3445 | 4557.36 | 5.5512 | 7.5509 | 32.9369 | 23.7751 | 103.7068 | 29567.9698 | 7759.8395 | 37327.8093 | 8003.3251 | 69.6475 | 21564.6447 | 3.6945 | 4.664 | 4869.1895 | 6.0725
BNI - Efficient Product Rebates; LED Exterior Fixtures-End of Life replacement; COM-Lighting; Office | LED Exterior Fixtures-End of Life replacement | COM-Lighting | Office | 10 | 608.1598 | 138.3949 | 125 | 40% | 19.4611 | 69.4611 | 75 | 144.4611 | 463.7146 | 0.76 | 3.079 | 3.079 | 0 | 146.6 | 4.0524 | 31.61% | $.027 kWh/yr | 0.03402 |  | 0 | 20.6896 | 1.0345 | 0.6 | 0.082758 | 0 | 1.5103 | 15.2482 | N/A | 0 | 1.7172 | 0.47586 | 20.6689 | MA TRM p.418 | p. 418 MA TRM O&M | $.027 kWh/yr |  | LED Exterior Fixtures-End of Life replacement | 7.2662 | 31.9304 | 7.2662 | 31.9304 | 24346.5605 | 7696.9859 | 32043.5464 | 7907.354 | 69.0833 | 16439.2065 | 3.079 | 4.0524 | 4798.6045 | 5.0737 | 5.5827 | 24.5327 | 12.8489 | 56.4631 | 20243.5505 | 5846.008 | 26089.5585 | 6017.6143 | 52.4701 | 14225.9361 | 3.364 | 4.3355 | 3656.4596 | 5.5364 | 6.2187 | 27.3273 | 19.0676 | 83.7904 | 24462.7479 | 6438.2429 | 30900.9908 | 6640.2598 | 57.7856 | 17822.4881 | 3.684 | 4.6536 | 4039.9064 | 6.0553
BNI - Efficient Product Rebates; LED Exterior Fixtures-End of Life replacement; COM-Lighting; Other Commercial | LED Exterior Fixtures-End of Life replacement | COM-Lighting | Other Commercial | 10 | 608.1598 | 138.3949 | 125 | 40% | 19.4611 | 69.4611 | 75 | 144.4611 | 463.7146 | 0.76 | 3.079 | 3.079 | 0 | 146.6 | 4.0524 | 31.61% | $.027 kWh/yr | 0.03402 |  | 0 | 20.6896 | 1.0345 | 0.6 | 0.082758 | 0 | 1.5103 | 15.2482 | N/A | 0 | 1.7172 | 0.47586 | 20.6689 | MA TRM p.418 | p. 418 MA TRM O&M | $.027 kWh/yr |  | LED Exterior Fixtures-End of Life replacement | 9.8569 | 43.3148 | 9.8569 | 43.3148 | 33027.0078 | 10441.2455 | 43468.2533 | 10726.6175 | 93.7141 | 22300.3903 | 3.079 | 4.0524 | 6509.4841 | 5.0737 | 7.5732 | 33.2795 | 17.43 | 76.5943 | 27461.1233 | 7930.3257 | 35391.449 | 8163.1159 | 71.1776 | 19298.0074 | 3.364 | 4.3355 | 4960.1225 | 5.5364 | 8.4359 | 37.0705 | 25.8659 | 113.6648 | 33184.6204 | 8733.7141 | 41918.3345 | 9007.7575 | 78.3883 | 24176.8628 | 3.684 | 4.6536 | 5480.2821 | 6.0553
BNI - Efficient Product Rebates; LED Exterior Fixtures-End of Life replacement; COM-Lighting; Retail | LED Exterior Fixtures-End of Life replacement | COM-Lighting | Retail | 10 | 608.1598 | 138.3949 | 125 | 40% | 19.4611 | 69.4611 | 75 | 144.4611 | 463.7146 | 0.76 | 3.079 | 3.079 | 0 | 146.6 | 4.0524 | 31.61% | $.027 kWh/yr | 0.03402 |  | 0 | 20.6896 | 1.0345 | 0.6 | 0.082758 | 0 | 1.5103 | 15.2482 | N/A | 0 | 1.7172 | 0.47586 | 20.6689 | MA TRM p.418 | p. 418 MA TRM O&M | $.027 kWh/yr |  | LED Exterior Fixtures-End of Life replacement | 14.1026 | 61.9723 | 14.1026 | 61.9723 | 47253.1357 | 14938.7311 | 62191.8668 | 15347.025 | 134.0807 | 31906.1107 | 3.079 | 4.0524 | 9313.394 | 5.0737 | 10.8353 | 47.6143 | 24.9379 | 109.5866 | 39289.7895 | 11346.252 | 50636.0416 | 11679.3149 | 101.8368 | 27610.4746 | 3.364 | 4.3355 | 7096.6568 | 5.5364 | 12.0696 | 53.0384 | 37.0075 | 162.625 | 47478.6386 | 12495.6938 | 59974.3324 | 12887.7794 | 112.1535 | 34590.8593 | 3.684 | 4.6536 | 7840.8711 | 6.0553
BNI - Efficient Product Rebates; LED Exterior Fixtures-End of Life replacement; COM-Lighting; School | LED Exterior Fixtures-End of Life replacement | COM-Lighting | School | 10 | 608.1598 | 138.3949 | 125 | 40% | 19.4611 | 69.4611 | 75 | 144.4611 | 463.7146 | 0.76 | 3.079 | 3.079 | 0 | 146.6 | 4.0524 | 31.61% | $.027 kWh/yr | 0.03402 |  | 0 | 20.6896 | 1.0345 | 0.6 | 0.082758 | 0 | 1.5103 | 15.2482 | N/A | 0 | 1.7172 | 0.47586 | 20.6689 | MA TRM p.418 | p. 418 MA TRM O&M | $.027 kWh/yr |  | LED Exterior Fixtures-End of Life replacement | 14.0565 | 61.7698 | 14.0565 | 61.7698 | 47098.7136 | 14889.9117 | 61988.6254 | 15296.8713 | 133.6425 | 31801.8424 | 3.079 | 4.0524 | 9282.9581 | 5.0737 | 10.7999 | 47.4587 | 24.8564 | 109.2285 | 39161.3915 | 11309.1728 | 50470.5643 | 11641.1472 | 101.504 | 27520.2443 | 3.364 | 4.3355 | 7073.4651 | 5.5364 | 12.0302 | 52.8651 | 36.8866 | 162.0936 | 47323.4797 | 12454.8582 | 59778.3379 | 12845.6624 | 111.787 | 34477.8173 | 3.684 | 4.6536 | 7815.2474 | 6.0553
BNI - Efficient Product Rebates; LED Exit Sign-End of Life replacement; IND; Industrial | LED Exit Sign-End of Life replacement | IND | Industrial | 10 | 88.222 | 10.071 | 25 | 40% | 2.8231 | 12.8231 | 15 | 27.8231 | 56.0857 | 0.76 | 1.9532 | 1.9532 | 0 | 21.2663 | 2.6938 | 37.92% | $.027 kWh/yr | 0.03402 |  | 0 | 3.0013 | 0.15007 | 0.087038 | 0.012005 | 0 | 0.2191 | 2.212 | N/A | 0 | 0.24911 | 0.06903 | 2.9983 | MA TRM p.418 | p. 418 MA TRM O&M | $.027 kWh/yr |  | LED Exit Sign-End of Life replacement | 0.12932 | 1.1329 | 0.12932 | 1.1329 | 720.2041 | 273.0842 | 993.2882 | 368.7284 | 16.8962 | 351.4757 | 1.9532 | 2.6938 | 216.6622 | 3.3241 | 0.099814 | 0.87437 | 0.22914 | 2.0072 | 592.0472 | 210.7723 | 802.8195 | 284.5926 | 13.0409 | 307.4546 | 2.0803 | 2.8209 | 167.2246 | 3.5404 | 0.10437 | 0.91431 | 0.33351 | 2.9216 | 662.5123 | 220.3999 | 882.9122 | 297.5922 | 13.6366 | 364.9201 | 2.2262 | 2.9669 | 174.8631 | 3.7887
BNI - Efficient Product Rebates; LED Exit Sign-End of Life replacement; COM-Lighting; Office | LED Exit Sign-End of Life replacement | COM-Lighting | Office | 10 | 88.222 | 10.071 | 25 | 40% | 2.8231 | 12.8231 | 15 | 27.8231 | 56.0857 | 0.76 | 1.9532 | 1.9532 | 0 | 21.2663 | 2.6938 | 37.92% | $.027 kWh/yr | 0.03402 |  | 0 | 3.0013 | 0.15007 | 0.087038 | 0.012005 | 0 | 0.2191 | 2.212 | N/A | 0 | 0.24911 | 0.06903 | 2.9983 | MA TRM p.418 | p. 418 MA TRM O&M | $.027 kWh/yr |  | LED Exit Sign-End of Life replacement | 0.15692 | 1.3746 | 0.15692 | 1.3746 | 873.8956 | 331.3603 | 1205.2559 | 447.415 | 20.5019 | 426.4805 | 1.9532 | 2.6938 | 262.8979 | 3.3241 | 0.12968 | 1.136 | 0.2866 | 2.5106 | 769.1929 | 273.8372 | 1043.0302 | 369.7452 | 16.9428 | 399.4477 | 2.0803 | 2.8209 | 217.2597 | 3.5404 | 0.14197 | 1.2436 | 0.42857 | 3.7542 | 901.128 | 299.781 | 1200.909 | 404.7754 | 18.548 | 496.3526 | 2.2262 | 2.9669 | 237.8432 | 3.7887
BNI - Efficient Product Rebates; LED Exit Sign-End of Life replacement; COM-Lighting; Other Commercial | LED Exit Sign-End of Life replacement | COM-Lighting | Other Commercial | 10 | 88.222 | 10.071 | 25 | 40% | 2.8231 | 12.8231 | 15 | 27.8231 | 56.0857 | 0.76 | 1.9532 | 1.9532 | 0 | 21.2663 | 2.6938 | 37.92% | $.027 kWh/yr | 0.03402 |  | 0 | 3.0013 | 0.15007 | 0.087038 | 0.012005 | 0 | 0.2191 | 2.212 | N/A | 0 | 0.24911 | 0.06903 | 2.9983 | MA TRM p.418 | p. 418 MA TRM O&M | $.027 kWh/yr |  | LED Exit Sign-End of Life replacement | 0.21287 | 1.8647 | 0.21287 | 1.8647 | 1185.4716 | 449.5025 | 1634.9741 | 606.935 | 27.8116 | 578.5366 | 1.9532 | 2.6938 | 356.6308 | 3.3241 | 0.17592 | 1.541 | 0.38878 | 3.4057 | 1043.4386 | 371.4703 | 1414.9089 | 501.573 | 22.9836 | 541.8656 | 2.0803 | 2.8209 | 294.7208 | 3.5404 | 0.19258 | 1.687 | 0.58137 | 5.0928 | 1222.4134 | 406.6639 | 1629.0773 | 549.0927 | 25.1611 | 673.3207 | 2.2262 | 2.9669 | 322.6431 | 3.7887
BNI - Efficient Product Rebates; LED Exit Sign-End of Life replacement; COM-Lighting; Retail | LED Exit Sign-End of Life replacement | COM-Lighting | Retail | 10 | 88.222 | 10.071 | 25 | 40% | 2.8231 | 12.8231 | 15 | 27.8231 | 56.0857 | 0.76 | 1.9532 | 1.9532 | 0 | 21.2663 | 2.6938 | 37.92% | $.027 kWh/yr | 0.03402 |  | 0 | 3.0013 | 0.15007 | 0.087038 | 0.012005 | 0 | 0.2191 | 2.212 | N/A | 0 | 0.24911 | 0.06903 | 2.9983 | MA TRM p.418 | p. 418 MA TRM O&M | $.027 kWh/yr |  | LED Exit Sign-End of Life replacement | 0.30456 | 2.6679 | 0.30456 | 2.6679 | 1696.1043 | 643.1222 | 2339.2265 | 868.3675 | 39.7912 | 827.7368 | 1.9532 | 2.6938 | 510.2467 | 3.3241 | 0.25169 | 2.2048 | 0.55625 | 4.8727 | 1492.8917 | 531.4783 | 2024.37 | 717.6217 | 32.8836 | 775.27 | 2.0803 | 2.8209 | 421.6695 | 3.5404 | 0.27554 | 2.4137 | 0.83178 | 7.2864 | 1748.9585 | 581.8313 | 2330.7898 | 785.6102 | 35.999 | 963.3483 | 2.2262 | 2.9669 | 461.6191 | 3.7887
BNI - Efficient Product Rebates; LED Exit Sign-End of Life replacement; COM-Lighting; School | LED Exit Sign-End of Life replacement | COM-Lighting | School | 10 | 88.222 | 10.071 | 25 | 40% | 2.8231 | 12.8231 | 15 | 27.8231 | 56.0857 | 0.76 | 1.9532 | 1.9532 | 0 | 21.2663 | 2.6938 | 37.92% | $.027 kWh/yr | 0.03402 |  | 0 | 3.0013 | 0.15007 | 0.087038 | 0.012005 | 0 | 0.2191 | 2.212 | N/A | 0 | 0.24911 | 0.06903 | 2.9983 | MA TRM p.418 | p. 418 MA TRM O&M | $.027 kWh/yr |  | LED Exit Sign-End of Life replacement | 0.30356 | 2.6592 | 0.30356 | 2.6592 | 1690.5615 | 641.0205 | 2331.582 | 865.5297 | 39.6612 | 825.0317 | 1.9532 | 2.6938 | 508.5792 | 3.3241 | 0.25087 | 2.1976 | 0.55443 | 4.8568 | 1488.013 | 529.7414 | 2017.7544 | 715.2765 | 32.7761 | 772.7364 | 2.0803 | 2.8209 | 420.2915 | 3.5404 | 0.27463 | 2.4058 | 0.82907 | 7.2626 | 1743.2429 | 579.9299 | 2323.1728 | 783.0428 | 35.8814 | 960.2001 | 2.2262 | 2.9669 | 460.1105 | 3.7887
BNI - Efficient Product Rebates; Photoluminescent Exit Sign; IND; Industrial | Photoluminescent Exit Sign | IND | Industrial | 10 | 107.8268 | 12.309 | 40 | 37.5% | 3.4505 | 18.4505 | 25 | 43.4505 | 68.5491 | 0.82 | 1.5506 | 1.5506 | 0 | 25.9922 | 2.1386 | 37.92% | $.027 kWh/yr | 0.03402 |  | 0 | 3.6683 | 0.18341 | 0.10638 | 0.014673 | 0 | 0.26778 | 2.7035 | N/A | 0 | 0.30447 | 0.08437 | 3.6646 | MA TRM p.418 | p. 418 MA TRM O&M | $.027 kWh/yr |  | Photoluminescent Exit Sign | 0.14093 | 1.2345 | 0.14093 | 1.2345 | 784.8418 | 297.5933 | 1082.4351 | 506.1506 | 13.9626 | 278.6912 | 1.5506 | 2.1386 | 257.6163 | 3.0466 | 0.11235 | 0.98423 | 0.25328 | 2.2188 | 666.4283 | 237.2524 | 903.6807 | 403.522 | 11.1315 | 262.9062 | 1.6515 | 2.2395 | 205.3813 | 3.2448 | 0.11701 | 1.025 | 0.37029 | 3.2438 | 742.7162 | 247.0816 | 989.7979 | 420.2397 | 11.5927 | 322.4765 | 1.7674 | 2.3553 | 213.8901 | 3.4724
BNI - Efficient Product Rebates; Photoluminescent Exit Sign; COM-Lighting; Office | Photoluminescent Exit Sign | COM-Lighting | Office | 10 | 107.8268 | 12.309 | 40 | 37.5% | 3.4505 | 18.4505 | 25 | 43.4505 | 68.5491 | 0.82 | 1.5506 | 1.5506 | 0 | 25.9922 | 2.1386 | 37.92% | $.027 kWh/yr | 0.03402 |  | 0 | 3.6683 | 0.18341 | 0.10638 | 0.014673 | 0 | 0.26778 | 2.7035 | N/A | 0 | 0.30447 | 0.08437 | 3.6646 | MA TRM p.418 | p. 418 MA TRM O&M | $.027 kWh/yr |  | Photoluminescent Exit Sign | 0.19664 | 1.7225 | 0.19664 | 1.7225 | 1095.0773 | 415.2272 | 1510.3045 | 706.2239 | 19.4818 | 388.8535 | 1.5506 | 2.1386 | 359.448 | 3.0466 | 0.16317 | 1.4294 | 0.35981 | 3.1519 | 967.8411 | 344.5571 | 1312.3982 | 586.0273 | 16.1661 | 381.8137 | 1.6515 | 2.2395 | 298.2714 | 3.2448 | 0.17844 | 1.5631 | 0.53824 | 4.715 | 1132.6217 | 376.7927 | 1509.4144 | 640.854 | 17.6785 | 491.7678 | 1.7674 | 2.3553 | 326.1765 | 3.4724
BNI - Efficient Product Rebates; Photoluminescent Exit Sign; COM-Lighting; Other Commercial | Photoluminescent Exit Sign | COM-Lighting | Other Commercial | 10 | 107.8268 | 12.309 | 40 | 37.5% | 3.4505 | 18.4505 | 25 | 43.4505 | 68.5491 | 0.82 | 1.5506 | 1.5506 | 0 | 25.9922 | 2.1386 | 37.92% | $.027 kWh/yr | 0.03402 |  | 0 | 3.6683 | 0.18341 | 0.10638 | 0.014673 | 0 | 0.26778 | 2.7035 | N/A | 0 | 0.30447 | 0.08437 | 3.6646 | MA TRM p.418 | p. 418 MA TRM O&M | $.027 kWh/yr |  | Photoluminescent Exit Sign | 0.26675 | 2.3367 | 0.26675 | 2.3367 | 1485.5128 | 563.271 | 2048.7838 | 958.0187 | 26.4278 | 527.4941 | 1.5506 | 2.1386 | 487.6045 | 3.0466 | 0.22135 | 1.939 | 0.48809 | 4.2757 | 1312.9121 | 467.4045 | 1780.3166 | 794.9677 | 21.9299 | 517.9444 | 1.6515 | 2.2395 | 404.6161 | 3.2448 | 0.24205 | 2.1204 | 0.73015 | 6.3961 | 1536.4432 | 511.1332 | 2047.5764 | 869.342 | 23.9815 | 667.1012 | 1.7674 | 2.3553 | 442.4705 | 3.4724
BNI - Efficient Product Rebates; Photoluminescent Exit Sign; COM-Lighting; Retail | Photoluminescent Exit Sign | COM-Lighting | Retail | 10 | 107.8268 | 12.309 | 40 | 37.5% | 3.4505 | 18.4505 | 25 | 43.4505 | 68.5491 | 0.82 | 1.5506 | 1.5506 | 0 | 25.9922 | 2.1386 | 37.92% | $.027 kWh/yr | 0.03402 |  | 0 | 3.6683 | 0.18341 | 0.10638 | 0.014673 | 0 | 0.26778 | 2.7035 | N/A | 0 | 0.30447 | 0.08437 | 3.6646 | MA TRM p.418 | p. 418 MA TRM O&M | $.027 kWh/yr |  | Photoluminescent Exit Sign | 0.38164 | 3.3432 | 0.38164 | 3.3432 | 2125.3859 | 805.8956 | 2931.2815 | 1370.6779 | 37.8113 | 754.7081 | 1.5506 | 2.1386 | 697.6363 | 3.0466 | 0.31669 | 2.7742 | 0.69833 | 6.1174 | 1878.4388 | 668.7353 | 2547.1742 | 1137.3939 | 31.376 | 741.0449 | 1.6515 | 2.2395 | 578.9013 | 3.2448 | 0.34632 | 3.0337 | 1.0447 | 9.1512 | 2198.2542 | 731.2998 | 2929.554 | 1243.8044 | 34.3114 | 954.4498 | 1.7674 | 2.3553 | 633.0613 | 3.4724
BNI - Efficient Product Rebates; Photoluminescent Exit Sign; COM-Lighting; School | Photoluminescent Exit Sign | COM-Lighting | School | 10 | 107.8268 | 12.309 | 40 | 37.5% | 3.4505 | 18.4505 | 25 | 43.4505 | 68.5491 | 0.82 | 1.5506 | 1.5506 | 0 | 25.9922 | 2.1386 | 37.92% | $.027 kWh/yr | 0.03402 |  | 0 | 3.6683 | 0.18341 | 0.10638 | 0.014673 | 0 | 0.26778 | 2.7035 | N/A | 0 | 0.30447 | 0.08437 | 3.6646 | MA TRM p.418 | p. 418 MA TRM O&M | $.027 kWh/yr |  | Photoluminescent Exit Sign | 0.3804 | 3.3323 | 0.3804 | 3.3323 | 2118.4402 | 803.2619 | 2921.7022 | 1366.1985 | 37.6878 | 752.2417 | 1.5506 | 2.1386 | 695.3564 | 3.0466 | 0.31565 | 2.7651 | 0.69605 | 6.0974 | 1872.3001 | 666.5499 | 2538.8501 | 1133.6769 | 31.2735 | 738.6232 | 1.6515 | 2.2395 | 577.0095 | 3.2448 | 0.34519 | 3.0238 | 1.0412 | 9.1212 | 2191.0704 | 728.91 | 2919.9803 | 1239.7397 | 34.1993 | 951.3307 | 1.7674 | 2.3553 | 630.9925 | 3.4724
BNI - Efficient Product Rebates; Lighting Controls - Occupancy Sensors; IND; Industrial | Lighting Controls - Occupancy Sensors | IND | Industrial | 10 | 602.0982 | 0 | 145.56 | 27.48% | 19.2671 | 59.2671 | 105.56 | 164.8271 | 305.9527 | 0.82 | 1.8098 | 1.8098 | 0 | 145.1388 | 2.6683 | 47.44% | $.027 kWh/yr | 0.03402 |  | 0 | 20.4834 | 1.0242 | 0.59402 | 0.081934 | 0 | 1.4953 | 15.0963 | N/A | 0 | 1.7001 | 0.47112 | 20.4629 | MA TRM p.418 | p. 418 MA TRM O&M | $.027 kWh/yr |  | Lighting Controls - Occupancy Sensors | 0 | 67.9777 | 0 | 67.9777 | 34542.4861 | 16386.3735 | 50928.8596 | 19086.719 | 137.6846 | 15455.7671 | 1.8098 | 2.6683 | 8160.1756 | 4.2331 | 0 | 64.8643 | 0 | 132.842 | 34253.3012 | 15635.8545 | 49889.1557 | 18212.5204 | 131.3785 | 16040.7808 | 1.8808 | 2.7393 | 7786.428 | 4.3991 | 0 | 70.0008 | 0 | 202.8428 | 38703.6112 | 16874.0478 | 55577.659 | 19654.7582 | 141.7823 | 19048.853 | 1.9692 | 2.8277 | 8403.0303 | 4.6059
BNI - Efficient Product Rebates; Lighting Controls - Occupancy Sensors; COM-Lighting; Office | Lighting Controls - Occupancy Sensors | COM-Lighting | Office | 10 | 383.5789 | 28.3674 | 145.56 | 27.48% | 12.2745 | 52.2745 | 105.56 | 157.8345 | 226.6192 | 0.82 | 1.4117 | 1.4117 | 0 | 92.4636 | 1.9877 | 40.8% | $.027 kWh/yr | 0.03402 |  | 0 | 13.0494 | 0.65247 | 0.37843 | 0.052197 | 0 | 0.9526 | 9.6174 | N/A | 0 | 1.0831 | 0.30014 | 13.0363 | MA TRM p.418 | p. 418 MA TRM O&M | $.027 kWh/yr |  | Lighting Controls - Occupancy Sensors | 4.3964 | 59.4472 | 4.3964 | 59.4472 | 35121.5518 | 14330.0548 | 49451.6065 | 24878.8505 | 189.0006 | 10242.7012 | 1.4117 | 1.9877 | 9879.9155 | 3.5548 | 4.4682 | 60.4185 | 8.8646 | 119.8658 | 37739.0068 | 14564.1848 | 52303.1916 | 25285.3309 | 192.0885 | 12453.6758 | 1.4925 | 2.0685 | 10041.3375 | 3.7584 | 5.213 | 70.4891 | 14.0776 | 190.3549 | 46814.3581 | 16991.7612 | 63806.1193 | 29499.9212 | 224.1061 | 17314.4368 | 1.5869 | 2.1629 | 11715.0401 | 3.9961
BNI - Efficient Product Rebates; Lighting Controls - Occupancy Sensors; COM-Lighting; Other Commercial | Lighting Controls - Occupancy Sensors | COM-Lighting | Other Commercial | 10 | 640.1636 | 50.1477 | 145.56 | 27.48% | 20.4852 | 60.4852 | 105.56 | 166.0452 | 381.3446 | 0.82 | 2.2361 | 2.2361 | 0 | 154.3146 | 3.1409 | 40.47% | $.027 kWh/yr | 0.03402 |  | 0 | 21.7784 | 1.0889 | 0.63157 | 0.087113 | 0 | 1.5898 | 16.0507 | N/A | 0 | 1.8076 | 0.5009 | 21.7566 | MA TRM p.418 | p. 418 MA TRM O&M | $.027 kWh/yr |  | Lighting Controls - Occupancy Sensors | 6.2043 | 79.2013 | 6.2043 | 79.2013 | 47180.1227 | 19091.8746 | 66271.9973 | 21099.5311 | 150.8786 | 26080.5916 | 2.2361 | 3.1409 | 9125.9268 | 5.1699 | 6.1547 | 78.5688 | 12.359 | 157.7701 | 49525.5557 | 18939.4087 | 68464.9644 | 20931.0322 | 149.6737 | 28594.5234 | 2.3661 | 3.271 | 9053.048 | 5.4706 | 6.9876 | 89.2012 | 19.3467 | 246.9714 | 59829.5136 | 21502.405 | 81331.9186 | 23763.5472 | 169.9284 | 36065.9663 | 2.5177 | 3.4225 | 10278.1617 | 5.821
BNI - Efficient Product Rebates; Lighting Controls - Occupancy Sensors; COM-Lighting; Retail | Lighting Controls - Occupancy Sensors | COM-Lighting | Retail | 10 | 599.5629 | 51.5031 | 145.56 | 27.48% | 19.186 | 59.186 | 105.56 | 164.746 | 362.2286 | 0.82 | 2.1439 | 2.1439 | 0 | 144.5276 | 2.9993 | 39.9% | $.027 kWh/yr | 0.03402 |  | 0 | 20.3971 | 1.0199 | 0.59152 | 0.081589 | 0 | 1.489 | 15.0327 | N/A | 0 | 1.693 | 0.46913 | 20.3767 | MA TRM p.418 | p. 418 MA TRM O&M | $.027 kWh/yr |  | Lighting Controls - Occupancy Sensors | 9.1431 | 106.4369 | 9.1431 | 106.4369 | 64304.3315 | 25657.149 | 89961.4805 | 29994.0516 | 216.4929 | 34310.2799 | 2.1439 | 2.9993 | 12813.3503 | 5.0185 | 9.1023 | 105.9626 | 18.2454 | 212.3995 | 67839.6986 | 25542.8159 | 93382.5145 | 29860.3925 | 215.5281 | 37979.3061 | 2.2719 | 3.1273 | 12756.2516 | 5.3182 | 10.3747 | 120.7748 | 28.6201 | 333.1743 | 82381.0074 | 29113.3759 | 111494.3833 | 34034.4947 | 245.6562 | 48346.5127 | 2.4205 | 3.2759 | 14539.413 | 5.666
BNI - Efficient Product Rebates; Lighting Controls - Occupancy Sensors; COM-Lighting; School | Lighting Controls - Occupancy Sensors | COM-Lighting | School | 10 | 348.6217 | 1.8312 | 145.56 | 27.48% | 11.1559 | 51.1559 | 105.56 | 156.7159 | 179.1967 | 0.82 | 1.1259 | 1.1259 | 0 | 84.037 | 1.6538 | 46.9% | $.027 kWh/yr | 0.03402 |  | 0 | 11.8601 | 0.59301 | 0.34394 | 0.04744 | 0 | 0.86579 | 8.7409 | N/A | 0 | 0.98439 | 0.27278 | 11.8482 | MA TRM p.418 | p. 418 MA TRM O&M | $.027 kWh/yr |  | Lighting Controls - Occupancy Sensors | 0.33022 | 62.8687 | 0.33022 | 62.8687 | 32315.4248 | 15154.8051 | 47470.2299 | 28702.9625 | 219.9206 | 3612.4623 | 1.1259 | 1.6538 | 11250.2366 | 2.8724 | 0.3367 | 64.1021 | 0.66693 | 126.9707 | 34290.3778 | 15452.1235 | 49742.5013 | 29266.0789 | 224.2352 | 5024.299 | 1.1717 | 1.6997 | 11470.9522 | 2.9893 | 0.39431 | 75.0687 | 1.0612 | 202.0394 | 42098.7228 | 18095.6873 | 60194.4101 | 34272.947 | 262.5976 | 7825.7758 | 1.2283 | 1.7563 | 13433.4135 | 3.1339
BNI - Efficient Product Rebates; Daylighting Controls; COM-Lighting; Office | Daylighting Controls | COM-Lighting | Office | 10 | 288.4403 | 21.3315 | 200 | 15% | 9.2301 | 39.2301 | 170 | 209.2301 | 170.4111 | 0.82 | 0.80666 | 0.80666 | 0 | 69.53 | 1.1358 | 40.8% | $.027 kWh/yr | 0.03402 |  | 0 | 9.8127 | 0.49064 | 0.28457 | 0.039251 | 0 | 0.71633 | 7.232 | N/A | 0 | 0.81446 | 0.22569 | 9.8029 | MA TRM p.418 | p. 418 MA TRM O&M | $.027 kWh/yr |  | Daylighting Controls | 3.1936 | 43.1834 | 3.1936 | 43.1834 | 25512.8402 | 10409.5742 | 35922.4144 | 31627.9024 | 182.5774 | -6115.0622 | 0.80666 | 1.1358 | 7162.5283 | 3.562 | 3.2569 | 44.0387 | 6.4505 | 87.2221 | 27507.7196 | 10615.7408 | 38123.4604 | 32254.3082 | 186.1935 | -4746.5886 | 0.85284 | 1.182 | 7304.3856 | 3.7659 | 3.9391 | 53.2633 | 10.3896 | 140.4854 | 35374.0827 | 12839.3935 | 48213.4763 | 39010.5377 | 225.1949 | -3636.455 | 0.90678 | 1.2359 | 8834.4171 | 4.0041
BNI - Efficient Product Rebates; Daylighting Controls; COM-Lighting; Other Commercial | Daylighting Controls | COM-Lighting | Other Commercial | 10 | 269.1245 | 21.0821 | 200 | 15% | 8.612 | 38.612 | 170 | 208.612 | 160.3171 | 0.82 | 0.76159 | 0.76159 | 0 | 64.8738 | 1.0698 | 40.47% | $.027 kWh/yr | 0.03402 |  | 0 | 9.1556 | 0.45778 | 0.26551 | 0.036622 | 0 | 0.66836 | 6.7477 | N/A | 0 | 0.75992 | 0.21058 | 9.1465 | MA TRM p.418 | p. 418 MA TRM O&M | $.027 kWh/yr |  | Daylighting Controls | 2.3592 | 30.1171 | 2.3592 | 30.1171 | 17940.7128 | 7259.876 | 25200.5888 | 23556.8353 | 136.4728 | -5616.1225 | 0.76159 | 1.0698 | 5269.4842 | 3.4046 | 2.2404 | 28.6002 | 4.5997 | 58.7173 | 18028.023 | 6894.2204 | 24922.2434 | 22370.3566 | 129.5991 | -4342.3336 | 0.80589 | 1.1141 | 5004.078 | 3.6027 | 2.5621 | 32.7072 | 7.1618 | 91.4245 | 21937.5506 | 7884.2376 | 29821.7882 | 25582.7629 | 148.2097 | -3645.2123 | 0.85751 | 1.1657 | 5722.6688 | 3.8334
BNI - Efficient Product Rebates; Daylighting Controls; COM-Lighting; Retail | Daylighting Controls | COM-Lighting | Retail | 10 | 272.1809 | 23.3807 | 200 | 15% | 8.7098 | 38.7098 | 170 | 208.7098 | 164.4393 | 0.82 | 0.78073 | 0.78073 | 0 | 65.6106 | 1.0922 | 39.9% | $.027 kWh/yr | 0.03402 |  | 0 | 9.2596 | 0.46298 | 0.26853 | 0.037038 | 0 | 0.67595 | 6.8243 | N/A | 0 | 0.76855 | 0.21297 | 9.2503 | MA TRM p.418 | p. 418 MA TRM O&M | $.027 kWh/yr |  | Daylighting Controls | 3.7957 | 44.1871 | 3.7957 | 44.1871 | 26695.8068 | 10651.511 | 37347.3177 | 34193.2605 | 197.981 | -7497.4537 | 0.78073 | 1.0922 | 7663.8035 | 3.4834 | 3.6461 | 42.4452 | 7.4418 | 86.6323 | 27174.4235 | 10231.6389 | 37406.0624 | 32845.3958 | 190.1768 | -5670.9723 | 0.82734 | 1.1389 | 7361.704 | 3.6913 | 4.2068 | 48.9727 | 11.6486 | 135.605 | 33404.4984 | 11805.1205 | 45209.6189 | 37896.554 | 219.4233 | -4492.0556 | 0.88147 | 1.193 | 8493.8301 | 3.9328
BNI - Efficient Product Rebates; Daylighting Controls; COM-Lighting; School | Daylighting Controls | COM-Lighting | School | 10 | 291.0719 | 1.5289 | 200 | 15% | 9.3143 | 39.3143 | 170 | 209.3143 | 149.6153 | 0.82 | 0.70787 | 0.70787 | 0 | 70.1643 | 1.0398 | 46.9% | $.027 kWh/yr | 0.03402 |  | 0 | 9.9023 | 0.49511 | 0.28717 | 0.039609 | 0 | 0.72287 | 7.298 | N/A | 0 | 0.82189 | 0.22775 | 9.8924 | MA TRM p.418 | p. 418 MA TRM O&M | $.027 kWh/yr |  | Daylighting Controls | 0.26866 | 51.1489 | 0.26866 | 51.1489 | 26291.281 | 12329.6922 | 38620.9732 | 37141.2395 | 214.2999 | -10849.9585 | 0.70787 | 1.0398 | 8425.051 | 3.1206 | 0.2766 | 52.659 | 0.54526 | 103.8079 | 28169.111 | 12693.7237 | 40862.8347 | 38237.8267 | 220.6271 | -10068.7157 | 0.73668 | 1.0686 | 8673.7989 | 3.2476 | 0.33708 | 64.1732 | 0.88234 | 167.9811 | 35988.4858 | 15469.267 | 51457.7528 | 46598.7101 | 268.8682 | -10610.2244 | 0.77231 | 1.1043 | 10570.3664 | 3.4047
BNI - Efficient Product Rebates; Cycling Refrigerated Air Dryers (≤ 300 CFM capacity); IND; Industrial | Cycling Refrigerated Air Dryers (≤ 300 CFM capacity) | IND | Industrial | 10 | 2179.7872 | 248.8342 | 200 | 41.67% | 69.7532 | 153.0865 | 116.6667 | 269.7532 | 1385.764 | 0.82 | 4.8612 | 4.8612 | 0 | 0 | 4.8612 | 0% | N/A | N/A |  | 0 | 0 | 0 | 0 | 0 | 0 | 0 | 0 | N/A | 0 | 0 | 0 | 0 | MA TRM p.291 | MA TRM: Non-Energy Impact=None | N/A |  | Cycling Refrigerated Air Dryers (≤ 300 CFM capacity) | 2.8476 | 24.945 | 2.8476 | 24.945 | 15858.363 | 0 | 15858.363 | 3262.2164 | 13.9558 | 12596.1466 | 4.8612 | 4.8612 | 2136.4473 | 7.4228 | 2.1512 | 18.8445 | 4.9988 | 43.7895 | 12759.7864 | 0 | 12759.7864 | 2464.4162 | 10.5428 | 10295.3702 | 5.1776 | 5.1776 | 1613.9626 | 7.9059 | 2.1681 | 18.9929 | 7.1669 | 62.7824 | 13762.2606 | 0 | 13762.2606 | 2483.8237 | 10.6258 | 11278.4369 | 5.5408 | 5.5408 | 1626.6727 | 8.4604
BNI - Efficient Product Rebates; Cycling Refrigerated Air Dryers (≤ 300 CFM capacity); COM-Process; Other Commercial | Cycling Refrigerated Air Dryers (≤ 300 CFM capacity) | COM-Process | Other Commercial | 10 | 3583.8106 | 409.1112 | 200 | 41.67% | 114.6819 | 198.0153 | 116.6667 | 314.6819 | 2278.3493 | 0.82 | 6.7039 | 6.7039 | 0 | 0 | 6.7039 | 0% | N/A | N/A |  | 0 | 0 | 0 | 0 | 0 | 0 | 0 | 0 | N/A | 0 | 0 | 0 | 0 | MA TRM p.291 | MA TRM: Non-Energy Impact=None | N/A |  | Cycling Refrigerated Air Dryers (≤ 300 CFM capacity) | 4.9522 | 43.381 | 4.9522 | 43.381 | 27578.7446 | 0 | 27578.7446 | 4113.8567 | 14.7618 | 23464.8879 | 6.7039 | 6.7039 | 2923.0687 | 9.4349 | 3.74 | 32.762 | 8.6921 | 76.143 | 22183.4607 | 0 | 22183.4607 | 3106.8493 | 11.1484 | 19076.6114 | 7.1402 | 7.1402 | 2207.5475 | 10.0489 | 3.7841 | 33.149 | 12.4763 | 109.292 | 24019.7878 | 0 | 24019.7878 | 3143.5501 | 11.2801 | 20876.2377 | 7.641 | 7.641 | 2233.6249 | 10.7537
BNI - Efficient Product Rebates; Cycling Refrigerated Air Dryers (≤ 300 CFM capacity); COM-Process; School | Cycling Refrigerated Air Dryers (≤ 300 CFM capacity) | COM-Process | School | 10 | 851.155 | 97.1638 | 200 | 41.67% | 27.237 | 110.5703 | 116.6667 | 227.237 | 541.1079 | 0.82 | 2.3202 | 2.3202 | 0 | 0 | 2.3202 | 0% | N/A | N/A |  | 0 | 0 | 0 | 0 | 0 | 0 | 0 | 0 | N/A | 0 | 0 | 0 | 0 | MA TRM p.291 | MA TRM: Non-Energy Impact=None | N/A |  | Cycling Refrigerated Air Dryers (≤ 300 CFM capacity) | 1.7625 | 15.4392 | 1.7625 | 15.4392 | 9815.2298 | 0 | 9815.2298 | 4230.3336 | 22.1209 | 5584.8962 | 2.3202 | 2.3202 | 2445.9143 | 4.0129 | 1.3591 | 11.9057 | 3.1216 | 27.345 | 8061.4947 | 0 | 8061.4947 | 3262.1652 | 17.0582 | 4799.3295 | 2.4712 | 2.4712 | 1886.1342 | 4.2741 | 1.4281 | 12.5098 | 4.5496 | 39.8548 | 9064.6121 | 0 | 9064.6121 | 3427.6774 | 17.9237 | 5636.9347 | 2.6445 | 2.6445 | 1981.8308 | 4.5739
BNI - Efficient Product Rebates; Variable Speed Drive Screw Compressors (10 - 40 hp); IND; Industrial | Variable Speed Drive Screw Compressors (10 - 40 hp) | IND | Industrial | 10 | 21475.7361 | 2451.568 | 4409.3333 | 36.29% | 687.2236 | 2287.2236 | 2809.3333 | 5096.5569 | 13652.8474 | 0.82 | 2.6018 | 2.6018 | 0 | 0 | 2.6018 | 0% | N/A | N/A |  | 0 | 0 | 0 | 0 | 0 | 0 | 0 | 0 | N/A | 0 | 0 | 0 | 0 | MA TRM p.289 | MA TRM: Non-Energy Impact=None | N/A |  | Variable Speed Drive Screw Compressors (10 - 40 hp) | 8.3475 | 73.124 | 8.3475 | 73.124 | 46487.4007 | 0 | 46487.4007 | 17867.2245 | 4.1524 | 28620.1762 | 2.6018 | 2.6018 | 9497.445 | 4.8947 | 6.8817 | 60.2836 | 15.2292 | 133.4076 | 40818.599 | 0 | 40818.599 | 14729.7767 | 3.4232 | 26088.8223 | 2.7712 | 2.7712 | 7829.7133 | 5.2133 | 7.2105 | 63.1644 | 22.4397 | 196.572 | 45768.9613 | 0 | 45768.9613 | 15433.6789 | 3.5868 | 30335.2823 | 2.9655 | 2.9655 | 8203.8773 | 5.5789
BNI - Efficient Product Rebates; Variable Speed Drive Screw Compressors (10 - 40 hp); COM-Process; Other Commercial | Variable Speed Drive Screw Compressors (10 - 40 hp) | COM-Process | Other Commercial | 10 | 36169.6608 | 4128.9607 | 4409.3333 | 36.29% | 1157.4291 | 2757.4291 | 2809.3333 | 5566.7625 | 22994.2738 | 0.82 | 3.9503 | 3.9503 | 0 | 0 | 3.9503 | 0% | N/A | N/A |  | 0 | 0 | 0 | 0 | 0 | 0 | 0 | 0 | N/A | 0 | 0 | 0 | 0 | MA TRM p.289 | MA TRM: Non-Energy Impact=None | N/A |  | Variable Speed Drive Screw Compressors (10 - 40 hp) | 15.1511 | 132.7239 | 15.1511 | 132.7239 | 84377.0668 | 0 | 84377.0668 | 21359.4375 | 4.475 | 63017.6292 | 3.9503 | 3.9503 | 12339.4339 | 6.838 | 12.6352 | 110.684 | 27.7863 | 243.4079 | 74945.1794 | 0 | 74945.1794 | 17812.5182 | 3.7319 | 57132.6612 | 4.2074 | 4.2074 | 10290.3642 | 7.283 | 13.4867 | 118.1429 | 41.273 | 361.5508 | 85606.4492 | 0 | 85606.4492 | 19012.903 | 3.9834 | 66593.5462 | 4.5025 | 4.5025 | 10983.8313 | 7.7939
BNI - Efficient Product Rebates; Variable Speed Drive Screw Compressors (10 - 40 hp); COM-Process; School | Variable Speed Drive Screw Compressors (10 - 40 hp) | COM-Process | School | 10 | 8590.2944 | 980.6272 | 4409.3333 | 36.29% | 274.8894 | 1874.8894 | 2809.3333 | 4684.2228 | 5461.139 | 0.82 | 1.151 | 1.151 | 0 | 0 | 1.151 | 0% | N/A | N/A |  | 0 | 0 | 0 | 0 | 0 | 0 | 0 | 0 | N/A | 0 | 0 | 0 | 0 | MA TRM p.289 | MA TRM: Non-Energy Impact=None | N/A |  | Variable Speed Drive Screw Compressors (10 - 40 hp) | 5.3363 | 46.7457 | 5.3363 | 46.7457 | 29717.8346 | 0 | 29717.8346 | 25818.4563 | 6.6362 | 3899.3783 | 1.151 | 1.151 | 12442.1588 | 2.3885 | 4.5571 | 39.9198 | 9.8933 | 86.6656 | 27030.0914 | 0 | 27030.0914 | 22048.3891 | 5.6672 | 4981.7024 | 1.2259 | 1.2259 | 10625.3276 | 2.5439 | 5.02 | 43.9748 | 14.9133 | 130.6404 | 31864.1591 | 0 | 31864.1591 | 24288.022 | 6.2428 | 7576.1371 | 1.3119 | 1.3119 | 11704.628 | 2.7224
BNI - Efficient Product Rebates; Air-Entraining Air Nozzles (up to 14CFM at 100 psi); COM-Process; School | Air-Entraining Air Nozzles (up to 14CFM at 100 psi) | COM-Process | School | 10 | 982.0971 | 165.4787 | 125 | 80% | 31.4271 | 131.4271 | 25 | 156.4271 | 683.9998 | 0.82 | 4.1879 | 4.1879 | 0 | 0 | 4.1879 | 0% | N/A | N/A |  | 0 | 0 | 0 | 0 | 0 | 0 | 0 | 0 | N/A | 0 | 0 | 0 | 0 | MA TRM p.289 | MA Does not offer this measure, but high efficiency air compressors are used as a proxy and have no NEIs in TRM (p.289) |  | Proxy | Air-Entraining Air Nozzles (up to 14CFM at 100 psi) | 4.6154 | 27.392 | 4.6154 | 27.392 | 19077.6949 | 0 | 19077.6949 | 4555.3796 | 34.0139 | 14522.3153 | 4.1879 | 4.1879 | 4470.3449 | 4.2676 | 4.3765 | 25.9737 | 8.9919 | 53.3658 | 19429.7036 | 0 | 19429.7036 | 4319.5112 | 32.2527 | 15110.1923 | 4.4981 | 4.4981 | 4238.8795 | 4.5837 | 4.737 | 28.1135 | 13.7289 | 81.4793 | 22668.8167 | 0 | 22668.8167 | 4675.3612 | 34.9097 | 17993.4555 | 4.8486 | 4.8486 | 4588.0869 | 4.9408
BNI - Efficient Product Rebates; No-Loss Drains (Timed drains are not eligible); COM-Process; School | No-Loss Drains (Timed drains are not eligible) | COM-Process | School | 10 | 2868.292 | 327.4306 | 270 | 44.44% | 91.7853 | 211.7853 | 150 | 361.7853 | 1823.4696 | 0.82 | 4.7743 | 4.7743 | 0 | 0 | 4.7743 | 0% | N/A | N/A |  | 0 | 0 | 0 | 0 | 0 | 0 | 0 | 0 | N/A | 0 | 0 | 0 | 0 | MA TRM p.296 | MA TRM: Non-Energy Impact=None | N/A |  | No-Loss Drains (Timed drains are not eligible) | 2.6637 | 23.3337 | 2.6637 | 23.3337 | 14834.0461 | 0 | 14834.0461 | 3107.053 | 9.9208 | 11726.9931 | 4.7743 | 4.7743 | 2101.0827 | 7.0602 | 2.5485 | 22.325 | 5.2122 | 45.6588 | 15116.5038 | 0 | 15116.5038 | 2972.738 | 9.4919 | 12143.7658 | 5.085 | 5.085 | 2010.2548 | 7.5197 | 2.7825 | 24.3747 | 7.9947 | 70.0335 | 17661.9288 | 0 | 17661.9288 | 3245.6654 | 10.3634 | 14416.2634 | 5.4417 | 5.4417 | 2194.8165 | 8.0471
BNI - Efficient Product Rebates; Air Tanks for Load / No-Load Screw Compressors (10 – 40 hp); IND; Industrial | Air Tanks for Load / No-Load Screw Compressors (10 – 40 hp) | IND | Industrial | 10 | 9054.6347 | 1525.6633 | 2000 | 26.67% | 289.7483 | 823.0816 | 1466.6667 | 2289.7483 | 6306.2688 | 0.82 | 2.6797 | 2.6797 | 0 | 0 | 2.6797 | 0% | N/A | N/A |  | 0 | 0 | 0 | 0 | 0 | 0 | 0 | 0 | N/A | 0 | 0 | 0 | 0 | MA TRM p.289 | MA Does not offer this measure, but high efficiency air compressors are used as a proxy and have no NEIs in TRM (p.289) |  | Proxy | Air Tanks for Load / No-Load Screw Compressors (10 – 40 hp) | 41.0735 | 243.7666 | 41.0735 | 243.7666 | 169775.7818 | 0 | 169775.7818 | 63356.3392 | 32.8314 | 106419.4427 | 2.6797 | 2.6797 | 27022.9229 | 6.2827 | 39.9709 | 237.2224 | 81.0444 | 480.989 | 177454.6764 | 0 | 177454.6764 | 61655.4604 | 31.95 | 115799.216 | 2.8782 | 2.8782 | 26297.4593 | 6.748 | 44.0301 | 261.3137 | 125.0745 | 742.3027 | 210705.6171 | 0 | 210705.6171 | 67916.938 | 35.1947 | 142788.6791 | 3.1024 | 3.1024 | 28968.1222 | 7.2737
BNI - Efficient Product Rebates; Air Tanks for Load / No-Load Screw Compressors (10 – 40 hp); COM-Process; Other Commercial | Air Tanks for Load / No-Load Screw Compressors (10 – 40 hp) | COM-Process | Other Commercial | 10 | 15249.911 | 2569.5381 | 2000 | 26.67% | 487.9972 | 1021.3305 | 1466.6667 | 2487.9972 | 10621.0844 | 0.82 | 4.0927 | 4.0927 | 0 | 0 | 4.0927 | 0% | N/A | N/A |  | 0 | 0 | 0 | 0 | 0 | 0 | 0 | 0 | N/A | 0 | 0 | 0 | 0 | MA TRM p.289 | MA Does not offer this measure, but high efficiency air compressors are used as a proxy and have no NEIs in TRM (p.289) |  | Proxy | Air Tanks for Load / No-Load Screw Compressors (10 – 40 hp) | 74.025 | 439.3296 | 74.025 | 439.3296 | 305979.2761 | 0 | 305979.2761 | 74761.9026 | 35.1325 | 231217.3736 | 4.0927 | 4.0927 | 35881.9138 | 8.5274 | 72.7255 | 431.6174 | 146.7505 | 870.947 | 322872.2753 | 0 | 322872.2753 | 73449.5005 | 34.5158 | 249422.7748 | 4.3958 | 4.3958 | 35252.0275 | 9.159 | 81.616 | 484.3815 | 228.3665 | 1355.3285 | 390572.2679 | 0 | 390572.2679 | 82428.4976 | 38.7352 | 308143.7703 | 4.7383 | 4.7383 | 39561.4897 | 9.8725
BNI - Efficient Product Rebates; Air Tanks for Load / No-Load Screw Compressors (10 – 40 hp); COM-Process; School | Air Tanks for Load / No-Load Screw Compressors (10 – 40 hp) | COM-Process | School | 10 | 3621.8539 | 610.2653 | 2000 | 26.67% | 115.8993 | 649.2327 | 1466.6667 | 2115.8993 | 2522.5075 | 0.82 | 1.178 | 1.178 | 0 | 0 | 1.178 | 0% | N/A | N/A |  | 0 | 0 | 0 | 0 | 0 | 0 | 0 | 0 | N/A | 0 | 0 | 0 | 0 | MA TRM p.289 | MA Does not offer this measure, but high efficiency air compressors are used as a proxy and have no NEIs in TRM (p.289) |  | Proxy | Air Tanks for Load / No-Load Screw Compressors (10 – 40 hp) | 26.4497 | 156.9757 | 26.4497 | 156.9757 | 109328.6181 | 0 | 109328.6181 | 92808.3701 | 52.8552 | 16520.248 | 1.178 | 1.178 | 34315.3072 | 3.186 | 27.7808 | 164.8759 | 54.2305 | 321.8516 | 123335.7623 | 0 | 123335.7623 | 97479.2255 | 55.5153 | 25856.5368 | 1.2653 | 1.2653 | 36042.3264 | 3.422 | 33.5988 | 199.4052 | 87.8293 | 521.2568 | 160786.7798 | 0 | 160786.7798 | 117893.8832 | 67.1416 | 42892.8966 | 1.3638 | 1.3638 | 43590.5168 | 3.6886
BNI - Efficient Product Rebates; Integrated Dual Enthalpy Economizer Controls; COM-HVAC; Office | Integrated Dual Enthalpy Economizer Controls | COM-HVAC | Office | 7 | 2667.9758 | 1819.0642 | 800 | 31.25% | 85.3752 | 335.3752 | 550 | 885.3752 | 2314.6607 | 0.82 | 2.5601 | 2.5601 | 0 | 0 | 2.5601 | 0% | N/A | N/A |  | 0 | 0 | 0 | 0 | 0 | 0 | 0 | 0 | N/A | 0 | 0 | 0 | 0 | MA TRM p.238 | MA TRM: Non-Energy Impact=None | N/A |  | Integrated Dual Enthalpy Economizer Controls | 296.3708 | 434.6795 | 296.3708 | 434.6795 | 377115.7223 | 0 | 377115.7223 | 147302.9761 | 198.6888 | 229812.7462 | 2.5601 | 2.5601 | 66635.311 | 5.6594 | 299.1707 | 438.7861 | 595.5414 | 873.4656 | 445293.6462 | 0 | 445293.6462 | 148694.6085 | 200.5659 | 296599.0377 | 2.9947 | 2.9947 | 67264.8424 | 6.62 | 345.7744 | 507.1386 | 941.3158 | 1380.6042 | 594092.3337 | 0 | 594092.3337 | 171857.6998 | 231.8093 | 422234.634 | 3.4569 | 3.4569 | 77743.1086 | 7.6417
BNI - Efficient Product Rebates; Integrated Dual Enthalpy Economizer Controls; COM-HVAC; Other Commercial | Integrated Dual Enthalpy Economizer Controls | COM-HVAC | Other Commercial | 7 | 2667.9758 | 1819.0642 | 800 | 31.25% | 85.3752 | 335.3752 | 550 | 885.3752 | 2314.6607 | 0.82 | 2.5601 | 2.5601 | 0 | 0 | 2.5601 | 0% | N/A | N/A |  | 0 | 0 | 0 | 0 | 0 | 0 | 0 | 0 | N/A | 0 | 0 | 0 | 0 | MA TRM p.238 | MA TRM: Non-Energy Impact=None | N/A |  | Integrated Dual Enthalpy Economizer Controls | 402.0379 | 589.6588 | 402.0379 | 589.6588 | 511571.3953 | 0 | 511571.3953 | 199821.9236 | 269.5287 | 311749.4717 | 2.5601 | 2.5601 | 90393.2586 | 5.6594 | 405.8361 | 595.2296 | 807.8739 | 1184.8884 | 604057.2652 | 0 | 604057.2652 | 201709.7242 | 272.0751 | 402347.541 | 2.9947 | 2.9947 | 91247.2413 | 6.62 | 469.0557 | 687.9522 | 1276.9297 | 1872.8406 | 805908.1765 | 0 | 805908.1765 | 233131.3124 | 314.4579 | 572776.8641 | 3.4569 | 3.4569 | 105461.396 | 7.6417
BNI - Efficient Product Rebates; Integrated Dual Enthalpy Economizer Controls; COM-HVAC; Retail | Integrated Dual Enthalpy Economizer Controls | COM-HVAC | Retail | 7 | 2667.9758 | 312.1355 | 800 | 31.25% | 85.3752 | 335.3752 | 550 | 885.3752 | 1184.5802 | 0.82 | 1.3102 | 1.3102 | 0 | 0 | 1.3102 | 0% | N/A | N/A |  | 0 | 0 | 0 | 0 | 0 | 0 | 0 | 0 | N/A | 0 | 0 | 0 | 0 | MA TRM p.238 | MA TRM: Non-Energy Impact=None | N/A |  | Integrated Dual Enthalpy Economizer Controls | 98.7014 | 843.6498 | 98.7014 | 843.6498 | 374580.1867 | 0 | 374580.1867 | 285893.6697 | 385.6261 | 88686.517 | 1.3102 | 1.3102 | 129329.4548 | 2.8963 | 99.6339 | 851.6201 | 198.3354 | 1695.2699 | 411947.8651 | 0 | 411947.8651 | 288594.6259 | 389.2693 | 123353.2392 | 1.4274 | 1.4274 | 130551.2838 | 3.1554 | 115.1545 | 984.2823 | 313.4899 | 2679.5522 | 519590.8101 | 0 | 519590.8101 | 333550.8198 | 449.9082 | 186039.9903 | 1.5578 | 1.5578 | 150888.0757 | 3.4436
BNI - Efficient Product Rebates; Integrated Dual Enthalpy Economizer Controls; COM-HVAC; School | Integrated Dual Enthalpy Economizer Controls | COM-HVAC | School | 7 | 2667.9758 | 233.8919 | 800 | 31.25% | 85.3752 | 335.3752 | 550 | 885.3752 | 1125.9035 | 0.82 | 1.2453 | 1.2453 | 0 | 0 | 1.2453 | 0% | N/A | N/A |  | 0 | 0 | 0 | 0 | 0 | 0 | 0 | 0 | N/A | 0 | 0 | 0 | 0 | MA TRM p.238 | MA TRM: Non-Energy Impact=None | N/A |  | Integrated Dual Enthalpy Economizer Controls | 73.7181 | 840.8928 | 73.7181 | 840.8928 | 354862.3504 | 0 | 354862.3504 | 284959.3767 | 384.3659 | 69902.9737 | 1.2453 | 1.2453 | 128906.8095 | 2.7529 | 74.4145 | 848.837 | 148.1326 | 1689.7298 | 387193.6776 | 0 | 387193.6776 | 287651.5062 | 387.9972 | 99542.1714 | 1.3461 | 1.3461 | 130124.6457 | 2.9756 | 86.0065 | 981.0657 | 234.1391 | 2670.7955 | 485109.623 | 0 | 485109.623 | 332460.7845 | 448.4379 | 152648.8385 | 1.4591 | 1.4591 | 150394.9774 | 3.2256
BNI - Efficient Product Rebates; HVAC Hotel Occupancy Sensor; COM-HVAC; Other Commercial | HVAC Hotel Occupancy Sensor | COM-HVAC | Other Commercial | 10 | 490.122 | 334.1722 | 321 | 23.36% | 15.6839 | 90.6839 | 246 | 336.6839 | 622.5516 | 0.82 | 1.8304 | 1.8304 | 0 | 0 | 1.8304 | 0% | N/A | N/A |  | 0 | 0 | 0 | 0 | 0 | 0 | 0 | 0 | N/A | 0 | 0 | 0 | 0 | MA TRM p.248 | MA TRM: Non-Energy Impact=None | N/A |  | HVAC Hotel Occupancy Sensor | 14.4222 | 21.1527 | 14.4222 | 21.1527 | 26868.1187 | 0 | 26868.1187 | 14679.2092 | 52.6318 | 12188.9096 | 1.8304 | 1.8304 | 4772.8554 | 5.6294 | 15.228 | 22.3346 | 29.6503 | 43.4873 | 31675.0259 | 0 | 31675.0259 | 15499.3918 | 55.5725 | 16175.6342 | 2.0436 | 2.0436 | 5039.5327 | 6.2853 | 18.6009 | 27.2815 | 48.2512 | 70.7688 | 43061.159 | 0 | 43061.159 | 18932.3428 | 67.8812 | 24128.8162 | 2.2745 | 2.2745 | 6155.7358 | 6.9953
BNI - Efficient Product Rebates; Zero-Energy Livestock Waterers; COM-Other; Other Commercial | Zero-Energy Livestock Waterers | COM-Other | Other Commercial | 15 | 805.68 | 91.9727 | 150 | 66.67% | 25.7818 | 125.7818 | 50 | 175.7818 | 732.2359 | 0.82 | 4.0357 | 4.0357 | 0 | 0 | 4.0357 | 0% | FLAGGED for further research | Research Team? |  | 0 | 0 | 0 | 0 | 0 | 0 | 0 | 0 | N/A | 0 | 0 | 0 | 0 | Not offered in MA TRM | MA does not offer AG program measures, however, based on anetdotal evidence in Vermont, VEIC recommends further exploration of these measures by the Research Team |  | Flagged | Zero-Energy Livestock Waterers | 0.53094 | 4.651 | 0.53094 | 4.651 | 4227.0485 | 0 | 4227.0485 | 1047.4229 | 7.04 | 3179.6256 | 4.0357 | 4.0357 | 885.503 | 4.7736 | 0.50829 | 4.4526 | 1.0392 | 9.1036 | 4276.7136 | 0 | 4276.7136 | 1002.7365 | 6.7396 | 3273.977 | 4.265 | 4.265 | 847.7246 | 5.0449 | 0.55567 | 4.8676 | 1.5949 | 13.9713 | 4963.4791 | 0 | 4963.4791 | 1096.2019 | 7.3679 | 3867.2772 | 4.5279 | 4.5279 | 926.7413 | 5.3558
BNI - Efficient Product Rebates; Single Heat Pad; COM-Other; Other Commercial | Single Heat Pad | COM-Other | Other Commercial | 15 | 733.5045 | 83.7335 | 100 | 60% | 23.4721 | 83.4721 | 40 | 123.4721 | 666.6397 | 0.82 | 5.1828 | 5.1828 | 0 | 0 | 5.1828 | 0% | FLAGGED for further research | Research Team? |  | 0 | 0 | 0 | 0 | 0 | 0 | 0 | 0 | N/A | 0 | 0 | 0 | 0 | Not offered in MA TRM | MA does not offer AG program measures, however, based on anecdotal evidence in Vermont, VEIC recommends further exploration of these measures by the Research Team |  | Flagged | Single Heat Pad | 0.48281 | 4.2294 | 0.48281 | 4.2294 | 3843.8464 | 0 | 3843.8464 | 741.6496 | 7.0317 | 3102.1968 | 5.1828 | 5.1828 | 586.952 | 6.5488 | 0.46141 | 4.042 | 0.94422 | 8.2714 | 3882.3116 | 0 | 3882.3116 | 708.7857 | 6.7201 | 3173.5259 | 5.4774 | 5.4774 | 560.943 | 6.921 | 0.50332 | 4.4091 | 1.4475 | 12.6805 | 4495.9092 | 0 | 4495.9092 | 773.1607 | 7.3305 | 3722.7485 | 5.815 | 5.815 | 611.8903 | 7.3476
BNI - Efficient Product Rebates; Double Heat Pad; COM-Other; Other Commercial | Double Heat Pad | COM-Other | Other Commercial | 15 | 764.3889 | 87.2591 | 150 | 80% | 24.4604 | 144.4604 | 30 | 174.4604 | 694.7088 | 0.82 | 3.8631 | 3.8631 | 0 | 0 | 3.8631 | 0% | FLAGGED for further research | Research Team? |  | 0 | 0 | 0 | 0 | 0 | 0 | 0 | 0 | N/A | 0 | 0 | 0 | 0 | Not offered in MA TRM | MA does not offer AG program measures, however, based on anecdotal evidence in Vermont, VEIC recommends further exploration of these measures by the Research Team |  | Flagged | Double Heat Pad | 0.50059 | 4.3852 | 0.50059 | 4.3852 | 3985.4426 | 0 | 3985.4426 | 1031.6573 | 6.9962 | 2953.7853 | 3.8631 | 3.8631 | 1010.6688 | 3.9434 | 0.47577 | 4.1678 | 0.97637 | 8.553 | 4003.149 | 0 | 4003.149 | 980.511 | 6.6493 | 3022.638 | 4.0827 | 4.0827 | 960.5631 | 4.1675 | 0.5163 | 4.5228 | 1.4927 | 13.0757 | 4611.8222 | 0 | 4611.8222 | 1064.0229 | 7.2156 | 3547.7993 | 4.3343 | 4.3343 | 1042.3759 | 4.4243
BNI - Efficient Product Rebates; Dairy Scroll Compressor; COM-Other; Other Commercial | Dairy Scroll Compressor | COM-Other | Other Commercial | 15 | 406.197 | 46.3696 | 350 | 14.29% | 12.9983 | 62.9983 | 300 | 362.9983 | 369.1689 | 0.82 | 1.0091 | 1.0091 | 0 | 0 | 1.0091 | 0% | FLAGGED for further research | Research Team? |  | 0 | 0 | 0 | 0 | 0 | 0 | 0 | 0 | N/A | 0 | 0 | 0 | 0 | Not offered in MA TRM | MA does not offer AG program measures, however, based on anecdotal evidence in Vermont, VEIC recommends further exploration of these measures by the Research Team |  | Flagged | Dairy Scroll Compressor | 0.4728 | 4.1417 | 0.4728 | 4.1417 | 3764.1476 | 0 | 3764.1476 | 3730.3233 | 12.4345 | 33.8243 | 1.0091 | 1.0091 | 783.3512 | 4.8052 | 0.43267 | 3.7901 | 0.90546 | 7.9318 | 3640.4265 | 0 | 3640.4265 | 3413.6887 | 11.379 | 226.7378 | 1.0664 | 1.0664 | 716.8594 | 5.0783 | 0.48417 | 4.2413 | 1.3896 | 12.1731 | 4324.8258 | 0 | 4324.8258 | 3820.0403 | 12.7335 | 504.7855 | 1.1321 | 1.1321 | 802.1914 | 5.3913
BNI - Efficient Product Rebates; Heat Reclaimer Unit; COM-Other; Other Commercial | Heat Reclaimer Unit | COM-Other | Other Commercial | 15 | 158.2266 | 18.0624 | 35 | 42.86% | 5.0633 | 20.0633 | 20 | 40.0633 | 143.803 | 0.82 | 3.4925 | 3.4925 | 0 | 0 | 3.4925 | 0% | FLAGGED for further research | Research Team? |  | 0 | 0 | 0 | 0 | 0 | 0 | 0 | 0 | N/A | 0 | 0 | 0 | 0 | Not offered in MA TRM | MA does not offer AG program measures, however, based on anecdotal evidence in Vermont, VEIC recommends further exploration of these measures by the Research Team |  | Flagged | Heat Reclaimer Unit | 0.21289 | 1.8649 | 0.21289 | 1.8649 | 1694.8908 | 0 | 1694.8908 | 485.2932 | 14.3734 | 1209.5976 | 3.4925 | 3.4925 | 288.3774 | 5.8773 | 0.20883 | 1.8293 | 0.42172 | 3.6942 | 1757.07 | 0 | 1757.07 | 476.0399 | 14.0994 | 1281.0301 | 3.691 | 3.691 | 282.8788 | 6.2114 | 0.23417 | 2.0513 | 0.65588 | 5.7455 | 2091.7085 | 0 | 2091.7085 | 533.8056 | 15.8103 | 1557.9028 | 3.9185 | 3.9185 | 317.2051 | 6.5942
BNI - Efficient Product Rebates; VSD for Milk Vacuum Pump; COM-Other; Other Commercial | VSD for Milk Vacuum Pump | COM-Other | Other Commercial | 15 | 2310.735 | 263.7828 | 200 | 57.5% | 73.9435 | 188.9435 | 85 | 273.9435 | 2100.0931 | 0.82 | 7.2373 | 7.2373 | 0 | 0 | 7.2373 | 0% | FLAGGED for further research | Research Team? |  | 0 | 0 | 0 | 0 | 0 | 0 | 0 | 0 | N/A | 0 | 0 | 0 | 0 | Not offered in MA TRM | MA does not offer AG program measures, however, based on anecdotal evidence in Vermont, VEIC recommends further exploration of these measures by the Research Team |  | Flagged | VSD for Milk Vacuum Pump | 3.0163 | 26.4229 | 3.0163 | 26.4229 | 24014.233 | 0 | 24014.233 | 3318.1056 | 13.9449 | 20696.1275 | 7.2373 | 7.2373 | 2634.804 | 9.1142 | 2.8533 | 24.9948 | 5.8696 | 51.4177 | 24007.4576 | 0 | 24007.4576 | 3138.7698 | 13.1912 | 20868.6877 | 7.6487 | 7.6487 | 2492.3991 | 9.6323 | 3.0787 | 26.969 | 8.9483 | 78.3867 | 27500.065 | 0 | 27500.065 | 3386.6842 | 14.2331 | 24113.3808 | 8.1201 | 8.1201 | 2689.2602 | 10.2259
[41 empty] | Total | 5336.6572 | 34078.9608 | 5336.6572 | 34078.9608 | 23758751.6608 | 6076161.059 | 29834912.7198 | 11816821.3881 |  | 11941930.2727 | 2.0106 |  | 6712360.5612 | 3.5396 | 5372.5061 | 33586.5979 | 10709.1633 | 67665.5587 | 25443533.9275 | 6132458.7626 | 31575992.6901 | 11569835.3177 |  | 13873698.6098 | 2.1991 | 2.7292 | 6491649.3172 | 3.9194 | 5347.8328 | 33638.8758 | 15795.0633 | 99704.8721 | 28889552.7751 | 6425810.7638 | 35315363.5389 | 12987108.4997 |  | 15902444.2754 | 2.2245 |  | 7045598.205 | 4.1004
[41 empty] | Cross-check | 5336.6572 | 34078.9608 | 5336.6572 | 34078.9608 | 23758751.6608 | 2.5248 |  |  |  |  | 2.0106 |  |  | 3.5396 | 5372.5061 | 33586.5979 | 10709.1633 | 67665.5587 | 25443533.9275 | 2.7292 |  |  |  |  | 2.1991 | #DIV/0! |  | 3.9194 | 5347.8328 | 33638.8758 | 15795.0633 | 99704.8721 | 28889552.7751 | 2.7193 |  |  |  |  | 2.2245 |  |  | 4.1004
[47 empty] | NEW TRC RATIO |  |  |  |  | EXISTING TRC RATIO | [8 empty] | NEW TRC RATIO |  |  |  |  | EXISTING TRC RATIO | #DIV/0! | [7 empty] | NEW TRC RATIO |  |  |  |  | EXISTING TRC RATIO
[41 empty] | Business Energy Solutions | [25 empty] | #DIV/0!
| BNI- Direct Installation | [39 empty] | Measure Name | For Plan Year 2016 | [13 empty] | For Plan Year 2017 | [10 empty] | #DIV/0! |  |  | For Plan Year 2018
[46 empty] | A |  |  | B |  | C = A - B | D = A / B |  | E | F = A / E |  |  |  |  | A |  |  | B |  | C = A - B | D = A / B | #VALUE! | E | F = A / E |  |  |  |  | A |  |  | B |  | C = A - B | D = A / B |  | E | F = A / E
| Measure Name | Technology Type | Target Market | Measure Life | Annual Energy Savings per Unit (kWh) | Peak Demand Savings per Unit (Watts) | On-Time Incremental Measure Cost ($) | Incentive as a Percent of Incremental Measure Cost (%) | Program Administrative Cost ($) | DSM Administrator Cost (Incentive + Administrative) ($) | DSM Customer Cost (Incremental Measure Cost - Incentive) ($) | Total DSM Cost ($) | Present Value Avoided Cost ($) | Net-To-Gross Ratio | Total Resource Benefit-Cost Ratio (TRC) | TRC Calculation | PV One-Time NEB | PV Annual NEB | TRC With NEBs | TRC % Change | [21 empty] | Peak Demand Savings (kW) | First Year Energy Savings (MWh) | Cumulative Peak Demand Savings (kW) | Cumulative Energy Savings (MWh) | Total Avoided Cost Benefits ($) |  |  | TRC Costs ($) |  | Total Net Resource Benefits ($) | TRC (Ratio) |  | PAC Costs ($) | PAC (Ratio) | Peak Demand Savings (kW) | First Year Energy Savings (MWh) | Cumulative Peak Demand Savings (kW) | Cumulative Energy Savings (MWh) | Total Avoided Cost Benefits ($) |  |  | TRC Costs ($) |  | Total Net Resource Benefits ($) | TRC (Ratio) | #VALUE! | PAC Costs ($) | PAC (Ratio) | Peak Demand Savings (kW) | First Year Energy Savings (MWh) | Cumulative Peak Demand Savings (kW) | Cumulative Energy Savings (MWh) | Total Avoided Cost Benefits ($) |  |  | TRC Costs ($) |  | Total Net Resource Benefits ($) | TRC (Ratio) |  | PAC Costs ($) | PAC (Ratio)
BNI- Direct Installation; Night Covers for 3' Refrigerated Display Cases-BES; COM-Refrigeration; Other Commercial | Night Covers for 3' Refrigerated Display Cases-BES | COM-Refrigeration | Other Commercial | 10 | 133.7932 | 13.5466 | 52.859 | 75.67% | 16.7242 | 56.7242 | 12.859 | 69.5832 | 83.1271 | 0.82 | 1.1348 | 1.1348 | 0 | 0 | 1.1348 | 0% | N/A | N/A |  | 0 | 0 | 0 | 0 | 0 | 0 | 0 | 0 | N/A | 0 | 0 | 0 | 0 | MA TRM p.262 | MA TRM: Non-Energy Impact=None | N/A |  | Night Covers for 3' Refrigerated Display Cases-BES | 1.8726 | 18.4951 | 1.8726 | 18.4951 | 11491.2034 | 0 | 11491.2034 | 10126.421 | 168.5811 | 1364.7824 | 1.1348 | 1.1348 | 9562.6217 | 1.2017 | 1.9504 | 19.2627 | 3.823 | 37.7578 | 12718.3995 | 0 | 12718.3995 | 10546.6629 | 175.5772 | 2171.7366 | 1.2059 | 1.2059 | 9959.4662 | 1.277 | 2.0449 | 20.1968 | 5.8679 | 57.9546 | 14242.6054 | 0 | 14242.6054 | 11058.132 | 184.0919 | 3184.4734 | 1.288 | 1.288 | 10442.4587 | 1.3639
BNI- Direct Installation; Night Covers for 3' Refrigerated Display Cases-BES; COM-Refrigeration; Retail | Night Covers for 3' Refrigerated Display Cases-BES | COM-Refrigeration | Retail | 10 | 103.2837 | 10.4645 | 52.859 | 75.67% | 12.9105 | 52.9105 | 12.859 | 65.7695 | 64.179 | 0.82 | 0.93551 | 0.93551 | 0 | 0 | 0.93551 | 0% | N/A | N/A |  | 0 | 0 | 0 | 0 | 0 | 0 | 0 | 0 | N/A | 0 | 0 | 0 | 0 | MA TRM p.262 | MA TRM: Non-Energy Impact=None | N/A |  | Night Covers for 3' Refrigerated Display Cases-BES | 2.0621 | 20.3526 | 2.0621 | 20.3526 | 12646.8048 | 0 | 12646.8048 | 13518.6671 | 240.3112 | -871.8624 | 0.93551 | 0.93551 | 12714.9753 | 0.99464 | 2.1391 | 21.1124 | 4.2011 | 41.4649 | 13941.547 | 0 | 13941.547 | 14023.3232 | 249.2821 | -81.7762 | 0.99417 | 0.99417 | 13189.6293 | 1.057 | 2.2336 | 22.0459 | 6.4348 | 63.5108 | 15548.7886 | 0 | 15548.7886 | 14643.3927 | 260.3046 | 905.3959 | 1.0618 | 1.0618 | 13772.8353 | 1.1289
BNI- Direct Installation; Humidity-Based Door Heater Controls for Reach-In Coolers and Freezers-BES; COM-Refrigeration; Other Commercial | Humidity-Based Door Heater Controls for Reach-In Coolers and Freezers-BES | COM-Refrigeration | Other Commercial | 10 | 1779.1429 | 1217.7118 | 345 | 75% | 222.3929 | 481.1429 | 86.25 | 567.3929 | 2265.0781 | 0.82 | 3.6758 | 3.6758 | 0 | 0 | 3.6758 | 0% | N/A | N/A |  | 0 | 0 | 0 | 0 | 0 | 0 | 0 | 0 | N/A | 0 | 0 | 0 | 0 | MA TRM p.252 | MA TRM: Non-Energy Impact=None | N/A |  | Humidity-Based Door Heater Controls for Reach-In Coolers and Freezers-BES | 31.8094 | 46.4752 | 31.8094 | 46.4752 | 59168.9599 | 0 | 59168.9599 | 16096.8192 | 31.8564 | 43072.1407 | 3.6758 | 3.6758 | 15327.4868 | 3.8603 | 33.8317 | 49.43 | 65.6411 | 95.9052 | 70271.1381 | 0 | 70271.1381 | 17120.2157 | 33.8818 | 53150.9224 | 4.1046 | 4.1046 | 16301.971 | 4.3106 | 36.2096 | 52.9042 | 101.8507 | 148.8094 | 83712.8226 | 0 | 83712.8226 | 18323.4998 | 36.2631 | 65389.3228 | 4.5686 | 4.5686 | 17447.7452 | 4.7979
BNI- Direct Installation; Humidity-Based Door Heater Controls for Reach-In Coolers and Freezers-BES; COM-Refrigeration; Retail | Humidity-Based Door Heater Controls for Reach-In Coolers and Freezers-BES | COM-Refrigeration | Retail | 10 | 1779.1429 | 1236.4543 | 345 | 75% | 222.3929 | 481.1429 | 86.25 | 567.3929 | 2286.0263 | 0.82 | 3.7098 | 3.7098 | 0 | 0 | 3.7098 | 0% | N/A | N/A |  | 0 | 0 | 0 | 0 | 0 | 0 | 0 | 0 | N/A | 0 | 0 | 0 | 0 | MA TRM p.252 | MA TRM: Non-Energy Impact=None | N/A |  | Humidity-Based Door Heater Controls for Reach-In Coolers and Freezers-BES | 46.2115 | 66.4941 | 46.2115 | 66.4941 | 85438.4539 | 0 | 85438.4539 | 23030.3995 | 45.5783 | 62408.0544 | 3.7098 | 3.7098 | 21929.683 | 3.896 | 49.1495 | 70.7216 | 95.3611 | 137.2157 | 101512.5337 | 0 | 101512.5337 | 24494.6161 | 48.4761 | 77017.9177 | 4.1443 | 4.1443 | 23323.9188 | 4.3523 | 52.604 | 75.6922 | 147.965 | 212.9079 | 120970.8008 | 0 | 120970.8008 | 26216.2054 | 51.8832 | 94754.5954 | 4.6144 | 4.6144 | 24963.2263 | 4.846
BNI- Direct Installation; Evaporator Fan Motor Controls for Walk-In Freezers and Coolers-BES; COM-Refrigeration; Other Commercial | Evaporator Fan Motor Controls for Walk-In Freezers and Coolers-BES | COM-Refrigeration | Other Commercial | 15 | 2719.589 | 1861.3883 | 2254 | 75% | 339.9486 | 2030.4486 | 563.5 | 2593.9486 | 4901.1035 | 0.82 | 1.8366 | 1.8366 | 0 | 0 | 1.8366 | 0% | N/A | N/A |  | 0 | 0 | 0 | 0 | 0 | 0 | 0 | 0 | N/A | 0 | 0 | 0 | 0 | MA TRM p.266 | MA TRM: Non-Energy Impact=None | N/A |  | Evaporator Fan Motor Controls for Walk-In Freezers and Coolers-BES | 10.5105 | 15.3564 | 10.5105 | 15.3564 | 27674.4621 | 0 | 27674.4621 | 15068.2964 | 6.8861 | 12606.1657 | 1.8366 | 1.8366 | 13981.8123 | 1.9793 | 10.8118 | 15.7966 | 21.3223 | 31.153 | 30922.8314 | 0 | 30922.8314 | 15500.2693 | 7.0835 | 15422.5621 | 1.995 | 1.995 | 14382.6382 | 2.15 | 11.2351 | 16.415 | 32.5573 | 47.568 | 34919.0636 | 0 | 34919.0636 | 16107.0979 | 7.3608 | 18811.9657 | 2.1679 | 2.1679 | 14945.712 | 2.3364
BNI- Direct Installation; Evaporator Fan Motor Controls for Walk-In Freezers and Coolers-BES; COM-Refrigeration; Retail | Evaporator Fan Motor Controls for Walk-In Freezers and Coolers-BES | COM-Refrigeration | Retail | 15 | 2709.4815 | 1883.0136 | 2254 | 75% | 338.6852 | 2029.1852 | 563.5 | 2592.6852 | 4927.5994 | 0.82 | 1.8476 | 1.8476 | 0 | 0 | 1.8476 | 0% | N/A | N/A |  | 0 | 0 | 0 | 0 | 0 | 0 | 0 | 0 | N/A | 0 | 0 | 0 | 0 | MA TRM p.266 | MA TRM: Non-Energy Impact=None | N/A |  | Evaporator Fan Motor Controls for Walk-In Freezers and Coolers-BES | 15.2114 | 21.8878 | 15.2114 | 21.8878 | 39806.2946 | 0 | 39806.2946 | 21544.8947 | 9.8515 | 18261.3998 | 1.8476 | 1.8476 | 19990.5246 | 1.9913 | 15.6463 | 22.5135 | 30.8577 | 44.4014 | 44486.2961 | 0 | 44486.2961 | 22160.7981 | 10.1331 | 22325.4979 | 2.0074 | 2.0074 | 20561.9932 | 2.1635 | 16.2575 | 23.393 | 47.1152 | 67.7943 | 50241.5797 | 0 | 50241.5797 | 23026.4628 | 10.529 | 27215.1169 | 2.1819 | 2.1819 | 21365.2039 | 2.3516
BNI- Direct Installation; Electronically Commutated (Brushless) DC Motors for Refrigeration Applications-BES; COM-Refrigeration; Other Commercial | Electronically Commutated (Brushless) DC Motors for Refrigeration Applications-BES | COM-Refrigeration | Other Commercial | 15 | 613.212 | 62.0881 | 245 | 75% | 76.6515 | 260.4015 | 61.25 | 321.6515 | 544.9171 | 0.82 | 1.6099 | 1.6099 | 0 | 0 | 1.6099 | 0% | N/A | N/A |  | 0 | 0 | 0 | 0 | 0 | 0 | 0 | 0 | N/A | 0 | 0 | 0 | 0 | MA TRM p.256 | MA TRM: Non-Energy Impact=None | N/A |  | Electronically Commutated (Brushless) DC Motors for Refrigeration Applications-BES | 1.6667 | 16.4616 | 1.6667 | 16.4616 | 14628.2186 | 0 | 14628.2186 | 9086.3757 | 32.7376 | 5541.8428 | 1.6099 | 1.6099 | 8524.9255 | 1.7159 | 1.7567 | 17.35 | 3.4234 | 33.8116 | 16273.1951 | 0 | 16273.1951 | 9576.7623 | 34.5045 | 6696.4328 | 1.6992 | 1.6992 | 8985.011 | 1.8111 | 1.8714 | 18.4832 | 5.2949 | 52.2948 | 18383.9129 | 0 | 18383.9129 | 10202.2502 | 36.758 | 8181.6627 | 1.8019 | 1.8019 | 9571.8497 | 1.9206
BNI- Direct Installation; Electronically Commutated (Brushless) DC Motors for Refrigeration Applications-BES; COM-Refrigeration; Retail | Electronically Commutated (Brushless) DC Motors for Refrigeration Applications-BES | COM-Refrigeration | Retail | 15 | 613.212 | 62.1294 | 245 | 75% | 76.6515 | 260.4015 | 61.25 | 321.6515 | 544.9819 | 0.82 | 1.6101 | 1.6101 | 0 | 0 | 1.6101 | 0% | N/A | N/A |  | 0 | 0 | 0 | 0 | 0 | 0 | 0 | 0 | N/A | 0 | 0 | 0 | 0 | MA TRM p.256 | MA TRM: Non-Energy Impact=None | N/A |  | Electronically Commutated (Brushless) DC Motors for Refrigeration Applications-BES | 2.3863 | 23.5523 | 2.3863 | 23.5523 | 20931.6969 | 0 | 20931.6969 | 13000.2617 | 46.8391 | 7931.4352 | 1.6101 | 1.6101 | 12196.9712 | 1.7161 | 2.5151 | 24.8234 | 4.9013 | 48.3757 | 23285.6729 | 0 | 23285.6729 | 13701.8785 | 49.367 | 9583.7944 | 1.6995 | 1.6995 | 12855.2349 | 1.8114 | 2.6793 | 26.4447 | 7.5806 | 74.8203 | 26306.1024 | 0 | 26306.1024 | 14596.7904 | 52.5913 | 11709.3119 | 1.8022 | 1.8022 | 13694.8499 | 1.9209
BNI- Direct Installation; Relamp/Reballast-Retrofit (dual baseline)-BES; COM-Lighting; Office | Relamp/Reballast-Retrofit (dual baseline)-BES | COM-Lighting | Office | 15 | 87.4682 | 9.9964 | 44.4767 | 78.69% | 10.9335 | 45.9335 | 9.4767 | 55.4102 | 79.5126 | 0.82 | 1.3754 | 1.3754 | 0 | 27.4304 | 1.8499 | 34.5% | $.027 kWh/yr | 0.03402 |  | 0 | 2.9757 | 0.14878 | 0.086294 | 0.011903 | 0 | 0.21722 | 2.1931 | N/A | 0 | 0.24698 | 0.06844 | 2.9727 | MA TRM p.418 | p. 418 MA TRM O&M | $.027 kWh/yr |  | Relamp/Reballast-Retrofit (dual baseline)-BES | 38.2591 | 334.7676 | 38.2591 | 334.7676 | 96581.9003 | 19524.3906 | 116106.2908 | 82689.2576 | 868.0241 | 13892.6427 | 1.168 | 1.4041 | 81412.4853 | 1.1863 | 31.0221 | 271.4432 | 69.2812 | 606.2108 | 84385.2735 | 15831.1727 | 100216.4462 | 67047.8248 | 703.8293 | 17337.4487 | 1.2586 | 1.4947 | 66012.5657 | 1.2783 | 26.7486 | 234.0504 | 96.0298 | 840.2612 | 78807.8245 | 13650.3393 | 92458.1638 | 57811.6084 | 606.8729 | 20996.2161 | 1.3632 | 1.5993 | 56918.9621 | 1.3846
BNI- Direct Installation; Relamp/Reballast-Retrofit (dual baseline)-BES; COM-Lighting; Other Commercial | Relamp/Reballast-Retrofit (dual baseline)-BES | COM-Lighting | Other Commercial | 15 | 84.7367 | 10.273 | 44.4767 | 78.69% | 10.5921 | 45.5921 | 9.4767 | 55.0688 | 77.952 | 0.82 | 1.3582 | 1.3582 | 0 | 26.5738 | 1.8212 | 34.09% | $.027 kWh/yr | 0.03402 |  | 0 | 2.8827 | 0.14414 | 0.0836 | 0.011531 | 0 | 0.21044 | 2.1246 | N/A | 0 | 0.23927 | 0.066303 | 2.8799 | MA TRM p.418 | p. 418 MA TRM O&M | $.027 kWh/yr |  | Relamp/Reballast-Retrofit (dual baseline)-BES | 54.9514 | 453.2644 | 54.9514 | 453.2644 | 131612.5795 | 25759.4751 | 157372.0546 | 112208.9536 | 1182.1417 | 19403.6259 | 1.1729 | 1.4025 | 110470.1472 | 1.1914 | 44.677 | 368.516 | 99.6284 | 821.7804 | 115702.0414 | 20943.1351 | 136645.1764 | 91228.8495 | 961.1125 | 24473.1918 | 1.2683 | 1.4978 | 89815.1539 | 1.2882 | 38.5876 | 318.2878 | 138.2159 | 1140.0682 | 108542.9203 | 18088.6143 | 126631.5346 | 78794.4817 | 830.1142 | 29748.4386 | 1.3775 | 1.6071 | 77573.4709 | 1.3992
BNI- Direct Installation; Relamp/Reballast-Retrofit (dual baseline)-BES; COM-Lighting; Retail | Relamp/Reballast-Retrofit (dual baseline)-BES | COM-Lighting | Retail | 15 | 85.1689 | 11.4838 | 44.4767 | 78.69% | 10.6461 | 45.6461 | 9.4767 | 55.1228 | 80.164 | 0.82 | 1.3951 | 1.3951 | 0 | 26.7093 | 1.86 | 33.32% | $.027 kWh/yr | 0.03402 |  | 0 | 2.8974 | 0.14487 | 0.084026 | 0.01159 | 0 | 0.21151 | 2.1354 | N/A | 0 | 0.24049 | 0.066641 | 2.8945 | MA TRM p.418 | p. 418 MA TRM O&M | $.027 kWh/yr |  | Relamp/Reballast-Retrofit (dual baseline)-BES | 87.467 | 648.6953 | 87.467 | 648.6953 | 192129.4842 | 37019.8308 | 229149.3149 | 160532.3373 | 1690.2753 | 31597.1469 | 1.1968 | 1.4274 | 158046.1198 | 1.2157 | 71.0823 | 527.1787 | 158.5492 | 1175.874 | 169903.4961 | 30085.1031 | 199988.5992 | 130460.6701 | 1373.645 | 39442.826 | 1.3023 | 1.5329 | 128440.1824 | 1.3228 | 61.3772 | 455.2014 | 219.9264 | 1631.0754 | 160158.2931 | 25977.4907 | 186135.7838 | 112648.4701 | 1186.097 | 47509.8229 | 1.4218 | 1.6524 | 110903.846 | 1.4441
BNI- Direct Installation; LED Lamps-Retrofit (dual baseline)-BES; COM-Lighting; Office | LED Lamps-Retrofit (dual baseline)-BES | COM-Lighting | Office | 10 | 90.3582 | 10.3267 | 6.0605 | 75% | 11.2948 | 15.8402 | 1.5151 | 17.3553 | 57.4569 | 0.82 | 2.8968 | 2.8968 | 0 | 21.7813 | 3.9949 | 37.91% | $.027 kWh/yr | 0.03402 |  | 0 | 3.074 | 0.1537 | 0.089146 | 0.012296 | 0 | 0.2244 | 2.2655 | N/A | 0 | 0.25514 | 0.070702 | 3.0709 | MA TRM p.418 | p. 418 MA TRM O&M | $.027 kWh/yr |  | LED Lamps-Retrofit (dual baseline)-BES | 18.4218 | 161.1906 | 18.4218 | 161.1906 | 71586.6039 | 26563.0378 | 98149.6418 | 31962.7153 | 1487.2364 | 39623.8886 | 2.2397 | 3.0708 | 31331.7781 | 2.2848 | 18.3688 | 160.7275 | 36.7906 | 321.9181 | 78026.4668 | 26183.4377 | 104209.9045 | 31786.4983 | 1465.983 | 46239.9685 | 2.4547 | 3.2784 | 31164.5775 | 2.5037 | 16.5006 | 144.3804 | 35.7903 | 313.1651 | 58227.9418 | 23254.1419 | 81482.0837 | 28479.5159 | 1301.9748 | 29748.4259 | 2.0446 | 2.8611 | 27927.1731 | 2.085
BNI- Direct Installation; LED Lamps-Retrofit (dual baseline)-BES; COM-Lighting; Other Commercial | LED Lamps-Retrofit (dual baseline)-BES | COM-Lighting | Other Commercial | 10 | 150.8009 | 18.2823 | 6.0605 | 75% | 18.8501 | 23.3955 | 1.5151 | 24.9106 | 97.0625 | 0.82 | 3.3414 | 3.3414 | 0 | 36.3513 | 4.5928 | 37.45% | $.027 kWh/yr | 0.03402 |  | 0 | 5.1302 | 0.25651 | 0.14878 | 0.020521 | 0 | 0.37451 | 3.781 | N/A | 0 | 0.42581 | 0.118 | 5.1251 | MA TRM p.418 | p. 418 MA TRM O&M | $.027 kWh/yr |  | LED Lamps-Retrofit (dual baseline)-BES | 44.6304 | 368.1322 | 44.6304 | 368.1322 | 165694.1757 | 60979.2849 | 226673.4606 | 66284.1887 | 2045.7302 | 99409.9869 | 2.4998 | 3.4197 | 65416.3191 | 2.5329 | 44.82 | 369.6957 | 89.4504 | 737.8279 | 182381.4317 | 60537.0645 | 242918.4962 | 66448.7956 | 2030.8946 | 115932.6361 | 2.7447 | 3.6557 | 65587.2197 | 2.7807 | 41.3902 | 341.4049 | 89.1024 | 734.957 | 140124.8512 | 55271.6081 | 195396.4593 | 61258.3132 | 1854.2493 | 78866.538 | 2.2874 | 3.1897 | 60471.6764 | 2.3172
BNI- Direct Installation; LED Lamps-Retrofit (dual baseline)-BES; COM-Lighting; Retail | LED Lamps-Retrofit (dual baseline)-BES | COM-Lighting | Retail | 10 | 141.2368 | 19.0437 | 6.0605 | 75% | 17.6546 | 22.2 | 1.5151 | 23.7151 | 93.0535 | 0.82 | 3.3727 | 3.3727 | 0 | 34.0458 | 4.6066 | 36.59% | $.027 kWh/yr | 0.03402 |  | 0 | 4.8049 | 0.24024 | 0.13934 | 0.01922 | 0 | 0.35076 | 3.5412 | N/A | 0 | 0.3988 | 0.11051 | 4.8001 | MA TRM p.418 | p. 418 MA TRM O&M | $.027 kWh/yr |  | LED Lamps-Retrofit (dual baseline)-BES | 52.8649 | 392.0704 | 52.8649 | 392.0704 | 209692.798 | 81566.3513 | 291259.1493 | 74286.4458 | 2921.6838 | 135406.3521 | 2.8228 | 3.9208 | 73046.9663 | 2.8707 | 53.0413 | 393.3785 | 105.9062 | 785.4489 | 228857.066 | 80901.4135 | 309758.4795 | 74367.4909 | 2897.866 | 154489.5751 | 3.0774 | 4.1652 | 73138.1158 | 3.1291 | 48.7965 | 361.8975 | 109.6658 | 813.3323 | 170173.262 | 73584.5115 | 243757.7735 | 68266.0667 | 2635.7766 | 101907.1953 | 2.4928 | 3.5707 | 67147.8789 | 2.5343
BNI- Direct Installation; LED Lamps-End of Life-BES; COM-Lighting; Office | LED Lamps-End of Life-BES | COM-Lighting | Office | 10 | 52.5635 | 6.0073 | 23.5 | 85.11% | 6.5704 | 26.5704 | 3.5 | 30.0704 | 33.424 | 0.82 | 1.0607 | 1.0607 | 0 | 12.6707 | 1.4627 | 37.91% | $.027 kWh/yr | 0.03402 |  | 0 | 1.7882 | 0.089411 | 0.051858 | 0.0071528 | 0 | 0.13054 | 1.3179 | N/A | 0 | 0.14842 | 0.041129 | 1.7864 | MA TRM p.418 | p. 418 MA TRM O&M | $.027 kWh/yr |  | LED Lamps-End of Life-BES | 4.3966 | 38.47 | 4.3966 | 38.47 | 24462.2848 | 9273.3879 | 33735.6727 | 23063.4373 | 892.5328 | 1398.8475 | 1.0607 | 1.4627 | 23714.9862 | 1.0315 | 4.3487 | 38.0512 | 8.7453 | 76.5212 | 25771.2793 | 9067.3936 | 34838.6729 | 22617.5357 | 872.7065 | 3153.7436 | 1.1394 | 1.5403 | 23254.6114 | 1.1082 | 2.352 | 20.5799 | 11.0973 | 97.101 | 14916.2112 | 8105.0487 | 23021.2599 | 18169.3926 | 780.084 | -3253.1814 | 0.82095 | 1.267 | 18738.854 | 0.796
BNI- Direct Installation; LED Lamps-End of Life-BES; COM-Lighting; Other Commercial | LED Lamps-End of Life-BES | COM-Lighting | Other Commercial | 10 | 87.7244 | 10.6353 | 23.5 | 85.11% | 10.9656 | 30.9656 | 3.5 | 34.4656 | 56.4635 | 0.82 | 1.5313 | 1.5313 | 0 | 21.1464 | 2.1048 | 37.45% | $.027 kWh/yr | 0.03402 |  | 0 | 2.9844 | 0.14922 | 0.086547 | 0.011938 | 0 | 0.21786 | 2.1995 | N/A | 0 | 0.2477 | 0.068641 | 2.9814 | MA TRM p.418 | p. 418 MA TRM O&M | $.027 kWh/yr |  | LED Lamps-End of Life-BES | 10.4986 | 86.5972 | 10.4986 | 86.5972 | 55737.9544 | 20874.6833 | 76612.6377 | 36398.8202 | 1203.8418 | 19339.1342 | 1.5313 | 2.1048 | 37277.6247 | 1.4952 | 10.3882 | 85.6864 | 20.8868 | 172.2836 | 58811.0696 | 20418.6366 | 79229.7062 | 35753.184 | 1177.5416 | 23057.8856 | 1.6449 | 2.216 | 36612.7894 | 1.6063 | 5.5238 | 45.5631 | 26.4106 | 217.8467 | 33500.1863 | 17944.2893 | 51444.4755 | 26887.0749 | 1034.8461 | 6613.1114 | 1.246 | 1.9134 | 27642.5126 | 1.2119
BNI- Direct Installation; LED Lamps-End of Life-BES; COM-Lighting; Retail | LED Lamps-End of Life-BES | COM-Lighting | Retail | 10 | 82.1607 | 11.0782 | 23.5 | 85.11% | 10.2701 | 30.2701 | 3.5 | 33.7701 | 54.1314 | 0.82 | 1.5026 | 1.5026 | 0 | 19.8053 | 2.0524 | 36.59% | $.027 kWh/yr | 0.03402 |  | 0 | 2.7951 | 0.13976 | 0.081058 | 0.01118 | 0 | 0.20404 | 2.06 | N/A | 0 | 0.23199 | 0.064287 | 2.7923 | MA TRM p.418 | p. 418 MA TRM O&M | $.027 kWh/yr |  | LED Lamps-End of Life-BES | 15.6502 | 116.0689 | 15.6502 | 116.0689 | 76471.6683 | 27978.9854 | 104450.6538 | 50891.9956 | 1722.811 | 25579.6728 | 1.5026 | 2.0524 | 52149.6476 | 1.4664 | 15.4847 | 114.8418 | 31.1349 | 230.9107 | 80861.0332 | 27366.2156 | 108227.2488 | 49977.8609 | 1685.0796 | 30883.1722 | 1.6179 | 2.1655 | 51207.9691 | 1.5791 | 8.2463 | 61.1582 | 39.3812 | 292.0689 | 46217.5021 | 24086.1628 | 70303.6649 | 37902.4141 | 1483.1098 | 8315.088 | 1.2194 | 1.8549 | 38985.0842 | 1.1855
BNI- Direct Installation; High-Efficiency Air Source Heat Pumps: Air Source Heat Pumps (1-11) Tons, Baseline; COM-HVAC; Office | High-Efficiency Air Source Heat Pumps: Air Source Heat Pumps (1-11) Tons, Baseline | COM-HVAC | Office | 15 | 5953.9599 | 811.2603 | 387.5 | 51.61% | 744.245 | 944.245 | 187.5 | 1131.745 | 5617.326 | 0.82 | 4.3373 | 4.3373 | 0 | 5417.788 | 8.5206 | 96.45% | $.0966/ kWh | 0.12172 |  | 0 | 587.7254 | 59.4248 | 0 | 0 | 24.6395 | -2.1741 | 505.8351 | N/A | 0 | 0 | 0 | 587.7254 | MA PA 2012 Study table 1-2 HVAC | not in MA TRM but included in initial study under HVAC and found to be statistically significant | N/A | Proxy-from original research | High-Efficiency Air Source Heat Pumps | 3.565 | 26.1641 | 3.565 | 26.1641 | 24684.7579 | 23807.9087 | 48492.6665 | 5691.2525 | 5.359 | 18993.5053 | 4.3373 | 8.5206 | 5060.2279 | 4.8782 | 4.7912 | 35.1631 | 8.3562 | 61.3272 | 35132.805 | 31996.5828 | 67129.3878 | 7648.7454 | 7.2022 | 27484.0596 | 4.5933 | 8.7765 | 6800.6814 | 5.1661 | 5.2398 | 38.4559 | 13.596 | 99.7831 | 40863.7961 | 37830.1194 | 78693.9156 | 8567.9332 | 8.5153 | 32295.8629 | 4.7694 | 9.1847 | 7565.2522 | 5.4015 |  | 724.6922 | 136.9668
BNI- Direct Installation; High-Efficiency Air Source Heat Pumps: Air Source Heat Pumps (1-11) Tons, Baseline; COM-HVAC; Other Commercial | High-Efficiency Air Source Heat Pumps: Air Source Heat Pumps (1-11) Tons, Baseline | COM-HVAC | Other Commercial | 15 | 4948.2987 | 650.5801 | 387.5 | 51.61% | 618.5373 | 818.5373 | 187.5 | 1006.0373 | 4631.4732 | 0.82 | 4.0562 | 4.0562 | 0 | 4502.6896 | 7.9997 | 97.22% | $.0966/ kWh | 0.12172 |  | 0 | 488.4549 | 49.3875 | 0 | 0 | 20.4778 | -1.8069 | 420.3964 | N/A | 0 | 0 | 0 | 488.4549 | MA PA 2012 Study table 1-2 HVAC | not in MA TRM but included in initial study under HVAC and found to be statistically significant | N/A | Proxy-from original research | High-Efficiency Air Source Heat Pumps | 3.8993 | 29.6577 | 3.8993 | 29.6577 | 27758.8249 | 26986.958 | 54745.7829 | 6843.4835 | 7.3092 | 20915.3414 | 4.0562 | 7.9997 | 5982.8287 | 4.6397 | 5.2662 | 40.0545 | 9.1654 | 69.7122 | 39685.1736 | 36447.4393 | 76132.6129 | 9242.5181 | 9.8715 | 30442.6554 | 4.2938 | 8.2372 | 8080.1543 | 4.9114 | 5.7605 | 43.8142 | 14.9259 | 113.5264 | 46150.8553 | 43101.2315 | 89252.0868 | 10388.2784 | 11.6736 | 35762.5769 | 4.4426 | 8.5916 | 9013.7151 | 5.1201 |  | 602.2871 | 113.8323
BNI- Direct Installation; High-Efficiency Air Source Heat Pumps: Air Source Heat Pumps (1-11) Tons, Baseline; COM-HVAC; Retail | High-Efficiency Air Source Heat Pumps: Air Source Heat Pumps (1-11) Tons, Baseline | COM-HVAC | Retail | 15 | 5802.4556 | 703.0815 | 387.5 | 51.61% | 725.307 | 925.307 | 187.5 | 1112.807 | 5337.2694 | 0.82 | 4.1959 | 4.1959 | 0 | 5279.9271 | 8.3467 | 98.93% | $.0966/ kWh | 0.12172 |  | 0 | 572.7701 | 57.9126 | 0 | 0 | 24.0126 | -2.1188 | 492.9637 | N/A | 0 | 0 | 0 | 572.7701 | MA PA 2012 Study table 1-2 HVAC | not in MA TRM but included in initial study under HVAC and found to be statistically significant | N/A | Proxy-from original research | High-Efficiency Air Source Heat Pumps | 6.0009 | 49.5249 | 6.0009 | 49.5249 | 45554.4889 | 45065.0628 | 90619.5517 | 10856.9096 | 10.4087 | 34697.5793 | 4.1959 | 8.3467 | 9631.2804 | 4.7298 | 8.0703 | 66.6033 | 14.0712 | 116.1282 | 64789.1531 | 60605.4779 | 125394.631 | 14600.8494 | 13.9981 | 50188.3037 | 4.4374 | 8.5882 | 12952.5693 | 5.002 | 8.8263 | 72.8427 | 22.8975 | 188.9709 | 75269.4092 | 71657.285 | 146926.6942 | 16363.0803 | 16.5508 | 58906.3288 | 4.6 | 8.9792 | 14414.2255 | 5.2219 |  | 706.2517 | 133.4816
BNI- Direct Installation; High-Efficiency Air Source Heat Pumps: Air Source Heat Pumps (1-11) Tons, Baseline; COM-HVAC; School | High-Efficiency Air Source Heat Pumps: Air Source Heat Pumps (1-11) Tons, Baseline | COM-HVAC | School | 15 | 5837.8542 | 692.7534 | 387.5 | 51.61% | 729.7318 | 929.7318 | 187.5 | 1117.2318 | 5346.9332 | 0.82 | 4.1857 | 4.1857 | 0 | 5312.138 | 8.3442 | 99.35% | $.0966/ kWh | 0.12172 |  | 0 | 576.2644 | 58.2659 | 0 | 0 | 24.159 | -2.1317 | 495.9711 | N/A | 0 | 0 | 0 | 576.2644 | MA PA 2012 Study table 1-2 HVAC | not in MA TRM but included in initial study under HVAC and found to be statistically significant | N/A | Proxy-from original research | High-Efficiency Air Source Heat Pumps | 5.8924 | 49.6556 | 5.8924 | 49.6556 | 45479.9008 | 45183.9401 | 90663.8409 | 10865.4415 | 10.3729 | 34614.4593 | 4.1857 | 8.3442 | 9644.0305 | 4.7159 | 7.9231 | 66.7685 | 13.8155 | 116.424 | 64657.5144 | 60755.7578 | 125413.2721 | 14610.017 | 13.9478 | 50047.4974 | 4.4256 | 8.5841 | 12967.6691 | 4.9861 | 8.6653 | 73.0228 | 22.4808 | 189.4468 | 75100.3695 | 71834.4181 | 146934.7876 | 16371.5615 | 16.4911 | 58728.808 | 4.5872 | 8.975 | 14429.7356 | 5.2046 |  | 710.5603 | 134.2959
BNI- Direct Installation; High-Efficiency Air Source Heat Pumps: Electric Baseboards; COM-HVAC; Office | High-Efficiency Air Source Heat Pumps: Electric Baseboards | COM-HVAC | Office | 15 | 6173.9644 | 841.2372 | 3500 | 57.14% | 771.7455 | 2771.7455 | 1500 | 4271.7455 | 5824.8915 | 0.82 | 1.3116 | 1.3116 | 0 | 5617.9804 | 2.5766 | 96.45% | $.0966/ kWh | 0.12172 |  | 0 | 609.4424 | 61.6206 | 0 | 0 | 25.55 | -2.2544 | 524.5262 | N/A | 0 | 0 | 0 | 609.4424 | MA PA 2012 Study table 1-2 HVAC | not in MA TRM but included in initial study under HVAC and found to be statistically significant | N/A | Proxy-from original research | High-Efficiency Air Source Heat Pumps | 46.39 | 340.4631 | 46.39 | 340.4631 | 321213.4936 | 309573.1921 | 630786.6858 | 244907.2736 | 67.2 | 76306.22 | 1.3116 | 2.5756 | 186399.801 | 1.7233 | 47.2258 | 346.5972 | 93.6158 | 687.0603 | 346298.2749 | 315561.9593 | 661860.2341 | 249319.7178 | 68.5 | 96978.5571 | 1.389 | 2.6547 | 189758.128 | 1.8249 | 43.8038 | 321.4825 | 137.4196 | 1008.5428 | 341611.6784 | 316022.6337 | 657634.3121 | 246030.6633 | 68.6 | 95581.0152 | 1.3885 | 2.673 | 186305.5623 | 1.8336 |  | 751.4702 | 142.0279
BNI- Direct Installation; High-Efficiency Air Source Heat Pumps: Electric Baseboards; COM-HVAC; Other Commercial | High-Efficiency Air Source Heat Pumps: Electric Baseboards | COM-HVAC | Other Commercial | 15 | 6173.9644 | 811.7251 | 3500 | 57.14% | 771.7455 | 2771.7455 | 1500 | 4271.7455 | 5778.663 | 0.82 | 1.3012 | 1.3012 | 0 | 5617.9804 | 2.5661 | 97.22% | $.0966/ kWh | 0.12172 |  | 0 | 609.4424 | 61.6206 | 0 | 0 | 25.55 | -2.2544 | 524.5262 | N/A | 0 | 0 | 0 | 609.4424 | MA PA 2012 Study table 1-2 HVAC | not in MA TRM but included in initial study under HVAC and found to be statistically significant | N/A | Proxy-from original research | High-Efficiency Air Source Heat Pumps | 60.7221 | 461.8508 | 60.7221 | 461.8508 | 432279.7749 | 420135.0465 | 852414.8214 | 332225.7553 | 91.2 | 100054.0196 | 1.3012 | 2.5658 | 252858.2093 | 1.7096 | 61.8161 | 470.1718 | 122.5381 | 932.0226 | 465836.9969 | 427966.5112 | 893803.5081 | 338211.3986 | 92.9 | 127625.5983 | 1.3774 | 2.6427 | 257413.9039 | 1.8097 | 57.3368 | 436.1029 | 179.875 | 1368.1255 | 459360.2398 | 428887.86 | 888248.0998 | 333749.6748 | 93.1 | 125610.565 | 1.3764 | 2.6614 | 252730.3711 | 1.8176 |  | 751.4702 | 142.0279
BNI- Direct Installation; High-Efficiency Air Source Heat Pumps: Electric Baseboards; COM-HVAC; Retail | High-Efficiency Air Source Heat Pumps: Electric Baseboards | COM-HVAC | Retail | 15 | 6173.9644 | 748.0971 | 3500 | 57.14% | 771.7455 | 2771.7455 | 1500 | 4271.7455 | 5678.9941 | 0.82 | 1.2787 | 1.2787 | 0 | 5617.9804 | 2.5437 | 98.93% | $.0966/ kWh | 0.12172 |  | 0 | 609.4424 | 61.6206 | 0 | 0 | 25.55 | -2.2544 | 524.5262 | N/A | 0 | 0 | 0 | 609.4424 | MA PA 2012 Study table 1-2 HVAC | not in MA TRM but included in initial study under HVAC and found to be statistically significant | N/A | Proxy-from original research | High-Efficiency Air Source Heat Pumps | 80.0844 | 660.9281 | 80.0844 | 660.9281 | 607941.141 | 601180.083 | 1209121.224 | 475429.2105 | 130.5 | 132511.9306 | 1.2787 | 2.5432 | 361850.8707 | 1.6801 | 81.5254 | 672.8201 | 161.6098 | 1333.7483 | 654493.7376 | 612236.2684 | 1266730.006 | 483983.5469 | 132.9 | 170510.1907 | 1.3523 | 2.6173 | 368361.6067 | 1.7768 | 75.6176 | 624.064 | 237.2274 | 1957.8123 | 644854.4312 | 614078.966 | 1258933.3972 | 477596.4124 | 133.3 | 167258.0188 | 1.3502 | 2.636 | 361657.6364 | 1.7831 |  | 751.4702 | 142.0279
BNI- Direct Installation; High-Efficiency Air Source Heat Pumps: Electric Baseboards; COM-HVAC; School | High-Efficiency Air Source Heat Pumps: Electric Baseboards | COM-HVAC | School | 15 | 6173.9644 | 732.6382 | 3500 | 57.14% | 771.7455 | 2771.7455 | 1500 | 4271.7455 | 5654.7789 | 0.82 | 1.2733 | 1.2733 | 0 | 5617.9804 | 2.5383 | 99.35% | $.0966/ kWh | 0.12172 |  | 0 | 609.4424 | 61.6206 | 0 | 0 | 25.55 | -2.2544 | 524.5262 | N/A | 0 | 0 | 0 | 609.4424 | MA PA 2012 Study table 1-2 HVAC | not in MA TRM but included in initial study under HVAC and found to be statistically significant | N/A | Proxy-from original research | High-Efficiency Air Source Heat Pumps | 78.1732 | 658.7682 | 78.1732 | 658.7682 | 603370.618 | 599337.3854 | 1202708.0034 | 473875.5203 | 130.1 | 129495.0978 | 1.2733 | 2.538 | 360668.3515 | 1.6729 | 79.5798 | 670.6214 | 157.753 | 1329.3896 | 649419.086 | 610393.5708 | 1259812.6568 | 482401.9013 | 132.5 | 167017.1847 | 1.3462 | 2.6115 | 367157.8106 | 1.7688 | 73.813 | 622.0246 | 231.5661 | 1951.4142 | 639722.2253 | 611775.594 | 1251497.8193 | 476035.6398 | 132.8 | 163686.5855 | 1.3439 | 2.629 | 360475.7487 | 1.7747 |  | 751.4702 | 142.0279
BNI- Direct Installation; Ground Source Heat Pump; COM-HVAC; Office | Ground Source Heat Pump | COM-HVAC | Office | 15 | 16035.27 | 2184.8952 | 18000 | 28.89% | 2004.4088 | 7204.4087 | 12800 | 20004.4087 | 15128.6439 | 0.82 | 0.73999 | 0.73999 | 0 | 14591.2459 | 1.4537 | 96.45% | $.0966/ kWh | 0.12172 |  | 0 | 1582.8684 | 160.0434 | 0 | 0 | 66.3595 | -5.8552 | 1362.3207 | N/A | 0 | 0 | 0 | 1582.8684 | MA PA 2012 Study table 1-2 HVAC | not in MA TRM but included in initial study under HVAC and found to be statistically significant | N/A | Proxy-from original research | Ground Source Heat Pump | 84.394 | 619.3799 | 84.394 | 619.3799 | 584360.4618 | 563602.8761 | 1147963.3379 | 789687.4067 | 47.105 | -205326.945 | 0.73999 | 1.4537 | 339363.6452 | 1.7219 | 78.6077 | 576.9135 | 163.0017 | 1196.2934 | 576416.0416 | 524960.7477 | 1101376.7892 | 735544.3151 | 43.8754 | -159128.2735 | 0.78366 | 1.4974 | 316095.9613 | 1.8235 | 80.7134 | 592.3676 | 243.7151 | 1788.661 | 629457.818 | 539023.0883 | 1168480.9064 | 755247.6448 | 45.0507 | -125789.8268 | 0.83345 | 1.5471 | 324563.3545 | 1.9394 |  | 1951.7489 | 368.8805
BNI- Direct Installation; Ground Source Heat Pump; COM-HVAC; Other Commercial | Ground Source Heat Pump | COM-HVAC | Other Commercial | 15 | 16035.27 | 2108.2453 | 18000 | 28.89% | 2004.4088 | 7204.4087 | 12800 | 20004.4087 | 15008.5772 | 0.82 | 0.73412 | 0.73412 | 0 | 14591.2459 | 1.4478 | 97.22% | $.0966/ kWh | 0.12172 |  | 0 | 1582.8684 | 160.0434 | 0 | 0 | 66.3595 | -5.8552 | 1362.3207 | N/A | 0 | 0 | 0 | 1582.8684 | MA PA 2012 Study table 1-2 HVAC | not in MA TRM but included in initial study under HVAC and found to be statistically significant | N/A | Proxy-from original research | Ground Source Heat Pump | 110.4673 | 840.2117 | 110.4673 | 840.2117 | 786415.3091 | 764548.102 | 1550963.4111 | 1071240.1117 | 63.8997 | -284824.8026 | 0.73412 | 1.4478 | 460359.3094 | 1.7083 | 102.8933 | 782.6045 | 213.3606 | 1622.8162 | 775389.1291 | 712128.6286 | 1487517.7577 | 997793.0096 | 59.5185 | -222403.8805 | 0.7771 | 1.4908 | 428795.8375 | 1.8083 | 105.6496 | 803.5685 | 319.0102 | 2426.3846 | 846422.744 | 731204.7127 | 1577627.4567 | 1024521.3037 | 61.1129 | -178098.5596 | 0.82616 | 1.5399 | 440282.1689 | 1.9225 |  | 1951.7489 | 368.8805
BNI- Direct Installation; Ground Source Heat Pump; COM-HVAC; Retail | Ground Source Heat Pump | COM-HVAC | Retail | 15 | 16035.27 | 1942.988 | 18000 | 28.89% | 2004.4088 | 7204.4087 | 12800 | 20004.4087 | 14749.7132 | 0.82 | 0.72145 | 0.72145 | 0 | 14591.2459 | 1.4352 | 98.93% | $.0966/ kWh | 0.12172 |  | 0 | 1582.8684 | 160.0434 | 0 | 0 | 66.3595 | -5.8552 | 1362.3207 | N/A | 0 | 0 | 0 | 1582.8684 | MA PA 2012 Study table 1-2 HVAC | not in MA TRM but included in initial study under HVAC and found to be statistically significant | N/A | Proxy-from original research | Ground Source Heat Pump | 145.6612 | 1202.1264 | 145.6612 | 1202.1264 | 1105751.1938 | 1093871.2762 | 2199622.47 | 1532668.4942 | 91.424 | -426917.3004 | 0.72145 | 1.4352 | 658655.5169 | 1.6788 | 135.6743 | 1119.7053 | 281.3355 | 2321.8317 | 1089206.6203 | 1018872.5206 | 2108079.141 | 1427584.6216 | 85.1557 | -338378.0013 | 0.76297 | 1.4767 | 613496.3238 | 1.7754 | 139.3087 | 1149.6993 | 420.6442 | 3471.531 | 1188001.0121 | 1046165.4802 | 2234166.4924 | 1465825.9213 | 87.4368 | -277824.9092 | 0.81047 | 1.5242 | 629930.3036 | 1.8859 |  | 1951.7489 | 368.8805
BNI- Direct Installation; Ground Source Heat Pump; COM-HVAC; School | Ground Source Heat Pump | COM-HVAC | School | 15 | 16035.27 | 1902.8376 | 18000 | 28.89% | 2004.4088 | 7204.4087 | 12800 | 20004.4087 | 14686.8205 | 0.82 | 0.71838 | 0.71838 | 0 | 14591.2459 | 1.4321 | 99.35% | $.0966/ kWh | 0.12172 |  | 0 | 1582.8684 | 160.0434 | 0 | 0 | 66.3595 | -5.8552 | 1362.3207 | N/A | 0 | 0 | 0 | 1582.8684 | MA PA 2012 Study table 1-2 HVAC | not in MA TRM but included in initial study under HVAC and found to be statistically significant | N/A | Proxy-from original research | Ground Source Heat Pump | 142.1851 | 1198.1978 | 142.1851 | 1198.1978 | 1097438.1172 | 1090296.5335 | 2187734.6507 | 1527659.7736 | 91.1252 | -430221.6564 | 0.71838 | 1.4321 | 656503.0479 | 1.6716 | 132.4365 | 1116.0462 | 274.6215 | 2314.244 | 1080761.3996 | 1015542.8719 | 2096304.2715 | 1422919.3124 | 84.8774 | -342157.9128 | 0.75954 | 1.4732 | 611491.4339 | 1.7674 | 135.9841 | 1145.9422 | 410.6056 | 3460.1862 | 1178546.063 | 1042746.6388 | 2221292.7018 | 1461035.6405 | 87.151 | -282489.5775 | 0.80665 | 1.5204 | 627871.7078 | 1.877 |  | 1951.7489 | 368.8805
BNI- Direct Installation; Ground/Water Source Heat Pumps; COM-HVAC; Office | Ground/Water Source Heat Pumps | COM-HVAC | Office | 15 | 1886.1213 | 256.9946 | 387.5 | 70.97% | 235.7652 | 510.7652 | 112.5 | 623.2652 | 1779.481 | 0.82 | 2.6362 | 2.6362 | 0 | 1716.2704 | 5.1787 | 96.45% | $.0966/ kWh | 0.12172 |  | 0 | 186.1822 | 18.8248 | 0 | 0 | 7.8054 | -0.68871 | 160.2407 | N/A | 0 | 0 | 0 | 186.1822 | MA PA 2012 Study table 1-2 HVAC | not in MA TRM but included in initial study under HVAC and found to be statistically significant | N/A | Proxy-from original research | Ground/Water Source Heat Pumps | 0.5414 | 3.9734 | 0.5414 | 3.9734 | 3748.7855 | 3615.6215 | 7364.407 | 1422.0436 | 2.5691 | 2326.7419 | 2.6362 | 5.1787 | 1312.214 | 2.8568 | 0.54912 | 4.0301 | 1.0905 | 8.0035 | 4026.5984 | 3667.1535 | 7693.7518 | 1442.3114 | 2.6057 | 2584.287 | 2.7918 | 5.3343 | 1330.9164 | 3.0254 | 0.56931 | 4.1783 | 1.6598 | 12.1818 | 4439.9031 | 3802.0185 | 8241.9216 | 1495.3545 | 2.7016 | 2944.5485 | 2.9691 | 5.5117 | 1379.8628 | 3.2176 |  | 229.5711 | 43.3889
BNI- Direct Installation; Ground/Water Source Heat Pumps; COM-HVAC; Other Commercial | Ground/Water Source Heat Pumps | COM-HVAC | Other Commercial | 15 | 1605.1577 | 211.0389 | 387.5 | 70.97% | 200.6447 | 475.6447 | 112.5 | 588.1447 | 1502.384 | 0.82 | 2.3765 | 2.3765 | 0 | 1460.6084 | 4.6869 | 97.22% | $.0966/ kWh | 0.12172 |  | 0 | 158.4478 | 16.0206 | 0 | 0 | 6.6427 | -0.58612 | 136.3706 | N/A | 0 | 0 | 0 | 158.4478 | MA PA 2012 Study table 1-2 HVAC | not in MA TRM but included in initial study under HVAC and found to be statistically significant | N/A | Proxy-from original research | Ground/Water Source Heat Pumps | 0.60367 | 4.5915 | 0.60367 | 4.5915 | 4297.5062 | 4178.0089 | 8475.5151 | 1808.3491 | 3.4884 | 2489.1571 | 2.3765 | 4.6869 | 1659.2215 | 2.5901 | 0.61264 | 4.6597 | 1.2163 | 9.2512 | 4616.7363 | 4240.0777 | 8856.814 | 1835.214 | 3.5402 | 2781.5223 | 2.5156 | 4.826 | 1683.871 | 2.7417 | 0.63553 | 4.8339 | 1.8518 | 14.085 | 5091.6436 | 4398.5512 | 9490.1948 | 1903.8054 | 3.6725 | 3187.8382 | 2.6745 | 4.9849 | 1746.806 | 2.9148 |  | 195.3734 | 36.9256
BNI- Direct Installation; Ground/Water Source Heat Pumps; COM-HVAC; Retail | Ground/Water Source Heat Pumps | COM-HVAC | Retail | 15 | 1843.8247 | 223.4156 | 387.5 | 70.97% | 230.4781 | 505.4781 | 112.5 | 617.9781 | 1696.0042 | 0.82 | 2.5368 | 2.5368 | 0 | 1677.7828 | 5.0463 | 98.93% | $.0966/ kWh | 0.12172 |  | 0 | 182.007 | 18.4027 | 0 | 0 | 7.6304 | -0.67327 | 156.6472 | N/A | 0 | 0 | 0 | 182.007 | MA PA 2012 Study table 1-2 HVAC | not in MA TRM but included in initial study under HVAC and found to be statistically significant | N/A | Proxy-from original research | Ground/Water Source Heat Pumps | 0.91365 | 7.5403 | 0.91365 | 7.5403 | 6935.7458 | 6861.2299 | 13796.9758 | 2734.0955 | 4.9871 | 4201.6504 | 2.5368 | 5.0463 | 2520.8948 | 2.7513 | 0.92677 | 7.6485 | 1.8404 | 15.1888 | 7440.1758 | 6959.7361 | 14399.9119 | 2773.3487 | 5.0587 | 4666.8271 | 2.6827 | 5.1922 | 2557.0871 | 2.9096 | 0.96094 | 7.9305 | 2.8014 | 23.1193 | 8194.7454 | 7216.3741 | 15411.1195 | 2875.615 | 5.2453 | 5319.1304 | 2.8497 | 5.3592 | 2651.3789 | 3.0907 |  | 224.423 | 42.4159
BNI- Direct Installation; Ground/Water Source Heat Pumps; COM-HVAC; School | Ground/Water Source Heat Pumps | COM-HVAC | School | 15 | 1853.5347 | 219.9511 | 387.5 | 70.97% | 231.6918 | 506.6918 | 112.5 | 619.1918 | 1697.6659 | 0.82 | 2.5336 | 2.5336 | 0 | 1686.6183 | 5.0508 | 99.35% | $.0966/ kWh | 0.12172 |  | 0 | 182.9655 | 18.4996 | 0 | 0 | 7.6706 | -0.67681 | 157.4722 | N/A | 0 | 0 | 0 | 182.9655 | MA PA 2012 Study table 1-2 HVAC | not in MA TRM but included in initial study under HVAC and found to be statistically significant | N/A | Proxy-from original research | Ground/Water Source Heat Pumps | 0.89651 | 7.5549 | 0.89651 | 7.5549 | 6919.5813 | 6874.5521 | 13794.1335 | 2731.0866 | 4.9707 | 4188.4948 | 2.5336 | 5.0508 | 2518.591 | 2.7474 | 0.90936 | 7.6632 | 1.8059 | 15.2181 | 7420.9015 | 6973.0873 | 14393.9888 | 2770.2321 | 5.0419 | 4650.6694 | 2.6788 | 5.196 | 2554.6908 | 2.9048 | 0.94287 | 7.9456 | 2.7487 | 23.1637 | 8171.6503 | 7230.0618 | 15401.712 | 2872.3216 | 5.2277 | 5299.3287 | 2.845 | 5.3621 | 2648.8371 | 3.085 |  | 225.6048 | 42.6393
BNI- Direct Installation; Faucet Aerator; COM-Other; Office | Faucet Aerator | COM-Other | Office | 10 | 197.2797 | 22.5205 | 5 | 75% | 24.66 | 28.41 | 1.25 | 29.66 | 125.4174 | 0.82 | 3.5759 | 3.5759 | 0 | 399.6605 | 14.9709 | 318.7% | water and sewer savings | water and sewer savings | 20.6684 | 0 | 56.4039 | 0.56404 | 0 | 0 | 0 | 0 | 55.8399 | N/A | 0 | 0 | 0 | 56.4039 | MA TRM p.366 | backed out NS savings and used MA values converted to cubic meters and multiplied by water and sewer savings | water and sewer savings | Adjusted-Water Savings | Faucet Aerator | 9.7539 | 85.4443 | 9.7539 | 85.4443 | 54319.8247 | 173097.9568 | 227417.7815 | 15190.6082 | 528.186 | 39129.2165 | 3.5759 | 14.9709 | 15005.7431 | 3.6199 | 9.0424 | 79.2116 | 18.7964 | 164.6559 | 53634.9216 | 160471.3335 | 214106.255 | 14082.5299 | 489.6574 | 39552.3917 | 3.8086 | 15.2037 | 13911.1498 | 3.8555 | 8.4847 | 74.3261 | 27.2811 | 238.982 | 53856.7687 | 150574.1551 | 204430.9238 | 13213.9803 | 459.4575 | 40642.7884 | 4.0757 | 15.4708 | 13053.1702 | 4.126
BNI- Direct Installation; Faucet Aerator; COM-Other; Other Commercial | Faucet Aerator | COM-Other | Other Commercial | 10 | 197.2797 | 22.5205 | 5 | 75% | 24.66 | 28.41 | 1.25 | 29.66 | 125.4174 | 0.82 | 3.5759 | 3.5759 | 0 | 399.6605 | 14.9709 | 318.7% | water and sewer savings | water and sewer savings | 20.6684 | 0 | 56.4039 | 0.56404 | 0 | 0 | 0 | 0 | 55.8399 | N/A | 0 | 0 | 0 | 56.4039 | MA TRM p.366 | backed out NS savings and used MA values converted to cubic meters and multiplied by water and sewer savings | water and sewer savings | Adjusted-Water Savings | Faucet Aerator | 13.2316 | 115.9083 | 13.2316 | 115.9083 | 73686.847 | 234813.7668 | 308500.6138 | 20606.6206 | 716.5037 | 53080.2264 | 3.5759 | 14.9709 | 20355.8443 | 3.6199 | 12.2664 | 107.4534 | 25.4979 | 223.3618 | 72757.7506 | 217685.2863 | 290443.0369 | 19103.4715 | 664.2384 | 53654.279 | 3.8086 | 15.2037 | 18870.9881 | 3.8555 | 11.5098 | 100.8262 | 37.0078 | 324.1879 | 73058.6945 | 204259.3985 | 277318.093 | 17925.252 | 623.271 | 55133.4425 | 4.0757 | 15.4708 | 17707.1071 | 4.126
BNI- Direct Installation; Faucet Aerator; COM-Other; Retail | Faucet Aerator | COM-Other | Retail | 10 | 197.2797 | 22.5205 | 5 | 75% | 24.66 | 28.41 | 1.25 | 29.66 | 125.4174 | 0.82 | 3.5759 | 3.5759 | 0 | 399.6605 | 14.9709 | 318.7% | water and sewer savings | water and sewer savings | 20.6684 | 0 | 56.4039 | 0.56404 | 0 | 0 | 0 | 0 | 55.8399 | N/A | 0 | 0 | 0 | 56.4039 | MA TRM p.366 | backed out NS savings and used MA values converted to cubic meters and multiplied by water and sewer savings | water and sewer savings | Adjusted-Water Savings | Faucet Aerator | 18.931 | 165.835 | 18.931 | 165.835 | 105426.8857 | 335957.9784 | 441384.8641 | 29482.7629 | 1025.1322 | 75944.1228 | 3.5759 | 14.9709 | 29123.9666 | 3.6199 | 17.55 | 153.7381 | 36.481 | 319.5731 | 104097.5882 | 311451.5376 | 415549.1258 | 27332.144 | 950.3539 | 76765.4442 | 3.8086 | 15.2037 | 26999.5201 | 3.8555 | 16.4676 | 144.2562 | 52.9486 | 463.8294 | 104528.1613 | 292242.5527 | 396770.714 | 25646.4154 | 891.7402 | 78881.7459 | 4.0757 | 15.4708 | 25334.3064 | 4.126
BNI- Direct Installation; DHW Tank Wrap; COM-Other; Office | DHW Tank Wrap | COM-Other | Office | 7 | 258.4429 | 29.5026 | 16 | 100% | 32.3054 | 48.3054 | 0 | 48.3054 | 114.1985 | 0.82 | 2.0615 | 2.0615 | 0 | 81.3979 | 3.5308 | 71.28% | $1.35 per therm | 0.058054 |  | 0 | 15.0038 | 0.15004 | 0 | 0 | 0 | 0 | 14.8537 | N/A | 0 | 0 | 0 | 15.0038 | Not offered in MA TRM | no MA tank wrap measure for C&I-using pipe wrap measure NEIs as proxy |  | Proxy | DHW Tank Wrap | 2.7652 | 24.2231 | 2.7652 | 24.2231 | 10703.486 | 7629.1862 | 18332.6721 | 5192.1755 | 114.3012 | 5511.3105 | 2.0615 | 3.5308 | 5521.363 | 1.9386 | 2.7612 | 24.188 | 5.5264 | 48.4111 | 11635.7285 | 7618.1336 | 19253.8622 | 5184.6535 | 114.1356 | 6451.0751 | 2.2443 | 3.7136 | 5513.3641 | 2.1105 | 2.7605 | 24.1815 | 8.2868 | 72.5926 | 12686.9502 | 7616.1029 | 20303.0531 | 5183.2714 | 114.1052 | 7503.6788 | 2.4477 | 3.917 | 5511.8945 | 2.3017
BNI- Direct Installation; DHW Tank Wrap; COM-Other; Retail | DHW Tank Wrap | COM-Other | Retail | 7 | 258.4429 | 29.5026 | 16 | 100% | 32.3054 | 48.3054 | 0 | 48.3054 | 114.1985 | 0.82 | 2.0615 | 2.0615 | 0 | 81.3979 | 3.5308 | 71.28% | $1.35 per therm | 0.058054 |  | 0 | 15.0038 | 0.15004 | 0 | 0 | 0 | 0 | 14.8537 | N/A | 0 | 0 | 0 | 15.0038 | Not offered in MA TRM | no MA tank wrap measure for C&I-using pipe wrap measure NEIs as proxy |  | Proxy | DHW Tank Wrap | 5.3668 | 47.0135 | 5.3668 | 47.0135 | 20773.9108 | 14807.1416 | 35581.0524 | 10077.258 | 221.8421 | 10696.6527 | 2.0615 | 3.5308 | 10716.1632 | 1.9386 | 5.3591 | 46.9454 | 10.7259 | 93.9589 | 22583.2581 | 14785.6903 | 37368.9484 | 10062.6589 | 221.5207 | 12520.5992 | 2.2443 | 3.7136 | 10700.6386 | 2.1105 | 5.3576 | 46.9329 | 16.0835 | 140.8917 | 24623.5266 | 14781.7489 | 39405.2755 | 10059.9766 | 221.4617 | 14563.55 | 2.4477 | 3.917 | 10697.7862 | 2.3017
BNI- Direct Installation; DHW Pipe Insulation; COM-Other; Office | DHW Pipe Insulation | COM-Other | Office | 15 | 49.8637 | 5.6922 | 2.3333 | 99.86% | 6.233 | 8.563 | 0.0033333 | 8.5663 | 45.3182 | 0.82 | 4.5617 | 4.5617 | 0 | 26.685 | 7.2478 | 58.88% | $1.35 per therm | 0.058054 |  | 0 | 2.8948 | 0.028948 | 0 | 0 | 0 | 0 | 2.8659 | N/A | 0 | 0 | 0 | 2.8948 | MA TRM p.420 | per therm-changed to kWh | $1.35 per therm | Adjusted units of measure | DHW Pipe Insulation | 0.50886 | 4.4576 | 0.50886 | 4.4576 | 4051.2644 | 2385.5304 | 6436.7948 | 888.1045 | 109.0195 | 3163.1599 | 4.5617 | 7.2478 | 933.5293 | 4.3397 | 0.50154 | 4.3935 | 1.0104 | 8.8511 | 4219.9184 | 2351.2037 | 6571.1221 | 875.325 | 107.4507 | 3344.5934 | 4.821 | 7.5071 | 920.0962 | 4.5864 | 0.49525 | 4.3384 | 1.5056 | 13.1894 | 4423.7858 | 2321.71 | 6745.4957 | 864.3449 | 106.1029 | 3559.4409 | 5.1181 | 7.8042 | 908.5544 | 4.869
BNI- Direct Installation; DHW Pipe Insulation; COM-Other; Retail | DHW Pipe Insulation | COM-Other | Retail | 15 | 49.8637 | 5.6922 | 2.3333 | 99.86% | 6.233 | 8.563 | 0.0033333 | 8.5663 | 45.3182 | 0.82 | 4.5617 | 4.5617 | 0 | 26.685 | 7.2478 | 58.88% | $1.35 per therm | 0.058054 |  | 0 | 2.8948 | 0.028948 | 0 | 0 | 0 | 0 | 2.8659 | N/A | 0 | 0 | 0 | 2.8948 | MA TRM p.420 | per therm-changed to kWh | $1.35 per therm | Adjusted units of measure | DHW Pipe Insulation | 0.98762 | 8.6516 | 0.98762 | 8.6516 | 7862.9154 | 4629.9679 | 12492.8832 | 1723.6817 | 211.5909 | 6139.2336 | 4.5617 | 7.2478 | 1811.8446 | 4.3397 | 0.97341 | 8.5271 | 1.961 | 17.1787 | 8190.2484 | 4563.3447 | 12753.5931 | 1698.8787 | 208.5463 | 6491.3697 | 4.821 | 7.5071 | 1785.773 | 4.5864 | 0.9612 | 8.4201 | 2.9222 | 25.5988 | 8585.9253 | 4506.1016 | 13092.0269 | 1677.5678 | 205.9302 | 6908.3575 | 5.1181 | 7.8042 | 1763.3721 | 4.869
BNI- Direct Installation; Low Flow Showerheads; COM-Other; Other Commercial | Low Flow Showerheads | COM-Other | Other Commercial | 10 | 421.863 | 48.1579 | 7 | 100% | 52.7329 | 59.7329 | 0 | 59.7329 | 268.1925 | 0.82 | 3.761 | 3.761 | 0 | 534.3446 | 11.2545 | 199.2% | water and sewer savings | water and sewer savings | 27.6335 | 0 | 75.4119 | 0.75412 | 0 | 0 | 0 | 0 | 74.6577 | N/A | 0 | 0 | 0 | 75.4119 | MA TRM p.365 | already measured and valued in NS c/b screening | water and sewer savings | Adjusted-Water Savings | Low Flow Showerheads | 5.7735 | 50.5754 | 5.7735 | 50.5754 | 32152.5086 | 64060.3969 | 96212.9055 | 8548.8709 | 146.2023 | 23603.6377 | 3.761 | 11.2545 | 8733.0859 | 3.6817 | 5.6192 | 49.2245 | 11.3927 | 99.7999 | 33330.3579 | 62349.2119 | 95679.5698 | 8320.513 | 142.297 | 25009.8449 | 4.0058 | 11.4992 | 8499.8072 | 3.9213 | 5.4779 | 47.9861 | 16.8706 | 147.786 | 34770.7917 | 60780.7284 | 95551.5201 | 8111.1986 | 138.7173 | 26659.5931 | 4.2868 | 11.7802 | 8285.9824 | 4.1963
[41 empty] | Total | 1266.579 | 9491.0289 | 1266.579 | 9491.0289 | 7308882.8865 | 6752039.1288 | 14060922.0153 | 7342146.5769 |  | -33263.6904 | 0.99547 |  | 4154284.6555 | 1.7594 | 1213.9143 | 9032.2815 | 2480.4933 | 18523.3104 | 7514150.8872 | 6521917.7049 | 14036068.592 | 6976154.4701 |  | 537996.4171 | 1.0771 |  | 3973493.0295 | 1.8911 | 1170.0004 | 8637.6414 | 3546.2177 | 26329.5284 | 7682787.8571 | 6574019.7378 | 14256807.595 | 7007954.0265 |  | 674833.8307 | 1.0963 |  | 3933442.1788 | 1.9532
[41 empty] | Cross-check | 1266.579 | 9491.0289 | 1266.579 | 9491.0289 | 7308882.8865 | 1.9151 |  |  |  |  | 0.99547 |  |  | 1.7594 | 1213.9143 | 9032.2815 | 2480.4933 | 18523.3104 | 7514150.8872 | 2.012 |  |  |  |  | 1.0771 |  |  | 1.8911 | 1170.0004 | 8637.6414 | 3546.2177 | 26329.5284 | 7682787.8571 | 2.0344 |  |  |  |  | 1.0963 |  |  | 1.9532
[47 empty] | NEW TRC RATIO |  |  |  |  | EXISTING TRC RATIO | [8 empty] | NEW TRC RATIO |  |  |  |  | EXISTING TRC RATIO | [8 empty] | NEW TRC RATIO |  |  |  |  | EXISTING TRC RATIO
Custom
| Custom Incentives | [39 empty] | Measure Name | For Plan Year 2016 | [13 empty] | For Plan Year 2017 | [13 empty] | For Plan Year 2018
[46 empty] | A |  |  | B |  | C = A - B | D = A / B |  | E | F = A / E |  |  |  |  | A |  |  | B |  | C = A - B | D = A / B |  | E | F = A / E |  |  |  |  | A |  |  | B |  | C = A - B | D = A / B |  | E | F = A / E
| Measure Name | Technology Type | Target Market | Measure Life | Annual Energy Savings per Unit (kWh) | Peak Demand Savings per Unit (Watts) | On-Time Incremental Measure Cost ($) | Incentive as a Percent of Incremental Measure Cost (%) | Program Administrative Cost ($) | DSM Administrator Cost (Incentive + Administrative) ($) | DSM Customer Cost (Incremental Measure Cost - Incentive) ($) | Total DSM Cost ($) | Present Value Avoided Cost ($) | Net-To-Gross Ratio | Total Resource Benefit-Cost Ratio (TRC) | TRC Calculation | PV One-Time NEB | PV Annual NEB | TRC With NEBs | TRC % Change | [21 empty] | Peak Demand Savings (kW) | First Year Energy Savings (MWh) | Cumulative Peak Demand Savings (kW) | Cumulative Energy Savings (MWh) | Total Avoided Cost Benefits ($) |  |  | TRC Costs ($) |  | Total Net Resource Benefits ($) | TRC (Ratio) |  | PAC Costs ($) | PAC (Ratio) | Peak Demand Savings (kW) | First Year Energy Savings (MWh) | Cumulative Peak Demand Savings (kW) | Cumulative Energy Savings (MWh) | Total Avoided Cost Benefits ($) |  |  | TRC Costs ($) |  | Total Net Resource Benefits ($) | TRC (Ratio) |  | PAC Costs ($) | PAC (Ratio) | Peak Demand Savings (kW) | First Year Energy Savings (MWh) | Cumulative Peak Demand Savings (kW) | Cumulative Energy Savings (MWh) | Total Avoided Cost Benefits ($) |  |  | TRC Costs ($) |  | Total Net Resource Benefits ($) | TRC (Ratio) |  | PAC Costs ($) | PAC (Ratio)
Custom Incentives; Custom Efficiency; COM-Other; COM | Custom Efficiency | COM-Other | COM | 15 | 37581615 | 4941061.9581 | 10728000 | 50% | 2254896.9 | 7618896.9 | 5364000 | 12982896.9 | 35175370.8045 | 0.88 | 2.6467 | 2.6467 | 0 | 15967163.1155 | 3.8481 | 45.39% | .0368/kWh | 0.046368 |  |  | 1732128.8184 | 41822.0238 | 6970.3373 | 3485.1686 | 132436.4086 | 94099.5535 | 710974.4043 | 135921.5773 | 0 | 597706.4232 | 10455.5059 | 1733871.4027 | MA PA 2012 Study overall Custom | Overal Custom Electric from 2012 C&I Study | project specific | Flagged | Custom Efficiency | 2588.7979 | 19690.3435 | 2588.7979 | 19690.3435 | 18429626.6527 | 8365764.1182 | 26795390.771 | 6963303.8182 | 0.59538 | 11466322.8345 | 2.6467 | 3.8481 | 4536148.6461 | 4.0628 | 2633.0658 | 20027.0438 | 5221.8637 | 39717.3873 | 19842400.4813 | 8508816.7521 | 28351217.2335 | 7082374.705 | 0.60556 | 12760025.7764 | 2.8017 | 4.0031 | 4613715.7401 | 4.3007 | 2686.6796 | 20434.8293 | 7908.5433 | 60152.2167 | 21524618.2845 | 8682071.0993 | 30206689.3837 | 7226584.2045 | 0.61789 | 14298034.08 | 2.9785 | 4.1799 | 4707659.0382 | 4.5723 |  | 1742584.3243 | 10455.5059
Custom Incentives; Custom Efficiency; IND; Industrial | Custom Efficiency | IND | Industrial | 15 | 37581615 | 4290138.6986 | 10728000 | 50% | 2254896.9 | 7618896.9 | 5364000 | 12982896.9 | 34155745.3467 | 0.88 | 2.57 | 2.57 | 0 | 15967163.1155 | 3.7714 | 46.75% | .0368/kWh | 0.046368 |  |  | 1732128.8184 | 41822.0238 | 6970.3373 | 3485.1686 | 132436.4086 | 94099.5535 | 710974.4043 | 135921.5773 | 0 | 597706.4232 | 10455.5059 | 1733871.4027 | MA PA 2012 Study overall Custom | Overal Custom Electric from 2012 C&I Study | project specific | Flagged | Custom Efficiency | 1490.4589 | 13056.4202 | 1490.4589 | 13056.4202 | 11866221.3411 | 5547233.4096 | 17413454.7508 | 4617279.5498 | 0.39479 | 7248941.7913 | 2.57 | 3.7714 | 3007863.3542 | 3.9451 | 1476.8 | 12936.7678 | 2967.2589 | 25993.1879 | 12425740.5985 | 5496397.1397 | 17922137.7382 | 4574965.6157 | 0.39117 | 7850774.9828 | 2.716 | 3.9174 | 2980298.5228 | 4.1693 | 1467.7465 | 12857.4597 | 4435.0054 | 38850.6476 | 13110642.9188 | 5462701.8117 | 18573344.7305 | 4546919.0675 | 0.38877 | 8563723.8514 | 2.8834 | 4.0848 | 2962027.9842 | 4.4262 |  | 1742584.3243 | 10455.5059
Custom Incentives; Compressed Air-Custom; ; | Compressed Air-Custom | [19 empty] | .056/kWh | 0.07056 | [15 empty] | for specific project categories-FLAGGED for Research Team follow-up |  | Flagged | [6 empty] | 0 | 0 | [12 empty] | 0 | [13 empty] | 0
Custom Incentives; HVAC-Custom; ; | HVAC-Custom | [19 empty] | .024/kWh | 0.03024 | [15 empty] | for specific project categories-FLAGGED for Research Team follow-up |  | Flagged | [6 empty] | 0 | 0 | [12 empty] | 0 | [13 empty] | 0
Custom Incentives; Lighting-Custom; ; | Lighting-Custom | [19 empty] | .059/kWh | 0.07434 | [15 empty] | for specific project categories-FLAGGED for Research Team follow-up |  | Flagged | [6 empty] | 0 | 0 | [12 empty] | 0 | [13 empty] | 0
Custom Incentives; Process-Custom; ; | Process-Custom | [19 empty] | .056/kWh | 0.07056 | [15 empty] | for specific project categories-FLAGGED for Research Team follow-up |  | Flagged | [6 empty] | 0 | 0 | [12 empty] | 0 | [13 empty] | 0
Custom Incentives; Refrigeration-Custom; ; | Refrigeration-Custom | [19 empty] | .047/kWh | 0.05922 | [15 empty] | for specific project categories-FLAGGED for Research Team follow-up |  | Flagged | [6 empty] | 0 | 0 | [12 empty] | 0 | [13 empty] | 0
Custom Incentives; Motors and Drives-Custom; ; | Motors and Drives-Custom | [19 empty] | N/A | 0 | [15 empty] | DNV KEMA recommends using $0 for custom electric measures that were not statistically significant (Motors and Drives) because the data do not provide sufficient evidence to support a non-zero estimate. |  | Flagged | [6 empty] | 0 | 0 | [12 empty] | 0 | [13 empty] | 0
Custom Incentives; Whole Building 20% Over Baseline; COM-Other; New Construction - BNI | Whole Building 20% Over Baseline | COM-Other | New Construction - BNI | 25 | 2378.3674 | 312.6971 | 1737 | 50% | 126.0535 | 994.5535 | 868.5 | 1863.0535 | 3321.2167 | 0.76 | 1.7454 | 1.7454 | 0 | 211.8936 | 1.8567 | 6.38% | .006/kWh | 0.00756 |  |  | 17.8726 | 0.43153 | 0.071922 | 0.035961 | 1.3665 | 0.97094 | 7.336 | 1.4025 | 0 | 6.1673 | 0.10788 | 17.8906 | MA PA 2016 Study Table 2 Page 8 | Page 8 in new construction study-seems really low-FLAGGED | project specific | Flagged | Whole Building 20% Over Baseline | 54.7112 | 416.1325 | 54.7112 | 416.1325 | 581098.7136 | 37074.0918 | 618172.8054 | 332935.0401 | 230.2179 | 248163.6736 | 1.7454 | 1.8567 | 228964.0256 | 2.5379 | 48.9071 | 371.9863 | 103.6183 | 788.1188 | 545771.2011 | 33141.0146 | 578912.2157 | 297614.9782 | 205.7948 | 248156.2229 | 1.8338 | 1.9452 | 204673.9312 | 2.6665 | 50.0822 | 380.924 | 153.7005 | 1169.0428 | 588198.1462 | 33937.2926 | 622135.4389 | 304765.7633 | 210.7394 | 283432.3829 | 1.93 | 2.0414 | 209591.6249 | 2.8064 |  | 17.9805 | 0.10788
Custom Incentives; Whole Building 40% Over Baseline; COM-Other; New Construction - BNI | Whole Building 40% Over Baseline | COM-Other | New Construction - BNI | 25 | 4756.7347 | 625.3941 | 3473 | 50% | 252.1069 | 1988.6069 | 1736.5 | 3725.1069 | 6642.4333 | 0.76 | 1.7458 | 1.7458 | 0 | 423.7872 | 1.8572 | 6.38% | .006/kWh | 0.00756 |  |  | 35.7451 | 0.86306 | 0.14384 | 0.071922 | 2.733 | 1.9419 | 14.6721 | 2.805 | 0 | 12.3346 | 0.21577 | 35.7811 | MA PA 2016 Study Table 2 Page 8 | Page 8 in new construction study-seems really low-FLAGGED | project specific | Flagged | Whole Building 40% Over Baseline | 109.4224 | 832.2644 | 109.4224 | 832.2644 | 1162196.6139 | 74148.1317 | 1236344.7456 | 665694.6486 | 230.2178 | 496501.9653 | 1.7458 | 1.8572 | 457812.6218 | 2.5386 | 97.8142 | 743.9729 | 207.2366 | 1576.2373 | 1091542.8929 | 66282.059 | 1157824.9518 | 595073.8199 | 205.7949 | 496469.073 | 1.8343 | 1.9457 | 409245.149 | 2.6672 | 100.1645 | 761.849 | 307.4011 | 2338.0863 | 1176397.921 | 67874.6793 | 1244272.6003 | 609372.2083 | 210.7397 | 567025.7127 | 1.9305 | 2.0419 | 419078.4603 | 2.8071 |  | 35.9609 | 0.21577
[41 empty] | Total | 4243.3905 | 33995.1606 | 4243.3905 | 33995.1606 | 32039143.3214 | 14024219.7513 | 46063363.0727 | 12579213.0567 |  | 19459930.2647 | 2.547 |  | 8230788.6476 | 3.8926 | 4256.5871 | 34079.7708 | 8499.9775 | 68074.9313 | 33905455.1738 | 14104636.9654 | 48010092.1392 | 12550029.1187 |  | 21355426.0551 | 2.7016 |  | 8207933.3431 | 4.1308 | 4304.6728 | 34435.0621 | 12804.6503 | 102509.9934 | 36399857.2705 | 14246584.8828 | 50646442.1534 | 12687641.2437 |  | 23712216.0269 | 2.8689 |  | 8298357.1075 | 4.3864
[41 empty] | Cross-check | 4243.3905 | 33995.1606 | 4243.3905 | 33995.1606 | 32039143.3214 | 3.6619 |  |  |  |  | 2.547 |  |  | 3.8926 | 4256.5871 | 34079.7708 | 8499.9775 | 68074.9313 | 33905455.1738 | 3.8255 |  |  |  |  | 2.7016 |  |  | 4.1308 | 4304.6728 | 34435.0621 | 12804.6503 | 102509.9934 | 36399857.2705 | 3.9918 |  |  |  |  | 2.8689 |  |  | 4.3864
[41 empty] | Efficient Products | [5 empty] | NEW TRC RATIO |  |  |  |  | EXISTING TRC RATIO | [8 empty] | NEW TRC RATIO |  |  |  |  | EXISTING TRC RATIO | [8 empty] | NEW TRC RATIO |  |  |  |  | EXISTING TRC RATIO
| Residential - Efficient Product Rebates | [24 empty] | Res Comfort | Noise Reduction | Health Impacts | Property Value | Equipment Maintenance | Lighting Quality | Durability | [8 empty] | Measure Name | For Plan Year 2016 | [13 empty] | For Plan Year 2017 | [13 empty] | For Plan Year 2018
[46 empty] | A |  |  | B |  | C = A - B | D = A / B |  | E | F = A / E |  |  |  |  | A |  |  | B |  | C = A - B | D = A / B |  | E | F = A / E |  |  |  |  | A |  |  | B |  | C = A - B | D = A / B |  | E | F = A / E
| Measure Name | Technology Type | Target Market | Measure Life | Annual Energy Savings per Unit (kWh) | Peak Demand Savings per Unit (Watts) | On-Time Incremental Measure Cost ($) | Incentive as a Percent of Incremental Measure Cost (%) | Program Administrative Cost ($) | DSM Administrator Cost (Incentive + Administrative) ($) | DSM Customer Cost (Incremental Measure Cost - Incentive) ($) | Total DSM Cost ($) | Present Value Avoided Cost ($) | Net-To-Gross Ratio | Total Resource Benefit-Cost Ratio (TRC) | TRC Calculation | PV One-Time NEB | PV Annual NEB | TRC With NEBs | TRC % Change | [21 empty] | Peak Demand Savings (kW) | First Year Energy Savings (MWh) | Cumulative Peak Demand Savings (kW) | Cumulative Energy Savings (MWh) | Total Avoided Cost Benefits ($) |  |  | TRC Costs ($) |  | Total Net Resource Benefits ($) | TRC (Ratio) |  | PAC Costs ($) | PAC (Ratio) | Peak Demand Savings (kW) | First Year Energy Savings (MWh) | Cumulative Peak Demand Savings (kW) | Cumulative Energy Savings (MWh) | Total Avoided Cost Benefits ($) |  |  | TRC Costs ($) |  | Total Net Resource Benefits ($) | TRC (Ratio) |  | PAC Costs ($) | PAC (Ratio) | Peak Demand Savings (kW) | First Year Energy Savings (MWh) | Cumulative Peak Demand Savings (kW) | Cumulative Energy Savings (MWh) | Total Avoided Cost Benefits ($) |  |  | TRC Costs ($) |  | Total Net Resource Benefits ($) | TRC (Ratio) |  | PAC Costs ($) | PAC (Ratio)
Residential - Efficient Product Rebates; Refrigerator Retirement; RES-Appliance; RES-SF | Refrigerator Retirement | RES-Appliance | RES-SF | 5 | 967.8186 | 133.9291 | 100 | 45% | 96.7819 | 141.7819 | 55 | 196.7819 | 313.0135 | 0.6 | 1.1979 | 1.1979 | 0 | 0 | 1.1979 | 0% | 1.44 | 1.8144 |  |  | 0 | 0 | 0 | 0 | 0 | 0 | 0 | 0 |  |  |  |  | MA TRM p.409 | One time property value increase | $1.44 one time property value increase | Adjusted-prorated for property value | Refrigerator Retirement | 293.0186 | 2117.4543 | 293.0186 | 2117.4543 | 684830.6307 | 0 | 684830.6307 | 571695.3138 | 3646.4378 | 113135.3169 | 1.1979 | 1.1979 | 516998.7464 | 1.3246 | 323.6254 | 2338.6299 | 616.6439 | 4456.0842 | 814822.8464 | 0 | 814822.8464 | 637826.1276 | 4134.2413 | 176996.7188 | 1.2775 | 1.2775 | 575812.5084 | 1.4151 | 318.4172 | 2300.9934 | 935.0611 | 6757.0776 | 907529.4881 | 0 | 907529.4881 | 634217.5922 | 4178.6448 | 273311.8959 | 1.4309 | 1.4309 | 571537.9202 | 1.5879
Residential - Efficient Product Rebates; Freezer Retirement; RES-Appliance; RES-SF | Freezer Retirement | RES-Appliance | RES-SF | 4 | 1050.8932 | 145.4252 | 140 | 32.14% | 105.0893 | 150.0893 | 95 | 245.0893 | 269.8655 | 0.6 | 0.85631 | 0.85631 | 0 | 0 | 0.85631 | 0% | 1.44 | 1.8144 |  |  | 0 | 0 | 0 | 0 | 0 | 0 | 0 | 0 |  |  |  |  | MA TRM p.409 | One time property value increase | $1.44 one time property value increase | Adjusted-prorated for property value | Freezer Retirement | 278.0731 | 2009.4528 | 278.0731 | 2009.4528 | 516019.9933 | 0 | 516019.9933 | 602608.1317 | 3186.8967 | -86588.1384 | 0.85631 | 0.85631 | 478319.159 | 1.0788 | 308.0699 | 2226.2206 | 586.143 | 4235.6734 | 627158.1368 | 0 | 627158.1368 | 675487.6281 | 3624.415 | -48329.4912 | 0.92845 | 0.92845 | 534135.4431 | 1.1742 | 304.0069 | 2196.86 | 890.1499 | 6432.5334 | 680578.0406 | 0 | 680578.0406 | 674772.6277 | 3674.1583 | 5805.4129 | 1.0086 | 1.0086 | 531480.4553 | 1.2805
Residential - Efficient Product Rebates; Room A/C Retirement; RES-HVAC/Shell; RES-SF | Room A/C Retirement | RES-HVAC/Shell | RES-SF | 3 | 220.443 | 60.2265 | 50 | 30% | 22.0443 | 37.0443 | 35 | 72.0443 | 35.8143 | 0.6 | 0.41289 | 0.41289 | 0 | 164.2484 | 2.3065 | 458.6% | 49.5 | 62.37 |  |  | 62.37 | [11 empty] | RI TRM Appendix B | per measure per year--from RI TRM-b description better fit than MA-no breakdown of benefits | $43.61 one time | Proxy | Room A/C Retirement | 0 | 0 | 0 | 0 | 0 | 0 | 0 | 0 | 0 | 0 | 0 | #DIV/0! | 0 | 0 | 0 | 0 | 0 | 0 | 0 | 0 | 0 | 0 | 0 | 0 | 0 | #DIV/0! | 0 | 0 | 1.3546 | 4.9581 | 1.3546 | 4.9581 | 1558.8855 | 3694.2018 | 5253.0873 | 1950.9281 | 37.4859 | -392.0425 | 0.79905 | 2.6926 | 1388.6394 | 1.1226
Residential - Efficient Product Rebates; ENERGY STAR® LED Lamps; RES-Lighting; RES-SF | ENERGY STAR® LED Lamps | RES-Lighting | RES-SF | 25 | 33.7546 | 8.4618 | 23.75 | 42.11% | 3.3755 | 13.3755 | 13.75 | 27.1255 | 55.5875 | 1.2 | 2.0927 | 2.0927 | 3.78 | 0 | 2.235 | 6.8% | $3.00 one time per unit (for lighting quality and lifetime) | 3.78 |  | 3.78 | 0 | 0 | 0 | 0 | 0 | 0 | 3.78 | 0 |  |  |  |  | MA TRM p.410 | One time per unit for lighting quality and lifetime | $3.00 one time per unit |  | ENERGY STAR® LED Lamps | 363.35 | 1449.429 | 363.35 | 1449.429 | 2386939.1935 | 162313.9651 | 2549253.1587 | 1140615.558 | 35783.502 | 1246323.6355 | 2.0927 | 2.235 | 478620.7707 | 4.9871 | 351.6128 | 1402.6085 | 714.9628 | 2852.0375 | 2438948.623 | 162023.2341 | 2600971.8572 | 1134887.1695 | 35719.4079 | 1304061.4535 | 2.1491 | 2.2918 | 474078.1239 | 5.1446 | 338.2694 | 1349.3808 | 1053.2323 | 4201.4183 | 2480930.7729 | 161114.9762 | 2642045.7491 | 1124744.8759 | 35519.1746 | 1356185.897 | 2.2058 | 2.349 | 467640.1451 | 5.3052
Residential - Efficient Product Rebates; Hardwired Dimmer Switch; RES-Lighting; RES-SF | Hardwired Dimmer Switch | RES-Lighting | RES-SF | 10 | 20.7651 | 0 | 13 | 38.46% | 2.0765 | 7.0765 | 8 | 15.0765 | 10.5517 | 1 | 0.69987 | 0.69987 | 4.41 | 0 | 0.99238 | 41.79% | $3.50 one time | 4.41 |  | 4.41 | 0 | 0 | 0 | 0 | 0 | 0 | 4.41 | 0 |  |  |  |  | MA TRM p.410 | One time per unit for lighting quality and lifetime |  | Proxy | Hardwired Dimmer Switch | 0 | 203.2919 | 0 | 203.2919 | 103301.5876 | 43174.2454 | 146475.833 | 147600.2091 | 9790.0783 | -44298.6215 | 0.69987 | 0.99238 | 69279.5826 | 1.4911 | 0 | 197.5701 | 0 | 400.862 | 104332.1701 | 43707.3722 | 148039.5422 | 148599.6059 | 9910.9687 | -44267.4358 | 0.7021 | 0.99623 | 69311.856 | 1.5053 | 0 | 190.5471 | 0 | 591.4091 | 105353.9056 | 43986.469 | 149340.3746 | 148720.0347 | 9974.256 | -43366.1291 | 0.7084 | 1.0042 | 68925.9867 | 1.5285
Residential - Efficient Product Rebates; Indoor Motion Sensor; RES-Lighting; RES-SF | Indoor Motion Sensor | RES-Lighting | RES-SF | 10 | 56.1081 | 0 | 34 | 8.824% | 5.6108 | 8.6108 | 31 | 39.6108 | 28.511 | 1 | 0.71978 | 0.71978 | 4.41 | 0 | 0.83111 | 15.47% | $3.50 one time | 4.41 |  | 4.41 | 0 | 0 | 0 | 0 | 0 | 0 | 4.41 | 0 |  |  |  |  | MA TRM p.410 | One time per unit for lighting quality and lifetime |  |  | Indoor Motion Sensor | 0 | 488.9042 | 0 | 488.9042 | 248433.7905 | 38427.0083 | 286860.7988 | 345153.0689 | 8713.6073 | -96719.2784 | 0.71978 | 0.83111 | 75031.2417 | 3.3111 | 0 | 443.5613 | 0 | 932.4655 | 234234.3729 | 36315.7678 | 270550.1408 | 324341.6424 | 8234.868 | -90107.2694 | 0.72218 | 0.83415 | 69060.7347 | 3.3917 | 0 | 415.0926 | 0 | 1347.5581 | 229505.6238 | 35462.5484 | 264968.1721 | 314916.6595 | 8041.3942 | -85411.0357 | 0.72878 | 0.84139 | 65633.4396 | 3.4968
Residential - Efficient Product Rebates; Outdoor Motion Sensor; RES-Lighting; RES-SF | Outdoor Motion Sensor | RES-Lighting | RES-SF | 10 | 177.921 | 0 | 34 | 11.76% | 17.7921 | 21.7921 | 30 | 51.7921 | 90.4095 | 1 | 1.7456 | 1.7456 | 4.41 | 0 | 1.8308 | 4.878% | $3.50 one time | 4.41 |  | 4.41 | 0 | 0 | 0 | 0 | 0 | 0 | 4.41 | 0 |  |  |  |  | MA TRM p.410 | One time per unit for lighting quality and lifetime |  |  | Outdoor Motion Sensor | 0 | 740.1278 | 0 | 740.1278 | 376091.6106 | 18345.0172 | 394436.6278 | 215448.2919 | 4159.8679 | 160643.3187 | 1.7456 | 1.8308 | 90652.2563 | 4.1487 | 0 | 842.8224 | 0 | 1582.9502 | 445074.833 | 20890.4331 | 465965.2662 | 245342.2681 | 4737.0597 | 199732.5649 | 1.8141 | 1.8992 | 103230.478 | 4.3115 | 0 | 921.6028 | 0 | 2504.5531 | 509556.2941 | 22843.1071 | 532399.4012 | 268274.9409 | 5179.8429 | 241281.3532 | 1.8994 | 1.9845 | 112879.6542 | 4.5142
Residential - Efficient Product Rebates; Power bar with integrated timer; RES-Plug Load; RES-SF | Power bar with integrated timer | RES-Plug Load | RES-SF | 10 | 59.4669 | -3.3815e-08 | 15 | 33.33% | 5.9467 | 10.9467 | 10 | 20.9467 | 30.2177 | 1 | 1.4426 | 1.4426 | 0 | 0 | 1.4426 | 0% | N/A | N/A |  |  | 0 | 0 | 0 | 0 | 0 | 0 | 0 | 0 |  |  |  |  | MA TRM p.162 | Not offered in MA-similar to SmartStrip? |  | Proxy | Power bar with integrated timer | -2.1044e-07 | 370.0803 | -2.1044e-07 | 370.0803 | 188054.1493 | 0 | 188054.1493 | 130357.5541 | 6223.3013 | 57696.5951 | 1.4426 | 1.4426 | 68124.5411 | 2.7604 | -2.4289e-07 | 427.1399 | -4.5333e-07 | 797.2203 | 225562.6139 | 0 | 225562.6139 | 150456.2838 | 7182.8195 | 75106.3301 | 1.4992 | 1.4992 | 78628.0883 | 2.8687 | -2.7272e-07 | 479.5953 | -7.2604e-07 | 1276.8156 | 265169.3373 | 0 | 265169.3373 | 168933.2412 | 8064.914 | 96236.0961 | 1.5697 | 1.5697 | 88284.1014 | 3.0036
Residential - Efficient Product Rebates; Smartstrip; RES-Plug Load; RES-SF | Smartstrip | RES-Plug Load | RES-SF | 10 | 60.2022 | -3.4233e-08 | 28 | 53.57% | 6.0202 | 21.0202 | 13 | 34.0202 | 30.5914 | 1 | 0.89921 | 0.89921 | 0 | 0 | 0.89921 | 0% | N/A | N/A |  |  | 0 | 0 | 0 | 0 | 0 | 0 | 0 | 0 |  |  |  |  | MA TRM p.162 | Not offered in MA | N/A |  | Smartstrip | -2.0863e-07 | 366.8897 | -2.0863e-07 | 366.8897 | 186432.8328 | 0 | 186432.8328 | 207329.0962 | 6094.2903 | -20896.2634 | 0.89921 | 0.89921 | 128103.3225 | 1.4553 | -2.3612e-07 | 415.2306 | -4.4474e-07 | 782.1203 | 219273.6135 | 0 | 219273.6135 | 234646.542 | 6897.267 | -15372.9285 | 0.93448 | 0.93448 | 144982.0705 | 1.5124 | -2.5969e-07 | 456.6924 | -7.0443e-07 | 1238.8127 | 252506.2401 | 0 | 252506.2401 | 258076.5231 | 7585.9745 | -5570.283 | 0.97842 | 0.97842 | 159458.8539 | 1.5835
Residential - Efficient Product Rebates; Heavy Duty Outdoor Timer; RES-Plug Load; RES-SF | Heavy Duty Outdoor Timer | RES-Plug Load | RES-SF | 10 | 429.696 | -2.4434e-07 | 30 | 33.33% | 42.9696 | 52.9696 | 20 | 72.9696 | 218.3475 | 1 | 2.9923 | 2.9923 | 4.41 | 0 | 3.0527 | 2.02% | $3.50 one time | 4.41 |  | 4.41 | 0 | 0 | 0 | 0 | 0 | 0 | 4.41 | 0 |  |  |  |  | MA TRM p.409 | One time per unit |  | Proxy | Heavy Duty Outdoor Timer | -6.8097e-08 | 119.7553 | -6.8097e-08 | 119.7553 | 60852.9532 | 1229.057 | 62082.0102 | 20336.4627 | 278.6977 | 40516.4905 | 2.9923 | 3.0527 | 14762.5079 | 4.1221 | -7.412e-08 | 130.3467 | -1.4222e-07 | 250.102 | 68833.0315 | 1337.7569 | 70170.7884 | 22135.0537 | 303.3462 | 46697.9777 | 3.1097 | 3.1701 | 16068.129 | 4.2838 | -7.8516e-08 | 138.0783 | -2.2073e-07 | 388.1802 | 76343.7849 | 1417.1068 | 77760.8918 | 23448.0089 | 321.3394 | 52895.776 | 3.2559 | 3.3163 | 17021.2205 | 4.4852
Residential - Efficient Product Rebates; Advanced Power Strip (load sensing or remote control/wireless APS); RES-Plug Load; RES-SF | Advanced Power Strip (load sensing or remote control/wireless APS) | RES-Plug Load | RES-SF | 10 | 459.302 | -2.6118e-07 | 50 | 60% | 45.9302 | 75.9302 | 20 | 95.9302 | 233.3916 | 1 | 2.4329 | 2.4329 | 0 | 0 | 2.4329 | 0% | N/A | N/A |  |  | 0 | 0 | 0 | 0 | 0 | 0 | 0 | 0 |  |  |  |  | MA TRM p.164 | MA TRM: Non-Energy Impact=None | N/A |  | Advanced Power Strip (load sensing or remote control/wireless APS) | -1.5686e-06 | 2758.5925 | -1.5686e-06 | 2758.5925 | 1401762.524 | 0 | 1401762.524 | 576161.9035 | 6006.0531 | 825600.6205 | 2.4329 | 2.4329 | 456040.8406 | 3.0738 | -1.7488e-06 | 3075.4166 | -3.3174e-06 | 5834.009 | 1624055.7011 | 0 | 1624055.7011 | 642334.048 | 6695.8478 | 981721.6531 | 2.5284 | 2.5284 | 508417.0915 | 3.1943 | -1.8899e-06 | 3323.5337 | -5.2073e-06 | 9157.5427 | 1837589.3051 | 0 | 1837589.3051 | 694155.9915 | 7236.0525 | 1143433.3136 | 2.6472 | 2.6472 | 549434.9417 | 3.3445
Residential - Efficient Product Rebates; Dehumidifier (Retirement); RES-Appliance; RES-SF | Dehumidifier (Retirement) | RES-Appliance | RES-SF | 12 | 1369.3203 | 458.2228 | 50 | 30% | 136.932 | 151.932 | 35 | 186.932 | 1424.2984 | 0.6 | 5.1193 | 5.1193 | 0 | 0 | 5.1193 | 0% | N/A | N/A |  |  | 0 | 0 | 0 | 0 | 0 | 0 | 0 | 0 |  |  |  |  | MA TRM p.164 | Only for Low Income | N/A |  | Dehumidifier (Retirement) | 136.8981 | 409.0964 | 136.8981 | 409.0964 | 425521.5827 | 0 | 425521.5827 | 83120.6699 | 497.9312 | 342400.9128 | 5.1193 | 5.1193 | 75651.7015 | 5.6247 | 154.7119 | 462.3299 | 291.6099 | 871.4263 | 520822.4772 | 0 | 520822.4772 | 93936.7085 | 562.7243 | 426885.7686 | 5.5444 | 5.5444 | 85495.8442 | 6.0918 | 155.9269 | 465.9607 | 447.5368 | 1337.3869 | 569411.3836 | 0 | 569411.3836 | 94674.4164 | 567.1435 | 474736.9672 | 6.0144 | 6.0144 | 86167.2638 | 6.6082
[41 empty] | Total | 1071.3397 | 11033.0743 | 1071.3397 | 11033.0743 | 6578240.8481 | 263489.2931 | 6841730.1413 | 4040426.2598 |  | 2537814.5883 | 1.6281 |  | 2451584.6701 | 2.6833 | 1138.02 | 11961.8765 | 2209.3597 | 22994.9508 | 7323118.4195 | 264274.5642 | 7587392.9837 | 4309993.0777 |  | 3013125.3418 | 1.6991 |  | 2659220.3675 | 2.7539 | 1117.9749 | 12243.2951 | 3327.3346 | 35238.2459 | 7916033.0615 | 268518.4093 | 8184551.4708 | 4406885.8401 |  | 3509147.2215 | 1.7963 |  | 2719852.6219 | 2.9105
[41 empty] | Cross-check | 1071.3397 | 11033.0743 | 1071.3397 | 11033.0743 | 6578240.8481 | 1.6933 |  |  |  |  | 1.6281 |  |  | 2.6833 | 1138.02 | 11961.8765 | 2209.3597 | 22994.9508 | 7323118.4195 | 1.7604 |  |  |  |  | 1.6991 |  |  | 2.7539 | 1117.9749 | 12243.2951 | 3327.3346 | 35238.2459 | 7916033.0615 | 1.8572 |  |  |  |  | 1.7963 |  |  | 2.9105
[47 empty] | NEW TRC RATIO |  |  |  |  | EXISTING TRC RATIO | [8 empty] | NEW TRC RATIO |  |  |  |  | EXISTING TRC RATIO | [8 empty] | NEW TRC RATIO |  |  |  |  | EXISTING TRC RATIO
[26 empty] | Annual |  |  | One Time | Annual | [10 empty] | Existing Homes
| Existing Residential | [24 empty] | Thermal Comfort | Noise Reduction | Health Impacts | Property Value | Equipment Maintenance | Lighting Quality | Durability | Water Savings | Total Check | [6 empty] | Measure Name | For Plan Year 2016 | [13 empty] | For Plan Year 2017 | [13 empty] | For Plan Year 2018
[46 empty] | A |  |  | B |  | C = A - B | D = A / B |  | E | F = A / E |  |  |  |  | A |  |  | B |  | C = A - B | D = A / B |  | E | F = A / E |  |  |  |  | A |  |  | B |  | C = A - B | D = A / B |  | E | F = A / E
| Measure Name | Technology Type | Target Market | Measure Life | Annual Energy Savings per Unit (kWh) | Peak Demand Savings per Unit (Watts) | On-Time Incremental Measure Cost ($) | Incentive as a Percent of Incremental Measure Cost (%) | Program Administrative Cost ($) | DSM Administrator Cost (Incentive + Administrative) ($) | DSM Customer Cost (Incremental Measure Cost - Incentive) ($) | Total DSM Cost ($) | Present Value Avoided Cost ($) | Net-To-Gross Ratio | Total Resource Benefit-Cost Ratio (TRC) | TRC Calculation | PV One-Time NEB | PV Annual NEB | TRC With NEBs | TRC % Change | [7 empty] | removed | [13 empty] | Peak Demand Savings (kW) | First Year Energy Savings (MWh) | Cumulative Peak Demand Savings (kW) | Cumulative Energy Savings (MWh) | Total Avoided Cost Benefits ($) |  |  | TRC Costs ($) |  | Total Net Resource Benefits ($) | TRC (Ratio) |  | PAC Costs ($) | PAC (Ratio) | Peak Demand Savings (kW) | First Year Energy Savings (MWh) | Cumulative Peak Demand Savings (kW) | Cumulative Energy Savings (MWh) | Total Avoided Cost Benefits ($) |  |  | TRC Costs ($) |  | Total Net Resource Benefits ($) | TRC (Ratio) |  | PAC Costs ($) | PAC (Ratio) | Peak Demand Savings (kW) | First Year Energy Savings (MWh) | Cumulative Peak Demand Savings (kW) | Cumulative Energy Savings (MWh) | Total Avoided Cost Benefits ($) |  |  | TRC Costs ($) |  | Total Net Resource Benefits ($) | TRC (Ratio) |  | PAC Costs ($) | PAC (Ratio)
Existing Residential; 10.5 W LED; RES-Lighting; RES-SF | 10.5 W LED | RES-Lighting | RES-SF | 25 | 44.2783 | 11.0999 | 13 | 100% | 1.6383 | 14.6383 | 0 | 14.6383 | 72.9181 | 0.9072 | 4.9249 | 4.9249 | 3.78 | 0 | 5.1802 | 5.184% | $3.00 ea | 3.78 |  | 3.78 | 0 | 0 | 0 | 0 | 0 | 0 | 3.78 | 0 | 0 | 3.78 |  |  | MA TRM p.412 | one time per unit from MA TRM | $3.00 ea |  | 10.5 W LED | 1085.576 | 4330.4397 | 1085.576 | 4330.4397 | 7131426.4081 | 369685.7896 | 7501112.1977 | 1448022.413 | 107804.7547 | 5683403.9951 | 4.9249 | 5.1802 | 1578078.069 | 4.5191 | 1098.7085 | 4382.8264 | 2184.2845 | 8713.2661 | 7621148.7559 | 385285.1454 | 8006433.9013 | 1503807.5722 | 112353.7116 | 6117341.1837 | 5.0679 | 5.3241 | 1639351.0898 | 4.6489 | 989.3246 | 3946.4859 | 3173.6091 | 12659.752 | 7255889.8589 | 357912.9228 | 7613802.7817 | 1391874.2262 | 104371.6473 | 5864015.6328 | 5.213 | 5.4702 | 1517788.1814 | 4.7806
Existing Residential; 11 W LED; RES-Lighting; RES-SF | 11 W LED | RES-Lighting | RES-SF | 25 | 70.9044 | 17.7747 | 16.8 | 100% | 2.6235 | 19.4235 | 0 | 19.4235 | 116.7663 | 0.9072 | 5.9297 | 5.9297 | 3.78 | 0 | 6.1216 | 3.237% | $3.00 ea | 3.78 |  | 3.78 | 0 | 0 | 0 | 0 | 0 | 0 | 3.78 | 0 | 0 | 3.78 |  |  | MA TRM p.412 | one time per unit from MA TRM | $3.00 ea |  | 11 W LED | 879.4274 | 3508.0985 | 879.4274 | 3508.0985 | 5777183.7461 | 187021.0656 | 5964204.8117 | 974281.9436 | 54537.5577 | 4802901.8025 | 5.9297 | 6.1216 | 1059308.1777 | 5.4537 | 863.3147 | 3443.8238 | 1742.7422 | 6951.9223 | 5988348.9042 | 189383.2459 | 6177732.1501 | 982159.092 | 55226.3975 | 5006189.8122 | 6.0971 | 6.29 | 1068259.2548 | 5.6057 | 761.0828 | 3036.0135 | 2503.825 | 9987.9358 | 5581922.7788 | 172569.8431 | 5754492.6219 | 890800.3828 | 50323.4101 | 4691122.3959 | 6.2662 | 6.4599 | 969256.5921 | 5.759
Existing Residential; 8 W LED; RES-Lighting; MURB | 8 W LED | RES-Lighting | MURB | 25 | 47.0084 | 5.3663 | 12 | 100% | 1.7393 | 13.7393 | 0 | 13.7393 | 63.9337 | 0.83 | 4.5357 | 4.5357 | 3.78 | 0 | 4.8039 | 5.912% | $3.00 ea | 3.78 |  | 3.78 | 0 | 0 | 0 | 0 | 0 | 0 | 3.78 | 0 | 0 | 3.78 |  |  | MA TRM p.412 | one time per unit from MA TRM | $3.00 ea |  | 8 W LED | 43.7751 | 383.47 | 43.7751 | 383.47 | 521537.555 | 30835.2533 | 552372.8083 | 114984.1397 | 9828.2824 | 406553.4153 | 4.5357 | 4.8039 | 135033.8359 | 3.8623 | 43.9473 | 384.9784 | 87.7224 | 768.4484 | 549636.4148 | 31877.1672 | 581513.582 | 118359.0442 | 10160.3771 | 431277.3706 | 4.6438 | 4.9131 | 139086.2136 | 3.9518 | 36.2889 | 317.8908 | 124.0113 | 1086.3393 | 477267.3432 | 27155.6492 | 504422.9924 | 100379.4477 | 8655.4629 | 376887.8956 | 4.7546 | 5.0252 | 118036.5919 | 4.0434
Existing Residential; 12 W LED: Blended 75W and 100W incandescent baseline; RES-Lighting; MURB | 12 W LED: Blended 75W and 100W incandescent baseline | RES-Lighting | MURB | 25 | 65.1457 | 7.4367 | 17 | 100% | 2.4104 | 19.4104 | 0 | 19.4104 | 88.6012 | 0.83 | 4.4514 | 4.4514 | 3.78 | 0 | 4.6413 | 4.266% | $3.00 ea | 3.78 |  | 3.78 | 0 | 0 | 0 | 0 | 0 | 0 | 3.78 | 0 | 0 | 3.78 |  |  | MA TRM p.412 | one time per unit from MA TRM | $3.00 ea |  | 12 W LED | 28.4512 | 249.2321 | 28.4512 | 249.2321 | 338967.5683 | 14461.3933 | 353428.9616 | 76148.3586 | 4609.3559 | 262819.2097 | 4.4514 | 4.6413 | 89469.3972 | 3.7886 | 27.8338 | 243.8244 | 56.285 | 493.0565 | 348109.822 | 14593.6925 | 362703.5146 | 76502.2889 | 4651.5244 | 271607.5331 | 4.5503 | 4.7411 | 89945.1943 | 3.8702 | 22.548 | 197.5201 | 78.8329 | 690.5766 | 296548.0299 | 12219.6834 | 308767.7133 | 63761.3622 | 3894.844 | 232786.6677 | 4.6509 | 4.8426 | 75017.4612 | 3.9531
Existing Residential; 12 W LED: 23 W CFL baseline; RES-Lighting; MURB | 12 W LED: 23 W CFL baseline | RES-Lighting | MURB | 25 | 11.9329 | 1.3622 | 17 | 100% | 0.44152 | 17.4415 | 0 | 17.4415 | 16.2293 | 0.83 | 0.9257 | 0.9257 | 3.78 | 0 | 1.1413 | 23.29% | $3.00 ea | 3.78 |  | 3.78 | 0 | 0 | 0 | 0 | 0 | 0 | 3.78 | 0 | 0 | 3.78 |  |  | MA TRM p.412 | one time per unit from MA TRM | $3.00 ea |  | 12 W LED | 0.60191 | 5.2727 | 0.60191 | 5.2727 | 7171.1076 | 1670.3518 | 8841.4594 | 7746.6866 | 532.4 | -575.5789 | 0.9257 | 1.1413 | 9285.215 | 0.77231 | 0.94625 | 8.2891 | 1.5482 | 13.5618 | 11834.4435 | 2595.571 | 14430.0146 | 12043.2503 | 827.3 | -208.8067 | 0.98266 | 1.1982 | 14434.2562 | 0.81989 | 0.9483 | 8.3071 | 2.4965 | 21.8689 | 12471.9106 | 2571.7268 | 15043.6374 | 11936.9192 | 819.7 | 534.9915 | 1.0448 | 1.2603 | 14305.9824 | 0.8718
Existing Residential; 5W Chandelier LED bulb; RES-Lighting; MURB | 5W Chandelier LED bulb | RES-Lighting | MURB | 25 | 37.9683 | 4.3343 | 13.75 | 100% | 1.4048 | 15.1548 | 0 | 15.1548 | 51.6388 | 0.83 | 3.3439 | 3.3439 | 3.78 | 0 | 3.5887 | 7.32% | $3.00 ea | 3.78 |  | 3.78 | 0 | 0 | 0 | 0 | 0 | 0 | 3.78 | 0 | 0 | 3.78 |  |  | MA TRM p.412 | one time per unit from MA TRM | $3.00 ea |  | 5W Chandelier LED bulb | 11.7697 | 103.1022 | 11.7697 | 103.1022 | 140223.9789 | 10264.5112 | 150488.4901 | 41933.9625 | 3271.6616 | 98290.0164 | 3.3439 | 3.5887 | 49581.4716 | 2.8282 | 12.3082 | 107.8195 | 24.0778 | 210.9217 | 153934.6194 | 10611.232 | 164545.8514 | 43405.4682 | 3382.1738 | 110529.1512 | 3.5464 | 3.7909 | 51311.2994 | 3 | 10.6051 | 92.9007 | 34.6829 | 303.8224 | 139476.9572 | 9039.4668 | 148516.4241 | 37023.0128 | 2881.1968 | 102453.9444 | 3.7673 | 4.0115 | 43757.8103 | 3.1875
Existing Residential; 1W LED Nightlight; RES-Lighting; RES-SF | 1W LED Nightlight | RES-Lighting | RES-SF | 8 | 31.3584 | 7.8611 | 7 | 100% | 1.1603 | 8.1603 | 0 | 8.1603 | 19.7635 | 0.9072 | 2.3872 | 2.3872 | 3.78 | 0 | 2.8438 | 19.13% | $3.00 ea | 3.78 |  | 3.78 | 0 | 0 | 0 | 0 | 0 | 0 | 3.78 | 0 | 0 | 3.78 |  |  | MA TRM p.412 | one time per unit from MA TRM | $3.00 ea |  | 1W LED Nightlight | 270.0625 | 1077.2985 | 270.0625 | 1077.2985 | 678964.1037 | 129859.7214 | 808823.8252 | 284418.4024 | 37868.6328 | 394545.7013 | 2.3872 | 2.8438 | 309017.8663 | 2.1972 | 322.2758 | 1285.5812 | 592.3383 | 2362.8797 | 893768.3897 | 154966.5459 | 1048734.9356 | 339407.2998 | 45190.0801 | 554361.0899 | 2.6333 | 3.0899 | 368762.7759 | 2.4237 | 325.5869 | 1298.7893 | 917.9252 | 3661.6689 | 998683.5716 | 156558.6692 | 1155242.2408 | 342894.3639 | 45654.3622 | 655789.2077 | 2.9125 | 3.3691 | 372551.4376 | 2.6807
Existing Residential; 1W LED Nightlight; RES-Lighting; MURB | 1W LED Nightlight | RES-Lighting | MURB | 8 | 31.3584 | 3.5797 | 7 | 100% | 1.1603 | 8.1603 | 0 | 8.1603 | 15.9944 | 0.83 | 1.9046 | 1.9046 | 3.78 | 0 | 2.3547 | 23.63% | $3.00 ea | 3.78 |  | 3.78 | 0 | 0 | 0 | 0 | 0 | 0 | 3.78 | 0 | 0 | 3.78 |  |  | MA TRM p.412 | one time per unit from MA TRM | $3.00 ea |  | 1W LED Nightlight | 3.1354 | 27.4661 | 3.1354 | 27.4661 | 14009.1076 | 3310.8132 | 17319.9208 | 7355.5258 | 1055.2729 | 6653.5819 | 1.9046 | 2.3547 | 8611.3005 | 1.6268 | 3.2033 | 28.0609 | 6.3387 | 55.527 | 15421.666 | 3382.5184 | 18804.1844 | 7514.831 | 1078.1279 | 7906.835 | 2.0522 | 2.5023 | 8797.8032 | 1.7529 | 2.7445 | 24.0421 | 9.0832 | 79.5691 | 14301.3394 | 2898.0824 | 17199.4218 | 6438.5753 | 923.721 | 7862.7641 | 2.2212 | 2.6713 | 7537.8033 | 1.8973
Existing Residential; Low Flow Faucet Aerator, 1.5 GPM; RES-Water Heat; RES-SF | Low Flow Faucet Aerator, 1.5 GPM | RES-Water Heat | RES-SF | 10 | 197.2797 | 31.9875 | 9 | 100% | 7.2993 | 16.2993 | 0 | 16.2993 | 135.9984 | 0.9072 | 7.9783 | 7.9783 | 0 | 0.92319 | 8.0325 | 0.6788% | Water Savings | water and sewer savings | 1.2568 |  | 0.13029 | 0 | 0 | 0 | 0 | 0 | 0 | 0 | 0.13029 | 0.13029 |  |  | MA TRM p.176 | backed out existing modeled water savings per E1 email 9.15.2017 | Water Savings | Adjusted-Water Savings | Low Flow Faucet Aerator, 1.5 GPM | 109.6308 | 676.1372 | 109.6308 | 676.1372 | 477415.8002 | 3164.0584 | 480579.8586 | 58421.8604 | 3777.8904 | 418993.9398 | 8.1719 | 8.226 | 61577.1545 | 7.7531 | 95.1314 | 586.7136 | 204.7623 | 1262.8508 | 443839.0187 | 2745.591 | 446584.6097 | 50695.1882 | 3278.2398 | 393143.8305 | 8.7551 | 8.8092 | 53433.1741 | 8.3064 | 78.5421 | 484.4006 | 283.3044 | 1747.2513 | 394060.8526 | 2266.806 | 396327.6586 | 41854.7974 | 2706.5697 | 352206.0552 | 9.415 | 9.4691 | 44115.3244 | 8.9325
Existing Residential; Low Flow Faucet Aerator, 1.5 GPM; RES-Water Heat; MURB | Low Flow Faucet Aerator, 1.5 GPM | RES-Water Heat | MURB | 10 | 126.259 | 20.472 | 9 | 100% | 4.6716 | 13.6716 | 0 | 13.6716 | 87.039 | 0.83 | 5.95 | 5.95 | 0 | 9.3394 | 6.5884 | 10.73% | Water Savings | water and sewer savings | 1.2568 |  | 1.3181 | 0 | 0 | 0 | 0 | 0 | 0 | 0 | 1.3181 | 1.3181 |  |  | MA TRM p.176 | backed out existing modeled water savings per E1 email 9.15.2017 | Water Savings | Adjusted-Water Savings | Low Flow Faucet Aerator, 1.5 GPM | 71.0022 | 437.8992 | 71.0022 | 437.8992 | 309197.6414 | 32391.5741 | 341589.2154 | 50735.1611 | 4178.6281 | 258462.4803 | 6.0943 | 6.7328 | 57128.462 | 5.4123 | 71.6668 | 441.9977 | 142.669 | 879.8969 | 334363.844 | 32694.7376 | 367058.5816 | 51210.0083 | 4217.7373 | 283153.8357 | 6.5293 | 7.1677 | 57663.1463 | 5.7986 | 62.6861 | 386.6104 | 205.3551 | 1266.5073 | 314508.3185 | 28597.7176 | 343106.0361 | 44792.8158 | 3689.2071 | 269715.5027 | 7.0214 | 7.6598 | 50437.3027 | 6.2356
Existing Residential; Low Flow (1.25 GPM) showerhead; RES-Water Heat; RES-SF | Low Flow (1.25 GPM) showerhead | RES-Water Heat | RES-SF | 10 | 421.863 | 68.4021 | 27 | 100% | 15.6089 | 42.6089 | 0 | 42.6089 | 290.8191 | 0.9072 | 6.5788 | 6.5788 | 0 | 83.129 | 8.4593 | 28.58% | Water Savings + $.03 property value increase | 0.01701 | 9.0888 |  | 11.732 | 0 | 0 | 0 | 0 | 0 | 0 | 0 | 11.732 | 11.732 |  |  | MA TRM p.176 | backed out existing modeled water savings per E1 email 9.15.2017 | 0.03 | Adjusted-Water Savings and prorated property value | Low Flow (1.25 GPM) showerhead | 79.2577 | 488.8139 | 79.2577 | 488.8139 | 352118.703 | 96321.8604 | 448440.5634 | 51221.175 | 1277.2299 | 300897.528 | 6.8745 | 8.755 | 54421.4024 | 6.4702 | 69.0964 | 426.1454 | 148.3541 | 914.9593 | 328448.7556 | 83972.8916 | 412421.6472 | 44654.3512 | 1113.4823 | 283794.4044 | 7.3554 | 9.2359 | 47444.2925 | 6.9228 | 57.3098 | 353.4526 | 205.664 | 1268.4119 | 292574.6567 | 69648.6079 | 362223.2645 | 37037.112 | 923.542 | 255537.5447 | 7.8995 | 9.78 | 39351.1389 | 7.435
Existing Residential; Low Flow (1.25 GPM) showerhead; RES-Water Heat; MURB | Low Flow (1.25 GPM) showerhead | RES-Water Heat | MURB | 10 | 421.863 | 68.4021 | 27 | 100% | 15.6089 | 42.6089 | 0 | 42.6089 | 290.8191 | 0.83 | 6.3489 | 6.3489 | 0 | 116.4721 | 8.8917 | 40.05% | Water Savings + $.03 property value increase | 0.01701 | 9.0888 |  | 16.4377 | 0 | 0 | 0 | 0 | 0 | 0 | 0 | 16.4377 | 16.4377 |  |  | MA TRM p.176 | backed out existing modeled water savings per E1 email 9.15.2017 | 0.03 | Adjusted-Water Savings and prorated property value | Low Flow (1.25 GPM) showerhead | 49.1523 | 303.142 | 49.1523 | 303.142 | 214987.9603 | 83694.4725 | 298682.4328 | 32915.2019 | 865.7582 | 182072.7584 | 6.5316 | 9.0743 | 36889.0321 | 5.828 | 46.2211 | 285.064 | 95.3734 | 588.206 | 216531.4454 | 78703.3066 | 295234.7519 | 30952.2857 | 814.1282 | 185579.1596 | 6.9957 | 9.5384 | 34689.1344 | 6.2421 | 38.8886 | 239.8414 | 134.262 | 828.0474 | 195856.3107 | 66217.7986 | 262074.1092 | 26042.0091 | 684.9748 | 169814.3016 | 7.5208 | 10.0635 | 29186.0433 | 6.7106
Existing Residential; DHW Pipe Insulation; RES-Water Heat; RES-SF | DHW Pipe Insulation | RES-Water Heat | RES-SF | 15 | 120.6908 | 19.5692 | 14 | 100% | 4.4656 | 18.4656 | 0 | 18.4656 | 118.7611 | 0.9072 | 6.2762 | 6.2762 | 0 | 64.5792 | 9.6891 | 54.38% | $5.00 one time + $5.56 per year | $6.25 one time plus $6.95/year |  |  | 7.0056 | 7.0056 | 0 | 0 | 0 | 0 | 0 | 0 | 0 | 7.0056 |  |  | MA TRM p.98 | page 98 MA TRM indicates value to RES SF and p. 414 Appendix C indicates value to LI | $5.00 one time + $6.61 per year | Adjusted-prorated for property value | DHW Pipe Insulation | 154.4791 | 952.7343 | 154.4791 | 952.7343 | 937501.1079 | 509788.9561 | 1447290.0639 | 149373.2062 | 8701.5069 | 788127.9016 | 6.2762 | 9.6891 | 160678.204 | 5.8347 | 155.2476 | 957.4743 | 309.7267 | 1910.2085 | 999984.4114 | 512325.2327 | 1512309.6441 | 150116.3604 | 8744.7982 | 849868.0511 | 6.6614 | 10.0742 | 161477.6022 | 6.1927 | 142.6486 | 879.771 | 452.3753 | 2789.9795 | 979088.6859 | 470747.7623 | 1449836.4481 | 137933.7503 | 8035.119 | 841154.9356 | 7.0983 | 10.5111 | 148372.9769 | 6.5988
Existing Residential; DHW Pipe Insulation; RES-Water Heat; MURB | DHW Pipe Insulation | RES-Water Heat | MURB | 15 | 30.103 | 4.881 | 14 | 100% | 1.1138 | 15.1138 | 0 | 15.1138 | 29.6217 | 0.83 | 1.9308 | 1.9308 | 0 | 64.5792 | 6.1401 | 218% | $5.00 one time + $5.56 per year | $6.25 one time plus $6.95/year |  |  | 7.0056 | 7.0056 | 0 | 0 | 0 | 0 | 0 | 0 | 0 | 7.0056 |  |  | MA TRM p.98 | page 98 MA TRM indicates value to RES SF and p. 414 Appendix C indicates value to LI | $5.00 one time + $6.61 per year | Adjusted-prorated for property value | DHW Pipe Insulation | 3.9555 | 24.3949 | 3.9555 | 24.3949 | 24004.8467 | 52333.74 | 76338.5867 | 12432.8071 | 976.3618 | 11572.0396 | 1.9308 | 6.1401 | 14756.5481 | 1.6267 | 4.0596 | 25.037 | 8.015 | 49.4319 | 26148.6164 | 53711.2715 | 79859.8879 | 12760.0641 | 1002.0616 | 13388.5524 | 2.0493 | 6.2586 | 15144.9707 | 1.7266 | 3.59 | 22.1408 | 11.605 | 71.5727 | 24640.2655 | 47498.0542 | 72138.3197 | 11284.0042 | 886.145 | 13356.2613 | 2.1836 | 6.393 | 13393.0294 | 1.8398
Existing Residential; DHW Tank Wrap; RES-Water Heat; RES-SF | DHW Tank Wrap | RES-Water Heat | RES-SF | 7 | 287.9315 | 46.686 | 33 | 100% | 10.6535 | 43.6535 | 0 | 43.6535 | 137.5905 | 0.9072 | 3.0751 | 3.0751 | 0 | 38.0066 | 3.9245 | 27.62% | $5.00 one time + $5.56 per year | $6.25 one time plus $6.95/year |  |  | 7.0056 | 7.0056 | 0 | 0 | 0 | 0 | 0 | 0 | 0 | 7.0056 |  |  | MA TRM p.98 | No Tank Wrap measure in MA-use pipe wrap as a proxy? |  | Adjusted-prorated for property value | DHW Tank Wrap | 150.2867 | 926.8779 | 150.2867 | 926.8779 | 442916.2854 | 122346.6914 | 565262.9768 | 144032.5816 | 3548.3813 | 298883.7038 | 3.0751 | 3.9245 | 154899.1445 | 2.8594 | 151.6 | 934.9776 | 301.8866 | 1861.8555 | 491963.8892 | 123415.8337 | 615379.7229 | 145291.2288 | 3579.3893 | 346672.6604 | 3.3861 | 4.2355 | 156252.7506 | 3.1485 | 139.7198 | 861.7081 | 441.6065 | 2723.5637 | 499215.5189 | 113744.3609 | 612959.8798 | 133905.4924 | 3298.8907 | 365310.0265 | 3.7281 | 4.5776 | 144008.0153 | 3.4666
Existing Residential; DHW Tank Wrap; RES-Water Heat; MURB | DHW Tank Wrap | RES-Water Heat | MURB | 7 | 243.787 | 39.5283 | 33 | 100% | 9.0201 | 42.0201 | 0 | 42.0201 | 116.4956 | 0.83 | 2.6556 | 2.6556 | 0 | 38.0066 | 3.522 | 32.62% | $5.00 one time + $5.56 per year | $6.25 one time plus $6.95/year |  |  | 7.0056 | 7.0056 | 0 | 0 | 0 | 0 | 0 | 0 | 0 | 7.0056 |  |  | MA TRM p.98 | No Tank Wrap measure in MA-use pipe wrap as a proxy? |  | Adjusted-prorated for property value | DHW Tank Wrap | 26.0266 | 160.5166 | 26.0266 | 160.5166 | 76704.1796 | 25024.6687 | 101728.8483 | 28883.7398 | 793.2888 | 47820.4398 | 2.6556 | 3.522 | 33334.0902 | 2.3011 | 26.7716 | 165.1111 | 52.7982 | 325.6277 | 86877.6847 | 25740.9529 | 112618.6376 | 29710.4828 | 815.9952 | 57167.202 | 2.9241 | 3.7905 | 34288.216 | 2.5337 | 23.7107 | 146.2335 | 76.5089 | 471.8611 | 84717.802 | 22797.9188 | 107515.7208 | 26313.6014 | 722.7002 | 58404.2006 | 3.2195 | 4.0859 | 30367.9498 | 2.7897
Existing Residential; Certified Wood Stove; RES-HVAC/Shell; RES-SF | Certified Wood Stove | RES-HVAC/Shell | RES-SF | 25 | 11685.717 | 1822.592 | 2650 | 27.17% | 432.3715 | 1152.3715 | 1930 | 3082.3715 | 16919.3972 | 0.66 | 5.1192 | 5.1192 | 0 | 75.5878 | 5.142 | 0.4468% | $46.07 one time plus $5.06/year | $57.59 one time plus $6.33/year |  |  | 6.3756 | 3.6288 | 0 | 0 | 0 | 1.6884 | 0 | 1.0584 | 0 | 6.3756 |  |  | MA TRM p.410 | No exact measure match-using heat pump as proxy |  | Proxy/ Adjusted prorated for property value | Certified Wood Stove | 98.3481 | 630.5677 | 98.3481 | 630.5677 | 940515.2081 | 4078.7597 | 944593.9678 | 178345.4607 | 81.7584 | 762169.7474 | 5.2736 | 5.2964 | 94216.0602 | 9.9825 | 109.4832 | 701.962 | 207.8313 | 1332.5297 | 1099740.6997 | 4540.5659 | 1104281.2656 | 198538.1293 | 91.0153 | 901202.5704 | 5.5392 | 5.5621 | 104883.4115 | 10.4854 | 106.4709 | 682.6481 | 314.3022 | 2015.1778 | 1125205.6109 | 4415.6361 | 1129621.247 | 193075.5254 | 88.5111 | 932130.0855 | 5.8278 | 5.8507 | 101997.6357 | 11.0317
Existing Residential; Certified Wood Boiler or Furnace; RES-HVAC/Shell; RES-SF | Certified Wood Boiler or Furnace | RES-HVAC/Shell | RES-SF | 25 | 15446.676 | 2409.1793 | 12398 | 14.52% | 571.527 | 2371.527 | 10598 | 12969.527 | 22364.7763 | 0.66 | 1.6861 | 1.6861 | 0 | 729.2879 | 1.7411 | 3.261% | $385.23 one time + $48.82/yr | $481.54 one time plus $61.03/year |  |  | 61.5132 | 34.7886 | 0 | 0 | 0 | 17.4888 | 0 | 9.2358 | 0 | 61.5132 |  |  | MA TRM p.412 | No exact measure match-using proxy |  | Proxy/ Adjusted prorated for property value | Certified Wood Boiler or Furnace | 134.3964 | 861.695 | 134.3964 | 861.695 | 1304331.0589 | 40683.4289 | 1345014.4878 | 739931.3154 | 84.5229 | 564399.7434 | 1.7628 | 1.8178 | 200448.4357 | 6.5071 | 161.6516 | 1036.4441 | 296.048 | 1898.1391 | 1646713.2311 | 48933.9029 | 1695647.1339 | 889987.1058 | 101.6639 | 756726.1253 | 1.8503 | 1.9052 | 241098.7607 | 6.83 | 169.2511 | 1085.1689 | 465.2991 | 2983.3079 | 1812708.0445 | 51234.359 | 1863942.4035 | 931826.7335 | 106.4433 | 880881.311 | 1.9453 | 2.0003 | 252433.1748 | 7.1809
Existing Residential; Certified Pellet Stove; RES-HVAC/Shell; RES-SF | Certified Pellet Stove | RES-HVAC/Shell | RES-SF | 25 | 10025.121 | 1563.593 | 4200 | 17.14% | 370.9295 | 1090.9295 | 3480 | 4570.9295 | 14515.0703 | 0.66 | 3.0481 | 3.0481 | 0 | 75.5878 | 3.064 | 0.5208% | $46.07 one time plus $5.15/year | $57.59 one time plus $10.33/year |  |  | 6.3756 | 3.6288 | 0 | 0 | 0 | 1.6884 | 0 | 1.0584 | 0 | 6.3756 |  |  | MA TRM p.410 | No exact measure match-using heat pump as proxy |  | Proxy/ Adjusted prorated for property value | Certified Pellet Stove | 107.7818 | 691.0529 | 107.7818 | 691.0529 | 1000554.612 | 5210.4282 | 1005765.0402 | 328255.759 | 104.4426 | 672298.853 | 3.0481 | 3.064 | 113939.5224 | 8.7815 | 127.6854 | 818.6667 | 235.4672 | 1509.7196 | 1246829.1512 | 6172.6163 | 1253001.7675 | 388873.3845 | 123.7296 | 857955.7667 | 3.2063 | 3.2221 | 134980.26 | 9.2371 | 129.2552 | 828.7319 | 364.7224 | 2338.4515 | 1329806.333 | 6248.5063 | 1336054.8393 | 393654.4394 | 125.2508 | 936151.8936 | 3.3781 | 3.394 | 136639.7925 | 9.7322
Existing Residential; Certified Pellet Boiler or Furnace Supplemented by Baseboard Heat (Whole Home); RES-HVAC/Shell; RES-SF | Certified Pellet Boiler or Furnace Supplemented by Baseboard Heat (Whole Home) | RES-HVAC/Shell | RES-SF | 25 | 15403.035 | 2402.3728 | 6662 | 27.02% | 569.9123 | 2369.9123 | 4862 | 7231.9123 | 22301.5898 | 0.66 | 2.9635 | 2.9635 | 0 | 729.2879 | 3.0604 | 3.27% | $385.23 one time + $48.82/yr | $481.54 one time plus $61.51/year |  |  | 61.5132 | 34.7886 | 0 | 0 | 0 | 17.4888 | 0 | 9.2358 | 0 | 61.5132 |  |  | MA TRM p.412 | $385.23 one time + $49.71/yr |  | Adjusted-prorated for property value | Certified Pellet Boiler or Furnace Supplemented by Baseboard Heat (Whole Home) | 164.6289 | 1055.5332 | 164.6289 | 1055.5332 | 1528274.6551 | 49976.3581 | 1578251.0132 | 515704.7694 | 103.8297 | 1012569.8858 | 2.9635 | 3.0604 | 246067.3123 | 6.2108 | 191.7803 | 1229.6173 | 356.4092 | 2285.1505 | 1872706.7938 | 58218.7258 | 1930925.5196 | 600757.5525 | 120.9539 | 1271949.2412 | 3.1172 | 3.2142 | 286650.0468 | 6.5331 | 191.2331 | 1226.1087 | 547.6423 | 3511.2592 | 1967448.1865 | 58052.6031 | 2025500.7896 | 599043.3363 | 120.6087 | 1368404.8502 | 3.2843 | 3.3812 | 285832.1126 | 6.8832
Existing Residential; Advanced Automatic Pellet Combo Boiler; RES-HVAC/Shell; RES-SF | Advanced Automatic Pellet Combo Boiler | RES-HVAC/Shell | RES-SF | 25 | 24848.514 | 3875.5604 | 6949 | 43.17% | 919.395 | 3919.395 | 3949 | 7868.395 | 35977.414 | 0.66 | 4.3128 | 4.3128 | 0 | 40.3334 | 4.3176 | 0.1121% | $19.27one time + $2.70/yr | $24.09 one time plus $3.38/year |  |  | 3.402 | 1.5246 | 0 | 0 | 0 | 1.386 | 0 | 0.4914 | 0 | 3.402 |  |  | MA TRM p.411 | may be low/no accommodation for pellets |  | Adjusted-prorated for property value | Advanced Automatic Pellet Combo Boiler | 271.1455 | 1738.4747 | 271.1455 | 1738.4747 | 2517085.1539 | 2821.8438 | 2519906.9978 | 583632.3211 | 106.0044 | 1933452.8328 | 4.3128 | 4.3176 | 415473.2482 | 6.0584 | 309.3184 | 1983.2236 | 580.464 | 3721.6984 | 3020448.9174 | 3219.1134 | 3023668.0308 | 665798.2329 | 120.9281 | 2354650.6845 | 4.5366 | 4.5414 | 473965.1052 | 6.3727 | 302.2387 | 1937.8314 | 882.7027 | 5659.5297 | 3109498.1387 | 3145.4339 | 3112643.5727 | 650559.3581 | 118.1603 | 2458938.7807 | 4.7797 | 4.7846 | 463116.9314 | 6.7143
Existing Residential; Ground Source Heat Pump; RES-HVAC/Shell; RES-SF | Ground Source Heat Pump | RES-HVAC/Shell | RES-SF | 15 | 16035.27 | 4532.832 | 23000 | 13.04% | 593.305 | 3593.305 | 20000 | 23593.305 | 18806.5215 | 0.66 | 0.78692 | 0.78692 | 0 | 567.0429 | 0.81065 | 3.015% | $385.23 one time + $48.82/yr | $481.54 one time plus $61.03/year |  |  | 61.5132 | 34.7886 | 0 | 0 | 0 | 17.4888 | 0 | 9.2358 | 0 | 61.5132 |  |  | MA TRM p.412 | likely low-no exact measure match-using Boiler replacement as proxy | only shown for C&I | Adjusted-prorated for property value | Ground Source Heat Pump | 266.1342 | 941.4719 | 266.1342 | 941.4719 | 1104179.1873 | 33292.5435 | 1137471.7308 | 1403168.5638 | 88.9584 | -298989.3765 | 0.78692 | 0.81065 | 319654.7968 | 3.4543 | 266.2823 | 941.9958 | 532.4165 | 1883.4677 | 1182336.4127 | 33311.0716 | 1215647.4843 | 1403949.4613 | 89.0079 | -221613.0486 | 0.84215 | 0.86588 | 319832.6925 | 3.6967 | 249.7196 | 883.404 | 782.1362 | 2766.8717 | 1189935.1166 | 31239.1322 | 1221174.2488 | 1316624.1961 | 83.4717 | -126689.0795 | 0.90378 | 0.9275 | 299939.1882 | 3.9673
Existing Residential; ENERGY STAR® Air Source Heat Pump; RES-HVAC/Shell; RES-SF | ENERGY STAR® Air Source Heat Pump | RES-HVAC/Shell | RES-SF | 12 | 7918.044 | 2238.2637 | 9000 | 20% | 292.9676 | 2092.9676 | 7200 | 9292.9676 | 7693.5741 | 0.66 | 0.81466 | 0.81466 | 0 | 51.1562 | 0.82008 | 0.6649% | $46.07 one time plus $5.06/year | $57.59 one time plus $10.33/year |  |  | 6.3756 | 3.6288 | 0 | 0 | 0 | 1.6884 | 0 | 1.0584 | 0 | 6.3756 |  |  | MA TRM p.410 | Used Heat Pump SEER 16 to 18 | 107.87 | Adjusted-prorated for property value | ENERGY STAR® Air Source Heat Pump | 118.4992 | 419.2007 | 118.4992 | 419.2007 | 407316.7426 | 2708.333 | 410025.0757 | 499982.7939 | 80.2158 | -92666.0512 | 0.81466 | 0.82008 | 167889.1765 | 2.4261 | 157.6066 | 557.5464 | 276.1058 | 976.7471 | 584560.7635 | 3602.1437 | 588162.9072 | 664988.3336 | 106.6889 | -80427.5701 | 0.87905 | 0.88447 | 223296.3715 | 2.6179 | 148.9131 | 526.7926 | 425.0189 | 1503.5397 | 597238.734 | 3679.4083 | 600918.1423 | 676857.5686 | 108.9773 | -79618.8345 | 0.88237 | 0.88781 | 225691.4819 | 2.6463
Existing Residential; Solar DHW; RES-Water Heat; RES-SF | Solar DHW | RES-Water Heat | RES-SF | 15 | 1815.2541 | 442.0426 | 7042 | 17.75% | 67.1644 | 1317.1644 | 5792 | 7109.1644 | 2017.6107 | 0.65 | 0.28237 | 0.28237 | 0 | 14.2864 | 0.28437 | 0.7081% | $56.39 one time + $1.23/yr | $57.59 one time plus $6.33/year |  |  | 1.5498 | 0 | 0 | 0 | 0 | 0 | 0 | 1.5498 | 0 | 1.5498 |  |  | MA TRM p.411 | Too low, should include property value increase and home durability |  | Adjusted-prorated for property value | Solar DHW | 203.3619 | 835.1086 | 203.3619 | 835.1086 | 928202.8852 | 6572.4723 | 934775.3575 | 3287212.7622 | 707.77 | -2359009.877 | 0.28237 | 0.28437 | 932249.5034 | 0.99566 | 176.0176 | 722.8187 | 379.3795 | 1557.9274 | 857745.6867 | 5688.7286 | 863434.4152 | 2845209.5821 | 612.6023 | -1987463.8954 | 0.30147 | 0.30347 | 806897.9442 | 1.063 | 159.7312 | 655.9386 | 539.1108 | 2213.866 | 833650.6571 | 5162.3686 | 838813.0258 | 2581951.3925 | 555.9202 | -1748300.7354 | 0.32288 | 0.32488 | 732238.2449 | 1.1385
Existing Residential; Solar Space and Water Heat (Supplement Electricity); RES-Package; RES-SF | Solar Space and Water Heat (Supplement Electricity) | RES-Package | RES-SF | 20 | 7637.0131 | 0 | 19000 | 6.579% | 282.5695 | 1532.5695 | 17750 | 19282.5695 | 7110.9696 | 0.65 | 0.36589 | 0.36589 | 0 | 0 | 0.36589 | 0% | FLAGGED for further research | further research recommended |  | 0 | 0 | [11 empty] | Not offered in MA TRM | request input from Research Team |  |  | Solar Space and Water Heat (Supplement Electricity) | 0 | 895.4861 | 0 | 895.4861 | 833804.2955 | 0 | 833804.2955 | 2278838.9973 | 180.3939 | -1445034.7018 | 0.36589 | 0.36589 | 276466.2496 | 3.0159 | 0 | 696.2708 | 0 | 1591.7569 | 677886.525 | 0 | 677886.525 | 1771874.6699 | 140.2624 | -1093988.145 | 0.38258 | 0.38258 | 214961.893 | 3.1535 | 0 | 639.1272 | 0 | 2230.8841 | 653187.2011 | 0 | 653187.2011 | 1626455.1651 | 128.7509 | -973267.964 | 0.4016 | 0.4016 | 197319.7581 | 3.3103
Existing Residential; Solar Space Heating (Displacing Electricity); RES-HVAC/Shell; RES-SF | Solar Space Heating (Displacing Electricity) | RES-HVAC/Shell | RES-SF | 20 | 5003.4938 | 6328.1501 | 9585 | 5.216% | 185.1293 | 685.1293 | 9085 | 9770.1293 | 16555.3454 | 0.65 | 1.6774 | 1.6774 | 0 | 0 | 1.6774 | 0% | FLAGGED for further research | further research recommended |  | 0 | 0 | [11 empty] | Not offered in MA TRM | request input from Research Team |  |  | Solar Space Heating (Displacing Electricity) | 745.8025 | 589.6855 | 745.8025 | 589.6855 | 1951125.894 | 0 | 1951125.894 | 1163204.3757 | 181.315 | 787921.5183 | 1.6774 | 1.6774 | 124224.2013 | 15.7065 | 607.2464 | 480.133 | 1353.0489 | 1069.8185 | 1720140.8102 | 0 | 1720140.8102 | 947102.943 | 147.6301 | 773037.8672 | 1.8162 | 1.8162 | 101145.6878 | 17.0066 | 557.5905 | 440.8714 | 1910.6394 | 1510.6899 | 1710440.8608 | 0 | 1710440.8608 | 869656.0831 | 135.558 | 840784.7776 | 1.9668 | 1.9668 | 92874.7644 | 18.4166 | =
Existing Residential; ENERGY STAR® Windows (Replace Single Pane); RES-HVAC/Shell; RES-SF | ENERGY STAR® Windows (Replace Single Pane) | RES-HVAC/Shell | RES-SF | 20 | 1259.485 | 356.0298 | 1094.4 | 15.99% | 46.6009 | 221.6009 | 919.4 | 1141.0009 | 1842.0427 | 0.73 | 1.5904 | 1.5904 | 0 | 16.5284 | 1.6047 | 0.8973% | 7.94 | $3.73 one time plus $1.54/year |  | 0 | 1.5372 | 0.8568 | 0.6804 | 0 |  | 0 | 0 | 0 | 0 | 1.5372 |  |  | MA PA 2011 Study table 2-6 | not a MA Measure - from PA research 2011 - refine based on single pane replacement or double pane replacement? |  | Adjusted-prorated for property value | ENERGY STAR® Windows (Replace Single Pane) | 122.6087 | 433.7385 | 122.6087 | 433.7385 | 634358.3339 | 5692.0121 | 640050.346 | 398870.9028 | 471.7502 | 235487.431 | 1.5904 | 1.6047 | 104540.2904 | 6.0681 | 148.7568 | 526.2394 | 271.3655 | 959.9779 | 819214.0943 | 6905.9153 | 826120.0096 | 483935.8354 | 572.3577 | 335278.2589 | 1.6928 | 1.7071 | 126835.0046 | 6.4589 | 166.8161 | 590.126 | 438.1816 | 1550.1039 | 980027.6848 | 7744.3079 | 987771.9927 | 542686.6633 | 641.8431 | 437341.0215 | 1.8059 | 1.8202 | 142233.0408 | 6.8903
Existing Residential; ENERGY STAR® Windows (300 ft2) (Replace Double Pane); RES-HVAC/Shell; RES-SF | ENERGY STAR® Windows (300 ft2) (Replace Double Pane) | RES-HVAC/Shell | RES-SF | 20 | 390.9852 | 110.5232 | 1094.4 | 68.53% | 14.4665 | 764.4665 | 344.4 | 1108.8665 | 571.8301 | 0.73 | 0.51321 | 0.51321 | 0 | 16.5284 | 0.52805 | 2.89% | 7.94 | $3.73 one time plus $1.54/year |  | 0 | 1.5372 | 0.8568 | 0.6804 | 0 |  | 0 | 0 | 0 | 0 | 1.5372 |  |  | MA PA 2011 Study table 2-6 | not a MA Measure - from PA research 2011 - refine based on single pane replacement or double pane replacement? |  | Adjusted-prorated for property value | ENERGY STAR® Windows (300 ft2) (Replace Double Pane) | 17.0059 | 60.1597 | 17.0059 | 60.1597 | 87985.7638 | 2543.1753 | 90528.9391 | 171441.215 | 210.7767 | -83455.4512 | 0.51321 | 0.52805 | 161131.7057 | 0.54605 | 46.9772 | 166.1856 | 63.983 | 226.3453 | 258706.5717 | 7025.286 | 265731.8577 | 473590.4642 | 582.2511 | -214883.8925 | 0.54627 | 0.5611 | 445111.4004 | 0.58122 | 95.3345 | 337.2538 | 159.3176 | 563.5991 | 560080.5051 | 14256.9768 | 574337.4819 | 961095.1421 | 1181.6088 | -401014.6369 | 0.58275 | 0.59759 | 903300.292 | 0.62004
Existing Residential; ENERGY STAR® Door; RES-HVAC/Shell; RES-SF | ENERGY STAR® Door | RES-HVAC/Shell | RES-SF | 25 | 137.4144 | 38.8441 | 600 | 83.33% | 5.0843 | 505.0843 | 100 | 605.0843 | 235.5301 | 0.73 | 0.38805 | 0.38805 | 0 | 0 | 0.38805 | 0% |  |  |  | 0 | 0 | [11 empty] | Not offered in MA TRM | No comparable measure in MA |  |  | ENERGY STAR® Door | 11.2168 | 39.6805 | 11.2168 | 39.6805 | 68012.8814 | 0 | 68012.8814 | 175270.2857 | 395.5687 | -107257.4043 | 0.38805 | 0.38805 | 199795.544 | 0.34041 | 35.2254 | 124.613 | 46.4423 | 164.2934 | 225771.5424 | 0 | 225771.5424 | 550420.3487 | 1242.2474 | -324648.8064 | 0.41018 | 0.41018 | 627439.6859 | 0.35983 | 81.4509 | 288.1395 | 127.8932 | 452.4329 | 552533.8278 | 0 | 552533.8278 | 1272723.5537 | 2872.4183 | -720189.7259 | 0.43413 | 0.43413 | 1450813.4894 | 0.38084
Existing Residential; Embertec Power Strip; RES-Plug Load; RES-SF | Embertec Power Strip | RES-Plug Load | RES-SF | 15 | 459.909 | -2.6152e-07 | 50 | 100% | 17.0166 | 67.0166 | 0 | 67.0166 | 335.7454 | 0.91 | 4.8872 | 4.8872 | 0 | 0 | 4.8872 | 0% | N/A | N/A |  | 0 | 0 | [11 empty] | MA TRM p.162 |  | N/A |  | Embertec Power Strip | -4.8802e-06 | 8582.1961 | -4.8802e-06 | 8582.1961 | 6265223.7646 | 0 | 6265223.7646 | 1281978.4115 | 20506.1973 | 4983245.353 | 4.8872 | 4.8872 | 1374256.2994 | 4.559 | -5.2345e-06 | 9205.4302 | -1.0115e-05 | 17787.6263 | 7004526.4787 | 0 | 7004526.4787 | 1375074.9481 | 21995.3456 | 5629451.5305 | 5.0939 | 5.0939 | 1474054.0033 | 4.7519 | -5.0531e-06 | 8886.2638 | -1.5168e-05 | 26673.8901 | 7091110.7205 | 0 | 7091110.7205 | 1327398.9804 | 21232.7331 | 5763711.7401 | 5.3421 | 5.3421 | 1422946.2792 | 4.9834
Existing Residential; ENERGY STAR® Refrigerator (Replacement); RES-Appliance; MURB | ENERGY STAR® Refrigerator (Replacement) | RES-Appliance | MURB | 10 | 830.7456 | 114.9606 | 500 | 50% | 30.7376 | 280.7376 | 250 | 530.7376 | 550.6282 | 0.83 | 1.0253 | 1.0253 | 0 | 0 | 1.0253 | 0% | 1.44 | 1.8144 |  |  | 0 | 0 | 0 | 0 | 0 | 0 | 0 | 0 | 0 | 0 |  |  | RI TRM | from RI TRM-MA TRM does not include benefits of recycling old refrigerator | 1.44 | Adjusted-prorated for property value | ENERGY STAR® Refrigerator (Replacement) | 177.4262 | 1282.1436 | 177.4262 | 1282.1436 | 849820.1547 | 0 | 849820.1547 | 828838.2426 | 1859.4758 | 20981.9121 | 1.0253 | 1.0253 | 522024.7408 | 1.6279 | 186.7109 | 1349.2378 | 364.1371 | 2631.3814 | 956257.2513 | 0 | 956257.2513 | 893770.3208 | 2008.7315 | 62486.9306 | 1.0699 | 1.0699 | 562329.6215 | 1.7005 | 169.8857 | 1227.6535 | 534.0228 | 3859.0349 | 934293.5039 | 0 | 934293.5039 | 833916.2036 | 1877.565 | 100377.3003 | 1.1204 | 1.1204 | 524117.9768 | 1.7826
Existing Residential; Advanced Power Strip (load sensing or remote control/wireless APS); RES-Plug Load; MURB | Advanced Power Strip (load sensing or remote control/wireless APS) | RES-Plug Load | MURB | 10 | 459.302 | -2.6118e-07 | 28 | 71.43% | 16.9942 | 36.9942 | 8 | 44.9942 | 233.3916 | 0.83 | 4.8147 | 4.8147 | 0 | 0 | 4.8147 | 0% | N/A | N/A |  | 0 | 0 | [11 empty] | Not offered in MA TRM | No comparable measure in MA TRM | N/A | Proxy | Advanced Power Strip (load sensing or remote control/wireless APS) | -5.5797e-07 | 981.2489 | -5.5797e-07 | 981.2489 | 498615.8311 | 0 | 498615.8311 | 103561.3737 | 2573.9654 | 395054.4574 | 4.8147 | 4.8147 | 95221.7259 | 5.2364 | -6.1938e-07 | 1089.2406 | -1.1774e-06 | 2070.4895 | 575202.5456 | 0 | 575202.5456 | 114958.865 | 2857.2442 | 460243.6806 | 5.0036 | 5.0036 | 105701.3938 | 5.4418 | -5.9725e-07 | 1050.3195 | -1.7746e-06 | 3120.809 | 580724.0584 | 0 | 580724.0584 | 110851.1201 | 2755.1483 | 469872.9383 | 5.2388 | 5.2388 | 101924.4396 | 5.6976
Existing Residential; Building Envelope Retrofits (Insulation, Draft Proofing, EnergyStar Windows and Doors); RES-HVAC/Shell; RES-SF | Building Envelope Retrofits (Insulation, Draft Proofing, EnergyStar Windows and Doors) | RES-HVAC/Shell | RES-SF | 25 | 4653.921 | 1315.5651 | 6206 | 18.21% | 172.1951 | 1302.1951 | 5076 | 6378.1951 | 7976.8821 | 0.73 | 1.2383 | 1.2383 | 0 | 981.2971 | 1.3906 | 12.3% | $516.39 + $65.69/yr | $645.49 one time + $82.70/year |  |  | 82.7694 | 44.6544 | 20.6892 | 0 | 0 | 0 | 0 | 17.4258 | 0 | 82.7694 |  |  | MA TRM p.410 | LOW-only includes air sealing, duct sealing and insulation-no windows or doors | $516.39 + $72.77/yr | Adjusted-prorated for property value | Building Envelope Retrofits (Insulation, Draft Proofing, EnergyStar Windows and Doors) | 2065.6859 | 7307.5355 | 2065.6859 | 7307.5355 | 12525212.4879 | 1540821.8599 | 14066034.3477 | 10114974.7845 | 2150.9438 | 2410237.7033 | 1.2383 | 1.3906 | 2800948.449 | 4.4718 | 2509.0727 | 8876.0532 | 4574.7586 | 16183.5887 | 16081475.8259 | 1871549.8182 | 17953025.6441 | 12286092.0602 | 2612.6307 | 3795383.7658 | 1.3089 | 1.4612 | 3402154.848 | 4.7269 | 2825.7204 | 9996.221 | 7400.479 | 26179.8096 | 19168667.6269 | 2107741.4921 | 21276409.119 | 13836610.5779 | 2942.3476 | 5332057.049 | 1.3854 | 1.5377 | 3831510.5834 | 5.0029
[41 empty] | Total | 7470.632 | 40999.8747 | 7470.632 | 40999.8747 | 50888949.0099 | 3366576.1356 | 54255525.1455 | 27536119.4999 |  | 23352829.51 | 1.8481 |  | 11960616.6328 | 4.2547 | 8026.1473 | 44213.4027 | 15496.7793 | 85213.2773 | 58340623.9822 | 3755172.8235 | 62095796.8057 | 30153511.0535 |  | 28187112.9287 | 1.9348 |  | 13591679.3049 | 4.2924 | 8039.6992 | 43604.0933 | 23536.4785 | 128817.3707 | 61756674.927 | 3855365.2943 | 65612040.2214 | 32040077.9134 |  | 29716597.0136 | 1.9275 |  | 14786953.3021 | 4.1764
[41 empty] | Cross-check | 7470.632 | 40999.8747 | 7470.632 | 40999.8747 | 50888949.0099 | 1.9703 |  |  |  |  | 1.8481 |  |  | 4.2547 | 8026.1473 | 44213.4027 | 15496.7793 | 85213.2773 | 58340623.9822 | 2.0593 |  |  |  |  | 1.9348 |  |  | 4.2924 | 8039.6992 | 43604.0933 | 23536.4785 | 128817.3707 | 61756674.927 | 2.0478 |  |  |  |  | 1.9275 |  |  | 4.1764
[47 empty] | NEW TRC RATIO |  |  |  |  | EXISTING TRC RATIO | [8 empty] | NEW TRC RATIO |  |  |  |  | EXISTING TRC RATIO | [8 empty] | NEW TRC RATIO |  |  |  |  | EXISTING TRC RATIO
[26 empty] | Annual |  |  | One Time | Annual | [10 empty] | New Construction - Res
| New Residential | [24 empty] | Thermal Comfort | Noise Reduction | Health Impacts | Property Value | Equipment Maintenance | Lighting Quality | Durability | Water Savings | Total Check | [6 empty] | Measure Name | For Plan Year 2016 | [13 empty] | For Plan Year 2017 | [13 empty] | For Plan Year 2018
[46 empty] | A |  |  | B |  | C = A - B | D = A / B |  | E | F = A / E |  |  |  |  | A |  |  | B |  | C = A - B | D = A / B |  | E | F = A / E |  |  |  |  | A |  |  | B |  | C = A - B | D = A / B |  | E | F = A / E
| Measure Name | Technology Type | Target Market | Measure Life | Annual Energy Savings per Unit (kWh) | Peak Demand Savings per Unit (Watts) | On-Time Incremental Measure Cost ($) | Incentive as a Percent of Incremental Measure Cost (%) | Program Administrative Cost ($) | DSM Administrator Cost (Incentive + Administrative) ($) | DSM Customer Cost (Incremental Measure Cost - Incentive) ($) | Total DSM Cost ($) | Present Value Avoided Cost ($) | Net-To-Gross Ratio | Total Resource Benefit-Cost Ratio (TRC) | TRC Calculation | PV One-Time NEB | PV Annual NEB | TRC With NEBs | TRC % Change | [21 empty] | Peak Demand Savings (kW) | First Year Energy Savings (MWh) | Cumulative Peak Demand Savings (kW) | Cumulative Energy Savings (MWh) | Total Avoided Cost Benefits ($) |  |  | TRC Costs ($) |  | Total Net Resource Benefits ($) | TRC (Ratio) |  | PAC Costs ($) | PAC (Ratio) | Peak Demand Savings (kW) | First Year Energy Savings (MWh) | Cumulative Peak Demand Savings (kW) | Cumulative Energy Savings (MWh) | Total Avoided Cost Benefits ($) |  |  | TRC Costs ($) |  | Total Net Resource Benefits ($) | TRC (Ratio) |  | PAC Costs ($) | PAC (Ratio) | Peak Demand Savings (kW) | First Year Energy Savings (MWh) | Cumulative Peak Demand Savings (kW) | Cumulative Energy Savings (MWh) | Total Avoided Cost Benefits ($) |  |  | TRC Costs ($) |  | Total Net Resource Benefits ($) | TRC (Ratio) |  | PAC Costs ($) | PAC (Ratio)
New Residential; EnerGuide 83 New Home; RES-Package; RES-NC | EnerGuide 83 New Home | RES-Package | RES-NC | 30 | 4934.79 | 1394.9609 | 2661.1978 | 52.61% | 1073.3168 | 2473.3168 | 1261.1978 | 3734.5146 | 9368.9273 | 0.79 | 2.3307 | 2.3307 | 0 | 1864.8057 | 2.7946 | 19.9% | $148.68/year | 187.3368 |  |  | 147.42 | 97.02 | 50.4 | 0 |  | 0 | 0 | 0 | 0 | 147.42 |  |  | RI TRM Appendix B | This is only for more efficient heating system-does not account for more efficient insulation, air sealing, appliances, lighting and doors and windows. Scaling should also be applied. | $189/year | Adjusted-prorated for property value | EnerGuide 83 New Home | 95.3694 | 337.3772 | 95.3694 | 337.3772 | 640526.1668 | 127491.3108 | 768017.4776 | 274823.7964 | 86.5406 | 365702.3705 | 2.3307 | 2.7946 | 214042.3299 | 2.9925 | 96.8959 | 342.7774 | 192.2653 | 680.1546 | 684291.8114 | 129532.0082 | 813823.8196 | 279222.7801 | 87.9258 | 405069.0313 | 2.4507 | 2.9146 | 217468.4114 | 3.1466 | 98.6087 | 348.8365 | 290.874 | 1028.9911 | 733297.7914 | 131821.6809 | 865119.4724 | 284158.462 | 89.48 | 449139.3294 | 2.5806 | 3.0445 | 221312.4921 | 3.3134
New Residential; EnerGuide 85 New Home; RES-Package; RES-NC | EnerGuide 85 New Home | RES-Package | RES-NC | 30 | 6908.706 | 1952.9452 | 3193.4373 | 43.84% | 1502.6436 | 2902.6436 | 1793.4373 | 4696.0809 | 13116.4982 | 0.79 | 2.5741 | 2.5741 | 0 | 1864.8057 | 2.9401 | 14.22% | $148.68/year | 187.3368 |  |  | 147.42 | 97.02 | 50.4 | 0 |  | 0 | 0 | 0 | 0 | 147.42 |  |  | RI TRM Appendix B |  | $189/year | Adjusted-prorated for property value | EnerGuide 85 New Home | 138.4206 | 489.6743 | 138.4206 | 489.6743 | 929669.2812 | 132173.4285 | 1061842.7096 | 361159.3793 | 89.7188 | 568509.9019 | 2.5741 | 2.9401 | 260421.715 | 3.5699 | 141.1105 | 499.1903 | 279.5311 | 988.8646 | 996541.2281 | 134742.0004 | 1131283.2285 | 368177.9144 | 91.4623 | 628363.3138 | 2.7067 | 3.0727 | 265482.5802 | 3.7537 | 144.0491 | 509.5855 | 423.5802 | 1498.4501 | 1071212.1422 | 137547.8858 | 1208760.028 | 375844.9004 | 93.367 | 695367.2418 | 2.8501 | 3.2161 | 271011.0249 | 3.9527
New Residential; EnerGuide 86 New Home; RES-Package; RES-NC | EnerGuide 86 New Home | RES-Package | RES-NC | 30 | 7895.664 | 2231.9374 | 3725.6769 | 37.58% | 1717.3069 | 3117.3069 | 2325.6769 | 5442.9838 | 14990.2836 | 0.79 | 2.5409 | 2.5409 | 0 | 1864.8057 | 2.857 | 12.44% | $148.68/year | 187.3368 |  |  | 147.42 | 97.02 | 50.4 | 0 |  | 0 | 0 | 0 | 0 | 147.42 |  |  | RI TRM Appendix B |  | $189/year | Adjusted-prorated for property value | EnerGuide 86 New Home | 159.4512 | 564.0717 | 159.4512 | 564.0717 | 1070916.2513 | 133223.0084 | 1204139.2597 | 421463.1611 | 90.4313 | 649453.0902 | 2.5409 | 2.857 | 281901.9836 | 3.7989 | 163.0855 | 576.9284 | 322.5366 | 1141.0002 | 1151731.1035 | 136259.5243 | 1287990.6278 | 431069.4566 | 92.4924 | 720661.6469 | 2.6718 | 2.9879 | 288327.299 | 3.9945 | 166.9974 | 590.7673 | 489.5341 | 1731.7674 | 1241866.3951 | 139527.9974 | 1381394.3924 | 441409.5698 | 94.7111 | 800456.8252 | 2.8134 | 3.1295 | 295243.4395 | 4.2062
New Residential; EnerGuide 87 New Home; RES-Package; RES-NC | EnerGuide 87 New Home | RES-Package | RES-NC | 30 | 8883.741 | 2511.2459 | 4257.9164 | 32.88% | 1932.2137 | 3332.2137 | 2857.9164 | 6190.1301 | 16866.1935 | 0.79 | 2.5159 | 2.5159 | 0 | 1864.8057 | 2.7941 | 11.06% | $148.68/year | 187.3368 |  |  | 147.42 | 97.02 | 50.4 | 0 |  | 0 | 0 | 0 | 0 | 147.42 |  |  | RI TRM Appendix B |  | $189/year | Adjusted-prorated for property value | EnerGuide 87 New Home | 180.8361 | 639.7227 | 180.8361 | 639.7227 | 1214543.0779 | 134285.5928 | 1348828.6707 | 482740.8767 | 91.1525 | 731802.2012 | 2.5159 | 2.7941 | 303739.7238 | 3.9986 | 185.5075 | 656.2481 | 366.3436 | 1295.9708 | 1310078.1776 | 137754.4876 | 1447832.6651 | 495211.1444 | 93.5072 | 814867.0331 | 2.6455 | 2.9237 | 311585.9947 | 4.2045 | 190.4859 | 673.8599 | 556.8295 | 1969.8306 | 1416537.301 | 141451.4067 | 1557988.7077 | 508501.133 | 96.0167 | 908036.168 | 2.7857 | 3.0639 | 319948.0325 | 4.4274
New Residential; EnerGuide 88 New Home; RES-Package; RES-NC | EnerGuide 88 New Home | RES-Package | RES-NC | 30 | 9869.58 | 2789.9217 | 4790.156 | 29.23% | 2146.6336 | 3546.6336 | 3390.156 | 6936.7896 | 18737.8545 | 0.79 | 2.4959 | 2.4959 | 0 | 1864.8057 | 2.7443 | 9.952% | $148.68/year | 187.3368 |  |  | 147.42 | 97.02 | 50.4 | 0 |  | 0 | 0 | 0 | 0 | 147.42 |  |  | RI TRM Appendix B |  | $189/year | Adjusted-prorated for property value | EnerGuide 88 New Home | 202.3171 | 715.7136 | 202.3171 | 715.7136 | 1358815.4636 | 135230.3571 | 1494045.8207 | 544416.1118 | 91.7938 | 814399.3518 | 2.4959 | 2.7443 | 325559.1132 | 4.1738 | 208.1011 | 736.1751 | 410.4183 | 1451.8887 | 1469637.6012 | 139096.44 | 1608734.0412 | 559980.3523 | 94.4181 | 909657.2489 | 2.6244 | 2.8728 | 334866.4798 | 4.3887 | 214.222 | 757.828 | 624.6402 | 2209.7167 | 1593048.8433 | 143187.6509 | 1736236.4942 | 576450.9227 | 97.1952 | 1016597.9206 | 2.7635 | 3.0119 | 344715.8289 | 4.6213
New Residential; EnerGuide 88+ New Home; RES-Package; RES-NC | EnerGuide 88+ New Home | RES-Package | RES-NC | 30 | 10856.538 | 3068.9139 | 5322.3955 | 26.3% | 2361.297 | 3761.297 | 3922.3955 | 7683.6925 | 20611.64 | 0.79 | 2.4799 | 2.4799 | 0 | 1864.8057 | 2.7043 | 9.047% | $148.68/year | 187.3368 |  |  | 147.42 | 97.02 | 50.4 | 0 |  | 0 | 0 | 0 | 0 | 147.42 |  |  | RI TRM Appendix B |  | $189/year | Adjusted-prorated for property value | EnerGuide 88+ New Home | 224.178 | 793.0483 | 224.178 | 793.0483 | 1505638.9821 | 136220.3148 | 1641859.2969 | 607129.5813 | 92.4658 | 898509.4008 | 2.4799 | 2.7043 | 347791.4014 | 4.3291 | 231.1482 | 817.7058 | 455.3262 | 1610.7541 | 1632398.6319 | 140455.6768 | 1772854.3088 | 626006.4541 | 95.3408 | 1006392.1779 | 2.6076 | 2.832 | 358604.9316 | 4.5521 | 238.4858 | 843.6633 | 693.8119 | 2454.4174 | 1773485.258 | 144914.3423 | 1918399.6004 | 645878.5835 | 98.3673 | 1127606.6746 | 2.7458 | 2.9702 | 369988.59 | 4.7934
New Residential; Solar DHW; RES-Water Heat; RES-NC | Solar DHW | RES-Water Heat | RES-NC | 15 | 1815.2541 | 442.0426 | 7042 | 14.2% | 67.1644 | 1067.1644 | 6042 | 7109.1644 | 2017.6107 | 0.65 | 0.28237 | 0.28237 | 0 | 0 | 0.28237 | 0% | FLAGGED for further research | further research recommended | [15 empty] | request input from Research Team |  | Flagged | Solar DHW | 0.10188 | 0.41836 | 0.10188 | 0.41836 | 464.9947 | 0 | 464.9947 | 1646.7699 | 0.35457 | -1181.7752 | 0.28237 | 0.28237 | 378.3804 | 1.2289 | 0.10241 | 0.42055 | 0.20429 | 0.83891 | 499.0569 | 0 | 499.0569 | 1655.4107 | 0.35643 | -1156.3538 | 0.30147 | 0.30147 | 380.3658 | 1.312 | 0.10333 | 0.42433 | 0.30762 | 1.2632 | 539.2958 | 0 | 539.2958 | 1670.2866 | 0.35963 | -1130.9908 | 0.32288 | 0.32288 | 383.7838 | 1.4052
New Residential; Solar Space and Water Heat (Supplement Electricity); RES-Package; RES-NC | Solar Space and Water Heat (Supplement Electricity) | RES-Package | RES-NC | 20 | 7637.0131 | 0 | 17500 | 5.714% | 282.5695 | 1282.5695 | 16500 | 17782.5695 | 7110.9696 | 0.65 | 0.39649 | 0.39649 | 0 | 0 | 0.39649 | 0% | FLAGGED for further research | further research recommended | [15 empty] | request input from Research Team |  | Flagged | Solar Space and Water Heat (Supplement Electricity) | 0 | 0.77905 | 0 | 0.77905 | 725.393 | 0 | 725.393 | 1829.5287 | 0.15694 | -1104.1356 | 0.39649 | 0.39649 | 201.2853 | 3.6038 | 0 | 0.78314 | 0 | 1.5622 | 762.4647 | 0 | 762.4647 | 1839.1284 | 0.15776 | -1076.6637 | 0.41458 | 0.41458 | 202.3415 | 3.7682 | 0 | 0.79018 | 0 | 2.3524 | 807.5632 | 0 | 807.5632 | 1855.6552 | 0.15918 | -1048.092 | 0.43519 | 0.43519 | 204.1598 | 3.9555
New Residential; Solar Space Heating (Displacing Electricity); RES-HVAC/Shell; RES-NC | Solar Space Heating (Displacing Electricity) | RES-HVAC/Shell | RES-NC | 20 | 5003.4938 | 0 | 8835 | 5.659% | 185.1293 | 685.1293 | 8335 | 9020.1293 | 4658.8492 | 0.65 | 0.51085 | 0.51085 | 0 | 0 | 0.51085 | 0% | FLAGGED for further research | further research recommended | [15 empty] | request input from Research Team |  | Flagged | Solar Space Heating (Displacing Electricity) | 0 | 0.51041 | 0 | 0.51041 | 475.2512 | 0 | 475.2512 | 930.3161 | 0.15694 | -455.0649 | 0.51085 | 0.51085 | 107.5236 | 4.42 | 0 | 0.51309 | 0 | 1.0235 | 499.5392 | 0 | 499.5392 | 935.1976 | 0.15776 | -435.6584 | 0.53415 | 0.53415 | 108.0878 | 4.6216 | 0 | 0.5177 | 0 | 1.5412 | 529.0861 | 0 | 529.0861 | 943.6015 | 0.15918 | -414.5154 | 0.56071 | 0.56071 | 109.0591 | 4.8514
[41 empty] | Total | 1000.6742 | 3541.3156 | 1000.6742 | 3541.3156 | 6721774.8618 | 798624.0125 | 7520398.8742 | 2696139.5211 |  | 4025635.3406 | 2.4931 |  | 1734143.4563 | 3.8761 | 1025.9511 | 3630.7419 | 2026.6253 | 7172.0575 | 7246439.6144 | 817840.1373 | 8064279.7517 | 2764097.8385 |  | 4482341.7759 | 2.6216 |  | 1777026.4919 | 4.0778 | 1052.9522 | 3726.2727 | 3079.5776 | 10898.3302 | 7831323.6762 | 838450.9641 | 8669774.6402 | 2836713.1147 |  | 4994610.5615 | 2.7607 |  | 1822916.4106 | 4.296
[41 empty] | Cross-check | 1000.6742 | 3541.3156 | 1000.6742 | 3541.3156 | 6721774.8618 | 2.7893 |  |  |  |  | 2.4931 |  |  | 3.8761 | 1025.9511 | 3630.7419 | 2026.6253 | 7172.0575 | 7246439.6144 | 2.9175 |  |  |  |  | 2.6216 |  |  | 4.0778 | 1052.9522 | 3726.2727 | 3079.5776 | 10898.3302 | 7831323.6762 | 3.0563 |  |  |  |  | 2.7607 |  |  | 4.296
[47 empty] | NEW TRC RATIO |  |  |  |  | EXISTING TRC RATIO | [8 empty] | NEW TRC RATIO |  |  |  |  | EXISTING TRC RATIO | [8 empty] | NEW TRC RATIO |  |  |  |  | EXISTING TRC RATIO
0
[77 empty] | Total Avoided Cost Benefits with NEBs ($) |  | TRC Costs ($)
[77 empty] | 32208750.0522 |  | 71966380.638
TRC Ratio (with NEB)
[77 empty] | 0.44755 |  |  |  |  | #DIV/0!
Note on AK2: Ingrid Malmgren: checked values attributable to rounding error
Note on AN2: Ingrid Malmgren: needs to include NPV calc if over life of measure
Note on R3: WACC as applied in 2016-2018 DSM Resource Plan
Note on Z3: Ingrid Malmgren: from E1 https://www.halifax.ca/home-property/halifax-water/accounts-billing/rates-charges-water-wastewater-stormwater Combined water and wastewater volumetric charge.
Note on V5: Ingrid Malmgren: Ingrid Malmgren: page 277
Note on W5: Ingrid Malmgren: Ingrid Malmgren: page 277
Note on X5: Ingrid Malmgren: Ingrid Malmgren: from MA TRM page 279 converted to cubic meters
Note on Z5: Ingrid Malmgren: from MA TRM page 279 converted to cubic meters
Note on AG5: Ingrid Malmgren: Not included in prescriptive programs
Note on AN5: Ingrid Malmgren: Ingrid Malmgren: page 277
Note on V6: Ingrid Malmgren: Ingrid Malmgren: page 277
Note on W6: Ingrid Malmgren: Ingrid Malmgren: page 277
Note on X6: Ingrid Malmgren: Ingrid Malmgren: from MA TRM page 279 converted to cubic meters
Note on Z6: Ingrid Malmgren: from MA TRM page 279 converted to cubic meters
Note on AG6: Ingrid Malmgren: Not included in prescriptive programs
Note on AN6: Ingrid Malmgren: Ingrid Malmgren: page 277
Note on V7: Ingrid Malmgren: Ingrid Malmgren: page 277
Note on W7: Ingrid Malmgren: Ingrid Malmgren: page 277
Note on X7: Ingrid Malmgren: from MA TRM page 279 converted to cubic meters
Note on Z7: Ingrid Malmgren: from MA TRM page 279 converted to cubic meters
Note on AG7: Ingrid Malmgren: Not included in prescriptive programs
Note on AN7: Ingrid Malmgren: Ingrid Malmgren: page 277
Note on V8: Ingrid Malmgren: Ingrid Malmgren: page 277
Note on W8: Ingrid Malmgren: Ingrid Malmgren: page 277
Note on X8: Ingrid Malmgren: from MA TRM page 279 converted to cubic meters
Note on Z8: Ingrid Malmgren: from MA TRM page 279 converted to cubic meters
Note on AG8: Ingrid Malmgren: Not included in prescriptive programs
Note on AN8: Ingrid Malmgren: Ingrid Malmgren: page 277
Note on V9: Ingrid Malmgren: Ingrid Malmgren: page 280
Note on W9: Ingrid Malmgren: Ingrid Malmgren: page 280
Note on X9: Ingrid Malmgren: from MA TRM page 280 converted to cubic meters
Note on Z9: Ingrid Malmgren: from MA TRM page 280 converted to cubic meters
Note on AG9: Ingrid Malmgren: Not included in prescriptive programs
Note on AN9: Ingrid Malmgren: page 280
Note on V10: Ingrid Malmgren: Ingrid Malmgren: page 280
Note on W10: Ingrid Malmgren: Ingrid Malmgren: page 280
Note on X10: Ingrid Malmgren: from MA TRM page 280 converted to cubic meters
Note on Z10: Ingrid Malmgren: from MA TRM page 280 converted to cubic meters
Note on AG10: Ingrid Malmgren: Not included in prescriptive programs
Note on AN10: Ingrid Malmgren: page 280
Note on V11: Ingrid Malmgren: Ingrid Malmgren: page 280
Note on W11: Ingrid Malmgren: Ingrid Malmgren: page 280
Note on X11: Ingrid Malmgren: from MA TRM page 280 converted to cubic meters
Note on Z11: Ingrid Malmgren: from MA TRM page 280 converted to cubic meters
Note on AG11: Ingrid Malmgren: Not included in prescriptive programs
Note on AN11: Ingrid Malmgren: page 280
Note on V12: Ingrid Malmgren: Ingrid Malmgren: page 280
Note on W12: Ingrid Malmgren: Ingrid Malmgren: page 280
Note on X12: Ingrid Malmgren: from MA TRM page 280 converted to cubic meters
Note on Z12: Ingrid Malmgren: from MA TRM page 280 converted to cubic meters
Note on AG12: Ingrid Malmgren: Not included in prescriptive programs
Note on AN12: Ingrid Malmgren: page 280
Note on V13: Ingrid Malmgren: p. 285
Note on W13: Ingrid Malmgren: p. 285
Note on Z13: Ingrid Malmgren: p. 285
Note on AG13: Ingrid Malmgren: Not included in prescriptive programs
Note on AN13: Ingrid Malmgren: p. 285
Note on V14: Ingrid Malmgren: p.287
Note on W14: Ingrid Malmgren: p.287
Note on Z14: Ingrid Malmgren: p.287
Note on AG14: Ingrid Malmgren: Not included in prescriptive programs
Note on AN14: Ingrid Malmgren: p.287
Note on V15: Ingrid Malmgren: p.287
Note on W15: Ingrid Malmgren: p.287
Note on Z15: Ingrid Malmgren: p.287
Note on AG15: Ingrid Malmgren: Not included in prescriptive programs
Note on AN15: Ingrid Malmgren: p.287
Note on V16: Ingrid Malmgren: p.287
Note on W16: Ingrid Malmgren: p.287
Note on Z16: Ingrid Malmgren: p.287
Note on AG16: Ingrid Malmgren: Not included in prescriptive programs
Note on AN16: Ingrid Malmgren: p.287
Note on V17: Ingrid Malmgren: p.324
Note on W17: Ingrid Malmgren: p.324
Note on Z17: Ingrid Malmgren: p.324
Note on AG17: Ingrid Malmgren: Not included in prescriptive programs
Note on AN17: Ingrid Malmgren: p.324
Note on V18: Ingrid Malmgren: p.419-420 includes admin costs, material handling, material movement, other costs, other labor costs, O&M product spoilage, rent revenue, sales revenue and waste disposal.
Note on Z18: Ingrid Malmgren: from MA TRM 2016-2018 Plan p.419-420 includes admin costs, material handling, material movement, other costs, other labor costs, O&M product spoilage, rent revenue, sales revenue and waste disposal.
Note on AG18: Ingrid Malmgren: Not included in prescriptive programs
Note on AM18: Ingrid Malmgren: p.419-420 includes admin costs, material handling, material movement, other costs, other labor costs, O&M product spoilage, rent revenue, sales revenue and waste disposal.
Note on AN18: Ingrid Malmgren: p.419-420 includes admin costs, material handling, material movement, other costs, other labor costs, O&M product spoilage, rent revenue, sales revenue and waste disposal.
Note on V19: Ingrid Malmgren: p.419-420 includes admin costs, material handling, material movement, other costs, other labor costs, O&M product spoilage, rent revenue, sales revenue and waste disposal.
Note on Z19: Ingrid Malmgren: rom MA TRM 2016-2018 Plan p.419-420 includes admin costs, material handling, material movement, other costs, other labor costs, O&M product spoilage, rent revenue, sales revenue and waste disposal.
Note on AG19: Ingrid Malmgren: Not included in prescriptive programs
Note on AM19: Ingrid Malmgren: p.419-420 includes admin costs, material handling, material movement, other costs, other labor costs, O&M product spoilage, rent revenue, sales revenue and waste disposal.
Note on AN19: Ingrid Malmgren: p.419-420 includes admin costs, material handling, material movement, other costs, other labor costs, O&M product spoilage, rent revenue, sales revenue and waste disposal.
Note on V20: Ingrid Malmgren: p.419-420 includes admin costs, material handling, material movement, other costs, other labor costs, O&M product spoilage, rent revenue, sales revenue and waste disposal.
Note on Z20: Ingrid Malmgren: rom MA TRM 2016-2018 Plan p.419-420 includes admin costs, material handling, material movement, other costs, other labor costs, O&M product spoilage, rent revenue, sales revenue and waste disposal.
Note on AG20: Ingrid Malmgren: Not included in prescriptive programs
Note on AM20: Ingrid Malmgren: p.419-420 includes admin costs, material handling, material movement, other costs, other labor costs, O&M product spoilage, rent revenue, sales revenue and waste disposal.
Note on AN20: Ingrid Malmgren: p.419-420 includes admin costs, material handling, material movement, other costs, other labor costs, O&M product spoilage, rent revenue, sales revenue and waste disposal.
Note on V21: Ingrid Malmgren: p.285 MA TRM
Note on W21: Ingrid Malmgren: p.285 MA TRM
Note on X21: Ingrid Malmgren: p.285 MA TRM
Note on Z21: Ingrid Malmgren: p.285 MA TRM
Note on AG21: Ingrid Malmgren: Not included in prescriptive programs
Note on V22: Ingrid Malmgren: p.283 MA TRM
Note on W22: Ingrid Malmgren: p.283 MA TRM
Note on X22: Ingrid Malmgren: p.283 MA TRM
Note on Z22: Ingrid Malmgren: p.283 MA TRM
Note on AG22: Ingrid Malmgren: Not included in prescriptive programs
Note on V23: Ingrid Malmgren: p.283 MA TRM
Note on W23: Ingrid Malmgren: p.283 MA TRM
Note on X23: Ingrid Malmgren: p.283 MA TRM
Note on Z23: Ingrid Malmgren: p.283 MA TRM
Note on AG23: Ingrid Malmgren: Not included in prescriptive programs
Note on V24: Ingrid Malmgren: p. 271
Note on W24: Ingrid Malmgren: p. 271
Note on Z24: Ingrid Malmgren: p. 271
Note on AG24: Ingrid Malmgren: Not included in prescriptive programs
Note on V25: Ingrid Malmgren: p.236 MA TRM
Note on W25: Ingrid Malmgren: p.236 MA TRM
Note on Z25: Ingrid Malmgren: p.236 MA TRM
Note on AG25: Ingrid Malmgren: Not included in prescriptive programs
Note on V26: Ingrid Malmgren: p.236 MA TRM
Note on W26: Ingrid Malmgren: p.236 MA TRM
Note on Z26: Ingrid Malmgren: p.236 MA TRM
Note on AG26: Ingrid Malmgren: Not included in prescriptive programs
Note on V27: Ingrid Malmgren: p.21 MA TRM
Note on W27: Ingrid Malmgren: p.21 MA TRM
Note on Z27: Ingrid Malmgren: backed out existing modeled water savings per E1 email 9.15.2017
Note on AG27: Ingrid Malmgren: Not included in prescriptive programs
Note on V28: Ingrid Malmgren: p.262
Note on W28: Ingrid Malmgren: p.262
Note on Z28: Ingrid Malmgren: p.262
Note on AG28: Ingrid Malmgren: Not included in prescriptive programs
Note on AN28: Ingrid Malmgren: p.262
Note on V29: Ingrid Malmgren: p.262
Note on W29: Ingrid Malmgren: p.262
Note on Z29: Ingrid Malmgren: p.262
Note on AG29: Ingrid Malmgren: Not included in prescriptive programs
Note on AN29: Ingrid Malmgren: p.262
Note on V30: Ingrid Malmgren: p.262
Note on W30: Ingrid Malmgren: p.262
Note on Z30: Ingrid Malmgren: p.262
Note on AG30: Ingrid Malmgren: Not included in prescriptive programs
Note on AN30: Ingrid Malmgren: p.262
Note on Z31: Ingrid Malmgren: Not offered in MA TRM
Note on AG31: Ingrid Malmgren: Not included in prescriptive programs
Note on Z32: Ingrid Malmgren: Not offered in MA TRM
Note on AG32: Ingrid Malmgren: Not included in prescriptive programs
Note on Z33: Ingrid Malmgren: Not offered in MA TRM
Note on AG33: Ingrid Malmgren: Not included in prescriptive programs
Note on V34: Ingrid Malmgren: p.252
Note on W34: Ingrid Malmgren: p.252
Note on Z34: Ingrid Malmgren: p.252
Note on AG34: Ingrid Malmgren: Not included in prescriptive programs
Note on AN34: Ingrid Malmgren: p.252
Note on V35: Ingrid Malmgren: Ingrid Malmgren: p.252
Note on W35: Ingrid Malmgren: Ingrid Malmgren: p.252
Note on Z35: Ingrid Malmgren: Ingrid Malmgren: p.252
Note on AG35: Ingrid Malmgren: Not included in prescriptive programs
Note on AN35: Ingrid Malmgren: Ingrid Malmgren: p.252
Note on V36: Ingrid Malmgren: Ingrid Malmgren: p.252
Note on W36: Ingrid Malmgren: Ingrid Malmgren: p.252
Note on Z36: Ingrid Malmgren: Ingrid Malmgren: p.252
Note on AG36: Ingrid Malmgren: Not included in prescriptive programs
Note on AN36: Ingrid Malmgren: Ingrid Malmgren: p.252
Note on V37: Ingrid Malmgren: p.266
Note on W37: Ingrid Malmgren: p.266
Note on Z37: Ingrid Malmgren: p.266
Note on AG37: Ingrid Malmgren: Not included in prescriptive programs
Note on AN37: Ingrid Malmgren: p.266
Note on V38: Ingrid Malmgren: p.266
Note on W38: Ingrid Malmgren: p.266
Note on Z38: Ingrid Malmgren: p.266
Note on AG38: Ingrid Malmgren: Not included in prescriptive programs
Note on AN38: Ingrid Malmgren: p.266
Note on V39: Ingrid Malmgren: p.266
Note on W39: Ingrid Malmgren: p.266
Note on Z39: Ingrid Malmgren: p.266
Note on AG39: Ingrid Malmgren: Not included in prescriptive programs
Note on AN39: Ingrid Malmgren: p.266
Note on V40: Ingrid Malmgren: p.264
Note on W40: Ingrid Malmgren: p.264
Note on Z40: Ingrid Malmgren: p.264
Note on AG40: Ingrid Malmgren: Not included in prescriptive programs
Note on AN40: Ingrid Malmgren: p.264
Note on V41: Ingrid Malmgren: p.264
Note on W41: Ingrid Malmgren: p.264
Note on Z41: Ingrid Malmgren: p.264
Note on AG41: Ingrid Malmgren: Not included in prescriptive programs
Note on AN41: Ingrid Malmgren: p.264
Note on V42: Ingrid Malmgren: p.264
Note on W42: Ingrid Malmgren: p.264
Note on Z42: Ingrid Malmgren: p.264
Note on AG42: Ingrid Malmgren: Not included in prescriptive programs
Note on AN42: Ingrid Malmgren: p.264
Note on V43: Ingrid Malmgren: p.264
Note on W43: Ingrid Malmgren: p.264
Note on Z43: Ingrid Malmgren: p.264
Note on AG43: Ingrid Malmgren: Not included in prescriptive programs
Note on AN43: Ingrid Malmgren: p.264
Note on V44: Ingrid Malmgren: p.264
Note on W44: Ingrid Malmgren: p.264
Note on Z44: Ingrid Malmgren: p.264
Note on AG44: Ingrid Malmgren: Not included in prescriptive programs
Note on AN44: Ingrid Malmgren: p.264
Note on V45: Ingrid Malmgren: p.264
Note on W45: Ingrid Malmgren: p.264
Note on Z45: Ingrid Malmgren: p.264
Note on AG45: Ingrid Malmgren: Not included in prescriptive programs
Note on AN45: Ingrid Malmgren: p.264
Note on V46: Ingrid Malmgren: p.269
Note on W46: Ingrid Malmgren: p.269
Note on Z46: Ingrid Malmgren: p.269
Note on AG46: Ingrid Malmgren: Not included in prescriptive programs
Note on AN46: Ingrid Malmgren: p.269
Note on V47: Ingrid Malmgren: p.269
Note on W47: Ingrid Malmgren: p.269
Note on Z47: Ingrid Malmgren: p.269
Note on AG47: Ingrid Malmgren: Not included in prescriptive programs
Note on AN47: Ingrid Malmgren: p.269
Note on V48: Ingrid Malmgren: p.269
Note on W48: Ingrid Malmgren: p.269
Note on Z48: Ingrid Malmgren: p.269
Note on AG48: Ingrid Malmgren: Not included in prescriptive programs
Note on AN48: Ingrid Malmgren: p.269
Note on Z49: Ingrid Malmgren: Not offered in MA TRM
Note on AG49: Ingrid Malmgren: Not included in prescriptive programs
Note on Z50: Ingrid Malmgren: Not offered in MA TRM
Note on AG50: Ingrid Malmgren: Not included in prescriptive programs
Note on Z51: Ingrid Malmgren: Not offered in MA TRM
Note on AG51: Ingrid Malmgren: Not included in prescriptive programs
Note on V52: Ingrid Malmgren: p.256
Note on W52: Ingrid Malmgren: p.256
Note on Z52: Ingrid Malmgren: p.256
Note on AG52: Ingrid Malmgren: Not included in prescriptive programs
Note on AN52: Ingrid Malmgren: p.256
Note on V53: Ingrid Malmgren: p.256
Note on W53: Ingrid Malmgren: p.256
Note on Z53: Ingrid Malmgren: p.256
Note on AG53: Ingrid Malmgren: Not included in prescriptive programs
Note on AN53: Ingrid Malmgren: p.256
Note on V54: Ingrid Malmgren: p.256
Note on W54: Ingrid Malmgren: p.256
Note on Z54: Ingrid Malmgren: p.256
Note on AG54: Ingrid Malmgren: Not included in prescriptive programs
Note on AN54: Ingrid Malmgren: p.256
Note on V55: Ingrid Malmgren: p.256
Note on W55: Ingrid Malmgren: p.256
Note on Z55: Ingrid Malmgren: p.256
Note on AG55: Ingrid Malmgren: Not included in prescriptive programs
Note on AN55: Ingrid Malmgren: p.256
Note on V56: Ingrid Malmgren: p.299
Note on W56: Ingrid Malmgren: p.299
Note on Z56: Ingrid Malmgren: p.299
Note on AG56: Ingrid Malmgren: Not included in prescriptive programs
Note on AN56: Ingrid Malmgren: p.299
Note on V57: Ingrid Malmgren: p.299
Note on W57: Ingrid Malmgren: p.299
Note on Z57: Ingrid Malmgren: p.299
Note on AG57: Ingrid Malmgren: Not included in prescriptive programs
Note on AN57: Ingrid Malmgren: p.299
Note on V58: Ingrid Malmgren: p.299
Note on W58: Ingrid Malmgren: p.299
Note on Z58: Ingrid Malmgren: p.299
Note on AG58: Ingrid Malmgren: Not included in prescriptive programs
Note on AN58: Ingrid Malmgren: p.299
Note on V59: Ingrid Malmgren: p.299
Note on W59: Ingrid Malmgren: p.299
Note on Z59: Ingrid Malmgren: p.299
Note on AG59: Ingrid Malmgren: Not included in prescriptive programs
Note on AN59: Ingrid Malmgren: p.299
Note on V60: Ingrid Malmgren: p.418-prescriptive includes admin costs, material handling, material movement, other costs, other labor costs, O&M product spoilage, rent revenue, sales revenue and waste disposal.
Note on Z60: Ingrid Malmgren: p.418-prescriptive includes admin costs, material handling, material movement, other costs, other labor costs, O&M product spoilage, rent revenue, sales revenue and waste disposal.
Note on AG60: Ingrid Malmgren: Not included in prescriptive programs
Note on AN60: Ingrid Malmgren: p.418-prescriptive includes admin costs, material handling, material movement, other costs, other labor costs, O&M product spoilage, rent revenue, sales revenue and waste disposal.
Note on V61: Ingrid Malmgren: p.418-prescriptive includes admin costs, material handling, material movement, other costs, other labor costs, O&M product spoilage, rent revenue, sales revenue and waste disposal.
Note on Z61: Ingrid Malmgren: p.418-prescriptive includes admin costs, material handling, material movement, other costs, other labor costs, O&M product spoilage, rent revenue, sales revenue and waste disposal.
Note on AG61: Ingrid Malmgren: Not included in prescriptive programs
Note on AN61: Ingrid Malmgren: p.418-prescriptive includes admin costs, material handling, material movement, other costs, other labor costs, O&M product spoilage, rent revenue, sales revenue and waste disposal.
Note on V62: Ingrid Malmgren: p.418-prescriptive includes admin costs, material handling, material movement, other costs, other labor costs, O&M product spoilage, rent revenue, sales revenue and waste disposal.
Note on Z62: Ingrid Malmgren: p.418-prescriptive includes admin costs, material handling, material movement, other costs, other labor costs, O&M product spoilage, rent revenue, sales revenue and waste disposal.
Note on AG62: Ingrid Malmgren: Not included in prescriptive programs
Note on AN62: Ingrid Malmgren: p.418-prescriptive includes admin costs, material handling, material movement, other costs, other labor costs, O&M product spoilage, rent revenue, sales revenue and waste disposal.
Note on V63: Ingrid Malmgren: p.418-prescriptive includes admin costs, material handling, material movement, other costs, other labor costs, O&M product spoilage, rent revenue, sales revenue and waste disposal.
Note on Z63: Ingrid Malmgren: p.418-prescriptive includes admin costs, material handling, material movement, other costs, other labor costs, O&M product spoilage, rent revenue, sales revenue and waste disposal.
Note on AG63: Ingrid Malmgren: Not included in prescriptive programs
Note on AN63: Ingrid Malmgren: p.418-prescriptive includes admin costs, material handling, material movement, other costs, other labor costs, O&M product spoilage, rent revenue, sales revenue and waste disposal.
Note on V64: Ingrid Malmgren: p.418-prescriptive includes admin costs, material handling, material movement, other costs, other labor costs, O&M product spoilage, rent revenue, sales revenue and waste disposal.
Note on Z64: Ingrid Malmgren: p.418-prescriptive includes admin costs, material handling, material movement, other costs, other labor costs, O&M product spoilage, rent revenue, sales revenue and waste disposal.
Note on AG64: Ingrid Malmgren: Not included in prescriptive programs
Note on AN64: Ingrid Malmgren: p.418-prescriptive includes admin costs, material handling, material movement, other costs, other labor costs, O&M product spoilage, rent revenue, sales revenue and waste disposal.
Note on V65: Ingrid Malmgren: p.418-prescriptive includes admin costs, material handling, material movement, other costs, other labor costs, O&M product spoilage, rent revenue, sales revenue and waste disposal.
Note on Z65: Ingrid Malmgren: p.418-prescriptive includes admin costs, material handling, material movement, other costs, other labor costs, O&M product spoilage, rent revenue, sales revenue and waste disposal.
Note on AG65: Ingrid Malmgren: Not included in prescriptive programs
Note on AN65: Ingrid Malmgren: p.418-prescriptive includes admin costs, material handling, material movement, other costs, other labor costs, O&M product spoilage, rent revenue, sales revenue and waste disposal.
Note on V66: Ingrid Malmgren: p.418-prescriptive includes admin costs, material handling, material movement, other costs, other labor costs, O&M product spoilage, rent revenue, sales revenue and waste disposal.
Note on Z66: Ingrid Malmgren: p.418-prescriptive includes admin costs, material handling, material movement, other costs, other labor costs, O&M product spoilage, rent revenue, sales revenue and waste disposal.
Note on AG66: Ingrid Malmgren: Not included in prescriptive programs
Note on AN66: Ingrid Malmgren: p.418-prescriptive includes admin costs, material handling, material movement, other costs, other labor costs, O&M product spoilage, rent revenue, sales revenue and waste disposal.
Note on V67: Ingrid Malmgren: p.418-prescriptive includes admin costs, material handling, material movement, other costs, other labor costs, O&M product spoilage, rent revenue, sales revenue and waste disposal.
Note on Z67: Ingrid Malmgren: p.418-prescriptive includes admin costs, material handling, material movement, other costs, other labor costs, O&M product spoilage, rent revenue, sales revenue and waste disposal.
Note on AG67: Ingrid Malmgren: Not included in prescriptive programs
Note on AN67: Ingrid Malmgren: p.418-prescriptive includes admin costs, material handling, material movement, other costs, other labor costs, O&M product spoilage, rent revenue, sales revenue and waste disposal.
Note on V68: Ingrid Malmgren: p.418-prescriptive includes admin costs, material handling, material movement, other costs, other labor costs, O&M product spoilage, rent revenue, sales revenue and waste disposal.
Note on Z68: Ingrid Malmgren: p.418-prescriptive includes admin costs, material handling, material movement, other costs, other labor costs, O&M product spoilage, rent revenue, sales revenue and waste disposal.
Note on AG68: Ingrid Malmgren: Not included in prescriptive programs
Note on AN68: Ingrid Malmgren: p.418-prescriptive includes admin costs, material handling, material movement, other costs, other labor costs, O&M product spoilage, rent revenue, sales revenue and waste disposal.
Note on V69: Ingrid Malmgren: p.418-prescriptive includes admin costs, material handling, material movement, other costs, other labor costs, O&M product spoilage, rent revenue, sales revenue and waste disposal.
Note on Z69: Ingrid Malmgren: p.418-prescriptive includes admin costs, material handling, material movement, other costs, other labor costs, O&M product spoilage, rent revenue, sales revenue and waste disposal.
Note on AG69: Ingrid Malmgren: Not included in prescriptive programs
Note on AN69: Ingrid Malmgren: p.418-prescriptive includes admin costs, material handling, material movement, other costs, other labor costs, O&M product spoilage, rent revenue, sales revenue and waste disposal.
Note on V70: Ingrid Malmgren: p.418-prescriptive includes admin costs, material handling, material movement, other costs, other labor costs, O&M product spoilage, rent revenue, sales revenue and waste disposal.
Note on Z70: Ingrid Malmgren: p.418-prescriptive includes admin costs, material handling, material movement, other costs, other labor costs, O&M product spoilage, rent revenue, sales revenue and waste disposal.
Note on AG70: Ingrid Malmgren: Not included in prescriptive programs
Note on AN70: Ingrid Malmgren: p.418-prescriptive includes admin costs, material handling, material movement, other costs, other labor costs, O&M product spoilage, rent revenue, sales revenue and waste disposal.
Note on B71: Ingrid Malmgren: Blue measures are most common and have highest number of participants
Note on V71: Ingrid Malmgren: p.418-prescriptive includes admin costs, material handling, material movement, other costs, other labor costs, O&M product spoilage, rent revenue, sales revenue and waste disposal.
Note on Z71: Ingrid Malmgren: p.418-prescriptive includes admin costs, material handling, material movement, other costs, other labor costs, O&M product spoilage, rent revenue, sales revenue and waste disposal.
Note on AG71: Ingrid Malmgren: Not included in prescriptive programs
Note on AN71: Ingrid Malmgren: p.418-prescriptive includes admin costs, material handling, material movement, other costs, other labor costs, O&M product spoilage, rent revenue, sales revenue and waste disposal.
Note on V72: Ingrid Malmgren: p.418-prescriptive includes admin costs, material handling, material movement, other costs, other labor costs, O&M product spoilage, rent revenue, sales revenue and waste disposal.
Note on Z72: Ingrid Malmgren: p.418-prescriptive includes admin costs, material handling, material movement, other costs, other labor costs, O&M product spoilage, rent revenue, sales revenue and waste disposal.
Note on AG72: Ingrid Malmgren: Not included in prescriptive programs
Note on AN72: Ingrid Malmgren: p.418-prescriptive includes admin costs, material handling, material movement, other costs, other labor costs, O&M product spoilage, rent revenue, sales revenue and waste disposal.
Note on V73: Ingrid Malmgren: p.418-prescriptive includes admin costs, material handling, material movement, other costs, other labor costs, O&M product spoilage, rent revenue, sales revenue and waste disposal.
Note on Z73: Ingrid Malmgren: p.418-prescriptive includes admin costs, material handling, material movement, other costs, other labor costs, O&M product spoilage, rent revenue, sales revenue and waste disposal.
Note on AG73: Ingrid Malmgren: Not included in prescriptive programs
Note on AN73: Ingrid Malmgren: p.418-prescriptive includes admin costs, material handling, material movement, other costs, other labor costs, O&M product spoilage, rent revenue, sales revenue and waste disposal.
Note on V74: Ingrid Malmgren: p.418-prescriptive includes admin costs, material handling, material movement, other costs, other labor costs, O&M product spoilage, rent revenue, sales revenue and waste disposal.
Note on Z74: Ingrid Malmgren: p.418-prescriptive includes admin costs, material handling, material movement, other costs, other labor costs, O&M product spoilage, rent revenue, sales revenue and waste disposal.
Note on AG74: Ingrid Malmgren: Not included in prescriptive programs
Note on AN74: Ingrid Malmgren: p.418-prescriptive includes admin costs, material handling, material movement, other costs, other labor costs, O&M product spoilage, rent revenue, sales revenue and waste disposal.
Note on V75: Ingrid Malmgren: p.418-prescriptive includes admin costs, material handling, material movement, other costs, other labor costs, O&M product spoilage, rent revenue, sales revenue and waste disposal.
Note on Z75: Ingrid Malmgren: p.418-prescriptive includes admin costs, material handling, material movement, other costs, other labor costs, O&M product spoilage, rent revenue, sales revenue and waste disposal.
Note on AG75: Ingrid Malmgren: Not included in prescriptive programs
Note on AN75: Ingrid Malmgren: p.418-prescriptive includes admin costs, material handling, material movement, other costs, other labor costs, O&M product spoilage, rent revenue, sales revenue and waste disposal.
Note on V76: Ingrid Malmgren: p.418-prescriptive includes admin costs, material handling, material movement, other costs, other labor costs, O&M product spoilage, rent revenue, sales revenue and waste disposal.
Note on Z76: Ingrid Malmgren: p.418-prescriptive includes admin costs, material handling, material movement, other costs, other labor costs, O&M product spoilage, rent revenue, sales revenue and waste disposal.
Note on AG76: Ingrid Malmgren: Not included in prescriptive programs
Note on AN76: Ingrid Malmgren: p.418-prescriptive includes admin costs, material handling, material movement, other costs, other labor costs, O&M product spoilage, rent revenue, sales revenue and waste disposal.
Note on V77: Ingrid Malmgren: p.418-prescriptive includes admin costs, material handling, material movement, other costs, other labor costs, O&M product spoilage, rent revenue, sales revenue and waste disposal.
Note on Z77: Ingrid Malmgren: p.418-prescriptive includes admin costs, material handling, material movement, other costs, other labor costs, O&M product spoilage, rent revenue, sales revenue and waste disposal.
Note on AG77: Ingrid Malmgren: Not included in prescriptive programs
Note on AN77: Ingrid Malmgren: p.418-prescriptive includes admin costs, material handling, material movement, other costs, other labor costs, O&M product spoilage, rent revenue, sales revenue and waste disposal.
Note on V78: Ingrid Malmgren: p.418-prescriptive includes admin costs, material handling, material movement, other costs, other labor costs, O&M product spoilage, rent revenue, sales revenue and waste disposal.
Note on Z78: Ingrid Malmgren: p.418-prescriptive includes admin costs, material handling, material movement, other costs, other labor costs, O&M product spoilage, rent revenue, sales revenue and waste disposal.
Note on AG78: Ingrid Malmgren: Not included in prescriptive programs
Note on AN78: Ingrid Malmgren: p.418-prescriptive includes admin costs, material handling, material movement, other costs, other labor costs, O&M product spoilage, rent revenue, sales revenue and waste disposal.
Note on V79: Ingrid Malmgren: p.418-prescriptive includes admin costs, material handling, material movement, other costs, other labor costs, O&M product spoilage, rent revenue, sales revenue and waste disposal.
Note on Z79: Ingrid Malmgren: p.418-prescriptive includes admin costs, material handling, material movement, other costs, other labor costs, O&M product spoilage, rent revenue, sales revenue and waste disposal.
Note on AG79: Ingrid Malmgren: Not included in prescriptive programs
Note on AN79: Ingrid Malmgren: p.418-prescriptive includes admin costs, material handling, material movement, other costs, other labor costs, O&M product spoilage, rent revenue, sales revenue and waste disposal.
Note on V80: Ingrid Malmgren: p.418-prescriptive includes admin costs, material handling, material movement, other costs, other labor costs, O&M product spoilage, rent revenue, sales revenue and waste disposal.
Note on Z80: Ingrid Malmgren: p.418-prescriptive includes admin costs, material handling, material movement, other costs, other labor costs, O&M product spoilage, rent revenue, sales revenue and waste disposal.
Note on AG80: Ingrid Malmgren: Not included in prescriptive programs
Note on AN80: Ingrid Malmgren: p.418-prescriptive includes admin costs, material handling, material movement, other costs, other labor costs, O&M product spoilage, rent revenue, sales revenue and waste disposal.
Note on V81: Ingrid Malmgren: p.418-prescriptive includes admin costs, material handling, material movement, other costs, other labor costs, O&M product spoilage, rent revenue, sales revenue and waste disposal.
Note on Z81: Ingrid Malmgren: p.418-prescriptive includes admin costs, material handling, material movement, other costs, other labor costs, O&M product spoilage, rent revenue, sales revenue and waste disposal.
Note on AG81: Ingrid Malmgren: Not included in prescriptive programs
Note on AN81: Ingrid Malmgren: p.418-prescriptive includes admin costs, material handling, material movement, other costs, other labor costs, O&M product spoilage, rent revenue, sales revenue and waste disposal.
Note on V82: Ingrid Malmgren: p.418-prescriptive includes admin costs, material handling, material movement, other costs, other labor costs, O&M product spoilage, rent revenue, sales revenue and waste disposal.
Note on Z82: Ingrid Malmgren: p.418-prescriptive includes admin costs, material handling, material movement, other costs, other labor costs, O&M product spoilage, rent revenue, sales revenue and waste disposal.
Note on AG82: Ingrid Malmgren: Not included in prescriptive programs
Note on AN82: Ingrid Malmgren: p.418-prescriptive includes admin costs, material handling, material movement, other costs, other labor costs, O&M product spoilage, rent revenue, sales revenue and waste disposal.
Note on V83: Ingrid Malmgren: p.418-prescriptive includes admin costs, material handling, material movement, other costs, other labor costs, O&M product spoilage, rent revenue, sales revenue and waste disposal.
Note on Z83: Ingrid Malmgren: p.418-prescriptive includes admin costs, material handling, material movement, other costs, other labor costs, O&M product spoilage, rent revenue, sales revenue and waste disposal.
Note on AG83: Ingrid Malmgren: Not included in prescriptive programs
Note on AN83: Ingrid Malmgren: p.418-prescriptive includes admin costs, material handling, material movement, other costs, other labor costs, O&M product spoilage, rent revenue, sales revenue and waste disposal.
Note on V84: Ingrid Malmgren: p.418-prescriptive includes admin costs, material handling, material movement, other costs, other labor costs, O&M product spoilage, rent revenue, sales revenue and waste disposal.
Note on Z84: Ingrid Malmgren: p.418-prescriptive includes admin costs, material handling, material movement, other costs, other labor costs, O&M product spoilage, rent revenue, sales revenue and waste disposal.
Note on AG84: Ingrid Malmgren: Not included in prescriptive programs
Note on AN84: Ingrid Malmgren: p.418-prescriptive includes admin costs, material handling, material movement, other costs, other labor costs, O&M product spoilage, rent revenue, sales revenue and waste disposal.
Note on V85: Ingrid Malmgren: p.418-prescriptive includes admin costs, material handling, material movement, other costs, other labor costs, O&M product spoilage, rent revenue, sales revenue and waste disposal.
Note on Z85: Ingrid Malmgren: p.418-prescriptive includes admin costs, material handling, material movement, other costs, other labor costs, O&M product spoilage, rent revenue, sales revenue and waste disposal.
Note on AG85: Ingrid Malmgren: Not included in prescriptive programs
Note on AN85: Ingrid Malmgren: p.418-prescriptive includes admin costs, material handling, material movement, other costs, other labor costs, O&M product spoilage, rent revenue, sales revenue and waste disposal.
Note on V86: Ingrid Malmgren: p.418-prescriptive includes admin costs, material handling, material movement, other costs, other labor costs, O&M product spoilage, rent revenue, sales revenue and waste disposal.
Note on Z86: Ingrid Malmgren: p.418-prescriptive includes admin costs, material handling, material movement, other costs, other labor costs, O&M product spoilage, rent revenue, sales revenue and waste disposal.
Note on AG86: Ingrid Malmgren: Not included in prescriptive programs
Note on AN86: Ingrid Malmgren: p.418-prescriptive includes admin costs, material handling, material movement, other costs, other labor costs, O&M product spoilage, rent revenue, sales revenue and waste disposal.
Note on V87: Ingrid Malmgren: p.418-prescriptive includes admin costs, material handling, material movement, other costs, other labor costs, O&M product spoilage, rent revenue, sales revenue and waste disposal.
Note on Z87: Ingrid Malmgren: p.418-prescriptive includes admin costs, material handling, material movement, other costs, other labor costs, O&M product spoilage, rent revenue, sales revenue and waste disposal.
Note on AG87: Ingrid Malmgren: Not included in prescriptive programs
Note on AN87: Ingrid Malmgren: p.418-prescriptive includes admin costs, material handling, material movement, other costs, other labor costs, O&M product spoilage, rent revenue, sales revenue and waste disposal.
Note on V88: Ingrid Malmgren: p.418-prescriptive includes admin costs, material handling, material movement, other costs, other labor costs, O&M product spoilage, rent revenue, sales revenue and waste disposal.
Note on Z88: Ingrid Malmgren: p.418-prescriptive includes admin costs, material handling, material movement, other costs, other labor costs, O&M product spoilage, rent revenue, sales revenue and waste disposal.
Note on AG88: Ingrid Malmgren: Not included in prescriptive programs
Note on AN88: Ingrid Malmgren: p.418-prescriptive includes admin costs, material handling, material movement, other costs, other labor costs, O&M product spoilage, rent revenue, sales revenue and waste disposal.
Note on V89: Ingrid Malmgren: p.418-prescriptive includes admin costs, material handling, material movement, other costs, other labor costs, O&M product spoilage, rent revenue, sales revenue and waste disposal.
Note on Z89: Ingrid Malmgren: p.418-prescriptive includes admin costs, material handling, material movement, other costs, other labor costs, O&M product spoilage, rent revenue, sales revenue and waste disposal.
Note on AG89: Ingrid Malmgren: Not included in prescriptive programs
Note on AN89: Ingrid Malmgren: p.418-prescriptive includes admin costs, material handling, material movement, other costs, other labor costs, O&M product spoilage, rent revenue, sales revenue and waste disposal.
Note on V90: Ingrid Malmgren: p.418-prescriptive includes admin costs, material handling, material movement, other costs, other labor costs, O&M product spoilage, rent revenue, sales revenue and waste disposal.
Note on Z90: Ingrid Malmgren: p.418-prescriptive includes admin costs, material handling, material movement, other costs, other labor costs, O&M product spoilage, rent revenue, sales revenue and waste disposal.
Note on AG90: Ingrid Malmgren: Not included in prescriptive programs
Note on AN90: Ingrid Malmgren: p.418-prescriptive includes admin costs, material handling, material movement, other costs, other labor costs, O&M product spoilage, rent revenue, sales revenue and waste disposal.
Note on V91: Ingrid Malmgren: p.418-prescriptive includes admin costs, material handling, material movement, other costs, other labor costs, O&M product spoilage, rent revenue, sales revenue and waste disposal.
Note on Z91: Ingrid Malmgren: p.418-prescriptive includes admin costs, material handling, material movement, other costs, other labor costs, O&M product spoilage, rent revenue, sales revenue and waste disposal.
Note on AG91: Ingrid Malmgren: Not included in prescriptive programs
Note on AN91: Ingrid Malmgren: p.418-prescriptive includes admin costs, material handling, material movement, other costs, other labor costs, O&M product spoilage, rent revenue, sales revenue and waste disposal.
Note on V92: Ingrid Malmgren: p.418-prescriptive includes admin costs, material handling, material movement, other costs, other labor costs, O&M product spoilage, rent revenue, sales revenue and waste disposal.
Note on Z92: Ingrid Malmgren: p.418-prescriptive includes admin costs, material handling, material movement, other costs, other labor costs, O&M product spoilage, rent revenue, sales revenue and waste disposal.
Note on AG92: Ingrid Malmgren: Not included in prescriptive programs
Note on AN92: Ingrid Malmgren: p.418-prescriptive includes admin costs, material handling, material movement, other costs, other labor costs, O&M product spoilage, rent revenue, sales revenue and waste disposal.
Note on V93: Ingrid Malmgren: p.418-prescriptive includes admin costs, material handling, material movement, other costs, other labor costs, O&M product spoilage, rent revenue, sales revenue and waste disposal.
Note on Z93: Ingrid Malmgren: p.418-prescriptive includes admin costs, material handling, material movement, other costs, other labor costs, O&M product spoilage, rent revenue, sales revenue and waste disposal.
Note on AG93: Ingrid Malmgren: Not included in prescriptive programs
Note on AN93: Ingrid Malmgren: p.418-prescriptive includes admin costs, material handling, material movement, other costs, other labor costs, O&M product spoilage, rent revenue, sales revenue and waste disposal.
Note on V94: Ingrid Malmgren: p.418-prescriptive includes admin costs, material handling, material movement, other costs, other labor costs, O&M product spoilage, rent revenue, sales revenue and waste disposal.
Note on Z94: Ingrid Malmgren: p.418-prescriptive includes admin costs, material handling, material movement, other costs, other labor costs, O&M product spoilage, rent revenue, sales revenue and waste disposal.
Note on AG94: Ingrid Malmgren: Not included in prescriptive programs
Note on AN94: Ingrid Malmgren: p.418-prescriptive includes admin costs, material handling, material movement, other costs, other labor costs, O&M product spoilage, rent revenue, sales revenue and waste disposal.
Note on V95: Ingrid Malmgren: p.418-prescriptive includes admin costs, material handling, material movement, other costs, other labor costs, O&M product spoilage, rent revenue, sales revenue and waste disposal.
Note on Z95: Ingrid Malmgren: p.418-prescriptive includes admin costs, material handling, material movement, other costs, other labor costs, O&M product spoilage, rent revenue, sales revenue and waste disposal.
Note on AG95: Ingrid Malmgren: Not included in prescriptive programs
Note on AN95: Ingrid Malmgren: p.418-prescriptive includes admin costs, material handling, material movement, other costs, other labor costs, O&M product spoilage, rent revenue, sales revenue and waste disposal.
Note on V96: Ingrid Malmgren: p.418-prescriptive includes admin costs, material handling, material movement, other costs, other labor costs, O&M product spoilage, rent revenue, sales revenue and waste disposal.
Note on Z96: Ingrid Malmgren: p.418-prescriptive includes admin costs, material handling, material movement, other costs, other labor costs, O&M product spoilage, rent revenue, sales revenue and waste disposal.
Note on AG96: Ingrid Malmgren: Not included in prescriptive programs
Note on AN96: Ingrid Malmgren: p.418-prescriptive includes admin costs, material handling, material movement, other costs, other labor costs, O&M product spoilage, rent revenue, sales revenue and waste disposal.
Note on V97: Ingrid Malmgren: p.418-prescriptive includes admin costs, material handling, material movement, other costs, other labor costs, O&M product spoilage, rent revenue, sales revenue and waste disposal.
Note on Z97: Ingrid Malmgren: p.418-prescriptive includes admin costs, material handling, material movement, other costs, other labor costs, O&M product spoilage, rent revenue, sales revenue and waste disposal.
Note on AG97: Ingrid Malmgren: Not included in prescriptive programs
Note on AN97: Ingrid Malmgren: p.418-prescriptive includes admin costs, material handling, material movement, other costs, other labor costs, O&M product spoilage, rent revenue, sales revenue and waste disposal.
Note on V98: Ingrid Malmgren: p.418-prescriptive includes admin costs, material handling, material movement, other costs, other labor costs, O&M product spoilage, rent revenue, sales revenue and waste disposal.
Note on Z98: Ingrid Malmgren: p.418-prescriptive includes admin costs, material handling, material movement, other costs, other labor costs, O&M product spoilage, rent revenue, sales revenue and waste disposal.
Note on AG98: Ingrid Malmgren: Not included in prescriptive programs
Note on AN98: Ingrid Malmgren: p.418-prescriptive includes admin costs, material handling, material movement, other costs, other labor costs, O&M product spoilage, rent revenue, sales revenue and waste disposal.
Note on V99: Ingrid Malmgren: p.418-prescriptive includes admin costs, material handling, material movement, other costs, other labor costs, O&M product spoilage, rent revenue, sales revenue and waste disposal.
Note on Z99: Ingrid Malmgren: p.418-prescriptive includes admin costs, material handling, material movement, other costs, other labor costs, O&M product spoilage, rent revenue, sales revenue and waste disposal.
Note on AG99: Ingrid Malmgren: Not included in prescriptive programs
Note on AN99: Ingrid Malmgren: p.418-prescriptive includes admin costs, material handling, material movement, other costs, other labor costs, O&M product spoilage, rent revenue, sales revenue and waste disposal.
Note on B100: Ingrid Malmgren: Would end of life or lost opportunitiy impact NEIs or just baseline and energy savings?
Note on V100: Ingrid Malmgren: p.418-prescriptive includes admin costs, material handling, material movement, other costs, other labor costs, O&M product spoilage, rent revenue, sales revenue and waste disposal.
Note on Z100: Ingrid Malmgren: p.418-prescriptive includes admin costs, material handling, material movement, other costs, other labor costs, O&M product spoilage, rent revenue, sales revenue and waste disposal.
Note on AG100: Ingrid Malmgren: Not included in prescriptive programs
Note on AN100: Ingrid Malmgren: p.418-prescriptive includes admin costs, material handling, material movement, other costs, other labor costs, O&M product spoilage, rent revenue, sales revenue and waste disposal.
Note on V101: Ingrid Malmgren: p.418-prescriptive includes admin costs, material handling, material movement, other costs, other labor costs, O&M product spoilage, rent revenue, sales revenue and waste disposal.
Note on Z101: Ingrid Malmgren: p.418-prescriptive includes admin costs, material handling, material movement, other costs, other labor costs, O&M product spoilage, rent revenue, sales revenue and waste disposal.
Note on AG101: Ingrid Malmgren: Not included in prescriptive programs
Note on AN101: Ingrid Malmgren: p.418-prescriptive includes admin costs, material handling, material movement, other costs, other labor costs, O&M product spoilage, rent revenue, sales revenue and waste disposal.
Note on V102: Ingrid Malmgren: p.418-prescriptive includes admin costs, material handling, material movement, other costs, other labor costs, O&M product spoilage, rent revenue, sales revenue and waste disposal.
Note on Z102: Ingrid Malmgren: p.418-prescriptive includes admin costs, material handling, material movement, other costs, other labor costs, O&M product spoilage, rent revenue, sales revenue and waste disposal.
Note on AG102: Ingrid Malmgren: Not included in prescriptive programs
Note on AN102: Ingrid Malmgren: p.418-prescriptive includes admin costs, material handling, material movement, other costs, other labor costs, O&M product spoilage, rent revenue, sales revenue and waste disposal.
Note on V103: Ingrid Malmgren: p.418-prescriptive includes admin costs, material handling, material movement, other costs, other labor costs, O&M product spoilage, rent revenue, sales revenue and waste disposal.
Note on Z103: Ingrid Malmgren: p.418-prescriptive includes admin costs, material handling, material movement, other costs, other labor costs, O&M product spoilage, rent revenue, sales revenue and waste disposal.
Note on AG103: Ingrid Malmgren: Not included in prescriptive programs
Note on AN103: Ingrid Malmgren: p.418-prescriptive includes admin costs, material handling, material movement, other costs, other labor costs, O&M product spoilage, rent revenue, sales revenue and waste disposal.
Note on V104: Ingrid Malmgren: p.418-prescriptive includes admin costs, material handling, material movement, other costs, other labor costs, O&M product spoilage, rent revenue, sales revenue and waste disposal.
Note on Z104: Ingrid Malmgren: p.418-prescriptive includes admin costs, material handling, material movement, other costs, other labor costs, O&M product spoilage, rent revenue, sales revenue and waste disposal.
Note on AG104: Ingrid Malmgren: Not included in prescriptive programs
Note on AN104: Ingrid Malmgren: p.418-prescriptive includes admin costs, material handling, material movement, other costs, other labor costs, O&M product spoilage, rent revenue, sales revenue and waste disposal.
Note on V105: Ingrid Malmgren: p.418-prescriptive includes admin costs, material handling, material movement, other costs, other labor costs, O&M product spoilage, rent revenue, sales revenue and waste disposal.
Note on Z105: Ingrid Malmgren: p.418-prescriptive includes admin costs, material handling, material movement, other costs, other labor costs, O&M product spoilage, rent revenue, sales revenue and waste disposal.
Note on AG105: Ingrid Malmgren: Not included in prescriptive programs
Note on AN105: Ingrid Malmgren: p.418-prescriptive includes admin costs, material handling, material movement, other costs, other labor costs, O&M product spoilage, rent revenue, sales revenue and waste disposal.
Note on V106: Ingrid Malmgren: p.418-prescriptive includes admin costs, material handling, material movement, other costs, other labor costs, O&M product spoilage, rent revenue, sales revenue and waste disposal.
Note on Z106: Ingrid Malmgren: p.418-prescriptive includes admin costs, material handling, material movement, other costs, other labor costs, O&M product spoilage, rent revenue, sales revenue and waste disposal.
Note on AG106: Ingrid Malmgren: Not included in prescriptive programs
Note on AN106: Ingrid Malmgren: p.418-prescriptive includes admin costs, material handling, material movement, other costs, other labor costs, O&M product spoilage, rent revenue, sales revenue and waste disposal.
Note on V107: Ingrid Malmgren: p.418-prescriptive includes admin costs, material handling, material movement, other costs, other labor costs, O&M product spoilage, rent revenue, sales revenue and waste disposal.
Note on Z107: Ingrid Malmgren: p.418-prescriptive includes admin costs, material handling, material movement, other costs, other labor costs, O&M product spoilage, rent revenue, sales revenue and waste disposal.
Note on AG107: Ingrid Malmgren: Not included in prescriptive programs
Note on AN107: Ingrid Malmgren: p.418-prescriptive includes admin costs, material handling, material movement, other costs, other labor costs, O&M product spoilage, rent revenue, sales revenue and waste disposal.
Note on V108: Ingrid Malmgren: p.418-prescriptive includes admin costs, material handling, material movement, other costs, other labor costs, O&M product spoilage, rent revenue, sales revenue and waste disposal.
Note on Z108: Ingrid Malmgren: p.418-prescriptive includes admin costs, material handling, material movement, other costs, other labor costs, O&M product spoilage, rent revenue, sales revenue and waste disposal.
Note on AG108: Ingrid Malmgren: Not included in prescriptive programs
Note on AN108: Ingrid Malmgren: p.418-prescriptive includes admin costs, material handling, material movement, other costs, other labor costs, O&M product spoilage, rent revenue, sales revenue and waste disposal.
Note on V109: Ingrid Malmgren: p.418-prescriptive includes admin costs, material handling, material movement, other costs, other labor costs, O&M product spoilage, rent revenue, sales revenue and waste disposal.
Note on Z109: Ingrid Malmgren: p.418-prescriptive includes admin costs, material handling, material movement, other costs, other labor costs, O&M product spoilage, rent revenue, sales revenue and waste disposal.
Note on AG109: Ingrid Malmgren: Not included in prescriptive programs
Note on AN109: Ingrid Malmgren: p.418-prescriptive includes admin costs, material handling, material movement, other costs, other labor costs, O&M product spoilage, rent revenue, sales revenue and waste disposal.
Note on V110: Ingrid Malmgren: p.418-prescriptive includes admin costs, material handling, material movement, other costs, other labor costs, O&M product spoilage, rent revenue, sales revenue and waste disposal.
Note on Z110: Ingrid Malmgren: p.418-prescriptive includes admin costs, material handling, material movement, other costs, other labor costs, O&M product spoilage, rent revenue, sales revenue and waste disposal.
Note on AG110: Ingrid Malmgren: Not included in prescriptive programs
Note on AN110: Ingrid Malmgren: p.418-prescriptive includes admin costs, material handling, material movement, other costs, other labor costs, O&M product spoilage, rent revenue, sales revenue and waste disposal.
Note on V111: Ingrid Malmgren: p.418-prescriptive includes admin costs, material handling, material movement, other costs, other labor costs, O&M product spoilage, rent revenue, sales revenue and waste disposal.
Note on Z111: Ingrid Malmgren: p.418-prescriptive includes admin costs, material handling, material movement, other costs, other labor costs, O&M product spoilage, rent revenue, sales revenue and waste disposal.
Note on AG111: Ingrid Malmgren: Not included in prescriptive programs
Note on AN111: Ingrid Malmgren: p.418-prescriptive includes admin costs, material handling, material movement, other costs, other labor costs, O&M product spoilage, rent revenue, sales revenue and waste disposal.
Note on V112: Ingrid Malmgren: p.418-prescriptive includes admin costs, material handling, material movement, other costs, other labor costs, O&M product spoilage, rent revenue, sales revenue and waste disposal.
Note on Z112: Ingrid Malmgren: p.418-prescriptive includes admin costs, material handling, material movement, other costs, other labor costs, O&M product spoilage, rent revenue, sales revenue and waste disposal.
Note on AG112: Ingrid Malmgren: Not included in prescriptive programs
Note on AN112: Ingrid Malmgren: p.418-prescriptive includes admin costs, material handling, material movement, other costs, other labor costs, O&M product spoilage, rent revenue, sales revenue and waste disposal.
Note on V113: Ingrid Malmgren: p.418-prescriptive includes admin costs, material handling, material movement, other costs, other labor costs, O&M product spoilage, rent revenue, sales revenue and waste disposal.
Note on Z113: Ingrid Malmgren: p.418-prescriptive includes admin costs, material handling, material movement, other costs, other labor costs, O&M product spoilage, rent revenue, sales revenue and waste disposal.
Note on AG113: Ingrid Malmgren: Not included in prescriptive programs
Note on AN113: Ingrid Malmgren: p.418-prescriptive includes admin costs, material handling, material movement, other costs, other labor costs, O&M product spoilage, rent revenue, sales revenue and waste disposal.
Note on V114: Ingrid Malmgren: p.418-prescriptive includes admin costs, material handling, material movement, other costs, other labor costs, O&M product spoilage, rent revenue, sales revenue and waste disposal.
Note on Z114: Ingrid Malmgren: p.418-prescriptive includes admin costs, material handling, material movement, other costs, other labor costs, O&M product spoilage, rent revenue, sales revenue and waste disposal.
Note on AG114: Ingrid Malmgren: Not included in prescriptive programs
Note on AN114: Ingrid Malmgren: p.418-prescriptive includes admin costs, material handling, material movement, other costs, other labor costs, O&M product spoilage, rent revenue, sales revenue and waste disposal.
Note on V115: Ingrid Malmgren: p.418-prescriptive includes admin costs, material handling, material movement, other costs, other labor costs, O&M product spoilage, rent revenue, sales revenue and waste disposal.
Note on Z115: Ingrid Malmgren: p.418-prescriptive includes admin costs, material handling, material movement, other costs, other labor costs, O&M product spoilage, rent revenue, sales revenue and waste disposal.
Note on AG115: Ingrid Malmgren: Not included in prescriptive programs
Note on AN115: Ingrid Malmgren: p.418-prescriptive includes admin costs, material handling, material movement, other costs, other labor costs, O&M product spoilage, rent revenue, sales revenue and waste disposal.
Note on V116: Ingrid Malmgren: p.418-prescriptive includes admin costs, material handling, material movement, other costs, other labor costs, O&M product spoilage, rent revenue, sales revenue and waste disposal.
Note on Z116: Ingrid Malmgren: p.418-prescriptive includes admin costs, material handling, material movement, other costs, other labor costs, O&M product spoilage, rent revenue, sales revenue and waste disposal.
Note on AG116: Ingrid Malmgren: Not included in prescriptive programs
Note on AN116: Ingrid Malmgren: p.418-prescriptive includes admin costs, material handling, material movement, other costs, other labor costs, O&M product spoilage, rent revenue, sales revenue and waste disposal.
Note on V117: Ingrid Malmgren: p.418-prescriptive includes admin costs, material handling, material movement, other costs, other labor costs, O&M product spoilage, rent revenue, sales revenue and waste disposal.
Note on Z117: Ingrid Malmgren: p.418-prescriptive includes admin costs, material handling, material movement, other costs, other labor costs, O&M product spoilage, rent revenue, sales revenue and waste disposal.
Note on AG117: Ingrid Malmgren: Not included in prescriptive programs
Note on AN117: Ingrid Malmgren: p.418-prescriptive includes admin costs, material handling, material movement, other costs, other labor costs, O&M product spoilage, rent revenue, sales revenue and waste disposal.
Note on V118: Ingrid Malmgren: p.418-prescriptive includes admin costs, material handling, material movement, other costs, other labor costs, O&M product spoilage, rent revenue, sales revenue and waste disposal.
Note on Z118: Ingrid Malmgren: p.418-prescriptive includes admin costs, material handling, material movement, other costs, other labor costs, O&M product spoilage, rent revenue, sales revenue and waste disposal.
Note on AG118: Ingrid Malmgren: Not included in prescriptive programs
Note on AN118: Ingrid Malmgren: p.418-prescriptive includes admin costs, material handling, material movement, other costs, other labor costs, O&M product spoilage, rent revenue, sales revenue and waste disposal.
Note on V119: Ingrid Malmgren: p.418-prescriptive includes admin costs, material handling, material movement, other costs, other labor costs, O&M product spoilage, rent revenue, sales revenue and waste disposal.
Note on Z119: Ingrid Malmgren: p.418-prescriptive includes admin costs, material handling, material movement, other costs, other labor costs, O&M product spoilage, rent revenue, sales revenue and waste disposal.
Note on AG119: Ingrid Malmgren: Not included in prescriptive programs
Note on AN119: Ingrid Malmgren: p.418-prescriptive includes admin costs, material handling, material movement, other costs, other labor costs, O&M product spoilage, rent revenue, sales revenue and waste disposal.
Note on V120: Ingrid Malmgren: p.418-prescriptive includes admin costs, material handling, material movement, other costs, other labor costs, O&M product spoilage, rent revenue, sales revenue and waste disposal.
Note on Z120: Ingrid Malmgren: p.418-prescriptive includes admin costs, material handling, material movement, other costs, other labor costs, O&M product spoilage, rent revenue, sales revenue and waste disposal.
Note on AG120: Ingrid Malmgren: Not included in prescriptive programs
Note on AN120: Ingrid Malmgren: p.418-prescriptive includes admin costs, material handling, material movement, other costs, other labor costs, O&M product spoilage, rent revenue, sales revenue and waste disposal.
Note on V121: Ingrid Malmgren: p.418-prescriptive includes admin costs, material handling, material movement, other costs, other labor costs, O&M product spoilage, rent revenue, sales revenue and waste disposal.
Note on Z121: Ingrid Malmgren: p.418-prescriptive includes admin costs, material handling, material movement, other costs, other labor costs, O&M product spoilage, rent revenue, sales revenue and waste disposal.
Note on AG121: Ingrid Malmgren: Not included in prescriptive programs
Note on AN121: Ingrid Malmgren: p.418-prescriptive includes admin costs, material handling, material movement, other costs, other labor costs, O&M product spoilage, rent revenue, sales revenue and waste disposal.
Note on V122: Ingrid Malmgren: p.291
Note on W122: Ingrid Malmgren: p.291
Note on Z122: Ingrid Malmgren: p.291
Note on AA122: Ingrid Malmgren: no process reporting category in literature 2012 C&I Study
Note on AG122: Ingrid Malmgren: Not included in prescriptive programs
Note on AN122: Ingrid Malmgren: p.291
Note on V123: Ingrid Malmgren: p.291
Note on W123: Ingrid Malmgren: p.291
Note on Z123: Ingrid Malmgren: p.291
Note on AG123: Ingrid Malmgren: Not included in prescriptive programs
Note on AN123: Ingrid Malmgren: p.291
Note on V124: Ingrid Malmgren: p.291
Note on W124: Ingrid Malmgren: p.291
Note on Z124: Ingrid Malmgren: p.291
Note on AG124: Ingrid Malmgren: Not included in prescriptive programs
Note on AN124: Ingrid Malmgren: p.291
Note on V125: Ingrid Malmgren: p.289
Note on W125: Ingrid Malmgren: p.289
Note on Z125: Ingrid Malmgren: p.289
Note on AG125: Ingrid Malmgren: Not included in prescriptive programs
Note on AN125: Ingrid Malmgren: p.289
Note on V126: Ingrid Malmgren: p.289
Note on W126: Ingrid Malmgren: p.289
Note on Z126: Ingrid Malmgren: p.289
Note on AG126: Ingrid Malmgren: Not included in prescriptive programs
Note on AN126: Ingrid Malmgren: p.289
Note on V127: Ingrid Malmgren: p.289
Note on W127: Ingrid Malmgren: p.289
Note on Z127: Ingrid Malmgren: p.289
Note on AG127: Ingrid Malmgren: Not included in prescriptive programs
Note on AN127: Ingrid Malmgren: p.289
Note on V128: Ingrid Malmgren: p.289 no NEIs associated with high efficiency air compressors
Note on W128: Ingrid Malmgren: p.289 no NEIs associated with high efficiency air compressors
Note on Z128: Ingrid Malmgren: p.289 no NEIs associated with high efficiency air compressors
Note on AG128: Ingrid Malmgren: Not included in prescriptive programs
Note on V129: Ingrid Malmgren: p.296
Note on W129: Ingrid Malmgren: p.296
Note on Z129: Ingrid Malmgren: p.296
Note on AG129: Ingrid Malmgren: Not included in prescriptive programs
Note on AN129: Ingrid Malmgren: p.296
Note on V130: Ingrid Malmgren: p.289
Note on W130: Ingrid Malmgren: p.289
Note on Z130: Ingrid Malmgren: p.289
Note on AG130: Ingrid Malmgren: Not included in prescriptive programs
Note on V131: Ingrid Malmgren: p.289
Note on W131: Ingrid Malmgren: p.289
Note on Z131: Ingrid Malmgren: p.289
Note on AG131: Ingrid Malmgren: Not included in prescriptive programs
Note on V132: Ingrid Malmgren: p.289
Note on W132: Ingrid Malmgren: p.289
Note on Z132: Ingrid Malmgren: p.289
Note on AG132: Ingrid Malmgren: Not included in prescriptive programs
Note on V133: Ingrid Malmgren: p.238
Note on W133: Ingrid Malmgren: p.238
Note on Z133: Ingrid Malmgren: p.238
Note on AG133: Ingrid Malmgren: Not included in prescriptive programs
Note on AN133: Ingrid Malmgren: p.238
Note on V134: Ingrid Malmgren: p.238
Note on W134: Ingrid Malmgren: p.238
Note on Z134: Ingrid Malmgren: p.238
Note on AG134: Ingrid Malmgren: Not included in prescriptive programs
Note on AN134: Ingrid Malmgren: p.238
Note on V135: Ingrid Malmgren: p.238
Note on W135: Ingrid Malmgren: p.238
Note on Z135: Ingrid Malmgren: p.238
Note on AG135: Ingrid Malmgren: Not included in prescriptive programs
Note on AN135: Ingrid Malmgren: p.238
Note on V136: Ingrid Malmgren: p.238
Note on W136: Ingrid Malmgren: p.238
Note on Z136: Ingrid Malmgren: p.238
Note on AG136: Ingrid Malmgren: Not included in prescriptive programs
Note on AN136: Ingrid Malmgren: p.238
Note on V137: Ingrid Malmgren: p.248
Note on W137: Ingrid Malmgren: p.248
Note on Z137: Ingrid Malmgren: p.248
Note on AG137: Ingrid Malmgren: Not included in prescriptive programs
Note on AN137: Ingrid Malmgren: p.248
Note on Z138: Ingrid Malmgren: No comparable measure in MA TRM
Note on AG138: Ingrid Malmgren: Not included in prescriptive programs
Note on Z139: Ingrid Malmgren: No comparable measure in MA TRM
Note on AG139: Ingrid Malmgren: Not included in prescriptive programs
Note on Z140: Ingrid Malmgren: No comparable measure in MA TRM
Note on AG140: Ingrid Malmgren: Not included in prescriptive programs
Note on Z141: Ingrid Malmgren: No comparable measure in MA TRM
Note on AG141: Ingrid Malmgren: Not included in prescriptive programs
Note on Z142: Ingrid Malmgren: No comparable measure in MA TRM
Note on AG142: Ingrid Malmgren: Not included in prescriptive programs
Note on Z143: Ingrid Malmgren: No comparable measure in MA TRM
Note on AG143: Ingrid Malmgren: Not included in prescriptive programs
Note on V151: Ingrid Malmgren: p.262
Note on W151: Ingrid Malmgren: p.262
Note on Z151: Ingrid Malmgren: p.262
Note on AG151: Ingrid Malmgren: Not included in prescriptive programs
Note on AN151: Ingrid Malmgren: p.262
Note on V152: Ingrid Malmgren: p.262
Note on W152: Ingrid Malmgren: p.262
Note on Z152: Ingrid Malmgren: p.262
Note on AG152: Ingrid Malmgren: Not included in prescriptive programs
Note on AN152: Ingrid Malmgren: p.262
Note on V153: Ingrid Malmgren: p.252
Note on W153: Ingrid Malmgren: p.252
Note on Z153: Ingrid Malmgren: p.252
Note on AG153: Ingrid Malmgren: Not included in prescriptive programs
Note on AN153: Ingrid Malmgren: p.252
Note on V154: Ingrid Malmgren: p.252
Note on W154: Ingrid Malmgren: p.252
Note on Z154: Ingrid Malmgren: p.252
Note on AG154: Ingrid Malmgren: Not included in prescriptive programs
Note on AN154: Ingrid Malmgren: p.252
Note on V155: Ingrid Malmgren: p.266
Note on W155: Ingrid Malmgren: p.266
Note on Z155: Ingrid Malmgren: p.266
Note on AG155: Ingrid Malmgren: Not included in prescriptive programs
Note on AN155: Ingrid Malmgren: p.266
Note on V156: Ingrid Malmgren: p.266
Note on W156: Ingrid Malmgren: p.266
Note on Z156: Ingrid Malmgren: p.266
Note on AG156: Ingrid Malmgren: Not included in prescriptive programs
Note on AN156: Ingrid Malmgren: p.266
Note on V157: Ingrid Malmgren: p.256
Note on W157: Ingrid Malmgren: p.256
Note on Z157: Ingrid Malmgren: p.256
Note on AG157: Ingrid Malmgren: Not included in prescriptive programs
Note on AN157: Ingrid Malmgren: p.256
Note on V158: Ingrid Malmgren: p.256
Note on W158: Ingrid Malmgren: p.256
Note on Z158: Ingrid Malmgren: p.256
Note on AG158: Ingrid Malmgren: Not included in prescriptive programs
Note on AN158: Ingrid Malmgren: p.256
Note on V159: Ingrid Malmgren: p.418-prescriptive includes admin costs, material handling, material movement, other costs, other labor costs, O&M product spoilage, rent revenue, sales revenue and waste disposal.
Note on Z159: Ingrid Malmgren: p.418-prescriptive includes admin costs, material handling, material movement, other costs, other labor costs, O&M product spoilage, rent revenue, sales revenue and waste disposal.
Note on AG159: Ingrid Malmgren: Not included in prescriptive programs
Note on AN159: Ingrid Malmgren: p.418-prescriptive includes admin costs, material handling, material movement, other costs, other labor costs, O&M product spoilage, rent revenue, sales revenue and waste disposal.
Note on V160: Ingrid Malmgren: p.418-prescriptive includes admin costs, material handling, material movement, other costs, other labor costs, O&M product spoilage, rent revenue, sales revenue and waste disposal.
Note on Z160: Ingrid Malmgren: p.418-prescriptive includes admin costs, material handling, material movement, other costs, other labor costs, O&M product spoilage, rent revenue, sales revenue and waste disposal.
Note on AG160: Ingrid Malmgren: Not included in prescriptive programs
Note on AN160: Ingrid Malmgren: p.418-prescriptive includes admin costs, material handling, material movement, other costs, other labor costs, O&M product spoilage, rent revenue, sales revenue and waste disposal.
Note on V161: Ingrid Malmgren: p.418-prescriptive includes admin costs, material handling, material movement, other costs, other labor costs, O&M product spoilage, rent revenue, sales revenue and waste disposal.
Note on Z161: Ingrid Malmgren: p.418-prescriptive includes admin costs, material handling, material movement, other costs, other labor costs, O&M product spoilage, rent revenue, sales revenue and waste disposal.
Note on AG161: Ingrid Malmgren: Not included in prescriptive programs
Note on AN161: Ingrid Malmgren: p.418-prescriptive includes admin costs, material handling, material movement, other costs, other labor costs, O&M product spoilage, rent revenue, sales revenue and waste disposal.
Note on V162: Ingrid Malmgren: p.418-prescriptive includes admin costs, material handling, material movement, other costs, other labor costs, O&M product spoilage, rent revenue, sales revenue and waste disposal.
Note on Z162: Ingrid Malmgren: p.418-prescriptive includes admin costs, material handling, material movement, other costs, other labor costs, O&M product spoilage, rent revenue, sales revenue and waste disposal.
Note on AG162: Ingrid Malmgren: Not included in prescriptive programs
Note on AN162: Ingrid Malmgren: p.418-prescriptive includes admin costs, material handling, material movement, other costs, other labor costs, O&M product spoilage, rent revenue, sales revenue and waste disposal.
Note on V163: Ingrid Malmgren: p.418-prescriptive includes admin costs, material handling, material movement, other costs, other labor costs, O&M product spoilage, rent revenue, sales revenue and waste disposal.
Note on Z163: Ingrid Malmgren: p.418-prescriptive includes admin costs, material handling, material movement, other costs, other labor costs, O&M product spoilage, rent revenue, sales revenue and waste disposal.
Note on AG163: Ingrid Malmgren: Not included in prescriptive programs
Note on AN163: Ingrid Malmgren: p.418-prescriptive includes admin costs, material handling, material movement, other costs, other labor costs, O&M product spoilage, rent revenue, sales revenue and waste disposal.
Note on V164: Ingrid Malmgren: p.418-prescriptive includes admin costs, material handling, material movement, other costs, other labor costs, O&M product spoilage, rent revenue, sales revenue and waste disposal.
Note on Z164: Ingrid Malmgren: p.418-prescriptive includes admin costs, material handling, material movement, other costs, other labor costs, O&M product spoilage, rent revenue, sales revenue and waste disposal.
Note on AG164: Ingrid Malmgren: Not included in prescriptive programs
Note on AN164: Ingrid Malmgren: p.418-prescriptive includes admin costs, material handling, material movement, other costs, other labor costs, O&M product spoilage, rent revenue, sales revenue and waste disposal.
Note on V165: Ingrid Malmgren: p.418-prescriptive includes admin costs, material handling, material movement, other costs, other labor costs, O&M product spoilage, rent revenue, sales revenue and waste disposal.
Note on Z165: Ingrid Malmgren: p.418-prescriptive includes admin costs, material handling, material movement, other costs, other labor costs, O&M product spoilage, rent revenue, sales revenue and waste disposal.
Note on AG165: Ingrid Malmgren: Not included in prescriptive programs
Note on AN165: Ingrid Malmgren: p.418-prescriptive includes admin costs, material handling, material movement, other costs, other labor costs, O&M product spoilage, rent revenue, sales revenue and waste disposal.
Note on V166: Ingrid Malmgren: p.418-prescriptive includes admin costs, material handling, material movement, other costs, other labor costs, O&M product spoilage, rent revenue, sales revenue and waste disposal.
Note on Z166: Ingrid Malmgren: p.418-prescriptive includes admin costs, material handling, material movement, other costs, other labor costs, O&M product spoilage, rent revenue, sales revenue and waste disposal.
Note on AG166: Ingrid Malmgren: Not included in prescriptive programs
Note on AN166: Ingrid Malmgren: p.418-prescriptive includes admin costs, material handling, material movement, other costs, other labor costs, O&M product spoilage, rent revenue, sales revenue and waste disposal.
Note on V167: Ingrid Malmgren: p.418-prescriptive includes admin costs, material handling, material movement, other costs, other labor costs, O&M product spoilage, rent revenue, sales revenue and waste disposal.
Note on Z167: Ingrid Malmgren: p.418-prescriptive includes admin costs, material handling, material movement, other costs, other labor costs, O&M product spoilage, rent revenue, sales revenue and waste disposal.
Note on AG167: Ingrid Malmgren: Not included in prescriptive programs
Note on AN167: Ingrid Malmgren: p.418-prescriptive includes admin costs, material handling, material movement, other costs, other labor costs, O&M product spoilage, rent revenue, sales revenue and waste disposal.
Note on V168: Ingrid Malmgren: from table 1-2 HVAC
Note on W168: Ingrid Malmgren: p.231
Note on Z168: Ingrid Malmgren: from 2012 Mass Program Administrator's C&I NEI Study Table 1-2 HVAC NEI/kWH .0966
Note on AG168: Ingrid Malmgren: Not included in prescriptive programs
Note on AN168: Ingrid Malmgren: p.231
Note on V169: Ingrid Malmgren: from table 1-2 HVAC
Note on W169: Ingrid Malmgren: p.231
Note on Z169: Ingrid Malmgren: from 2012 Mass Program Administrator's C&I NEI Study Table 1-2 HVAC NEI/kWH .0966
Note on AG169: Ingrid Malmgren: Not included in prescriptive programs
Note on AN169: Ingrid Malmgren: p.231
Note on V170: Ingrid Malmgren: from table 1-2 HVAC
Note on W170: Ingrid Malmgren: p.231
Note on Z170: Ingrid Malmgren: from 2012 Mass Program Administrator's C&I NEI Study Table 1-2 HVAC NEI/kWH .0966
Note on AG170: Ingrid Malmgren: Not included in prescriptive programs
Note on AN170: Ingrid Malmgren: p.231
Note on V171: Ingrid Malmgren: from table 1-2 HVAC
Note on W171: Ingrid Malmgren: p.231
Note on Z171: Ingrid Malmgren: from 2012 Mass Program Administrator's C&I NEI Study Table 1-2 HVAC NEI/kWH .0966
Note on AG171: Ingrid Malmgren: Not included in prescriptive programs
Note on AN171: Ingrid Malmgren: p.231
Note on V172: Ingrid Malmgren: from table 1-2 HVAC
Note on W172: Ingrid Malmgren: p.231
Note on Z172: Ingrid Malmgren: from 2012 Mass Program Administrator's C&I NEI Study Table 1-2 HVAC NEI/kWH .0966
Note on AG172: Ingrid Malmgren: Not included in prescriptive programs
Note on AN172: Ingrid Malmgren: p.231
Note on V173: Ingrid Malmgren: from table 1-2 HVAC
Note on W173: Ingrid Malmgren: p.231
Note on Z173: Ingrid Malmgren: from 2012 Mass Program Administrator's C&I NEI Study Table 1-2 HVAC NEI/kWH .0966
Note on AG173: Ingrid Malmgren: Not included in prescriptive programs
Note on AN173: Ingrid Malmgren: p.231
Note on V174: Ingrid Malmgren: from table 1-2 HVAC
Note on W174: Ingrid Malmgren: p.231
Note on Z174: Ingrid Malmgren: from 2012 Mass Program Administrator's C&I NEI Study Table 1-2 HVAC NEI/kWH .0966
Note on AG174: Ingrid Malmgren: Not included in prescriptive programs
Note on AN174: Ingrid Malmgren: p.231
Note on V175: Ingrid Malmgren: from table 1-2 HVAC
Note on W175: Ingrid Malmgren: p.231
Note on Z175: Ingrid Malmgren: from 2012 Mass Program Administrator's C&I NEI Study Table 1-2 HVAC NEI/kWH .0966
Note on AG175: Ingrid Malmgren: Not included in prescriptive programs
Note on AN175: Ingrid Malmgren: p.231
Note on V176: Ingrid Malmgren: from table 1-2 HVAC
Note on W176: Ingrid Malmgren: p.231
Note on Z176: Ingrid Malmgren: from 2012 Mass Program Administrator's C&I NEI Study Table 1-2 HVAC NEI/kWH .0966
Note on AG176: Ingrid Malmgren: Not included in prescriptive programs
Note on AN176: Ingrid Malmgren: p.231
Note on V177: Ingrid Malmgren: from table 1-2 HVAC
Note on W177: Ingrid Malmgren: p.231
Note on Z177: Ingrid Malmgren: from 2012 Mass Program Administrator's C&I NEI Study Table 1-2 HVAC NEI/kWH .0966
Note on AG177: Ingrid Malmgren: Not included in prescriptive programs
Note on AN177: Ingrid Malmgren: p.231
Note on V178: Ingrid Malmgren: from table 1-2 HVAC
Note on W178: Ingrid Malmgren: p.231
Note on Z178: Ingrid Malmgren: from 2012 Mass Program Administrator's C&I NEI Study Table 1-2 HVAC NEI/kWH .0966
Note on AG178: Ingrid Malmgren: Not included in prescriptive programs
Note on AN178: Ingrid Malmgren: p.231
Note on V179: Ingrid Malmgren: from table 1-2 HVAC
Note on W179: Ingrid Malmgren: p.231
Note on Z179: Ingrid Malmgren: from 2012 Mass Program Administrator's C&I NEI Study Table 1-2 HVAC NEI/kWH .0966
Note on AG179: Ingrid Malmgren: Not included in prescriptive programs
Note on AN179: Ingrid Malmgren: p.231
Note on V180: Ingrid Malmgren: from table 1-2 HVAC
Note on W180: Ingrid Malmgren: p.231
Note on Z180: Ingrid Malmgren: from 2012 Mass Program Administrator's C&I NEI Study Table 1-2 HVAC NEI/kWH .0966
Note on AG180: Ingrid Malmgren: Not included in prescriptive programs
Note on AN180: Ingrid Malmgren: p.231
Note on V181: Ingrid Malmgren: from table 1-2 HVAC
Note on W181: Ingrid Malmgren: p.231
Note on Z181: Ingrid Malmgren: from 2012 Mass Program Administrator's C&I NEI Study Table 1-2 HVAC NEI/kWH .0966
Note on AG181: Ingrid Malmgren: Not included in prescriptive programs
Note on AN181: Ingrid Malmgren: p.231
Note on V182: Ingrid Malmgren: from table 1-2 HVAC
Note on W182: Ingrid Malmgren: p.231
Note on Z182: Ingrid Malmgren: from 2012 Mass Program Administrator's C&I NEI Study Table 1-2 HVAC NEI/kWH .0966
Note on AG182: Ingrid Malmgren: Not included in prescriptive programs
Note on AN182: Ingrid Malmgren: p.231
Note on V183: Ingrid Malmgren: from table 1-2 HVAC
Note on W183: Ingrid Malmgren: p.231
Note on Z183: Ingrid Malmgren: from 2012 Mass Program Administrator's C&I NEI Study Table 1-2 HVAC NEI/kWH .0966
Note on AG183: Ingrid Malmgren: Not included in prescriptive programs
Note on AN183: Ingrid Malmgren: p.231
Note on V184: Ingrid Malmgren: p.365
Note on W184: Ingrid Malmgren: p.365
Note on X184: Ingrid Malmgren: from MA TRM page 366 converted to cubic meters
Note on Z184: Ingrid Malmgren: from MA TRM page 366 converted to cubic meters
Note on AG184: Ingrid Malmgren: Not included in prescriptive programs
Note on AN184: Ingrid Malmgren: p.365
Note on V185: Ingrid Malmgren: p.365
Note on W185: Ingrid Malmgren: p.365
Note on X185: Ingrid Malmgren: from MA TRM page 366 converted to cubic meters
Note on Z185: Ingrid Malmgren: from MA TRM page 366 converted to cubic meters
Note on AG185: Ingrid Malmgren: Not included in prescriptive programs
Note on AN185: Ingrid Malmgren: p.365
Note on V186: Ingrid Malmgren: p.365
Note on W186: Ingrid Malmgren: p.365
Note on X186: Ingrid Malmgren: from MA TRM page 366 converted to cubic meters
Note on Z186: Ingrid Malmgren: from MA TRM page 366 converted to cubic meters
Note on AG186: Ingrid Malmgren: Not included in prescriptive programs
Note on AN186: Ingrid Malmgren: p.365
Note on V187: Ingrid Malmgren: p.420 C&I small business
Note on W187: Ingrid Malmgren: changed to kWh
Note on Z187: Ingrid Malmgren: p.420 C&I small business changed to kWh
Note on AG187: Ingrid Malmgren: Not included in prescriptive programs
Note on V188: Ingrid Malmgren: p.420 C&I small business
Note on W188: Ingrid Malmgren: changed to kWh
Note on Z188: Ingrid Malmgren: p.420 C&I small business changed to kWh
Note on AG188: Ingrid Malmgren: Not included in prescriptive programs
Note on V189: Ingrid Malmgren: p.420 C&I small business
Note on W189: Ingrid Malmgren: changed to kWh
Note on Z189: Ingrid Malmgren: p.420 C&I small business changed to kWh
Note on AG189: Ingrid Malmgren: Not included in prescriptive programs
Note on AN189: Ingrid Malmgren: p.420 C&I small business
Note on V190: Ingrid Malmgren: p.420 C&I small business
Note on W190: Ingrid Malmgren: changed to kWh
Note on Z190: Ingrid Malmgren: p.420 C&I small business changed to kWh
Note on AG190: Ingrid Malmgren: Not included in prescriptive programs
Note on AN190: Ingrid Malmgren: p.420 C&I small business
Note on V191: Ingrid Malmgren: p.365
Note on W191: Ingrid Malmgren: p.365
Note on X191: Ingrid Malmgren: Ingrid Malmgren: from MA TRM page 279 converted to cubic meters
Note on Z191: Ingrid Malmgren: MA TRM page 365 water and sewer savings converted to cubic meters
Note on AG191: Ingrid Malmgren: Not included in prescriptive programs
Note on V199: Ingrid Malmgren: Total Custom NEI from 2012 C&I Study table 1-2
Note on Z199: Ingrid Malmgren: Total Custom NEI from 2012 C&I Study table 1-2
Note on AN199: Ingrid Malmgren: p.310
Note on V200: Ingrid Malmgren: Total Custom NEI from 2012 C&I Study table 1-2
Note on Z200: Ingrid Malmgren: Total Custom NEI from 2012 C&I Study table 1-2
Note on AN200: Ingrid Malmgren: p.310
Note on V201: Ingrid Malmgren: p. 418 MA TRM
Note on V202: Ingrid Malmgren: p. 418 MA TRM
Note on V203: Ingrid Malmgren: p. 418 MA TRM
Note on V204: Ingrid Malmgren: p. 418 MA TRM
Note on V205: Ingrid Malmgren: p. 418 MA TRM
Note on V207: Ingrid Malmgren: from 2016 New Construction Study Table 2: Value for custome electric overall-page 8
Note on Z207: Ingrid Malmgren: from 2016 New Construction Study Table 2: Value for custom electric overall-page 8
Note on AN207: Ingrid Malmgren: p.310
Note on V208: Ingrid Malmgren: from 2016 New Construction Study Table 2: Value for custome electric overall-page 8
Note on W208: Ingrid Malmgren: Organized by measure in TRM, Source research indicates that custom overall electric NEI/kWh are .006
Note on Z208: Ingrid Malmgren: from 2016 New Construction Study Table 2: Value for custom electric overall-page 8
Note on AN208: Ingrid Malmgren: p.310
Note on B216: Ingrid Malmgren: refrigerator retrofit in MA
Note on V216: Ingrid Malmgren: from MA TRM one time property value -additional benefits for multi-family and loe-income (not included here) p.410
Note on Y216: Ingrid Malmgren: from MA TRM one time property value -additional benefits for multi-family and loe-income (not included here) p.410 prorated for property value difference
Note on AM216: Ingrid Malmgren: Appendix B-1 from RI TRM 2015 National Grid
Note on AN216: Ingrid Malmgren: residential multi-family retrofit per unit p.33 p.140 Appliance recycling
Note on V217: Ingrid Malmgren: from MA TRM one time property value -additional benefits for multi-family and loe-income (not included here) p.410
Note on Y217: Ingrid Malmgren: from MA TRM one time property value -additional benefits for multi-family and loe-income (not included here) p.410 prorated for property value difference
Note on AM217: Ingrid Malmgren: Appendix B-1 from RI TRM 2015 National Grid
Note on AN217: Ingrid Malmgren: residential multi-family retrofit per unit p.33 p.140 Appliance recycling
Note on B218: Ingrid Malmgren: page 67
Note on V218: Ingrid Malmgren: from RI B-1 $49.50 per measure/year "Non-energy benefits associated with installing a new room air conditioner."
Note on W218: Ingrid Malmgren: MA TRM p 410 no room air conditioner, used RI TRM, but MA TRM has mini-split which is comparable.
Note on Z218: Ingrid Malmgren: MA TRM p 410 no room air conditioner, used RI TRM, but MA TRM has mini-split which is comparable.
Note on AN218: Ingrid Malmgren: p. 410 mini split
Note on V219: Ingrid Malmgren: see appendix C across single and multi-family programs
Note on Y219: Ingrid Malmgren: Appendix C MA TRM p.410 for RES
Note on AN219: Ingrid Malmgren: see appendix C across single and multi-family programs
Note on V220: Ingrid Malmgren: p.221
Note on Y220: Ingrid Malmgren: Appendix C MA TRM p.410 for RES
Note on AN220: Ingrid Malmgren: p. 410 fixture as proxy
Note on V221: Ingrid Malmgren: p.155
Note on Y221: Ingrid Malmgren: Appendix C MA TRM p.410 for RES
Note on AN221: Ingrid Malmgren: p.155 points to p. 410 fixture as proxy
Note on V222: Ingrid Malmgren: p.155
Note on Y222: Ingrid Malmgren: Appendix C MA TRM p.410 for RES
Note on AN222: Ingrid Malmgren: p.155p.155 points to p. 410 fixture as proxy
Note on V223: Ingrid Malmgren: p. 162
Note on W223: Ingrid Malmgren: p. 162
Note on Z223: Ingrid Malmgren: p. 162
Note on V224: Ingrid Malmgren: p 162
Note on W224: Ingrid Malmgren: p 162
Note on Z224: Ingrid Malmgren: p 162
Note on AN224: Ingrid Malmgren: p 162
Note on V225: Ingrid Malmgren: p.155
Note on Y225: Ingrid Malmgren: One time per unit Appendix C MA TRM p.409 for MF
Note on V226: Ingrid Malmgren: p.164
Note on W226: Ingrid Malmgren: p.164
Note on Z226: Ingrid Malmgren: p.164
Note on AN226: Ingrid Malmgren: p.164
Note on V227: Ingrid Malmgren: p.168 only for L.I.
Note on W227: Ingrid Malmgren: p.168 only for L.I.
Note on Z227: Ingrid Malmgren: p.168 only for L.I.
Note on AN227: Ingrid Malmgren: p.168 only for L.I.
Note on V235: Ingrid Malmgren: p.409 multi-family p.410 res HES p.412 res lighting
Note on Y235: Ingrid Malmgren: p.409 multi-family p.410 res HES p.412 res lighting
Note on AN235: Ingrid Malmgren: p.409 multi-family p.410 res HES p.412 res lighting
Note on V236: Ingrid Malmgren: p.409 multi-family p.410 res HES p.412 res lighting
Note on Y236: Ingrid Malmgren: p.409 multi-family p.410 res HES p.412 res lighting
Note on AN236: Ingrid Malmgren: p.409 multi-family p.410 res HES p.412 res lighting
Note on V237: Ingrid Malmgren: p.409 multi-family p.410 res HES p.412 res lighting
Note on Y237: Ingrid Malmgren: p.409 multi-family p.410 res HES p.412 res lighting
Note on AN237: Ingrid Malmgren: p.409 multi-family p.410 res HES p.412 res lighting
Note on V238: Ingrid Malmgren: p.409 multi-family p.410 res HES p.412 res lighting
Note on Y238: Ingrid Malmgren: p.409 multi-family p.410 res HES p.412 res lighting
Note on AN238: Ingrid Malmgren: p.409 multi-family p.410 res HES p.412 res lighting
Note on V239: Ingrid Malmgren: p.409 multi-family p.410 res HES p.412 res lighting
Note on Y239: Ingrid Malmgren: p.409 multi-family p.410 res HES p.412 res lighting
Note on AN239: Ingrid Malmgren: p.409 multi-family p.410 res HES p.412 res lighting
Note on V240: Ingrid Malmgren: p.409 multi-family p.410 res HES p.412 res lighting
Note on Y240: Ingrid Malmgren: p.409 multi-family p.410 res HES p.412 res lighting
Note on AN240: Ingrid Malmgren: p.409 multi-family p.410 res HES p.412 res lighting
Note on V241: Ingrid Malmgren: p.409 multi-family p.410 res HES p.412 res lighting
Note on Y241: Ingrid Malmgren: p.409 multi-family p.410 res HES p.412 res lighting
Note on AN241: Ingrid Malmgren: p.409 multi-family p.410 res HES p.412 res lighting
Note on V242: Ingrid Malmgren: p.409 multi-family p.410 res HES p.412 res lighting
Note on Y242: Ingrid Malmgren: p.409 multi-family p.410 res HES p.412 res lighting
Note on AN242: Ingrid Malmgren: p.409 multi-family p.410 res HES p.412 res lighting
Note on V243: Ingrid Malmgren: p.176
Note on X243: Ingrid Malmgren: Water savings on page 177 MA TRM
Note on Z243: Ingrid Malmgren:
Note on AM243: Ingrid Malmgren: p.177 MA TRM
Note on AN243: Ingrid Malmgren: p.176
Note on V244: Ingrid Malmgren: p.176
Note on X244: Ingrid Malmgren: Water savings on page 177 MA TRM
Note on Z244: Ingrid Malmgren: backed out existing modeled water savings per E1 email 9.15.2017
Note on AM244: Ingrid Malmgren: p.177 MA TRM
Note on AN244: Ingrid Malmgren: p.176
Note on V245: Ingrid Malmgren: p.176
Note on X245: Ingrid Malmgren: Water savings on page 174 MA TRM
Note on Y245: Ingrid Malmgren: one time pro-rated property value increase
Note on Z245: Ingrid Malmgren: backed out existing modeled water savings per E1 email 9.15.2017
Note on AN245: Ingrid Malmgren: p.408 multi-family p.410 HES for property value increase
Note on V246: Ingrid Malmgren: p.176
Note on X246: Ingrid Malmgren: Water savings on page 174 MA TRM
Note on Y246: Ingrid Malmgren: one time pro-rated property value increase
Note on Z246: Ingrid Malmgren: backed out existing modeled water savings per E1 email 9.15.2017
Note on AN246: Ingrid Malmgren: p.408 multi-family p.410 HES for property value increase
Note on V247: Ingrid Malmgren: MA TRM LI $5.00 one time property value inc. plus $5.56 thermal comfort - NO HEALTH
Note on W247: Ingrid Malmgren: HARDCODED-NEED TO UPDATE MANUALLY
Note on Y247: Ingrid Malmgren: MA TRM LI $5.00 USD one time property value inc. (prorated)
Note on Z247: Ingrid Malmgren: MA TRM LI $5.00 one time property value inc. plus $5.56 thermal comfort - NO HEALTH
Note on AN247: Ingrid Malmgren: only for low income measures thermal comfort, property value increase, and health benefits-should these be transferable?
Note on V248: Ingrid Malmgren: MA TRM LI $5.00 one time property value inc. plus $5.56 thermal comfort - NO HEALTH
Note on W248: Ingrid Malmgren: HARDCODED-NEED TO UPDATE MANUALLY
Note on Y248: Ingrid Malmgren: MA TRM LI $5.00 USD one time property value inc. (prorated)
Note on Z248: Ingrid Malmgren: MA TRM LI $5.00 one time property value inc. plus $5.56 thermal comfort - NO HEALTH
Note on AN248: Ingrid Malmgren: only for low income measures thermal comfort, property value increas, and health benefits-should these be transferrable?
Note on V249: Ingrid Malmgren: MA TRM LI $5.00 one time property value inc. plus $5.56 thermal comfort - NO HEALTH
Note on W249: Ingrid Malmgren: HARDCODED-NEED TO UPDATE MANUALLY
Note on Y249: Ingrid Malmgren: MA TRM LI $5.00 USD one time property value inc. (prorated)
Note on Z249: Ingrid Malmgren: MA TRM LI $5.00 one time property value inc. plus $5.56 thermal comfort - NO HEALTH
Note on V250: Ingrid Malmgren: MA TRM LI $5.00 one time property value inc. plus $5.56 thermal comfort - NO HEALTH $46.07 USD one time plus $5.06/year USD
Note on W250: Ingrid Malmgren: HARDCODED-NEED TO UPDATE MANUALLY
Note on Y250: Ingrid Malmgren: MA TRM LI $5.00 USD one time property value inc. (prorated)
Note on Z250: Ingrid Malmgren: MA TRM LI $5.00 one time property value inc. plus $5.56 thermal comfort - NO HEALTH
Note on V251: Ingrid Malmgren: MA TRM p. 410 Heat pump SEER 16 to 18 NO HEALTH
Note on W251: Ingrid Malmgren: HARDCODED-NEED TO UPDATE MANUALLY
Note on Y251: Ingrid Malmgren: MA TRM $46.07 USD property value (USD) Used Heat Pump SEER 16 to 18 as proxy
Note on Z251: Ingrid Malmgren: MA TRM LI $5.00 one time property value inc. plus $5.56 thermal comfort - NO HEALTH $46.07 USD one time plus $5.06/year USD
Note on V252: Ingrid Malmgren: MA TRM p.412 Boiler 90% NO HEALTH $385.23 one time + $48.82/yr (USD)
Note on W252: Ingrid Malmgren: HARDCODED NEED TO UPDATE MANUALLY
Note on Y252: Ingrid Malmgren: MA TRM p.412 Boiler 90% $385.23 one time property value (USD) prorated
Note on Z252: Ingrid Malmgren: MA TRM p.412 Boiler 90% NO HEALTH $385.23 one time + $48.82/yr (USD)
Note on V253: Ingrid Malmgren: MA TRM p.410 Heat Pump SEER 16 NO HEALTH
Note on W253: Ingrid Malmgren: HARDCODED-NEED TO UPDATE MANUALLY
Note on Y253: Ingrid Malmgren: MA TRM $46.07 USD property value (USD) Used Heat Pump SEER 16 to 18 as proxy
Note on Z253: Ingrid Malmgren: $46.07 one time plus $5.15/year NO HEALTH
Note on V254: Ingrid Malmgren: MA TRM p 412 Boiler 90% NO HEALTH
Note on W254: Ingrid Malmgren: HARDCODED NEED TO UPDATE MANUALLY
Note on Y254: Ingrid Malmgren: MA TRM p.412 Boiler 90% $385.23 one time property value (USD) prorated
Note on Z254: Ingrid Malmgren: MA TRM p 412 Boiler 90% NO HEALTHMA TRM p.412 Boiler 90% NO HEALTH $385.23 one time + $48.82/yr (USD)
Note on AM254: Ingrid Malmgren: MA TRM p. 412 App. C Boiler 90%
Note on V255: Ingrid Malmgren: MA TRM p 411 Combo Boiler NO HEALTH $19.27one time + $2.70/yr (USD) Prorated for property value
Note on W255: Ingrid Malmgren: HARDCODED-NEED TO UPDATE MANUALLY
Note on Y255: Ingrid Malmgren: MA TRM p 411 Combo Boiler NO HEALTH $19.27one time + $2.70/yr (USD) Prorated for property value
Note on Z255: Ingrid Malmgren: MA TRM p 411 Combo Boiler NO HEALTH $19.27one time + $2.70/yr (USD) Prorated for property value
Note on V256: Ingrid Malmgren: MA TRM p.412 Boiler 90% NO HEALTH expect this to be low
Note on W256: Ingrid Malmgren: HARDCODED NEED TO UPDATE MANUALLY
Note on Y256: Ingrid Malmgren: MA TRM p.412 Boiler 90% $385.23 one time property value (USD) prorated
Note on Z256: Ingrid Malmgren: p.412 Boiler 90% NO HEALTH $385.23 one time + $48.82/yr (USD)
Note on V257: Ingrid Malmgren: MA TRM p. 410 Heat pump SEER 16 to 18 NO HEALTH
Note on W257: Ingrid Malmgren: HARDCODED-NEED TO UPDATE MANUALLY
Note on Y257: Ingrid Malmgren: MA TRM $46.07 USD property value (USD) Used Heat Pump SEER 16 to 18 as proxy
Note on Z257: Ingrid Malmgren: $46.07 one time plus $5.15/year NO HEALTH
Note on AN257: Ingrid Malmgren: p. 410 $46.07 one time plus annual benefits of $2.88 thermal comfort + .84 Home durability + 1.34 equipment maintenance +.09 health benefits
Note on V258: Ingrid Malmgren: MA TRM App. C p. 411 tankless DHW
Note on W258: Ingrid Malmgren: HARDCODED-NEED TO UPDATE MANUALLY
Note on Y258: Ingrid Malmgren: MA TRM App. C p. 411 tankless DHW $56.39 USD prorated for property value
Note on Z258: Ingrid Malmgren: MA TRM App. C p. 411 tankless DHW $56.39 USD prorated for property value
Note on Z259: Ingrid Malmgren: MA TRM does not have this measure
Note on Z260: Ingrid Malmgren: MA TRM does not have this measure
Note on V261: Ingrid Malmgren: see PA Study-Res tab does not differentiate between single and double pane windows does not include health impacts
Note on Y261: Ingrid Malmgren: Not in MA TRM. Values from 2011 MA Program Administrators' NEI Study See PA Study-Res tab One time property value is prorated annual values do not include health impacts
Note on Z261: Ingrid Malmgren: Not in MA TRM. Values from 2011 MA Program Administrators' NEI Study See PA Study-Res tab One time property value is prorated annual values do not include health impacts
Note on V262: Ingrid Malmgren: see PA Study-Res tab does not differentiate between single and double pane windows does not include health impacts
Note on Y262: Ingrid Malmgren: Not in MA TRM. Values from 2011 MA Program Administrators' NEI Study See PA Study-Res tab One time property value is prorated annual values do not include health impacts
Note on Z262: Ingrid Malmgren: Not in MA TRM. Values from 2011 MA Program Administrators' NEI Study See PA Study-Res tab One time property value is prorated annual values do not include health impacts
Note on Z263: Ingrid Malmgren: Not in MA TRM
Note on V264: Ingrid Malmgren: MA TRM p. 162
Note on Z264: Ingrid Malmgren: Not in MA TRM
Note on AN264: Ingrid Malmgren: p.165
Note on V265: Ingrid Malmgren: from MA TRM one time property value -additional benefits for multi-family and low-income (not included here) p.410
Note on Y265: Ingrid Malmgren: from MA TRM one time property value -additional benefits for multi-family and low-income (not included here) p.410
Note on AM265: Ingrid Malmgren: Appendix B-1 from RI TRM 2015 National Grid
Note on AN265: Ingrid Malmgren: p. 410
Note on V266: Ingrid Malmgren: MA TRM p. 162
Note on Z266: Ingrid Malmgren: MA TRM p. 162
Note on AN266: Ingrid Malmgren: p.165
Note on V267: Ingrid Malmgren: includes air sealing, insulation and duct sealing. One time 516.39 for property value and annual NO HEALTH
Note on W267: Ingrid Malmgren: HARDCODED need to update manually.
Note on Y267: Ingrid Malmgren: includes air sealing, insulation and duct sealing. One time 516.39 for property value (prorated) and annual NO HEALTH
Note on AN267: Ingrid Malmgren: need discount rate for PV page 409 of MA TRM for air seal, insulation and duct seal-one time benefit of $516.39 plus annual benefit of $72.27 per year for life of measure
Note on V275: Ingrid Malmgren: from Rhode Island TRM B-5 $77/yr for thermal comfort $40/yr for noise reduction $72/yr for inc prop value-res NC no specifics for level of efficiency Property value has been prorated
Note on Z275: Ingrid Malmgren: from MA TRMp.408 $77/yr for thermal comfort $40/yr for noise reduction $72/yr for inc property value has been prorated-res NC no specifics for level of efficiency
Note on AD275: Ingrid Malmgren: property value is counted as an annual benefit in the Rhode Island TRM
Note on AN275: Ingrid Malmgren: from B-5 $77/yr for thermal comfort $40/yr for noise reduction $72/yr for inc prop value-res NC no specifics for level of efficiency
Note on V276: Ingrid Malmgren: from Rhode Island TRM B-5 $77/yr for thermal comfort $40/yr for noise reduction $72/yr for inc prop value-res NC no specifics for level of efficiency Property value has been prorated
Note on Z276: Ingrid Malmgren: from Rhode Island TRM B-5 $77/yr for thermal comfort $40/yr for noise reduction $72/yr for inc prop value-res NC no specifics for level of efficiency
Note on AD276: Ingrid Malmgren: property value is counted as an annual benefit in the Rhode Island TRM
Note on AN276: Ingrid Malmgren: from B-5 $77/yr for thermal comfort $40/yr for noise reduction $72/yr for inc prop value-res NC no specifics for level of efficiency
Note on V277: Ingrid Malmgren: from Rhode Island TRM B-5 $77/yr for thermal comfort $40/yr for noise reduction $72/yr for inc prop value-res NC no specifics for level of efficiency Property value has been prorated
Note on Z277: Ingrid Malmgren: from Rhode Island TRM B-5 $77/yr for thermal comfort $40/yr for noise reduction $72/yr for inc prop value-res NC no specifics for level of efficiency
Note on AD277: Ingrid Malmgren: property value is counted as an annual benefit in the Rhode Island TRM
Note on AN277: Ingrid Malmgren: from B-5 $77/yr for thermal comfort $40/yr for noise reduction $72/yr for inc prop value-res NC no specifics for level of efficiency
Note on V278: Ingrid Malmgren: from Rhode Island TRM B-5 $77/yr for thermal comfort $40/yr for noise reduction $72/yr for inc prop value-res NC no specifics for level of efficiency Property value has been prorated
Note on Z278: Ingrid Malmgren: from Rhode Island TRM B-5 $77/yr for thermal comfort $40/yr for noise reduction $72/yr for inc prop value-res NC no specifics for level of efficiency
Note on AD278: Ingrid Malmgren: property value is counted as an annual benefit in the Rhode Island TRM
Note on AN278: Ingrid Malmgren: from B-5 $77/yr for thermal comfort $40/yr for noise reduction $72/yr for inc prop value-res NC no specifics for level of efficiency
Note on V279: Ingrid Malmgren: from Rhode Island TRM B-5 $77/yr for thermal comfort $40/yr for noise reduction $72/yr for inc prop value-res NC no specifics for level of efficiency Property value has been prorated
Note on Z279: Ingrid Malmgren: from Rhode Island TRM B-5 $77/yr for thermal comfort $40/yr for noise reduction $72/yr for inc prop value-res NC no specifics for level of efficiency
Note on AD279: Ingrid Malmgren: property value is counted as an annual benefit in the Rhode Island TRM
Note on AN279: Ingrid Malmgren: from B-5 $77/yr for thermal comfort $40/yr for noise reduction $72/yr for inc prop value-res NC no specifics for level of efficiency
Note on V280: Ingrid Malmgren: from Rhode Island TRM B-5 $77/yr for thermal comfort $40/yr for noise reduction $72/yr for inc prop value-res NC no specifics for level of efficiency Property value has been prorated
Note on Z280: Ingrid Malmgren: from Rhode Island TRM B-5 $77/yr for thermal comfort $40/yr for noise reduction $72/yr for inc prop value-res NC no specifics for level of efficiency
Note on AD280: Ingrid Malmgren: property value is counted as an annual benefit in the Rhode Island TRM
Note on AN280: Ingrid Malmgren: from B-5 $77/yr for thermal comfort $40/yr for noise reduction $72/yr for inc prop value-res NC no specifics for level of efficiency

## TRC Figure
Residential - Efficient Product Rebates; Room A/C Retirement; RES-HVAC/Shell; RES-SF | 0.41289 | 2.3065 | 458.6% | 12
BNI- Direct Installation; Faucet Aerator; COM-Other; Office | 3.5759 | 14.9709 | 318.7% | 12 | Average | 31.16% |  |  |  |  | Buckets
BNI- Direct Installation; Faucet Aerator; COM-Other; Other Commercial | 3.5759 | 14.9709 | 318.7% | 12 | Median | 19.52% | No change to TRC | 85 | 0.35714 | 1 | > -10% and < 0% | 1
BNI- Direct Installation; Faucet Aerator; COM-Other; Retail | 3.5759 | 14.9709 | 318.7% | 12 |  |  | Total measures | 153 |  | 2 | 0% | 82
Existing Residential; DHW Pipe Insulation; RES-Water Heat; MURB | 1.9308 | 6.1401 | 218% | 11 | [5 empty] | 3 | > 0% and 10% | 27
BNI- Direct Installation; Low Flow Showerheads; COM-Other; Other Commercial | 3.761 | 11.2545 | 199.2% | 11 | [5 empty] | 4 | > 10% and 20% | 9
BNI- Direct Installation; Ground Source Heat Pump; COM-HVAC; School | 0.71838 | 1.4321 | 99.35% | 10 | [5 empty] | 5 | > 20% and 30% | 9
BNI- Direct Installation; Ground/Water Source Heat Pumps; COM-HVAC; School | 2.5336 | 5.0508 | 99.35% | 10 | [5 empty] | 6 | > 30% and 40% | 62
BNI- Direct Installation; High-Efficiency Air Source Heat Pumps: Electric Baseboards; COM-HVAC; School | 1.2733 | 2.5383 | 99.35% | 10 | [5 empty] | 7 | > 40% and 50% | 17
BNI- Direct Installation; High-Efficiency Air Source Heat Pumps: Air Source Heat Pumps (1-11) Tons, Baseline; COM-HVAC; School | 4.1857 | 8.3442 | 99.35% | 10 | [5 empty] | 8 | > 50% and 60% | 3
BNI- Direct Installation; Ground Source Heat Pump; COM-HVAC; Retail | 0.72145 | 1.4352 | 98.93% | 10 | [5 empty] | 9 | > 60% and 75% | 5
BNI- Direct Installation; Ground/Water Source Heat Pumps; COM-HVAC; Retail | 2.5368 | 5.0463 | 98.93% | 10 | [5 empty] | 10 | > 115% and 125% | 17
BNI- Direct Installation; High-Efficiency Air Source Heat Pumps: Air Source Heat Pumps (1-11) Tons, Baseline; COM-HVAC; Retail | 4.1959 | 8.3467 | 98.93% | 10 | [5 empty] | 11 | > 175% and 230% | 2
BNI- Direct Installation; High-Efficiency Air Source Heat Pumps: Electric Baseboards; COM-HVAC; Retail | 1.2787 | 2.5437 | 98.93% | 10 | [5 empty] | 12 | > 275% | 4
BNI- Direct Installation; High-Efficiency Air Source Heat Pumps: Air Source Heat Pumps (1-11) Tons, Baseline; COM-HVAC; Other Commercial | 4.0562 | 7.9997 | 97.22% | 10
BNI- Direct Installation; High-Efficiency Air Source Heat Pumps: Electric Baseboards; COM-HVAC; Other Commercial | 1.3012 | 2.5661 | 97.22% | 10
BNI- Direct Installation; Ground/Water Source Heat Pumps; COM-HVAC; Other Commercial | 2.3765 | 4.6869 | 97.22% | 10
BNI- Direct Installation; Ground Source Heat Pump; COM-HVAC; Other Commercial | 0.73412 | 1.4478 | 97.22% | 10
BNI- Direct Installation; Ground Source Heat Pump; COM-HVAC; Office | 0.73999 | 1.4537 | 96.45% | 10
BNI- Direct Installation; Ground/Water Source Heat Pumps; COM-HVAC; Office | 2.6362 | 5.1787 | 96.45% | 10
BNI- Direct Installation; High-Efficiency Air Source Heat Pumps: Air Source Heat Pumps (1-11) Tons, Baseline; COM-HVAC; Office | 4.3373 | 8.5206 | 96.45% | 10
BNI- Direct Installation; High-Efficiency Air Source Heat Pumps: Electric Baseboards; COM-HVAC; Office | 1.3116 | 2.5766 | 96.45% | 10
BNI - Efficient Product Rebates; ENERGY STAR® Self Contained Ice Maker; COM-Refrigeration; Retail | 0.82975 | 1.8542 | 123.5% | 10
BNI- Direct Installation; DHW Tank Wrap; COM-Other; Office | 2.0615 | 3.5308 | 71.28% | 9
BNI- Direct Installation; DHW Tank Wrap; COM-Other; Retail | 2.0615 | 3.5308 | 71.28% | 9
BNI - Efficient Product Rebates; Solid Door Commercial Freezer; COM-Refrigeration; Retail | 1.8356 | 3.0262 | 64.87% | 9
BNI - Efficient Product Rebates; Glass Door Commercial Refrigerator; COM-Refrigeration; Retail | 1.072 | 1.7674 | 64.87% | 9
BNI - Efficient Product Rebates; Solid Door Commercial Refrigerator; COM-Refrigeration; Retail | 1.3245 | 2.1836 | 64.87% | 9
BNI- Direct Installation; DHW Pipe Insulation; COM-Other; Office | 4.5617 | 7.2478 | 58.88% | 8
BNI- Direct Installation; DHW Pipe Insulation; COM-Other; Retail | 4.5617 | 7.2478 | 58.88% | 8
Existing Residential; DHW Pipe Insulation; RES-Water Heat; RES-SF | 6.2762 | 9.6891 | 54.38% | 8
BNI - Efficient Product Rebates; Single-Tank Door Type Dishwasher (Low Temp); COM-Other; Retail | 8.5628 | 12.7921 | 49.39% | 7
BNI - Efficient Product Rebates; Multi-Tank Conveyor Commercial Dish Washer (Low Temp); COM-Other; Retail | 3.8855 | 5.6954 | 46.58% | 7
Custom Incentives; Custom Efficiency; IND; Industrial | 2.57 | 3.7714 | 46.75% | 7
BNI - Efficient Product Rebates; Lighting Controls - Occupancy Sensors; IND; Industrial | 1.8098 | 2.6683 | 47.44% | 7
Custom Incentives; Custom Efficiency; COM-Other; COM | 2.6467 | 3.8481 | 45.39% | 7
BNI - Efficient Product Rebates; Daylighting Controls; COM-Lighting; School | 0.70787 | 1.0398 | 46.9% | 7
BNI - Efficient Product Rebates; T8 Dimmable Stairwell Lighting; COM-Lighting; School | 1.273 | 1.87 | 46.9% | 7
BNI - Efficient Product Rebates; Lighting Controls - Occupancy Sensors; COM-Lighting; School | 1.1259 | 1.6538 | 46.9% | 7
Residential - Efficient Product Rebates; Hardwired Dimmer Switch; RES-Lighting; RES-SF | 0.69987 | 0.99238 | 41.79% | 7
BNI - Efficient Product Rebates; T8 Dimmable Stairwell Lighting; COM-Lighting; Office | 1.5944 | 2.245 | 40.8% | 7
BNI - Efficient Product Rebates; Daylighting Controls; COM-Lighting; Office | 0.80666 | 1.1358 | 40.8% | 7
BNI - Efficient Product Rebates; Lighting Controls - Occupancy Sensors; COM-Lighting; Office | 1.4117 | 1.9877 | 40.8% | 7
BNI - Efficient Product Rebates; Daylighting Controls; COM-Lighting; Other Commercial | 0.76159 | 1.0698 | 40.47% | 7
BNI - Efficient Product Rebates; T8 Dimmable Stairwell Lighting; COM-Lighting; Other Commercial | 2.5064 | 3.5207 | 40.47% | 7
BNI - Efficient Product Rebates; Lighting Controls - Occupancy Sensors; COM-Lighting; Other Commercial | 2.2361 | 3.1409 | 40.47% | 7
BNI - Efficient Product Rebates; LED Refrigeration Strip Lighting-End of Life replacement; COM-Lighting; Other Commercial | 0.9886 | 1.4184 | 43.47% | 7
Existing Residential; Low Flow (1.25 GPM) showerhead; RES-Water Heat; MURB | 6.3489 | 8.8917 | 40.05% | 7
BNI - Efficient Product Rebates; Lighting Controls - Occupancy Sensors; COM-Lighting; Retail | 2.1439 | 2.9993 | 39.9% | 6
BNI - Efficient Product Rebates; T8 Dimmable Stairwell Lighting; COM-Lighting; Retail | 2.4058 | 3.3658 | 39.9% | 6
BNI - Efficient Product Rebates; Daylighting Controls; COM-Lighting; Retail | 0.78073 | 1.0922 | 39.9% | 6
BNI - Efficient Product Rebates; LED Refrigeration Strip Lighting-End of Life replacement; COM-Lighting; School | 1.0012 | 1.4309 | 42.93% | 6
BNI - Efficient Product Rebates; LED Refrigeration Strip Lighting-End of Life replacement; COM-Lighting; Retail | 1.0109 | 1.4406 | 42.51% | 6
BNI - Efficient Product Rebates; Photoluminescent Exit Sign; IND; Industrial | 1.5506 | 2.1386 | 37.92% | 6
BNI - Efficient Product Rebates; Photoluminescent Exit Sign; COM-Lighting; Office | 1.5506 | 2.1386 | 37.92% | 6
BNI - Efficient Product Rebates; Photoluminescent Exit Sign; COM-Lighting; Other Commercial | 1.5506 | 2.1386 | 37.92% | 6
BNI - Efficient Product Rebates; Photoluminescent Exit Sign; COM-Lighting; Retail | 1.5506 | 2.1386 | 37.92% | 6
BNI - Efficient Product Rebates; Photoluminescent Exit Sign; COM-Lighting; School | 1.5506 | 2.1386 | 37.92% | 6
BNI - Efficient Product Rebates; LED Exit Sign-End of Life replacement; IND; Industrial | 1.9532 | 2.6938 | 37.92% | 6
BNI - Efficient Product Rebates; LED Exit Sign-End of Life replacement; COM-Lighting; Office | 1.9532 | 2.6938 | 37.92% | 6
BNI - Efficient Product Rebates; LED Exit Sign-End of Life replacement; COM-Lighting; Other Commercial | 1.9532 | 2.6938 | 37.92% | 6
BNI - Efficient Product Rebates; LED Exit Sign-End of Life replacement; COM-Lighting; Retail | 1.9532 | 2.6938 | 37.92% | 6
BNI - Efficient Product Rebates; LED Exit Sign-End of Life replacement; COM-Lighting; School | 1.9532 | 2.6938 | 37.92% | 6
BNI - Efficient Product Rebates; LED Lamps-End of Life; COM-Lighting; Office | 1.2999 | 1.7926 | 37.91% | 6
BNI- Direct Installation; LED Lamps-End of Life-BES; COM-Lighting; Office | 1.0607 | 1.4627 | 37.91% | 6
BNI - Efficient Product Rebates; LED Linear Replacement Lamps; COM-Lighting; Office | 1.0856 | 1.4972 | 37.91% | 6
BNI - Efficient Product Rebates; LED Lamps-Retrofit (dual baseline); COM-Lighting; Office | 5.8243 | 8.0322 | 37.91% | 6
BNI- Direct Installation; LED Lamps-Retrofit (dual baseline)-BES; COM-Lighting; Office | 2.8968 | 3.9949 | 37.91% | 6
BNI - Efficient Product Rebates; Fluorescent T5 and HPT8 Fixtures (4 FT) lamps-Retrofit (dual baseline); COM-Lighting; Other Commercial | 0.29925 | 0.41132 | 37.45% | 6
BNI - Efficient Product Rebates; LED Lamps-End of Life; COM-Lighting; Other Commercial | 2.0763 | 2.854 | 37.45% | 6
BNI- Direct Installation; LED Lamps-End of Life-BES; COM-Lighting; Other Commercial | 1.5313 | 2.1048 | 37.45% | 6
BNI- Direct Installation; LED Lamps-Retrofit (dual baseline)-BES; COM-Lighting; Other Commercial | 3.3414 | 4.5928 | 37.45% | 6
BNI - Efficient Product Rebates; LED Linear Replacement Lamps; COM-Lighting; Other Commercial | 1.0079 | 1.3854 | 37.45% | 6
BNI - Efficient Product Rebates; LED Lamps-Retrofit (dual baseline); COM-Lighting; Other Commercial | 7.8213 | 10.7505 | 37.45% | 6
BNI - Efficient Product Rebates; LED Linear Replacement Lamps; COM-Lighting; School | 1.0734 | 1.4701 | 36.96% | 6
BNI - Efficient Product Rebates; LED Lamps-Retrofit (dual baseline); COM-Lighting; School | 5.6273 | 7.7071 | 36.96% | 6
BNI - Efficient Product Rebates; LED Lamps-End of Life; COM-Lighting; School | 1.2213 | 1.6728 | 36.96% | 6
BNI - Efficient Product Rebates; LED Lamps-Retrofit (dual baseline); COM-Lighting; Retail | 7.7497 | 10.5852 | 36.59% | 6
BNI- Direct Installation; LED Lamps-End of Life-BES; COM-Lighting; Retail | 1.5026 | 2.0524 | 36.59% | 6
BNI- Direct Installation; LED Lamps-Retrofit (dual baseline)-BES; COM-Lighting; Retail | 3.3727 | 4.6066 | 36.59% | 6
BNI - Efficient Product Rebates; LED Linear Replacement Lamps; COM-Lighting; Retail | 1.0688 | 1.4599 | 36.59% | 6
BNI - Efficient Product Rebates; LED Lamps-End of Life; COM-Lighting; Retail | 2.0079 | 2.7425 | 36.59% | 6
BNI- Direct Installation; Relamp/Reballast-Retrofit (dual baseline)-BES; COM-Lighting; Office | 1.3754 | 1.8499 | 34.5% | 6
BNI - Efficient Product Rebates; Relamp/Reballast-Retrofit (dual baseline); COM-Lighting; Office | 1.6299 | 2.1922 | 34.5% | 6
BNI - Efficient Product Rebates; LED Low Bay Fixture; COM-Lighting; Office | 1.0065 | 1.3538 | 34.5% | 6
BNI - Efficient Product Rebates; LED High Bay Fixture; COM-Lighting; Other Commercial | 2.1936 | 2.9414 | 34.09% | 6
BNI - Efficient Product Rebates; LED Low Bay Fixture; COM-Lighting; Other Commercial | 0.94677 | 1.2695 | 34.09% | 6
BNI- Direct Installation; Relamp/Reballast-Retrofit (dual baseline)-BES; COM-Lighting; Other Commercial | 1.3582 | 1.8212 | 34.09% | 6
BNI - Efficient Product Rebates; Relamp/Reballast-Retrofit (dual baseline); COM-Lighting; Other Commercial | 1.6024 | 2.1486 | 34.09% | 6
BNI - Efficient Product Rebates; LED Low Bay Fixture; COM-Lighting; School | 1.0001 | 1.3367 | 33.65% | 6
BNI - Efficient Product Rebates; Relamp/Reballast-Retrofit (dual baseline); COM-Lighting; School | 1.6775 | 2.2419 | 33.65% | 6
BNI - Efficient Product Rebates; LED High Bay Fixture; COM-Lighting; School | 2.2353 | 2.9875 | 33.65% | 6
BNI - Efficient Product Rebates; LED Low Bay Fixture; COM-Lighting; Retail | 0.99792 | 1.3304 | 33.32% | 6
BNI- Direct Installation; Relamp/Reballast-Retrofit (dual baseline)-BES; COM-Lighting; Retail | 1.3951 | 1.86 | 33.32% | 6
BNI - Efficient Product Rebates; LED High Bay Fixture; COM-Lighting; Retail | 2.2537 | 3.0046 | 33.32% | 6
BNI - Efficient Product Rebates; Relamp/Reballast-Retrofit (dual baseline); COM-Lighting; Retail | 1.6471 | 2.1959 | 33.32% | 6
BNI - Efficient Product Rebates; LED Linear Replacement Lamps; IND; Industrial | 1.1272 | 1.51 | 33.96% | 6
BNI - Efficient Product Rebates; LED Lamps-End of Life; IND; Industrial | 2.171 | 2.9083 | 33.96% | 6
BNI - Efficient Product Rebates; T8 Dimmable Stairwell Lighting; IND; Industrial | 2.8364 | 3.7998 | 33.96% | 6
BNI - Efficient Product Rebates; LED Lamps-Retrofit (dual baseline); IND; Industrial | 8.3662 | 11.2077 | 33.96% | 6
Existing Residential; DHW Tank Wrap; RES-Water Heat; MURB | 2.6556 | 3.522 | 32.62% | 6
BNI - Efficient Product Rebates; ENERGY STAR® Ice Making Head; COM-Refrigeration; Retail | 2.0624 | 2.7549 | 33.58% | 6
BNI - Efficient Product Rebates; Relamp/Reballast-Retrofit (dual baseline); IND; Industrial | 1.7714 | 2.3201 | 30.97% | 6
BNI - Efficient Product Rebates; LED Low Bay Fixture; IND; Industrial | 1.0545 | 1.3811 | 30.97% | 6
BNI - Efficient Product Rebates; LED High Bay Fixture; IND; Industrial | 2.4184 | 3.1675 | 30.97% | 6
BNI - Efficient Product Rebates; LED Exterior Fixtures-End of Life replacement; COM-Lighting; Office | 3.079 | 4.0524 | 31.61% | 6
BNI - Efficient Product Rebates; LED Exterior Fixtures-End of Life replacement; COM-Lighting; Other Commercial | 3.079 | 4.0524 | 31.61% | 6
BNI - Efficient Product Rebates; LED Exterior Fixtures-End of Life replacement; COM-Lighting; Retail | 3.079 | 4.0524 | 31.61% | 6
BNI - Efficient Product Rebates; LED Exterior Fixtures-End of Life replacement; COM-Lighting; School | 3.079 | 4.0524 | 31.61% | 6
BNI - Efficient Product Rebates; LED Exterior Fixtures-End of Life replacement; IND; Industrial | 3.0866 | 4.06 | 31.54% | 6
BNI - Efficient Product Rebates; Single-Tank Conveyor Dishwasher (Low Temp); COM-Other; Retail | 10.5389 | 13.6293 | 29.32% | 5
Existing Residential; Low Flow (1.25 GPM) showerhead; RES-Water Heat; RES-SF | 6.5788 | 8.4593 | 28.58% | 5
Existing Residential; DHW Tank Wrap; RES-Water Heat; RES-SF | 3.0751 | 3.9245 | 27.62% | 5
New Residential; EnerGuide 83 New Home; RES-Package; RES-NC | 2.3307 | 2.7946 | 19.9% | 5
BNI - Efficient Product Rebates; Single Tank Door Dishwasher with Booster (High Temp); COM-Other; Retail | 6.7925 | 8.3689 | 23.21% | 5
Existing Residential; 1W LED Nightlight; RES-Lighting; MURB | 1.9046 | 2.3547 | 23.63% | 5
Existing Residential; 12 W LED: 23 W CFL baseline; RES-Lighting; MURB | 0.9257 | 1.1413 | 23.29% | 5
BNI - Efficient Product Rebates; ENERGY STAR® Remote Condensing Head/Split System Ice Maker; COM-Refrigeration; Retail | 1.7757 | 2.1779 | 22.65% | 5
BNI - Efficient Product Rebates; Multi Tank Conveyor Dishwasher with Booster (High Temp); COM-Other; Retail | 6.7453 | 8.1271 | 20.49% | 5
Existing Residential; 1W LED Nightlight; RES-Lighting; RES-SF | 2.3872 | 2.8438 | 19.13% | 4
New Residential; EnerGuide 85 New Home; RES-Package; RES-NC | 2.5741 | 2.9401 | 14.22% | 4
New Residential; EnerGuide 86 New Home; RES-Package; RES-NC | 2.5409 | 2.857 | 12.44% | 4
Existing Residential; Building Envelope Retrofits (Insulation, Draft Proofing, EnergyStar Windows and Doors); RES-HVAC/Shell; RES-SF | 1.2383 | 1.3906 | 12.3% | 4
Residential - Efficient Product Rebates; Indoor Motion Sensor; RES-Lighting; RES-SF | 0.71978 | 0.83111 | 15.47% | 4
New Residential; EnerGuide 87 New Home; RES-Package; RES-NC | 2.5159 | 2.7941 | 11.06% | 4
New Residential; EnerGuide 88 New Home; RES-Package; RES-NC | 2.4959 | 2.7443 | 9.952% | 4
New Residential; EnerGuide 88+ New Home; RES-Package; RES-NC | 2.4799 | 2.7043 | 9.047% | 4
Existing Residential; Low Flow Faucet Aerator, 1.5 GPM; RES-Water Heat; MURB | 5.95 | 6.5884 | 10.73% | 4
BNI - Efficient Product Rebates; Under Counter Commercial Dishwasher (Low Temp); COM-Other; Retail | 16.269 | 17.8386 | 9.647% | 3
BNI - Efficient Product Rebates; Single Tank Conveyor Dishwasher with Booster (High Temp); COM-Other; Retail | 10.5389 | 11.5493 | 9.587% | 3
BNI - Efficient Product Rebates; Under Counter Dishwasher with Booster (High Temp); COM-Other; Retail | 7.3181 | 7.8623 | 7.436% | 3
Existing Residential; 5W Chandelier LED bulb; RES-Lighting; MURB | 3.3439 | 3.5887 | 7.32% | 3
Residential - Efficient Product Rebates; ENERGY STAR® LED Lamps; RES-Lighting; RES-SF | 2.0927 | 2.235 | 6.8% | 3
Custom Incentives; Whole Building 40% Over Baseline; COM-Other; New Construction - BNI | 1.7458 | 1.8572 | 6.38% | 3
Custom Incentives; Whole Building 20% Over Baseline; COM-Other; New Construction - BNI | 1.7454 | 1.8567 | 6.38% | 3
Existing Residential; 8 W LED; RES-Lighting; MURB | 4.5357 | 4.8039 | 5.912% | 3
Existing Residential; 10.5 W LED; RES-Lighting; RES-SF | 4.9249 | 5.1802 | 5.184% | 3
Residential - Efficient Product Rebates; Outdoor Motion Sensor; RES-Lighting; RES-SF | 1.7456 | 1.8308 | 4.878% | 3
Existing Residential; Certified Pellet Boiler or Furnace Supplemented by Baseboard Heat (Whole Home); RES-HVAC/Shell; RES-SF | 2.9635 | 3.0604 | 3.27% | 3
Existing Residential; Certified Wood Boiler or Furnace; RES-HVAC/Shell; RES-SF | 1.6861 | 1.7411 | 3.261% | 3
Existing Residential; 12 W LED: Blended 75W and 100W incandescent baseline; RES-Lighting; MURB | 4.4514 | 4.6413 | 4.266% | 3
Existing Residential; Ground Source Heat Pump; RES-HVAC/Shell; RES-SF | 0.78692 | 0.81065 | 3.015% | 3
Existing Residential; ENERGY STAR® Windows (300 ft2) (Replace Double Pane); RES-HVAC/Shell; RES-SF | 0.51321 | 0.52805 | 2.89% | 3
Existing Residential; 11 W LED; RES-Lighting; RES-SF | 5.9297 | 6.1216 | 3.237% | 3
Existing Residential; Solar DHW; RES-Water Heat; RES-SF | 0.28237 | 0.28437 | 0.7081% | 3
Residential - Efficient Product Rebates; Heavy Duty Outdoor Timer; RES-Plug Load; RES-SF | 2.9923 | 3.0527 | 2.02% | 3
Existing Residential; ENERGY STAR® Windows (Replace Single Pane); RES-HVAC/Shell; RES-SF | 1.5904 | 1.6047 | 0.8973% | 3
Existing Residential; ENERGY STAR® Air Source Heat Pump; RES-HVAC/Shell; RES-SF | 0.81466 | 0.82008 | 0.6649% | 3
Existing Residential; Certified Pellet Stove; RES-HVAC/Shell; RES-SF | 3.0481 | 3.064 | 0.5208% | 3
Existing Residential; Low Flow Faucet Aerator, 1.5 GPM; RES-Water Heat; RES-SF | 7.9783 | 8.0325 | 0.6788% | 3
Existing Residential; Certified Wood Stove; RES-HVAC/Shell; RES-SF | 5.1192 | 5.142 | 0.4468% | 3
Residential - Efficient Product Rebates; Freezer Retirement; RES-Appliance; RES-SF | 0.85631 | 0.85631 | 0% | 3
Residential - Efficient Product Rebates; Refrigerator Retirement; RES-Appliance; RES-SF | 1.1979 | 1.1979 | 0% | 3
Existing Residential; Advanced Automatic Pellet Combo Boiler; RES-HVAC/Shell; RES-SF | 4.3128 | 4.3176 | 0.1121% | 3
Existing Residential; ENERGY STAR® Refrigerator (Replacement); RES-Appliance; MURB | 1.0253 | 1.0253 | 0% | 3
New Residential; Solar DHW; RES-Water Heat; RES-NC | 0.28237 | 0.28237 | 0% | 2
Existing Residential; Solar Space and Water Heat (Supplement Electricity); RES-Package; RES-SF | 0.36589 | 0.36589 | 0% | 2
Existing Residential; ENERGY STAR® Door; RES-HVAC/Shell; RES-SF | 0.38805 | 0.38805 | 0% | 2
New Residential; Solar Space and Water Heat (Supplement Electricity); RES-Package; RES-NC | 0.39649 | 0.39649 | 0% | 2
New Residential; Solar Space Heating (Displacing Electricity); RES-HVAC/Shell; RES-NC | 0.51085 | 0.51085 | 0% | 2
Residential - Efficient Product Rebates; Smartstrip; RES-Plug Load; RES-SF | 0.89921 | 0.89921 | 0% | 2
BNI- Direct Installation; Night Covers for 3' Refrigerated Display Cases-BES; COM-Refrigeration; Retail | 0.93551 | 0.93551 | 0% | 2
BNI - Efficient Product Rebates; Dairy Scroll Compressor; COM-Other; Other Commercial | 1.0091 | 1.0091 | 0% | 2
BNI - Efficient Product Rebates; Night Covers for 3' Refrigerated Display Cases; COM-Refrigeration; Retail | 1.1281 | 1.1281 | 0% | 2
BNI- Direct Installation; Night Covers for 3' Refrigerated Display Cases-BES; COM-Refrigeration; Other Commercial | 1.1348 | 1.1348 | 0% | 2
BNI - Efficient Product Rebates; Variable Speed Drive Screw Compressors (10 - 40 hp); COM-Process; School | 1.151 | 1.151 | 0% | 2
BNI - Efficient Product Rebates; Air Tanks for Load / No-Load Screw Compressors (10 – 40 hp); COM-Process; School | 1.178 | 1.178 | 0% | 2
BNI - Efficient Product Rebates; Integrated Dual Enthalpy Economizer Controls; COM-HVAC; School | 1.2453 | 1.2453 | 0% | 2
BNI - Efficient Product Rebates; Variable Speed Drive for Kitchen exhaust fans (Demand Controlled Ventilation) ; COM-Motors; Retail | 1.2901 | 1.2901 | 0% | 2
BNI - Efficient Product Rebates; Integrated Dual Enthalpy Economizer Controls; COM-HVAC; Retail | 1.3102 | 1.3102 | 0% | 2
BNI - Efficient Product Rebates; Half Size Commercial Hot Food Holding Cabinet; COM-Other; Retail | 1.3649 | 1.3649 | 0% | 2
BNI - Efficient Product Rebates; Night Covers for 3' Refrigerated Display Cases; COM-Refrigeration; Other Commercial | 1.4312 | 1.4312 | 0% | 2
Residential - Efficient Product Rebates; Power bar with integrated timer; RES-Plug Load; RES-SF | 1.4426 | 1.4426 | 0% | 2
BNI - Efficient Product Rebates; Zero Energy Doors for Reach-In Coolers and Freezers; COM-Refrigeration; School | 1.4747 | 1.4747 | 0% | 2
BNI - Efficient Product Rebates; Zero Energy Doors for Reach-In Coolers and Freezers; COM-Refrigeration; Other Commercial | 1.4751 | 1.4751 | 0% | 2
BNI - Efficient Product Rebates; Zero Energy Doors for Reach-In Coolers and Freezers; COM-Refrigeration; Retail | 1.4753 | 1.4753 | 0% | 2
BNI - Efficient Product Rebates; Night Covers for 3' Refrigerated Display Cases; COM-Refrigeration; School | 1.5349 | 1.5349 | 0% | 2
BNI- Direct Installation; Electronically Commutated (Brushless) DC Motors for Refrigeration Applications-BES; COM-Refrigeration; Other Commercial | 1.6099 | 1.6099 | 0% | 2
BNI- Direct Installation; Electronically Commutated (Brushless) DC Motors for Refrigeration Applications-BES; COM-Refrigeration; Retail | 1.6101 | 1.6101 | 0% | 2
BNI - Efficient Product Rebates; Three Quarter Size Commercial Hot Food Holding Cabinet; COM-Other; Retail | 1.6763 | 1.6763 | 0% | 2
Existing Residential; Solar Space Heating (Displacing Electricity); RES-HVAC/Shell; RES-SF | 1.6774 | 1.6774 | 0% | 2
BNI - Efficient Product Rebates; Variable Speed Drive for Kitchen exhaust fans (Demand Controlled Ventilation) ; COM-Motors; Other Commercial | 1.7609 | 1.7609 | 0% | 2
BNI - Efficient Product Rebates; Standard Capacity Commercial Electric Fryers; COM-Other; Retail | 1.7928 | 1.7928 | 0% | 2
BNI - Efficient Product Rebates; HVAC Hotel Occupancy Sensor; COM-HVAC; Other Commercial | 1.8304 | 1.8304 | 0% | 2
BNI- Direct Installation; Evaporator Fan Motor Controls for Walk-In Freezers and Coolers-BES; COM-Refrigeration; Other Commercial | 1.8366 | 1.8366 | 0% | 2
BNI- Direct Installation; Evaporator Fan Motor Controls for Walk-In Freezers and Coolers-BES; COM-Refrigeration; Retail | 1.8476 | 1.8476 | 0% | 2
BNI - Efficient Product Rebates; Electronically Commutated (Brushless) DC Motors for Refrigeration Applications; COM-Refrigeration; School | 2.0257 | 2.0257 | 0% | 2
BNI - Efficient Product Rebates; Electronically Commutated (Brushless) DC Motors for Refrigeration Applications; COM-Refrigeration; Other Commercial | 2.0262 | 2.0262 | 0% | 2
BNI - Efficient Product Rebates; Electronically Commutated (Brushless) DC Motors for Refrigeration Applications; COM-Refrigeration; Retail | 2.0265 | 2.0265 | 0% | 2
BNI - Efficient Product Rebates; Evaporator Fan Motor Controls for Walk-In Freezers and Coolers; COM-Refrigeration; School | 2.036 | 2.036 | 0% | 2
BNI - Efficient Product Rebates; Electronically Commutated (Brushless) DC Motors for Refrigeration Applications; IND; Industrial | 2.0723 | 2.0723 | 0% | 2
BNI - Efficient Product Rebates; Evaporator Fan Motor Controls for Walk-In Freezers and Coolers; COM-Refrigeration; Other Commercial | 2.0766 | 2.0766 | 0% | 2
BNI - Efficient Product Rebates; Evaporator Fan Motor Controls for Walk-In Freezers and Coolers; COM-Refrigeration; Retail | 2.0882 | 2.0882 | 0% | 2
BNI - Efficient Product Rebates; Cycling Refrigerated Air Dryers (≤ 300 CFM capacity); COM-Process; School | 2.3202 | 2.3202 | 0% | 2
Residential - Efficient Product Rebates; Advanced Power Strip (load sensing or remote control/wireless APS); RES-Plug Load; RES-SF | 2.4329 | 2.4329 | 0% | 2
BNI - Efficient Product Rebates; Strip Curtains for 3' Open Refrigerated Display Cases; COM-Refrigeration; School | 2.4755 | 2.4755 | 0% | 2
BNI - Efficient Product Rebates; Strip Curtains for 3' Open Refrigerated Display Cases; COM-Refrigeration; Other Commercial | 2.476 | 2.476 | 0% | 2
BNI - Efficient Product Rebates; Strip Curtains for 3' Open Refrigerated Display Cases; COM-Refrigeration; Retail | 2.4762 | 2.4762 | 0% | 2
BNI - Efficient Product Rebates; Integrated Dual Enthalpy Economizer Controls; COM-HVAC; Office | 2.5601 | 2.5601 | 0% | 2
BNI - Efficient Product Rebates; Integrated Dual Enthalpy Economizer Controls; COM-HVAC; Other Commercial | 2.5601 | 2.5601 | 0% | 2
BNI - Efficient Product Rebates; Variable Speed Drive Screw Compressors (10 - 40 hp); IND; Industrial | 2.6018 | 2.6018 | 0% | 2
BNI - Efficient Product Rebates; Air Tanks for Load / No-Load Screw Compressors (10 – 40 hp); IND; Industrial | 2.6797 | 2.6797 | 0% | 2
BNI - Efficient Product Rebates; ENERGY STAR® Commercial Electric Convection Oven; COM-Other; Retail | 2.7071 | 2.7071 | 0% | 2
BNI - Efficient Product Rebates; Intelligent (Electronic) Defrost Control For Freezer Display Cases; COM-Refrigeration; School | 3.0127 | 3.0127 | 0% | 2
BNI - Efficient Product Rebates; Commercial Electric Griddle; COM-Other; Retail | 3.0512 | 3.0512 | 0% | 2
BNI - Efficient Product Rebates; Intelligent (Electronic) Defrost Control For Freezer Display Cases; COM-Refrigeration; Other Commercial | 3.0734 | 3.0734 | 0% | 2
BNI - Efficient Product Rebates; Intelligent (Electronic) Defrost Control For Freezer Display Cases; COM-Refrigeration; Retail | 3.1018 | 3.1018 | 0% | 2
BNI - Efficient Product Rebates; Refrigerated Vending Machine Controller; COM-Refrigeration; Office | 3.1077 | 3.1077 | 0% | 2
BNI - Efficient Product Rebates; Refrigerated Vending Machine Controller; COM-Refrigeration; Other Commercial | 3.1077 | 3.1077 | 0% | 2
BNI - Efficient Product Rebates; Refrigerated Vending Machine Controller; COM-Refrigeration; Retail | 3.1349 | 3.1349 | 0% | 2
BNI - Efficient Product Rebates; Intelligent (Electronic) Defrost Control For Walk-In Freezers; COM-Refrigeration; School | 3.1953 | 3.1953 | 0% | 2
BNI - Efficient Product Rebates; Intelligent (Electronic) Defrost Control For Walk-In Freezers; COM-Refrigeration; Other Commercial | 3.2596 | 3.2596 | 0% | 2
BNI - Efficient Product Rebates; Intelligent (Electronic) Defrost Control For Walk-In Freezers; COM-Refrigeration; Retail | 3.2897 | 3.2897 | 0% | 2
BNI - Efficient Product Rebates; Heat Reclaimer Unit; COM-Other; Other Commercial | 3.4925 | 3.4925 | 0% | 2
BNI- Direct Installation; Humidity-Based Door Heater Controls for Reach-In Coolers and Freezers-BES; COM-Refrigeration; Other Commercial | 3.6758 | 3.6758 | 0% | 2
BNI- Direct Installation; Humidity-Based Door Heater Controls for Reach-In Coolers and Freezers-BES; COM-Refrigeration; Retail | 3.7098 | 3.7098 | 0% | 2
BNI - Efficient Product Rebates; Double Heat Pad; COM-Other; Other Commercial | 3.8631 | 3.8631 | 0% | 2
BNI - Efficient Product Rebates; Variable Frequency Drives; COM-Motors; Retail | 3.8939 | 3.8939 | 0% | 2
BNI - Efficient Product Rebates; Variable Speed Drive Screw Compressors (10 - 40 hp); COM-Process; Other Commercial | 3.9503 | 3.9503 | 0% | 2
BNI - Efficient Product Rebates; Variable Frequency Drives; COM-Motors; School | 4.0018 | 4.0018 | 0% | 2
BNI - Efficient Product Rebates; Zero-Energy Livestock Waterers; COM-Other; Other Commercial | 4.0357 | 4.0357 | 0% | 2
BNI - Efficient Product Rebates; Air Tanks for Load / No-Load Screw Compressors (10 – 40 hp); COM-Process; Other Commercial | 4.0927 | 4.0927 | 0% | 2
BNI - Efficient Product Rebates; Variable Frequency Drives; COM-Motors; Office | 4.1687 | 4.1687 | 0% | 2
BNI - Efficient Product Rebates; Air-Entraining Air Nozzles (up to 14CFM at 100 psi); COM-Process; School | 4.1879 | 4.1879 | 0% | 2
BNI - Efficient Product Rebates; Variable Frequency Drives; COM-Motors; Other Commercial | 4.2776 | 4.2776 | 0% | 2
BNI - Efficient Product Rebates; No-Loss Drains (Timed drains are not eligible); COM-Process; School | 4.7743 | 4.7743 | 0% | 2
Existing Residential; Advanced Power Strip (load sensing or remote control/wireless APS); RES-Plug Load; MURB | 4.8147 | 4.8147 | 0% | 2
BNI - Efficient Product Rebates; Full Size Commercial Hot Food Holding Cabinet; COM-Other; Retail | 4.8591 | 4.8591 | 0% | 2
BNI - Efficient Product Rebates; Cycling Refrigerated Air Dryers (≤ 300 CFM capacity); IND; Industrial | 4.8612 | 4.8612 | 0% | 2
Existing Residential; Embertec Power Strip; RES-Plug Load; RES-SF | 4.8872 | 4.8872 | 0% | 2
Residential - Efficient Product Rebates; Dehumidifier (Retirement); RES-Appliance; RES-SF | 5.1193 | 5.1193 | 0% | 2
BNI - Efficient Product Rebates; Single Heat Pad; COM-Other; Other Commercial | 5.1828 | 5.1828 | 0% | 2
BNI - Efficient Product Rebates; Humidity-Based Door Heater Controls for Reach-In Coolers and Freezers; COM-Refrigeration; School | 5.3576 | 5.3576 | 0% | 2
BNI - Efficient Product Rebates; Humidity-Based Door Heater Controls for Reach-In Coolers and Freezers; COM-Refrigeration; Other Commercial | 5.4655 | 5.4655 | 0% | 2
BNI - Efficient Product Rebates; Humidity-Based Door Heater Controls for Reach-In Coolers and Freezers; COM-Refrigeration; Retail | 5.5161 | 5.5161 | 0% | 2
BNI - Efficient Product Rebates; Cycling Refrigerated Air Dryers (≤ 300 CFM capacity); COM-Process; Other Commercial | 6.7039 | 6.7039 | 0% | 2
BNI - Efficient Product Rebates; VSD for Milk Vacuum Pump; COM-Other; Other Commercial | 7.2373 | 7.2373 | 0% | 2
BNI - Efficient Product Rebates; ENERGY STAR®, CEE Tier 2 or CEE Tier 3 Commercial Clothes Washer; COM-Other; Other Commercial | 1.3353 | 1.2074 | -9.583% | 1
Summary: measures with TRC change due to NEB addition.

## Adaptation
Average Hourly Wage (CAN $)
Labor | Massachusetts | Nova Scotia | Difference | Date | Source
U.S. values are adjusted for inflation to 2017 CA values
Laborers and Freight, Stock, and Material Movers, Hand | 19.3494 |  |  | 2016-05-01 | https://www.bls.gov/OES/current/oes_ma.htm#49-0000
Other installers, repairers and servicers and material handlers |  | 20.27 | 4.758% | 2017-05-01 | http://www5.statcan.gc.ca/cansim/a26?lang=eng&retrLang=eng&id=2820151&&pattern=&stByVal=1&p1=1&p2=37&tabMode=dataTable&csid=
Installation, Maintenance, and Repair Workers, All Other | 26.6535 |  |  | 2016-05-01 | https://www.bls.gov/OES/current/oes_ma.htm#49-0000
Maintenance and equipment operation trades |  | 28.93 | 8.541% | 2017-05-01 | http://www5.statcan.gc.ca/cansim/a26?lang=eng&retrLang=eng&id=2820151&&pattern=&stByVal=1&p1=1&p2=37&tabMode=dataTable&csid=
Nova Scotia wages are slightly higher for comparable labor categories
Minimum Wage Massachusetts | 13.86
Minimum Wage Nova Scotia |  | 10.85 | (experienced)
[8 empty] | 1.261 | Average of 2 cells below
[8 empty] | 1.236 | 2014-2016
[6 empty] | exchange rate U.S. to $ CAN |  | 1.286 | 2014-2016 Yearly Average Exchange Rate
[6 empty] | 1.26 | as of 8/28/2017 | 1.282 | Average from Jan 2014-Sept 2017
| Fuel Costs (CAN $) |  |  |  |  | https://www.google.com/search?q=exchange+rate+US+to+CAn&rlz=1C1GGRV_enUS757US757&oq=exchange+rate+US+to+CAn&aqs=chrome..69i57j0l5.7647j0j8&sourceid=chrome&ie=UTF-8
Fuel Costs | Massachusetts | Nova Scotia
| 8/16/2017-8/22/2017 | 2017-08-25 | % difference
Gasoline | 0.77955 | 1.07 | 37.26% | http://www.mass.gov/eea/energy-utilities-clean-tech/home-auto-fuel-price-info/gasoline-and-diesel-fuel-prices.html
Diesel | 0.84745 | 0.983 | 15.99% | https://nsuarb.novascotia.ca/mandates/gasoline-diesel-pricing/gasoline-prices-zone-map
Gasoline and Diesel Prices are higher in Nova Scotia
|  | Median Price | Median
Housing Price (CAD) |  | Massachusetts | Nova Scotia | Housing Price (CAD) |  |  | ratio | 44.33% |  | 1.2559
June 2017 Median Price | Median Single-Family detached June 2017 | 516600 | 229000 | q2 2017 Median single detached | http://creastats.crea.ca/nsar/mls05_median.html
|  |  | 465219 | Aug 2016 Average | https://www03.cmhc-schl.gc.ca/hmiportal/en/#Profile/12/2/Nova%20Scotia
|  |  | 522083 | Aug 2017 Average | https://www03.cmhc-schl.gc.ca/hmiportal/en/#Profile/12/2/Nova%20Scotia
Average Home Prices and Value in Massachusetts | Average | 422100 | 306944 | Q1 2017 Aggregate | https://docs.rlpnetwork.com/rlp.ca/hps/HPS_Q1_2017_Price_Composite_EN.pdf
Thermal Comfort
5 year average | Pittsfield, MA | Boston | Chicopee, MA | Sydney, NS | Yarmouth, NS | Halifax NS Airport |  | SUM MA | SUM NS | DIFF
Heating Degree Days Celsius (base temp 15.5 degrees) (about 60 deg F) | 3232 | 2389 | 2850 | 3568 | 2982 | 3430 |  | 8471 | 9980
Cooling Degree Days Celsius (base temp 15.5 degrees) (about 60 deg F) | 593 | 844 | 829 | 355 | 245 | 389 |  | 2266 | 989
Heating Degree Days Fahrenheit (base temp 65 degrees) (about 18.3 deg C) | 7201 | 5553 | 6424 | 7960 | 6931 | 7665 |  | 10737 | 10969 | 2.161%
Cooling Degree Days Fahrenheit (base temp 65 degrees) (about 18.3 deg C) | 588 | 904 | 924 | 281 | 144 | 328
Average Heating (degrees Celsius) |  | 2823.6667 |  |  | 3326.6667 |  | 503
Average Cooling (degrees Celsius) |  | 755.3333 |  |  | 329.6667 |  | 425.6667
Sum of heating and cooling degree days |  | 3579 |  |  | 3656.3333 |  |  |  |  | 2.161%
Nova Scotia has 2.2% more heating and cooling degree days
TOTAL of 2.2% difference in heating and cooling degree days
More Heating Degree Days, Fewer Cooling Degree Days in N.S.
Comfort Benefits would be comparable (or maybe a little greater)
Note on C5: Ingrid Malmgren: adjusted for inflation at 1.7% http://www.usinflationcalculator.com/
Note on C8: Ingrid Malmgren: adjusted for inflation at 1.7% http://www.usinflationcalculator.com/
Note on J16: Ingrid Malmgren: http://www.canadianforex.ca/forex-tools/historical-rate-tools/yearly-average-rates
Note on J17: Ingrid Malmgren: https://www.irs.gov/individuals/international-taxpayers/yearly-average-currency-exchange-rates
Note on J18: Ingrid Malmgren: https://www.oanda.com/currency/average
Note on C22: Ingrid Malmgren: converted U.S. liquid gallons to liters and converted to CAD
Note on C23: Ingrid Malmgren: converted U.S. liquid gallons to liters and converted to CAD
Note on B48: Ingrid Malmgren: calculated using http://www.degreedays.net/#
Note on C48: Pittsfield Municipal Airport
Note on D48: Ingrid Malmgren: Boston 5 year average from: http://www.degreedays.net/#generate
Note on E48: Ingrid Malmgren: 5 year average http://www.degreedays.net/#generate
Note on F48: Ingrid Malmgren: 5 year average 65 degrees http://www.degreedays.net/#generate
Note on G48: Ingrid Malmgren: 5 year average 65 degrees F http://www.degreedays.net/#generate
Note on H48: Ingrid Malmgren: Halifax Airport 5 year average from: http://www.degreedays.net/#generate

## Sorted
New Residential; Solar DHW; RES-Water Heat; RES-NC | 0.28237 | 0.28237 | 0% | 2
Existing Residential; Solar DHW; RES-Water Heat; RES-SF | 0.28237 | 0.28437 | 0.7081% | 3 | Average | 31.16% |  |  |  |  | Buckets
Existing Residential; Solar Space and Water Heat (Supplement Electricity); RES-Package; RES-SF | 0.36589 | 0.36589 | 0% | 2 | Median | 19.52% | No change to TRC | 85 | 0.35714 | 1 | > -10% and < 0% | 1
Existing Residential; ENERGY STAR® Door; RES-HVAC/Shell; RES-SF | 0.38805 | 0.38805 | 0% | 2 |  |  | Total measures | 153 |  | 2 | 0% | 82
New Residential; Solar Space and Water Heat (Supplement Electricity); RES-Package; RES-NC | 0.39649 | 0.39649 | 0% | 2 | [5 empty] | 3 | > 0% and 10% | 27
BNI - Efficient Product Rebates; Fluorescent T5 and HPT8 Fixtures (4 FT) lamps-Retrofit (dual baseline); COM-Lighting; Other Commercial | 0.29925 | 0.41132 | 37.45% | 6 | [5 empty] | 4 | > 10% and 20% | 8
New Residential; Solar Space Heating (Displacing Electricity); RES-HVAC/Shell; RES-NC | 0.51085 | 0.51085 | 0% | 2 | [5 empty] | 5 | > 20% and 30% | 17
Existing Residential; ENERGY STAR® Windows (300 ft2) (Replace Double Pane); RES-HVAC/Shell; RES-SF | 0.51321 | 0.52805 | 2.89% | 3 | [5 empty] | 6 | > 30% and 40% | 64
Existing Residential; Ground Source Heat Pump; RES-HVAC/Shell; RES-SF | 0.78692 | 0.81065 | 3.015% | 3 | [5 empty] | 7 | > 40% and 50% | 8
Existing Residential; ENERGY STAR® Air Source Heat Pump; RES-HVAC/Shell; RES-SF | 0.81466 | 0.82008 | 0.6649% | 3 | [5 empty] | 8 | > 50% and 60% | 3
Residential - Efficient Product Rebates; Indoor Motion Sensor; RES-Lighting; RES-SF | 0.71978 | 0.83111 | 15.47% | 4 | [5 empty] | 9 | > 60% and 70% | 5
Residential - Efficient Product Rebates; Freezer Retirement; RES-Appliance; RES-SF | 0.85631 | 0.85631 | 0% | 3 | [5 empty] | 10 | > 100% and 120% | 17
Residential - Efficient Product Rebates; Smartstrip; RES-Plug Load; RES-SF | 0.89921 | 0.89921 | 0% | 2 | [5 empty] | 11 | > 175% and 225% | 2
BNI- Direct Installation; Night Covers for 3' Refrigerated Display Cases-BES; COM-Refrigeration; Retail | 0.93551 | 0.93551 | 0% | 2 | [5 empty] | 12 | > 275% | 4
Residential - Efficient Product Rebates; Hardwired Dimmer Switch; RES-Lighting; RES-SF | 0.69987 | 0.99238 | 41.79% | 6
BNI - Efficient Product Rebates; Dairy Scroll Compressor; COM-Other; Other Commercial | 1.0091 | 1.0091 | 0% | 2
BNI - Efficient Product Rebates; Daylighting Controls; COM-Lighting; School | 0.70787 | 1.0398 | 46.9% | 7
Existing Residential; ENERGY STAR® Refrigerator (Replacement); RES-Appliance; MURB | 1.0253 | 1.0253 | 0% | 3
BNI - Efficient Product Rebates; Daylighting Controls; COM-Lighting; Other Commercial | 0.76159 | 1.0698 | 40.47% | 6
BNI - Efficient Product Rebates; Daylighting Controls; COM-Lighting; Retail | 0.78073 | 1.0922 | 39.9% | 6
BNI - Efficient Product Rebates; Daylighting Controls; COM-Lighting; Office | 0.80666 | 1.1358 | 40.8% | 6
Existing Residential; 12 W LED: 23 W CFL baseline; RES-Lighting; MURB | 0.9257 | 1.1413 | 23.29% | 5
BNI - Efficient Product Rebates; Night Covers for 3' Refrigerated Display Cases; COM-Refrigeration; Retail | 1.1281 | 1.1281 | 0% | 2
BNI- Direct Installation; Night Covers for 3' Refrigerated Display Cases-BES; COM-Refrigeration; Other Commercial | 1.1348 | 1.1348 | 0% | 2
BNI - Efficient Product Rebates; Variable Speed Drive Screw Compressors (10 - 40 hp); COM-Process; School | 1.151 | 1.151 | 0% | 2
BNI - Efficient Product Rebates; Air Tanks for Load / No-Load Screw Compressors (10 – 40 hp); COM-Process; School | 1.178 | 1.178 | 0% | 2
Residential - Efficient Product Rebates; Refrigerator Retirement; RES-Appliance; RES-SF | 1.1979 | 1.1979 | 0% | 3
BNI - Efficient Product Rebates; ENERGY STAR®, CEE Tier 2 or CEE Tier 3 Commercial Clothes Washer; COM-Other; Other Commercial | 1.3353 | 1.2074 | -9.583% | 1
BNI - Efficient Product Rebates; Integrated Dual Enthalpy Economizer Controls; COM-HVAC; School | 1.2453 | 1.2453 | 0% | 2
BNI - Efficient Product Rebates; LED Low Bay Fixture; COM-Lighting; Other Commercial | 0.94677 | 1.2695 | 34.09% | 6
BNI - Efficient Product Rebates; Variable Speed Drive for Kitchen exhaust fans (Demand Controlled Ventilation) ; COM-Motors; Retail | 1.2901 | 1.2901 | 0% | 2
BNI - Efficient Product Rebates; Integrated Dual Enthalpy Economizer Controls; COM-HVAC; Retail | 1.3102 | 1.3102 | 0% | 2
BNI - Efficient Product Rebates; LED Low Bay Fixture; COM-Lighting; Retail | 0.99792 | 1.3304 | 33.32% | 6
BNI - Efficient Product Rebates; LED Low Bay Fixture; COM-Lighting; School | 1.0001 | 1.3367 | 33.65% | 6
BNI - Efficient Product Rebates; LED Low Bay Fixture; COM-Lighting; Office | 1.0065 | 1.3538 | 34.5% | 6
BNI - Efficient Product Rebates; LED Linear Replacement Lamps; COM-Lighting; Other Commercial | 1.0079 | 1.3854 | 37.45% | 6
BNI - Efficient Product Rebates; LED Refrigeration Strip Lighting-End of Life replacement; COM-Lighting; Other Commercial | 0.9886 | 1.4184 | 43.47% | 6
BNI - Efficient Product Rebates; Half Size Commercial Hot Food Holding Cabinet; COM-Other; Retail | 1.3649 | 1.3649 | 0% | 2
BNI - Efficient Product Rebates; LED Low Bay Fixture; IND; Industrial | 1.0545 | 1.3811 | 30.97% | 5
BNI - Efficient Product Rebates; LED Refrigeration Strip Lighting-End of Life replacement; COM-Lighting; School | 1.0012 | 1.4309 | 42.93% | 6
BNI - Efficient Product Rebates; LED Refrigeration Strip Lighting-End of Life replacement; COM-Lighting; Retail | 1.0109 | 1.4406 | 42.51% | 6
BNI - Efficient Product Rebates; Night Covers for 3' Refrigerated Display Cases; COM-Refrigeration; Other Commercial | 1.4312 | 1.4312 | 0% | 2
BNI - Efficient Product Rebates; LED Linear Replacement Lamps; COM-Lighting; Retail | 1.0688 | 1.4599 | 36.59% | 6
BNI- Direct Installation; LED Lamps-End of Life-BES; COM-Lighting; Office | 1.0607 | 1.4627 | 37.91% | 6
BNI - Efficient Product Rebates; LED Linear Replacement Lamps; COM-Lighting; School | 1.0734 | 1.4701 | 36.96% | 6
Residential - Efficient Product Rebates; Power bar with integrated timer; RES-Plug Load; RES-SF | 1.4426 | 1.4426 | 0% | 2
Existing Residential; Building Envelope Retrofits (Insulation, Draft Proofing, EnergyStar Windows and Doors); RES-HVAC/Shell; RES-SF | 1.2383 | 1.3906 | 12.3% | 4
BNI - Efficient Product Rebates; LED Linear Replacement Lamps; COM-Lighting; Office | 1.0856 | 1.4972 | 37.91% | 6
BNI - Efficient Product Rebates; Zero Energy Doors for Reach-In Coolers and Freezers; COM-Refrigeration; School | 1.4747 | 1.4747 | 0% | 2
BNI - Efficient Product Rebates; Zero Energy Doors for Reach-In Coolers and Freezers; COM-Refrigeration; Other Commercial | 1.4751 | 1.4751 | 0% | 2
BNI - Efficient Product Rebates; Zero Energy Doors for Reach-In Coolers and Freezers; COM-Refrigeration; Retail | 1.4753 | 1.4753 | 0% | 2
BNI - Efficient Product Rebates; LED Linear Replacement Lamps; IND; Industrial | 1.1272 | 1.51 | 33.96% | 6
BNI - Efficient Product Rebates; Night Covers for 3' Refrigerated Display Cases; COM-Refrigeration; School | 1.5349 | 1.5349 | 0% | 2
BNI- Direct Installation; Ground Source Heat Pump; COM-HVAC; School | 0.71838 | 1.4321 | 99.35% | 10
BNI- Direct Installation; Ground Source Heat Pump; COM-HVAC; Retail | 0.72145 | 1.4352 | 98.93% | 10
BNI- Direct Installation; Ground Source Heat Pump; COM-HVAC; Other Commercial | 0.73412 | 1.4478 | 97.22% | 10
BNI- Direct Installation; Ground Source Heat Pump; COM-HVAC; Office | 0.73999 | 1.4537 | 96.45% | 10
Existing Residential; ENERGY STAR® Windows (Replace Single Pane); RES-HVAC/Shell; RES-SF | 1.5904 | 1.6047 | 0.8973% | 3
BNI- Direct Installation; Electronically Commutated (Brushless) DC Motors for Refrigeration Applications-BES; COM-Refrigeration; Other Commercial | 1.6099 | 1.6099 | 0% | 2
BNI- Direct Installation; Electronically Commutated (Brushless) DC Motors for Refrigeration Applications-BES; COM-Refrigeration; Retail | 1.6101 | 1.6101 | 0% | 2
BNI - Efficient Product Rebates; Lighting Controls - Occupancy Sensors; COM-Lighting; School | 1.1259 | 1.6538 | 46.9% | 7
BNI - Efficient Product Rebates; LED Lamps-End of Life; COM-Lighting; School | 1.2213 | 1.6728 | 36.96% | 6
BNI - Efficient Product Rebates; Three Quarter Size Commercial Hot Food Holding Cabinet; COM-Other; Retail | 1.6763 | 1.6763 | 0% | 2
Existing Residential; Solar Space Heating (Displacing Electricity); RES-HVAC/Shell; RES-SF | 1.6774 | 1.6774 | 0% | 2
Residential - Efficient Product Rebates; Room A/C Retirement; RES-HVAC/Shell; RES-SF | 0.41289 | 2.3065 | 458.6% | 12
BNI - Efficient Product Rebates; Glass Door Commercial Refrigerator; COM-Refrigeration; Retail | 1.072 | 1.7674 | 64.87% | 9
BNI - Efficient Product Rebates; ENERGY STAR® Self Contained Ice Maker; COM-Refrigeration; Retail | 0.82975 | 1.8542 | 123.5% | 10
Existing Residential; Certified Wood Boiler or Furnace; RES-HVAC/Shell; RES-SF | 1.6861 | 1.7411 | 3.261% | 3
BNI - Efficient Product Rebates; LED Lamps-End of Life; COM-Lighting; Office | 1.2999 | 1.7926 | 37.91% | 6
BNI - Efficient Product Rebates; Variable Speed Drive for Kitchen exhaust fans (Demand Controlled Ventilation) ; COM-Motors; Other Commercial | 1.7609 | 1.7609 | 0% | 2
BNI - Efficient Product Rebates; Standard Capacity Commercial Electric Fryers; COM-Other; Retail | 1.7928 | 1.7928 | 0% | 2
BNI- Direct Installation; Relamp/Reballast-Retrofit (dual baseline)-BES; COM-Lighting; Other Commercial | 1.3582 | 1.8212 | 34.09% | 6
Residential - Efficient Product Rebates; Outdoor Motion Sensor; RES-Lighting; RES-SF | 1.7456 | 1.8308 | 4.878% | 3
BNI - Efficient Product Rebates; T8 Dimmable Stairwell Lighting; COM-Lighting; School | 1.273 | 1.87 | 46.9% | 7
BNI - Efficient Product Rebates; HVAC Hotel Occupancy Sensor; COM-HVAC; Other Commercial | 1.8304 | 1.8304 | 0% | 2
BNI- Direct Installation; Relamp/Reballast-Retrofit (dual baseline)-BES; COM-Lighting; Office | 1.3754 | 1.8499 | 34.5% | 6
BNI- Direct Installation; Evaporator Fan Motor Controls for Walk-In Freezers and Coolers-BES; COM-Refrigeration; Other Commercial | 1.8366 | 1.8366 | 0% | 2
BNI- Direct Installation; Relamp/Reballast-Retrofit (dual baseline)-BES; COM-Lighting; Retail | 1.3951 | 1.86 | 33.32% | 6
BNI- Direct Installation; Evaporator Fan Motor Controls for Walk-In Freezers and Coolers-BES; COM-Refrigeration; Retail | 1.8476 | 1.8476 | 0% | 2
Custom Incentives; Whole Building 20% Over Baseline; COM-Other; New Construction - BNI | 1.7454 | 1.8567 | 6.38% | 3
Custom Incentives; Whole Building 40% Over Baseline; COM-Other; New Construction - BNI | 1.7458 | 1.8572 | 6.38% | 3
BNI - Efficient Product Rebates; Lighting Controls - Occupancy Sensors; COM-Lighting; Office | 1.4117 | 1.9877 | 40.8% | 6
BNI- Direct Installation; LED Lamps-End of Life-BES; COM-Lighting; Retail | 1.5026 | 2.0524 | 36.59% | 6
BNI - Efficient Product Rebates; Electronically Commutated (Brushless) DC Motors for Refrigeration Applications; COM-Refrigeration; School | 2.0257 | 2.0257 | 0% | 2
BNI - Efficient Product Rebates; Electronically Commutated (Brushless) DC Motors for Refrigeration Applications; COM-Refrigeration; Other Commercial | 2.0262 | 2.0262 | 0% | 2
BNI - Efficient Product Rebates; Electronically Commutated (Brushless) DC Motors for Refrigeration Applications; COM-Refrigeration; Retail | 2.0265 | 2.0265 | 0% | 2
BNI - Efficient Product Rebates; Evaporator Fan Motor Controls for Walk-In Freezers and Coolers; COM-Refrigeration; School | 2.036 | 2.036 | 0% | 2
BNI- Direct Installation; LED Lamps-End of Life-BES; COM-Lighting; Other Commercial | 1.5313 | 2.1048 | 37.45% | 6
BNI - Efficient Product Rebates; Electronically Commutated (Brushless) DC Motors for Refrigeration Applications; IND; Industrial | 2.0723 | 2.0723 | 0% | 2
BNI - Efficient Product Rebates; Evaporator Fan Motor Controls for Walk-In Freezers and Coolers; COM-Refrigeration; Other Commercial | 2.0766 | 2.0766 | 0% | 2
BNI - Efficient Product Rebates; Evaporator Fan Motor Controls for Walk-In Freezers and Coolers; COM-Refrigeration; Retail | 2.0882 | 2.0882 | 0% | 2
BNI - Efficient Product Rebates; Photoluminescent Exit Sign; IND; Industrial | 1.5506 | 2.1386 | 37.92% | 6
BNI - Efficient Product Rebates; Photoluminescent Exit Sign; COM-Lighting; Office | 1.5506 | 2.1386 | 37.92% | 6
BNI - Efficient Product Rebates; Photoluminescent Exit Sign; COM-Lighting; Other Commercial | 1.5506 | 2.1386 | 37.92% | 6
BNI - Efficient Product Rebates; Photoluminescent Exit Sign; COM-Lighting; Retail | 1.5506 | 2.1386 | 37.92% | 6
BNI - Efficient Product Rebates; Photoluminescent Exit Sign; COM-Lighting; School | 1.5506 | 2.1386 | 37.92% | 6
BNI - Efficient Product Rebates; Relamp/Reballast-Retrofit (dual baseline); COM-Lighting; Other Commercial | 1.6024 | 2.1486 | 34.09% | 6
BNI - Efficient Product Rebates; Solid Door Commercial Refrigerator; COM-Refrigeration; Retail | 1.3245 | 2.1836 | 64.87% | 9
BNI - Efficient Product Rebates; ENERGY STAR® Remote Condensing Head/Split System Ice Maker; COM-Refrigeration; Retail | 1.7757 | 2.1779 | 22.65% | 5
BNI - Efficient Product Rebates; Relamp/Reballast-Retrofit (dual baseline); COM-Lighting; Office | 1.6299 | 2.1922 | 34.5% | 6
BNI - Efficient Product Rebates; Relamp/Reballast-Retrofit (dual baseline); COM-Lighting; Retail | 1.6471 | 2.1959 | 33.32% | 6
BNI - Efficient Product Rebates; T8 Dimmable Stairwell Lighting; COM-Lighting; Office | 1.5944 | 2.245 | 40.8% | 6
BNI - Efficient Product Rebates; Relamp/Reballast-Retrofit (dual baseline); COM-Lighting; School | 1.6775 | 2.2419 | 33.65% | 6
Residential - Efficient Product Rebates; ENERGY STAR® LED Lamps; RES-Lighting; RES-SF | 2.0927 | 2.235 | 6.8% | 3
BNI - Efficient Product Rebates; Relamp/Reballast-Retrofit (dual baseline); IND; Industrial | 1.7714 | 2.3201 | 30.97% | 5
BNI - Efficient Product Rebates; Cycling Refrigerated Air Dryers (≤ 300 CFM capacity); COM-Process; School | 2.3202 | 2.3202 | 0% | 2
Existing Residential; 1W LED Nightlight; RES-Lighting; MURB | 1.9046 | 2.3547 | 23.63% | 5
Residential - Efficient Product Rebates; Advanced Power Strip (load sensing or remote control/wireless APS); RES-Plug Load; RES-SF | 2.4329 | 2.4329 | 0% | 2
BNI - Efficient Product Rebates; Strip Curtains for 3' Open Refrigerated Display Cases; COM-Refrigeration; School | 2.4755 | 2.4755 | 0% | 2
BNI - Efficient Product Rebates; Strip Curtains for 3' Open Refrigerated Display Cases; COM-Refrigeration; Other Commercial | 2.476 | 2.476 | 0% | 2
BNI - Efficient Product Rebates; Strip Curtains for 3' Open Refrigerated Display Cases; COM-Refrigeration; Retail | 2.4762 | 2.4762 | 0% | 2
BNI - Efficient Product Rebates; Integrated Dual Enthalpy Economizer Controls; COM-HVAC; Office | 2.5601 | 2.5601 | 0% | 2
BNI - Efficient Product Rebates; Integrated Dual Enthalpy Economizer Controls; COM-HVAC; Other Commercial | 2.5601 | 2.5601 | 0% | 2
BNI - Efficient Product Rebates; Variable Speed Drive Screw Compressors (10 - 40 hp); IND; Industrial | 2.6018 | 2.6018 | 0% | 2
BNI - Efficient Product Rebates; Lighting Controls - Occupancy Sensors; IND; Industrial | 1.8098 | 2.6683 | 47.44% | 7
BNI - Efficient Product Rebates; LED Exit Sign-End of Life replacement; IND; Industrial | 1.9532 | 2.6938 | 37.92% | 6
BNI - Efficient Product Rebates; LED Exit Sign-End of Life replacement; COM-Lighting; Office | 1.9532 | 2.6938 | 37.92% | 6
BNI - Efficient Product Rebates; LED Exit Sign-End of Life replacement; COM-Lighting; Other Commercial | 1.9532 | 2.6938 | 37.92% | 6
BNI - Efficient Product Rebates; LED Exit Sign-End of Life replacement; COM-Lighting; Retail | 1.9532 | 2.6938 | 37.92% | 6
BNI - Efficient Product Rebates; LED Exit Sign-End of Life replacement; COM-Lighting; School | 1.9532 | 2.6938 | 37.92% | 6
BNI - Efficient Product Rebates; Air Tanks for Load / No-Load Screw Compressors (10 – 40 hp); IND; Industrial | 2.6797 | 2.6797 | 0% | 2
BNI - Efficient Product Rebates; ENERGY STAR® Ice Making Head; COM-Refrigeration; Retail | 2.0624 | 2.7549 | 33.58% | 6
BNI - Efficient Product Rebates; LED Lamps-End of Life; COM-Lighting; Retail | 2.0079 | 2.7425 | 36.59% | 6
BNI - Efficient Product Rebates; ENERGY STAR® Commercial Electric Convection Oven; COM-Other; Retail | 2.7071 | 2.7071 | 0% | 2
BNI- Direct Installation; High-Efficiency Air Source Heat Pumps: Electric Baseboards; COM-HVAC; School | 1.2733 | 2.5383 | 99.35% | 10
BNI- Direct Installation; High-Efficiency Air Source Heat Pumps: Electric Baseboards; COM-HVAC; Retail | 1.2787 | 2.5437 | 98.93% | 10
BNI - Efficient Product Rebates; LED Lamps-End of Life; COM-Lighting; Other Commercial | 2.0763 | 2.854 | 37.45% | 6
BNI- Direct Installation; High-Efficiency Air Source Heat Pumps: Electric Baseboards; COM-HVAC; Other Commercial | 1.3012 | 2.5661 | 97.22% | 10
BNI- Direct Installation; High-Efficiency Air Source Heat Pumps: Electric Baseboards; COM-HVAC; Office | 1.3116 | 2.5766 | 96.45% | 10
Existing Residential; 1W LED Nightlight; RES-Lighting; RES-SF | 2.3872 | 2.8438 | 19.13% | 4
New Residential; EnerGuide 88+ New Home; RES-Package; RES-NC | 2.4799 | 2.7043 | 9.047% | 4
BNI - Efficient Product Rebates; LED Lamps-End of Life; IND; Industrial | 2.171 | 2.9083 | 33.96% | 6
New Residential; EnerGuide 88 New Home; RES-Package; RES-NC | 2.4959 | 2.7443 | 9.952% | 4
BNI - Efficient Product Rebates; LED High Bay Fixture; COM-Lighting; Other Commercial | 2.1936 | 2.9414 | 34.09% | 6
BNI - Efficient Product Rebates; Lighting Controls - Occupancy Sensors; COM-Lighting; Retail | 2.1439 | 2.9993 | 39.9% | 6
BNI - Efficient Product Rebates; LED High Bay Fixture; COM-Lighting; School | 2.2353 | 2.9875 | 33.65% | 6
BNI - Efficient Product Rebates; Solid Door Commercial Freezer; COM-Refrigeration; Retail | 1.8356 | 3.0262 | 64.87% | 9
New Residential; EnerGuide 87 New Home; RES-Package; RES-NC | 2.5159 | 2.7941 | 11.06% | 4
BNI - Efficient Product Rebates; LED High Bay Fixture; COM-Lighting; Retail | 2.2537 | 3.0046 | 33.32% | 6
BNI - Efficient Product Rebates; Intelligent (Electronic) Defrost Control For Freezer Display Cases; COM-Refrigeration; School | 3.0127 | 3.0127 | 0% | 2
New Residential; EnerGuide 86 New Home; RES-Package; RES-NC | 2.5409 | 2.857 | 12.44% | 4
Residential - Efficient Product Rebates; Heavy Duty Outdoor Timer; RES-Plug Load; RES-SF | 2.9923 | 3.0527 | 2.02% | 3
BNI - Efficient Product Rebates; Commercial Electric Griddle; COM-Other; Retail | 3.0512 | 3.0512 | 0% | 2
Existing Residential; Certified Pellet Stove; RES-HVAC/Shell; RES-SF | 3.0481 | 3.064 | 0.5208% | 3
New Residential; EnerGuide 83 New Home; RES-Package; RES-NC | 2.3307 | 2.7946 | 19.9% | 6
BNI - Efficient Product Rebates; Intelligent (Electronic) Defrost Control For Freezer Display Cases; COM-Refrigeration; Other Commercial | 3.0734 | 3.0734 | 0% | 2
BNI - Efficient Product Rebates; Lighting Controls - Occupancy Sensors; COM-Lighting; Other Commercial | 2.2361 | 3.1409 | 40.47% | 6
BNI - Efficient Product Rebates; Intelligent (Electronic) Defrost Control For Freezer Display Cases; COM-Refrigeration; Retail | 3.1018 | 3.1018 | 0% | 2
BNI - Efficient Product Rebates; Refrigerated Vending Machine Controller; COM-Refrigeration; Office | 3.1077 | 3.1077 | 0% | 2
BNI - Efficient Product Rebates; Refrigerated Vending Machine Controller; COM-Refrigeration; Other Commercial | 3.1077 | 3.1077 | 0% | 2
BNI - Efficient Product Rebates; Refrigerated Vending Machine Controller; COM-Refrigeration; Retail | 3.1349 | 3.1349 | 0% | 2
BNI - Efficient Product Rebates; LED High Bay Fixture; IND; Industrial | 2.4184 | 3.1675 | 30.97% | 5
New Residential; EnerGuide 85 New Home; RES-Package; RES-NC | 2.5741 | 2.9401 | 14.22% | 5
BNI - Efficient Product Rebates; Intelligent (Electronic) Defrost Control For Walk-In Freezers; COM-Refrigeration; School | 3.1953 | 3.1953 | 0% | 2
BNI - Efficient Product Rebates; Intelligent (Electronic) Defrost Control For Walk-In Freezers; COM-Refrigeration; Other Commercial | 3.2596 | 3.2596 | 0% | 2
BNI - Efficient Product Rebates; Intelligent (Electronic) Defrost Control For Walk-In Freezers; COM-Refrigeration; Retail | 3.2897 | 3.2897 | 0% | 2
BNI - Efficient Product Rebates; T8 Dimmable Stairwell Lighting; COM-Lighting; Retail | 2.4058 | 3.3658 | 39.9% | 6
BNI- Direct Installation; DHW Tank Wrap; COM-Other; Office | 2.0615 | 3.5308 | 71.28% | 9
BNI- Direct Installation; DHW Tank Wrap; COM-Other; Retail | 2.0615 | 3.5308 | 71.28% | 9
BNI - Efficient Product Rebates; T8 Dimmable Stairwell Lighting; COM-Lighting; Other Commercial | 2.5064 | 3.5207 | 40.47% | 6
Existing Residential; DHW Tank Wrap; RES-Water Heat; MURB | 2.6556 | 3.522 | 32.62% | 6
BNI - Efficient Product Rebates; Heat Reclaimer Unit; COM-Other; Other Commercial | 3.4925 | 3.4925 | 0% | 2
Existing Residential; 5W Chandelier LED bulb; RES-Lighting; MURB | 3.3439 | 3.5887 | 7.32% | 3
BNI- Direct Installation; Humidity-Based Door Heater Controls for Reach-In Coolers and Freezers-BES; COM-Refrigeration; Other Commercial | 3.6758 | 3.6758 | 0% | 2
BNI- Direct Installation; Humidity-Based Door Heater Controls for Reach-In Coolers and Freezers-BES; COM-Refrigeration; Retail | 3.7098 | 3.7098 | 0% | 2
BNI - Efficient Product Rebates; T8 Dimmable Stairwell Lighting; IND; Industrial | 2.8364 | 3.7998 | 33.96% | 6
Custom Incentives; Custom Efficiency; IND; Industrial | 2.57 | 3.7714 | 46.75% | 7
Existing Residential; Certified Pellet Boiler or Furnace Supplemented by Baseboard Heat (Whole Home); RES-HVAC/Shell; RES-SF | 2.9635 | 3.0604 | 3.27% | 5
Custom Incentives; Custom Efficiency; COM-Other; COM | 2.6467 | 3.8481 | 45.39% | 7
BNI - Efficient Product Rebates; Double Heat Pad; COM-Other; Other Commercial | 3.8631 | 3.8631 | 0% | 2
Existing Residential; DHW Tank Wrap; RES-Water Heat; RES-SF | 3.0751 | 3.9245 | 27.62% | 5
BNI - Efficient Product Rebates; Variable Frequency Drives; COM-Motors; Retail | 3.8939 | 3.8939 | 0% | 2
BNI- Direct Installation; LED Lamps-Retrofit (dual baseline)-BES; COM-Lighting; Office | 2.8968 | 3.9949 | 37.91% | 6
BNI - Efficient Product Rebates; Variable Speed Drive Screw Compressors (10 - 40 hp); COM-Process; Other Commercial | 3.9503 | 3.9503 | 0% | 2
BNI - Efficient Product Rebates; LED Exterior Fixtures-End of Life replacement; COM-Lighting; Office | 3.079 | 4.0524 | 31.61% | 5
BNI - Efficient Product Rebates; LED Exterior Fixtures-End of Life replacement; COM-Lighting; Other Commercial | 3.079 | 4.0524 | 31.61% | 5
BNI - Efficient Product Rebates; LED Exterior Fixtures-End of Life replacement; COM-Lighting; Retail | 3.079 | 4.0524 | 31.61% | 5
BNI - Efficient Product Rebates; LED Exterior Fixtures-End of Life replacement; COM-Lighting; School | 3.079 | 4.0524 | 31.61% | 5
BNI - Efficient Product Rebates; LED Exterior Fixtures-End of Life replacement; IND; Industrial | 3.0866 | 4.06 | 31.54% | 5
BNI - Efficient Product Rebates; Variable Frequency Drives; COM-Motors; School | 4.0018 | 4.0018 | 0% | 2
BNI - Efficient Product Rebates; Zero-Energy Livestock Waterers; COM-Other; Other Commercial | 4.0357 | 4.0357 | 0% | 2
BNI - Efficient Product Rebates; Air Tanks for Load / No-Load Screw Compressors (10 – 40 hp); COM-Process; Other Commercial | 4.0927 | 4.0927 | 0% | 2
BNI - Efficient Product Rebates; Variable Frequency Drives; COM-Motors; Office | 4.1687 | 4.1687 | 0% | 2
BNI - Efficient Product Rebates; Air-Entraining Air Nozzles (up to 14CFM at 100 psi); COM-Process; School | 4.1879 | 4.1879 | 0% | 2
BNI - Efficient Product Rebates; Variable Frequency Drives; COM-Motors; Other Commercial | 4.2776 | 4.2776 | 0% | 2
Existing Residential; Advanced Automatic Pellet Combo Boiler; RES-HVAC/Shell; RES-SF | 4.3128 | 4.3176 | 0.1121% | 3
BNI- Direct Installation; LED Lamps-Retrofit (dual baseline)-BES; COM-Lighting; Other Commercial | 3.3414 | 4.5928 | 37.45% | 6
BNI- Direct Installation; LED Lamps-Retrofit (dual baseline)-BES; COM-Lighting; Retail | 3.3727 | 4.6066 | 36.59% | 6
Existing Residential; 12 W LED: Blended 75W and 100W incandescent baseline; RES-Lighting; MURB | 4.4514 | 4.6413 | 4.266% | 3
BNI - Efficient Product Rebates; No-Loss Drains (Timed drains are not eligible); COM-Process; School | 4.7743 | 4.7743 | 0% | 2
Existing Residential; 8 W LED; RES-Lighting; MURB | 4.5357 | 4.8039 | 5.912% | 3
Existing Residential; Advanced Power Strip (load sensing or remote control/wireless APS); RES-Plug Load; MURB | 4.8147 | 4.8147 | 0% | 2
BNI - Efficient Product Rebates; Full Size Commercial Hot Food Holding Cabinet; COM-Other; Retail | 4.8591 | 4.8591 | 0% | 2
BNI - Efficient Product Rebates; Cycling Refrigerated Air Dryers (≤ 300 CFM capacity); IND; Industrial | 4.8612 | 4.8612 | 0% | 2
Existing Residential; Embertec Power Strip; RES-Plug Load; RES-SF | 4.8872 | 4.8872 | 0% | 2
BNI- Direct Installation; Ground/Water Source Heat Pumps; COM-HVAC; Other Commercial | 2.3765 | 4.6869 | 97.22% | 10
Residential - Efficient Product Rebates; Dehumidifier (Retirement); RES-Appliance; RES-SF | 5.1193 | 5.1193 | 0% | 2
Existing Residential; Certified Wood Stove; RES-HVAC/Shell; RES-SF | 5.1192 | 5.142 | 0.4468% | 3
Existing Residential; 10.5 W LED; RES-Lighting; RES-SF | 4.9249 | 5.1802 | 5.184% | 3
BNI - Efficient Product Rebates; Single Heat Pad; COM-Other; Other Commercial | 5.1828 | 5.1828 | 0% | 2
BNI - Efficient Product Rebates; Humidity-Based Door Heater Controls for Reach-In Coolers and Freezers; COM-Refrigeration; School | 5.3576 | 5.3576 | 0% | 2
BNI - Efficient Product Rebates; Humidity-Based Door Heater Controls for Reach-In Coolers and Freezers; COM-Refrigeration; Other Commercial | 5.4655 | 5.4655 | 0% | 2
BNI- Direct Installation; Ground/Water Source Heat Pumps; COM-HVAC; Retail | 2.5368 | 5.0463 | 98.93% | 10
BNI- Direct Installation; Ground/Water Source Heat Pumps; COM-HVAC; School | 2.5336 | 5.0508 | 99.35% | 10
BNI - Efficient Product Rebates; Humidity-Based Door Heater Controls for Reach-In Coolers and Freezers; COM-Refrigeration; Retail | 5.5161 | 5.5161 | 0% | 2
BNI- Direct Installation; Ground/Water Source Heat Pumps; COM-HVAC; Office | 2.6362 | 5.1787 | 96.45% | 10
BNI - Efficient Product Rebates; Multi-Tank Conveyor Commercial Dish Washer (Low Temp); COM-Other; Retail | 3.8855 | 5.6954 | 46.58% | 7
Existing Residential; 11 W LED; RES-Lighting; RES-SF | 5.9297 | 6.1216 | 3.237% | 3
Existing Residential; DHW Pipe Insulation; RES-Water Heat; MURB | 1.9308 | 6.1401 | 218% | 11
Existing Residential; Low Flow Faucet Aerator, 1.5 GPM; RES-Water Heat; MURB | 5.95 | 6.5884 | 10.73% | 3
BNI - Efficient Product Rebates; Cycling Refrigerated Air Dryers (≤ 300 CFM capacity); COM-Process; Other Commercial | 6.7039 | 6.7039 | 0% | 2
BNI- Direct Installation; DHW Pipe Insulation; COM-Other; Office | 4.5617 | 7.2478 | 58.88% | 8
BNI- Direct Installation; DHW Pipe Insulation; COM-Other; Retail | 4.5617 | 7.2478 | 58.88% | 8
BNI - Efficient Product Rebates; VSD for Milk Vacuum Pump; COM-Other; Other Commercial | 7.2373 | 7.2373 | 0% | 2
BNI - Efficient Product Rebates; LED Lamps-Retrofit (dual baseline); COM-Lighting; School | 5.6273 | 7.7071 | 36.96% | 6
BNI - Efficient Product Rebates; Under Counter Dishwasher with Booster (High Temp); COM-Other; Retail | 7.3181 | 7.8623 | 7.436% | 3
BNI - Efficient Product Rebates; LED Lamps-Retrofit (dual baseline); COM-Lighting; Office | 5.8243 | 8.0322 | 37.91% | 6
Existing Residential; Low Flow Faucet Aerator, 1.5 GPM; RES-Water Heat; RES-SF | 7.9783 | 8.0325 | 0.6788% | 3
BNI - Efficient Product Rebates; Multi Tank Conveyor Dishwasher with Booster (High Temp); COM-Other; Retail | 6.7453 | 8.1271 | 20.49% | 4
BNI - Efficient Product Rebates; Single Tank Door Dishwasher with Booster (High Temp); COM-Other; Retail | 6.7925 | 8.3689 | 23.21% | 5
Existing Residential; Low Flow (1.25 GPM) showerhead; RES-Water Heat; RES-SF | 6.5788 | 8.4593 | 28.58% | 5
Existing Residential; Low Flow (1.25 GPM) showerhead; RES-Water Heat; MURB | 6.3489 | 8.8917 | 40.05% | 6
BNI- Direct Installation; High-Efficiency Air Source Heat Pumps: Air Source Heat Pumps (1-11) Tons, Baseline; COM-HVAC; Other Commercial | 4.0562 | 7.9997 | 97.22% | 10
BNI- Direct Installation; High-Efficiency Air Source Heat Pumps: Air Source Heat Pumps (1-11) Tons, Baseline; COM-HVAC; School | 4.1857 | 8.3442 | 99.35% | 10
BNI- Direct Installation; High-Efficiency Air Source Heat Pumps: Air Source Heat Pumps (1-11) Tons, Baseline; COM-HVAC; Retail | 4.1959 | 8.3467 | 98.93% | 10
BNI- Direct Installation; High-Efficiency Air Source Heat Pumps: Air Source Heat Pumps (1-11) Tons, Baseline; COM-HVAC; Office | 4.3373 | 8.5206 | 96.45% | 10
Existing Residential; DHW Pipe Insulation; RES-Water Heat; RES-SF | 6.2762 | 9.6891 | 54.38% | 8
BNI - Efficient Product Rebates; LED Lamps-Retrofit (dual baseline); COM-Lighting; Retail | 7.7497 | 10.5852 | 36.59% | 6
BNI - Efficient Product Rebates; LED Lamps-Retrofit (dual baseline); COM-Lighting; Other Commercial | 7.8213 | 10.7505 | 37.45% | 6
BNI- Direct Installation; Low Flow Showerheads; COM-Other; Other Commercial | 3.761 | 11.2545 | 199.2% | 11
BNI - Efficient Product Rebates; LED Lamps-Retrofit (dual baseline); IND; Industrial | 8.3662 | 11.2077 | 33.96% | 6
BNI - Efficient Product Rebates; Single Tank Conveyor Dishwasher with Booster (High Temp); COM-Other; Retail | 10.5389 | 11.5493 | 9.587% | 3
BNI - Efficient Product Rebates; Single-Tank Door Type Dishwasher (Low Temp); COM-Other; Retail | 8.5628 | 12.7921 | 49.39% | 7
BNI - Efficient Product Rebates; Single-Tank Conveyor Dishwasher (Low Temp); COM-Other; Retail | 10.5389 | 13.6293 | 29.32% | 5
BNI- Direct Installation; Faucet Aerator; COM-Other; Office | 3.5759 | 14.9709 | 318.7% | 12
BNI- Direct Installation; Faucet Aerator; COM-Other; Other Commercial | 3.5759 | 14.9709 | 318.7% | 12
BNI- Direct Installation; Faucet Aerator; COM-Other; Retail | 3.5759 | 14.9709 | 318.7% | 12
BNI - Efficient Product Rebates; Under Counter Commercial Dishwasher (Low Temp); COM-Other; Retail | 16.269 | 17.8386 | 9.647% | 3
Summary: measures with TRC change due to NEB addition.

## VEIC Flag
Measures identified by VEIC as having potential for more research
Business Energy Rebates
Zero-Energy Livestock Waterers | COM-Other | Other Commercial | 15 | No prescriptive AG program in MA
Single Heat Pad | COM-Other | Other Commercial | 15 | No prescriptive AG program in MA
Double Heat Pad | COM-Other | Other Commercial | 15 | No prescriptive AG program in MA
Dairy Scroll Compressor | COM-Other | Other Commercial | 15 | No prescriptive AG program in MA
Heat Reclaimer Unit | COM-Other | Other Commercial | 15 | No prescriptive AG program in MA
Existing Homes
Solar DHW | RES-Water Heat | RES-SF | 15 | Not offered in MA
Solar Space and Water Heat (Supplement Electricity) | RES-Package | RES-SF | 20 | Not offered in MA
Solar Space Heating (Displacing Electricity) | RES-HVAC/Shell | RES-SF | 20 | Not offered in MA
ENERGY STAR® Refrigerator (Replacement) | RES-Appliance | MURB | 10
Building Envelope Retrofits (Insulation, Draft Proofing, EnergyStar Windows and Doors) | RES-HVAC/Shell | RES-SF | 25 | LOW-only includes air sealing, duct sealing and insulation-no windows, doors, lighting,appliances
New Construction - Res
EnerGuide 83 New Home | RES-Package | RES-NC | 30
EnerGuide 85 New Home | RES-Package | RES-NC | 30
EnerGuide 86 New Home | RES-Package | RES-NC | 30
EnerGuide 87 New Home | RES-Package | RES-NC | 30
EnerGuide 88 New Home | RES-Package | RES-NC | 30
EnerGuide 88+ New Home | RES-Package | RES-NC | 30
Solar DHW | RES-Water Heat | RES-NC | 15
Solar Space and Water Heat (Supplement Electricity) | RES-Package | RES-NC | 20
Solar Space Heating (Displacing Electricity) | RES-HVAC/Shell | RES-NC | 20
Note on I2: Ingrid Malmgren: prescriptive rebate program
Note on J2: Ingrid Malmgren: prescriptive rebate program
Note on K2: Ingrid Malmgren: prescriptive rebate program
Note on L2: Ingrid Malmgren: prescriptive rebate program
Note on M2: Ingrid Malmgren: prescriptive rebate program
Note on N2: Ingrid Malmgren: prescriptive rebate program
Note on O2: Ingrid Malmgren: prescriptive rebate program
Note on P2: Ingrid Malmgren: prescriptive rebate program
Note on Q2: Ingrid Malmgren: prescriptive rebate program
Note on R2: Ingrid Malmgren: prescriptive rebate program
Note on S2: Ingrid Malmgren: prescriptive rebate program
Note on T2: Ingrid Malmgren: prescriptive rebate program
Note on U2: Ingrid Malmgren: prescriptive rebate program
Note on V2: Ingrid Malmgren: prescriptive rebate program
Note on W2: Ingrid Malmgren: prescriptive rebate program
Note on X2: Ingrid Malmgren: prescriptive rebate program
Note on Y2: Ingrid Malmgren: prescriptive rebate program
Note on Z2: Ingrid Malmgren: prescriptive rebate program
Note on AA2: Ingrid Malmgren: prescriptive rebate program
Note on AB2: Ingrid Malmgren: prescriptive rebate program
Note on AC2: Ingrid Malmgren: prescriptive rebate program
Note on AD2: Ingrid Malmgren: prescriptive rebate program
Note on AE2: Ingrid Malmgren: prescriptive rebate program
Note on AF2: Ingrid Malmgren: prescriptive rebate program
Note on AG2: Ingrid Malmgren: prescriptive rebate program
Note on AH2: Ingrid Malmgren: prescriptive rebate program
Note on AI2: Ingrid Malmgren: prescriptive rebate program
Note on AJ2: Ingrid Malmgren: prescriptive rebate program
Note on AK2: Ingrid Malmgren: prescriptive rebate program
Note on AL2: Ingrid Malmgren: prescriptive rebate program
Note on AM2: Ingrid Malmgren: prescriptive rebate program
Note on AN2: Ingrid Malmgren: prescriptive rebate program
Note on AO2: Ingrid Malmgren: prescriptive rebate program
Note on AP2: Ingrid Malmgren: prescriptive rebate program
Note on AQ2: Ingrid Malmgren: prescriptive rebate program
Note on AR2: Ingrid Malmgren: prescriptive rebate program
Note on AS2: Ingrid Malmgren: prescriptive rebate program
Note on AT2: Ingrid Malmgren: prescriptive rebate program
Note on AU2: Ingrid Malmgren: prescriptive rebate program
Note on AV2: Ingrid Malmgren: prescriptive rebate program
Note on AW2: Ingrid Malmgren: prescriptive rebate program
Note on AX2: Ingrid Malmgren: prescriptive rebate program
Note on AY2: Ingrid Malmgren: prescriptive rebate program
Note on AZ2: Ingrid Malmgren: prescriptive rebate program
Note on BA2: Ingrid Malmgren: prescriptive rebate program
Note on BB2: Ingrid Malmgren: prescriptive rebate program
Note on BC2: Ingrid Malmgren: prescriptive rebate program
Note on BD2: Ingrid Malmgren: prescriptive rebate program
Note on BE2: Ingrid Malmgren: prescriptive rebate program
Note on BF2: Ingrid Malmgren: prescriptive rebate program
Note on BG2: Ingrid Malmgren: prescriptive rebate program
Note on BH2: Ingrid Malmgren: prescriptive rebate program
Note on BI2: Ingrid Malmgren: prescriptive rebate program
Note on BJ2: Ingrid Malmgren: prescriptive rebate program
Note on BK2: Ingrid Malmgren: prescriptive rebate program
Note on BL2: Ingrid Malmgren: prescriptive rebate program
Note on BM2: Ingrid Malmgren: prescriptive rebate program
Note on BN2: Ingrid Malmgren: prescriptive rebate program
Note on BO2: Ingrid Malmgren: prescriptive rebate program
Note on BP2: Ingrid Malmgren: prescriptive rebate program
Note on BQ2: Ingrid Malmgren: prescriptive rebate program
Note on BR2: Ingrid Malmgren: prescriptive rebate program
Note on BS2: Ingrid Malmgren: prescriptive rebate program
Note on BT2: Ingrid Malmgren: prescriptive rebate program
Note on BU2: Ingrid Malmgren: prescriptive rebate program
Note on BV2: Ingrid Malmgren: prescriptive rebate program
Note on BW2: Ingrid Malmgren: prescriptive rebate program
Note on BX2: Ingrid Malmgren: prescriptive rebate program
Note on BY2: Ingrid Malmgren: prescriptive rebate program
Note on BZ2: Ingrid Malmgren: prescriptive rebate program
Note on CA2: Ingrid Malmgren: prescriptive rebate program
Note on CB2: Ingrid Malmgren: prescriptive rebate program
Note on CC2: Ingrid Malmgren: prescriptive rebate program
Note on CD2: Ingrid Malmgren: prescriptive rebate program
Note on CE2: Ingrid Malmgren: prescriptive rebate program
Note on CF2: Ingrid Malmgren: prescriptive rebate program
Note on CG2: Ingrid Malmgren: prescriptive rebate program
Note on CH2: Ingrid Malmgren: prescriptive rebate program
Note on CI2: Ingrid Malmgren: prescriptive rebate program
Note on CJ2: Ingrid Malmgren: prescriptive rebate program
Note on CK2: Ingrid Malmgren: prescriptive rebate program
Note on CL2: Ingrid Malmgren: prescriptive rebate program
Note on CM2: Ingrid Malmgren: prescriptive rebate program
Note on CN2: Ingrid Malmgren: prescriptive rebate program
Note on CO2: Ingrid Malmgren: prescriptive rebate program
Note on CP2: Ingrid Malmgren: prescriptive rebate program
Note on CQ2: Ingrid Malmgren: prescriptive rebate program
Note on CR2: Ingrid Malmgren: prescriptive rebate program
Note on CS2: Ingrid Malmgren: prescriptive rebate program
Note on CT2: Ingrid Malmgren: prescriptive rebate program
Note on CU2: Ingrid Malmgren: prescriptive rebate program
Note on CV2: Ingrid Malmgren: prescriptive rebate program
Note on CW2: Ingrid Malmgren: prescriptive rebate program
Note on CX2: Ingrid Malmgren: prescriptive rebate program
Note on CY2: Ingrid Malmgren: prescriptive rebate program
Note on CZ2: Ingrid Malmgren: prescriptive rebate program
Note on DA2: Ingrid Malmgren: prescriptive rebate program
Note on DB2: Ingrid Malmgren: prescriptive rebate program
Note on DC2: Ingrid Malmgren: prescriptive rebate program
Note on DD2: Ingrid Malmgren: prescriptive rebate program
Note on DE2: Ingrid Malmgren: prescriptive rebate program
Note on DF2: Ingrid Malmgren: prescriptive rebate program
Note on DG2: Ingrid Malmgren: prescriptive rebate program
Note on DH2: Ingrid Malmgren: prescriptive rebate program
Note on DI2: Ingrid Malmgren: prescriptive rebate program
Note on DJ2: Ingrid Malmgren: prescriptive rebate program
Note on DK2: Ingrid Malmgren: prescriptive rebate program
Note on DL2: Ingrid Malmgren: prescriptive rebate program
Note on DM2: Ingrid Malmgren: prescriptive rebate program
Note on DN2: Ingrid Malmgren: prescriptive rebate program
Note on DO2: Ingrid Malmgren: prescriptive rebate program
Note on DP2: Ingrid Malmgren: prescriptive rebate program
Note on DQ2: Ingrid Malmgren: prescriptive rebate program
Note on DR2: Ingrid Malmgren: prescriptive rebate program
Note on DS2: Ingrid Malmgren: prescriptive rebate program
Note on DT2: Ingrid Malmgren: prescriptive rebate program
Note on DU2: Ingrid Malmgren: prescriptive rebate program
Note on DV2: Ingrid Malmgren: prescriptive rebate program
Note on DW2: Ingrid Malmgren: prescriptive rebate program
Note on DX2: Ingrid Malmgren: prescriptive rebate program
Note on DY2: Ingrid Malmgren: prescriptive rebate program
Note on DZ2: Ingrid Malmgren: prescriptive rebate program
Note on EA2: Ingrid Malmgren: prescriptive rebate program
Note on EB2: Ingrid Malmgren: prescriptive rebate program
Note on EC2: Ingrid Malmgren: prescriptive rebate program
Note on ED2: Ingrid Malmgren: prescriptive rebate program
Note on EE2: Ingrid Malmgren: prescriptive rebate program
Note on EF2: Ingrid Malmgren: prescriptive rebate program
Note on EG2: Ingrid Malmgren: prescriptive rebate program
Note on EH2: Ingrid Malmgren: prescriptive rebate program
Note on EI2: Ingrid Malmgren: prescriptive rebate program
Note on EJ2: Ingrid Malmgren: prescriptive rebate program
Note on EK2: Ingrid Malmgren: prescriptive rebate program
Note on EL2: Ingrid Malmgren: prescriptive rebate program
Note on EM2: Ingrid Malmgren: prescriptive rebate program
Note on EN2: Ingrid Malmgren: prescriptive rebate program
Note on EO2: Ingrid Malmgren: prescriptive rebate program
Note on EP2: Ingrid Malmgren: prescriptive rebate program
Note on EQ2: Ingrid Malmgren: prescriptive rebate program
Note on ER2: Ingrid Malmgren: prescriptive rebate program
Note on ES2: Ingrid Malmgren: prescriptive rebate program
Note on ET2: Ingrid Malmgren: prescriptive rebate program
Note on EU2: Ingrid Malmgren: prescriptive rebate program
Note on EV2: Ingrid Malmgren: prescriptive rebate program
Note on EW2: Ingrid Malmgren: prescriptive rebate program
Note on EX2: Ingrid Malmgren: prescriptive rebate program
Note on EY2: Ingrid Malmgren: prescriptive rebate program
Note on EZ2: Ingrid Malmgren: prescriptive rebate program
Note on FA2: Ingrid Malmgren: prescriptive rebate program
Note on FB2: Ingrid Malmgren: prescriptive rebate program
Note on FC2: Ingrid Malmgren: prescriptive rebate program
Note on FD2: Ingrid Malmgren: prescriptive rebate program
Note on FE2: Ingrid Malmgren: prescriptive rebate program
Note on FF2: Ingrid Malmgren: prescriptive rebate program
Note on FG2: Ingrid Malmgren: prescriptive rebate program
Note on FH2: Ingrid Malmgren: prescriptive rebate program
Note on FI2: Ingrid Malmgren: prescriptive rebate program
Note on FJ2: Ingrid Malmgren: prescriptive rebate program
Note on FK2: Ingrid Malmgren: prescriptive rebate program
Note on FL2: Ingrid Malmgren: prescriptive rebate program
Note on FM2: Ingrid Malmgren: prescriptive rebate program
Note on FN2: Ingrid Malmgren: prescriptive rebate program
Note on FO2: Ingrid Malmgren: prescriptive rebate program
Note on FP2: Ingrid Malmgren: prescriptive rebate program
Note on FQ2: Ingrid Malmgren: prescriptive rebate program
Note on FR2: Ingrid Malmgren: prescriptive rebate program
Note on FS2: Ingrid Malmgren: prescriptive rebate program
Note on FT2: Ingrid Malmgren: prescriptive rebate program
Note on FU2: Ingrid Malmgren: prescriptive rebate program
Note on FV2: Ingrid Malmgren: prescriptive rebate program
Note on FW2: Ingrid Malmgren: prescriptive rebate program
Note on FX2: Ingrid Malmgren: prescriptive rebate program
Note on FY2: Ingrid Malmgren: prescriptive rebate program
Note on FZ2: Ingrid Malmgren: prescriptive rebate program
Note on GA2: Ingrid Malmgren: prescriptive rebate program
Note on GB2: Ingrid Malmgren: prescriptive rebate program
Note on GC2: Ingrid Malmgren: prescriptive rebate program
Note on GD2: Ingrid Malmgren: prescriptive rebate program
Note on GE2: Ingrid Malmgren: prescriptive rebate program
Note on GF2: Ingrid Malmgren: prescriptive rebate program
Note on GG2: Ingrid Malmgren: prescriptive rebate program
Note on GH2: Ingrid Malmgren: prescriptive rebate program
Note on GI2: Ingrid Malmgren: prescriptive rebate program
Note on GJ2: Ingrid Malmgren: prescriptive rebate program
Note on GK2: Ingrid Malmgren: prescriptive rebate program
Note on GL2: Ingrid Malmgren: prescriptive rebate program
Note on GM2: Ingrid Malmgren: prescriptive rebate program
Note on GN2: Ingrid Malmgren: prescriptive rebate program
Note on GO2: Ingrid Malmgren: prescriptive rebate program
Note on GP2: Ingrid Malmgren: prescriptive rebate program
Note on GQ2: Ingrid Malmgren: prescriptive rebate program
Note on GR2: Ingrid Malmgren: prescriptive rebate program
Note on GS2: Ingrid Malmgren: prescriptive rebate program
Note on GT2: Ingrid Malmgren: prescriptive rebate program
Note on GU2: Ingrid Malmgren: prescriptive rebate program
Note on GV2: Ingrid Malmgren: prescriptive rebate program
Note on GW2: Ingrid Malmgren: prescriptive rebate program
Note on GX2: Ingrid Malmgren: prescriptive rebate program
Note on GY2: Ingrid Malmgren: prescriptive rebate program
Note on GZ2: Ingrid Malmgren: prescriptive rebate program
Note on HA2: Ingrid Malmgren: prescriptive rebate program
Note on HB2: Ingrid Malmgren: prescriptive rebate program
Note on HC2: Ingrid Malmgren: prescriptive rebate program
Note on HD2: Ingrid Malmgren: prescriptive rebate program
Note on HE2: Ingrid Malmgren: prescriptive rebate program
Note on HF2: Ingrid Malmgren: prescriptive rebate program
Note on HG2: Ingrid Malmgren: prescriptive rebate program
Note on HH2: Ingrid Malmgren: prescriptive rebate program
Note on HI2: Ingrid Malmgren: prescriptive rebate program
Note on HJ2: Ingrid Malmgren: prescriptive rebate program
Note on HK2: Ingrid Malmgren: prescriptive rebate program
Note on HL2: Ingrid Malmgren: prescriptive rebate program
Note on HM2: Ingrid Malmgren: prescriptive rebate program
Note on HN2: Ingrid Malmgren: prescriptive rebate program
Note on HO2: Ingrid Malmgren: prescriptive rebate program
Note on HP2: Ingrid Malmgren: prescriptive rebate program
Note on HQ2: Ingrid Malmgren: prescriptive rebate program
Note on HR2: Ingrid Malmgren: prescriptive rebate program
Note on HS2: Ingrid Malmgren: prescriptive rebate program
Note on HT2: Ingrid Malmgren: prescriptive rebate program
Note on HU2: Ingrid Malmgren: prescriptive rebate program
Note on HV2: Ingrid Malmgren: prescriptive rebate program
Note on HW2: Ingrid Malmgren: prescriptive rebate program
Note on HX2: Ingrid Malmgren: prescriptive rebate program
Note on HY2: Ingrid Malmgren: prescriptive rebate program
Note on HZ2: Ingrid Malmgren: prescriptive rebate program
Note on IA2: Ingrid Malmgren: prescriptive rebate program
Note on IB2: Ingrid Malmgren: prescriptive rebate program
Note on IC2: Ingrid Malmgren: prescriptive rebate program
Note on ID2: Ingrid Malmgren: prescriptive rebate program
Note on IE2: Ingrid Malmgren: prescriptive rebate program
Note on IF2: Ingrid Malmgren: prescriptive rebate program
Note on IG2: Ingrid Malmgren: prescriptive rebate program
Note on IH2: Ingrid Malmgren: prescriptive rebate program
Note on II2: Ingrid Malmgren: prescriptive rebate program
Note on IJ2: Ingrid Malmgren: prescriptive rebate program
Note on IK2: Ingrid Malmgren: prescriptive rebate program
Note on IL2: Ingrid Malmgren: prescriptive rebate program
Note on IM2: Ingrid Malmgren: prescriptive rebate program
Note on IN2: Ingrid Malmgren: prescriptive rebate program
Note on IO2: Ingrid Malmgren: prescriptive rebate program
Note on IP2: Ingrid Malmgren: prescriptive rebate program
Note on IQ2: Ingrid Malmgren: prescriptive rebate program
Note on IR2: Ingrid Malmgren: prescriptive rebate program
Note on IS2: Ingrid Malmgren: prescriptive rebate program
Note on IT2: Ingrid Malmgren: prescriptive rebate program
Note on IU2: Ingrid Malmgren: prescriptive rebate program
Note on IV2: Ingrid Malmgren: prescriptive rebate program
Note on IW2: Ingrid Malmgren: prescriptive rebate program
Note on IX2: Ingrid Malmgren: prescriptive rebate program
Note on IY2: Ingrid Malmgren: prescriptive rebate program
Note on IZ2: Ingrid Malmgren: prescriptive rebate program
Note on JA2: Ingrid Malmgren: prescriptive rebate program
Note on JB2: Ingrid Malmgren: prescriptive rebate program
Note on JC2: Ingrid Malmgren: prescriptive rebate program
Note on JD2: Ingrid Malmgren: prescriptive rebate program
Note on JE2: Ingrid Malmgren: prescriptive rebate program
Note on JF2: Ingrid Malmgren: prescriptive rebate program
Note on JG2: Ingrid Malmgren: prescriptive rebate program
Note on JH2: Ingrid Malmgren: prescriptive rebate program
Note on JI2: Ingrid Malmgren: prescriptive rebate program
Note on JJ2: Ingrid Malmgren: prescriptive rebate program
Note on JK2: Ingrid Malmgren: prescriptive rebate program
Note on JL2: Ingrid Malmgren: prescriptive rebate program
Note on JM2: Ingrid Malmgren: prescriptive rebate program
Note on JN2: Ingrid Malmgren: prescriptive rebate program
Note on JO2: Ingrid Malmgren: prescriptive rebate program
Note on JP2: Ingrid Malmgren: prescriptive rebate program
Note on JQ2: Ingrid Malmgren: prescriptive rebate program
Note on JR2: Ingrid Malmgren: prescriptive rebate program
Note on JS2: Ingrid Malmgren: prescriptive rebate program
Note on JT2: Ingrid Malmgren: prescriptive rebate program
Note on JU2: Ingrid Malmgren: prescriptive rebate program
Note on JV2: Ingrid Malmgren: prescriptive rebate program
Note on JW2: Ingrid Malmgren: prescriptive rebate program
Note on JX2: Ingrid Malmgren: prescriptive rebate program
Note on JY2: Ingrid Malmgren: prescriptive rebate program
Note on JZ2: Ingrid Malmgren: prescriptive rebate program
Note on KA2: Ingrid Malmgren: prescriptive rebate program
Note on KB2: Ingrid Malmgren: prescriptive rebate program
Note on KC2: Ingrid Malmgren: prescriptive rebate program
Note on KD2: Ingrid Malmgren: prescriptive rebate program
Note on KE2: Ingrid Malmgren: prescriptive rebate program
Note on KF2: Ingrid Malmgren: prescriptive rebate program
Note on KG2: Ingrid Malmgren: prescriptive rebate program
Note on KH2: Ingrid Malmgren: prescriptive rebate program
Note on KI2: Ingrid Malmgren: prescriptive rebate program
Note on KJ2: Ingrid Malmgren: prescriptive rebate program
Note on KK2: Ingrid Malmgren: prescriptive rebate program
Note on KL2: Ingrid Malmgren: prescriptive rebate program
Note on KM2: Ingrid Malmgren: prescriptive rebate program
Note on KN2: Ingrid Malmgren: prescriptive rebate program
Note on KO2: Ingrid Malmgren: prescriptive rebate program
Note on KP2: Ingrid Malmgren: prescriptive rebate program
Note on KQ2: Ingrid Malmgren: prescriptive rebate program
Note on KR2: Ingrid Malmgren: prescriptive rebate program
Note on KS2: Ingrid Malmgren: prescriptive rebate program
Note on KT2: Ingrid Malmgren: prescriptive rebate program
Note on KU2: Ingrid Malmgren: prescriptive rebate program
Note on KV2: Ingrid Malmgren: prescriptive rebate program
Note on KW2: Ingrid Malmgren: prescriptive rebate program
Note on KX2: Ingrid Malmgren: prescriptive rebate program
Note on KY2: Ingrid Malmgren: prescriptive rebate program
Note on KZ2: Ingrid Malmgren: prescriptive rebate program
Note on LA2: Ingrid Malmgren: prescriptive rebate program
Note on LB2: Ingrid Malmgren: prescriptive rebate program
Note on LC2: Ingrid Malmgren: prescriptive rebate program
Note on LD2: Ingrid Malmgren: prescriptive rebate program
Note on LE2: Ingrid Malmgren: prescriptive rebate program
Note on LF2: Ingrid Malmgren: prescriptive rebate program
Note on LG2: Ingrid Malmgren: prescriptive rebate program
Note on LH2: Ingrid Malmgren: prescriptive rebate program
Note on LI2: Ingrid Malmgren: prescriptive rebate program
Note on LJ2: Ingrid Malmgren: prescriptive rebate program
Note on LK2: Ingrid Malmgren: prescriptive rebate program
Note on LL2: Ingrid Malmgren: prescriptive rebate program
Note on LM2: Ingrid Malmgren: prescriptive rebate program
Note on LN2: Ingrid Malmgren: prescriptive rebate program
Note on LO2: Ingrid Malmgren: prescriptive rebate program
Note on LP2: Ingrid Malmgren: prescriptive rebate program
Note on LQ2: Ingrid Malmgren: prescriptive rebate program
Note on LR2: Ingrid Malmgren: prescriptive rebate program
Note on LS2: Ingrid Malmgren: prescriptive rebate program
Note on LT2: Ingrid Malmgren: prescriptive rebate program
Note on LU2: Ingrid Malmgren: prescriptive rebate program
Note on LV2: Ingrid Malmgren: prescriptive rebate program
Note on LW2: Ingrid Malmgren: prescriptive rebate program
Note on LX2: Ingrid Malmgren: prescriptive rebate program
Note on LY2: Ingrid Malmgren: prescriptive rebate program
Note on LZ2: Ingrid Malmgren: prescriptive rebate program
Note on MA2: Ingrid Malmgren: prescriptive rebate program
Note on MB2: Ingrid Malmgren: prescriptive rebate program
Note on MC2: Ingrid Malmgren: prescriptive rebate program
Note on MD2: Ingrid Malmgren: prescriptive rebate program
Note on ME2: Ingrid Malmgren: prescriptive rebate program
Note on MF2: Ingrid Malmgren: prescriptive rebate program
Note on MG2: Ingrid Malmgren: prescriptive rebate program
Note on MH2: Ingrid Malmgren: prescriptive rebate program
Note on MI2: Ingrid Malmgren: prescriptive rebate program
Note on MJ2: Ingrid Malmgren: prescriptive rebate program
Note on MK2: Ingrid Malmgren: prescriptive rebate program
Note on ML2: Ingrid Malmgren: prescriptive rebate program
Note on MM2: Ingrid Malmgren: prescriptive rebate program
Note on MN2: Ingrid Malmgren: prescriptive rebate program
Note on MO2: Ingrid Malmgren: prescriptive rebate program
Note on MP2: Ingrid Malmgren: prescriptive rebate program
Note on MQ2: Ingrid Malmgren: prescriptive rebate program
Note on MR2: Ingrid Malmgren: prescriptive rebate program
Note on MS2: Ingrid Malmgren: prescriptive rebate program
Note on MT2: Ingrid Malmgren: prescriptive rebate program
Note on MU2: Ingrid Malmgren: prescriptive rebate program
Note on MV2: Ingrid Malmgren: prescriptive rebate program
Note on MW2: Ingrid Malmgren: prescriptive rebate program
Note on MX2: Ingrid Malmgren: prescriptive rebate program
Note on MY2: Ingrid Malmgren: prescriptive rebate program
Note on MZ2: Ingrid Malmgren: prescriptive rebate program
Note on NA2: Ingrid Malmgren: prescriptive rebate program
Note on NB2: Ingrid Malmgren: prescriptive rebate program
Note on NC2: Ingrid Malmgren: prescriptive rebate program
Note on ND2: Ingrid Malmgren: prescriptive rebate program
Note on NE2: Ingrid Malmgren: prescriptive rebate program
Note on NF2: Ingrid Malmgren: prescriptive rebate program
Note on NG2: Ingrid Malmgren: prescriptive rebate program
Note on NH2: Ingrid Malmgren: prescriptive rebate program
Note on NI2: Ingrid Malmgren: prescriptive rebate program
Note on NJ2: Ingrid Malmgren: prescriptive rebate program
Note on NK2: Ingrid Malmgren: prescriptive rebate program
Note on NL2: Ingrid Malmgren: prescriptive rebate program
Note on NM2: Ingrid Malmgren: prescriptive rebate program
Note on NN2: Ingrid Malmgren: prescriptive rebate program
Note on NO2: Ingrid Malmgren: prescriptive rebate program
Note on NP2: Ingrid Malmgren: prescriptive rebate program
Note on NQ2: Ingrid Malmgren: prescriptive rebate program
Note on NR2: Ingrid Malmgren: prescriptive rebate program
Note on NS2: Ingrid Malmgren: prescriptive rebate program
Note on NT2: Ingrid Malmgren: prescriptive rebate program
Note on NU2: Ingrid Malmgren: prescriptive rebate program
Note on NV2: Ingrid Malmgren: prescriptive rebate program
Note on NW2: Ingrid Malmgren: prescriptive rebate program
Note on NX2: Ingrid Malmgren: prescriptive rebate program
Note on NY2: Ingrid Malmgren: prescriptive rebate program
Note on NZ2: Ingrid Malmgren: prescriptive rebate program
Note on OA2: Ingrid Malmgren: prescriptive rebate program
Note on OB2: Ingrid Malmgren: prescriptive rebate program
Note on OC2: Ingrid Malmgren: prescriptive rebate program
Note on OD2: Ingrid Malmgren: prescriptive rebate program
Note on OE2: Ingrid Malmgren: prescriptive rebate program
Note on OF2: Ingrid Malmgren: prescriptive rebate program
Note on OG2: Ingrid Malmgren: prescriptive rebate program
Note on OH2: Ingrid Malmgren: prescriptive rebate program
Note on OI2: Ingrid Malmgren: prescriptive rebate program
Note on OJ2: Ingrid Malmgren: prescriptive rebate program
Note on OK2: Ingrid Malmgren: prescriptive rebate program
Note on OL2: Ingrid Malmgren: prescriptive rebate program
Note on OM2: Ingrid Malmgren: prescriptive rebate program
Note on ON2: Ingrid Malmgren: prescriptive rebate program
Note on OO2: Ingrid Malmgren: prescriptive rebate program
Note on OP2: Ingrid Malmgren: prescriptive rebate program
Note on OQ2: Ingrid Malmgren: prescriptive rebate program
Note on OR2: Ingrid Malmgren: prescriptive rebate program
Note on OS2: Ingrid Malmgren: prescriptive rebate program
Note on OT2: Ingrid Malmgren: prescriptive rebate program
Note on OU2: Ingrid Malmgren: prescriptive rebate program
Note on OV2: Ingrid Malmgren: prescriptive rebate program
Note on OW2: Ingrid Malmgren: prescriptive rebate program
Note on OX2: Ingrid Malmgren: prescriptive rebate program
Note on OY2: Ingrid Malmgren: prescriptive rebate program
Note on OZ2: Ingrid Malmgren: prescriptive rebate program
Note on PA2: Ingrid Malmgren: prescriptive rebate program
Note on PB2: Ingrid Malmgren: prescriptive rebate program
Note on PC2: Ingrid Malmgren: prescriptive rebate program
Note on PD2: Ingrid Malmgren: prescriptive rebate program
Note on PE2: Ingrid Malmgren: prescriptive rebate program
Note on PF2: Ingrid Malmgren: prescriptive rebate program
Note on PG2: Ingrid Malmgren: prescriptive rebate program
Note on PH2: Ingrid Malmgren: prescriptive rebate program
Note on PI2: Ingrid Malmgren: prescriptive rebate program
Note on PJ2: Ingrid Malmgren: prescriptive rebate program
Note on PK2: Ingrid Malmgren: prescriptive rebate program
Note on PL2: Ingrid Malmgren: prescriptive rebate program
Note on PM2: Ingrid Malmgren: prescriptive rebate program
Note on PN2: Ingrid Malmgren: prescriptive rebate program
Note on PO2: Ingrid Malmgren: prescriptive rebate program
Note on PP2: Ingrid Malmgren: prescriptive rebate program
Note on PQ2: Ingrid Malmgren: prescriptive rebate program
Note on PR2: Ingrid Malmgren: prescriptive rebate program
Note on PS2: Ingrid Malmgren: prescriptive rebate program
Note on PT2: Ingrid Malmgren: prescriptive rebate program
Note on PU2: Ingrid Malmgren: prescriptive rebate program
Note on PV2: Ingrid Malmgren: prescriptive rebate program
Note on PW2: Ingrid Malmgren: prescriptive rebate program
Note on PX2: Ingrid Malmgren: prescriptive rebate program
Note on PY2: Ingrid Malmgren: prescriptive rebate program
Note on PZ2: Ingrid Malmgren: prescriptive rebate program
Note on QA2: Ingrid Malmgren: prescriptive rebate program
Note on QB2: Ingrid Malmgren: prescriptive rebate program
Note on QC2: Ingrid Malmgren: prescriptive rebate program
Note on QD2: Ingrid Malmgren: prescriptive rebate program
Note on QE2: Ingrid Malmgren: prescriptive rebate program
Note on QF2: Ingrid Malmgren: prescriptive rebate program
Note on QG2: Ingrid Malmgren: prescriptive rebate program
Note on QH2: Ingrid Malmgren: prescriptive rebate program
Note on QI2: Ingrid Malmgren: prescriptive rebate program
Note on QJ2: Ingrid Malmgren: prescriptive rebate program
Note on QK2: Ingrid Malmgren: prescriptive rebate program
Note on QL2: Ingrid Malmgren: prescriptive rebate program
Note on QM2: Ingrid Malmgren: prescriptive rebate program
Note on QN2: Ingrid Malmgren: prescriptive rebate program
Note on QO2: Ingrid Malmgren: prescriptive rebate program
Note on QP2: Ingrid Malmgren: prescriptive rebate program
Note on QQ2: Ingrid Malmgren: prescriptive rebate program
Note on QR2: Ingrid Malmgren: prescriptive rebate program
Note on QS2: Ingrid Malmgren: prescriptive rebate program
Note on QT2: Ingrid Malmgren: prescriptive rebate program
Note on QU2: Ingrid Malmgren: prescriptive rebate program
Note on QV2: Ingrid Malmgren: prescriptive rebate program
Note on QW2: Ingrid Malmgren: prescriptive rebate program
Note on QX2: Ingrid Malmgren: prescriptive rebate program
Note on QY2: Ingrid Malmgren: prescriptive rebate program
Note on QZ2: Ingrid Malmgren: prescriptive rebate program
Note on RA2: Ingrid Malmgren: prescriptive rebate program
Note on RB2: Ingrid Malmgren: prescriptive rebate program
Note on RC2: Ingrid Malmgren: prescriptive rebate program
Note on RD2: Ingrid Malmgren: prescriptive rebate program
Note on RE2: Ingrid Malmgren: prescriptive rebate program
Note on RF2: Ingrid Malmgren: prescriptive rebate program
Note on RG2: Ingrid Malmgren: prescriptive rebate program
Note on RH2: Ingrid Malmgren: prescriptive rebate program
Note on RI2: Ingrid Malmgren: prescriptive rebate program
Note on RJ2: Ingrid Malmgren: prescriptive rebate program
Note on RK2: Ingrid Malmgren: prescriptive rebate program
Note on RL2: Ingrid Malmgren: prescriptive rebate program
Note on RM2: Ingrid Malmgren: prescriptive rebate program
Note on RN2: Ingrid Malmgren: prescriptive rebate program
Note on RO2: Ingrid Malmgren: prescriptive rebate program
Note on RP2: Ingrid Malmgren: prescriptive rebate program
Note on RQ2: Ingrid Malmgren: prescriptive rebate program
Note on RR2: Ingrid Malmgren: prescriptive rebate program
Note on RS2: Ingrid Malmgren: prescriptive rebate program
Note on RT2: Ingrid Malmgren: prescriptive rebate program
Note on RU2: Ingrid Malmgren: prescriptive rebate program
Note on RV2: Ingrid Malmgren: prescriptive rebate program
Note on RW2: Ingrid Malmgren: prescriptive rebate program
Note on RX2: Ingrid Malmgren: prescriptive rebate program
Note on RY2: Ingrid Malmgren: prescriptive rebate program
Note on RZ2: Ingrid Malmgren: prescriptive rebate program
Note on SA2: Ingrid Malmgren: prescriptive rebate program
Note on SB2: Ingrid Malmgren: prescriptive rebate program
Note on SC2: Ingrid Malmgren: prescriptive rebate program
Note on SD2: Ingrid Malmgren: prescriptive rebate program
Note on SE2: Ingrid Malmgren: prescriptive rebate program
Note on SF2: Ingrid Malmgren: prescriptive rebate program
Note on SG2: Ingrid Malmgren: prescriptive rebate program
Note on SH2: Ingrid Malmgren: prescriptive rebate program
Note on SI2: Ingrid Malmgren: prescriptive rebate program
Note on SJ2: Ingrid Malmgren: prescriptive rebate program
Note on SK2: Ingrid Malmgren: prescriptive rebate program
Note on SL2: Ingrid Malmgren: prescriptive rebate program
Note on SM2: Ingrid Malmgren: prescriptive rebate program
Note on SN2: Ingrid Malmgren: prescriptive rebate program
Note on SO2: Ingrid Malmgren: prescriptive rebate program
Note on SP2: Ingrid Malmgren: prescriptive rebate program
Note on SQ2: Ingrid Malmgren: prescriptive rebate program
Note on SR2: Ingrid Malmgren: prescriptive rebate program
Note on SS2: Ingrid Malmgren: prescriptive rebate program
Note on ST2: Ingrid Malmgren: prescriptive rebate program
Note on SU2: Ingrid Malmgren: prescriptive rebate program
Note on SV2: Ingrid Malmgren: prescriptive rebate program
Note on SW2: Ingrid Malmgren: prescriptive rebate program
Note on SX2: Ingrid Malmgren: prescriptive rebate program
Note on SY2: Ingrid Malmgren: prescriptive rebate program
Note on SZ2: Ingrid Malmgren: prescriptive rebate program
Note on TA2: Ingrid Malmgren: prescriptive rebate program
Note on TB2: Ingrid Malmgren: prescriptive rebate program
Note on TC2: Ingrid Malmgren: prescriptive rebate program
Note on TD2: Ingrid Malmgren: prescriptive rebate program
Note on TE2: Ingrid Malmgren: prescriptive rebate program
Note on TF2: Ingrid Malmgren: prescriptive rebate program
Note on TG2: Ingrid Malmgren: prescriptive rebate program
Note on TH2: Ingrid Malmgren: prescriptive rebate program
Note on TI2: Ingrid Malmgren: prescriptive rebate program
Note on TJ2: Ingrid Malmgren: prescriptive rebate program
Note on TK2: Ingrid Malmgren: prescriptive rebate program
Note on TL2: Ingrid Malmgren: prescriptive rebate program
Note on TM2: Ingrid Malmgren: prescriptive rebate program
Note on TN2: Ingrid Malmgren: prescriptive rebate program
Note on TO2: Ingrid Malmgren: prescriptive rebate program
Note on TP2: Ingrid Malmgren: prescriptive rebate program
Note on TQ2: Ingrid Malmgren: prescriptive rebate program
Note on TR2: Ingrid Malmgren: prescriptive rebate program
Note on TS2: Ingrid Malmgren: prescriptive rebate program
Note on TT2: Ingrid Malmgren: prescriptive rebate program
Note on TU2: Ingrid Malmgren: prescriptive rebate program
Note on TV2: Ingrid Malmgren: prescriptive rebate program
Note on TW2: Ingrid Malmgren: prescriptive rebate program
Note on TX2: Ingrid Malmgren: prescriptive rebate program
Note on TY2: Ingrid Malmgren: prescriptive rebate program
Note on TZ2: Ingrid Malmgren: prescriptive rebate program
Note on UA2: Ingrid Malmgren: prescriptive rebate program
Note on UB2: Ingrid Malmgren: prescriptive rebate program
Note on UC2: Ingrid Malmgren: prescriptive rebate program
Note on UD2: Ingrid Malmgren: prescriptive rebate program
Note on UE2: Ingrid Malmgren: prescriptive rebate program
Note on UF2: Ingrid Malmgren: prescriptive rebate program
Note on UG2: Ingrid Malmgren: prescriptive rebate program
Note on UH2: Ingrid Malmgren: prescriptive rebate program
Note on UI2: Ingrid Malmgren: prescriptive rebate program
Note on UJ2: Ingrid Malmgren: prescriptive rebate program
Note on UK2: Ingrid Malmgren: prescriptive rebate program
Note on UL2: Ingrid Malmgren: prescriptive rebate program
Note on UM2: Ingrid Malmgren: prescriptive rebate program
Note on UN2: Ingrid Malmgren: prescriptive rebate program
Note on UO2: Ingrid Malmgren: prescriptive rebate program
Note on UP2: Ingrid Malmgren: prescriptive rebate program
Note on UQ2: Ingrid Malmgren: prescriptive rebate program
Note on UR2: Ingrid Malmgren: prescriptive rebate program
Note on US2: Ingrid Malmgren: prescriptive rebate program
Note on UT2: Ingrid Malmgren: prescriptive rebate program
Note on UU2: Ingrid Malmgren: prescriptive rebate program
Note on UV2: Ingrid Malmgren: prescriptive rebate program
Note on UW2: Ingrid Malmgren: prescriptive rebate program
Note on UX2: Ingrid Malmgren: prescriptive rebate program
Note on UY2: Ingrid Malmgren: prescriptive rebate program
Note on UZ2: Ingrid Malmgren: prescriptive rebate program
Note on VA2: Ingrid Malmgren: prescriptive rebate program
Note on VB2: Ingrid Malmgren: prescriptive rebate program
Note on VC2: Ingrid Malmgren: prescriptive rebate program
Note on VD2: Ingrid Malmgren: prescriptive rebate program
Note on VE2: Ingrid Malmgren: prescriptive rebate program
Note on VF2: Ingrid Malmgren: prescriptive rebate program
Note on VG2: Ingrid Malmgren: prescriptive rebate program
Note on VH2: Ingrid Malmgren: prescriptive rebate program
Note on VI2: Ingrid Malmgren: prescriptive rebate program
Note on VJ2: Ingrid Malmgren: prescriptive rebate program
Note on VK2: Ingrid Malmgren: prescriptive rebate program
Note on VL2: Ingrid Malmgren: prescriptive rebate program
Note on VM2: Ingrid Malmgren: prescriptive rebate program
Note on VN2: Ingrid Malmgren: prescriptive rebate program
Note on VO2: Ingrid Malmgren: prescriptive rebate program
Note on VP2: Ingrid Malmgren: prescriptive rebate program
Note on VQ2: Ingrid Malmgren: prescriptive rebate program
Note on VR2: Ingrid Malmgren: prescriptive rebate program
Note on VS2: Ingrid Malmgren: prescriptive rebate program
Note on VT2: Ingrid Malmgren: prescriptive rebate program
Note on VU2: Ingrid Malmgren: prescriptive rebate program
Note on VV2: Ingrid Malmgren: prescriptive rebate program
Note on VW2: Ingrid Malmgren: prescriptive rebate program
Note on VX2: Ingrid Malmgren: prescriptive rebate program
Note on VY2: Ingrid Malmgren: prescriptive rebate program
Note on VZ2: Ingrid Malmgren: prescriptive rebate program
Note on WA2: Ingrid Malmgren: prescriptive rebate program
Note on WB2: Ingrid Malmgren: prescriptive rebate program
Note on WC2: Ingrid Malmgren: prescriptive rebate program
Note on WD2: Ingrid Malmgren: prescriptive rebate program
Note on WE2: Ingrid Malmgren: prescriptive rebate program
Note on WF2: Ingrid Malmgren: prescriptive rebate program
Note on WG2: Ingrid Malmgren: prescriptive rebate program
Note on WH2: Ingrid Malmgren: prescriptive rebate program
Note on WI2: Ingrid Malmgren: prescriptive rebate program
Note on WJ2: Ingrid Malmgren: prescriptive rebate program
Note on WK2: Ingrid Malmgren: prescriptive rebate program
Note on WL2: Ingrid Malmgren: prescriptive rebate program
Note on WM2: Ingrid Malmgren: prescriptive rebate program
Note on WN2: Ingrid Malmgren: prescriptive rebate program
Note on WO2: Ingrid Malmgren: prescriptive rebate program
Note on WP2: Ingrid Malmgren: prescriptive rebate program
Note on WQ2: Ingrid Malmgren: prescriptive rebate program
Note on WR2: Ingrid Malmgren: prescriptive rebate program
Note on WS2: Ingrid Malmgren: prescriptive rebate program
Note on WT2: Ingrid Malmgren: prescriptive rebate program
Note on WU2: Ingrid Malmgren: prescriptive rebate program
Note on WV2: Ingrid Malmgren: prescriptive rebate program
Note on WW2: Ingrid Malmgren: prescriptive rebate program
Note on WX2: Ingrid Malmgren: prescriptive rebate program
Note on WY2: Ingrid Malmgren: prescriptive rebate program
Note on WZ2: Ingrid Malmgren: prescriptive rebate program
Note on XA2: Ingrid Malmgren: prescriptive rebate program
Note on XB2: Ingrid Malmgren: prescriptive rebate program
Note on XC2: Ingrid Malmgren: prescriptive rebate program
Note on XD2: Ingrid Malmgren: prescriptive rebate program
Note on XE2: Ingrid Malmgren: prescriptive rebate program
Note on XF2: Ingrid Malmgren: prescriptive rebate program
Note on XG2: Ingrid Malmgren: prescriptive rebate program
Note on XH2: Ingrid Malmgren: prescriptive rebate program
Note on XI2: Ingrid Malmgren: prescriptive rebate program
Note on XJ2: Ingrid Malmgren: prescriptive rebate program
Note on XK2: Ingrid Malmgren: prescriptive rebate program
Note on XL2: Ingrid Malmgren: prescriptive rebate program
Note on XM2: Ingrid Malmgren: prescriptive rebate program
Note on XN2: Ingrid Malmgren: prescriptive rebate program
Note on XO2: Ingrid Malmgren: prescriptive rebate program
Note on XP2: Ingrid Malmgren: prescriptive rebate program
Note on XQ2: Ingrid Malmgren: prescriptive rebate program
Note on XR2: Ingrid Malmgren: prescriptive rebate program
Note on XS2: Ingrid Malmgren: prescriptive rebate program
Note on XT2: Ingrid Malmgren: prescriptive rebate program
Note on XU2: Ingrid Malmgren: prescriptive rebate program
Note on XV2: Ingrid Malmgren: prescriptive rebate program
Note on XW2: Ingrid Malmgren: prescriptive rebate program
Note on XX2: Ingrid Malmgren: prescriptive rebate program
Note on XY2: Ingrid Malmgren: prescriptive rebate program
Note on XZ2: Ingrid Malmgren: prescriptive rebate program
Note on YA2: Ingrid Malmgren: prescriptive rebate program
Note on YB2: Ingrid Malmgren: prescriptive rebate program
Note on YC2: Ingrid Malmgren: prescriptive rebate program
Note on YD2: Ingrid Malmgren: prescriptive rebate program
Note on YE2: Ingrid Malmgren: prescriptive rebate program
Note on YF2: Ingrid Malmgren: prescriptive rebate program
Note on YG2: Ingrid Malmgren: prescriptive rebate program
Note on YH2: Ingrid Malmgren: prescriptive rebate program
Note on YI2: Ingrid Malmgren: prescriptive rebate program
Note on YJ2: Ingrid Malmgren: prescriptive rebate program
Note on YK2: Ingrid Malmgren: prescriptive rebate program
Note on YL2: Ingrid Malmgren: prescriptive rebate program
Note on YM2: Ingrid Malmgren: prescriptive rebate program
Note on YN2: Ingrid Malmgren: prescriptive rebate program
Note on YO2: Ingrid Malmgren: prescriptive rebate program
Note on YP2: Ingrid Malmgren: prescriptive rebate program
Note on YQ2: Ingrid Malmgren: prescriptive rebate program
Note on YR2: Ingrid Malmgren: prescriptive rebate program
Note on YS2: Ingrid Malmgren: prescriptive rebate program
Note on YT2: Ingrid Malmgren: prescriptive rebate program
Note on YU2: Ingrid Malmgren: prescriptive rebate program
Note on YV2: Ingrid Malmgren: prescriptive rebate program
Note on YW2: Ingrid Malmgren: prescriptive rebate program
Note on YX2: Ingrid Malmgren: prescriptive rebate program
Note on YY2: Ingrid Malmgren: prescriptive rebate program
Note on YZ2: Ingrid Malmgren: prescriptive rebate program
Note on ZA2: Ingrid Malmgren: prescriptive rebate program
Note on ZB2: Ingrid Malmgren: prescriptive rebate program
Note on ZC2: Ingrid Malmgren: prescriptive rebate program
Note on ZD2: Ingrid Malmgren: prescriptive rebate program
Note on ZE2: Ingrid Malmgren: prescriptive rebate program
Note on ZF2: Ingrid Malmgren: prescriptive rebate program
Note on ZG2: Ingrid Malmgren: prescriptive rebate program
Note on ZH2: Ingrid Malmgren: prescriptive rebate program
Note on ZI2: Ingrid Malmgren: prescriptive rebate program
Note on ZJ2: Ingrid Malmgren: prescriptive rebate program
Note on ZK2: Ingrid Malmgren: prescriptive rebate program
Note on ZL2: Ingrid Malmgren: prescriptive rebate program
Note on ZM2: Ingrid Malmgren: prescriptive rebate program
Note on ZN2: Ingrid Malmgren: prescriptive rebate program
Note on ZO2: Ingrid Malmgren: prescriptive rebate program
Note on ZP2: Ingrid Malmgren: prescriptive rebate program
Note on ZQ2: Ingrid Malmgren: prescriptive rebate program
Note on ZR2: Ingrid Malmgren: prescriptive rebate program
Note on ZS2: Ingrid Malmgren: prescriptive rebate program
Note on ZT2: Ingrid Malmgren: prescriptive rebate program
Note on ZU2: Ingrid Malmgren: prescriptive rebate program
Note on ZV2: Ingrid Malmgren: prescriptive rebate program
Note on ZW2: Ingrid Malmgren: prescriptive rebate program
Note on ZX2: Ingrid Malmgren: prescriptive rebate program
Note on ZY2: Ingrid Malmgren: prescriptive rebate program
Note on ZZ2: Ingrid Malmgren: prescriptive rebate program
Note on AAA2: Ingrid Malmgren: prescriptive rebate program
Note on AAB2: Ingrid Malmgren: prescriptive rebate program
Note on AAC2: Ingrid Malmgren: prescriptive rebate program
Note on AAD2: Ingrid Malmgren: prescriptive rebate program
Note on AAE2: Ingrid Malmgren: prescriptive rebate program
Note on AAF2: Ingrid Malmgren: prescriptive rebate program
Note on AAG2: Ingrid Malmgren: prescriptive rebate program
Note on AAH2: Ingrid Malmgren: prescriptive rebate program
Note on AAI2: Ingrid Malmgren: prescriptive rebate program
Note on AAJ2: Ingrid Malmgren: prescriptive rebate program
Note on AAK2: Ingrid Malmgren: prescriptive rebate program
Note on AAL2: Ingrid Malmgren: prescriptive rebate program
Note on AAM2: Ingrid Malmgren: prescriptive rebate program
Note on AAN2: Ingrid Malmgren: prescriptive rebate program
Note on AAO2: Ingrid Malmgren: prescriptive rebate program
Note on AAP2: Ingrid Malmgren: prescriptive rebate program
Note on AAQ2: Ingrid Malmgren: prescriptive rebate program
Note on AAR2: Ingrid Malmgren: prescriptive rebate program
Note on AAS2: Ingrid Malmgren: prescriptive rebate program
Note on AAT2: Ingrid Malmgren: prescriptive rebate program
Note on AAU2: Ingrid Malmgren: prescriptive rebate program
Note on AAV2: Ingrid Malmgren: prescriptive rebate program
Note on AAW2: Ingrid Malmgren: prescriptive rebate program
Note on AAX2: Ingrid Malmgren: prescriptive rebate program
Note on AAY2: Ingrid Malmgren: prescriptive rebate program
Note on AAZ2: Ingrid Malmgren: prescriptive rebate program
Note on ABA2: Ingrid Malmgren: prescriptive rebate program
Note on ABB2: Ingrid Malmgren: prescriptive rebate program
Note on ABC2: Ingrid Malmgren: prescriptive rebate program
Note on ABD2: Ingrid Malmgren: prescriptive rebate program
Note on ABE2: Ingrid Malmgren: prescriptive rebate program
Note on ABF2: Ingrid Malmgren: prescriptive rebate program
Note on ABG2: Ingrid Malmgren: prescriptive rebate program
Note on ABH2: Ingrid Malmgren: prescriptive rebate program
Note on ABI2: Ingrid Malmgren: prescriptive rebate program
Note on ABJ2: Ingrid Malmgren: prescriptive rebate program
Note on ABK2: Ingrid Malmgren: prescriptive rebate program
Note on ABL2: Ingrid Malmgren: prescriptive rebate program
Note on ABM2: Ingrid Malmgren: prescriptive rebate program
Note on ABN2: Ingrid Malmgren: prescriptive rebate program
Note on ABO2: Ingrid Malmgren: prescriptive rebate program
Note on ABP2: Ingrid Malmgren: prescriptive rebate program
Note on ABQ2: Ingrid Malmgren: prescriptive rebate program
Note on ABR2: Ingrid Malmgren: prescriptive rebate program
Note on ABS2: Ingrid Malmgren: prescriptive rebate program
Note on ABT2: Ingrid Malmgren: prescriptive rebate program
Note on ABU2: Ingrid Malmgren: prescriptive rebate program
Note on ABV2: Ingrid Malmgren: prescriptive rebate program
Note on ABW2: Ingrid Malmgren: prescriptive rebate program
Note on ABX2: Ingrid Malmgren: prescriptive rebate program
Note on ABY2: Ingrid Malmgren: prescriptive rebate program
Note on ABZ2: Ingrid Malmgren: prescriptive rebate program
Note on ACA2: Ingrid Malmgren: prescriptive rebate program
Note on ACB2: Ingrid Malmgren: prescriptive rebate program
Note on ACC2: Ingrid Malmgren: prescriptive rebate program
Note on ACD2: Ingrid Malmgren: prescriptive rebate program
Note on ACE2: Ingrid Malmgren: prescriptive rebate program
Note on ACF2: Ingrid Malmgren: prescriptive rebate program
Note on ACG2: Ingrid Malmgren: prescriptive rebate program
Note on ACH2: Ingrid Malmgren: prescriptive rebate program
Note on ACI2: Ingrid Malmgren: prescriptive rebate program
Note on ACJ2: Ingrid Malmgren: prescriptive rebate program
Note on ACK2: Ingrid Malmgren: prescriptive rebate program
Note on ACL2: Ingrid Malmgren: prescriptive rebate program
Note on ACM2: Ingrid Malmgren: prescriptive rebate program
Note on ACN2: Ingrid Malmgren: prescriptive rebate program
Note on ACO2: Ingrid Malmgren: prescriptive rebate program
Note on ACP2: Ingrid Malmgren: prescriptive rebate program
Note on ACQ2: Ingrid Malmgren: prescriptive rebate program
Note on ACR2: Ingrid Malmgren: prescriptive rebate program
Note on ACS2: Ingrid Malmgren: prescriptive rebate program
Note on ACT2: Ingrid Malmgren: prescriptive rebate program
Note on ACU2: Ingrid Malmgren: prescriptive rebate program
Note on ACV2: Ingrid Malmgren: prescriptive rebate program
Note on ACW2: Ingrid Malmgren: prescriptive rebate program
Note on ACX2: Ingrid Malmgren: prescriptive rebate program
Note on ACY2: Ingrid Malmgren: prescriptive rebate program
Note on ACZ2: Ingrid Malmgren: prescriptive rebate program
Note on ADA2: Ingrid Malmgren: prescriptive rebate program
Note on ADB2: Ingrid Malmgren: prescriptive rebate program
Note on ADC2: Ingrid Malmgren: prescriptive rebate program
Note on ADD2: Ingrid Malmgren: prescriptive rebate program
Note on ADE2: Ingrid Malmgren: prescriptive rebate program
Note on ADF2: Ingrid Malmgren: prescriptive rebate program
Note on ADG2: Ingrid Malmgren: prescriptive rebate program
Note on ADH2: Ingrid Malmgren: prescriptive rebate program
Note on ADI2: Ingrid Malmgren: prescriptive rebate program
Note on ADJ2: Ingrid Malmgren: prescriptive rebate program
Note on ADK2: Ingrid Malmgren: prescriptive rebate program
Note on ADL2: Ingrid Malmgren: prescriptive rebate program
Note on ADM2: Ingrid Malmgren: prescriptive rebate program
Note on ADN2: Ingrid Malmgren: prescriptive rebate program
Note on ADO2: Ingrid Malmgren: prescriptive rebate program
Note on ADP2: Ingrid Malmgren: prescriptive rebate program
Note on ADQ2: Ingrid Malmgren: prescriptive rebate program
Note on ADR2: Ingrid Malmgren: prescriptive rebate program
Note on ADS2: Ingrid Malmgren: prescriptive rebate program
Note on ADT2: Ingrid Malmgren: prescriptive rebate program
Note on ADU2: Ingrid Malmgren: prescriptive rebate program
Note on ADV2: Ingrid Malmgren: prescriptive rebate program
Note on ADW2: Ingrid Malmgren: prescriptive rebate program
Note on ADX2: Ingrid Malmgren: prescriptive rebate program
Note on ADY2: Ingrid Malmgren: prescriptive rebate program
Note on ADZ2: Ingrid Malmgren: prescriptive rebate program
Note on AEA2: Ingrid Malmgren: prescriptive rebate program
Note on AEB2: Ingrid Malmgren: prescriptive rebate program
Note on AEC2: Ingrid Malmgren: prescriptive rebate program
Note on AED2: Ingrid Malmgren: prescriptive rebate program
Note on AEE2: Ingrid Malmgren: prescriptive rebate program
Note on AEF2: Ingrid Malmgren: prescriptive rebate program
Note on AEG2: Ingrid Malmgren: prescriptive rebate program
Note on AEH2: Ingrid Malmgren: prescriptive rebate program
Note on AEI2: Ingrid Malmgren: prescriptive rebate program
Note on AEJ2: Ingrid Malmgren: prescriptive rebate program
Note on AEK2: Ingrid Malmgren: prescriptive rebate program
Note on AEL2: Ingrid Malmgren: prescriptive rebate program
Note on AEM2: Ingrid Malmgren: prescriptive rebate program
Note on AEN2: Ingrid Malmgren: prescriptive rebate program
Note on AEO2: Ingrid Malmgren: prescriptive rebate program
Note on AEP2: Ingrid Malmgren: prescriptive rebate program
Note on AEQ2: Ingrid Malmgren: prescriptive rebate program
Note on AER2: Ingrid Malmgren: prescriptive rebate program
Note on AES2: Ingrid Malmgren: prescriptive rebate program
Note on AET2: Ingrid Malmgren: prescriptive rebate program
Note on AEU2: Ingrid Malmgren: prescriptive rebate program
Note on AEV2: Ingrid Malmgren: prescriptive rebate program
Note on AEW2: Ingrid Malmgren: prescriptive rebate program
Note on AEX2: Ingrid Malmgren: prescriptive rebate program
Note on AEY2: Ingrid Malmgren: prescriptive rebate program
Note on AEZ2: Ingrid Malmgren: prescriptive rebate program
Note on AFA2: Ingrid Malmgren: prescriptive rebate program
Note on AFB2: Ingrid Malmgren: prescriptive rebate program
Note on AFC2: Ingrid Malmgren: prescriptive rebate program
Note on AFD2: Ingrid Malmgren: prescriptive rebate program
Note on AFE2: Ingrid Malmgren: prescriptive rebate program
Note on AFF2: Ingrid Malmgren: prescriptive rebate program
Note on AFG2: Ingrid Malmgren: prescriptive rebate program
Note on AFH2: Ingrid Malmgren: prescriptive rebate program
Note on AFI2: Ingrid Malmgren: prescriptive rebate program
Note on AFJ2: Ingrid Malmgren: prescriptive rebate program
Note on AFK2: Ingrid Malmgren: prescriptive rebate program
Note on AFL2: Ingrid Malmgren: prescriptive rebate program
Note on AFM2: Ingrid Malmgren: prescriptive rebate program
Note on AFN2: Ingrid Malmgren: prescriptive rebate program
Note on AFO2: Ingrid Malmgren: prescriptive rebate program
Note on AFP2: Ingrid Malmgren: prescriptive rebate program
Note on AFQ2: Ingrid Malmgren: prescriptive rebate program
Note on AFR2: Ingrid Malmgren: prescriptive rebate program
Note on AFS2: Ingrid Malmgren: prescriptive rebate program
Note on AFT2: Ingrid Malmgren: prescriptive rebate program
Note on AFU2: Ingrid Malmgren: prescriptive rebate program
Note on AFV2: Ingrid Malmgren: prescriptive rebate program
Note on AFW2: Ingrid Malmgren: prescriptive rebate program
Note on AFX2: Ingrid Malmgren: prescriptive rebate program
Note on AFY2: Ingrid Malmgren: prescriptive rebate program
Note on AFZ2: Ingrid Malmgren: prescriptive rebate program
Note on AGA2: Ingrid Malmgren: prescriptive rebate program
Note on AGB2: Ingrid Malmgren: prescriptive rebate program
Note on AGC2: Ingrid Malmgren: prescriptive rebate program
Note on AGD2: Ingrid Malmgren: prescriptive rebate program
Note on AGE2: Ingrid Malmgren: prescriptive rebate program
Note on AGF2: Ingrid Malmgren: prescriptive rebate program
Note on AGG2: Ingrid Malmgren: prescriptive rebate program
Note on AGH2: Ingrid Malmgren: prescriptive rebate program
Note on AGI2: Ingrid Malmgren: prescriptive rebate program
Note on AGJ2: Ingrid Malmgren: prescriptive rebate program
Note on AGK2: Ingrid Malmgren: prescriptive rebate program
Note on AGL2: Ingrid Malmgren: prescriptive rebate program
Note on AGM2: Ingrid Malmgren: prescriptive rebate program
Note on AGN2: Ingrid Malmgren: prescriptive rebate program
Note on AGO2: Ingrid Malmgren: prescriptive rebate program
Note on AGP2: Ingrid Malmgren: prescriptive rebate program
Note on AGQ2: Ingrid Malmgren: prescriptive rebate program
Note on AGR2: Ingrid Malmgren: prescriptive rebate program
Note on AGS2: Ingrid Malmgren: prescriptive rebate program
Note on AGT2: Ingrid Malmgren: prescriptive rebate program
Note on AGU2: Ingrid Malmgren: prescriptive rebate program
Note on AGV2: Ingrid Malmgren: prescriptive rebate program
Note on AGW2: Ingrid Malmgren: prescriptive rebate program
Note on AGX2: Ingrid Malmgren: prescriptive rebate program
Note on AGY2: Ingrid Malmgren: prescriptive rebate program
Note on AGZ2: Ingrid Malmgren: prescriptive rebate program
Note on AHA2: Ingrid Malmgren: prescriptive rebate program
Note on AHB2: Ingrid Malmgren: prescriptive rebate program
Note on AHC2: Ingrid Malmgren: prescriptive rebate program
Note on AHD2: Ingrid Malmgren: prescriptive rebate program
Note on AHE2: Ingrid Malmgren: prescriptive rebate program
Note on AHF2: Ingrid Malmgren: prescriptive rebate program
Note on AHG2: Ingrid Malmgren: prescriptive rebate program
Note on AHH2: Ingrid Malmgren: prescriptive rebate program
Note on AHI2: Ingrid Malmgren: prescriptive rebate program
Note on AHJ2: Ingrid Malmgren: prescriptive rebate program
Note on AHK2: Ingrid Malmgren: prescriptive rebate program
Note on AHL2: Ingrid Malmgren: prescriptive rebate program
Note on AHM2: Ingrid Malmgren: prescriptive rebate program
Note on AHN2: Ingrid Malmgren: prescriptive rebate program
Note on AHO2: Ingrid Malmgren: prescriptive rebate program
Note on AHP2: Ingrid Malmgren: prescriptive rebate program
Note on AHQ2: Ingrid Malmgren: prescriptive rebate program
Note on AHR2: Ingrid Malmgren: prescriptive rebate program
Note on AHS2: Ingrid Malmgren: prescriptive rebate program
Note on AHT2: Ingrid Malmgren: prescriptive rebate program
Note on AHU2: Ingrid Malmgren: prescriptive rebate program
Note on AHV2: Ingrid Malmgren: prescriptive rebate program
Note on AHW2: Ingrid Malmgren: prescriptive rebate program
Note on AHX2: Ingrid Malmgren: prescriptive rebate program
Note on AHY2: Ingrid Malmgren: prescriptive rebate program
Note on AHZ2: Ingrid Malmgren: prescriptive rebate program
Note on AIA2: Ingrid Malmgren: prescriptive rebate program
Note on AIB2: Ingrid Malmgren: prescriptive rebate program
Note on AIC2: Ingrid Malmgren: prescriptive rebate program
Note on AID2: Ingrid Malmgren: prescriptive rebate program
Note on AIE2: Ingrid Malmgren: prescriptive rebate program
Note on AIF2: Ingrid Malmgren: prescriptive rebate program
Note on AIG2: Ingrid Malmgren: prescriptive rebate program
Note on AIH2: Ingrid Malmgren: prescriptive rebate program
Note on AII2: Ingrid Malmgren: prescriptive rebate program
Note on AIJ2: Ingrid Malmgren: prescriptive rebate program
Note on AIK2: Ingrid Malmgren: prescriptive rebate program
Note on AIL2: Ingrid Malmgren: prescriptive rebate program
Note on AIM2: Ingrid Malmgren: prescriptive rebate program
Note on AIN2: Ingrid Malmgren: prescriptive rebate program
Note on AIO2: Ingrid Malmgren: prescriptive rebate program
Note on AIP2: Ingrid Malmgren: prescriptive rebate program
Note on AIQ2: Ingrid Malmgren: prescriptive rebate program
Note on AIR2: Ingrid Malmgren: prescriptive rebate program
Note on AIS2: Ingrid Malmgren: prescriptive rebate program
Note on AIT2: Ingrid Malmgren: prescriptive rebate program
Note on AIU2: Ingrid Malmgren: prescriptive rebate program
Note on AIV2: Ingrid Malmgren: prescriptive rebate program
Note on AIW2: Ingrid Malmgren: prescriptive rebate program
Note on AIX2: Ingrid Malmgren: prescriptive rebate program
Note on AIY2: Ingrid Malmgren: prescriptive rebate program
Note on AIZ2: Ingrid Malmgren: prescriptive rebate program
Note on AJA2: Ingrid Malmgren: prescriptive rebate program
Note on AJB2: Ingrid Malmgren: prescriptive rebate program
Note on AJC2: Ingrid Malmgren: prescriptive rebate program
Note on AJD2: Ingrid Malmgren: prescriptive rebate program
Note on AJE2: Ingrid Malmgren: prescriptive rebate program
Note on AJF2: Ingrid Malmgren: prescriptive rebate program
Note on AJG2: Ingrid Malmgren: prescriptive rebate program
Note on AJH2: Ingrid Malmgren: prescriptive rebate program
Note on AJI2: Ingrid Malmgren: prescriptive rebate program
Note on AJJ2: Ingrid Malmgren: prescriptive rebate program
Note on AJK2: Ingrid Malmgren: prescriptive rebate program
Note on AJL2: Ingrid Malmgren: prescriptive rebate program
Note on AJM2: Ingrid Malmgren: prescriptive rebate program
Note on AJN2: Ingrid Malmgren: prescriptive rebate program
Note on AJO2: Ingrid Malmgren: prescriptive rebate program
Note on AJP2: Ingrid Malmgren: prescriptive rebate program
Note on AJQ2: Ingrid Malmgren: prescriptive rebate program
Note on AJR2: Ingrid Malmgren: prescriptive rebate program
Note on AJS2: Ingrid Malmgren: prescriptive rebate program
Note on AJT2: Ingrid Malmgren: prescriptive rebate program
Note on AJU2: Ingrid Malmgren: prescriptive rebate program
Note on AJV2: Ingrid Malmgren: prescriptive rebate program
Note on AJW2: Ingrid Malmgren: prescriptive rebate program
Note on AJX2: Ingrid Malmgren: prescriptive rebate program
Note on AJY2: Ingrid Malmgren: prescriptive rebate program
Note on AJZ2: Ingrid Malmgren: prescriptive rebate program
Note on AKA2: Ingrid Malmgren: prescriptive rebate program
Note on AKB2: Ingrid Malmgren: prescriptive rebate program
Note on AKC2: Ingrid Malmgren: prescriptive rebate program
Note on AKD2: Ingrid Malmgren: prescriptive rebate program
Note on AKE2: Ingrid Malmgren: prescriptive rebate program
Note on AKF2: Ingrid Malmgren: prescriptive rebate program
Note on AKG2: Ingrid Malmgren: prescriptive rebate program
Note on AKH2: Ingrid Malmgren: prescriptive rebate program
Note on AKI2: Ingrid Malmgren: prescriptive rebate program
Note on AKJ2: Ingrid Malmgren: prescriptive rebate program
Note on AKK2: Ingrid Malmgren: prescriptive rebate program
Note on AKL2: Ingrid Malmgren: prescriptive rebate program
Note on AKM2: Ingrid Malmgren: prescriptive rebate program
Note on AKN2: Ingrid Malmgren: prescriptive rebate program
Note on AKO2: Ingrid Malmgren: prescriptive rebate program
Note on AKP2: Ingrid Malmgren: prescriptive rebate program
Note on AKQ2: Ingrid Malmgren: prescriptive rebate program
Note on AKR2: Ingrid Malmgren: prescriptive rebate program
Note on AKS2: Ingrid Malmgren: prescriptive rebate program
Note on AKT2: Ingrid Malmgren: prescriptive rebate program
Note on AKU2: Ingrid Malmgren: prescriptive rebate program
Note on AKV2: Ingrid Malmgren: prescriptive rebate program
Note on AKW2: Ingrid Malmgren: prescriptive rebate program
Note on AKX2: Ingrid Malmgren: prescriptive rebate program
Note on AKY2: Ingrid Malmgren: prescriptive rebate program
Note on AKZ2: Ingrid Malmgren: prescriptive rebate program
Note on ALA2: Ingrid Malmgren: prescriptive rebate program
Note on ALB2: Ingrid Malmgren: prescriptive rebate program
Note on ALC2: Ingrid Malmgren: prescriptive rebate program
Note on ALD2: Ingrid Malmgren: prescriptive rebate program
Note on ALE2: Ingrid Malmgren: prescriptive rebate program
Note on ALF2: Ingrid Malmgren: prescriptive rebate program
Note on ALG2: Ingrid Malmgren: prescriptive rebate program
Note on ALH2: Ingrid Malmgren: prescriptive rebate program
Note on ALI2: Ingrid Malmgren: prescriptive rebate program
Note on ALJ2: Ingrid Malmgren: prescriptive rebate program
Note on ALK2: Ingrid Malmgren: prescriptive rebate program
Note on ALL2: Ingrid Malmgren: prescriptive rebate program
Note on ALM2: Ingrid Malmgren: prescriptive rebate program
Note on ALN2: Ingrid Malmgren: prescriptive rebate program
Note on ALO2: Ingrid Malmgren: prescriptive rebate program
Note on ALP2: Ingrid Malmgren: prescriptive rebate program
Note on ALQ2: Ingrid Malmgren: prescriptive rebate program
Note on ALR2: Ingrid Malmgren: prescriptive rebate program
Note on ALS2: Ingrid Malmgren: prescriptive rebate program
Note on ALT2: Ingrid Malmgren: prescriptive rebate program
Note on ALU2: Ingrid Malmgren: prescriptive rebate program
Note on ALV2: Ingrid Malmgren: prescriptive rebate program
Note on ALW2: Ingrid Malmgren: prescriptive rebate program
Note on ALX2: Ingrid Malmgren: prescriptive rebate program
Note on ALY2: Ingrid Malmgren: prescriptive rebate program
Note on ALZ2: Ingrid Malmgren: prescriptive rebate program
Note on AMA2: Ingrid Malmgren: prescriptive rebate program
Note on AMB2: Ingrid Malmgren: prescriptive rebate program
Note on AMC2: Ingrid Malmgren: prescriptive rebate program
Note on AMD2: Ingrid Malmgren: prescriptive rebate program
Note on AME2: Ingrid Malmgren: prescriptive rebate program
Note on AMF2: Ingrid Malmgren: prescriptive rebate program
Note on AMG2: Ingrid Malmgren: prescriptive rebate program
Note on AMH2: Ingrid Malmgren: prescriptive rebate program
Note on AMI2: Ingrid Malmgren: prescriptive rebate program
Note on AMJ2: Ingrid Malmgren: prescriptive rebate program
Note on AMK2: Ingrid Malmgren: prescriptive rebate program
Note on AML2: Ingrid Malmgren: prescriptive rebate program
Note on AMM2: Ingrid Malmgren: prescriptive rebate program
Note on AMN2: Ingrid Malmgren: prescriptive rebate program
Note on AMO2: Ingrid Malmgren: prescriptive rebate program
Note on AMP2: Ingrid Malmgren: prescriptive rebate program
Note on AMQ2: Ingrid Malmgren: prescriptive rebate program
Note on AMR2: Ingrid Malmgren: prescriptive rebate program
Note on AMS2: Ingrid Malmgren: prescriptive rebate program
Note on AMT2: Ingrid Malmgren: prescriptive rebate program
Note on AMU2: Ingrid Malmgren: prescriptive rebate program
Note on AMV2: Ingrid Malmgren: prescriptive rebate program
Note on AMW2: Ingrid Malmgren: prescriptive rebate program
Note on AMX2: Ingrid Malmgren: prescriptive rebate program
Note on AMY2: Ingrid Malmgren: prescriptive rebate program
Note on AMZ2: Ingrid Malmgren: prescriptive rebate program
Note on ANA2: Ingrid Malmgren: prescriptive rebate program
Note on ANB2: Ingrid Malmgren: prescriptive rebate program
Note on ANC2: Ingrid Malmgren: prescriptive rebate program
Note on AND2: Ingrid Malmgren: prescriptive rebate program
Note on ANE2: Ingrid Malmgren: prescriptive rebate program
Note on ANF2: Ingrid Malmgren: prescriptive rebate program
Note on ANG2: Ingrid Malmgren: prescriptive rebate program
Note on ANH2: Ingrid Malmgren: prescriptive rebate program
Note on ANI2: Ingrid Malmgren: prescriptive rebate program
Note on ANJ2: Ingrid Malmgren: prescriptive rebate program
Note on ANK2: Ingrid Malmgren: prescriptive rebate program
Note on ANL2: Ingrid Malmgren: prescriptive rebate program
Note on ANM2: Ingrid Malmgren: prescriptive rebate program
Note on ANN2: Ingrid Malmgren: prescriptive rebate program
Note on ANO2: Ingrid Malmgren: prescriptive rebate program
Note on ANP2: Ingrid Malmgren: prescriptive rebate program
Note on ANQ2: Ingrid Malmgren: prescriptive rebate program
Note on ANR2: Ingrid Malmgren: prescriptive rebate program
Note on ANS2: Ingrid Malmgren: prescriptive rebate program
Note on ANT2: Ingrid Malmgren: prescriptive rebate program
Note on ANU2: Ingrid Malmgren: prescriptive rebate program
Note on ANV2: Ingrid Malmgren: prescriptive rebate program
Note on ANW2: Ingrid Malmgren: prescriptive rebate program
Note on ANX2: Ingrid Malmgren: prescriptive rebate program
Note on ANY2: Ingrid Malmgren: prescriptive rebate program
Note on ANZ2: Ingrid Malmgren: prescriptive rebate program
Note on AOA2: Ingrid Malmgren: prescriptive rebate program
Note on AOB2: Ingrid Malmgren: prescriptive rebate program
Note on AOC2: Ingrid Malmgren: prescriptive rebate program
Note on AOD2: Ingrid Malmgren: prescriptive rebate program
Note on AOE2: Ingrid Malmgren: prescriptive rebate program
Note on AOF2: Ingrid Malmgren: prescriptive rebate program
Note on AOG2: Ingrid Malmgren: prescriptive rebate program
Note on AOH2: Ingrid Malmgren: prescriptive rebate program
Note on AOI2: Ingrid Malmgren: prescriptive rebate program
Note on AOJ2: Ingrid Malmgren: prescriptive rebate program
Note on AOK2: Ingrid Malmgren: prescriptive rebate program
Note on AOL2: Ingrid Malmgren: prescriptive rebate program
Note on AOM2: Ingrid Malmgren: prescriptive rebate program
Note on AON2: Ingrid Malmgren: prescriptive rebate program
Note on AOO2: Ingrid Malmgren: prescriptive rebate program
Note on AOP2: Ingrid Malmgren: prescriptive rebate program
Note on AOQ2: Ingrid Malmgren: prescriptive rebate program
Note on AOR2: Ingrid Malmgren: prescriptive rebate program
Note on AOS2: Ingrid Malmgren: prescriptive rebate program
Note on AOT2: Ingrid Malmgren: prescriptive rebate program
Note on AOU2: Ingrid Malmgren: prescriptive rebate program
Note on AOV2: Ingrid Malmgren: prescriptive rebate program
Note on AOW2: Ingrid Malmgren: prescriptive rebate program
Note on AOX2: Ingrid Malmgren: prescriptive rebate program
Note on AOY2: Ingrid Malmgren: prescriptive rebate program
Note on AOZ2: Ingrid Malmgren: prescriptive rebate program
Note on APA2: Ingrid Malmgren: prescriptive rebate program
Note on APB2: Ingrid Malmgren: prescriptive rebate program
Note on APC2: Ingrid Malmgren: prescriptive rebate program
Note on APD2: Ingrid Malmgren: prescriptive rebate program
Note on APE2: Ingrid Malmgren: prescriptive rebate program
Note on APF2: Ingrid Malmgren: prescriptive rebate program
Note on APG2: Ingrid Malmgren: prescriptive rebate program
Note on APH2: Ingrid Malmgren: prescriptive rebate program
Note on API2: Ingrid Malmgren: prescriptive rebate program
Note on APJ2: Ingrid Malmgren: prescriptive rebate program
Note on APK2: Ingrid Malmgren: prescriptive rebate program
Note on APL2: Ingrid Malmgren: prescriptive rebate program
Note on APM2: Ingrid Malmgren: prescriptive rebate program
Note on APN2: Ingrid Malmgren: prescriptive rebate program
Note on APO2: Ingrid Malmgren: prescriptive rebate program
Note on APP2: Ingrid Malmgren: prescriptive rebate program
Note on APQ2: Ingrid Malmgren: prescriptive rebate program
Note on APR2: Ingrid Malmgren: prescriptive rebate program
Note on APS2: Ingrid Malmgren: prescriptive rebate program
Note on APT2: Ingrid Malmgren: prescriptive rebate program
Note on APU2: Ingrid Malmgren: prescriptive rebate program
Note on APV2: Ingrid Malmgren: prescriptive rebate program
Note on APW2: Ingrid Malmgren: prescriptive rebate program
Note on APX2: Ingrid Malmgren: prescriptive rebate program
Note on APY2: Ingrid Malmgren: prescriptive rebate program
Note on APZ2: Ingrid Malmgren: prescriptive rebate program
Note on AQA2: Ingrid Malmgren: prescriptive rebate program
Note on AQB2: Ingrid Malmgren: prescriptive rebate program
Note on AQC2: Ingrid Malmgren: prescriptive rebate program
Note on AQD2: Ingrid Malmgren: prescriptive rebate program
Note on AQE2: Ingrid Malmgren: prescriptive rebate program
Note on AQF2: Ingrid Malmgren: prescriptive rebate program
Note on AQG2: Ingrid Malmgren: prescriptive rebate program
Note on AQH2: Ingrid Malmgren: prescriptive rebate program
Note on AQI2: Ingrid Malmgren: prescriptive rebate program
Note on AQJ2: Ingrid Malmgren: prescriptive rebate program
Note on AQK2: Ingrid Malmgren: prescriptive rebate program
Note on AQL2: Ingrid Malmgren: prescriptive rebate program
Note on AQM2: Ingrid Malmgren: prescriptive rebate program
Note on AQN2: Ingrid Malmgren: prescriptive rebate program
Note on AQO2: Ingrid Malmgren: prescriptive rebate program
Note on AQP2: Ingrid Malmgren: prescriptive rebate program
Note on AQQ2: Ingrid Malmgren: prescriptive rebate program
Note on AQR2: Ingrid Malmgren: prescriptive rebate program
Note on AQS2: Ingrid Malmgren: prescriptive rebate program
Note on AQT2: Ingrid Malmgren: prescriptive rebate program
Note on AQU2: Ingrid Malmgren: prescriptive rebate program
Note on AQV2: Ingrid Malmgren: prescriptive rebate program
Note on AQW2: Ingrid Malmgren: prescriptive rebate program
Note on AQX2: Ingrid Malmgren: prescriptive rebate program
Note on AQY2: Ingrid Malmgren: prescriptive rebate program
Note on AQZ2: Ingrid Malmgren: prescriptive rebate program
Note on ARA2: Ingrid Malmgren: prescriptive rebate program
Note on ARB2: Ingrid Malmgren: prescriptive rebate program
Note on ARC2: Ingrid Malmgren: prescriptive rebate program
Note on ARD2: Ingrid Malmgren: prescriptive rebate program
Note on ARE2: Ingrid Malmgren: prescriptive rebate program
Note on ARF2: Ingrid Malmgren: prescriptive rebate program
Note on ARG2: Ingrid Malmgren: prescriptive rebate program
Note on ARH2: Ingrid Malmgren: prescriptive rebate program
Note on ARI2: Ingrid Malmgren: prescriptive rebate program
Note on ARJ2: Ingrid Malmgren: prescriptive rebate program
Note on ARK2: Ingrid Malmgren: prescriptive rebate program
Note on ARL2: Ingrid Malmgren: prescriptive rebate program
Note on ARM2: Ingrid Malmgren: prescriptive rebate program
Note on ARN2: Ingrid Malmgren: prescriptive rebate program
Note on ARO2: Ingrid Malmgren: prescriptive rebate program
Note on ARP2: Ingrid Malmgren: prescriptive rebate program
Note on ARQ2: Ingrid Malmgren: prescriptive rebate program
Note on ARR2: Ingrid Malmgren: prescriptive rebate program
Note on ARS2: Ingrid Malmgren: prescriptive rebate program
Note on ART2: Ingrid Malmgren: prescriptive rebate program
Note on ARU2: Ingrid Malmgren: prescriptive rebate program
Note on ARV2: Ingrid Malmgren: prescriptive rebate program
Note on ARW2: Ingrid Malmgren: prescriptive rebate program
Note on ARX2: Ingrid Malmgren: prescriptive rebate program
Note on ARY2: Ingrid Malmgren: prescriptive rebate program
Note on ARZ2: Ingrid Malmgren: prescriptive rebate program
Note on ASA2: Ingrid Malmgren: prescriptive rebate program
Note on ASB2: Ingrid Malmgren: prescriptive rebate program
Note on ASC2: Ingrid Malmgren: prescriptive rebate program
Note on ASD2: Ingrid Malmgren: prescriptive rebate program
Note on ASE2: Ingrid Malmgren: prescriptive rebate program
Note on ASF2: Ingrid Malmgren: prescriptive rebate program
Note on ASG2: Ingrid Malmgren: prescriptive rebate program
Note on ASH2: Ingrid Malmgren: prescriptive rebate program
Note on ASI2: Ingrid Malmgren: prescriptive rebate program
Note on ASJ2: Ingrid Malmgren: prescriptive rebate program
Note on ASK2: Ingrid Malmgren: prescriptive rebate program
Note on ASL2: Ingrid Malmgren: prescriptive rebate program
Note on ASM2: Ingrid Malmgren: prescriptive rebate program
Note on ASN2: Ingrid Malmgren: prescriptive rebate program
Note on ASO2: Ingrid Malmgren: prescriptive rebate program
Note on ASP2: Ingrid Malmgren: prescriptive rebate program
Note on ASQ2: Ingrid Malmgren: prescriptive rebate program
Note on ASR2: Ingrid Malmgren: prescriptive rebate program
Note on ASS2: Ingrid Malmgren: prescriptive rebate program
Note on AST2: Ingrid Malmgren: prescriptive rebate program
Note on ASU2: Ingrid Malmgren: prescriptive rebate program
Note on ASV2: Ingrid Malmgren: prescriptive rebate program
Note on ASW2: Ingrid Malmgren: prescriptive rebate program
Note on ASX2: Ingrid Malmgren: prescriptive rebate program
Note on ASY2: Ingrid Malmgren: prescriptive rebate program
Note on ASZ2: Ingrid Malmgren: prescriptive rebate program
Note on ATA2: Ingrid Malmgren: prescriptive rebate program
Note on ATB2: Ingrid Malmgren: prescriptive rebate program
Note on ATC2: Ingrid Malmgren: prescriptive rebate program
Note on ATD2: Ingrid Malmgren: prescriptive rebate program
Note on ATE2: Ingrid Malmgren: prescriptive rebate program
Note on ATF2: Ingrid Malmgren: prescriptive rebate program
Note on ATG2: Ingrid Malmgren: prescriptive rebate program
Note on ATH2: Ingrid Malmgren: prescriptive rebate program
Note on ATI2: Ingrid Malmgren: prescriptive rebate program
Note on ATJ2: Ingrid Malmgren: prescriptive rebate program
Note on ATK2: Ingrid Malmgren: prescriptive rebate program
Note on ATL2: Ingrid Malmgren: prescriptive rebate program
Note on ATM2: Ingrid Malmgren: prescriptive rebate program
Note on ATN2: Ingrid Malmgren: prescriptive rebate program
Note on ATO2: Ingrid Malmgren: prescriptive rebate program
Note on ATP2: Ingrid Malmgren: prescriptive rebate program
Note on ATQ2: Ingrid Malmgren: prescriptive rebate program
Note on ATR2: Ingrid Malmgren: prescriptive rebate program
Note on ATS2: Ingrid Malmgren: prescriptive rebate program
Note on ATT2: Ingrid Malmgren: prescriptive rebate program
Note on ATU2: Ingrid Malmgren: prescriptive rebate program
Note on ATV2: Ingrid Malmgren: prescriptive rebate program
Note on ATW2: Ingrid Malmgren: prescriptive rebate program
Note on ATX2: Ingrid Malmgren: prescriptive rebate program
Note on ATY2: Ingrid Malmgren: prescriptive rebate program
Note on ATZ2: Ingrid Malmgren: prescriptive rebate program
Note on AUA2: Ingrid Malmgren: prescriptive rebate program
Note on AUB2: Ingrid Malmgren: prescriptive rebate program
Note on AUC2: Ingrid Malmgren: prescriptive rebate program
Note on AUD2: Ingrid Malmgren: prescriptive rebate program
Note on AUE2: Ingrid Malmgren: prescriptive rebate program
Note on AUF2: Ingrid Malmgren: prescriptive rebate program
Note on AUG2: Ingrid Malmgren: prescriptive rebate program
Note on AUH2: Ingrid Malmgren: prescriptive rebate program
Note on AUI2: Ingrid Malmgren: prescriptive rebate program
Note on AUJ2: Ingrid Malmgren: prescriptive rebate program
Note on AUK2: Ingrid Malmgren: prescriptive rebate program
Note on AUL2: Ingrid Malmgren: prescriptive rebate program
Note on AUM2: Ingrid Malmgren: prescriptive rebate program
Note on AUN2: Ingrid Malmgren: prescriptive rebate program
Note on AUO2: Ingrid Malmgren: prescriptive rebate program
Note on AUP2: Ingrid Malmgren: prescriptive rebate program
Note on AUQ2: Ingrid Malmgren: prescriptive rebate program
Note on AUR2: Ingrid Malmgren: prescriptive rebate program
Note on AUS2: Ingrid Malmgren: prescriptive rebate program
Note on AUT2: Ingrid Malmgren: prescriptive rebate program
Note on AUU2: Ingrid Malmgren: prescriptive rebate program
Note on AUV2: Ingrid Malmgren: prescriptive rebate program
Note on AUW2: Ingrid Malmgren: prescriptive rebate program
Note on AUX2: Ingrid Malmgren: prescriptive rebate program
Note on AUY2: Ingrid Malmgren: prescriptive rebate program
Note on AUZ2: Ingrid Malmgren: prescriptive rebate program
Note on AVA2: Ingrid Malmgren: prescriptive rebate program
Note on AVB2: Ingrid Malmgren: prescriptive rebate program
Note on AVC2: Ingrid Malmgren: prescriptive rebate program
Note on AVD2: Ingrid Malmgren: prescriptive rebate program
Note on AVE2: Ingrid Malmgren: prescriptive rebate program
Note on AVF2: Ingrid Malmgren: prescriptive rebate program
Note on AVG2: Ingrid Malmgren: prescriptive rebate program
Note on AVH2: Ingrid Malmgren: prescriptive rebate program
Note on AVI2: Ingrid Malmgren: prescriptive rebate program
Note on AVJ2: Ingrid Malmgren: prescriptive rebate program
Note on AVK2: Ingrid Malmgren: prescriptive rebate program
Note on AVL2: Ingrid Malmgren: prescriptive rebate program
Note on AVM2: Ingrid Malmgren: prescriptive rebate program
Note on AVN2: Ingrid Malmgren: prescriptive rebate program
Note on AVO2: Ingrid Malmgren: prescriptive rebate program
Note on AVP2: Ingrid Malmgren: prescriptive rebate program
Note on AVQ2: Ingrid Malmgren: prescriptive rebate program
Note on AVR2: Ingrid Malmgren: prescriptive rebate program
Note on AVS2: Ingrid Malmgren: prescriptive rebate program
Note on AVT2: Ingrid Malmgren: prescriptive rebate program
Note on AVU2: Ingrid Malmgren: prescriptive rebate program
Note on AVV2: Ingrid Malmgren: prescriptive rebate program
Note on AVW2: Ingrid Malmgren: prescriptive rebate program
Note on AVX2: Ingrid Malmgren: prescriptive rebate program
Note on AVY2: Ingrid Malmgren: prescriptive rebate program
Note on AVZ2: Ingrid Malmgren: prescriptive rebate program
Note on AWA2: Ingrid Malmgren: prescriptive rebate program
Note on AWB2: Ingrid Malmgren: prescriptive rebate program
Note on AWC2: Ingrid Malmgren: prescriptive rebate program
Note on AWD2: Ingrid Malmgren: prescriptive rebate program
Note on AWE2: Ingrid Malmgren: prescriptive rebate program
Note on AWF2: Ingrid Malmgren: prescriptive rebate program
Note on AWG2: Ingrid Malmgren: prescriptive rebate program
Note on AWH2: Ingrid Malmgren: prescriptive rebate program
Note on AWI2: Ingrid Malmgren: prescriptive rebate program
Note on AWJ2: Ingrid Malmgren: prescriptive rebate program
Note on AWK2: Ingrid Malmgren: prescriptive rebate program
Note on AWL2: Ingrid Malmgren: prescriptive rebate program
Note on AWM2: Ingrid Malmgren: prescriptive rebate program
Note on AWN2: Ingrid Malmgren: prescriptive rebate program
Note on AWO2: Ingrid Malmgren: prescriptive rebate program
Note on AWP2: Ingrid Malmgren: prescriptive rebate program
Note on AWQ2: Ingrid Malmgren: prescriptive rebate program
Note on AWR2: Ingrid Malmgren: prescriptive rebate program
Note on AWS2: Ingrid Malmgren: prescriptive rebate program
Note on AWT2: Ingrid Malmgren: prescriptive rebate program
Note on AWU2: Ingrid Malmgren: prescriptive rebate program
Note on AWV2: Ingrid Malmgren: prescriptive rebate program
Note on AWW2: Ingrid Malmgren: prescriptive rebate program
Note on AWX2: Ingrid Malmgren: prescriptive rebate program
Note on AWY2: Ingrid Malmgren: prescriptive rebate program
Note on AWZ2: Ingrid Malmgren: prescriptive rebate program
Note on AXA2: Ingrid Malmgren: prescriptive rebate program
Note on AXB2: Ingrid Malmgren: prescriptive rebate program
Note on AXC2: Ingrid Malmgren: prescriptive rebate program
Note on AXD2: Ingrid Malmgren: prescriptive rebate program
Note on AXE2: Ingrid Malmgren: prescriptive rebate program
Note on AXF2: Ingrid Malmgren: prescriptive rebate program
Note on AXG2: Ingrid Malmgren: prescriptive rebate program
Note on AXH2: Ingrid Malmgren: prescriptive rebate program
Note on AXI2: Ingrid Malmgren: prescriptive rebate program
Note on AXJ2: Ingrid Malmgren: prescriptive rebate program
Note on AXK2: Ingrid Malmgren: prescriptive rebate program
Note on AXL2: Ingrid Malmgren: prescriptive rebate program
Note on AXM2: Ingrid Malmgren: prescriptive rebate program
Note on AXN2: Ingrid Malmgren: prescriptive rebate program
Note on AXO2: Ingrid Malmgren: prescriptive rebate program
Note on AXP2: Ingrid Malmgren: prescriptive rebate program
Note on AXQ2: Ingrid Malmgren: prescriptive rebate program
Note on AXR2: Ingrid Malmgren: prescriptive rebate program
Note on AXS2: Ingrid Malmgren: prescriptive rebate program
Note on AXT2: Ingrid Malmgren: prescriptive rebate program
Note on AXU2: Ingrid Malmgren: prescriptive rebate program
Note on AXV2: Ingrid Malmgren: prescriptive rebate program
Note on AXW2: Ingrid Malmgren: prescriptive rebate program
Note on AXX2: Ingrid Malmgren: prescriptive rebate program
Note on AXY2: Ingrid Malmgren: prescriptive rebate program
Note on AXZ2: Ingrid Malmgren: prescriptive rebate program
Note on AYA2: Ingrid Malmgren: prescriptive rebate program
Note on AYB2: Ingrid Malmgren: prescriptive rebate program
Note on AYC2: Ingrid Malmgren: prescriptive rebate program
Note on AYD2: Ingrid Malmgren: prescriptive rebate program
Note on AYE2: Ingrid Malmgren: prescriptive rebate program
Note on AYF2: Ingrid Malmgren: prescriptive rebate program
Note on AYG2: Ingrid Malmgren: prescriptive rebate program
Note on AYH2: Ingrid Malmgren: prescriptive rebate program
Note on AYI2: Ingrid Malmgren: prescriptive rebate program
Note on AYJ2: Ingrid Malmgren: prescriptive rebate program
Note on AYK2: Ingrid Malmgren: prescriptive rebate program
Note on AYL2: Ingrid Malmgren: prescriptive rebate program
Note on AYM2: Ingrid Malmgren: prescriptive rebate program
Note on AYN2: Ingrid Malmgren: prescriptive rebate program
Note on AYO2: Ingrid Malmgren: prescriptive rebate program
Note on AYP2: Ingrid Malmgren: prescriptive rebate program
Note on AYQ2: Ingrid Malmgren: prescriptive rebate program
Note on AYR2: Ingrid Malmgren: prescriptive rebate program
Note on AYS2: Ingrid Malmgren: prescriptive rebate program
Note on AYT2: Ingrid Malmgren: prescriptive rebate program
Note on AYU2: Ingrid Malmgren: prescriptive rebate program
Note on AYV2: Ingrid Malmgren: prescriptive rebate program
Note on AYW2: Ingrid Malmgren: prescriptive rebate program
Note on AYX2: Ingrid Malmgren: prescriptive rebate program
Note on AYY2: Ingrid Malmgren: prescriptive rebate program
Note on AYZ2: Ingrid Malmgren: prescriptive rebate program
Note on AZA2: Ingrid Malmgren: prescriptive rebate program
Note on AZB2: Ingrid Malmgren: prescriptive rebate program
Note on AZC2: Ingrid Malmgren: prescriptive rebate program
Note on AZD2: Ingrid Malmgren: prescriptive rebate program
Note on AZE2: Ingrid Malmgren: prescriptive rebate program
Note on AZF2: Ingrid Malmgren: prescriptive rebate program
Note on AZG2: Ingrid Malmgren: prescriptive rebate program
Note on AZH2: Ingrid Malmgren: prescriptive rebate program
Note on AZI2: Ingrid Malmgren: prescriptive rebate program
Note on AZJ2: Ingrid Malmgren: prescriptive rebate program
Note on AZK2: Ingrid Malmgren: prescriptive rebate program
Note on AZL2: Ingrid Malmgren: prescriptive rebate program
Note on AZM2: Ingrid Malmgren: prescriptive rebate program
Note on AZN2: Ingrid Malmgren: prescriptive rebate program
Note on AZO2: Ingrid Malmgren: prescriptive rebate program
Note on AZP2: Ingrid Malmgren: prescriptive rebate program
Note on AZQ2: Ingrid Malmgren: prescriptive rebate program
Note on AZR2: Ingrid Malmgren: prescriptive rebate program
Note on AZS2: Ingrid Malmgren: prescriptive rebate program
Note on AZT2: Ingrid Malmgren: prescriptive rebate program
Note on AZU2: Ingrid Malmgren: prescriptive rebate program
Note on AZV2: Ingrid Malmgren: prescriptive rebate program
Note on AZW2: Ingrid Malmgren: prescriptive rebate program
Note on AZX2: Ingrid Malmgren: prescriptive rebate program
Note on AZY2: Ingrid Malmgren: prescriptive rebate program
Note on AZZ2: Ingrid Malmgren: prescriptive rebate program
Note on BAA2: Ingrid Malmgren: prescriptive rebate program
Note on BAB2: Ingrid Malmgren: prescriptive rebate program
Note on BAC2: Ingrid Malmgren: prescriptive rebate program
Note on BAD2: Ingrid Malmgren: prescriptive rebate program
Note on BAE2: Ingrid Malmgren: prescriptive rebate program
Note on BAF2: Ingrid Malmgren: prescriptive rebate program
Note on BAG2: Ingrid Malmgren: prescriptive rebate program
Note on BAH2: Ingrid Malmgren: prescriptive rebate program
Note on BAI2: Ingrid Malmgren: prescriptive rebate program
Note on BAJ2: Ingrid Malmgren: prescriptive rebate program
Note on BAK2: Ingrid Malmgren: prescriptive rebate program
Note on BAL2: Ingrid Malmgren: prescriptive rebate program
Note on BAM2: Ingrid Malmgren: prescriptive rebate program
Note on BAN2: Ingrid Malmgren: prescriptive rebate program
Note on BAO2: Ingrid Malmgren: prescriptive rebate program
Note on BAP2: Ingrid Malmgren: prescriptive rebate program
Note on BAQ2: Ingrid Malmgren: prescriptive rebate program
Note on BAR2: Ingrid Malmgren: prescriptive rebate program
Note on BAS2: Ingrid Malmgren: prescriptive rebate program
Note on BAT2: Ingrid Malmgren: prescriptive rebate program
Note on BAU2: Ingrid Malmgren: prescriptive rebate program
Note on BAV2: Ingrid Malmgren: prescriptive rebate program
Note on BAW2: Ingrid Malmgren: prescriptive rebate program
Note on BAX2: Ingrid Malmgren: prescriptive rebate program
Note on BAY2: Ingrid Malmgren: prescriptive rebate program
Note on BAZ2: Ingrid Malmgren: prescriptive rebate program
Note on BBA2: Ingrid Malmgren: prescriptive rebate program
Note on BBB2: Ingrid Malmgren: prescriptive rebate program
Note on BBC2: Ingrid Malmgren: prescriptive rebate program
Note on BBD2: Ingrid Malmgren: prescriptive rebate program
Note on BBE2: Ingrid Malmgren: prescriptive rebate program
Note on BBF2: Ingrid Malmgren: prescriptive rebate program
Note on BBG2: Ingrid Malmgren: prescriptive rebate program
Note on BBH2: Ingrid Malmgren: prescriptive rebate program
Note on BBI2: Ingrid Malmgren: prescriptive rebate program
Note on BBJ2: Ingrid Malmgren: prescriptive rebate program
Note on BBK2: Ingrid Malmgren: prescriptive rebate program
Note on BBL2: Ingrid Malmgren: prescriptive rebate program
Note on BBM2: Ingrid Malmgren: prescriptive rebate program
Note on BBN2: Ingrid Malmgren: prescriptive rebate program
Note on BBO2: Ingrid Malmgren: prescriptive rebate program
Note on BBP2: Ingrid Malmgren: prescriptive rebate program
Note on BBQ2: Ingrid Malmgren: prescriptive rebate program
Note on BBR2: Ingrid Malmgren: prescriptive rebate program
Note on BBS2: Ingrid Malmgren: prescriptive rebate program
Note on BBT2: Ingrid Malmgren: prescriptive rebate program
Note on BBU2: Ingrid Malmgren: prescriptive rebate program
Note on BBV2: Ingrid Malmgren: prescriptive rebate program
Note on BBW2: Ingrid Malmgren: prescriptive rebate program
Note on BBX2: Ingrid Malmgren: prescriptive rebate program
Note on BBY2: Ingrid Malmgren: prescriptive rebate program
Note on BBZ2: Ingrid Malmgren: prescriptive rebate program
Note on BCA2: Ingrid Malmgren: prescriptive rebate program
Note on BCB2: Ingrid Malmgren: prescriptive rebate program
Note on BCC2: Ingrid Malmgren: prescriptive rebate program
Note on BCD2: Ingrid Malmgren: prescriptive rebate program
Note on BCE2: Ingrid Malmgren: prescriptive rebate program
Note on BCF2: Ingrid Malmgren: prescriptive rebate program
Note on BCG2: Ingrid Malmgren: prescriptive rebate program
Note on BCH2: Ingrid Malmgren: prescriptive rebate program
Note on BCI2: Ingrid Malmgren: prescriptive rebate program
Note on BCJ2: Ingrid Malmgren: prescriptive rebate program
Note on BCK2: Ingrid Malmgren: prescriptive rebate program
Note on BCL2: Ingrid Malmgren: prescriptive rebate program
Note on BCM2: Ingrid Malmgren: prescriptive rebate program
Note on BCN2: Ingrid Malmgren: prescriptive rebate program
Note on BCO2: Ingrid Malmgren: prescriptive rebate program
Note on BCP2: Ingrid Malmgren: prescriptive rebate program
Note on BCQ2: Ingrid Malmgren: prescriptive rebate program
Note on BCR2: Ingrid Malmgren: prescriptive rebate program
Note on BCS2: Ingrid Malmgren: prescriptive rebate program
Note on BCT2: Ingrid Malmgren: prescriptive rebate program
Note on BCU2: Ingrid Malmgren: prescriptive rebate program
Note on BCV2: Ingrid Malmgren: prescriptive rebate program
Note on BCW2: Ingrid Malmgren: prescriptive rebate program
Note on BCX2: Ingrid Malmgren: prescriptive rebate program
Note on BCY2: Ingrid Malmgren: prescriptive rebate program
Note on BCZ2: Ingrid Malmgren: prescriptive rebate program
Note on BDA2: Ingrid Malmgren: prescriptive rebate program
Note on BDB2: Ingrid Malmgren: prescriptive rebate program
Note on BDC2: Ingrid Malmgren: prescriptive rebate program
Note on BDD2: Ingrid Malmgren: prescriptive rebate program
Note on BDE2: Ingrid Malmgren: prescriptive rebate program
Note on BDF2: Ingrid Malmgren: prescriptive rebate program
Note on BDG2: Ingrid Malmgren: prescriptive rebate program
Note on BDH2: Ingrid Malmgren: prescriptive rebate program
Note on BDI2: Ingrid Malmgren: prescriptive rebate program
Note on BDJ2: Ingrid Malmgren: prescriptive rebate program
Note on BDK2: Ingrid Malmgren: prescriptive rebate program
Note on BDL2: Ingrid Malmgren: prescriptive rebate program
Note on BDM2: Ingrid Malmgren: prescriptive rebate program
Note on BDN2: Ingrid Malmgren: prescriptive rebate program
Note on BDO2: Ingrid Malmgren: prescriptive rebate program
Note on BDP2: Ingrid Malmgren: prescriptive rebate program
Note on BDQ2: Ingrid Malmgren: prescriptive rebate program
Note on BDR2: Ingrid Malmgren: prescriptive rebate program
Note on BDS2: Ingrid Malmgren: prescriptive rebate program
Note on BDT2: Ingrid Malmgren: prescriptive rebate program
Note on BDU2: Ingrid Malmgren: prescriptive rebate program
Note on BDV2: Ingrid Malmgren: prescriptive rebate program
Note on BDW2: Ingrid Malmgren: prescriptive rebate program
Note on BDX2: Ingrid Malmgren: prescriptive rebate program
Note on BDY2: Ingrid Malmgren: prescriptive rebate program
Note on BDZ2: Ingrid Malmgren: prescriptive rebate program
Note on BEA2: Ingrid Malmgren: prescriptive rebate program
Note on BEB2: Ingrid Malmgren: prescriptive rebate program
Note on BEC2: Ingrid Malmgren: prescriptive rebate program
Note on BED2: Ingrid Malmgren: prescriptive rebate program
Note on BEE2: Ingrid Malmgren: prescriptive rebate program
Note on BEF2: Ingrid Malmgren: prescriptive rebate program
Note on BEG2: Ingrid Malmgren: prescriptive rebate program
Note on BEH2: Ingrid Malmgren: prescriptive rebate program
Note on BEI2: Ingrid Malmgren: prescriptive rebate program
Note on BEJ2: Ingrid Malmgren: prescriptive rebate program
Note on BEK2: Ingrid Malmgren: prescriptive rebate program
Note on BEL2: Ingrid Malmgren: prescriptive rebate program
Note on BEM2: Ingrid Malmgren: prescriptive rebate program
Note on BEN2: Ingrid Malmgren: prescriptive rebate program
Note on BEO2: Ingrid Malmgren: prescriptive rebate program
Note on BEP2: Ingrid Malmgren: prescriptive rebate program
Note on BEQ2: Ingrid Malmgren: prescriptive rebate program
Note on BER2: Ingrid Malmgren: prescriptive rebate program
Note on BES2: Ingrid Malmgren: prescriptive rebate program
Note on BET2: Ingrid Malmgren: prescriptive rebate program
Note on BEU2: Ingrid Malmgren: prescriptive rebate program
Note on BEV2: Ingrid Malmgren: prescriptive rebate program
Note on BEW2: Ingrid Malmgren: prescriptive rebate program
Note on BEX2: Ingrid Malmgren: prescriptive rebate program
Note on BEY2: Ingrid Malmgren: prescriptive rebate program
Note on BEZ2: Ingrid Malmgren: prescriptive rebate program
Note on BFA2: Ingrid Malmgren: prescriptive rebate program
Note on BFB2: Ingrid Malmgren: prescriptive rebate program
Note on BFC2: Ingrid Malmgren: prescriptive rebate program
Note on BFD2: Ingrid Malmgren: prescriptive rebate program
Note on BFE2: Ingrid Malmgren: prescriptive rebate program
Note on BFF2: Ingrid Malmgren: prescriptive rebate program
Note on BFG2: Ingrid Malmgren: prescriptive rebate program
Note on BFH2: Ingrid Malmgren: prescriptive rebate program
Note on BFI2: Ingrid Malmgren: prescriptive rebate program
Note on BFJ2: Ingrid Malmgren: prescriptive rebate program
Note on BFK2: Ingrid Malmgren: prescriptive rebate program
Note on BFL2: Ingrid Malmgren: prescriptive rebate program
Note on BFM2: Ingrid Malmgren: prescriptive rebate program
Note on BFN2: Ingrid Malmgren: prescriptive rebate program
Note on BFO2: Ingrid Malmgren: prescriptive rebate program
Note on BFP2: Ingrid Malmgren: prescriptive rebate program
Note on BFQ2: Ingrid Malmgren: prescriptive rebate program
Note on BFR2: Ingrid Malmgren: prescriptive rebate program
Note on BFS2: Ingrid Malmgren: prescriptive rebate program
Note on BFT2: Ingrid Malmgren: prescriptive rebate program
Note on BFU2: Ingrid Malmgren: prescriptive rebate program
Note on BFV2: Ingrid Malmgren: prescriptive rebate program
Note on BFW2: Ingrid Malmgren: prescriptive rebate program
Note on BFX2: Ingrid Malmgren: prescriptive rebate program
Note on BFY2: Ingrid Malmgren: prescriptive rebate program
Note on BFZ2: Ingrid Malmgren: prescriptive rebate program
Note on BGA2: Ingrid Malmgren: prescriptive rebate program
Note on BGB2: Ingrid Malmgren: prescriptive rebate program
Note on BGC2: Ingrid Malmgren: prescriptive rebate program
Note on BGD2: Ingrid Malmgren: prescriptive rebate program
Note on BGE2: Ingrid Malmgren: prescriptive rebate program
Note on BGF2: Ingrid Malmgren: prescriptive rebate program
Note on BGG2: Ingrid Malmgren: prescriptive rebate program
Note on BGH2: Ingrid Malmgren: prescriptive rebate program
Note on BGI2: Ingrid Malmgren: prescriptive rebate program
Note on BGJ2: Ingrid Malmgren: prescriptive rebate program
Note on BGK2: Ingrid Malmgren: prescriptive rebate program
Note on BGL2: Ingrid Malmgren: prescriptive rebate program
Note on BGM2: Ingrid Malmgren: prescriptive rebate program
Note on BGN2: Ingrid Malmgren: prescriptive rebate program
Note on BGO2: Ingrid Malmgren: prescriptive rebate program
Note on BGP2: Ingrid Malmgren: prescriptive rebate program
Note on BGQ2: Ingrid Malmgren: prescriptive rebate program
Note on BGR2: Ingrid Malmgren: prescriptive rebate program
Note on BGS2: Ingrid Malmgren: prescriptive rebate program
Note on BGT2: Ingrid Malmgren: prescriptive rebate program
Note on BGU2: Ingrid Malmgren: prescriptive rebate program
Note on BGV2: Ingrid Malmgren: prescriptive rebate program
Note on BGW2: Ingrid Malmgren: prescriptive rebate program
Note on BGX2: Ingrid Malmgren: prescriptive rebate program
Note on BGY2: Ingrid Malmgren: prescriptive rebate program
Note on BGZ2: Ingrid Malmgren: prescriptive rebate program
Note on BHA2: Ingrid Malmgren: prescriptive rebate program
Note on BHB2: Ingrid Malmgren: prescriptive rebate program
Note on BHC2: Ingrid Malmgren: prescriptive rebate program
Note on BHD2: Ingrid Malmgren: prescriptive rebate program
Note on BHE2: Ingrid Malmgren: prescriptive rebate program
Note on BHF2: Ingrid Malmgren: prescriptive rebate program
Note on BHG2: Ingrid Malmgren: prescriptive rebate program
Note on BHH2: Ingrid Malmgren: prescriptive rebate program
Note on BHI2: Ingrid Malmgren: prescriptive rebate program
Note on BHJ2: Ingrid Malmgren: prescriptive rebate program
Note on BHK2: Ingrid Malmgren: prescriptive rebate program
Note on BHL2: Ingrid Malmgren: prescriptive rebate program
Note on BHM2: Ingrid Malmgren: prescriptive rebate program
Note on BHN2: Ingrid Malmgren: prescriptive rebate program
Note on BHO2: Ingrid Malmgren: prescriptive rebate program
Note on BHP2: Ingrid Malmgren: prescriptive rebate program
Note on BHQ2: Ingrid Malmgren: prescriptive rebate program
Note on BHR2: Ingrid Malmgren: prescriptive rebate program
Note on BHS2: Ingrid Malmgren: prescriptive rebate program
Note on BHT2: Ingrid Malmgren: prescriptive rebate program
Note on BHU2: Ingrid Malmgren: prescriptive rebate program
Note on BHV2: Ingrid Malmgren: prescriptive rebate program
Note on BHW2: Ingrid Malmgren: prescriptive rebate program
Note on BHX2: Ingrid Malmgren: prescriptive rebate program
Note on BHY2: Ingrid Malmgren: prescriptive rebate program
Note on BHZ2: Ingrid Malmgren: prescriptive rebate program
Note on BIA2: Ingrid Malmgren: prescriptive rebate program
Note on BIB2: Ingrid Malmgren: prescriptive rebate program
Note on BIC2: Ingrid Malmgren: prescriptive rebate program
Note on BID2: Ingrid Malmgren: prescriptive rebate program
Note on BIE2: Ingrid Malmgren: prescriptive rebate program
Note on BIF2: Ingrid Malmgren: prescriptive rebate program
Note on BIG2: Ingrid Malmgren: prescriptive rebate program
Note on BIH2: Ingrid Malmgren: prescriptive rebate program
Note on BII2: Ingrid Malmgren: prescriptive rebate program
Note on BIJ2: Ingrid Malmgren: prescriptive rebate program
Note on BIK2: Ingrid Malmgren: prescriptive rebate program
Note on BIL2: Ingrid Malmgren: prescriptive rebate program
Note on BIM2: Ingrid Malmgren: prescriptive rebate program
Note on BIN2: Ingrid Malmgren: prescriptive rebate program
Note on BIO2: Ingrid Malmgren: prescriptive rebate program
Note on BIP2: Ingrid Malmgren: prescriptive rebate program
Note on BIQ2: Ingrid Malmgren: prescriptive rebate program
Note on BIR2: Ingrid Malmgren: prescriptive rebate program
Note on BIS2: Ingrid Malmgren: prescriptive rebate program
Note on BIT2: Ingrid Malmgren: prescriptive rebate program
Note on BIU2: Ingrid Malmgren: prescriptive rebate program
Note on BIV2: Ingrid Malmgren: prescriptive rebate program
Note on BIW2: Ingrid Malmgren: prescriptive rebate program
Note on BIX2: Ingrid Malmgren: prescriptive rebate program
Note on BIY2: Ingrid Malmgren: prescriptive rebate program
Note on BIZ2: Ingrid Malmgren: prescriptive rebate program
Note on BJA2: Ingrid Malmgren: prescriptive rebate program
Note on BJB2: Ingrid Malmgren: prescriptive rebate program
Note on BJC2: Ingrid Malmgren: prescriptive rebate program
Note on BJD2: Ingrid Malmgren: prescriptive rebate program
Note on BJE2: Ingrid Malmgren: prescriptive rebate program
Note on BJF2: Ingrid Malmgren: prescriptive rebate program
Note on BJG2: Ingrid Malmgren: prescriptive rebate program
Note on BJH2: Ingrid Malmgren: prescriptive rebate program
Note on BJI2: Ingrid Malmgren: prescriptive rebate program
Note on BJJ2: Ingrid Malmgren: prescriptive rebate program
Note on BJK2: Ingrid Malmgren: prescriptive rebate program
Note on BJL2: Ingrid Malmgren: prescriptive rebate program
Note on BJM2: Ingrid Malmgren: prescriptive rebate program
Note on BJN2: Ingrid Malmgren: prescriptive rebate program
Note on BJO2: Ingrid Malmgren: prescriptive rebate program
Note on BJP2: Ingrid Malmgren: prescriptive rebate program
Note on BJQ2: Ingrid Malmgren: prescriptive rebate program
Note on BJR2: Ingrid Malmgren: prescriptive rebate program
Note on BJS2: Ingrid Malmgren: prescriptive rebate program
Note on BJT2: Ingrid Malmgren: prescriptive rebate program
Note on BJU2: Ingrid Malmgren: prescriptive rebate program
Note on BJV2: Ingrid Malmgren: prescriptive rebate program
Note on BJW2: Ingrid Malmgren: prescriptive rebate program
Note on BJX2: Ingrid Malmgren: prescriptive rebate program
Note on BJY2: Ingrid Malmgren: prescriptive rebate program
Note on BJZ2: Ingrid Malmgren: prescriptive rebate program
Note on BKA2: Ingrid Malmgren: prescriptive rebate program
Note on BKB2: Ingrid Malmgren: prescriptive rebate program
Note on BKC2: Ingrid Malmgren: prescriptive rebate program
Note on BKD2: Ingrid Malmgren: prescriptive rebate program
Note on BKE2: Ingrid Malmgren: prescriptive rebate program
Note on BKF2: Ingrid Malmgren: prescriptive rebate program
Note on BKG2: Ingrid Malmgren: prescriptive rebate program
Note on BKH2: Ingrid Malmgren: prescriptive rebate program
Note on BKI2: Ingrid Malmgren: prescriptive rebate program
Note on BKJ2: Ingrid Malmgren: prescriptive rebate program
Note on BKK2: Ingrid Malmgren: prescriptive rebate program
Note on BKL2: Ingrid Malmgren: prescriptive rebate program
Note on BKM2: Ingrid Malmgren: prescriptive rebate program
Note on A16: Ingrid Malmgren: Code in NS is 79. EnerCan uses HOT2000 simulation modeling. May need to find per kWh NEB adder for savings over code to account for differing levels of efficiency

## Figures by Program and End Use
BNI - Efficienct Product Rebates -2016-2018
End Use | Aggregate TRC w/o NEBs | Aggregate TRC w NEBs | % Change | % of Program NEBs
COM-Lighting | 1.8972 | 2.4761 | 30.51% | 76.67%
COM-Motors | 3.512 | 3.512 | 0% | 0%
COM-Process | 2.742 | 2.742 | 0% | 0%
COM-HVAC | 2.0147 | 2.0147 | 0% | 0%
COM-Refrigeration | 2.584 | 2.6952 | 4.303% | 0.4914%
COM-Other | 5.0891 | 5.9654 | 17.22% | 3.754%
IND | 2.5912 | 3.2392 | 25.01% | 19.08%
BNI - Direct Installation -2016-2018
End Use | Aggregate TRC w/o NEBs | Aggregate TRC w NEBs | % Change | % of Program NEBs
COM-Lighting | 1.6837 | 2.1906 | 30.11% | 4.337%
COM-HVAC | 0.93557 | 1.8116 | 93.64% | 83.79%
COM-Refrigeration | 2.4807 | 2.4807 | 0% | 0%
COM-Other | 3.5853 | 12.6094 | 251.7% | 11.87%
BNI - Custom Incentives -2016-2018
End Use | Aggregate TRC w/o NEBs | Aggregate TRC w NEBs | % Change | % of Program NEBs
COM-Other | 2.811 | 4.0124 | 42.74% | 60.76%
IND | 2.7223 | 3.9237 | 44.13% | 39.24%
RES - Efficienct Product Rebates -2016-2018
End Use | Aggregate TRC w/o NEBs | Aggregate TRC w NEBs | % Change | % of Program NEBs
RES-Appliance | 1.4125 | 1.4125 | 0% | 0%
RES-HVAC/Shell | 0.79905 | 2.6926 | 237% | 0.4639%
RES-Lighting | 1.7383 | 1.8802 | 8.161% | 99.04%
RES-Plug Load | 2.0479 | 2.0491 | 0.06219% | 0.5003%
RES - Existing Residential -2016-2018
End Use | Aggregate TRC w/o NEBs | Aggregate TRC w NEBs | % Change | % of Program NEBs
RES-Lighting | 5.0622 | 5.3189 | 5.072% | 20.78%
RES-Water Heat | 1.093 | 1.3551 | 23.97% | 24.39%
RES-HVAC/Shell | 1.5142 | 1.6178 | 6.845% | 54.83%
RES-Package | 0.38133 | 0.38133 | 0% | 0%
RES-Appliance | 1.0719 | 1.0719 | 0% | 0%
RES-Plug Load | 5.1035 | 5.1035 | 0% | 0%
RES - New Residential -2016-2018
End Use | Aggregate TRC w/o NEBs | Aggregate TRC w NEBs | % Change | % of Program NEBs
RES-Water Heat | 0.30233 | 0.30233 | 0% | 0%
RES-HVAC/Shell | 0.53536 | 0.53536 | 0% | 0%
RES-Package | 2.6295 | 2.9257 | 11.26% | 100%