## TOC
Data Keys | Report Figure Number | Definitions
Technical Potential by DR Option | Figure 11-1 (MW potential for all DR Options, non-additive) | This table/graph details the technical potential by DR Option. Technical potential refers to the theoretical maximum potential under 100% participation of the eligible load. Technical potential across the various sub-options are not additive. Potential is shown by DR Options. The DR Options are representative of the commonly deployed DR programs in the industry, including end use load curtailment through manual and automated methods, load shifting to behind-the-meter (BTM) batteries, control of EV charging, critical peak pricing (CPP), and behavioural demand response (BDR).
Achievable Potential by DR Option | Figure 11-2 (MW potential for all DR Options), Figure 11-6 (MW potential for cost-effective DR Options only) Figure 11-7 (% of Peak Load potential for cost-effective DR Options only) Figure 11-16 (high scenario results) Figure 11-17 (low scenario results) | This table/graph details the achievable potential by DR Option. Navigant calculated achievable potential by multiplying achievable participation assumptions (subject to program participation hierarchy) by the technical potential estimates. Achievable potential also accounts for customer opt-out during DR events.
Achievable Potential by SubOption | Figure 11-3 (MW potential for all DR SubOptions) Figure 11-8 (MW potential by DR SubOption for cost-effective DR Options only) | This table/graph details the achievable potential by DR SubOption. SubOptions represent specific end uses and control technologies under the broad DR Option program types
Achievable Potential by Customer Class | Figure 11-9 (MW potential by customer class for cost-effective DR Options only) | This table/graph details the achievable potential by customer class. Navigant segmented customers into residential, BNI, and EV customers.
Achievable Potential by Segment | Figure 11-10 (MW potential by building type for cost-effective DR Options only) | This table/graph details the achievable potential by customer segment. Navigant further segmented the BNI customer class into five categories based on the demand values following NSP’s rate schedules. Navigant did not segment residential customers by demand since the variation of demand values across residential customers is low. Electric vehicle owners also were not segmented further.
Achievable Potential by Scenario | Figure 11-14 (MW potential by scenario for cost-effective DR Options only) Figure 11-15 (% of Peak Load by scenario for cost-effective DR Options only) | This table/graph details the achievable potential by the various DR potential scenarios. Navigant modeled potential results for base, low, and high cases. For these cases, Navigant adjusted assumed participation levels, incentive amounts, marketing spending, and equipment saturation to determine the impacts on the DR achievable potential. The peak demand forecasts also varied by case as these were tied to the different demand reduction scenario impacts from the energy efficiency potential study.
Annual Cost by Cost Category | Appendix | This table/graph details the total annual costs by itemized cost type. Navigant developed detailed itemized cost assumptions for each DR option to assess annual program costs and calculate levelized costs for each option: one time fixed costs (program start-up costs), one time variable costs (marketing and recruitment costs, technology enabling cost), annual fixed costs (program administration costs), annual variable costs (customer incentives, and operation and maintenance costs for servicing customer DR technologies).
Annual Cost by DR Option | Figure 11-11 | This table/graph details the total annual costs by DR Option.
Annual Cost by DR SubOption | Appendix | This table/graph details the total annual costs by DR SubOption.
Annual Cost by Scenario | Figure 11-12, Figure 11-13 | This table/graph details the total annual costs by DR Scenario.
Benefit-Cost Analysis Results | Figure 11-4 | These tables show the Benefit-Cost Assessment results. Other than the itemized program costs, the key variables for the Total Resource Cost (TRC) cost-effectiveness calculations are discount rate of 6.84% used for Net Present Value calculations. The cost-effectiveness assessment takes a long-term perspective. Only DR options that had TRC benefit- to-cost ratios of 1.0 or greater were deemed cost-effective and included in the potential estimates. For assessing the DR benefits, Navigant used the avoided wholesale capacity costs and avoided distribution transmission capacity costs from 2014 IRP, with 2018 estimate of transmission and distribution avoided costs from NSP.
Levelized Cost Analyisis Results | Figure 11-5 | These tables show the levelized cost results. The levelized costs consider the TRC costs and are calculated using the potential at generator.

## Technical Pot_Option
Technical Potential (MW at Generator)
MW or Percent of Load | MW of Load
Sum of Value | Column Labels
Row Labels | DLC | CPP | EV Charging Control | BTM Battery Control | BNI Curtailment | Behavioural DR
2021 | 640.0098 | 239.1317 | 0.56423 | 2.5494 | 23.4292 | 21.6199
2022 | 649.635 | 241.5611 | 0.80117 | 4.4855 | 24.2044 | 21.8487
2023 | 656.9929 | 241.2129 | 1.0991 | 7.4564 | 24.5474 | 21.8466
2024 | 665.0972 | 242.2586 | 1.4675 | 11.4316 | 24.766 | 22.0035
2025 | 671.4766 | 241.2927 | 1.95 | 15.883 | 24.8933 | 21.9462
2026 | 677.5443 | 240.6194 | 2.5198 | 19.984 | 24.9617 | 21.9146
2027 | 682.468 | 239.2547 | 3.204 | 23.1486 | 24.9348 | 21.8284
2028 | 687.5602 | 238.8366 | 3.9823 | 25.2871 | 24.8389 | 21.8434
2029 | 690.2916 | 236.1695 | 4.8555 | 26.6214 | 24.7559 | 21.6262
2030 | 693.7386 | 234.3236 | 5.8261 | 27.4288 | 24.6633 | 21.4953
2031 | 695.738 | 232.4578 | 6.8982 | 27.9237 | 24.4473 | 21.3663
2032 | 696.8387 | 230.6409 | 8.08 | 28.2433 | 24.2172 | 21.2413
2033 | 697.3424 | 228.9037 | 9.3788 | 28.4673 | 23.765 | 21.1246
2034 | 694.5069 | 224.1992 | 10.8051 | 28.64 | 23.2504 | 20.7301
2035 | 693.0052 | 219.6781 | 12.3626 | 28.7857 | 22.7251 | 20.3559
2036 | 689.5821 | 215.4624 | 14.0522 | 28.9172 | 22.3129 | 20.0093
2037 | 688.9206 | 214.636 | 15.8742 | 29.0417 | 22.2273 | 19.9549
2038 | 687.6075 | 213.724 | 17.8228 | 29.1627 | 22.0285 | 19.8983
2039 | 685.9308 | 213.1805 | 19.8896 | 29.282 | 21.8843 | 19.8719
2040 | 684.1936 | 212.7346 | 22.063 | 29.401 | 21.7394 | 19.8548
2041 | 682.4183 | 212.3664 | 24.3294 | 29.5198 | 21.6098 | 19.844
2042 | 680.6896 | 212.1786 | 26.6725 | 29.639 | 21.4928 | 19.8514
2043 | 679.1113 | 212.0046 | 29.0798 | 29.7585 | 21.3859 | 19.859
2044 | 677.7843 | 211.9866 | 31.5342 | 29.8784 | 21.3627 | 19.8827
2045 | 676.5164 | 212.056 | 34.0259 | 29.9992 | 21.2677 | 19.9149
Grand Total | 17024.9998 | 5660.8702 | 309.1381 | 600.9352 | 581.7112 | 521.7322
Note: Technical potential calculation does not consider participation overlaps. Therefore, the technical potential estimates for each DR option should be considered independently.

## Achievable Poten_Option
Savings Potential (MW at Generator)
Cases | Base
DR SubOption | (All)
Customer Class | (All)
Building Type | (All)
MW or Percent of Load | MW of Load
Cost-Effectiveness Screen (DR Option) | 1
Sum of Achievable Potential (MW) | Column Labels
Row Labels | DLC | CPP | BNI Curtailment | Grand Total
2021 | 3.9595 |  | 0.67395 | 4.6334
2022 | 11.946 | 4.0924 | 2.0717 | 18.1101
2023 | 23.8623 | 11.6709 | 4.1461 | 39.6793
2024 | 35.7797 | 22.2261 | 6.1206 | 64.1264
2025 | 39.4921 | 32.3614 | 6.588 | 78.4415
2026 | 39.2941 | 35.5457 | 6.416 | 81.2558
2027 | 39.0826 | 35.1093 | 6.2976 | 80.4895
2028 | 38.9807 | 34.8467 | 6.1937 | 80.0211
2029 | 38.6978 | 34.29 | 6.1205 | 79.1083
2030 | 38.4876 | 33.8841 | 6.0604 | 78.432
2031 | 38.3072 | 33.4946 | 5.9606 | 77.7623
2032 | 38.1525 | 33.1338 | 5.8617 | 77.148
2033 | 38.0197 | 32.8029 | 5.715 | 76.5376
2034 | 37.628 | 32.0344 | 5.5934 | 75.2558
2035 | 37.2362 | 31.3105 | 5.4706 | 74.0173
2036 | 36.9205 | 30.656 | 5.3693 | 72.9459
2037 | 36.9175 | 30.5244 | 5.3057 | 72.7476
2038 | 36.9128 | 30.39 | 5.2365 | 72.5393
2039 | 36.9578 | 30.3209 | 5.1718 | 72.4506
2040 | 37.0211 | 30.2781 | 5.1142 | 72.4135
2041 | 37.1008 | 30.2536 | 5.0615 | 72.4158
2042 | 37.1982 | 30.2717 | 5.0124 | 72.4824
2043 | 37.3098 | 30.2907 | 4.966 | 72.5664
2044 | 37.4444 | 30.3521 | 4.938 | 72.7345
2045 | 37.5801 | 30.4137 | 4.8943 | 72.8881

## Achievable Potential_SubOption
Savings Potential (% of Peak Demand at generator)
Cases | Base
DR Option | (All)
Customer Class | (All)
Building Type | (All)
MW or Percent of Load | MW of Load
Cost-Effectiveness Screen (DR Option) | 1
Sum of Achievable Potential (MW) | Column Labels
Row Labels | CPP with enabling tech. | DLC-Switch-Water Heating | DLC-Thermostat-Heat Pump | CPP w/o enabling tech. | DLC-Thermostat-Electric Furnace | BNI Curtailment- Auto-DR HVAC Control | DLC-Thermostat-HVAC | BNI Curtailment- Industrial | BNI Curtailment- Other | BNI Curtailment- Manual HVAC Control | BNI Curtailment- Standard Lighting Control | BNI Curtailment- Advanced Lighting Control | BNI Curtailment- Water Heating Control | Grand Total
2021 |  | 1.9039 | 0.74664 |  | 1.1063 | 0.13166 | 0.20263 | 0.17746 | 0.077782 | 0.2 | 0.054459 | 0.027229 | 0.0053584 | 4.6334
2022 | 2.7944 | 5.7764 | 2.3029 | 1.298 | 3.2603 | 0.50288 | 0.60636 | 0.53475 | 0.23607 | 0.54111 | 0.16036 | 0.080179 | 0.01635 | 18.1101
2023 | 7.9644 | 11.5493 | 4.7341 | 3.7065 | 6.3918 | 1.1521 | 1.1871 | 1.0555 | 0.46782 | 0.9737 | 0.30959 | 0.15479 | 0.032574 | 39.6793
2024 | 15.1508 | 17.3849 | 7.2975 | 7.0753 | 9.3613 | 1.8952 | 1.736 | 1.5371 | 0.68538 | 1.2934 | 0.44107 | 0.22054 | 0.047965 | 64.1264
2025 | 22.0422 | 19.1778 | 8.3392 | 10.3192 | 10.1019 | 2.2241 | 1.8732 | 1.6325 | 0.73349 | 1.257 | 0.45949 | 0.22975 | 0.051562 | 78.4415
2026 | 24.1942 | 19.0866 | 8.5909 | 11.3515 | 9.7924 | 2.3486 | 1.8242 | 1.5674 | 0.71116 | 1.0906 | 0.43195 | 0.21597 | 0.050232 | 81.2558
2027 | 23.8782 | 18.9716 | 8.8638 | 11.2312 | 9.4809 | 2.4656 | 1.7663 | 1.5161 | 0.69665 | 0.95484 | 0.40991 | 0.20496 | 0.049434 | 80.4895
2028 | 23.6767 | 18.9578 | 9.1469 | 11.17 | 9.1666 | 2.5752 | 1.7093 | 1.4695 | 0.68525 | 0.83097 | 0.38928 | 0.19464 | 0.048885 | 80.0211
2029 | 23.2823 | 18.7639 | 9.4367 | 11.0077 | 8.8523 | 2.6786 | 1.6451 | 1.4335 | 0.67653 | 0.72284 | 0.37364 | 0.18682 | 0.048533 | 79.1083
2030 | 22.9873 | 18.6487 | 9.7661 | 10.8968 | 8.488 | 2.779 | 1.5848 | 1.4014 | 0.66956 | 0.62312 | 0.35935 | 0.17967 | 0.048302 | 78.432
2031 | 22.7043 | 18.5445 | 10.0657 | 10.7903 | 8.17 | 2.8425 | 1.527 | 1.3653 | 0.6592 | 0.52971 | 0.34402 | 0.17201 | 0.047892 | 77.7623
2032 | 22.4409 | 18.4601 | 10.3634 | 10.693 | 7.8571 | 2.8979 | 1.4719 | 1.3303 | 0.64936 | 0.44386 | 0.32853 | 0.16426 | 0.047527 | 77.148
2033 | 22.1982 | 18.392 | 10.6582 | 10.6048 | 7.55 | 2.8285 | 1.4196 | 1.2954 | 0.63919 | 0.43323 | 0.31432 | 0.15716 | 0.047126 | 76.5376
2034 | 21.6542 | 18.0906 | 10.9465 | 10.3801 | 7.253 | 2.774 | 1.3379 | 1.2691 | 0.62931 | 0.42489 | 0.29962 | 0.14981 | 0.046617 | 75.2558
2035 | 21.1392 | 17.8144 | 11.2996 | 10.1713 | 6.8654 | 2.7189 | 1.2568 | 1.242 | 0.61922 | 0.41645 | 0.28533 | 0.14266 | 0.046093 | 74.0173
2036 | 20.6718 | 17.5691 | 11.5718 | 9.9842 | 6.5928 | 2.6782 | 1.1868 | 1.2174 | 0.61007 | 0.41021 | 0.27185 | 0.13592 | 0.045638 | 72.9459
2037 | 20.5686 | 17.5873 | 11.8316 | 9.9558 | 6.3386 | 2.6544 | 1.1601 | 1.1967 | 0.60726 | 0.40656 | 0.26342 | 0.13171 | 0.045676 | 72.7476
2038 | 20.4614 | 17.6091 | 12.0809 | 9.9286 | 6.0994 | 2.6262 | 1.1233 | 1.1756 | 0.60442 | 0.40224 | 0.25493 | 0.12747 | 0.045709 | 72.5393
2039 | 20.3983 | 17.6637 | 12.2993 | 9.9226 | 5.9048 | 2.5999 | 1.09 | 1.1552 | 0.60197 | 0.39822 | 0.24711 | 0.12355 | 0.045763 | 72.4506
2040 | 20.3547 | 17.7273 | 12.5084 | 9.9234 | 5.7238 | 2.5772 | 1.0616 | 1.1364 | 0.59994 | 0.39474 | 0.24006 | 0.12003 | 0.045831 | 72.4135
2041 | 20.3235 | 17.7983 | 12.7009 | 9.93 | 5.5669 | 2.5565 | 1.0346 | 1.12 | 0.59814 | 0.39157 | 0.23295 | 0.11648 | 0.045915 | 72.4158
2042 | 20.3205 | 17.8818 | 12.8845 | 9.9513 | 5.4231 | 2.5369 | 1.0087 | 1.1045 | 0.59646 | 0.38857 | 0.2267 | 0.11335 | 0.046007 | 72.4824
2043 | 20.3185 | 17.9722 | 13.0552 | 9.9722 | 5.2982 | 2.5187 | 0.9842 | 1.0896 | 0.59495 | 0.38578 | 0.22058 | 0.11029 | 0.046106 | 72.5664
2044 | 20.3461 | 18.0687 | 13.215 | 10.0059 | 5.1892 | 2.516 | 0.97152 | 1.075 | 0.59357 | 0.38537 | 0.21454 | 0.10727 | 0.046206 | 72.7345
2045 | 20.3723 | 18.1709 | 13.3622 | 10.0414 | 5.0986 | 2.4987 | 0.94834 | 1.0611 | 0.59225 | 0.38272 | 0.20884 | 0.10442 | 0.046309 | 72.8881

## Achievable Pot_Class
MW
Cases | Base
DR Option | (All)
DR SubOption | (All)
Building Type | (All)
MW or Percent of Load | MW of Load
Cost-Effectiveness Screen (DR Option) | 1
Sum of Achievable Potential (MW) | Column Labels
Row Labels | Residential | Small Commercial | Interruptible Rider | Large Industrial | Large Commercial | Small Industrial | Grand Total
2021 | 3.7134 | 0.23559 | 0.41737 | 0.13876 | 0.11781 | 0.010456 | 4.6334
2022 | 14.4882 | 1.1413 | 1.381 | 0.56904 | 0.47004 | 0.060635 | 18.1101
2023 | 31.8217 | 2.6235 | 2.8031 | 1.2663 | 1.0182 | 0.14659 | 39.6793
2024 | 51.7286 | 4.3708 | 4.1521 | 2.0247 | 1.5962 | 0.25393 | 64.1264
2025 | 63.6493 | 5.5754 | 4.5627 | 2.4323 | 1.8836 | 0.33816 | 78.4415
2026 | 66.207 | 5.8179 | 4.5026 | 2.4808 | 1.8869 | 0.36057 | 81.2558
2027 | 65.7896 | 5.6574 | 4.428 | 2.431 | 1.8264 | 0.35706 | 80.4895
2028 | 65.6369 | 5.5083 | 4.3668 | 2.3862 | 1.7699 | 0.35305 | 80.0211
2029 | 65.0239 | 5.3301 | 4.326 | 2.3549 | 1.7234 | 0.35003 | 79.1083
2030 | 64.6163 | 5.1634 | 4.2942 | 2.3297 | 1.6814 | 0.34709 | 78.432
2031 | 64.2488 | 5.0045 | 4.2164 | 2.3055 | 1.6428 | 0.3444 | 77.7623
2032 | 63.9276 | 4.8517 | 4.1388 | 2.2827 | 1.6056 | 0.34166 | 77.148
2033 | 63.6514 | 4.7075 | 4.0296 | 2.2472 | 1.5628 | 0.33921 | 76.5376
2034 | 62.7902 | 4.4618 | 3.9735 | 2.2125 | 1.4813 | 0.33656 | 75.2558
2035 | 61.973 | 4.218 | 3.9175 | 2.1758 | 1.3993 | 0.33368 | 74.0173
2036 | 61.2724 | 3.9875 | 3.8731 | 2.1582 | 1.3184 | 0.33636 | 72.9459
2037 | 61.2415 | 3.9005 | 3.8296 | 2.1529 | 1.2876 | 0.33565 | 72.7476
2038 | 61.2266 | 3.7983 | 3.7855 | 2.1393 | 1.256 | 0.33354 | 72.5393
2039 | 61.3139 | 3.7071 | 3.7436 | 2.1274 | 1.227 | 0.3315 | 72.4506
2040 | 61.4295 | 3.6291 | 3.705 | 2.1186 | 1.2016 | 0.3297 | 72.4135
2041 | 61.5747 | 3.554 | 3.6698 | 2.1122 | 1.177 | 0.32824 | 72.4158
2042 | 61.7761 | 3.4818 | 3.6368 | 2.1072 | 1.1536 | 0.32694 | 72.4824
2043 | 61.9884 | 3.4126 | 3.6053 | 2.1032 | 1.1311 | 0.32578 | 72.5664
2044 | 62.2423 | 3.3541 | 3.588 | 2.1085 | 1.1094 | 0.33222 | 72.7345
2045 | 62.5164 | 3.2884 | 3.5583 | 2.1056 | 1.088 | 0.33127 | 72.8881

## Achievable Pot_Seg
MW
Cases | Base
DR Option | (All)
DR SubOption | (All)
Customer Class | (All)
MW or Percent of Load | MW of Load
Cost-Effectiveness Screen (DR Option) | 1
Sum of Achievable Potential (MW) | Column Labels
Row Labels | Residential Market Rate | Residential LI | Miscellaneous | Services | Manufacturing | Retail Trade | Offices | Grand Total
2021 | 2.7435 | 0.96989 | 0.37782 | 0.17822 | 0.17746 | 0.10294 | 0.083535 | 4.6334
2022 | 11.5612 | 2.9269 | 1.3504 | 0.80624 | 0.6662 | 0.46762 | 0.33152 | 18.1101
2023 | 25.9671 | 5.8546 | 2.8476 | 1.8172 | 1.4081 | 1.0609 | 0.72375 | 39.6793
2024 | 42.9369 | 8.7917 | 4.3879 | 2.9615 | 2.1512 | 1.7416 | 1.1556 | 64.1264
2025 | 53.9289 | 9.7204 | 5.0598 | 3.6745 | 2.4832 | 2.1785 | 1.3962 | 78.4415
2026 | 56.5209 | 9.6861 | 5.1046 | 3.7748 | 2.48 | 2.2585 | 1.4309 | 81.2558
2027 | 56.1374 | 9.6521 | 5.0346 | 3.6609 | 2.4018 | 2.2019 | 1.4007 | 80.4895
2028 | 55.9925 | 9.6443 | 4.9775 | 3.5536 | 2.3303 | 2.1487 | 1.3742 | 80.0211
2029 | 55.429 | 9.5949 | 4.9318 | 3.4448 | 2.2747 | 2.0887 | 1.3443 | 79.1083
2030 | 55.0546 | 9.5617 | 4.8959 | 3.3442 | 2.225 | 2.0334 | 1.3172 | 78.432
2031 | 54.7132 | 9.5355 | 4.8223 | 3.2495 | 2.1708 | 1.9792 | 1.2917 | 77.7623
2032 | 54.4132 | 9.5144 | 4.7492 | 3.1584 | 2.1183 | 1.9271 | 1.2674 | 77.148
2033 | 54.1537 | 9.4977 | 4.6414 | 3.066 | 2.0655 | 1.8729 | 1.2405 | 76.5376
2034 | 53.3634 | 9.4268 | 4.5609 | 2.9053 | 2.0232 | 1.7878 | 1.1884 | 75.2558
2035 | 52.6183 | 9.3547 | 4.481 | 2.7447 | 1.9795 | 1.7028 | 1.1364 | 74.0173
2036 | 51.9733 | 9.2991 | 4.4371 | 2.588 | 1.9405 | 1.6217 | 1.0861 | 72.9459
2037 | 51.9351 | 9.3064 | 4.4168 | 2.5246 | 1.9084 | 1.5883 | 1.0682 | 72.7476
2038 | 51.911 | 9.3155 | 4.3746 | 2.4594 | 1.8757 | 1.5535 | 1.0495 | 72.5393
2039 | 51.9777 | 9.3362 | 4.3362 | 2.4007 | 1.8443 | 1.5226 | 1.033 | 72.4506
2040 | 52.0691 | 9.3603 | 4.3029 | 2.3502 | 1.8153 | 1.4968 | 1.0189 | 72.4135
2041 | 52.187 | 9.3877 | 4.2724 | 2.3014 | 1.79 | 1.472 | 1.0052 | 72.4158
2042 | 52.3568 | 9.4193 | 4.2443 | 2.255 | 1.7663 | 1.4486 | 0.99204 | 72.4824
2043 | 52.5341 | 9.4543 | 4.218 | 2.2107 | 1.7436 | 1.4263 | 0.97941 | 72.5664
2044 | 52.7505 | 9.4918 | 4.2313 | 2.1677 | 1.7212 | 1.4048 | 0.96716 | 72.7345
2045 | 52.9842 | 9.5323 | 4.2071 | 2.1257 | 1.6999 | 1.3838 | 0.95518 | 72.8881

## Achievable Potential_Case
MW
DR Option | (All)
DR SubOption | (All)
Customer Class | (All)
Building Type | (All)
MW or Percent of Load | MW of Load
Cost-Effectiveness Screen (DR Option) | 1
Sum of Achievable Potential (MW) | Column Labels
Year | Base | High | Low
2021 | 4.6334 |  | 3.3343
2022 | 18.1101 | 10.7448 | 13.0525
2023 | 39.6793 | 31.8453 | 28.7947
2024 | 64.1264 | 63.3405 | 46.9505
2025 | 78.4415 | 93.8936 | 57.8838
2026 | 81.2558 | 103.1922 | 60.2721
2027 | 80.4895 | 101.7324 | 59.9617
2028 | 80.0211 | 100.6901 | 59.8542
2029 | 79.1083 | 98.8378 | 59.4009
2030 | 78.432 | 97.4162 | 59.1049
2031 | 77.7623 | 96.0578 | 58.7847
2032 | 77.148 | 94.809 | 58.4786
2033 | 76.5376 | 93.682 | 58.143
2034 | 75.2558 | 91.3532 | 57.3148
2035 | 74.0173 | 89.167 | 56.5085
2036 | 72.9459 | 87.1483 | 55.7787
2037 | 72.7476 | 86.7148 | 55.6708
2038 | 72.5393 | 86.3033 | 55.5336
2039 | 72.4506 | 86.1062 | 55.4646
2040 | 72.4135 | 85.9718 | 55.4168
2041 | 72.4158 | 85.9296 | 55.3858
2042 | 72.4824 | 85.9927 | 55.3826
2043 | 72.5664 | 86.0512 | 55.3882
2044 | 72.7345 | 86.2101 | 55.4309
2045 | 72.8881 | 86.3742 | 55.4788
Note: Navigant recommends filtering out the Critical Peak Pricing option when viewing this graph as the varying incentive levels across cases do not affect the participation levels in this program. This is because the potential from this program is strictly based on customer response to real-time price signals.

## Annual Cost_Category
Cases | Base
Customer Class | (All)
DR Option | (All)
DR SubOption | (All)
Building Type | (All)
Cost-Effective (DR Option) | 1
Column Labels
Values | Technology Enablement Cost | Marketing & Recruitment Cost | Incentives | Participant Cost | O&M Cost | Program Administrative Cost | Program Delivery Cost | Program Development Cost | Grand Total
2021 | 1881846.8421 | 104751.1816 | 227921.3269 | 113960.6635 | 76824.8548 | 432972.864 | 44787.5165 | 405912.06 | 3288977.3094
2022 | 4542395.4617 | 1252373.2993 | 704555.3279 | 352277.6639 | 236057.0877 | 607244.4418 | 140430.7545 | 248418.1807 | 8083752.2175
2023 | 7266365.0998 | 2338044.1098 | 1440723.6908 | 720361.8454 | 483201.742 | 619389.3306 | 286675.6323 | 0 | 13154761.4508
2024 | 8025489.2564 | 3253490.7152 | 2196606.8378 | 1098303.4189 | 740702.8612 | 631777.1172 | 431682.1722 | 0 | 16378052.379
2025 | 4138620.0492 | 3131452.2463 | 2467247.1028 | 1233623.5514 | 839794.9982 | 644412.6596 | 473951.9746 | 0 | 12929102.5822
2026 | 1107729.1035 | 1189614.8142 | 2500084.9364 | 1250042.4682 | 857757.5791 | 657300.9127 | 470830.2865 | 0 | 8033360.1006
2027 | 573001.4948 | 244569.8551 | 2541221.2117 | 1270610.6058 | 877312.9698 | 670446.931 | 471400.376 | 0 | 6648563.4441
2028 | 625550.7088 | 278249.4615 | 2585656.8931 | 1292828.4465 | 897816.2007 | 683855.8696 | 472919.766 | 0 | 6836877.3462
2029 | 598838.3744 | 290239.2338 | 2634947.0121 | 1317473.506 | 919196.8692 | 697532.987 | 476696.5503 | 0 | 6934924.5328
2030 | 652414.7325 | 302429.5768 | 2687367.9011 | 1343683.9506 | 941358.8507 | 711483.6467 | 481472.1557 | 0 | 7120210.8141
2031 | 2960414.0187 | 438280.4442 | 2736529.2537 | 1368264.6268 | 964221.5391 | 725713.3197 | 483021.893 | 494804.5361 | 10171249.6314
2032 | 6225357.2577 | 581216.213 | 2787003.6535 | 1393501.8268 | 987740.8044 | 740227.5861 | 484517.8012 | 0 | 13199565.1426
2033 | 9566653.0561 | 732049.5019 | 2832708.6554 | 1416354.3277 | 1011886.6025 | 755032.1378 | 481845.3983 | 0 | 16796529.6797
2034 | 10441319.3605 | 752500.4918 | 2881508.7504 | 1440754.3752 | 1036646.2045 | 770132.7806 | 481076.1559 | 0 | 17803938.1188
2035 | 5743330.8823 | 500550.7153 | 2931082.2907 | 1465541.1453 | 1062032.3829 | 785535.4362 | 479978.6575 | 0 | 12968051.51
2036 | 2056338.5815 | 383604.4556 | 2984757.2622 | 1492378.6311 | 1088043.394 | 801246.1449 | 480573.7786 | 0 | 9286942.2479
2037 | 1506462.5473 | 397478.1271 | 3045957.5562 | 1522978.7781 | 1114706.8589 | 817271.0678 | 484393.6208 | 0 | 8889248.5561
2038 | 1585494.4973 | 407766.564 | 3107349.7094 | 1553674.8547 | 1142030.207 | 833616.4891 | 487658.1303 | 0 | 9117590.4519
2039 | 1578378.4198 | 416844.8075 | 3170795.881 | 1585397.9405 | 1170024.5176 | 850288.8189 | 491281.35 | 0 | 9263011.7355
2040 | 1667425.0647 | 429302.993 | 3236789.1384 | 1618394.5692 | 1198718.6824 | 867294.5953 | 495547.4925 | 0 | 9513472.5354
2041 | 4501362.5835 | 593113.2665 | 3304968.7724 | 1652484.3862 | 1228112.8463 | 884640.4872 | 500264.1406 | 603163.9686 | 13268110.4513
2042 | 8511202.254 | 2308919.2529 | 3375223.4753 | 1687611.7376 | 1258234.3006 | 902333.297 | 505337.946 | 369136.3488 | 18917998.6121
2043 | 12603678.5167 | 3932684.7859 | 3447472.3018 | 1723736.1509 | 1289092.6975 | 920379.9629 | 510682.6602 | 0 | 24427727.076
2044 | 13703947.5526 | 5303238.5106 | 3524654.3259 | 1762327.1629 | 1320708.423 | 938787.5622 | 517979.2357 | 0 | 27071642.773
2045 | 7993324.2194 | 5137742.615 | 3600718.6247 | 1800359.3123 | 1353115.0499 | 957563.3134 | 523686.7213 | 0 | 21366509.856

## Annual Cost_Option
Cases | Base
Customer Class | (All)
DR SubOption | (All)
Cost Category | (All)
Building Type | (All)
Cost-Effective (DR Option) | 1
Column Labels
Values | DLC | CPP | BNI Curtailment
2021 | 2815616.5957 | 0 | 473360.7138
2022 | 5329918.2896 | 2127766.2504 | 626067.6775
2023 | 8593072.8952 | 3458280.1669 | 1103408.3887
2024 | 9898221.5965 | 4908729.0281 | 1571101.7544
2025 | 6230039.4915 | 5000424.9833 | 1698638.1074
2026 | 4335381.2752 | 2009433.8556 | 1688544.9697
2027 | 4502732.624 | 451871.9299 | 1693958.8902
2028 | 4619074.4445 | 515314.5776 | 1702488.3242
2029 | 4735049.2527 | 481548.3602 | 1718326.9199
2030 | 4862939.4239 | 519829.2942 | 1737442.096
2031 | 7686966.2264 | 533898.0654 | 1950385.3396
2032 | 10057156.7386 | 1374807.5127 | 1767600.8913
2033 | 12897317.5966 | 2129757.4823 | 1769454.6009
2034 | 13297284.5551 | 2736166.1965 | 1770487.3673
2035 | 8467610.9588 | 2743170.6346 | 1757269.9166
2036 | 6164350.7067 | 1363513.5801 | 1759077.9611
2037 | 6397962.2974 | 715588.9365 | 1775697.3222
2038 | 6564700.2307 | 762265.8376 | 1790624.3837
2039 | 6725469.9224 | 730751.4124 | 1806790.4008
2040 | 6906764.0033 | 781600.4734 | 1825108.0588
2041 | 10370876.4902 | 803486.4479 | 2093747.5132
2042 | 13285792.4232 | 3750854.3496 | 1881351.8394
2043 | 16771805.03 | 5744739.8059 | 1911182.2402
2044 | 17289319.5831 | 7843491.0559 | 1938832.134
2045 | 11425390.267 | 7995819.1185 | 1945300.4706

## Annual Cost_SubOption
Cases | Base
Customer Class | (All)
DR Option | (All)
Cost Category | (All)
Building Type | (All)
Column Labels
Values | DLC-Switch-Water Heating | CPP with enabling tech. | BTM Battery Control | EV Charging Control | DLC-Thermostat-Heat Pump | CPP w/o enabling tech. | BNI Curtailment- Auto-DR HVAC Control | Behavioural DR | DLC-Thermostat-Electric Furnace | BNI Curtailment- Industrial | DLC-Thermostat-HVAC | BNI Curtailment- Other | BNI Curtailment- Manual HVAC Control | BNI Curtailment- Standard Lighting Control | BNI Curtailment- Advanced Lighting Control | BNI Curtailment- Water Heating Control | Grand Total
2021 | 1873220.4011 | 0 | 0 | 0 | 393255.6909 | 0 | 92259.5818 | 0 | 454097.8525 | 123804.4221 | 95042.651 | 54726.5179 | 139721.1166 | 38581.7172 | 19704.8889 | 4562.4692 | 3288977.3094
2022 | 3648587.3521 | 1539188.9113 | 501173.4297 | 382791.3472 | 752091.0562 | 588577.3392 | 151061.6333 | 217825.5907 | 764399.8639 | 159632.3572 | 164840.0173 | 71653.7539 | 162418.4246 | 49236.336 | 25460.3572 | 6604.8155 | 9185542.5851
2023 | 5840707.4277 | 2518487.8052 | 802018.567 | 275830.5627 | 1280174.2186 | 939792.3617 | 304644.7112 | 231716.3844 | 1211260.8575 | 278095.708 | 260930.3913 | 124943.5359 | 257862.0578 | 83584.3779 | 43062.2905 | 11215.7073 | 14464326.9649
2024 | 6586247.2641 | 3567736.1493 | 1859700.4053 | 383372.4956 | 1603983.8923 | 1340992.8787 | 483991.5245 | 355530.6691 | 1405790.6647 | 392244.34 | 302199.7755 | 176215.9982 | 331069.3694 | 114337.5802 | 58396.8583 | 14846.0838 | 18976655.9489
2025 | 3805245.1665 | 3616536.8119 | 3124477.126 | 512418.6033 | 1247813.0973 | 1383888.1714 | 572483.6148 | 467041.8259 | 971451.6933 | 421365.5029 | 205529.5344 | 188784.4322 | 323817.142 | 118548.0269 | 59568.6577 | 14070.731 | 17033040.1372
2026 | 2370851.2919 | 1438683.1265 | 3047664.6459 | 517441.9062 | 1048464.6835 | 570750.7291 | 617735.2752 | 510179.8122 | 760437.2469 | 413734.5596 | 155628.053 | 186642.8356 | 286854.6149 | 113429.4951 | 56714.7476 | 13433.4417 | 12108646.4648
2027 | 2477967.8906 | 299539.0448 | 2585237.7855 | 528308.9993 | 1114140.9297 | 152332.8851 | 662831.0267 | 521832.8724 | 753879.7721 | 409021.2763 | 156744.0317 | 186871.0311 | 256689.6427 | 110022.897 | 55011.4485 | 13511.568 | 10283943.1014
2028 | 2545350.8774 | 347432.9835 | 2475651.5609 | 595330.1718 | 1173454.7811 | 167881.5941 | 707451.4456 | 533981.7298 | 743359.0055 | 405099.5737 | 156909.7804 | 187839.5435 | 228281.518 | 106775.1395 | 53387.5698 | 13653.5341 | 10441840.8087
2029 | 2611485.7741 | 307659.5445 | 2373678.5757 | 668505.8041 | 1234119.0824 | 173888.8157 | 751607.4082 | 546596.7285 | 732551.1677 | 403615.706 | 156893.2285 | 189413.1849 | 202825.2531 | 104680.4183 | 52340.2091 | 13844.7402 | 10523705.6411
2030 | 2679143.9759 | 340459.9116 | 2315174.5681 | 748797.2794 | 1313788.131 | 179369.3825 | 796271.605 | 559631.9757 | 713192.305 | 402906.2643 | 156815.012 | 191431.8475 | 178545.1556 | 102811.144 | 51405.572 | 14070.5076 | 10743814.6373
2031 | 4666400.8481 | 349533.0167 | 2298674.3296 | 837278.5649 | 1725380.9882 | 184365.0486 | 927692.5042 | 573055.3928 | 1060513.1414 | 446697.3799 | 234671.2487 | 215440.9318 | 173704.0887 | 112996.5724 | 57002.9868 | 16850.8759 | 13880257.9187
2032 | 6464749.6678 | 1185554.9648 | 2658546.9228 | 1164419.5653 | 2028247.4623 | 189252.5479 | 869259.3554 | 687784.8375 | 1274111.2987 | 399643.0972 | 290048.3097 | 195943.1995 | 134880.3475 | 100222.6907 | 51137.9693 | 16514.2317 | 17710316.4683
2033 | 8536456.7913 | 1935815.9796 | 2935590.8524 | 1130303.1234 | 2454684.1105 | 193941.5027 | 869045.842 | 600992.113 | 1548927.2689 | 398242.7401 | 357249.4258 | 198342.8282 | 135731.0994 | 99184.8803 | 51140.6868 | 17766.5239 | 21463415.7685
2034 | 8815578.504 | 2537538.8854 | 3954591.1756 | 1359911.5765 | 2605424.5922 | 198627.3111 | 871560.8424 | 615495.1474 | 1520492.887 | 398953.8503 | 355788.572 | 199591.5212 | 136029.5329 | 96677.9099 | 49835.9632 | 17837.7473 | 23733936.0183
2035 | 5225914.4303 | 2539767.5947 | 5030968.8851 | 1614846.1912 | 2133415.6134 | 203403.04 | 871492.8713 | 630358.0176 | 888655.1748 | 399033.9447 | 219625.7403 | 198590.3667 | 134092.0028 | 91978.9777 | 46348.6585 | 15733.095 | 20244224.6039
2036 | 3497925.4028 | 1155223.6431 | 4576008.1613 | 1731912.1849 | 1875125.837 | 208289.937 | 877029.4028 | 645585.1998 | 633269.9609 | 399813.9293 | 158029.506 | 199332.6154 | 134331.7014 | 88911.3976 | 44455.6988 | 15203.2157 | 16240447.7938
2037 | 3648856.1942 | 502373.1252 | 3814918.7998 | 1868882.3311 | 1962539.3943 | 213215.8113 | 887980.9788 | 661186.0107 | 624899.9558 | 401449.8376 | 161666.7531 | 202690.9653 | 136009.1182 | 88015.5709 | 44007.7854 | 15543.0661 | 15234235.6977
2038 | 3749264.3797 | 544102.7244 | 3549974.4897 | 2078778.9916 | 2040599.2022 | 218163.1131 | 897642.3374 | 677165.4022 | 613850.5527 | 402917.6309 | 160986.0961 | 206128.7 | 137488.9166 | 87037.0429 | 43518.5215 | 15891.2344 | 15423509.3354
2039 | 3848787.0047 | 507556.6443 | 3347951.9189 | 2299536.5154 | 2104918.1655 | 223194.768 | 907921.8898 | 693536.5151 | 609416.5872 | 404518.0262 | 162348.1649 | 209739.0227 | 139063.4018 | 86196.3981 | 43098.199 | 16253.4632 | 15604036.6848
2040 | 3949316.8674 | 553023.3604 | 3235258.2112 | 2530378.8662 | 2194224.3323 | 228577.1129 | 919356.4723 | 710304.0841 | 599302.3623 | 406466.2162 | 163920.4412 | 213528.9402 | 140814.7991 | 85543.3301 | 42771.6651 | 16626.6358 | 15989413.6969
2041 | 6388465.3014 | 569663.6573 | 3195707.1343 | 2771058.1304 | 2714896.6521 | 233822.7906 | 1054564.9716 | 727480.9779 | 1011922.4449 | 462790.7977 | 255592.0917 | 247119.43 | 162566.2289 | 97112.2648 | 49171.3597 | 20422.4606 | 19962356.6939
2042 | 8600620.2644 | 2709723.9688 | 3627823.5874 | 3300231.004 | 3047356.5505 | 1041130.3807 | 946583.0707 | 868121.4103 | 1308640.4834 | 412358.0692 | 329175.1248 | 223967.2885 | 147104.5444 | 86783.5766 | 44643.2371 | 19912.0528 | 26714174.6138
2043 | 11144480.5741 | 4182249.1168 | 3966041.317 | 3386830.7907 | 3555208.9482 | 1562490.6891 | 961038.6721 | 763099.0284 | 1659639.5776 | 415592.3717 | 412475.9301 | 229382.1856 | 150395.588 | 87529.8291 | 45652.2186 | 21591.3751 | 32543698.2121
2044 | 11504846.3331 | 5680999.472 | 5212829.0256 | 3789373.8119 | 3725678.5089 | 2162491.5839 | 979807.1946 | 781561.9681 | 1641229.1259 | 418526.4166 | 417565.6152 | 233418.7346 | 153164.5154 | 86809.9532 | 45229.8213 | 21875.4983 | 36855407.5785
2045 | 7149296.1021 | 5765313.1269 | 6532132.7182 | 4219094.9534 | 3122175.4884 | 2230505.9915 | 990939.0147 | 800472.8338 | 901205.3098 | 421543.2983 | 252713.3667 | 235004.5285 | 152520.392 | 83551.0763 | 42213.3639 | 19528.7969 | 32918210.3614

## Annual Cost_Scenario
Customer Class | (All)
DR SubOption | (All)
Cost Category | (All)
Building Type | (All)
DR Option | (All)
Cost-Effective (DR Option) | 1
Column Labels
Values | Base | High | Low
2021 | 3288977.3094 | 0 | 2407877.6638
2022 | 8083752.2175 | 2738372.7334 | 5158949.9402
2023 | 13154761.4508 | 4702548.5573 | 7967162.9714
2024 | 16378052.379 | 7192877.135 | 9656037.8593
2025 | 12929102.5822 | 7506226.0853 | 7200410.4573
2026 | 8033360.1006 | 3344709.4201 | 4327083.8248
2027 | 6648563.4441 | 1179577.1206 | 3621101.8588
2028 | 6836877.3462 | 1275524.268 | 3725639.6261
2029 | 6934924.5328 | 1186011.6166 | 3770699.1398
2030 | 7120210.8141 | 1273050.8235 | 3873730.7064
2031 | 10171249.6314 | 1305262.2273 | 6093406.2573
2032 | 13199565.1426 | 3436308.9725 | 8019165.702
2033 | 16796529.6797 | 5423301.0041 | 10515370.9052
2034 | 17803938.1188 | 7468098.2654 | 11277649.1413
2035 | 12968051.51 | 7558062.9574 | 7987463.1153
2036 | 9286942.2479 | 3596806.6859 | 5327270.0481
2037 | 8889248.5561 | 1758250.9607 | 4974183.8606
2038 | 9117590.4519 | 1875452.7271 | 5105782.1062
2039 | 9263011.7355 | 1808417.6334 | 5183907.2231
2040 | 9513472.5354 | 1928724.695 | 5323587.874
2041 | 13268110.4513 | 1998976.8403 | 8053908.8063
2042 | 18917998.6121 | 5685868.9488 | 11334090.8184
2043 | 24427727.076 | 8479770.9035 | 14560563.937
2044 | 27071642.773 | 11788064.5827 | 16038073.0092
2045 | 21366509.856 | 12002671.4242 | 12115628.5302

## BC Ratios
By DR SubOption | [7 empty] | By DR Option | [6 empty] | By DR Option & Scenario
Cases | Base | [6 empty] | Cases | Base | [5 empty] | Cost Test | TRC
DR SubOption | Customer Class | Cost Test | Sum of Benefit | Sum of Cost | B/C Ratio (DR Sub Option) | Cost-Effective (DR Option, TRC) |  |  | Cost Test | Values |  |  |  |  | Cases | DR Option | Sum of Benefit | Sum of Cost | BC Ratio (DR Option)
BNI Curtailment- Advanced Lighting Control | Interruptible Rider | PAC | 229416.9367 | 263352.0313 | 0.87028 | 1 |  |  | PAC | PAC | PAC | TRC | TRC | TRC | Base | BNI Curtailment | 12670708.9049 | 11028808.6518 | 1.1489
BNI Curtailment- Advanced Lighting Control | Interruptible Rider | TRC | 229416.9367 | 200517.3796 | 1.1489 | 1 | Rank | DR Option | Sum of Benefit | Sum of Cost | BC Ratio | Sum of Benefit | Sum of Cost | BC Ratio | Base | DLC | 81472252.9782 | 66595774.5463 | 1.2234
BNI Curtailment- Advanced Lighting Control | Large Commercial | PAC | 98928.971 | 108898.4056 | 0.87028 | 1 | #N/A | CPP | 65053699.5655 | 25227480.6606 | 2.5787 | 65053699.5655 | 25227480.6606 | 2.5787 | Base | CPP | 65053699.5655 | 25227480.6606 | 2.5787
BNI Curtailment- Advanced Lighting Control | Large Commercial | TRC | 98928.971 | 82883.6421 | 1.1489 | 1 | #N/A | DLC | 81472252.9782 | 76878270.2645 | 1.0598 | 81472252.9782 | 66595774.5463 | 1.2234 | Base | BTM Battery Control | 19166611.2935 | 22909491.7204 | 0.83662
BNI Curtailment- Advanced Lighting Control | Large Industrial | PAC | 56349.0615 | 72322.0144 | 0.87028 | 1 | #N/A | BNI Curtailment | 12670708.9049 | 14559360.2968 | 0.87028 | 12670708.9049 | 11028808.6518 | 1.1489 | Base | EV Charging Control | 3052966.406 | 11077744.4809 | 0.27559
BNI Curtailment- Advanced Lighting Control | Large Industrial | TRC | 56349.0615 | 56750.3488 | 1.1489 | 1 | #N/A | Behavioural DR | 5521435.3708 | 5778821.0728 | 0.95546 | 5521435.3708 | 5778821.0728 | 0.95546 | Base | Behavioural DR | 5521435.3708 | 5778821.0728 | 0.95546
BNI Curtailment- Auto-DR HVAC Control | Interruptible Rider | PAC | 3927901.9991 | 4584308.7011 | 0.87028 | 1 | #N/A | BTM Battery Control | 19166611.2935 | 26421559.4652 | 0.72542 | 19166611.2935 | 22909491.7204 | 0.83662 | High | BNI Curtailment | 9472162.0986 | 10211396.795 | 0.92761
BNI Curtailment- Auto-DR HVAC Control | Interruptible Rider | TRC | 3927901.9991 | 3454048.3602 | 1.1489 | 1 | #N/A | EV Charging Control | 3052966.406 | 11791270.636 | 0.25892 | 3052966.406 | 11077744.4809 | 0.27559 | High | DLC | 39459085.3837 | 43557093.1072 | 0.90592
BNI Curtailment- Auto-DR HVAC Control | Large Commercial | PAC | 909096.8227 | 1019428.0378 | 0.87028 | 1 | [8 empty] | High | CPP | 177983969.6593 | 36083980.1905 | 4.9325
BNI Curtailment- Auto-DR HVAC Control | Large Commercial | TRC | 909096.8227 | 768315.667 | 1.1489 | 1 | [8 empty] | High | BTM Battery Control | 5529646.1357 | 9536729.4574 | 0.57983
BNI Curtailment- Auto-DR HVAC Control | Large Industrial | PAC | 452730.8044 | 538262.8389 | 0.87028 | 1 | [8 empty] | High | EV Charging Control | 3358263.0466 | 12297599.9086 | 0.27308
BNI Curtailment- Auto-DR HVAC Control | Large Industrial | TRC | 452730.8044 | 407341.6286 | 1.1489 | 1 | [8 empty] | High | Behavioural DR | 8131340.8958 | 8171784.6642 | 0.99505
BNI Curtailment- Industrial | Interruptible Rider | PAC | 1276292.1214 | 1448254.0227 | 0.87028 | 1 | [8 empty] | Low | BNI Curtailment | 11370976.7871 | 8605456.5817 | 1.3214
BNI Curtailment- Industrial | Interruptible Rider | TRC | 1276292.1214 | 1096772.5003 | 1.1489 | 1 | Rank | [7 empty] | Low | DLC | 58596430.1608 | 43312470.7037 | 1.3529
BNI Curtailment- Industrial | Large Industrial | PAC | 1717468.8331 | 1967230.5457 | 0.87028 | 1 | 1 | [7 empty] | Low | CPP | 49533188.1474 | 14845320.282 | 3.3366
BNI Curtailment- Industrial | Large Industrial | TRC | 1717468.8331 | 1488021.098 | 1.1489 | 1 | 2 | [7 empty] | Low | BTM Battery Control | 13485731.7537 | 15378151.6038 | 0.87694
BNI Curtailment- Manual HVAC Control | Interruptible Rider | PAC | 1250074.7453 | 1397400.1469 | 0.87028 | 1 | 3 | [7 empty] | Low | EV Charging Control | 3052966.406 | 10720981.4034 | 0.28477
BNI Curtailment- Manual HVAC Control | Interruptible Rider | TRC | 1250074.7453 | 1066802.8149 | 1.1489 | 1 | 4 | [7 empty] | Low | Behavioural DR | 4493557.2995 | 4810110.6815 | 0.93419
BNI Curtailment- Manual HVAC Control | Large Commercial | PAC | 311243.3423 | 337725.8747 | 0.87028 | 1 | 5
BNI Curtailment- Manual HVAC Control | Large Commercial | TRC | 311243.3423 | 258349.5339 | 1.1489 | 1 | 6
BNI Curtailment- Manual HVAC Control | Large Industrial | PAC | 140824.2307 | 165125.7891 | 0.87028 | 1 | [8 empty] | Cases | DR Option | Benefit ($ million) | Cost ($ million) | BC Ratio (DR Option)
BNI Curtailment- Manual HVAC Control | Large Industrial | TRC | 140824.2307 | 127701.6366 | 1.1489 | 1 | [8 empty] | Base | BNI Curtailment | 12.6707 | 11.0288 | 1.1489
BNI Curtailment- Other | Interruptible Rider | PAC | 795081.3438 | 919168.4308 | 0.87028 | 1 | [8 empty] | Base | DLC | 81.4723 | 66.5958 | 1.2234
BNI Curtailment- Other | Interruptible Rider | TRC | 795081.3438 | 696180.5062 | 1.1489 | 1 | [8 empty] | Base | CPP | 65.0537 | 25.2275 | 2.5787
BNI Curtailment- Other | Large Commercial | PAC | 416725.1092 | 467327.6717 | 0.87028 | 1 | [8 empty] | Base | BTM Battery Control | 19.1666 | 22.9095 | 0.83662
BNI Curtailment- Other | Large Commercial | TRC | 416725.1092 | 353882.7985 | 1.1489 | 1 | [8 empty] | Base | EV Charging Control | 3.053 | 11.0777 | 0.27559
BNI Curtailment- Other | Large Industrial | PAC | 215686.9615 | 259721.4429 | 0.87028 | 1 | [8 empty] | Base | Behavioural DR | 5.5214 | 5.7788 | 0.95546
BNI Curtailment- Other | Large Industrial | TRC | 215686.9615 | 198211.3239 | 1.1489 | 1 | [8 empty] | High | BNI Curtailment | 9.4722 | 10.2114 | 0.92761
BNI Curtailment- Standard Lighting Control | Interruptible Rider | PAC | 458833.8734 | 522660.1371 | 0.87028 | 1 | [8 empty] | High | DLC | 39.4591 | 43.5571 | 0.90592
BNI Curtailment- Standard Lighting Control | Interruptible Rider | TRC | 458833.8734 | 396990.8336 | 1.1489 | 1 | [8 empty] | High | CPP | 177.984 | 36.084 | 4.9325
BNI Curtailment- Standard Lighting Control | Large Commercial | PAC | 197857.942 | 216749.5322 | 0.87028 | 1 | [8 empty] | High | BTM Battery Control | 5.5296 | 9.5367 | 0.57983
BNI Curtailment- Standard Lighting Control | Large Commercial | TRC | 197857.942 | 164720.0053 | 1.1489 | 1 | [8 empty] | High | EV Charging Control | 3.3583 | 12.2976 | 0.27308
BNI Curtailment- Standard Lighting Control | Large Industrial | PAC | 112698.123 | 136287.5339 | 0.87028 | 1 | [8 empty] | High | Behavioural DR | 8.1313 | 8.1718 | 0.99505
BNI Curtailment- Standard Lighting Control | Large Industrial | TRC | 112698.123 | 105144.2027 | 1.1489 | 1 | [8 empty] | Low | BNI Curtailment | 11.371 | 8.6055 | 1.3214
BNI Curtailment- Water Heating Control | Interruptible Rider | PAC | 46311.0205 | 58290.1961 | 0.87028 | 1 | [8 empty] | Low | DLC | 58.5964 | 43.3125 | 1.3529
BNI Curtailment- Water Heating Control | Interruptible Rider | TRC | 46311.0205 | 45286.9553 | 1.1489 | 1 | [8 empty] | Low | CPP | 49.5332 | 14.8453 | 3.3366
BNI Curtailment- Water Heating Control | Large Commercial | PAC | 38929.1568 | 45193.34 | 0.87028 | 1 | [8 empty] | Low | BTM Battery Control | 13.4857 | 15.3782 | 0.87694
BNI Curtailment- Water Heating Control | Large Commercial | TRC | 38929.1568 | 34488.8641 | 1.1489 | 1 | [8 empty] | Low | EV Charging Control | 3.053 | 10.721 | 0.28477
BNI Curtailment- Water Heating Control | Large Industrial | PAC | 18257.5064 | 31653.604 | 0.87028 | 1 | [8 empty] | Low | Behavioural DR | 4.4936 | 4.8101 | 0.93419
BNI Curtailment- Water Heating Control | Large Industrial | TRC | 18257.5064 | 26398.5522 | 1.1489 | 1
DLC-Switch-Water Heating | Residential | PAC | 38527297.6863 | 48502386.5124 | 1.0598 | 1
DLC-Switch-Water Heating | Residential | TRC | 38527297.6863 | 43703887.4934 | 1.2234 | 1
DLC-Switch-Water Heating | Small Commercial | PAC | 796394.6166 | 1032788.5055 | 1.0598 | 1
DLC-Switch-Water Heating | Small Commercial | TRC | 796394.6166 | 782931.5293 | 1.2234 | 1
DLC-Switch-Water Heating | Small Industrial | PAC | 33336.1901 | 55517.9553 | 1.0598 | 1
DLC-Switch-Water Heating | Small Industrial | TRC | 33336.1901 | 41386.9681 | 1.2234 | 1
DLC-Thermostat-HVAC | Small Commercial | PAC | 3083204.3937 | 2163989.0201 | 1.0598 | 1
DLC-Thermostat-HVAC | Small Commercial | TRC | 3083204.3937 | 1947825.9319 | 1.2234 | 1
DLC-Thermostat-HVAC | Small Industrial | PAC | 182769.0932 | 124679.2551 | 1.0598 | 1
DLC-Thermostat-HVAC | Small Industrial | TRC | 182769.0932 | 111272.5873 | 1.2234 | 1
CPP w/o enabling tech. | Interruptible Rider | PAC | 253389.5404 | 12101.1432 | 2.5787 | 1
CPP w/o enabling tech. | Interruptible Rider | TRC | 253389.5404 | 12101.1432 | 2.5787 | 1
CPP w/o enabling tech. | Large Commercial | PAC | 379076.9728 | 16437.8377 | 2.5787 | 1
CPP w/o enabling tech. | Large Commercial | TRC | 379076.9728 | 16437.8377 | 2.5787 | 1
CPP w/o enabling tech. | Large Industrial | PAC | 568175.078 | 29504.2009 | 2.5787 | 1
CPP w/o enabling tech. | Large Industrial | TRC | 568175.078 | 29504.2009 | 2.5787 | 1
CPP w/o enabling tech. | Residential | PAC | 19412471.6196 | 5348243.3931 | 2.5787 | 1
CPP w/o enabling tech. | Residential | TRC | 19412471.6196 | 5348243.3931 | 2.5787 | 1
CPP w/o enabling tech. | Small Commercial | PAC | 339095.2827 | 874158.84 | 2.5787 | 1
CPP w/o enabling tech. | Small Commercial | TRC | 339095.2827 | 874158.84 | 2.5787 | 1
CPP w/o enabling tech. | Small Industrial | PAC | 26644.5178 | 49703.0863 | 2.5787 | 1
CPP w/o enabling tech. | Small Industrial | TRC | 26644.5178 | 49703.0863 | 2.5787 | 1
CPP with enabling tech. | Interruptible Rider | PAC | 668666.8426 | 303710.4375 | 2.5787 | 1
CPP with enabling tech. | Interruptible Rider | TRC | 668666.8426 | 303710.4375 | 2.5787 | 1
CPP with enabling tech. | Large Commercial | PAC | 1000342.0116 | 455576.6266 | 2.5787 | 1
CPP with enabling tech. | Large Commercial | TRC | 1000342.0116 | 455576.6266 | 2.5787 | 1
CPP with enabling tech. | Large Industrial | PAC | 1499350.9002 | 680861.735 | 2.5787 | 1
CPP with enabling tech. | Large Industrial | TRC | 1499350.9002 | 680861.735 | 2.5787 | 1
CPP with enabling tech. | Residential | PAC | 34714066.8962 | 15220009.018 | 2.5787 | 1
CPP with enabling tech. | Residential | TRC | 34714066.8962 | 15220009.018 | 2.5787 | 1
CPP with enabling tech. | Small Commercial | PAC | 5741295.792 | 2096086.3417 | 2.5787 | 1
CPP with enabling tech. | Small Commercial | TRC | 5741295.792 | 2096086.3417 | 2.5787 | 1
CPP with enabling tech. | Small Industrial | PAC | 451124.1116 | 141088.0006 | 2.5787 | 1
CPP with enabling tech. | Small Industrial | TRC | 451124.1116 | 141088.0006 | 2.5787 | 1
DLC-Thermostat-Heat Pump | Residential | PAC | 21258990.6875 | 15666885.854 | 1.0598 | 1
DLC-Thermostat-Heat Pump | Residential | TRC | 21258990.6875 | 12449331.3288 | 1.2234 | 1
DLC-Thermostat-Electric Furnace | Residential | PAC | 17590260.3107 | 9332023.162 | 1.0598 | 1
DLC-Thermostat-Electric Furnace | Residential | TRC | 17590260.3107 | 7559138.7075 | 1.2234 | 1
BTM Battery Control | Interruptible Rider | PAC | 512675.5959 | 654297.6456 | 0.72542 | 0
BTM Battery Control | Interruptible Rider | TRC | 512675.5959 | 543888.8989 | 0.83662 | 0
BTM Battery Control | Large Commercial | PAC | 483948.7909 | 588791.7762 | 0.72542 | 0
BTM Battery Control | Large Commercial | TRC | 483948.7909 | 495135.0955 | 0.83662 | 0
BTM Battery Control | Large Industrial | PAC | 741306.6267 | 930916.9465 | 0.72542 | 0
BTM Battery Control | Large Industrial | TRC | 741306.6267 | 784699.6677 | 0.83662 | 0
BTM Battery Control | Residential | PAC | 15512822.2424 | 21339380.1232 | 0.72542 | 0
BTM Battery Control | Residential | TRC | 15512822.2424 | 18538696.929 | 0.83662 | 0
BTM Battery Control | Small Commercial | PAC | 1871650.0999 | 2840436.0346 | 0.72542 | 0
BTM Battery Control | Small Commercial | TRC | 1871650.0999 | 2487916.1492 | 0.83662 | 0
BTM Battery Control | Small Industrial | PAC | 44207.9377 | 67736.9391 | 0.72542 | 0
BTM Battery Control | Small Industrial | TRC | 44207.9377 | 59154.9802 | 0.83662 | 0
EV Charging Control | EV | PAC | 3052966.406 | 11791270.636 | 0.25892 | 0
EV Charging Control | EV | TRC | 3052966.406 | 11077744.4809 | 0.27559 | 0
Behavioural DR | Residential | PAC | 5521435.3708 | 5778821.0728 | 0.95546 | 0
Behavioural DR | Residential | TRC | 5521435.3708 | 5778821.0728 | 0.95546 | 0

## Levelized Cost
By DR SubOption |  |  |  |  | By DR Option
Cases | Base |  |  |  | Cases | Base
DR SubOption | Customer Class | Levelized Cost | Achievable Results (MW) | Cost-Effective (DR Option) | DR Option | Levelized Cost | Achievable Potential (MW) | Cost-Effective (DR Option) | Cumulative Cost-Effective Potential (MW)
Behavioural DR | Residential | 202.2337 | 3.0125 | 1 | CPP | 73.5505 | 27.2306 | 1 | 27.2306
BTM Battery Control | Interruptible Rider | 184.6354 | 0.11782 | 0 | BNI Curtailment | 180.4081 | 5.4237 | 1 | 32.6543
BTM Battery Control | Large Commercial | 181.1554 | 0.12124 | 0 | DLC | 164.1057 | 33.0781 | 1 | 65.7324
BTM Battery Control | Large Industrial | 187.908 | 0.15293 | 0 | Behavioural DR | 208.9701 | 2.2649 | 1 | 67.9972
BTM Battery Control | Residential | 218.9884 | 8.9677 | 0 | BTM Battery Control | 254.0372 | 8.0276 | 0 | 67.9972
BTM Battery Control | Small Industrial | 246.7323 | 0.0063745 | 0 | EV Charging Control | 745.9932 | 5.0794 | 0 | 67.9972
BNI Curtailment- Advanced Lighting Control | Interruptible Rider | 122.7393 | 0.090022 | 1
BNI Curtailment- Advanced Lighting Control | Large Commercial | 118.4715 | 0.025907 | 1
BNI Curtailment- Advanced Lighting Control | Large Industrial | 148.2404 | 0.024995 | 1
BNI Curtailment- Auto-DR HVAC Control | Interruptible Rider | 119.1951 | 2.3951 | 1
BNI Curtailment- Auto-DR HVAC Control | Large Commercial | 115.7045 | 0.43542 | 1
BNI Curtailment- Auto-DR HVAC Control | Large Industrial | 122.7906 | 0.31135 | 1
BNI Curtailment- Industrial | Interruptible Rider | 119.3885 | 0.52773 | 1
BNI Curtailment- Industrial | Large Industrial | 119.6281 | 0.87878 | 1
BNI Curtailment- Manual HVAC Control | Interruptible Rider | 121.6276 | 0.36684 | 1
BNI Curtailment- Manual HVAC Control | Large Commercial | 119.3374 | 0.066692 | 1
BNI Curtailment- Manual HVAC Control | Large Industrial | 131.779 | 0.047688 | 1
BNI Curtailment- Other | Interruptible Rider | 120.7409 | 0.4058 | 1
BNI Curtailment- Other | Large Commercial | 117.5088 | 0.1868 | 1
BNI Curtailment- Other | Large Industrial | 127.5217 | 0.14065 | 1
BNI Curtailment- Standard Lighting Control | Interruptible Rider | 121.0303 | 0.18004 | 1
BNI Curtailment- Standard Lighting Control | Large Commercial | 117.4282 | 0.051814 | 1
BNI Curtailment- Standard Lighting Control | Large Industrial | 133.6712 | 0.049989 | 1
DLC-Switch-Water Heating | Residential | 196.2906 | 20.3456 | 1
DLC-Switch-Water Heating | Small Commercial | 703.3833 | 0.038301 | 1
DLC-Switch-Water Heating | Small Industrial | 219.7394 | 0.012363 | 1
DLC-Thermostat-Electric Furnace | Residential | 69.8185 | 5.1047 | 1
DLC-Thermostat-Heat Pump | Residential | 91.0231 | 13.3783 | 1
DLC-Thermostat-HVAC | Small Commercial | 110.4885 | 1.079 | 1
DLC-Thermostat-HVAC | Small Industrial | 106.9672 | 0.096796 | 1
CPP w/o enabling tech. | Interruptible Rider | 9.1376 | 0.12926 | 1
CPP w/o enabling tech. | Large Commercial | 8.317 | 0.17319 | 1
CPP w/o enabling tech. | Large Industrial | 9.8085 | 0.3465 | 1
CPP w/o enabling tech. | Residential | 51.0153 | 10.7789 | 1
CPP w/o enabling tech. | Small Commercial | 475.0808 | 0.14062 | 1
CPP w/o enabling tech. | Small Industrial | 342.0412 | 0.014858 | 1
CPP with enabling tech. | Interruptible Rider | 91.9592 | 0.34109 | 1
CPP with enabling tech. | Large Commercial | 90.1671 | 0.45704 | 1
CPP with enabling tech. | Large Industrial | 92.6973 | 0.91436 | 1
CPP with enabling tech. | Residential | 86.0485 | 19.2753 | 1
CPP with enabling tech. | Small Commercial | 70.0587 | 2.3809 | 1
CPP with enabling tech. | Small Industrial | 61.1286 | 0.25156 | 1
EV Charging Control | EV | 708.202 | 5.4441 | 0
BNI Curtailment- Water Heating Control | Interruptible Rider | 142.1774 | 0.021954 | 1
BNI Curtailment- Water Heating Control | Large Industrial | 2569.8762 | 0.00050774 | 1
Units: $/kW-yr
Units: $/kW-yr

## Tech Potential
Utility | DR Option | DR SubOption | Customer Class | Building Type | MW or Percent of Load | Year | Value
ENS | DLC | DLC-Thermostat-Heat Pump | Residential | Residential LI | MW of Load | 2017 | 1.9211
ENS | DLC | DLC-Thermostat-Heat Pump | Residential | Residential Market Rate | MW of Load | 2017 | 185.4269
ENS | DLC | DLC-Thermostat-Electric Furnace | Residential | Residential LI | MW of Load | 2017 | 66.6342
ENS | DLC | DLC-Thermostat-Electric Furnace | Residential | Residential Market Rate | MW of Load | 2017 | 168.4997
ENS | DLC | DLC-Thermostat-Heat Pump | Residential | Residential LI | MW of Load | 2018 | 2.962
ENS | DLC | DLC-Thermostat-Heat Pump | Residential | Residential Market Rate | MW of Load | 2018 | 192.2866
ENS | DLC | DLC-Thermostat-Electric Furnace | Residential | Residential LI | MW of Load | 2018 | 66.8835
ENS | DLC | DLC-Thermostat-Electric Furnace | Residential | Residential Market Rate | MW of Load | 2018 | 168.2363
ENS | DLC | DLC-Switch-Water Heating | Small Commercial | Miscellaneous | MW of Load | 2019 | 0.47462
ENS | DLC | DLC-Switch-Water Heating | Small Commercial | Offices | MW of Load | 2019 | 0.29085
ENS | DLC | DLC-Switch-Water Heating | Small Commercial | Retail Trade | MW of Load | 2019 | 1.615
ENS | DLC | DLC-Switch-Water Heating | Small Commercial | Services | MW of Load | 2019 | 1.945
ENS | DLC | DLC-Thermostat-HVAC | Small Commercial | Miscellaneous | MW of Load | 2019 | 8.7221
ENS | DLC | DLC-Thermostat-HVAC | Small Commercial | Offices | MW of Load | 2019 | 12.4631
ENS | DLC | DLC-Thermostat-HVAC | Small Commercial | Retail Trade | MW of Load | 2019 | 13.573
ENS | DLC | DLC-Thermostat-HVAC | Small Commercial | Services | MW of Load | 2019 | 16.3465
ENS | DLC | DLC-Switch-Water Heating | Small Industrial | Miscellaneous | MW of Load | 2019 | 0.088375
ENS | DLC | DLC-Switch-Water Heating | Small Industrial | Offices | MW of Load | 2019 | 0.0035925
ENS | DLC | DLC-Switch-Water Heating | Small Industrial | Retail Trade | MW of Load | 2019 | 0.023912
ENS | DLC | DLC-Switch-Water Heating | Small Industrial | Services | MW of Load | 2019 | 0.029809
ENS | DLC | DLC-Thermostat-HVAC | Small Industrial | Miscellaneous | MW of Load | 2019 | 1.6654
ENS | DLC | DLC-Thermostat-HVAC | Small Industrial | Offices | MW of Load | 2019 | 0.15394
ENS | DLC | DLC-Thermostat-HVAC | Small Industrial | Retail Trade | MW of Load | 2019 | 0.20096
ENS | DLC | DLC-Thermostat-HVAC | Small Industrial | Services | MW of Load | 2019 | 0.25052
ENS | DLC | DLC-Switch-Water Heating | Residential | Residential LI | MW of Load | 2019 | 18.4734
ENS | DLC | DLC-Switch-Water Heating | Residential | Residential Market Rate | MW of Load | 2019 | 115.0052
ENS | DLC | DLC-Thermostat-Heat Pump | Residential | Residential LI | MW of Load | 2019 | 1.9526
ENS | DLC | DLC-Thermostat-Heat Pump | Residential | Residential Market Rate | MW of Load | 2019 | 188.4728
ENS | DLC | DLC-Thermostat-Electric Furnace | Residential | Residential LI | MW of Load | 2019 | 67.728
ENS | DLC | DLC-Thermostat-Electric Furnace | Residential | Residential Market Rate | MW of Load | 2019 | 171.2675
ENS | C&I Curtailment | C&I Curtailment- Manual HVAC Control | Large Commercial | Offices | MW of Load | 2019 | 0.77684
ENS | C&I Curtailment | C&I Curtailment- Manual HVAC Control | Large Commercial | Services | MW of Load | 2019 | 2.2564
ENS | C&I Curtailment | C&I Curtailment- Auto-DR HVAC Control | Large Commercial | Offices | MW of Load | 2019 | 0.14386
ENS | C&I Curtailment | C&I Curtailment- Auto-DR HVAC Control | Large Commercial | Services | MW of Load | 2019 | 0.41785
ENS | C&I Curtailment | C&I Curtailment- Standard Lighting Control | Large Commercial | Offices | MW of Load | 2019 | 0.11072
ENS | C&I Curtailment | C&I Curtailment- Standard Lighting Control | Large Commercial | Services | MW of Load | 2019 | 0.92236
ENS | C&I Curtailment | C&I Curtailment- Advanced Lighting Control | Large Commercial | Offices | MW of Load | 2019 | 0.055359
ENS | C&I Curtailment | C&I Curtailment- Advanced Lighting Control | Large Commercial | Services | MW of Load | 2019 | 0.46118
ENS | C&I Curtailment | C&I Curtailment- Water Heating Control | Large Commercial | Offices | MW of Load | 2019 | 0.008393
ENS | C&I Curtailment | C&I Curtailment- Water Heating Control | Large Commercial | Services | MW of Load | 2019 | 0.1243
ENS | C&I Curtailment | C&I Curtailment- Other | Large Commercial | Offices | MW of Load | 2019 | 0.15805
ENS | C&I Curtailment | C&I Curtailment- Other | Large Commercial | Services | MW of Load | 2019 | 1.3902
ENS | C&I Curtailment | C&I Curtailment- Manual HVAC Control | Large Industrial | Miscellaneous | MW of Load | 2019 | 0.88605
ENS | C&I Curtailment | C&I Curtailment- Manual HVAC Control | Large Industrial | Offices | MW of Load | 2019 | 0.1238
ENS | C&I Curtailment | C&I Curtailment- Manual HVAC Control | Large Industrial | Retail Trade | MW of Load | 2019 | 0.30484
ENS | C&I Curtailment | C&I Curtailment- Manual HVAC Control | Large Industrial | Services | MW of Load | 2019 | 0.15078
ENS | C&I Curtailment | C&I Curtailment- Auto-DR HVAC Control | Large Industrial | Miscellaneous | MW of Load | 2019 | 0.16408
ENS | C&I Curtailment | C&I Curtailment- Auto-DR HVAC Control | Large Industrial | Offices | MW of Load | 2019 | 0.022925
ENS | C&I Curtailment | C&I Curtailment- Auto-DR HVAC Control | Large Industrial | Retail Trade | MW of Load | 2019 | 0.056452
ENS | C&I Curtailment | C&I Curtailment- Auto-DR HVAC Control | Large Industrial | Services | MW of Load | 2019 | 0.027921
ENS | C&I Curtailment | C&I Curtailment- Standard Lighting Control | Large Industrial | Miscellaneous | MW of Load | 2019 | 0.37509
ENS | C&I Curtailment | C&I Curtailment- Standard Lighting Control | Large Industrial | Offices | MW of Load | 2019 | 0.017644
ENS | C&I Curtailment | C&I Curtailment- Standard Lighting Control | Large Industrial | Retail Trade | MW of Load | 2019 | 0.12461
ENS | C&I Curtailment | C&I Curtailment- Standard Lighting Control | Large Industrial | Services | MW of Load | 2019 | 0.061633
ENS | C&I Curtailment | C&I Curtailment- Advanced Lighting Control | Large Industrial | Miscellaneous | MW of Load | 2019 | 0.18755
ENS | C&I Curtailment | C&I Curtailment- Advanced Lighting Control | Large Industrial | Offices | MW of Load | 2019 | 0.0088221
ENS | C&I Curtailment | C&I Curtailment- Advanced Lighting Control | Large Industrial | Retail Trade | MW of Load | 2019 | 0.062306
ENS | C&I Curtailment | C&I Curtailment- Advanced Lighting Control | Large Industrial | Services | MW of Load | 2019 | 0.030817
ENS | C&I Curtailment | C&I Curtailment- Water Heating Control | Large Industrial | Miscellaneous | MW of Load | 2019 | 0.019575
ENS | C&I Curtailment | C&I Curtailment- Water Heating Control | Large Industrial | Offices | MW of Load | 2019 | 0.0013375
ENS | C&I Curtailment | C&I Curtailment- Water Heating Control | Large Industrial | Retail Trade | MW of Load | 2019 | 0.016793
ENS | C&I Curtailment | C&I Curtailment- Water Heating Control | Large Industrial | Services | MW of Load | 2019 | 0.0083057
ENS | C&I Curtailment | C&I Curtailment- Other | Large Industrial | Miscellaneous | MW of Load | 2019 | 0.41446
ENS | C&I Curtailment | C&I Curtailment- Other | Large Industrial | Offices | MW of Load | 2019 | 0.025187
ENS | C&I Curtailment | C&I Curtailment- Other | Large Industrial | Retail Trade | MW of Load | 2019 | 0.18782
ENS | C&I Curtailment | C&I Curtailment- Other | Large Industrial | Services | MW of Load | 2019 | 0.092895
ENS | C&I Curtailment | C&I Curtailment- Industrial | Large Industrial | Manufacturing | MW of Load | 2019 | 3.6191
ENS | C&I Curtailment | C&I Curtailment- Manual HVAC Control | Interruptible Rider | Miscellaneous | MW of Load | 2019 | 3.4671
ENS | C&I Curtailment | C&I Curtailment- Manual HVAC Control | Interruptible Rider | Retail Trade | MW of Load | 2019 | 0.10234
ENS | C&I Curtailment | C&I Curtailment- Auto-DR HVAC Control | Interruptible Rider | Miscellaneous | MW of Load | 2019 | 0.64206
ENS | C&I Curtailment | C&I Curtailment- Auto-DR HVAC Control | Interruptible Rider | Retail Trade | MW of Load | 2019 | 0.018952
ENS | C&I Curtailment | C&I Curtailment- Standard Lighting Control | Interruptible Rider | Miscellaneous | MW of Load | 2019 | 0.59849
ENS | C&I Curtailment | C&I Curtailment- Standard Lighting Control | Interruptible Rider | Retail Trade | MW of Load | 2019 | 0.041835
ENS | C&I Curtailment | C&I Curtailment- Advanced Lighting Control | Interruptible Rider | Miscellaneous | MW of Load | 2019 | 0.29924
ENS | C&I Curtailment | C&I Curtailment- Advanced Lighting Control | Interruptible Rider | Retail Trade | MW of Load | 2019 | 0.020918
ENS | C&I Curtailment | C&I Curtailment- Water Heating Control | Interruptible Rider | Miscellaneous | MW of Load | 2019 | 0.043713
ENS | C&I Curtailment | C&I Curtailment- Water Heating Control | Interruptible Rider | Retail Trade | MW of Load | 2019 | 0.0056377
ENS | C&I Curtailment | C&I Curtailment- Other | Interruptible Rider | Miscellaneous | MW of Load | 2019 | 0.79307
ENS | C&I Curtailment | C&I Curtailment- Other | Interruptible Rider | Retail Trade | MW of Load | 2019 | 0.063055
ENS | C&I Curtailment | C&I Curtailment- Industrial | Interruptible Rider | Manufacturing | MW of Load | 2019 | 1.6445
ENS | Dynamic Pricing | Dynamic Pricing with enabling tech. | Small Commercial | Manufacturing | MW of Load | 2019 | 0.37352
ENS | Dynamic Pricing | Dynamic Pricing with enabling tech. | Small Commercial | Miscellaneous | MW of Load | 2019 | 3.4868
ENS | Dynamic Pricing | Dynamic Pricing with enabling tech. | Small Commercial | Offices | MW of Load | 2019 | 2.7865
ENS | Dynamic Pricing | Dynamic Pricing with enabling tech. | Small Commercial | Retail Trade | MW of Load | 2019 | 6.5328
ENS | Dynamic Pricing | Dynamic Pricing with enabling tech. | Small Commercial | Services | MW of Load | 2019 | 7.8677
ENS | Dynamic Pricing | Dynamic Pricing w/o enabling tech. | Small Commercial | Manufacturing | MW of Load | 2019 | 0.024512
ENS | Dynamic Pricing | Dynamic Pricing w/o enabling tech. | Small Commercial | Miscellaneous | MW of Load | 2019 | 0.22882
ENS | Dynamic Pricing | Dynamic Pricing w/o enabling tech. | Small Commercial | Offices | MW of Load | 2019 | 0.18287
ENS | Dynamic Pricing | Dynamic Pricing w/o enabling tech. | Small Commercial | Retail Trade | MW of Load | 2019 | 0.42872
ENS | Dynamic Pricing | Dynamic Pricing w/o enabling tech. | Small Commercial | Services | MW of Load | 2019 | 0.51632
ENS | Dynamic Pricing | Dynamic Pricing with enabling tech. | Large Commercial | Offices | MW of Load | 2019 | 0.44561
ENS | Dynamic Pricing | Dynamic Pricing with enabling tech. | Large Commercial | Services | MW of Load | 2019 | 2.7863
ENS | Dynamic Pricing | Dynamic Pricing w/o enabling tech. | Large Commercial | Offices | MW of Load | 2019 | 0.23453
ENS | Dynamic Pricing | Dynamic Pricing w/o enabling tech. | Large Commercial | Services | MW of Load | 2019 | 1.4665
ENS | Dynamic Pricing | Dynamic Pricing with enabling tech. | Small Industrial | Manufacturing | MW of Load | 2019 | 0.47126
ENS | Dynamic Pricing | Dynamic Pricing with enabling tech. | Small Industrial | Miscellaneous | MW of Load | 2019 | 0.57888
ENS | Dynamic Pricing | Dynamic Pricing with enabling tech. | Small Industrial | Offices | MW of Load | 2019 | 0.034418
ENS | Dynamic Pricing | Dynamic Pricing with enabling tech. | Small Industrial | Retail Trade | MW of Load | 2019 | 0.096724
ENS | Dynamic Pricing | Dynamic Pricing with enabling tech. | Small Industrial | Services | MW of Load | 2019 | 0.12058
ENS | Dynamic Pricing | Dynamic Pricing w/o enabling tech. | Small Industrial | Manufacturing | MW of Load | 2019 | 0.030927
ENS | Dynamic Pricing | Dynamic Pricing w/o enabling tech. | Small Industrial | Miscellaneous | MW of Load | 2019 | 0.037989
ENS | Dynamic Pricing | Dynamic Pricing w/o enabling tech. | Small Industrial | Offices | MW of Load | 2019 | 0.0022587
ENS | Dynamic Pricing | Dynamic Pricing w/o enabling tech. | Small Industrial | Retail Trade | MW of Load | 2019 | 0.0063475
ENS | Dynamic Pricing | Dynamic Pricing w/o enabling tech. | Small Industrial | Services | MW of Load | 2019 | 0.0079129
ENS | Dynamic Pricing | Dynamic Pricing with enabling tech. | Large Industrial | Manufacturing | MW of Load | 2019 | 2.4067
ENS | Dynamic Pricing | Dynamic Pricing with enabling tech. | Large Industrial | Miscellaneous | MW of Load | 2019 | 0.9164
ENS | Dynamic Pricing | Dynamic Pricing with enabling tech. | Large Industrial | Offices | MW of Load | 2019 | 0.071012
ENS | Dynamic Pricing | Dynamic Pricing with enabling tech. | Large Industrial | Retail Trade | MW of Load | 2019 | 0.37643
ENS | Dynamic Pricing | Dynamic Pricing with enabling tech. | Large Industrial | Services | MW of Load | 2019 | 0.18618
ENS | Dynamic Pricing | Dynamic Pricing w/o enabling tech. | Large Industrial | Manufacturing | MW of Load | 2019 | 1.2667
ENS | Dynamic Pricing | Dynamic Pricing w/o enabling tech. | Large Industrial | Miscellaneous | MW of Load | 2019 | 0.48231
ENS | Dynamic Pricing | Dynamic Pricing w/o enabling tech. | Large Industrial | Offices | MW of Load | 2019 | 0.037375
ENS | Dynamic Pricing | Dynamic Pricing w/o enabling tech. | Large Industrial | Retail Trade | MW of Load | 2019 | 0.19812
ENS | Dynamic Pricing | Dynamic Pricing w/o enabling tech. | Large Industrial | Services | MW of Load | 2019 | 0.097991
ENS | Dynamic Pricing | Dynamic Pricing with enabling tech. | Interruptible Rider | Manufacturing | MW of Load | 2019 | 1.0936
ENS | Dynamic Pricing | Dynamic Pricing with enabling tech. | Interruptible Rider | Miscellaneous | MW of Load | 2019 | 2.1465
ENS | Dynamic Pricing | Dynamic Pricing with enabling tech. | Interruptible Rider | Retail Trade | MW of Load | 2019 | 0.12638
ENS | Dynamic Pricing | Dynamic Pricing w/o enabling tech. | Interruptible Rider | Manufacturing | MW of Load | 2019 | 0.57557
ENS | Dynamic Pricing | Dynamic Pricing w/o enabling tech. | Interruptible Rider | Miscellaneous | MW of Load | 2019 | 1.1297
ENS | Dynamic Pricing | Dynamic Pricing w/o enabling tech. | Interruptible Rider | Retail Trade | MW of Load | 2019 | 0.066514
ENS | Dynamic Pricing | Dynamic Pricing with enabling tech. | Residential | Residential LI | MW of Load | 2019 | 15.4564
ENS | Dynamic Pricing | Dynamic Pricing with enabling tech. | Residential | Residential Market Rate | MW of Load | 2019 | 96.2231
ENS | Dynamic Pricing | Dynamic Pricing w/o enabling tech. | Residential | Residential LI | MW of Load | 2019 | 11.1856
ENS | Dynamic Pricing | Dynamic Pricing w/o enabling tech. | Residential | Residential Market Rate | MW of Load | 2019 | 69.6351
ENS | BTM Battery Control | BTM Battery Control | Small Commercial | Manufacturing | MW of Load | 2019 | 0.0030859
ENS | BTM Battery Control | BTM Battery Control | Small Commercial | Miscellaneous | MW of Load | 2019 | 0.022691
ENS | BTM Battery Control | BTM Battery Control | Small Commercial | Offices | MW of Load | 2019 | 0.0078906
ENS | BTM Battery Control | BTM Battery Control | Small Commercial | Retail Trade | MW of Load | 2019 | 0.013769
ENS | BTM Battery Control | BTM Battery Control | Small Commercial | Services | MW of Load | 2019 | 0.029975
ENS | BTM Battery Control | BTM Battery Control | Large Commercial | Offices | MW of Load | 2019 | 0.0031647
ENS | BTM Battery Control | BTM Battery Control | Large Commercial | Services | MW of Load | 2019 | 0.016878
ENS | BTM Battery Control | BTM Battery Control | Small Industrial | Manufacturing | MW of Load | 2019 | 7.6046e-05
ENS | BTM Battery Control | BTM Battery Control | Small Industrial | Miscellaneous | MW of Load | 2019 | 0.00049131
ENS | BTM Battery Control | BTM Battery Control | Small Industrial | Offices | MW of Load | 2019 | 0.00019396
ENS | BTM Battery Control | BTM Battery Control | Small Industrial | Retail Trade | MW of Load | 2019 | 0.00033751
ENS | BTM Battery Control | BTM Battery Control | Small Industrial | Services | MW of Load | 2019 | 0.00073568
ENS | BTM Battery Control | BTM Battery Control | Large Industrial | Manufacturing | MW of Load | 2019 | 0.0020719
ENS | BTM Battery Control | BTM Battery Control | Large Industrial | Miscellaneous | MW of Load | 2019 | 0.009606
ENS | BTM Battery Control | BTM Battery Control | Large Industrial | Offices | MW of Load | 2019 | 0.0011301
ENS | BTM Battery Control | BTM Battery Control | Large Industrial | Retail Trade | MW of Load | 2019 | 0.0056506
ENS | BTM Battery Control | BTM Battery Control | Large Industrial | Services | MW of Load | 2019 | 0.012243
ENS | BTM Battery Control | BTM Battery Control | Interruptible Rider | Manufacturing | MW of Load | 2019 | 0.0027695
ENS | BTM Battery Control | BTM Battery Control | Interruptible Rider | Miscellaneous | MW of Load | 2019 | 0.0073853
ENS | BTM Battery Control | BTM Battery Control | Interruptible Rider | Retail Trade | MW of Load | 2019 | 0.011078
ENS | BTM Battery Control | BTM Battery Control | Residential | Residential LI | MW of Load | 2019 | 0.083074
ENS | BTM Battery Control | BTM Battery Control | Residential | Residential Market Rate | MW of Load | 2019 | 0.51717
ENS | EV Charging Control | EV Charging Control | EV | EV | MW of Load | 2019 | 0.24217
ENS | Behavioral DR | Behavioral DR | Residential | Residential LI | MW of Load | 2019 | 2.9053
ENS | Behavioral DR | Behavioral DR | Residential | Residential Market Rate | MW of Load | 2019 | 18.087
ENS | DLC | DLC-Switch-Water Heating | Small Commercial | Miscellaneous | MW of Load | 2020 | 0.48168
ENS | DLC | DLC-Switch-Water Heating | Small Commercial | Offices | MW of Load | 2020 | 0.29517
ENS | DLC | DLC-Switch-Water Heating | Small Commercial | Retail Trade | MW of Load | 2020 | 1.6388
ENS | DLC | DLC-Switch-Water Heating | Small Commercial | Services | MW of Load | 2020 | 1.9732
ENS | DLC | DLC-Thermostat-HVAC | Small Commercial | Miscellaneous | MW of Load | 2020 | 8.8507
ENS | DLC | DLC-Thermostat-HVAC | Small Commercial | Offices | MW of Load | 2020 | 12.6483
ENS | DLC | DLC-Thermostat-HVAC | Small Commercial | Retail Trade | MW of Load | 2020 | 13.7726
ENS | DLC | DLC-Thermostat-HVAC | Small Commercial | Services | MW of Load | 2020 | 16.5836
ENS | DLC | DLC-Switch-Water Heating | Small Industrial | Miscellaneous | MW of Load | 2020 | 0.091252
ENS | DLC | DLC-Switch-Water Heating | Small Industrial | Offices | MW of Load | 2020 | 0.0037094
ENS | DLC | DLC-Switch-Water Heating | Small Industrial | Retail Trade | MW of Load | 2020 | 0.02469
ENS | DLC | DLC-Switch-Water Heating | Small Industrial | Services | MW of Load | 2020 | 0.030779
ENS | DLC | DLC-Thermostat-HVAC | Small Industrial | Miscellaneous | MW of Load | 2020 | 1.7196
ENS | DLC | DLC-Thermostat-HVAC | Small Industrial | Offices | MW of Load | 2020 | 0.15895
ENS | DLC | DLC-Thermostat-HVAC | Small Industrial | Retail Trade | MW of Load | 2020 | 0.2075
ENS | DLC | DLC-Thermostat-HVAC | Small Industrial | Services | MW of Load | 2020 | 0.25867
ENS | DLC | DLC-Switch-Water Heating | Residential | Residential LI | MW of Load | 2020 | 18.8744
ENS | DLC | DLC-Switch-Water Heating | Residential | Residential Market Rate | MW of Load | 2020 | 117.5016
ENS | DLC | DLC-Thermostat-Heat Pump | Residential | Residential LI | MW of Load | 2020 | 3.0012
ENS | DLC | DLC-Thermostat-Heat Pump | Residential | Residential Market Rate | MW of Load | 2020 | 194.8289
ENS | DLC | DLC-Thermostat-Electric Furnace | Residential | Residential LI | MW of Load | 2020 | 67.7679
ENS | DLC | DLC-Thermostat-Electric Furnace | Residential | Residential Market Rate | MW of Load | 2020 | 170.4606
ENS | C&I Curtailment | C&I Curtailment- Manual HVAC Control | Large Commercial | Offices | MW of Load | 2020 | 0.70702
ENS | C&I Curtailment | C&I Curtailment- Manual HVAC Control | Large Commercial | Services | MW of Load | 2020 | 2.0536
ENS | C&I Curtailment | C&I Curtailment- Auto-DR HVAC Control | Large Commercial | Offices | MW of Load | 2020 | 0.28681
ENS | C&I Curtailment | C&I Curtailment- Auto-DR HVAC Control | Large Commercial | Services | MW of Load | 2020 | 0.83309
ENS | C&I Curtailment | C&I Curtailment- Standard Lighting Control | Large Commercial | Offices | MW of Load | 2020 | 0.11277
ENS | C&I Curtailment | C&I Curtailment- Standard Lighting Control | Large Commercial | Services | MW of Load | 2020 | 0.93942
ENS | C&I Curtailment | C&I Curtailment- Advanced Lighting Control | Large Commercial | Offices | MW of Load | 2020 | 0.056383
ENS | C&I Curtailment | C&I Curtailment- Advanced Lighting Control | Large Commercial | Services | MW of Load | 2020 | 0.46971
ENS | C&I Curtailment | C&I Curtailment- Water Heating Control | Large Commercial | Offices | MW of Load | 2020 | 0.0085482
ENS | C&I Curtailment | C&I Curtailment- Water Heating Control | Large Commercial | Services | MW of Load | 2020 | 0.1266
ENS | C&I Curtailment | C&I Curtailment- Other | Large Commercial | Offices | MW of Load | 2020 | 0.16098
ENS | C&I Curtailment | C&I Curtailment- Other | Large Commercial | Services | MW of Load | 2020 | 1.4159
ENS | C&I Curtailment | C&I Curtailment- Manual HVAC Control | Large Industrial | Miscellaneous | MW of Load | 2020 | 0.82673
ENS | C&I Curtailment | C&I Curtailment- Manual HVAC Control | Large Industrial | Offices | MW of Load | 2020 | 0.11603
ENS | C&I Curtailment | C&I Curtailment- Manual HVAC Control | Large Industrial | Retail Trade | MW of Load | 2020 | 0.28573
ENS | C&I Curtailment | C&I Curtailment- Manual HVAC Control | Large Industrial | Services | MW of Load | 2020 | 0.14132
ENS | C&I Curtailment | C&I Curtailment- Auto-DR HVAC Control | Large Industrial | Miscellaneous | MW of Load | 2020 | 0.33538
ENS | C&I Curtailment | C&I Curtailment- Auto-DR HVAC Control | Large Industrial | Offices | MW of Load | 2020 | 0.047071
ENS | C&I Curtailment | C&I Curtailment- Auto-DR HVAC Control | Large Industrial | Retail Trade | MW of Load | 2020 | 0.11591
ENS | C&I Curtailment | C&I Curtailment- Auto-DR HVAC Control | Large Industrial | Services | MW of Load | 2020 | 0.057329
ENS | C&I Curtailment | C&I Curtailment- Standard Lighting Control | Large Industrial | Miscellaneous | MW of Load | 2020 | 0.39052
ENS | C&I Curtailment | C&I Curtailment- Standard Lighting Control | Large Industrial | Offices | MW of Load | 2020 | 0.018507
ENS | C&I Curtailment | C&I Curtailment- Standard Lighting Control | Large Industrial | Retail Trade | MW of Load | 2020 | 0.1307
ENS | C&I Curtailment | C&I Curtailment- Standard Lighting Control | Large Industrial | Services | MW of Load | 2020 | 0.064646
ENS | C&I Curtailment | C&I Curtailment- Advanced Lighting Control | Large Industrial | Miscellaneous | MW of Load | 2020 | 0.19526
ENS | C&I Curtailment | C&I Curtailment- Advanced Lighting Control | Large Industrial | Offices | MW of Load | 2020 | 0.0092533
ENS | C&I Curtailment | C&I Curtailment- Advanced Lighting Control | Large Industrial | Retail Trade | MW of Load | 2020 | 0.065352
ENS | C&I Curtailment | C&I Curtailment- Advanced Lighting Control | Large Industrial | Services | MW of Load | 2020 | 0.032323
ENS | C&I Curtailment | C&I Curtailment- Water Heating Control | Large Industrial | Miscellaneous | MW of Load | 2020 | 0.020188
ENS | C&I Curtailment | C&I Curtailment- Water Heating Control | Large Industrial | Offices | MW of Load | 2020 | 0.0014029
ENS | C&I Curtailment | C&I Curtailment- Water Heating Control | Large Industrial | Retail Trade | MW of Load | 2020 | 0.017614
ENS | C&I Curtailment | C&I Curtailment- Water Heating Control | Large Industrial | Services | MW of Load | 2020 | 0.0087117
ENS | C&I Curtailment | C&I Curtailment- Other | Large Industrial | Miscellaneous | MW of Load | 2020 | 0.43069
ENS | C&I Curtailment | C&I Curtailment- Other | Large Industrial | Offices | MW of Load | 2020 | 0.026419
ENS | C&I Curtailment | C&I Curtailment- Other | Large Industrial | Retail Trade | MW of Load | 2020 | 0.197
ENS | C&I Curtailment | C&I Curtailment- Other | Large Industrial | Services | MW of Load | 2020 | 0.097436
ENS | C&I Curtailment | C&I Curtailment- Industrial | Large Industrial | Manufacturing | MW of Load | 2020 | 3.7406
ENS | C&I Curtailment | C&I Curtailment- Manual HVAC Control | Interruptible Rider | Miscellaneous | MW of Load | 2020 | 3.1386
ENS | C&I Curtailment | C&I Curtailment- Manual HVAC Control | Interruptible Rider | Retail Trade | MW of Load | 2020 | 0.092644
ENS | C&I Curtailment | C&I Curtailment- Auto-DR HVAC Control | Interruptible Rider | Miscellaneous | MW of Load | 2020 | 1.2732
ENS | C&I Curtailment | C&I Curtailment- Auto-DR HVAC Control | Interruptible Rider | Retail Trade | MW of Load | 2020 | 0.037583
ENS | C&I Curtailment | C&I Curtailment- Standard Lighting Control | Interruptible Rider | Miscellaneous | MW of Load | 2020 | 0.60627
ENS | C&I Curtailment | C&I Curtailment- Standard Lighting Control | Interruptible Rider | Retail Trade | MW of Load | 2020 | 0.04238
ENS | C&I Curtailment | C&I Curtailment- Advanced Lighting Control | Interruptible Rider | Miscellaneous | MW of Load | 2020 | 0.30314
ENS | C&I Curtailment | C&I Curtailment- Advanced Lighting Control | Interruptible Rider | Retail Trade | MW of Load | 2020 | 0.02119
ENS | C&I Curtailment | C&I Curtailment- Water Heating Control | Interruptible Rider | Miscellaneous | MW of Load | 2020 | 0.044281
ENS | C&I Curtailment | C&I Curtailment- Water Heating Control | Interruptible Rider | Retail Trade | MW of Load | 2020 | 0.0057111
ENS | C&I Curtailment | C&I Curtailment- Other | Interruptible Rider | Miscellaneous | MW of Load | 2020 | 0.80339
ENS | C&I Curtailment | C&I Curtailment- Other | Interruptible Rider | Retail Trade | MW of Load | 2020 | 0.063876
ENS | C&I Curtailment | C&I Curtailment- Industrial | Interruptible Rider | Manufacturing | MW of Load | 2020 | 1.6659
ENS | Dynamic Pricing | Dynamic Pricing with enabling tech. | Small Commercial | Manufacturing | MW of Load | 2020 | 0.37848
ENS | Dynamic Pricing | Dynamic Pricing with enabling tech. | Small Commercial | Miscellaneous | MW of Load | 2020 | 3.5381
ENS | Dynamic Pricing | Dynamic Pricing with enabling tech. | Small Commercial | Offices | MW of Load | 2020 | 2.8279
ENS | Dynamic Pricing | Dynamic Pricing with enabling tech. | Small Commercial | Retail Trade | MW of Load | 2020 | 6.6289
ENS | Dynamic Pricing | Dynamic Pricing with enabling tech. | Small Commercial | Services | MW of Load | 2020 | 7.9818
ENS | Dynamic Pricing | Dynamic Pricing w/o enabling tech. | Small Commercial | Manufacturing | MW of Load | 2020 | 0.024838
ENS | Dynamic Pricing | Dynamic Pricing w/o enabling tech. | Small Commercial | Miscellaneous | MW of Load | 2020 | 0.23218
ENS | Dynamic Pricing | Dynamic Pricing w/o enabling tech. | Small Commercial | Offices | MW of Load | 2020 | 0.18558
ENS | Dynamic Pricing | Dynamic Pricing w/o enabling tech. | Small Commercial | Retail Trade | MW of Load | 2020 | 0.43502
ENS | Dynamic Pricing | Dynamic Pricing w/o enabling tech. | Small Commercial | Services | MW of Load | 2020 | 0.52381
ENS | Dynamic Pricing | Dynamic Pricing with enabling tech. | Large Commercial | Offices | MW of Load | 2020 | 0.45385
ENS | Dynamic Pricing | Dynamic Pricing with enabling tech. | Large Commercial | Services | MW of Load | 2020 | 2.8378
ENS | Dynamic Pricing | Dynamic Pricing w/o enabling tech. | Large Commercial | Offices | MW of Load | 2020 | 0.23887
ENS | Dynamic Pricing | Dynamic Pricing w/o enabling tech. | Large Commercial | Services | MW of Load | 2020 | 1.4936
ENS | Dynamic Pricing | Dynamic Pricing with enabling tech. | Small Industrial | Manufacturing | MW of Load | 2020 | 0.4866
ENS | Dynamic Pricing | Dynamic Pricing with enabling tech. | Small Industrial | Miscellaneous | MW of Load | 2020 | 0.59772
ENS | Dynamic Pricing | Dynamic Pricing with enabling tech. | Small Industrial | Offices | MW of Load | 2020 | 0.035539
ENS | Dynamic Pricing | Dynamic Pricing with enabling tech. | Small Industrial | Retail Trade | MW of Load | 2020 | 0.099872
ENS | Dynamic Pricing | Dynamic Pricing with enabling tech. | Small Industrial | Services | MW of Load | 2020 | 0.1245
ENS | Dynamic Pricing | Dynamic Pricing w/o enabling tech. | Small Industrial | Manufacturing | MW of Load | 2020 | 0.031933
ENS | Dynamic Pricing | Dynamic Pricing w/o enabling tech. | Small Industrial | Miscellaneous | MW of Load | 2020 | 0.039226
ENS | Dynamic Pricing | Dynamic Pricing w/o enabling tech. | Small Industrial | Offices | MW of Load | 2020 | 0.0023322
ENS | Dynamic Pricing | Dynamic Pricing w/o enabling tech. | Small Industrial | Retail Trade | MW of Load | 2020 | 0.0065541
ENS | Dynamic Pricing | Dynamic Pricing w/o enabling tech. | Small Industrial | Services | MW of Load | 2020 | 0.0081704
ENS | Dynamic Pricing | Dynamic Pricing with enabling tech. | Large Industrial | Manufacturing | MW of Load | 2020 | 2.4875
ENS | Dynamic Pricing | Dynamic Pricing with enabling tech. | Large Industrial | Miscellaneous | MW of Load | 2020 | 0.95361
ENS | Dynamic Pricing | Dynamic Pricing with enabling tech. | Large Industrial | Offices | MW of Load | 2020 | 0.074484
ENS | Dynamic Pricing | Dynamic Pricing with enabling tech. | Large Industrial | Retail Trade | MW of Load | 2020 | 0.39483
ENS | Dynamic Pricing | Dynamic Pricing with enabling tech. | Large Industrial | Services | MW of Load | 2020 | 0.19528
ENS | Dynamic Pricing | Dynamic Pricing w/o enabling tech. | Large Industrial | Manufacturing | MW of Load | 2020 | 1.3092
ENS | Dynamic Pricing | Dynamic Pricing w/o enabling tech. | Large Industrial | Miscellaneous | MW of Load | 2020 | 0.5019
ENS | Dynamic Pricing | Dynamic Pricing w/o enabling tech. | Large Industrial | Offices | MW of Load | 2020 | 0.039202
ENS | Dynamic Pricing | Dynamic Pricing w/o enabling tech. | Large Industrial | Retail Trade | MW of Load | 2020 | 0.20781
ENS | Dynamic Pricing | Dynamic Pricing w/o enabling tech. | Large Industrial | Services | MW of Load | 2020 | 0.10278
ENS | Dynamic Pricing | Dynamic Pricing with enabling tech. | Interruptible Rider | Manufacturing | MW of Load | 2020 | 1.1078
ENS | Dynamic Pricing | Dynamic Pricing with enabling tech. | Interruptible Rider | Miscellaneous | MW of Load | 2020 | 2.1744
ENS | Dynamic Pricing | Dynamic Pricing with enabling tech. | Interruptible Rider | Retail Trade | MW of Load | 2020 | 0.12802
ENS | Dynamic Pricing | Dynamic Pricing w/o enabling tech. | Interruptible Rider | Manufacturing | MW of Load | 2020 | 0.58306
ENS | Dynamic Pricing | Dynamic Pricing w/o enabling tech. | Interruptible Rider | Miscellaneous | MW of Load | 2020 | 1.1444
ENS | Dynamic Pricing | Dynamic Pricing w/o enabling tech. | Interruptible Rider | Retail Trade | MW of Load | 2020 | 0.06738
ENS | Dynamic Pricing | Dynamic Pricing with enabling tech. | Residential | Residential LI | MW of Load | 2020 | 15.792
ENS | Dynamic Pricing | Dynamic Pricing with enabling tech. | Residential | Residential Market Rate | MW of Load | 2020 | 98.3118
ENS | Dynamic Pricing | Dynamic Pricing w/o enabling tech. | Residential | Residential LI | MW of Load | 2020 | 11.4284
ENS | Dynamic Pricing | Dynamic Pricing w/o enabling tech. | Residential | Residential Market Rate | MW of Load | 2020 | 71.1467
ENS | BTM Battery Control | BTM Battery Control | Small Commercial | Manufacturing | MW of Load | 2020 | 0.0057201
ENS | BTM Battery Control | BTM Battery Control | Small Commercial | Miscellaneous | MW of Load | 2020 | 0.04208
ENS | BTM Battery Control | BTM Battery Control | Small Commercial | Offices | MW of Load | 2020 | 0.014626
ENS | BTM Battery Control | BTM Battery Control | Small Commercial | Retail Trade | MW of Load | 2020 | 0.025523
ENS | BTM Battery Control | BTM Battery Control | Small Commercial | Services | MW of Load | 2020 | 0.055563
ENS | BTM Battery Control | BTM Battery Control | Large Commercial | Offices | MW of Load | 2020 | 0.0058662
ENS | BTM Battery Control | BTM Battery Control | Large Commercial | Services | MW of Load | 2020 | 0.031287
ENS | BTM Battery Control | BTM Battery Control | Small Industrial | Manufacturing | MW of Load | 2020 | 0.00014096
ENS | BTM Battery Control | BTM Battery Control | Small Industrial | Miscellaneous | MW of Load | 2020 | 0.00091071
ENS | BTM Battery Control | BTM Battery Control | Small Industrial | Offices | MW of Load | 2020 | 0.00035953
ENS | BTM Battery Control | BTM Battery Control | Small Industrial | Retail Trade | MW of Load | 2020 | 0.00062562
ENS | BTM Battery Control | BTM Battery Control | Small Industrial | Services | MW of Load | 2020 | 0.0013621
ENS | BTM Battery Control | BTM Battery Control | Large Industrial | Manufacturing | MW of Load | 2020 | 0.0038406
ENS | BTM Battery Control | BTM Battery Control | Large Industrial | Miscellaneous | MW of Load | 2020 | 0.017806
ENS | BTM Battery Control | BTM Battery Control | Large Industrial | Offices | MW of Load | 2020 | 0.0020949
ENS | BTM Battery Control | BTM Battery Control | Large Industrial | Retail Trade | MW of Load | 2020 | 0.010474
ENS | BTM Battery Control | BTM Battery Control | Large Industrial | Services | MW of Load | 2020 | 0.022694
ENS | BTM Battery Control | BTM Battery Control | Interruptible Rider | Manufacturing | MW of Load | 2020 | 0.0051337
ENS | BTM Battery Control | BTM Battery Control | Interruptible Rider | Miscellaneous | MW of Load | 2020 | 0.01369
ENS | BTM Battery Control | BTM Battery Control | Interruptible Rider | Retail Trade | MW of Load | 2020 | 0.020535
ENS | BTM Battery Control | BTM Battery Control | Residential | Residential LI | MW of Load | 2020 | 0.15475
ENS | BTM Battery Control | BTM Battery Control | Residential | Residential Market Rate | MW of Load | 2020 | 0.96337
ENS | EV Charging Control | EV Charging Control | EV | EV | MW of Load | 2020 | 0.37868
ENS | Behavioral DR | Behavioral DR | Residential | Residential LI | MW of Load | 2020 | 2.9684
ENS | Behavioral DR | Behavioral DR | Residential | Residential Market Rate | MW of Load | 2020 | 18.4797
ENS | DLC | DLC-Switch-Water Heating | Small Commercial | Miscellaneous | MW of Load | 2021 | 0.48538
ENS | DLC | DLC-Switch-Water Heating | Small Commercial | Offices | MW of Load | 2021 | 0.29669
ENS | DLC | DLC-Switch-Water Heating | Small Commercial | Retail Trade | MW of Load | 2021 | 1.6545
ENS | DLC | DLC-Switch-Water Heating | Small Commercial | Services | MW of Load | 2021 | 1.9919
ENS | DLC | DLC-Thermostat-HVAC | Small Commercial | Miscellaneous | MW of Load | 2021 | 8.8432
ENS | DLC | DLC-Thermostat-HVAC | Small Commercial | Offices | MW of Load | 2021 | 12.6904
ENS | DLC | DLC-Thermostat-HVAC | Small Commercial | Retail Trade | MW of Load | 2021 | 13.7281
ENS | DLC | DLC-Thermostat-HVAC | Small Commercial | Services | MW of Load | 2021 | 16.5296
ENS | DLC | DLC-Switch-Water Heating | Small Industrial | Miscellaneous | MW of Load | 2021 | 0.094071
ENS | DLC | DLC-Switch-Water Heating | Small Industrial | Offices | MW of Load | 2021 | 0.0038086
ENS | DLC | DLC-Switch-Water Heating | Small Industrial | Retail Trade | MW of Load | 2021 | 0.025452
ENS | DLC | DLC-Switch-Water Heating | Small Industrial | Services | MW of Load | 2021 | 0.031728
ENS | DLC | DLC-Thermostat-HVAC | Small Industrial | Miscellaneous | MW of Load | 2021 | 1.7618
ENS | DLC | DLC-Thermostat-HVAC | Small Industrial | Offices | MW of Load | 2021 | 0.1635
ENS | DLC | DLC-Thermostat-HVAC | Small Industrial | Retail Trade | MW of Load | 2021 | 0.21231
ENS | DLC | DLC-Thermostat-HVAC | Small Industrial | Services | MW of Load | 2021 | 0.26466
ENS | DLC | DLC-Switch-Water Heating | Residential | Residential LI | MW of Load | 2021 | 19.1126
ENS | DLC | DLC-Switch-Water Heating | Residential | Residential Market Rate | MW of Load | 2021 | 119.0017
ENS | DLC | DLC-Thermostat-Heat Pump | Residential | Residential LI | MW of Load | 2021 | 4.1459
ENS | DLC | DLC-Thermostat-Heat Pump | Residential | Residential Market Rate | MW of Load | 2021 | 201.7011
ENS | DLC | DLC-Thermostat-Electric Furnace | Residential | Residential LI | MW of Load | 2021 | 67.7832
ENS | DLC | DLC-Thermostat-Electric Furnace | Residential | Residential Market Rate | MW of Load | 2021 | 169.4883
ENS | C&I Curtailment | C&I Curtailment- Manual HVAC Control | Large Commercial | Offices | MW of Load | 2021 | 0.64022
ENS | C&I Curtailment | C&I Curtailment- Manual HVAC Control | Large Commercial | Services | MW of Load | 2021 | 1.8472
ENS | C&I Curtailment | C&I Curtailment- Auto-DR HVAC Control | Large Commercial | Offices | MW of Load | 2021 | 0.42145
ENS | C&I Curtailment | C&I Curtailment- Auto-DR HVAC Control | Large Commercial | Services | MW of Load | 2021 | 1.216
ENS | C&I Curtailment | C&I Curtailment- Standard Lighting Control | Large Commercial | Offices | MW of Load | 2021 | 0.11018
ENS | C&I Curtailment | C&I Curtailment- Standard Lighting Control | Large Commercial | Services | MW of Load | 2021 | 0.92397
ENS | C&I Curtailment | C&I Curtailment- Advanced Lighting Control | Large Commercial | Offices | MW of Load | 2021 | 0.055092
ENS | C&I Curtailment | C&I Curtailment- Advanced Lighting Control | Large Commercial | Services | MW of Load | 2021 | 0.46199
ENS | C&I Curtailment | C&I Curtailment- Water Heating Control | Large Commercial | Offices | MW of Load | 2021 | 0.0087381
ENS | C&I Curtailment | C&I Curtailment- Water Heating Control | Large Commercial | Services | MW of Load | 2021 | 0.12945
ENS | C&I Curtailment | C&I Curtailment- Other | Large Commercial | Offices | MW of Load | 2021 | 0.16283
ENS | C&I Curtailment | C&I Curtailment- Other | Large Commercial | Services | MW of Load | 2021 | 1.4364
ENS | C&I Curtailment | C&I Curtailment- Manual HVAC Control | Large Industrial | Miscellaneous | MW of Load | 2021 | 0.76152
ENS | C&I Curtailment | C&I Curtailment- Manual HVAC Control | Large Industrial | Offices | MW of Load | 2021 | 0.10791
ENS | C&I Curtailment | C&I Curtailment- Manual HVAC Control | Large Industrial | Retail Trade | MW of Load | 2021 | 0.26398
ENS | C&I Curtailment | C&I Curtailment- Manual HVAC Control | Large Industrial | Services | MW of Load | 2021 | 0.13057
ENS | C&I Curtailment | C&I Curtailment- Auto-DR HVAC Control | Large Industrial | Miscellaneous | MW of Load | 2021 | 0.5013
ENS | C&I Curtailment | C&I Curtailment- Auto-DR HVAC Control | Large Industrial | Offices | MW of Load | 2021 | 0.071038
ENS | C&I Curtailment | C&I Curtailment- Auto-DR HVAC Control | Large Industrial | Retail Trade | MW of Load | 2021 | 0.17378
ENS | C&I Curtailment | C&I Curtailment- Auto-DR HVAC Control | Large Industrial | Services | MW of Load | 2021 | 0.085949
ENS | C&I Curtailment | C&I Curtailment- Standard Lighting Control | Large Industrial | Miscellaneous | MW of Load | 2021 | 0.39522
ENS | C&I Curtailment | C&I Curtailment- Standard Lighting Control | Large Industrial | Offices | MW of Load | 2021 | 0.018748
ENS | C&I Curtailment | C&I Curtailment- Standard Lighting Control | Large Industrial | Retail Trade | MW of Load | 2021 | 0.13204
ENS | C&I Curtailment | C&I Curtailment- Standard Lighting Control | Large Industrial | Services | MW of Load | 2021 | 0.065308
ENS | C&I Curtailment | C&I Curtailment- Advanced Lighting Control | Large Industrial | Miscellaneous | MW of Load | 2021 | 0.19761
ENS | C&I Curtailment | C&I Curtailment- Advanced Lighting Control | Large Industrial | Offices | MW of Load | 2021 | 0.009374
ENS | C&I Curtailment | C&I Curtailment- Advanced Lighting Control | Large Industrial | Retail Trade | MW of Load | 2021 | 0.066021
ENS | C&I Curtailment | C&I Curtailment- Advanced Lighting Control | Large Industrial | Services | MW of Load | 2021 | 0.032654
ENS | C&I Curtailment | C&I Curtailment- Water Heating Control | Large Industrial | Miscellaneous | MW of Load | 2021 | 0.020812
ENS | C&I Curtailment | C&I Curtailment- Water Heating Control | Large Industrial | Offices | MW of Load | 2021 | 0.0014602
ENS | C&I Curtailment | C&I Curtailment- Water Heating Control | Large Industrial | Retail Trade | MW of Load | 2021 | 0.018499
ENS | C&I Curtailment | C&I Curtailment- Water Heating Control | Large Industrial | Services | MW of Load | 2021 | 0.0091497
ENS | C&I Curtailment | C&I Curtailment- Other | Large Industrial | Miscellaneous | MW of Load | 2021 | 0.4448
ENS | C&I Curtailment | C&I Curtailment- Other | Large Industrial | Offices | MW of Load | 2021 | 0.027552
ENS | C&I Curtailment | C&I Curtailment- Other | Large Industrial | Retail Trade | MW of Load | 2021 | 0.20527
ENS | C&I Curtailment | C&I Curtailment- Other | Large Industrial | Services | MW of Load | 2021 | 0.10153
ENS | C&I Curtailment | C&I Curtailment- Industrial | Large Industrial | Manufacturing | MW of Load | 2021 | 3.8048
ENS | C&I Curtailment | C&I Curtailment- Manual HVAC Control | Interruptible Rider | Miscellaneous | MW of Load | 2021 | 2.8259
ENS | C&I Curtailment | C&I Curtailment- Manual HVAC Control | Interruptible Rider | Retail Trade | MW of Load | 2021 | 0.082976
ENS | C&I Curtailment | C&I Curtailment- Auto-DR HVAC Control | Interruptible Rider | Miscellaneous | MW of Load | 2021 | 1.8602
ENS | C&I Curtailment | C&I Curtailment- Auto-DR HVAC Control | Interruptible Rider | Retail Trade | MW of Load | 2021 | 0.054622
ENS | C&I Curtailment | C&I Curtailment- Standard Lighting Control | Interruptible Rider | Miscellaneous | MW of Load | 2021 | 0.59619
ENS | C&I Curtailment | C&I Curtailment- Standard Lighting Control | Interruptible Rider | Retail Trade | MW of Load | 2021 | 0.041876
ENS | C&I Curtailment | C&I Curtailment- Advanced Lighting Control | Interruptible Rider | Miscellaneous | MW of Load | 2021 | 0.2981
ENS | C&I Curtailment | C&I Curtailment- Advanced Lighting Control | Interruptible Rider | Retail Trade | MW of Load | 2021 | 0.020938
ENS | C&I Curtailment | C&I Curtailment- Water Heating Control | Interruptible Rider | Miscellaneous | MW of Load | 2021 | 0.044688
ENS | C&I Curtailment | C&I Curtailment- Water Heating Control | Interruptible Rider | Retail Trade | MW of Load | 2021 | 0.0057818
ENS | C&I Curtailment | C&I Curtailment- Other | Interruptible Rider | Miscellaneous | MW of Load | 2021 | 0.8105
ENS | C&I Curtailment | C&I Curtailment- Other | Interruptible Rider | Retail Trade | MW of Load | 2021 | 0.064551
ENS | C&I Curtailment | C&I Curtailment- Industrial | Interruptible Rider | Manufacturing | MW of Load | 2021 | 1.6625
ENS | Dynamic Pricing | Dynamic Pricing with enabling tech. | Small Commercial | Manufacturing | MW of Load | 2021 | 0.37508
ENS | Dynamic Pricing | Dynamic Pricing with enabling tech. | Small Commercial | Miscellaneous | MW of Load | 2021 | 3.533
ENS | Dynamic Pricing | Dynamic Pricing with enabling tech. | Small Commercial | Offices | MW of Load | 2021 | 2.8253
ENS | Dynamic Pricing | Dynamic Pricing with enabling tech. | Small Commercial | Retail Trade | MW of Load | 2021 | 6.6112
ENS | Dynamic Pricing | Dynamic Pricing with enabling tech. | Small Commercial | Services | MW of Load | 2021 | 7.9605
ENS | Dynamic Pricing | Dynamic Pricing w/o enabling tech. | Small Commercial | Manufacturing | MW of Load | 2021 | 0.024615
ENS | Dynamic Pricing | Dynamic Pricing w/o enabling tech. | Small Commercial | Miscellaneous | MW of Load | 2021 | 0.23185
ENS | Dynamic Pricing | Dynamic Pricing w/o enabling tech. | Small Commercial | Offices | MW of Load | 2021 | 0.18541
ENS | Dynamic Pricing | Dynamic Pricing w/o enabling tech. | Small Commercial | Retail Trade | MW of Load | 2021 | 0.43386
ENS | Dynamic Pricing | Dynamic Pricing w/o enabling tech. | Small Commercial | Services | MW of Load | 2021 | 0.52241
ENS | Dynamic Pricing | Dynamic Pricing with enabling tech. | Large Commercial | Offices | MW of Load | 2021 | 0.45849
ENS | Dynamic Pricing | Dynamic Pricing with enabling tech. | Large Commercial | Services | MW of Load | 2021 | 2.8651
ENS | Dynamic Pricing | Dynamic Pricing w/o enabling tech. | Large Commercial | Offices | MW of Load | 2021 | 0.24131
ENS | Dynamic Pricing | Dynamic Pricing w/o enabling tech. | Large Commercial | Services | MW of Load | 2021 | 1.508
ENS | Dynamic Pricing | Dynamic Pricing with enabling tech. | Small Industrial | Manufacturing | MW of Load | 2021 | 0.49448
ENS | Dynamic Pricing | Dynamic Pricing with enabling tech. | Small Industrial | Miscellaneous | MW of Load | 2021 | 0.61162
ENS | Dynamic Pricing | Dynamic Pricing with enabling tech. | Small Industrial | Offices | MW of Load | 2021 | 0.036442
ENS | Dynamic Pricing | Dynamic Pricing with enabling tech. | Small Industrial | Retail Trade | MW of Load | 2021 | 0.10237
ENS | Dynamic Pricing | Dynamic Pricing with enabling tech. | Small Industrial | Services | MW of Load | 2021 | 0.12762
ENS | Dynamic Pricing | Dynamic Pricing w/o enabling tech. | Small Industrial | Manufacturing | MW of Load | 2021 | 0.03245
ENS | Dynamic Pricing | Dynamic Pricing w/o enabling tech. | Small Industrial | Miscellaneous | MW of Load | 2021 | 0.040138
ENS | Dynamic Pricing | Dynamic Pricing w/o enabling tech. | Small Industrial | Offices | MW of Load | 2021 | 0.0023915
ENS | Dynamic Pricing | Dynamic Pricing w/o enabling tech. | Small Industrial | Retail Trade | MW of Load | 2021 | 0.006718
ENS | Dynamic Pricing | Dynamic Pricing w/o enabling tech. | Small Industrial | Services | MW of Load | 2021 | 0.0083748
ENS | Dynamic Pricing | Dynamic Pricing with enabling tech. | Large Industrial | Manufacturing | MW of Load | 2021 | 2.5302
ENS | Dynamic Pricing | Dynamic Pricing with enabling tech. | Large Industrial | Miscellaneous | MW of Load | 2021 | 0.98192
ENS | Dynamic Pricing | Dynamic Pricing with enabling tech. | Large Industrial | Offices | MW of Load | 2021 | 0.077486
ENS | Dynamic Pricing | Dynamic Pricing with enabling tech. | Large Industrial | Retail Trade | MW of Load | 2021 | 0.40945
ENS | Dynamic Pricing | Dynamic Pricing with enabling tech. | Large Industrial | Services | MW of Load | 2021 | 0.20251
ENS | Dynamic Pricing | Dynamic Pricing w/o enabling tech. | Large Industrial | Manufacturing | MW of Load | 2021 | 1.3317
ENS | Dynamic Pricing | Dynamic Pricing w/o enabling tech. | Large Industrial | Miscellaneous | MW of Load | 2021 | 0.5168
ENS | Dynamic Pricing | Dynamic Pricing w/o enabling tech. | Large Industrial | Offices | MW of Load | 2021 | 0.040782
ENS | Dynamic Pricing | Dynamic Pricing w/o enabling tech. | Large Industrial | Retail Trade | MW of Load | 2021 | 0.2155
ENS | Dynamic Pricing | Dynamic Pricing w/o enabling tech. | Large Industrial | Services | MW of Load | 2021 | 0.10659
ENS | Dynamic Pricing | Dynamic Pricing with enabling tech. | Interruptible Rider | Manufacturing | MW of Load | 2021 | 1.1056
ENS | Dynamic Pricing | Dynamic Pricing with enabling tech. | Interruptible Rider | Miscellaneous | MW of Load | 2021 | 2.1889
ENS | Dynamic Pricing | Dynamic Pricing with enabling tech. | Interruptible Rider | Retail Trade | MW of Load | 2021 | 0.12887
ENS | Dynamic Pricing | Dynamic Pricing w/o enabling tech. | Interruptible Rider | Manufacturing | MW of Load | 2021 | 0.58189
ENS | Dynamic Pricing | Dynamic Pricing w/o enabling tech. | Interruptible Rider | Miscellaneous | MW of Load | 2021 | 1.1521
ENS | Dynamic Pricing | Dynamic Pricing w/o enabling tech. | Interruptible Rider | Retail Trade | MW of Load | 2021 | 0.067827
ENS | Dynamic Pricing | Dynamic Pricing with enabling tech. | Residential | Residential LI | MW of Load | 2021 | 15.9281
ENS | Dynamic Pricing | Dynamic Pricing with enabling tech. | Residential | Residential Market Rate | MW of Load | 2021 | 99.0899
ENS | Dynamic Pricing | Dynamic Pricing w/o enabling tech. | Residential | Residential LI | MW of Load | 2021 | 11.5269
ENS | Dynamic Pricing | Dynamic Pricing w/o enabling tech. | Residential | Residential Market Rate | MW of Load | 2021 | 71.7098
ENS | BTM Battery Control | BTM Battery Control | Small Commercial | Manufacturing | MW of Load | 2021 | 0.010387
ENS | BTM Battery Control | BTM Battery Control | Small Commercial | Miscellaneous | MW of Load | 2021 | 0.076459
ENS | BTM Battery Control | BTM Battery Control | Small Commercial | Offices | MW of Load | 2021 | 0.026559
ENS | BTM Battery Control | BTM Battery Control | Small Commercial | Retail Trade | MW of Load | 2021 | 0.046339
ENS | BTM Battery Control | BTM Battery Control | Small Commercial | Services | MW of Load | 2021 | 0.10088
ENS | BTM Battery Control | BTM Battery Control | Large Commercial | Offices | MW of Load | 2021 | 0.010652
ENS | BTM Battery Control | BTM Battery Control | Large Commercial | Services | MW of Load | 2021 | 0.056812
ENS | BTM Battery Control | BTM Battery Control | Small Industrial | Manufacturing | MW of Load | 2021 | 0.00025597
ENS | BTM Battery Control | BTM Battery Control | Small Industrial | Miscellaneous | MW of Load | 2021 | 0.0016537
ENS | BTM Battery Control | BTM Battery Control | Small Industrial | Offices | MW of Load | 2021 | 0.00065286
ENS | BTM Battery Control | BTM Battery Control | Small Industrial | Retail Trade | MW of Load | 2021 | 0.001136
ENS | BTM Battery Control | BTM Battery Control | Small Industrial | Services | MW of Load | 2021 | 0.0024734
ENS | BTM Battery Control | BTM Battery Control | Large Industrial | Manufacturing | MW of Load | 2021 | 0.0069739
ENS | BTM Battery Control | BTM Battery Control | Large Industrial | Miscellaneous | MW of Load | 2021 | 0.032333
ENS | BTM Battery Control | BTM Battery Control | Large Industrial | Offices | MW of Load | 2021 | 0.0038039
ENS | BTM Battery Control | BTM Battery Control | Large Industrial | Retail Trade | MW of Load | 2021 | 0.01902
ENS | BTM Battery Control | BTM Battery Control | Large Industrial | Services | MW of Load | 2021 | 0.041209
ENS | BTM Battery Control | BTM Battery Control | Interruptible Rider | Manufacturing | MW of Load | 2021 | 0.009322
ENS | BTM Battery Control | BTM Battery Control | Interruptible Rider | Miscellaneous | MW of Load | 2021 | 0.024859
ENS | BTM Battery Control | BTM Battery Control | Interruptible Rider | Retail Trade | MW of Load | 2021 | 0.037288
ENS | BTM Battery Control | BTM Battery Control | Residential | Residential LI | MW of Load | 2021 | 0.28238
ENS | BTM Battery Control | BTM Battery Control | Residential | Residential Market Rate | MW of Load | 2021 | 1.7579
ENS | EV Charging Control | EV Charging Control | EV | EV | MW of Load | 2021 | 0.56423
ENS | Behavioral DR | Behavioral DR | Residential | Residential LI | MW of Load | 2021 | 2.994
ENS | Behavioral DR | Behavioral DR | Residential | Residential Market Rate | MW of Load | 2021 | 18.6259
ENS | DLC | DLC-Switch-Water Heating | Small Commercial | Miscellaneous | MW of Load | 2022 | 0.49108
ENS | DLC | DLC-Switch-Water Heating | Small Commercial | Offices | MW of Load | 2022 | 0.29954
ENS | DLC | DLC-Switch-Water Heating | Small Commercial | Retail Trade | MW of Load | 2022 | 1.6792
ENS | DLC | DLC-Switch-Water Heating | Small Commercial | Services | MW of Load | 2022 | 2.0213
ENS | DLC | DLC-Thermostat-HVAC | Small Commercial | Miscellaneous | MW of Load | 2022 | 8.8466
ENS | DLC | DLC-Thermostat-HVAC | Small Commercial | Offices | MW of Load | 2022 | 12.7739
ENS | DLC | DLC-Thermostat-HVAC | Small Commercial | Retail Trade | MW of Load | 2022 | 13.6902
ENS | DLC | DLC-Thermostat-HVAC | Small Commercial | Services | MW of Load | 2022 | 16.4827
ENS | DLC | DLC-Switch-Water Heating | Small Industrial | Miscellaneous | MW of Load | 2022 | 0.097058
ENS | DLC | DLC-Switch-Water Heating | Small Industrial | Offices | MW of Load | 2022 | 0.0039129
ENS | DLC | DLC-Switch-Water Heating | Small Industrial | Retail Trade | MW of Load | 2022 | 0.026259
ENS | DLC | DLC-Switch-Water Heating | Small Industrial | Services | MW of Load | 2022 | 0.032735
ENS | DLC | DLC-Thermostat-HVAC | Small Industrial | Miscellaneous | MW of Load | 2022 | 1.8023
ENS | DLC | DLC-Thermostat-HVAC | Small Industrial | Offices | MW of Load | 2022 | 0.16815
ENS | DLC | DLC-Thermostat-HVAC | Small Industrial | Retail Trade | MW of Load | 2022 | 0.21695
ENS | DLC | DLC-Thermostat-HVAC | Small Industrial | Services | MW of Load | 2022 | 0.27046
ENS | DLC | DLC-Switch-Water Heating | Residential | Residential LI | MW of Load | 2022 | 19.4064
ENS | DLC | DLC-Switch-Water Heating | Residential | Residential Market Rate | MW of Load | 2022 | 120.8402
ENS | DLC | DLC-Thermostat-Heat Pump | Residential | Residential LI | MW of Load | 2022 | 5.366
ENS | DLC | DLC-Thermostat-Heat Pump | Residential | Residential Market Rate | MW of Load | 2022 | 208.979
ENS | DLC | DLC-Thermostat-Electric Furnace | Residential | Residential LI | MW of Load | 2022 | 67.7759
ENS | DLC | DLC-Thermostat-Electric Furnace | Residential | Residential Market Rate | MW of Load | 2022 | 168.3651
ENS | C&I Curtailment | C&I Curtailment- Manual HVAC Control | Large Commercial | Offices | MW of Load | 2022 | 0.58136
ENS | C&I Curtailment | C&I Curtailment- Manual HVAC Control | Large Commercial | Services | MW of Load | 2022 | 1.6617
ENS | C&I Curtailment | C&I Curtailment- Auto-DR HVAC Control | Large Commercial | Offices | MW of Load | 2022 | 0.54029
ENS | C&I Curtailment | C&I Curtailment- Auto-DR HVAC Control | Large Commercial | Services | MW of Load | 2022 | 1.5443
ENS | C&I Curtailment | C&I Curtailment- Standard Lighting Control | Large Commercial | Offices | MW of Load | 2022 | 0.10701
ENS | C&I Curtailment | C&I Curtailment- Standard Lighting Control | Large Commercial | Services | MW of Load | 2022 | 0.90441
ENS | C&I Curtailment | C&I Curtailment- Advanced Lighting Control | Large Commercial | Offices | MW of Load | 2022 | 0.053506
ENS | C&I Curtailment | C&I Curtailment- Advanced Lighting Control | Large Commercial | Services | MW of Load | 2022 | 0.45221
ENS | C&I Curtailment | C&I Curtailment- Water Heating Control | Large Commercial | Offices | MW of Load | 2022 | 0.0089356
ENS | C&I Curtailment | C&I Curtailment- Water Heating Control | Large Commercial | Services | MW of Load | 2022 | 0.13242
ENS | C&I Curtailment | C&I Curtailment- Other | Large Commercial | Offices | MW of Load | 2022 | 0.16469
ENS | C&I Curtailment | C&I Curtailment- Other | Large Commercial | Services | MW of Load | 2022 | 1.4572
ENS | C&I Curtailment | C&I Curtailment- Manual HVAC Control | Large Industrial | Miscellaneous | MW of Load | 2022 | 0.71219
ENS | C&I Curtailment | C&I Curtailment- Manual HVAC Control | Large Industrial | Offices | MW of Load | 2022 | 0.10226
ENS | C&I Curtailment | C&I Curtailment- Manual HVAC Control | Large Industrial | Retail Trade | MW of Load | 2022 | 0.24778
ENS | C&I Curtailment | C&I Curtailment- Manual HVAC Control | Large Industrial | Services | MW of Load | 2022 | 0.12255
ENS | C&I Curtailment | C&I Curtailment- Auto-DR HVAC Control | Large Industrial | Miscellaneous | MW of Load | 2022 | 0.66187
ENS | C&I Curtailment | C&I Curtailment- Auto-DR HVAC Control | Large Industrial | Offices | MW of Load | 2022 | 0.095036
ENS | C&I Curtailment | C&I Curtailment- Auto-DR HVAC Control | Large Industrial | Retail Trade | MW of Load | 2022 | 0.23028
ENS | C&I Curtailment | C&I Curtailment- Auto-DR HVAC Control | Large Industrial | Services | MW of Load | 2022 | 0.11389
ENS | C&I Curtailment | C&I Curtailment- Standard Lighting Control | Large Industrial | Miscellaneous | MW of Load | 2022 | 0.40387
ENS | C&I Curtailment | C&I Curtailment- Standard Lighting Control | Large Industrial | Offices | MW of Load | 2022 | 0.019198
ENS | C&I Curtailment | C&I Curtailment- Standard Lighting Control | Large Industrial | Retail Trade | MW of Load | 2022 | 0.13486
ENS | C&I Curtailment | C&I Curtailment- Standard Lighting Control | Large Industrial | Services | MW of Load | 2022 | 0.066701
ENS | C&I Curtailment | C&I Curtailment- Advanced Lighting Control | Large Industrial | Miscellaneous | MW of Load | 2022 | 0.20193
ENS | C&I Curtailment | C&I Curtailment- Advanced Lighting Control | Large Industrial | Offices | MW of Load | 2022 | 0.0095992
ENS | C&I Curtailment | C&I Curtailment- Advanced Lighting Control | Large Industrial | Retail Trade | MW of Load | 2022 | 0.067429
ENS | C&I Curtailment | C&I Curtailment- Advanced Lighting Control | Large Industrial | Services | MW of Load | 2022 | 0.03335
ENS | C&I Curtailment | C&I Curtailment- Water Heating Control | Large Industrial | Miscellaneous | MW of Load | 2022 | 0.021634
ENS | C&I Curtailment | C&I Curtailment- Water Heating Control | Large Industrial | Offices | MW of Load | 2022 | 0.0015413
ENS | C&I Curtailment | C&I Curtailment- Water Heating Control | Large Industrial | Retail Trade | MW of Load | 2022 | 0.019745
ENS | C&I Curtailment | C&I Curtailment- Water Heating Control | Large Industrial | Services | MW of Load | 2022 | 0.0097659
ENS | C&I Curtailment | C&I Curtailment- Other | Large Industrial | Miscellaneous | MW of Load | 2022 | 0.46497
ENS | C&I Curtailment | C&I Curtailment- Other | Large Industrial | Offices | MW of Load | 2022 | 0.0292
ENS | C&I Curtailment | C&I Curtailment- Other | Large Industrial | Retail Trade | MW of Load | 2022 | 0.21729
ENS | C&I Curtailment | C&I Curtailment- Other | Large Industrial | Services | MW of Load | 2022 | 0.10747
ENS | C&I Curtailment | C&I Curtailment- Industrial | Large Industrial | Manufacturing | MW of Load | 2022 | 3.8997
ENS | C&I Curtailment | C&I Curtailment- Manual HVAC Control | Interruptible Rider | Miscellaneous | MW of Load | 2022 | 2.5539
ENS | C&I Curtailment | C&I Curtailment- Manual HVAC Control | Interruptible Rider | Retail Trade | MW of Load | 2022 | 0.07452
ENS | C&I Curtailment | C&I Curtailment- Auto-DR HVAC Control | Interruptible Rider | Miscellaneous | MW of Load | 2022 | 2.3735
ENS | C&I Curtailment | C&I Curtailment- Auto-DR HVAC Control | Interruptible Rider | Retail Trade | MW of Load | 2022 | 0.069255
ENS | C&I Curtailment | C&I Curtailment- Standard Lighting Control | Interruptible Rider | Miscellaneous | MW of Load | 2022 | 0.58589
ENS | C&I Curtailment | C&I Curtailment- Standard Lighting Control | Interruptible Rider | Retail Trade | MW of Load | 2022 | 0.041365
ENS | C&I Curtailment | C&I Curtailment- Advanced Lighting Control | Interruptible Rider | Miscellaneous | MW of Load | 2022 | 0.29294
ENS | C&I Curtailment | C&I Curtailment- Advanced Lighting Control | Interruptible Rider | Retail Trade | MW of Load | 2022 | 0.020683
ENS | C&I Curtailment | C&I Curtailment- Water Heating Control | Interruptible Rider | Miscellaneous | MW of Load | 2022 | 0.045102
ENS | C&I Curtailment | C&I Curtailment- Water Heating Control | Interruptible Rider | Retail Trade | MW of Load | 2022 | 0.0058538
ENS | C&I Curtailment | C&I Curtailment- Other | Interruptible Rider | Miscellaneous | MW of Load | 2022 | 0.8181
ENS | C&I Curtailment | C&I Curtailment- Other | Interruptible Rider | Retail Trade | MW of Load | 2022 | 0.065263
ENS | C&I Curtailment | C&I Curtailment- Industrial | Interruptible Rider | Manufacturing | MW of Load | 2022 | 1.6558
ENS | Dynamic Pricing | Dynamic Pricing with enabling tech. | Small Commercial | Manufacturing | MW of Load | 2022 | 0.37254
ENS | Dynamic Pricing | Dynamic Pricing with enabling tech. | Small Commercial | Miscellaneous | MW of Load | 2022 | 3.54
ENS | Dynamic Pricing | Dynamic Pricing with enabling tech. | Small Commercial | Offices | MW of Load | 2022 | 2.8338
ENS | Dynamic Pricing | Dynamic Pricing with enabling tech. | Small Commercial | Retail Trade | MW of Load | 2022 | 6.6179
ENS | Dynamic Pricing | Dynamic Pricing with enabling tech. | Small Commercial | Services | MW of Load | 2022 | 7.9679
ENS | Dynamic Pricing | Dynamic Pricing w/o enabling tech. | Small Commercial | Manufacturing | MW of Load | 2022 | 0.024448
ENS | Dynamic Pricing | Dynamic Pricing w/o enabling tech. | Small Commercial | Miscellaneous | MW of Load | 2022 | 0.23231
ENS | Dynamic Pricing | Dynamic Pricing w/o enabling tech. | Small Commercial | Offices | MW of Load | 2022 | 0.18597
ENS | Dynamic Pricing | Dynamic Pricing w/o enabling tech. | Small Commercial | Retail Trade | MW of Load | 2022 | 0.4343
ENS | Dynamic Pricing | Dynamic Pricing w/o enabling tech. | Small Commercial | Services | MW of Load | 2022 | 0.52289
ENS | Dynamic Pricing | Dynamic Pricing with enabling tech. | Large Commercial | Offices | MW of Load | 2022 | 0.46257
ENS | Dynamic Pricing | Dynamic Pricing with enabling tech. | Large Commercial | Services | MW of Load | 2022 | 2.8888
ENS | Dynamic Pricing | Dynamic Pricing w/o enabling tech. | Large Commercial | Offices | MW of Load | 2022 | 0.24346
ENS | Dynamic Pricing | Dynamic Pricing w/o enabling tech. | Large Commercial | Services | MW of Load | 2022 | 1.5204
ENS | Dynamic Pricing | Dynamic Pricing with enabling tech. | Small Industrial | Manufacturing | MW of Load | 2022 | 0.50185
ENS | Dynamic Pricing | Dynamic Pricing with enabling tech. | Small Industrial | Miscellaneous | MW of Load | 2022 | 0.62594
ENS | Dynamic Pricing | Dynamic Pricing with enabling tech. | Small Industrial | Offices | MW of Load | 2022 | 0.03739
ENS | Dynamic Pricing | Dynamic Pricing with enabling tech. | Small Industrial | Retail Trade | MW of Load | 2022 | 0.105
ENS | Dynamic Pricing | Dynamic Pricing with enabling tech. | Small Industrial | Services | MW of Load | 2022 | 0.1309
ENS | Dynamic Pricing | Dynamic Pricing w/o enabling tech. | Small Industrial | Manufacturing | MW of Load | 2022 | 0.032934
ENS | Dynamic Pricing | Dynamic Pricing w/o enabling tech. | Small Industrial | Miscellaneous | MW of Load | 2022 | 0.041078
ENS | Dynamic Pricing | Dynamic Pricing w/o enabling tech. | Small Industrial | Offices | MW of Load | 2022 | 0.0024537
ENS | Dynamic Pricing | Dynamic Pricing w/o enabling tech. | Small Industrial | Retail Trade | MW of Load | 2022 | 0.0068908
ENS | Dynamic Pricing | Dynamic Pricing w/o enabling tech. | Small Industrial | Services | MW of Load | 2022 | 0.0085902
ENS | Dynamic Pricing | Dynamic Pricing with enabling tech. | Large Industrial | Manufacturing | MW of Load | 2022 | 2.5933
ENS | Dynamic Pricing | Dynamic Pricing with enabling tech. | Large Industrial | Miscellaneous | MW of Load | 2022 | 1.0227
ENS | Dynamic Pricing | Dynamic Pricing with enabling tech. | Large Industrial | Offices | MW of Load | 2022 | 0.081807
ENS | Dynamic Pricing | Dynamic Pricing with enabling tech. | Large Industrial | Retail Trade | MW of Load | 2022 | 0.43075
ENS | Dynamic Pricing | Dynamic Pricing with enabling tech. | Large Industrial | Services | MW of Load | 2022 | 0.21305
ENS | Dynamic Pricing | Dynamic Pricing w/o enabling tech. | Large Industrial | Manufacturing | MW of Load | 2022 | 1.3649
ENS | Dynamic Pricing | Dynamic Pricing w/o enabling tech. | Large Industrial | Miscellaneous | MW of Load | 2022 | 0.53825
ENS | Dynamic Pricing | Dynamic Pricing w/o enabling tech. | Large Industrial | Offices | MW of Load | 2022 | 0.043057
ENS | Dynamic Pricing | Dynamic Pricing w/o enabling tech. | Large Industrial | Retail Trade | MW of Load | 2022 | 0.22671
ENS | Dynamic Pricing | Dynamic Pricing w/o enabling tech. | Large Industrial | Services | MW of Load | 2022 | 0.11213
ENS | Dynamic Pricing | Dynamic Pricing with enabling tech. | Interruptible Rider | Manufacturing | MW of Load | 2022 | 1.1011
ENS | Dynamic Pricing | Dynamic Pricing with enabling tech. | Interruptible Rider | Miscellaneous | MW of Load | 2022 | 2.2032
ENS | Dynamic Pricing | Dynamic Pricing with enabling tech. | Interruptible Rider | Retail Trade | MW of Load | 2022 | 0.12972
ENS | Dynamic Pricing | Dynamic Pricing w/o enabling tech. | Interruptible Rider | Manufacturing | MW of Load | 2022 | 0.57951
ENS | Dynamic Pricing | Dynamic Pricing w/o enabling tech. | Interruptible Rider | Miscellaneous | MW of Load | 2022 | 1.1596
ENS | Dynamic Pricing | Dynamic Pricing w/o enabling tech. | Interruptible Rider | Retail Trade | MW of Load | 2022 | 0.068271
ENS | Dynamic Pricing | Dynamic Pricing with enabling tech. | Residential | Residential LI | MW of Load | 2022 | 16.1038
ENS | Dynamic Pricing | Dynamic Pricing with enabling tech. | Residential | Residential Market Rate | MW of Load | 2022 | 100.1314
ENS | Dynamic Pricing | Dynamic Pricing w/o enabling tech. | Residential | Residential LI | MW of Load | 2022 | 11.6541
ENS | Dynamic Pricing | Dynamic Pricing w/o enabling tech. | Residential | Residential Market Rate | MW of Load | 2022 | 72.4635
ENS | BTM Battery Control | BTM Battery Control | Small Commercial | Manufacturing | MW of Load | 2022 | 0.018203
ENS | BTM Battery Control | BTM Battery Control | Small Commercial | Miscellaneous | MW of Load | 2022 | 0.13407
ENS | BTM Battery Control | BTM Battery Control | Small Commercial | Offices | MW of Load | 2022 | 0.046546
ENS | BTM Battery Control | BTM Battery Control | Small Commercial | Retail Trade | MW of Load | 2022 | 0.081211
ENS | BTM Battery Control | BTM Battery Control | Small Commercial | Services | MW of Load | 2022 | 0.17678
ENS | BTM Battery Control | BTM Battery Control | Large Commercial | Offices | MW of Load | 2022 | 0.018668
ENS | BTM Battery Control | BTM Battery Control | Large Commercial | Services | MW of Load | 2022 | 0.099564
ENS | BTM Battery Control | BTM Battery Control | Small Industrial | Manufacturing | MW of Load | 2022 | 0.00044859
ENS | BTM Battery Control | BTM Battery Control | Small Industrial | Miscellaneous | MW of Load | 2022 | 0.0028982
ENS | BTM Battery Control | BTM Battery Control | Small Industrial | Offices | MW of Load | 2022 | 0.0011442
ENS | BTM Battery Control | BTM Battery Control | Small Industrial | Retail Trade | MW of Load | 2022 | 0.0019909
ENS | BTM Battery Control | BTM Battery Control | Small Industrial | Services | MW of Load | 2022 | 0.0043347
ENS | BTM Battery Control | BTM Battery Control | Large Industrial | Manufacturing | MW of Load | 2022 | 0.012222
ENS | BTM Battery Control | BTM Battery Control | Large Industrial | Miscellaneous | MW of Load | 2022 | 0.056665
ENS | BTM Battery Control | BTM Battery Control | Large Industrial | Offices | MW of Load | 2022 | 0.0066665
ENS | BTM Battery Control | BTM Battery Control | Large Industrial | Retail Trade | MW of Load | 2022 | 0.033333
ENS | BTM Battery Control | BTM Battery Control | Large Industrial | Services | MW of Load | 2022 | 0.07222
ENS | BTM Battery Control | BTM Battery Control | Interruptible Rider | Manufacturing | MW of Load | 2022 | 0.016337
ENS | BTM Battery Control | BTM Battery Control | Interruptible Rider | Miscellaneous | MW of Load | 2022 | 0.043565
ENS | BTM Battery Control | BTM Battery Control | Interruptible Rider | Retail Trade | MW of Load | 2022 | 0.065348
ENS | BTM Battery Control | BTM Battery Control | Residential | Residential LI | MW of Load | 2022 | 0.49731
ENS | BTM Battery Control | BTM Battery Control | Residential | Residential Market Rate | MW of Load | 2022 | 3.096
ENS | EV Charging Control | EV Charging Control | EV | EV | MW of Load | 2022 | 0.80117
ENS | Behavioral DR | Behavioral DR | Residential | Residential LI | MW of Load | 2022 | 3.027
ENS | Behavioral DR | Behavioral DR | Residential | Residential Market Rate | MW of Load | 2022 | 18.8217
ENS | DLC | DLC-Switch-Water Heating | Small Commercial | Miscellaneous | MW of Load | 2023 | 0.48883
ENS | DLC | DLC-Switch-Water Heating | Small Commercial | Offices | MW of Load | 2023 | 0.29714
ENS | DLC | DLC-Switch-Water Heating | Small Commercial | Retail Trade | MW of Load | 2023 | 1.6732
ENS | DLC | DLC-Switch-Water Heating | Small Commercial | Services | MW of Load | 2023 | 2.0138
ENS | DLC | DLC-Thermostat-HVAC | Small Commercial | Miscellaneous | MW of Load | 2023 | 8.699
ENS | DLC | DLC-Thermostat-HVAC | Small Commercial | Offices | MW of Load | 2023 | 12.6272
ENS | DLC | DLC-Thermostat-HVAC | Small Commercial | Retail Trade | MW of Load | 2023 | 13.418
ENS | DLC | DLC-Thermostat-HVAC | Small Commercial | Services | MW of Load | 2023 | 16.1543
ENS | DLC | DLC-Switch-Water Heating | Small Industrial | Miscellaneous | MW of Load | 2023 | 0.097967
ENS | DLC | DLC-Switch-Water Heating | Small Industrial | Offices | MW of Load | 2023 | 0.0039357
ENS | DLC | DLC-Switch-Water Heating | Small Industrial | Retail Trade | MW of Load | 2023 | 0.026501
ENS | DLC | DLC-Switch-Water Heating | Small Industrial | Services | MW of Load | 2023 | 0.033037
ENS | DLC | DLC-Thermostat-HVAC | Small Industrial | Miscellaneous | MW of Load | 2023 | 1.8023
ENS | DLC | DLC-Thermostat-HVAC | Small Industrial | Offices | MW of Load | 2023 | 0.16907
ENS | DLC | DLC-Thermostat-HVAC | Small Industrial | Retail Trade | MW of Load | 2023 | 0.21678
ENS | DLC | DLC-Thermostat-HVAC | Small Industrial | Services | MW of Load | 2023 | 0.27024
ENS | DLC | DLC-Switch-Water Heating | Residential | Residential LI | MW of Load | 2023 | 19.5011
ENS | DLC | DLC-Switch-Water Heating | Residential | Residential Market Rate | MW of Load | 2023 | 121.429
ENS | DLC | DLC-Thermostat-Heat Pump | Residential | Residential LI | MW of Load | 2023 | 6.6507
ENS | DLC | DLC-Thermostat-Heat Pump | Residential | Residential Market Rate | MW of Load | 2023 | 216.6035
ENS | DLC | DLC-Thermostat-Electric Furnace | Residential | Residential LI | MW of Load | 2023 | 67.7441
ENS | DLC | DLC-Thermostat-Electric Furnace | Residential | Residential Market Rate | MW of Load | 2023 | 167.0732
ENS | C&I Curtailment | C&I Curtailment- Manual HVAC Control | Large Commercial | Offices | MW of Load | 2023 | 0.52607
ENS | C&I Curtailment | C&I Curtailment- Manual HVAC Control | Large Commercial | Services | MW of Load | 2023 | 1.4905
ENS | C&I Curtailment | C&I Curtailment- Auto-DR HVAC Control | Large Commercial | Offices | MW of Load | 2023 | 0.62246
ENS | C&I Curtailment | C&I Curtailment- Auto-DR HVAC Control | Large Commercial | Services | MW of Load | 2023 | 1.7636
ENS | C&I Curtailment | C&I Curtailment- Standard Lighting Control | Large Commercial | Offices | MW of Load | 2023 | 0.10238
ENS | C&I Curtailment | C&I Curtailment- Standard Lighting Control | Large Commercial | Services | MW of Load | 2023 | 0.87155
ENS | C&I Curtailment | C&I Curtailment- Advanced Lighting Control | Large Commercial | Offices | MW of Load | 2023 | 0.051192
ENS | C&I Curtailment | C&I Curtailment- Advanced Lighting Control | Large Commercial | Services | MW of Load | 2023 | 0.43577
ENS | C&I Curtailment | C&I Curtailment- Water Heating Control | Large Commercial | Offices | MW of Load | 2023 | 0.0089464
ENS | C&I Curtailment | C&I Curtailment- Water Heating Control | Large Commercial | Services | MW of Load | 2023 | 0.13262
ENS | C&I Curtailment | C&I Curtailment- Other | Large Commercial | Offices | MW of Load | 2023 | 0.16311
ENS | C&I Curtailment | C&I Curtailment- Other | Large Commercial | Services | MW of Load | 2023 | 1.4477
ENS | C&I Curtailment | C&I Curtailment- Manual HVAC Control | Large Industrial | Miscellaneous | MW of Load | 2023 | 0.66965
ENS | C&I Curtailment | C&I Curtailment- Manual HVAC Control | Large Industrial | Offices | MW of Load | 2023 | 0.097363
ENS | C&I Curtailment | C&I Curtailment- Manual HVAC Control | Large Industrial | Retail Trade | MW of Load | 2023 | 0.23392
ENS | C&I Curtailment | C&I Curtailment- Manual HVAC Control | Large Industrial | Services | MW of Load | 2023 | 0.1157
ENS | C&I Curtailment | C&I Curtailment- Auto-DR HVAC Control | Large Industrial | Miscellaneous | MW of Load | 2023 | 0.79235
ENS | C&I Curtailment | C&I Curtailment- Auto-DR HVAC Control | Large Industrial | Offices | MW of Load | 2023 | 0.1152
ENS | C&I Curtailment | C&I Curtailment- Auto-DR HVAC Control | Large Industrial | Retail Trade | MW of Load | 2023 | 0.27678
ENS | C&I Curtailment | C&I Curtailment- Auto-DR HVAC Control | Large Industrial | Services | MW of Load | 2023 | 0.13689
ENS | C&I Curtailment | C&I Curtailment- Standard Lighting Control | Large Industrial | Miscellaneous | MW of Load | 2023 | 0.40928
ENS | C&I Curtailment | C&I Curtailment- Standard Lighting Control | Large Industrial | Offices | MW of Load | 2023 | 0.01949
ENS | C&I Curtailment | C&I Curtailment- Standard Lighting Control | Large Industrial | Retail Trade | MW of Load | 2023 | 0.13678
ENS | C&I Curtailment | C&I Curtailment- Standard Lighting Control | Large Industrial | Services | MW of Load | 2023 | 0.067652
ENS | C&I Curtailment | C&I Curtailment- Advanced Lighting Control | Large Industrial | Miscellaneous | MW of Load | 2023 | 0.20464
ENS | C&I Curtailment | C&I Curtailment- Advanced Lighting Control | Large Industrial | Offices | MW of Load | 2023 | 0.009745
ENS | C&I Curtailment | C&I Curtailment- Advanced Lighting Control | Large Industrial | Retail Trade | MW of Load | 2023 | 0.06839
ENS | C&I Curtailment | C&I Curtailment- Advanced Lighting Control | Large Industrial | Services | MW of Load | 2023 | 0.033826
ENS | C&I Curtailment | C&I Curtailment- Water Heating Control | Large Industrial | Miscellaneous | MW of Load | 2023 | 0.022238
ENS | C&I Curtailment | C&I Curtailment- Water Heating Control | Large Industrial | Offices | MW of Load | 2023 | 0.0016098
ENS | C&I Curtailment | C&I Curtailment- Water Heating Control | Large Industrial | Retail Trade | MW of Load | 2023 | 0.020814
ENS | C&I Curtailment | C&I Curtailment- Water Heating Control | Large Industrial | Services | MW of Load | 2023 | 0.010294
ENS | C&I Curtailment | C&I Curtailment- Other | Large Industrial | Miscellaneous | MW of Load | 2023 | 0.48028
ENS | C&I Curtailment | C&I Curtailment- Other | Large Industrial | Offices | MW of Load | 2023 | 0.030559
ENS | C&I Curtailment | C&I Curtailment- Other | Large Industrial | Retail Trade | MW of Load | 2023 | 0.22719
ENS | C&I Curtailment | C&I Curtailment- Other | Large Industrial | Services | MW of Load | 2023 | 0.11237
ENS | C&I Curtailment | C&I Curtailment- Industrial | Large Industrial | Manufacturing | MW of Load | 2023 | 3.9507
ENS | C&I Curtailment | C&I Curtailment- Manual HVAC Control | Interruptible Rider | Miscellaneous | MW of Load | 2023 | 2.3195
ENS | C&I Curtailment | C&I Curtailment- Manual HVAC Control | Interruptible Rider | Retail Trade | MW of Load | 2023 | 0.067265
ENS | C&I Curtailment | C&I Curtailment- Auto-DR HVAC Control | Interruptible Rider | Miscellaneous | MW of Load | 2023 | 2.7445
ENS | C&I Curtailment | C&I Curtailment- Auto-DR HVAC Control | Interruptible Rider | Retail Trade | MW of Load | 2023 | 0.07959
ENS | C&I Curtailment | C&I Curtailment- Standard Lighting Control | Interruptible Rider | Miscellaneous | MW of Load | 2023 | 0.57033
ENS | C&I Curtailment | C&I Curtailment- Standard Lighting Control | Interruptible Rider | Retail Trade | MW of Load | 2023 | 0.040464
ENS | C&I Curtailment | C&I Curtailment- Advanced Lighting Control | Interruptible Rider | Miscellaneous | MW of Load | 2023 | 0.28517
ENS | C&I Curtailment | C&I Curtailment- Advanced Lighting Control | Interruptible Rider | Retail Trade | MW of Load | 2023 | 0.020232
ENS | C&I Curtailment | C&I Curtailment- Water Heating Control | Interruptible Rider | Miscellaneous | MW of Load | 2023 | 0.04503
ENS | C&I Curtailment | C&I Curtailment- Water Heating Control | Interruptible Rider | Retail Trade | MW of Load | 2023 | 0.0058586
ENS | C&I Curtailment | C&I Curtailment- Other | Interruptible Rider | Miscellaneous | MW of Load | 2023 | 0.81556
ENS | C&I Curtailment | C&I Curtailment- Other | Interruptible Rider | Retail Trade | MW of Load | 2023 | 0.06517
ENS | C&I Curtailment | C&I Curtailment- Industrial | Interruptible Rider | Manufacturing | MW of Load | 2023 | 1.6291
ENS | Dynamic Pricing | Dynamic Pricing with enabling tech. | Small Commercial | Manufacturing | MW of Load | 2023 | 0.36343
ENS | Dynamic Pricing | Dynamic Pricing with enabling tech. | Small Commercial | Miscellaneous | MW of Load | 2023 | 3.4877
ENS | Dynamic Pricing | Dynamic Pricing with enabling tech. | Small Commercial | Offices | MW of Load | 2023 | 2.7922
ENS | Dynamic Pricing | Dynamic Pricing with enabling tech. | Small Commercial | Retail Trade | MW of Load | 2023 | 6.5101
ENS | Dynamic Pricing | Dynamic Pricing with enabling tech. | Small Commercial | Services | MW of Load | 2023 | 7.8378
ENS | Dynamic Pricing | Dynamic Pricing w/o enabling tech. | Small Commercial | Manufacturing | MW of Load | 2023 | 0.02385
ENS | Dynamic Pricing | Dynamic Pricing w/o enabling tech. | Small Commercial | Miscellaneous | MW of Load | 2023 | 0.22888
ENS | Dynamic Pricing | Dynamic Pricing w/o enabling tech. | Small Commercial | Offices | MW of Load | 2023 | 0.18324
ENS | Dynamic Pricing | Dynamic Pricing w/o enabling tech. | Small Commercial | Retail Trade | MW of Load | 2023 | 0.42722
ENS | Dynamic Pricing | Dynamic Pricing w/o enabling tech. | Small Commercial | Services | MW of Load | 2023 | 0.51435
ENS | Dynamic Pricing | Dynamic Pricing with enabling tech. | Large Commercial | Offices | MW of Load | 2023 | 0.4574
ENS | Dynamic Pricing | Dynamic Pricing with enabling tech. | Large Commercial | Services | MW of Load | 2023 | 2.8549
ENS | Dynamic Pricing | Dynamic Pricing w/o enabling tech. | Large Commercial | Offices | MW of Load | 2023 | 0.24074
ENS | Dynamic Pricing | Dynamic Pricing w/o enabling tech. | Large Commercial | Services | MW of Load | 2023 | 1.5026
ENS | Dynamic Pricing | Dynamic Pricing with enabling tech. | Small Industrial | Manufacturing | MW of Load | 2023 | 0.49791
ENS | Dynamic Pricing | Dynamic Pricing with enabling tech. | Small Industrial | Miscellaneous | MW of Load | 2023 | 0.62637
ENS | Dynamic Pricing | Dynamic Pricing with enabling tech. | Small Industrial | Offices | MW of Load | 2023 | 0.03751
ENS | Dynamic Pricing | Dynamic Pricing with enabling tech. | Small Industrial | Retail Trade | MW of Load | 2023 | 0.10531
ENS | Dynamic Pricing | Dynamic Pricing with enabling tech. | Small Industrial | Services | MW of Load | 2023 | 0.13128
ENS | Dynamic Pricing | Dynamic Pricing w/o enabling tech. | Small Industrial | Manufacturing | MW of Load | 2023 | 0.032676
ENS | Dynamic Pricing | Dynamic Pricing w/o enabling tech. | Small Industrial | Miscellaneous | MW of Load | 2023 | 0.041106
ENS | Dynamic Pricing | Dynamic Pricing w/o enabling tech. | Small Industrial | Offices | MW of Load | 2023 | 0.0024616
ENS | Dynamic Pricing | Dynamic Pricing w/o enabling tech. | Small Industrial | Retail Trade | MW of Load | 2023 | 0.0069112
ENS | Dynamic Pricing | Dynamic Pricing w/o enabling tech. | Small Industrial | Services | MW of Load | 2023 | 0.0086156
ENS | Dynamic Pricing | Dynamic Pricing with enabling tech. | Large Industrial | Manufacturing | MW of Load | 2023 | 2.6272
ENS | Dynamic Pricing | Dynamic Pricing with enabling tech. | Large Industrial | Miscellaneous | MW of Load | 2023 | 1.0532
ENS | Dynamic Pricing | Dynamic Pricing with enabling tech. | Large Industrial | Offices | MW of Load | 2023 | 0.08534
ENS | Dynamic Pricing | Dynamic Pricing with enabling tech. | Large Industrial | Retail Trade | MW of Load | 2023 | 0.44805
ENS | Dynamic Pricing | Dynamic Pricing with enabling tech. | Large Industrial | Services | MW of Load | 2023 | 0.22161
ENS | Dynamic Pricing | Dynamic Pricing w/o enabling tech. | Large Industrial | Manufacturing | MW of Load | 2023 | 1.3827
ENS | Dynamic Pricing | Dynamic Pricing w/o enabling tech. | Large Industrial | Miscellaneous | MW of Load | 2023 | 0.55429
ENS | Dynamic Pricing | Dynamic Pricing w/o enabling tech. | Large Industrial | Offices | MW of Load | 2023 | 0.044916
ENS | Dynamic Pricing | Dynamic Pricing w/o enabling tech. | Large Industrial | Retail Trade | MW of Load | 2023 | 0.23582
ENS | Dynamic Pricing | Dynamic Pricing w/o enabling tech. | Large Industrial | Services | MW of Load | 2023 | 0.11663
ENS | Dynamic Pricing | Dynamic Pricing with enabling tech. | Interruptible Rider | Manufacturing | MW of Load | 2023 | 1.0834
ENS | Dynamic Pricing | Dynamic Pricing with enabling tech. | Interruptible Rider | Miscellaneous | MW of Load | 2023 | 2.1914
ENS | Dynamic Pricing | Dynamic Pricing with enabling tech. | Interruptible Rider | Retail Trade | MW of Load | 2023 | 0.12902
ENS | Dynamic Pricing | Dynamic Pricing w/o enabling tech. | Interruptible Rider | Manufacturing | MW of Load | 2023 | 0.5702
ENS | Dynamic Pricing | Dynamic Pricing w/o enabling tech. | Interruptible Rider | Miscellaneous | MW of Load | 2023 | 1.1533
ENS | Dynamic Pricing | Dynamic Pricing w/o enabling tech. | Interruptible Rider | Retail Trade | MW of Load | 2023 | 0.067905
ENS | Dynamic Pricing | Dynamic Pricing with enabling tech. | Residential | Residential LI | MW of Load | 2023 | 16.1071
ENS | Dynamic Pricing | Dynamic Pricing with enabling tech. | Residential | Residential Market Rate | MW of Load | 2023 | 100.1168
ENS | Dynamic Pricing | Dynamic Pricing w/o enabling tech. | Residential | Residential LI | MW of Load | 2023 | 11.6565
ENS | Dynamic Pricing | Dynamic Pricing w/o enabling tech. | Residential | Residential Market Rate | MW of Load | 2023 | 72.453
ENS | BTM Battery Control | BTM Battery Control | Small Commercial | Manufacturing | MW of Load | 2023 | 0.030141
ENS | BTM Battery Control | BTM Battery Control | Small Commercial | Miscellaneous | MW of Load | 2023 | 0.22211
ENS | BTM Battery Control | BTM Battery Control | Small Commercial | Offices | MW of Load | 2023 | 0.077052
ENS | BTM Battery Control | BTM Battery Control | Small Commercial | Retail Trade | MW of Load | 2023 | 0.13447
ENS | BTM Battery Control | BTM Battery Control | Small Commercial | Services | MW of Load | 2023 | 0.29268
ENS | BTM Battery Control | BTM Battery Control | Large Commercial | Offices | MW of Load | 2023 | 0.030911
ENS | BTM Battery Control | BTM Battery Control | Large Commercial | Services | MW of Load | 2023 | 0.16486
ENS | BTM Battery Control | BTM Battery Control | Small Industrial | Manufacturing | MW of Load | 2023 | 0.00074278
ENS | BTM Battery Control | BTM Battery Control | Small Industrial | Miscellaneous | MW of Load | 2023 | 0.0047988
ENS | BTM Battery Control | BTM Battery Control | Small Industrial | Offices | MW of Load | 2023 | 0.0018945
ENS | BTM Battery Control | BTM Battery Control | Small Industrial | Retail Trade | MW of Load | 2023 | 0.0032966
ENS | BTM Battery Control | BTM Battery Control | Small Industrial | Services | MW of Load | 2023 | 0.0071774
ENS | BTM Battery Control | BTM Battery Control | Large Industrial | Manufacturing | MW of Load | 2023 | 0.020237
ENS | BTM Battery Control | BTM Battery Control | Large Industrial | Miscellaneous | MW of Load | 2023 | 0.093827
ENS | BTM Battery Control | BTM Battery Control | Large Industrial | Offices | MW of Load | 2023 | 0.011038
ENS | BTM Battery Control | BTM Battery Control | Large Industrial | Retail Trade | MW of Load | 2023 | 0.055192
ENS | BTM Battery Control | BTM Battery Control | Large Industrial | Services | MW of Load | 2023 | 0.11958
ENS | BTM Battery Control | BTM Battery Control | Interruptible Rider | Manufacturing | MW of Load | 2023 | 0.027051
ENS | BTM Battery Control | BTM Battery Control | Interruptible Rider | Miscellaneous | MW of Load | 2023 | 0.072136
ENS | BTM Battery Control | BTM Battery Control | Interruptible Rider | Retail Trade | MW of Load | 2023 | 0.1082
ENS | BTM Battery Control | BTM Battery Control | Residential | Residential LI | MW of Load | 2023 | 0.82749
ENS | BTM Battery Control | BTM Battery Control | Residential | Residential Market Rate | MW of Load | 2023 | 5.1515
ENS | EV Charging Control | EV Charging Control | EV | EV | MW of Load | 2023 | 1.0991
ENS | Behavioral DR | Behavioral DR | Residential | Residential LI | MW of Load | 2023 | 3.0277
ENS | Behavioral DR | Behavioral DR | Residential | Residential Market Rate | MW of Load | 2023 | 18.819
ENS | DLC | DLC-Switch-Water Heating | Small Commercial | Miscellaneous | MW of Load | 2024 | 0.48722
ENS | DLC | DLC-Switch-Water Heating | Small Commercial | Offices | MW of Load | 2024 | 0.29495
ENS | DLC | DLC-Switch-Water Heating | Small Commercial | Retail Trade | MW of Load | 2024 | 1.6682
ENS | DLC | DLC-Switch-Water Heating | Small Commercial | Services | MW of Load | 2024 | 2.0075
ENS | DLC | DLC-Thermostat-HVAC | Small Commercial | Miscellaneous | MW of Load | 2024 | 8.5464
ENS | DLC | DLC-Thermostat-HVAC | Small Commercial | Offices | MW of Load | 2024 | 12.4776
ENS | DLC | DLC-Thermostat-HVAC | Small Commercial | Retail Trade | MW of Load | 2024 | 13.123
ENS | DLC | DLC-Thermostat-HVAC | Small Commercial | Services | MW of Load | 2024 | 15.7982
ENS | DLC | DLC-Switch-Water Heating | Small Industrial | Miscellaneous | MW of Load | 2024 | 0.098729
ENS | DLC | DLC-Switch-Water Heating | Small Industrial | Offices | MW of Load | 2024 | 0.0039514
ENS | DLC | DLC-Switch-Water Heating | Small Industrial | Retail Trade | MW of Load | 2024 | 0.026702
ENS | DLC | DLC-Switch-Water Heating | Small Industrial | Services | MW of Load | 2024 | 0.033287
ENS | DLC | DLC-Thermostat-HVAC | Small Industrial | Miscellaneous | MW of Load | 2024 | 1.7975
ENS | DLC | DLC-Thermostat-HVAC | Small Industrial | Offices | MW of Load | 2024 | 0.16961
ENS | DLC | DLC-Thermostat-HVAC | Small Industrial | Retail Trade | MW of Load | 2024 | 0.21589
ENS | DLC | DLC-Thermostat-HVAC | Small Industrial | Services | MW of Load | 2024 | 0.26913
ENS | DLC | DLC-Switch-Water Heating | Residential | Residential LI | MW of Load | 2024 | 19.6976
ENS | DLC | DLC-Switch-Water Heating | Residential | Residential Market Rate | MW of Load | 2024 | 122.6289
ENS | DLC | DLC-Thermostat-Heat Pump | Residential | Residential LI | MW of Load | 2024 | 7.9822
ENS | DLC | DLC-Thermostat-Heat Pump | Residential | Residential Market Rate | MW of Load | 2024 | 224.4784
ENS | DLC | DLC-Thermostat-Electric Furnace | Residential | Residential LI | MW of Load | 2024 | 67.687
ENS | DLC | DLC-Thermostat-Electric Furnace | Residential | Residential Market Rate | MW of Load | 2024 | 165.6051
ENS | C&I Curtailment | C&I Curtailment- Manual HVAC Control | Large Commercial | Offices | MW of Load | 2024 | 0.4749
ENS | C&I Curtailment | C&I Curtailment- Manual HVAC Control | Large Commercial | Services | MW of Load | 2024 | 1.3316
ENS | C&I Curtailment | C&I Curtailment- Auto-DR HVAC Control | Large Commercial | Offices | MW of Load | 2024 | 0.6959
ENS | C&I Curtailment | C&I Curtailment- Auto-DR HVAC Control | Large Commercial | Services | MW of Load | 2024 | 1.9512
ENS | C&I Curtailment | C&I Curtailment- Standard Lighting Control | Large Commercial | Offices | MW of Load | 2024 | 0.097645
ENS | C&I Curtailment | C&I Curtailment- Standard Lighting Control | Large Commercial | Services | MW of Load | 2024 | 0.83786
ENS | C&I Curtailment | C&I Curtailment- Advanced Lighting Control | Large Commercial | Offices | MW of Load | 2024 | 0.048823
ENS | C&I Curtailment | C&I Curtailment- Advanced Lighting Control | Large Commercial | Services | MW of Load | 2024 | 0.41893
ENS | C&I Curtailment | C&I Curtailment- Water Heating Control | Large Commercial | Offices | MW of Load | 2024 | 0.0089568
ENS | C&I Curtailment | C&I Curtailment- Water Heating Control | Large Commercial | Services | MW of Load | 2024 | 0.13282
ENS | C&I Curtailment | C&I Curtailment- Other | Large Commercial | Offices | MW of Load | 2024 | 0.16146
ENS | C&I Curtailment | C&I Curtailment- Other | Large Commercial | Services | MW of Load | 2024 | 1.4376
ENS | C&I Curtailment | C&I Curtailment- Manual HVAC Control | Large Industrial | Miscellaneous | MW of Load | 2024 | 0.62143
ENS | C&I Curtailment | C&I Curtailment- Manual HVAC Control | Large Industrial | Offices | MW of Load | 2024 | 0.091421
ENS | C&I Curtailment | C&I Curtailment- Manual HVAC Control | Large Industrial | Retail Trade | MW of Load | 2024 | 0.21734
ENS | C&I Curtailment | C&I Curtailment- Manual HVAC Control | Large Industrial | Services | MW of Load | 2024 | 0.1075
ENS | C&I Curtailment | C&I Curtailment- Auto-DR HVAC Control | Large Industrial | Miscellaneous | MW of Load | 2024 | 0.91062
ENS | C&I Curtailment | C&I Curtailment- Auto-DR HVAC Control | Large Industrial | Offices | MW of Load | 2024 | 0.13396
ENS | C&I Curtailment | C&I Curtailment- Auto-DR HVAC Control | Large Industrial | Retail Trade | MW of Load | 2024 | 0.31849
ENS | C&I Curtailment | C&I Curtailment- Auto-DR HVAC Control | Large Industrial | Services | MW of Load | 2024 | 0.15752
ENS | C&I Curtailment | C&I Curtailment- Standard Lighting Control | Large Industrial | Miscellaneous | MW of Load | 2024 | 0.41066
ENS | C&I Curtailment | C&I Curtailment- Standard Lighting Control | Large Industrial | Offices | MW of Load | 2024 | 0.019538
ENS | C&I Curtailment | C&I Curtailment- Standard Lighting Control | Large Industrial | Retail Trade | MW of Load | 2024 | 0.13676
ENS | C&I Curtailment | C&I Curtailment- Standard Lighting Control | Large Industrial | Services | MW of Load | 2024 | 0.06764
ENS | C&I Curtailment | C&I Curtailment- Advanced Lighting Control | Large Industrial | Miscellaneous | MW of Load | 2024 | 0.20533
ENS | C&I Curtailment | C&I Curtailment- Advanced Lighting Control | Large Industrial | Offices | MW of Load | 2024 | 0.009769
ENS | C&I Curtailment | C&I Curtailment- Advanced Lighting Control | Large Industrial | Retail Trade | MW of Load | 2024 | 0.068379
ENS | C&I Curtailment | C&I Curtailment- Advanced Lighting Control | Large Industrial | Services | MW of Load | 2024 | 0.03382
ENS | C&I Curtailment | C&I Curtailment- Water Heating Control | Large Industrial | Miscellaneous | MW of Load | 2024 | 0.022719
ENS | C&I Curtailment | C&I Curtailment- Water Heating Control | Large Industrial | Offices | MW of Load | 2024 | 0.0016611
ENS | C&I Curtailment | C&I Curtailment- Water Heating Control | Large Industrial | Retail Trade | MW of Load | 2024 | 0.021679
ENS | C&I Curtailment | C&I Curtailment- Water Heating Control | Large Industrial | Services | MW of Load | 2024 | 0.010723
ENS | C&I Curtailment | C&I Curtailment- Other | Large Industrial | Miscellaneous | MW of Load | 2024 | 0.49167
ENS | C&I Curtailment | C&I Curtailment- Other | Large Industrial | Offices | MW of Load | 2024 | 0.031595
ENS | C&I Curtailment | C&I Curtailment- Other | Large Industrial | Retail Trade | MW of Load | 2024 | 0.23465
ENS | C&I Curtailment | C&I Curtailment- Other | Large Industrial | Services | MW of Load | 2024 | 0.11606
ENS | C&I Curtailment | C&I Curtailment- Industrial | Large Industrial | Manufacturing | MW of Load | 2024 | 3.9731
ENS | C&I Curtailment | C&I Curtailment- Manual HVAC Control | Interruptible Rider | Miscellaneous | MW of Load | 2024 | 2.1025
ENS | C&I Curtailment | C&I Curtailment- Manual HVAC Control | Interruptible Rider | Retail Trade | MW of Load | 2024 | 0.060532
ENS | C&I Curtailment | C&I Curtailment- Auto-DR HVAC Control | Interruptible Rider | Miscellaneous | MW of Load | 2024 | 3.0809
ENS | C&I Curtailment | C&I Curtailment- Auto-DR HVAC Control | Interruptible Rider | Retail Trade | MW of Load | 2024 | 0.088701
ENS | C&I Curtailment | C&I Curtailment- Standard Lighting Control | Interruptible Rider | Miscellaneous | MW of Load | 2024 | 0.55409
ENS | C&I Curtailment | C&I Curtailment- Standard Lighting Control | Interruptible Rider | Retail Trade | MW of Load | 2024 | 0.039517
ENS | C&I Curtailment | C&I Curtailment- Advanced Lighting Control | Interruptible Rider | Miscellaneous | MW of Load | 2024 | 0.27704
ENS | C&I Curtailment | C&I Curtailment- Advanced Lighting Control | Interruptible Rider | Retail Trade | MW of Load | 2024 | 0.019759
ENS | C&I Curtailment | C&I Curtailment- Water Heating Control | Interruptible Rider | Miscellaneous | MW of Load | 2024 | 0.044937
ENS | C&I Curtailment | C&I Curtailment- Water Heating Control | Interruptible Rider | Retail Trade | MW of Load | 2024 | 0.0058622
ENS | C&I Curtailment | C&I Curtailment- Other | Interruptible Rider | Miscellaneous | MW of Load | 2024 | 0.81297
ENS | C&I Curtailment | C&I Curtailment- Other | Interruptible Rider | Retail Trade | MW of Load | 2024 | 0.065074
ENS | C&I Curtailment | C&I Curtailment- Industrial | Interruptible Rider | Manufacturing | MW of Load | 2024 | 1.6024
ENS | Dynamic Pricing | Dynamic Pricing with enabling tech. | Small Commercial | Manufacturing | MW of Load | 2024 | 0.35453
ENS | Dynamic Pricing | Dynamic Pricing with enabling tech. | Small Commercial | Miscellaneous | MW of Load | 2024 | 3.4374
ENS | Dynamic Pricing | Dynamic Pricing with enabling tech. | Small Commercial | Offices | MW of Load | 2024 | 2.7511
ENS | Dynamic Pricing | Dynamic Pricing with enabling tech. | Small Commercial | Retail Trade | MW of Load | 2024 | 6.4021
ENS | Dynamic Pricing | Dynamic Pricing with enabling tech. | Small Commercial | Services | MW of Load | 2024 | 7.7073
ENS | Dynamic Pricing | Dynamic Pricing w/o enabling tech. | Small Commercial | Manufacturing | MW of Load | 2024 | 0.023266
ENS | Dynamic Pricing | Dynamic Pricing w/o enabling tech. | Small Commercial | Miscellaneous | MW of Load | 2024 | 0.22558
ENS | Dynamic Pricing | Dynamic Pricing w/o enabling tech. | Small Commercial | Offices | MW of Load | 2024 | 0.18054
ENS | Dynamic Pricing | Dynamic Pricing w/o enabling tech. | Small Commercial | Retail Trade | MW of Load | 2024 | 0.42014
ENS | Dynamic Pricing | Dynamic Pricing w/o enabling tech. | Small Commercial | Services | MW of Load | 2024 | 0.50579
ENS | Dynamic Pricing | Dynamic Pricing with enabling tech. | Large Commercial | Offices | MW of Load | 2024 | 0.45185
ENS | Dynamic Pricing | Dynamic Pricing with enabling tech. | Large Commercial | Services | MW of Load | 2024 | 2.8186
ENS | Dynamic Pricing | Dynamic Pricing w/o enabling tech. | Large Commercial | Offices | MW of Load | 2024 | 0.23781
ENS | Dynamic Pricing | Dynamic Pricing w/o enabling tech. | Large Commercial | Services | MW of Load | 2024 | 1.4835
ENS | Dynamic Pricing | Dynamic Pricing with enabling tech. | Small Industrial | Manufacturing | MW of Load | 2024 | 0.49315
ENS | Dynamic Pricing | Dynamic Pricing with enabling tech. | Small Industrial | Miscellaneous | MW of Load | 2024 | 0.62567
ENS | Dynamic Pricing | Dynamic Pricing with enabling tech. | Small Industrial | Offices | MW of Load | 2024 | 0.037559
ENS | Dynamic Pricing | Dynamic Pricing with enabling tech. | Small Industrial | Retail Trade | MW of Load | 2024 | 0.10542
ENS | Dynamic Pricing | Dynamic Pricing with enabling tech. | Small Industrial | Services | MW of Load | 2024 | 0.13141
ENS | Dynamic Pricing | Dynamic Pricing w/o enabling tech. | Small Industrial | Manufacturing | MW of Load | 2024 | 0.032363
ENS | Dynamic Pricing | Dynamic Pricing w/o enabling tech. | Small Industrial | Miscellaneous | MW of Load | 2024 | 0.041059
ENS | Dynamic Pricing | Dynamic Pricing w/o enabling tech. | Small Industrial | Offices | MW of Load | 2024 | 0.0024648
ENS | Dynamic Pricing | Dynamic Pricing w/o enabling tech. | Small Industrial | Retail Trade | MW of Load | 2024 | 0.006918
ENS | Dynamic Pricing | Dynamic Pricing w/o enabling tech. | Small Industrial | Services | MW of Load | 2024 | 0.0086241
ENS | Dynamic Pricing | Dynamic Pricing with enabling tech. | Large Industrial | Manufacturing | MW of Load | 2024 | 2.6421
ENS | Dynamic Pricing | Dynamic Pricing with enabling tech. | Large Industrial | Miscellaneous | MW of Load | 2024 | 1.074
ENS | Dynamic Pricing | Dynamic Pricing with enabling tech. | Large Industrial | Offices | MW of Load | 2024 | 0.087928
ENS | Dynamic Pricing | Dynamic Pricing with enabling tech. | Large Industrial | Retail Trade | MW of Load | 2024 | 0.46006
ENS | Dynamic Pricing | Dynamic Pricing with enabling tech. | Large Industrial | Services | MW of Load | 2024 | 0.22754
ENS | Dynamic Pricing | Dynamic Pricing w/o enabling tech. | Large Industrial | Manufacturing | MW of Load | 2024 | 1.3906
ENS | Dynamic Pricing | Dynamic Pricing w/o enabling tech. | Large Industrial | Miscellaneous | MW of Load | 2024 | 0.56526
ENS | Dynamic Pricing | Dynamic Pricing w/o enabling tech. | Large Industrial | Offices | MW of Load | 2024 | 0.046278
ENS | Dynamic Pricing | Dynamic Pricing w/o enabling tech. | Large Industrial | Retail Trade | MW of Load | 2024 | 0.24214
ENS | Dynamic Pricing | Dynamic Pricing w/o enabling tech. | Large Industrial | Services | MW of Load | 2024 | 0.11976
ENS | Dynamic Pricing | Dynamic Pricing with enabling tech. | Interruptible Rider | Manufacturing | MW of Load | 2024 | 1.0656
ENS | Dynamic Pricing | Dynamic Pricing with enabling tech. | Interruptible Rider | Miscellaneous | MW of Load | 2024 | 2.1784
ENS | Dynamic Pricing | Dynamic Pricing with enabling tech. | Interruptible Rider | Retail Trade | MW of Load | 2024 | 0.12825
ENS | Dynamic Pricing | Dynamic Pricing w/o enabling tech. | Interruptible Rider | Manufacturing | MW of Load | 2024 | 0.56085
ENS | Dynamic Pricing | Dynamic Pricing w/o enabling tech. | Interruptible Rider | Miscellaneous | MW of Load | 2024 | 1.1465
ENS | Dynamic Pricing | Dynamic Pricing w/o enabling tech. | Interruptible Rider | Retail Trade | MW of Load | 2024 | 0.067502
ENS | Dynamic Pricing | Dynamic Pricing with enabling tech. | Residential | Residential LI | MW of Load | 2024 | 16.2148
ENS | Dynamic Pricing | Dynamic Pricing with enabling tech. | Residential | Residential Market Rate | MW of Load | 2024 | 100.8436
ENS | Dynamic Pricing | Dynamic Pricing w/o enabling tech. | Residential | Residential LI | MW of Load | 2024 | 11.7344
ENS | Dynamic Pricing | Dynamic Pricing w/o enabling tech. | Residential | Residential Market Rate | MW of Load | 2024 | 72.9789
ENS | BTM Battery Control | BTM Battery Control | Small Commercial | Manufacturing | MW of Load | 2024 | 0.046029
ENS | BTM Battery Control | BTM Battery Control | Small Commercial | Miscellaneous | MW of Load | 2024 | 0.33933
ENS | BTM Battery Control | BTM Battery Control | Small Commercial | Offices | MW of Load | 2024 | 0.11767
ENS | BTM Battery Control | BTM Battery Control | Small Commercial | Retail Trade | MW of Load | 2024 | 0.20532
ENS | BTM Battery Control | BTM Battery Control | Small Commercial | Services | MW of Load | 2024 | 0.44692
ENS | BTM Battery Control | BTM Battery Control | Large Commercial | Offices | MW of Load | 2024 | 0.047204
ENS | BTM Battery Control | BTM Battery Control | Large Commercial | Services | MW of Load | 2024 | 0.25176
ENS | BTM Battery Control | BTM Battery Control | Small Industrial | Manufacturing | MW of Load | 2024 | 0.0011343
ENS | BTM Battery Control | BTM Battery Control | Small Industrial | Miscellaneous | MW of Load | 2024 | 0.0073283
ENS | BTM Battery Control | BTM Battery Control | Small Industrial | Offices | MW of Load | 2024 | 0.0028931
ENS | BTM Battery Control | BTM Battery Control | Small Industrial | Retail Trade | MW of Load | 2024 | 0.0050342
ENS | BTM Battery Control | BTM Battery Control | Small Industrial | Services | MW of Load | 2024 | 0.010961
ENS | BTM Battery Control | BTM Battery Control | Large Industrial | Manufacturing | MW of Load | 2024 | 0.030904
ENS | BTM Battery Control | BTM Battery Control | Large Industrial | Miscellaneous | MW of Load | 2024 | 0.14328
ENS | BTM Battery Control | BTM Battery Control | Large Industrial | Offices | MW of Load | 2024 | 0.016857
ENS | BTM Battery Control | BTM Battery Control | Large Industrial | Retail Trade | MW of Load | 2024 | 0.084284
ENS | BTM Battery Control | BTM Battery Control | Large Industrial | Services | MW of Load | 2024 | 0.18262
ENS | BTM Battery Control | BTM Battery Control | Interruptible Rider | Manufacturing | MW of Load | 2024 | 0.04131
ENS | BTM Battery Control | BTM Battery Control | Interruptible Rider | Miscellaneous | MW of Load | 2024 | 0.11016
ENS | BTM Battery Control | BTM Battery Control | Interruptible Rider | Retail Trade | MW of Load | 2024 | 0.16524
ENS | BTM Battery Control | BTM Battery Control | Residential | Residential LI | MW of Load | 2024 | 1.2699
ENS | BTM Battery Control | BTM Battery Control | Residential | Residential Market Rate | MW of Load | 2024 | 7.9055
ENS | EV Charging Control | EV Charging Control | EV | EV | MW of Load | 2024 | 1.4675
ENS | Behavioral DR | Behavioral DR | Residential | Residential LI | MW of Load | 2024 | 3.0479
ENS | Behavioral DR | Behavioral DR | Residential | Residential Market Rate | MW of Load | 2024 | 18.9556
ENS | DLC | DLC-Switch-Water Heating | Small Commercial | Miscellaneous | MW of Load | 2025 | 0.48474
ENS | DLC | DLC-Switch-Water Heating | Small Commercial | Offices | MW of Load | 2025 | 0.29259
ENS | DLC | DLC-Switch-Water Heating | Small Commercial | Retail Trade | MW of Load | 2025 | 1.6615
ENS | DLC | DLC-Switch-Water Heating | Small Commercial | Services | MW of Load | 2025 | 1.9991
ENS | DLC | DLC-Thermostat-HVAC | Small Commercial | Miscellaneous | MW of Load | 2025 | 8.3813
ENS | DLC | DLC-Thermostat-HVAC | Small Commercial | Offices | MW of Load | 2025 | 12.3149
ENS | DLC | DLC-Thermostat-HVAC | Small Commercial | Retail Trade | MW of Load | 2025 | 12.8136
ENS | DLC | DLC-Thermostat-HVAC | Small Commercial | Services | MW of Load | 2025 | 15.4256
ENS | DLC | DLC-Switch-Water Heating | Small Industrial | Miscellaneous | MW of Load | 2025 | 0.099512
ENS | DLC | DLC-Switch-Water Heating | Small Industrial | Offices | MW of Load | 2025 | 0.0039678
ENS | DLC | DLC-Switch-Water Heating | Small Industrial | Retail Trade | MW of Load | 2025 | 0.026905
ENS | DLC | DLC-Switch-Water Heating | Small Industrial | Services | MW of Load | 2025 | 0.03354
ENS | DLC | DLC-Thermostat-HVAC | Small Industrial | Miscellaneous | MW of Load | 2025 | 1.7919
ENS | DLC | DLC-Thermostat-HVAC | Small Industrial | Offices | MW of Load | 2025 | 0.17007
ENS | DLC | DLC-Thermostat-HVAC | Small Industrial | Retail Trade | MW of Load | 2025 | 0.21472
ENS | DLC | DLC-Thermostat-HVAC | Small Industrial | Services | MW of Load | 2025 | 0.26767
ENS | DLC | DLC-Switch-Water Heating | Residential | Residential LI | MW of Load | 2025 | 19.7151
ENS | DLC | DLC-Switch-Water Heating | Residential | Residential Market Rate | MW of Load | 2025 | 122.6921
ENS | DLC | DLC-Thermostat-Heat Pump | Residential | Residential LI | MW of Load | 2025 | 9.3674
ENS | DLC | DLC-Thermostat-Heat Pump | Residential | Residential Market Rate | MW of Load | 2025 | 232.6526
ENS | DLC | DLC-Thermostat-Electric Furnace | Residential | Residential LI | MW of Load | 2025 | 67.5745
ENS | DLC | DLC-Thermostat-Electric Furnace | Residential | Residential Market Rate | MW of Load | 2025 | 163.4932
ENS | C&I Curtailment | C&I Curtailment- Manual HVAC Control | Large Commercial | Offices | MW of Load | 2025 | 0.42974
ENS | C&I Curtailment | C&I Curtailment- Manual HVAC Control | Large Commercial | Services | MW of Load | 2025 | 1.192
ENS | C&I Curtailment | C&I Curtailment- Auto-DR HVAC Control | Large Commercial | Offices | MW of Load | 2025 | 0.76034
ENS | C&I Curtailment | C&I Curtailment- Auto-DR HVAC Control | Large Commercial | Services | MW of Load | 2025 | 2.1091
ENS | C&I Curtailment | C&I Curtailment- Standard Lighting Control | Large Commercial | Offices | MW of Load | 2025 | 0.09344
ENS | C&I Curtailment | C&I Curtailment- Standard Lighting Control | Large Commercial | Services | MW of Load | 2025 | 0.80809
ENS | C&I Curtailment | C&I Curtailment- Advanced Lighting Control | Large Commercial | Offices | MW of Load | 2025 | 0.04672
ENS | C&I Curtailment | C&I Curtailment- Advanced Lighting Control | Large Commercial | Services | MW of Load | 2025 | 0.40405
ENS | C&I Curtailment | C&I Curtailment- Water Heating Control | Large Commercial | Offices | MW of Load | 2025 | 0.0089735
ENS | C&I Curtailment | C&I Curtailment- Water Heating Control | Large Commercial | Services | MW of Load | 2025 | 0.13311
ENS | C&I Curtailment | C&I Curtailment- Other | Large Commercial | Offices | MW of Load | 2025 | 0.16002
ENS | C&I Curtailment | C&I Curtailment- Other | Large Commercial | Services | MW of Load | 2025 | 1.4291
ENS | C&I Curtailment | C&I Curtailment- Manual HVAC Control | Large Industrial | Miscellaneous | MW of Load | 2025 | 0.57162
ENS | C&I Curtailment | C&I Curtailment- Manual HVAC Control | Large Industrial | Offices | MW of Load | 2025 | 0.084974
ENS | C&I Curtailment | C&I Curtailment- Manual HVAC Control | Large Industrial | Retail Trade | MW of Load | 2025 | 0.1998
ENS | C&I Curtailment | C&I Curtailment- Manual HVAC Control | Large Industrial | Services | MW of Load | 2025 | 0.09882
ENS | C&I Curtailment | C&I Curtailment- Auto-DR HVAC Control | Large Industrial | Miscellaneous | MW of Load | 2025 | 1.0114
ENS | C&I Curtailment | C&I Curtailment- Auto-DR HVAC Control | Large Industrial | Offices | MW of Load | 2025 | 0.15035
ENS | C&I Curtailment | C&I Curtailment- Auto-DR HVAC Control | Large Industrial | Retail Trade | MW of Load | 2025 | 0.3535
ENS | C&I Curtailment | C&I Curtailment- Auto-DR HVAC Control | Large Industrial | Services | MW of Load | 2025 | 0.17484
ENS | C&I Curtailment | C&I Curtailment- Standard Lighting Control | Large Industrial | Miscellaneous | MW of Load | 2025 | 0.40911
ENS | C&I Curtailment | C&I Curtailment- Standard Lighting Control | Large Industrial | Offices | MW of Load | 2025 | 0.019412
ENS | C&I Curtailment | C&I Curtailment- Standard Lighting Control | Large Industrial | Retail Trade | MW of Load | 2025 | 0.13545
ENS | C&I Curtailment | C&I Curtailment- Standard Lighting Control | Large Industrial | Services | MW of Load | 2025 | 0.066991
ENS | C&I Curtailment | C&I Curtailment- Advanced Lighting Control | Large Industrial | Miscellaneous | MW of Load | 2025 | 0.20456
ENS | C&I Curtailment | C&I Curtailment- Advanced Lighting Control | Large Industrial | Offices | MW of Load | 2025 | 0.0097061
ENS | C&I Curtailment | C&I Curtailment- Advanced Lighting Control | Large Industrial | Retail Trade | MW of Load | 2025 | 0.067723
ENS | C&I Curtailment | C&I Curtailment- Advanced Lighting Control | Large Industrial | Services | MW of Load | 2025 | 0.033496
ENS | C&I Curtailment | C&I Curtailment- Water Heating Control | Large Industrial | Miscellaneous | MW of Load | 2025 | 0.023073
ENS | C&I Curtailment | C&I Curtailment- Water Heating Control | Large Industrial | Offices | MW of Load | 2025 | 0.0016956
ENS | C&I Curtailment | C&I Curtailment- Water Heating Control | Large Industrial | Retail Trade | MW of Load | 2025 | 0.022311
ENS | C&I Curtailment | C&I Curtailment- Water Heating Control | Large Industrial | Services | MW of Load | 2025 | 0.011035
ENS | C&I Curtailment | C&I Curtailment- Other | Large Industrial | Miscellaneous | MW of Load | 2025 | 0.49906
ENS | C&I Curtailment | C&I Curtailment- Other | Large Industrial | Offices | MW of Load | 2025 | 0.032293
ENS | C&I Curtailment | C&I Curtailment- Other | Large Industrial | Retail Trade | MW of Load | 2025 | 0.23954
ENS | C&I Curtailment | C&I Curtailment- Other | Large Industrial | Services | MW of Load | 2025 | 0.11848
ENS | C&I Curtailment | C&I Curtailment- Industrial | Large Industrial | Manufacturing | MW of Load | 2025 | 3.9712
ENS | C&I Curtailment | C&I Curtailment- Manual HVAC Control | Interruptible Rider | Miscellaneous | MW of Load | 2025 | 1.9088
ENS | C&I Curtailment | C&I Curtailment- Manual HVAC Control | Interruptible Rider | Retail Trade | MW of Load | 2025 | 0.054519
ENS | C&I Curtailment | C&I Curtailment- Auto-DR HVAC Control | Interruptible Rider | Miscellaneous | MW of Load | 2025 | 3.3774
ENS | C&I Curtailment | C&I Curtailment- Auto-DR HVAC Control | Interruptible Rider | Retail Trade | MW of Load | 2025 | 0.096462
ENS | C&I Curtailment | C&I Curtailment- Standard Lighting Control | Interruptible Rider | Miscellaneous | MW of Load | 2025 | 0.53871
ENS | C&I Curtailment | C&I Curtailment- Standard Lighting Control | Interruptible Rider | Retail Trade | MW of Load | 2025 | 0.03862
ENS | C&I Curtailment | C&I Curtailment- Advanced Lighting Control | Interruptible Rider | Miscellaneous | MW of Load | 2025 | 0.26936
ENS | C&I Curtailment | C&I Curtailment- Advanced Lighting Control | Interruptible Rider | Retail Trade | MW of Load | 2025 | 0.01931
ENS | C&I Curtailment | C&I Curtailment- Water Heating Control | Interruptible Rider | Miscellaneous | MW of Load | 2025 | 0.044863
ENS | C&I Curtailment | C&I Curtailment- Water Heating Control | Interruptible Rider | Retail Trade | MW of Load | 2025 | 0.0058681
ENS | C&I Curtailment | C&I Curtailment- Other | Interruptible Rider | Miscellaneous | MW of Load | 2025 | 0.81095
ENS | C&I Curtailment | C&I Curtailment- Other | Interruptible Rider | Retail Trade | MW of Load | 2025 | 0.065019
ENS | C&I Curtailment | C&I Curtailment- Industrial | Interruptible Rider | Manufacturing | MW of Load | 2025 | 1.5783
ENS | Dynamic Pricing | Dynamic Pricing with enabling tech. | Small Commercial | Manufacturing | MW of Load | 2025 | 0.34596
ENS | Dynamic Pricing | Dynamic Pricing with enabling tech. | Small Commercial | Miscellaneous | MW of Load | 2025 | 3.3842
ENS | Dynamic Pricing | Dynamic Pricing with enabling tech. | Small Commercial | Offices | MW of Load | 2025 | 2.7089
ENS | Dynamic Pricing | Dynamic Pricing with enabling tech. | Small Commercial | Retail Trade | MW of Load | 2025 | 6.2921
ENS | Dynamic Pricing | Dynamic Pricing with enabling tech. | Small Commercial | Services | MW of Load | 2025 | 7.5749
ENS | Dynamic Pricing | Dynamic Pricing w/o enabling tech. | Small Commercial | Manufacturing | MW of Load | 2025 | 0.022703
ENS | Dynamic Pricing | Dynamic Pricing w/o enabling tech. | Small Commercial | Miscellaneous | MW of Load | 2025 | 0.22209
ENS | Dynamic Pricing | Dynamic Pricing w/o enabling tech. | Small Commercial | Offices | MW of Load | 2025 | 0.17777
ENS | Dynamic Pricing | Dynamic Pricing w/o enabling tech. | Small Commercial | Retail Trade | MW of Load | 2025 | 0.41292
ENS | Dynamic Pricing | Dynamic Pricing w/o enabling tech. | Small Commercial | Services | MW of Load | 2025 | 0.4971
ENS | Dynamic Pricing | Dynamic Pricing with enabling tech. | Large Commercial | Offices | MW of Load | 2025 | 0.4469
ENS | Dynamic Pricing | Dynamic Pricing with enabling tech. | Large Commercial | Services | MW of Load | 2025 | 2.7862
ENS | Dynamic Pricing | Dynamic Pricing w/o enabling tech. | Large Commercial | Offices | MW of Load | 2025 | 0.23521
ENS | Dynamic Pricing | Dynamic Pricing w/o enabling tech. | Large Commercial | Services | MW of Load | 2025 | 1.4664
ENS | Dynamic Pricing | Dynamic Pricing with enabling tech. | Small Industrial | Manufacturing | MW of Load | 2025 | 0.48892
ENS | Dynamic Pricing | Dynamic Pricing with enabling tech. | Small Industrial | Miscellaneous | MW of Load | 2025 | 0.62519
ENS | Dynamic Pricing | Dynamic Pricing with enabling tech. | Small Industrial | Offices | MW of Load | 2025 | 0.03761
ENS | Dynamic Pricing | Dynamic Pricing with enabling tech. | Small Industrial | Retail Trade | MW of Load | 2025 | 0.10552
ENS | Dynamic Pricing | Dynamic Pricing with enabling tech. | Small Industrial | Services | MW of Load | 2025 | 0.13155
ENS | Dynamic Pricing | Dynamic Pricing w/o enabling tech. | Small Industrial | Manufacturing | MW of Load | 2025 | 0.032085
ENS | Dynamic Pricing | Dynamic Pricing w/o enabling tech. | Small Industrial | Miscellaneous | MW of Load | 2025 | 0.041028
ENS | Dynamic Pricing | Dynamic Pricing w/o enabling tech. | Small Industrial | Offices | MW of Load | 2025 | 0.0024682
ENS | Dynamic Pricing | Dynamic Pricing w/o enabling tech. | Small Industrial | Retail Trade | MW of Load | 2025 | 0.006925
ENS | Dynamic Pricing | Dynamic Pricing w/o enabling tech. | Small Industrial | Services | MW of Load | 2025 | 0.0086327
ENS | Dynamic Pricing | Dynamic Pricing with enabling tech. | Large Industrial | Manufacturing | MW of Load | 2025 | 2.6409
ENS | Dynamic Pricing | Dynamic Pricing with enabling tech. | Large Industrial | Miscellaneous | MW of Load | 2025 | 1.0857
ENS | Dynamic Pricing | Dynamic Pricing with enabling tech. | Large Industrial | Offices | MW of Load | 2025 | 0.089567
ENS | Dynamic Pricing | Dynamic Pricing with enabling tech. | Large Industrial | Retail Trade | MW of Load | 2025 | 0.467
ENS | Dynamic Pricing | Dynamic Pricing with enabling tech. | Large Industrial | Services | MW of Load | 2025 | 0.23098
ENS | Dynamic Pricing | Dynamic Pricing w/o enabling tech. | Large Industrial | Manufacturing | MW of Load | 2025 | 1.3899
ENS | Dynamic Pricing | Dynamic Pricing w/o enabling tech. | Large Industrial | Miscellaneous | MW of Load | 2025 | 0.57141
ENS | Dynamic Pricing | Dynamic Pricing w/o enabling tech. | Large Industrial | Offices | MW of Load | 2025 | 0.047141
ENS | Dynamic Pricing | Dynamic Pricing w/o enabling tech. | Large Industrial | Retail Trade | MW of Load | 2025 | 0.24579
ENS | Dynamic Pricing | Dynamic Pricing w/o enabling tech. | Large Industrial | Services | MW of Load | 2025 | 0.12157
ENS | Dynamic Pricing | Dynamic Pricing with enabling tech. | Interruptible Rider | Manufacturing | MW of Load | 2025 | 1.0495
ENS | Dynamic Pricing | Dynamic Pricing with enabling tech. | Interruptible Rider | Miscellaneous | MW of Load | 2025 | 2.1664
ENS | Dynamic Pricing | Dynamic Pricing with enabling tech. | Interruptible Rider | Retail Trade | MW of Load | 2025 | 0.12754
ENS | Dynamic Pricing | Dynamic Pricing w/o enabling tech. | Interruptible Rider | Manufacturing | MW of Load | 2025 | 0.55239
ENS | Dynamic Pricing | Dynamic Pricing w/o enabling tech. | Interruptible Rider | Miscellaneous | MW of Load | 2025 | 1.1402
ENS | Dynamic Pricing | Dynamic Pricing w/o enabling tech. | Interruptible Rider | Retail Trade | MW of Load | 2025 | 0.067128
ENS | Dynamic Pricing | Dynamic Pricing with enabling tech. | Residential | Residential LI | MW of Load | 2025 | 16.163
ENS | Dynamic Pricing | Dynamic Pricing with enabling tech. | Residential | Residential Market Rate | MW of Load | 2025 | 100.5906
ENS | Dynamic Pricing | Dynamic Pricing w/o enabling tech. | Residential | Residential LI | MW of Load | 2025 | 11.6969
ENS | Dynamic Pricing | Dynamic Pricing w/o enabling tech. | Residential | Residential Market Rate | MW of Load | 2025 | 72.7958
ENS | BTM Battery Control | BTM Battery Control | Small Commercial | Manufacturing | MW of Load | 2025 | 0.063617
ENS | BTM Battery Control | BTM Battery Control | Small Commercial | Miscellaneous | MW of Load | 2025 | 0.46982
ENS | BTM Battery Control | BTM Battery Control | Small Commercial | Offices | MW of Load | 2025 | 0.1628
ENS | BTM Battery Control | BTM Battery Control | Small Commercial | Retail Trade | MW of Load | 2025 | 0.28411
ENS | BTM Battery Control | BTM Battery Control | Small Commercial | Services | MW of Load | 2025 | 0.61847
ENS | BTM Battery Control | BTM Battery Control | Large Commercial | Offices | MW of Load | 2025 | 0.065328
ENS | BTM Battery Control | BTM Battery Control | Large Commercial | Services | MW of Load | 2025 | 0.34841
ENS | BTM Battery Control | BTM Battery Control | Small Industrial | Manufacturing | MW of Load | 2025 | 0.0015698
ENS | BTM Battery Control | BTM Battery Control | Small Industrial | Miscellaneous | MW of Load | 2025 | 0.010142
ENS | BTM Battery Control | BTM Battery Control | Small Industrial | Offices | MW of Load | 2025 | 0.0040038
ENS | BTM Battery Control | BTM Battery Control | Small Industrial | Retail Trade | MW of Load | 2025 | 0.006967
ENS | BTM Battery Control | BTM Battery Control | Small Industrial | Services | MW of Load | 2025 | 0.015169
ENS | BTM Battery Control | BTM Battery Control | Large Industrial | Manufacturing | MW of Load | 2025 | 0.042769
ENS | BTM Battery Control | BTM Battery Control | Large Industrial | Miscellaneous | MW of Load | 2025 | 0.19829
ENS | BTM Battery Control | BTM Battery Control | Large Industrial | Offices | MW of Load | 2025 | 0.023329
ENS | BTM Battery Control | BTM Battery Control | Large Industrial | Retail Trade | MW of Load | 2025 | 0.11664
ENS | BTM Battery Control | BTM Battery Control | Large Industrial | Services | MW of Load | 2025 | 0.25273
ENS | BTM Battery Control | BTM Battery Control | Interruptible Rider | Manufacturing | MW of Load | 2025 | 0.05717
ENS | BTM Battery Control | BTM Battery Control | Interruptible Rider | Miscellaneous | MW of Load | 2025 | 0.15245
ENS | BTM Battery Control | BTM Battery Control | Interruptible Rider | Retail Trade | MW of Load | 2025 | 0.22868
ENS | BTM Battery Control | BTM Battery Control | Residential | Residential LI | MW of Load | 2025 | 1.7661
ENS | BTM Battery Control | BTM Battery Control | Residential | Residential Market Rate | MW of Load | 2025 | 10.9945
ENS | EV Charging Control | EV Charging Control | EV | EV | MW of Load | 2025 | 1.95
ENS | Behavioral DR | Behavioral DR | Residential | Residential LI | MW of Load | 2025 | 3.0382
ENS | Behavioral DR | Behavioral DR | Residential | Residential Market Rate | MW of Load | 2025 | 18.908
ENS | DLC | DLC-Switch-Water Heating | Small Commercial | Miscellaneous | MW of Load | 2026 | 0.48438
ENS | DLC | DLC-Switch-Water Heating | Small Commercial | Offices | MW of Load | 2026 | 0.29182
ENS | DLC | DLC-Switch-Water Heating | Small Commercial | Retail Trade | MW of Load | 2026 | 1.6649
ENS | DLC | DLC-Switch-Water Heating | Small Commercial | Services | MW of Load | 2026 | 2.0028
ENS | DLC | DLC-Thermostat-HVAC | Small Commercial | Miscellaneous | MW of Load | 2026 | 8.2356
ENS | DLC | DLC-Thermostat-HVAC | Small Commercial | Offices | MW of Load | 2026 | 12.2048
ENS | DLC | DLC-Thermostat-HVAC | Small Commercial | Retail Trade | MW of Load | 2026 | 12.5224
ENS | DLC | DLC-Thermostat-HVAC | Small Commercial | Services | MW of Load | 2026 | 15.0735
ENS | DLC | DLC-Switch-Water Heating | Small Industrial | Miscellaneous | MW of Load | 2026 | 0.1003
ENS | DLC | DLC-Switch-Water Heating | Small Industrial | Offices | MW of Load | 2026 | 0.0039831
ENS | DLC | DLC-Switch-Water Heating | Small Industrial | Retail Trade | MW of Load | 2026 | 0.02711
ENS | DLC | DLC-Switch-Water Heating | Small Industrial | Services | MW of Load | 2026 | 0.033796
ENS | DLC | DLC-Thermostat-HVAC | Small Industrial | Miscellaneous | MW of Load | 2026 | 1.7836
ENS | DLC | DLC-Thermostat-HVAC | Small Industrial | Offices | MW of Load | 2026 | 0.17043
ENS | DLC | DLC-Thermostat-HVAC | Small Industrial | Retail Trade | MW of Load | 2026 | 0.21322
ENS | DLC | DLC-Thermostat-HVAC | Small Industrial | Services | MW of Load | 2026 | 0.26581
ENS | DLC | DLC-Switch-Water Heating | Residential | Residential LI | MW of Load | 2026 | 19.7646
ENS | DLC | DLC-Switch-Water Heating | Residential | Residential Market Rate | MW of Load | 2026 | 122.9222
ENS | DLC | DLC-Thermostat-Heat Pump | Residential | Residential LI | MW of Load | 2026 | 10.7328
ENS | DLC | DLC-Thermostat-Heat Pump | Residential | Residential Market Rate | MW of Load | 2026 | 240.7139
ENS | DLC | DLC-Thermostat-Electric Furnace | Residential | Residential LI | MW of Load | 2026 | 67.4116
ENS | DLC | DLC-Thermostat-Electric Furnace | Residential | Residential Market Rate | MW of Load | 2026 | 160.9208
ENS | C&I Curtailment | C&I Curtailment- Manual HVAC Control | Large Commercial | Offices | MW of Load | 2026 | 0.38274
ENS | C&I Curtailment | C&I Curtailment- Manual HVAC Control | Large Commercial | Services | MW of Load | 2026 | 1.047
ENS | C&I Curtailment | C&I Curtailment- Auto-DR HVAC Control | Large Commercial | Offices | MW of Load | 2026 | 0.82423
ENS | C&I Curtailment | C&I Curtailment- Auto-DR HVAC Control | Large Commercial | Services | MW of Load | 2026 | 2.2547
ENS | C&I Curtailment | C&I Curtailment- Standard Lighting Control | Large Commercial | Offices | MW of Load | 2026 | 0.088495
ENS | C&I Curtailment | C&I Curtailment- Standard Lighting Control | Large Commercial | Services | MW of Load | 2026 | 0.773
ENS | C&I Curtailment | C&I Curtailment- Advanced Lighting Control | Large Commercial | Offices | MW of Load | 2026 | 0.044248
ENS | C&I Curtailment | C&I Curtailment- Advanced Lighting Control | Large Commercial | Services | MW of Load | 2026 | 0.3865
ENS | C&I Curtailment | C&I Curtailment- Water Heating Control | Large Commercial | Offices | MW of Load | 2026 | 0.008989
ENS | C&I Curtailment | C&I Curtailment- Water Heating Control | Large Commercial | Services | MW of Load | 2026 | 0.1334
ENS | C&I Curtailment | C&I Curtailment- Other | Large Commercial | Offices | MW of Load | 2026 | 0.15838
ENS | C&I Curtailment | C&I Curtailment- Other | Large Commercial | Services | MW of Load | 2026 | 1.4195
ENS | C&I Curtailment | C&I Curtailment- Manual HVAC Control | Large Industrial | Miscellaneous | MW of Load | 2026 | 0.51684
ENS | C&I Curtailment | C&I Curtailment- Manual HVAC Control | Large Industrial | Offices | MW of Load | 2026 | 0.077757
ENS | C&I Curtailment | C&I Curtailment- Manual HVAC Control | Large Industrial | Retail Trade | MW of Load | 2026 | 0.18017
ENS | C&I Curtailment | C&I Curtailment- Manual HVAC Control | Large Industrial | Services | MW of Load | 2026 | 0.089111
ENS | C&I Curtailment | C&I Curtailment- Auto-DR HVAC Control | Large Industrial | Miscellaneous | MW of Load | 2026 | 1.113
ENS | C&I Curtailment | C&I Curtailment- Auto-DR HVAC Control | Large Industrial | Offices | MW of Load | 2026 | 0.16745
ENS | C&I Curtailment | C&I Curtailment- Auto-DR HVAC Control | Large Industrial | Retail Trade | MW of Load | 2026 | 0.38799
ENS | C&I Curtailment | C&I Curtailment- Auto-DR HVAC Control | Large Industrial | Services | MW of Load | 2026 | 0.1919
ENS | C&I Curtailment | C&I Curtailment- Standard Lighting Control | Large Industrial | Miscellaneous | MW of Load | 2026 | 0.40572
ENS | C&I Curtailment | C&I Curtailment- Standard Lighting Control | Large Industrial | Offices | MW of Load | 2026 | 0.01919
ENS | C&I Curtailment | C&I Curtailment- Standard Lighting Control | Large Industrial | Retail Trade | MW of Load | 2026 | 0.13302
ENS | C&I Curtailment | C&I Curtailment- Standard Lighting Control | Large Industrial | Services | MW of Load | 2026 | 0.06579
ENS | C&I Curtailment | C&I Curtailment- Advanced Lighting Control | Large Industrial | Miscellaneous | MW of Load | 2026 | 0.20286
ENS | C&I Curtailment | C&I Curtailment- Advanced Lighting Control | Large Industrial | Offices | MW of Load | 2026 | 0.0095951
ENS | C&I Curtailment | C&I Curtailment- Advanced Lighting Control | Large Industrial | Retail Trade | MW of Load | 2026 | 0.066509
ENS | C&I Curtailment | C&I Curtailment- Advanced Lighting Control | Large Industrial | Services | MW of Load | 2026 | 0.032895
ENS | C&I Curtailment | C&I Curtailment- Water Heating Control | Large Industrial | Miscellaneous | MW of Load | 2026 | 0.023418
ENS | C&I Curtailment | C&I Curtailment- Water Heating Control | Large Industrial | Offices | MW of Load | 2026 | 0.0017272
ENS | C&I Curtailment | C&I Curtailment- Water Heating Control | Large Industrial | Retail Trade | MW of Load | 2026 | 0.022955
ENS | C&I Curtailment | C&I Curtailment- Water Heating Control | Large Industrial | Services | MW of Load | 2026 | 0.011353
ENS | C&I Curtailment | C&I Curtailment- Other | Large Industrial | Miscellaneous | MW of Load | 2026 | 0.50616
ENS | C&I Curtailment | C&I Curtailment- Other | Large Industrial | Offices | MW of Load | 2026 | 0.032972
ENS | C&I Curtailment | C&I Curtailment- Other | Large Industrial | Retail Trade | MW of Load | 2026 | 0.24426
ENS | C&I Curtailment | C&I Curtailment- Other | Large Industrial | Services | MW of Load | 2026 | 0.12081
ENS | C&I Curtailment | C&I Curtailment- Industrial | Large Industrial | Manufacturing | MW of Load | 2026 | 3.961
ENS | C&I Curtailment | C&I Curtailment- Manual HVAC Control | Interruptible Rider | Miscellaneous | MW of Load | 2026 | 1.7084
ENS | C&I Curtailment | C&I Curtailment- Manual HVAC Control | Interruptible Rider | Retail Trade | MW of Load | 2026 | 0.048359
ENS | C&I Curtailment | C&I Curtailment- Auto-DR HVAC Control | Interruptible Rider | Miscellaneous | MW of Load | 2026 | 3.679
ENS | C&I Curtailment | C&I Curtailment- Auto-DR HVAC Control | Interruptible Rider | Retail Trade | MW of Load | 2026 | 0.10414
ENS | C&I Curtailment | C&I Curtailment- Standard Lighting Control | Interruptible Rider | Miscellaneous | MW of Load | 2026 | 0.52261
ENS | C&I Curtailment | C&I Curtailment- Standard Lighting Control | Interruptible Rider | Retail Trade | MW of Load | 2026 | 0.037681
ENS | C&I Curtailment | C&I Curtailment- Advanced Lighting Control | Interruptible Rider | Miscellaneous | MW of Load | 2026 | 0.2613
ENS | C&I Curtailment | C&I Curtailment- Advanced Lighting Control | Interruptible Rider | Retail Trade | MW of Load | 2026 | 0.018841
ENS | C&I Curtailment | C&I Curtailment- Water Heating Control | Interruptible Rider | Miscellaneous | MW of Load | 2026 | 0.044766
ENS | C&I Curtailment | C&I Curtailment- Water Heating Control | Interruptible Rider | Retail Trade | MW of Load | 2026 | 0.005872
ENS | C&I Curtailment | C&I Curtailment- Other | Interruptible Rider | Miscellaneous | MW of Load | 2026 | 0.80869
ENS | C&I Curtailment | C&I Curtailment- Other | Interruptible Rider | Retail Trade | MW of Load | 2026 | 0.064946
ENS | C&I Curtailment | C&I Curtailment- Industrial | Interruptible Rider | Manufacturing | MW of Load | 2026 | 1.5516
ENS | Dynamic Pricing | Dynamic Pricing with enabling tech. | Small Commercial | Manufacturing | MW of Load | 2026 | 0.33864
ENS | Dynamic Pricing | Dynamic Pricing with enabling tech. | Small Commercial | Miscellaneous | MW of Load | 2026 | 3.3437
ENS | Dynamic Pricing | Dynamic Pricing with enabling tech. | Small Commercial | Offices | MW of Load | 2026 | 2.6792
ENS | Dynamic Pricing | Dynamic Pricing with enabling tech. | Small Commercial | Retail Trade | MW of Load | 2026 | 6.2082
ENS | Dynamic Pricing | Dynamic Pricing with enabling tech. | Small Commercial | Services | MW of Load | 2026 | 7.4728
ENS | Dynamic Pricing | Dynamic Pricing w/o enabling tech. | Small Commercial | Manufacturing | MW of Load | 2026 | 0.022223
ENS | Dynamic Pricing | Dynamic Pricing w/o enabling tech. | Small Commercial | Miscellaneous | MW of Load | 2026 | 0.21943
ENS | Dynamic Pricing | Dynamic Pricing w/o enabling tech. | Small Commercial | Offices | MW of Load | 2026 | 0.17582
ENS | Dynamic Pricing | Dynamic Pricing w/o enabling tech. | Small Commercial | Retail Trade | MW of Load | 2026 | 0.40741
ENS | Dynamic Pricing | Dynamic Pricing w/o enabling tech. | Small Commercial | Services | MW of Load | 2026 | 0.4904
ENS | Dynamic Pricing | Dynamic Pricing with enabling tech. | Large Commercial | Offices | MW of Load | 2026 | 0.44094
ENS | Dynamic Pricing | Dynamic Pricing with enabling tech. | Large Commercial | Services | MW of Load | 2026 | 2.7474
ENS | Dynamic Pricing | Dynamic Pricing w/o enabling tech. | Large Commercial | Offices | MW of Load | 2026 | 0.23208
ENS | Dynamic Pricing | Dynamic Pricing w/o enabling tech. | Large Commercial | Services | MW of Load | 2026 | 1.446
ENS | Dynamic Pricing | Dynamic Pricing with enabling tech. | Small Industrial | Manufacturing | MW of Load | 2026 | 0.48399
ENS | Dynamic Pricing | Dynamic Pricing with enabling tech. | Small Industrial | Miscellaneous | MW of Load | 2026 | 0.62434
ENS | Dynamic Pricing | Dynamic Pricing with enabling tech. | Small Industrial | Offices | MW of Load | 2026 | 0.037647
ENS | Dynamic Pricing | Dynamic Pricing with enabling tech. | Small Industrial | Retail Trade | MW of Load | 2026 | 0.10559
ENS | Dynamic Pricing | Dynamic Pricing with enabling tech. | Small Industrial | Services | MW of Load | 2026 | 0.13164
ENS | Dynamic Pricing | Dynamic Pricing w/o enabling tech. | Small Industrial | Manufacturing | MW of Load | 2026 | 0.031762
ENS | Dynamic Pricing | Dynamic Pricing w/o enabling tech. | Small Industrial | Miscellaneous | MW of Load | 2026 | 0.040973
ENS | Dynamic Pricing | Dynamic Pricing w/o enabling tech. | Small Industrial | Offices | MW of Load | 2026 | 0.0024706
ENS | Dynamic Pricing | Dynamic Pricing w/o enabling tech. | Small Industrial | Retail Trade | MW of Load | 2026 | 0.0069297
ENS | Dynamic Pricing | Dynamic Pricing w/o enabling tech. | Small Industrial | Services | MW of Load | 2026 | 0.0086386
ENS | Dynamic Pricing | Dynamic Pricing with enabling tech. | Large Industrial | Manufacturing | MW of Load | 2026 | 2.6341
ENS | Dynamic Pricing | Dynamic Pricing with enabling tech. | Large Industrial | Miscellaneous | MW of Load | 2026 | 1.0953
ENS | Dynamic Pricing | Dynamic Pricing with enabling tech. | Large Industrial | Offices | MW of Load | 2026 | 0.09107
ENS | Dynamic Pricing | Dynamic Pricing with enabling tech. | Large Industrial | Retail Trade | MW of Load | 2026 | 0.47277
ENS | Dynamic Pricing | Dynamic Pricing with enabling tech. | Large Industrial | Services | MW of Load | 2026 | 0.23383
ENS | Dynamic Pricing | Dynamic Pricing w/o enabling tech. | Large Industrial | Manufacturing | MW of Load | 2026 | 1.3864
ENS | Dynamic Pricing | Dynamic Pricing w/o enabling tech. | Large Industrial | Miscellaneous | MW of Load | 2026 | 0.57648
ENS | Dynamic Pricing | Dynamic Pricing w/o enabling tech. | Large Industrial | Offices | MW of Load | 2026 | 0.047932
ENS | Dynamic Pricing | Dynamic Pricing w/o enabling tech. | Large Industrial | Retail Trade | MW of Load | 2026 | 0.24883
ENS | Dynamic Pricing | Dynamic Pricing w/o enabling tech. | Large Industrial | Services | MW of Load | 2026 | 0.12307
ENS | Dynamic Pricing | Dynamic Pricing with enabling tech. | Interruptible Rider | Manufacturing | MW of Load | 2026 | 1.0318
ENS | Dynamic Pricing | Dynamic Pricing with enabling tech. | Interruptible Rider | Miscellaneous | MW of Load | 2026 | 2.1529
ENS | Dynamic Pricing | Dynamic Pricing with enabling tech. | Interruptible Rider | Retail Trade | MW of Load | 2026 | 0.12675
ENS | Dynamic Pricing | Dynamic Pricing w/o enabling tech. | Interruptible Rider | Manufacturing | MW of Load | 2026 | 0.54305
ENS | Dynamic Pricing | Dynamic Pricing w/o enabling tech. | Interruptible Rider | Miscellaneous | MW of Load | 2026 | 1.1331
ENS | Dynamic Pricing | Dynamic Pricing w/o enabling tech. | Interruptible Rider | Retail Trade | MW of Load | 2026 | 0.06671
ENS | Dynamic Pricing | Dynamic Pricing with enabling tech. | Residential | Residential LI | MW of Load | 2026 | 16.1288
ENS | Dynamic Pricing | Dynamic Pricing with enabling tech. | Residential | Residential Market Rate | MW of Load | 2026 | 100.457
ENS | Dynamic Pricing | Dynamic Pricing w/o enabling tech. | Residential | Residential LI | MW of Load | 2026 | 11.6721
ENS | Dynamic Pricing | Dynamic Pricing w/o enabling tech. | Residential | Residential Market Rate | MW of Load | 2026 | 72.6991
ENS | BTM Battery Control | BTM Battery Control | Small Commercial | Manufacturing | MW of Load | 2026 | 0.079727
ENS | BTM Battery Control | BTM Battery Control | Small Commercial | Miscellaneous | MW of Load | 2026 | 0.58917
ENS | BTM Battery Control | BTM Battery Control | Small Commercial | Offices | MW of Load | 2026 | 0.20403
ENS | BTM Battery Control | BTM Battery Control | Small Commercial | Retail Trade | MW of Load | 2026 | 0.356
ENS | BTM Battery Control | BTM Battery Control | Small Commercial | Services | MW of Load | 2026 | 0.77499
ENS | BTM Battery Control | BTM Battery Control | Large Commercial | Offices | MW of Load | 2026 | 0.081871
ENS | BTM Battery Control | BTM Battery Control | Large Commercial | Services | MW of Load | 2026 | 0.43665
ENS | BTM Battery Control | BTM Battery Control | Small Industrial | Manufacturing | MW of Load | 2026 | 0.0019673
ENS | BTM Battery Control | BTM Battery Control | Small Industrial | Miscellaneous | MW of Load | 2026 | 0.012666
ENS | BTM Battery Control | BTM Battery Control | Small Industrial | Offices | MW of Load | 2026 | 0.0050178
ENS | BTM Battery Control | BTM Battery Control | Small Industrial | Retail Trade | MW of Load | 2026 | 0.0087314
ENS | BTM Battery Control | BTM Battery Control | Small Industrial | Services | MW of Load | 2026 | 0.01901
ENS | BTM Battery Control | BTM Battery Control | Large Industrial | Manufacturing | MW of Load | 2026 | 0.0536
ENS | BTM Battery Control | BTM Battery Control | Large Industrial | Miscellaneous | MW of Load | 2026 | 0.24851
ENS | BTM Battery Control | BTM Battery Control | Large Industrial | Offices | MW of Load | 2026 | 0.029237
ENS | BTM Battery Control | BTM Battery Control | Large Industrial | Retail Trade | MW of Load | 2026 | 0.14618
ENS | BTM Battery Control | BTM Battery Control | Large Industrial | Services | MW of Load | 2026 | 0.31673
ENS | BTM Battery Control | BTM Battery Control | Interruptible Rider | Manufacturing | MW of Load | 2026 | 0.071647
ENS | BTM Battery Control | BTM Battery Control | Interruptible Rider | Miscellaneous | MW of Load | 2026 | 0.19106
ENS | BTM Battery Control | BTM Battery Control | Interruptible Rider | Retail Trade | MW of Load | 2026 | 0.28659
ENS | BTM Battery Control | BTM Battery Control | Residential | Residential LI | MW of Load | 2026 | 2.2242
ENS | BTM Battery Control | BTM Battery Control | Residential | Residential Market Rate | MW of Load | 2026 | 13.8465
ENS | EV Charging Control | EV Charging Control | EV | EV | MW of Load | 2026 | 2.5198
ENS | Behavioral DR | Behavioral DR | Residential | Residential LI | MW of Load | 2026 | 3.0317
ENS | Behavioral DR | Behavioral DR | Residential | Residential Market Rate | MW of Load | 2026 | 18.8829
ENS | DLC | DLC-Switch-Water Heating | Small Commercial | Miscellaneous | MW of Load | 2027 | 0.48101
ENS | DLC | DLC-Switch-Water Heating | Small Commercial | Offices | MW of Load | 2027 | 0.28901
ENS | DLC | DLC-Switch-Water Heating | Small Commercial | Retail Trade | MW of Load | 2027 | 1.6563
ENS | DLC | DLC-Switch-Water Heating | Small Commercial | Services | MW of Load | 2027 | 1.9919
ENS | DLC | DLC-Thermostat-HVAC | Small Commercial | Miscellaneous | MW of Load | 2027 | 8.0284
ENS | DLC | DLC-Thermostat-HVAC | Small Commercial | Offices | MW of Load | 2027 | 12.004
ENS | DLC | DLC-Thermostat-HVAC | Small Commercial | Retail Trade | MW of Load | 2027 | 12.1343
ENS | DLC | DLC-Thermostat-HVAC | Small Commercial | Services | MW of Load | 2027 | 14.6048
ENS | DLC | DLC-Switch-Water Heating | Small Industrial | Miscellaneous | MW of Load | 2027 | 0.10111
ENS | DLC | DLC-Switch-Water Heating | Small Industrial | Offices | MW of Load | 2027 | 0.0039971
ENS | DLC | DLC-Switch-Water Heating | Small Industrial | Retail Trade | MW of Load | 2027 | 0.027314
ENS | DLC | DLC-Switch-Water Heating | Small Industrial | Services | MW of Load | 2027 | 0.03405
ENS | DLC | DLC-Thermostat-HVAC | Small Industrial | Miscellaneous | MW of Load | 2027 | 1.7726
ENS | DLC | DLC-Thermostat-HVAC | Small Industrial | Offices | MW of Load | 2027 | 0.17065
ENS | DLC | DLC-Thermostat-HVAC | Small Industrial | Retail Trade | MW of Load | 2027 | 0.21126
ENS | DLC | DLC-Thermostat-HVAC | Small Industrial | Services | MW of Load | 2027 | 0.26336
ENS | DLC | DLC-Switch-Water Heating | Residential | Residential LI | MW of Load | 2027 | 19.7685
ENS | DLC | DLC-Switch-Water Heating | Residential | Residential Market Rate | MW of Load | 2027 | 122.8466
ENS | DLC | DLC-Thermostat-Heat Pump | Residential | Residential LI | MW of Load | 2027 | 12.0844
ENS | DLC | DLC-Thermostat-Heat Pump | Residential | Residential Market Rate | MW of Load | 2027 | 248.6976
ENS | DLC | DLC-Thermostat-Electric Furnace | Residential | Residential LI | MW of Load | 2027 | 67.215
ENS | DLC | DLC-Thermostat-Electric Furnace | Residential | Residential Market Rate | MW of Load | 2027 | 158.0817
ENS | C&I Curtailment | C&I Curtailment- Manual HVAC Control | Large Commercial | Offices | MW of Load | 2027 | 0.34017
ENS | C&I Curtailment | C&I Curtailment- Manual HVAC Control | Large Commercial | Services | MW of Load | 2027 | 0.91697
ENS | C&I Curtailment | C&I Curtailment- Auto-DR HVAC Control | Large Commercial | Offices | MW of Load | 2027 | 0.8784
ENS | C&I Curtailment | C&I Curtailment- Auto-DR HVAC Control | Large Commercial | Services | MW of Load | 2027 | 2.3678
ENS | C&I Curtailment | C&I Curtailment- Standard Lighting Control | Large Commercial | Offices | MW of Load | 2027 | 0.08376
ENS | C&I Curtailment | C&I Curtailment- Standard Lighting Control | Large Commercial | Services | MW of Load | 2027 | 0.7392
ENS | C&I Curtailment | C&I Curtailment- Advanced Lighting Control | Large Commercial | Offices | MW of Load | 2027 | 0.04188
ENS | C&I Curtailment | C&I Curtailment- Advanced Lighting Control | Large Commercial | Services | MW of Load | 2027 | 0.3696
ENS | C&I Curtailment | C&I Curtailment- Water Heating Control | Large Commercial | Offices | MW of Load | 2027 | 0.0089919
ENS | C&I Curtailment | C&I Curtailment- Water Heating Control | Large Commercial | Services | MW of Load | 2027 | 0.13349
ENS | C&I Curtailment | C&I Curtailment- Other | Large Commercial | Offices | MW of Load | 2027 | 0.15655
ENS | C&I Curtailment | C&I Curtailment- Other | Large Commercial | Services | MW of Load | 2027 | 1.408
ENS | C&I Curtailment | C&I Curtailment- Manual HVAC Control | Large Industrial | Miscellaneous | MW of Load | 2027 | 0.46468
ENS | C&I Curtailment | C&I Curtailment- Manual HVAC Control | Large Industrial | Offices | MW of Load | 2027 | 0.070776
ENS | C&I Curtailment | C&I Curtailment- Manual HVAC Control | Large Industrial | Retail Trade | MW of Load | 2027 | 0.16147
ENS | C&I Curtailment | C&I Curtailment- Manual HVAC Control | Large Industrial | Services | MW of Load | 2027 | 0.079863
ENS | C&I Curtailment | C&I Curtailment- Auto-DR HVAC Control | Large Industrial | Miscellaneous | MW of Load | 2027 | 1.1999
ENS | C&I Curtailment | C&I Curtailment- Auto-DR HVAC Control | Large Industrial | Offices | MW of Load | 2027 | 0.18276
ENS | C&I Curtailment | C&I Curtailment- Auto-DR HVAC Control | Large Industrial | Retail Trade | MW of Load | 2027 | 0.41695
ENS | C&I Curtailment | C&I Curtailment- Auto-DR HVAC Control | Large Industrial | Services | MW of Load | 2027 | 0.20622
ENS | C&I Curtailment | C&I Curtailment- Standard Lighting Control | Large Industrial | Miscellaneous | MW of Load | 2027 | 0.40083
ENS | C&I Curtailment | C&I Curtailment- Standard Lighting Control | Large Industrial | Offices | MW of Load | 2027 | 0.018861
ENS | C&I Curtailment | C&I Curtailment- Standard Lighting Control | Large Industrial | Retail Trade | MW of Load | 2027 | 0.13017
ENS | C&I Curtailment | C&I Curtailment- Standard Lighting Control | Large Industrial | Services | MW of Load | 2027 | 0.06438
ENS | C&I Curtailment | C&I Curtailment- Advanced Lighting Control | Large Industrial | Miscellaneous | MW of Load | 2027 | 0.20042
ENS | C&I Curtailment | C&I Curtailment- Advanced Lighting Control | Large Industrial | Offices | MW of Load | 2027 | 0.0094303
ENS | C&I Curtailment | C&I Curtailment- Advanced Lighting Control | Large Industrial | Retail Trade | MW of Load | 2027 | 0.065083
ENS | C&I Curtailment | C&I Curtailment- Advanced Lighting Control | Large Industrial | Services | MW of Load | 2027 | 0.03219
ENS | C&I Curtailment | C&I Curtailment- Water Heating Control | Large Industrial | Miscellaneous | MW of Load | 2027 | 0.023705
ENS | C&I Curtailment | C&I Curtailment- Water Heating Control | Large Industrial | Offices | MW of Load | 2027 | 0.0017519
ENS | C&I Curtailment | C&I Curtailment- Water Heating Control | Large Industrial | Retail Trade | MW of Load | 2027 | 0.023507
ENS | C&I Curtailment | C&I Curtailment- Water Heating Control | Large Industrial | Services | MW of Load | 2027 | 0.011626
ENS | C&I Curtailment | C&I Curtailment- Other | Large Industrial | Miscellaneous | MW of Load | 2027 | 0.51148
ENS | C&I Curtailment | C&I Curtailment- Other | Large Industrial | Offices | MW of Load | 2027 | 0.033512
ENS | C&I Curtailment | C&I Curtailment- Other | Large Industrial | Retail Trade | MW of Load | 2027 | 0.24793
ENS | C&I Curtailment | C&I Curtailment- Other | Large Industrial | Services | MW of Load | 2027 | 0.12262
ENS | C&I Curtailment | C&I Curtailment- Industrial | Large Industrial | Manufacturing | MW of Load | 2027 | 3.9338
ENS | C&I Curtailment | C&I Curtailment- Manual HVAC Control | Interruptible Rider | Miscellaneous | MW of Load | 2027 | 1.5259
ENS | C&I Curtailment | C&I Curtailment- Manual HVAC Control | Interruptible Rider | Retail Trade | MW of Load | 2027 | 0.04275
ENS | C&I Curtailment | C&I Curtailment- Auto-DR HVAC Control | Interruptible Rider | Miscellaneous | MW of Load | 2027 | 3.9402
ENS | C&I Curtailment | C&I Curtailment- Auto-DR HVAC Control | Interruptible Rider | Retail Trade | MW of Load | 2027 | 0.11039
ENS | C&I Curtailment | C&I Curtailment- Standard Lighting Control | Interruptible Rider | Miscellaneous | MW of Load | 2027 | 0.50555
ENS | C&I Curtailment | C&I Curtailment- Standard Lighting Control | Interruptible Rider | Retail Trade | MW of Load | 2027 | 0.036681
ENS | C&I Curtailment | C&I Curtailment- Advanced Lighting Control | Interruptible Rider | Miscellaneous | MW of Load | 2027 | 0.25278
ENS | C&I Curtailment | C&I Curtailment- Advanced Lighting Control | Interruptible Rider | Retail Trade | MW of Load | 2027 | 0.01834
ENS | C&I Curtailment | C&I Curtailment- Water Heating Control | Interruptible Rider | Miscellaneous | MW of Load | 2027 | 0.044619
ENS | C&I Curtailment | C&I Curtailment- Water Heating Control | Interruptible Rider | Retail Trade | MW of Load | 2027 | 0.005871
ENS | C&I Curtailment | C&I Curtailment- Other | Interruptible Rider | Miscellaneous | MW of Load | 2027 | 0.80587
ENS | C&I Curtailment | C&I Curtailment- Other | Interruptible Rider | Retail Trade | MW of Load | 2027 | 0.064831
ENS | C&I Curtailment | C&I Curtailment- Industrial | Interruptible Rider | Manufacturing | MW of Load | 2027 | 1.5224
ENS | Dynamic Pricing | Dynamic Pricing with enabling tech. | Small Commercial | Manufacturing | MW of Load | 2027 | 0.32866
ENS | Dynamic Pricing | Dynamic Pricing with enabling tech. | Small Commercial | Miscellaneous | MW of Load | 2027 | 3.281
ENS | Dynamic Pricing | Dynamic Pricing with enabling tech. | Small Commercial | Offices | MW of Load | 2027 | 2.6305
ENS | Dynamic Pricing | Dynamic Pricing with enabling tech. | Small Commercial | Retail Trade | MW of Load | 2027 | 6.0811
ENS | Dynamic Pricing | Dynamic Pricing with enabling tech. | Small Commercial | Services | MW of Load | 2027 | 7.3189
ENS | Dynamic Pricing | Dynamic Pricing w/o enabling tech. | Small Commercial | Manufacturing | MW of Load | 2027 | 0.021568
ENS | Dynamic Pricing | Dynamic Pricing w/o enabling tech. | Small Commercial | Miscellaneous | MW of Load | 2027 | 0.21532
ENS | Dynamic Pricing | Dynamic Pricing w/o enabling tech. | Small Commercial | Offices | MW of Load | 2027 | 0.17263
ENS | Dynamic Pricing | Dynamic Pricing w/o enabling tech. | Small Commercial | Retail Trade | MW of Load | 2027 | 0.39907
ENS | Dynamic Pricing | Dynamic Pricing w/o enabling tech. | Small Commercial | Services | MW of Load | 2027 | 0.4803
ENS | Dynamic Pricing | Dynamic Pricing with enabling tech. | Large Commercial | Offices | MW of Load | 2027 | 0.43449
ENS | Dynamic Pricing | Dynamic Pricing with enabling tech. | Large Commercial | Services | MW of Load | 2027 | 2.7056
ENS | Dynamic Pricing | Dynamic Pricing w/o enabling tech. | Large Commercial | Offices | MW of Load | 2027 | 0.22868
ENS | Dynamic Pricing | Dynamic Pricing w/o enabling tech. | Large Commercial | Services | MW of Load | 2027 | 1.424
ENS | Dynamic Pricing | Dynamic Pricing with enabling tech. | Small Industrial | Manufacturing | MW of Load | 2027 | 0.47856
ENS | Dynamic Pricing | Dynamic Pricing with enabling tech. | Small Industrial | Miscellaneous | MW of Load | 2027 | 0.62318
ENS | Dynamic Pricing | Dynamic Pricing with enabling tech. | Small Industrial | Offices | MW of Load | 2027 | 0.037668
ENS | Dynamic Pricing | Dynamic Pricing with enabling tech. | Small Industrial | Retail Trade | MW of Load | 2027 | 0.10561
ENS | Dynamic Pricing | Dynamic Pricing with enabling tech. | Small Industrial | Services | MW of Load | 2027 | 0.13166
ENS | Dynamic Pricing | Dynamic Pricing w/o enabling tech. | Small Industrial | Manufacturing | MW of Load | 2027 | 0.031405
ENS | Dynamic Pricing | Dynamic Pricing w/o enabling tech. | Small Industrial | Miscellaneous | MW of Load | 2027 | 0.040896
ENS | Dynamic Pricing | Dynamic Pricing w/o enabling tech. | Small Industrial | Offices | MW of Load | 2027 | 0.002472
ENS | Dynamic Pricing | Dynamic Pricing w/o enabling tech. | Small Industrial | Retail Trade | MW of Load | 2027 | 0.0069309
ENS | Dynamic Pricing | Dynamic Pricing w/o enabling tech. | Small Industrial | Services | MW of Load | 2027 | 0.0086402
ENS | Dynamic Pricing | Dynamic Pricing with enabling tech. | Large Industrial | Manufacturing | MW of Load | 2027 | 2.6159
ENS | Dynamic Pricing | Dynamic Pricing with enabling tech. | Large Industrial | Miscellaneous | MW of Load | 2027 | 1.1006
ENS | Dynamic Pricing | Dynamic Pricing with enabling tech. | Large Industrial | Offices | MW of Load | 2027 | 0.092159
ENS | Dynamic Pricing | Dynamic Pricing with enabling tech. | Large Industrial | Retail Trade | MW of Load | 2027 | 0.47642
ENS | Dynamic Pricing | Dynamic Pricing with enabling tech. | Large Industrial | Services | MW of Load | 2027 | 0.23564
ENS | Dynamic Pricing | Dynamic Pricing w/o enabling tech. | Large Industrial | Manufacturing | MW of Load | 2027 | 1.3768
ENS | Dynamic Pricing | Dynamic Pricing w/o enabling tech. | Large Industrial | Miscellaneous | MW of Load | 2027 | 0.57927
ENS | Dynamic Pricing | Dynamic Pricing w/o enabling tech. | Large Industrial | Offices | MW of Load | 2027 | 0.048505
ENS | Dynamic Pricing | Dynamic Pricing w/o enabling tech. | Large Industrial | Retail Trade | MW of Load | 2027 | 0.25075
ENS | Dynamic Pricing | Dynamic Pricing w/o enabling tech. | Large Industrial | Services | MW of Load | 2027 | 0.12402
ENS | Dynamic Pricing | Dynamic Pricing with enabling tech. | Interruptible Rider | Manufacturing | MW of Load | 2027 | 1.0124
ENS | Dynamic Pricing | Dynamic Pricing with enabling tech. | Interruptible Rider | Miscellaneous | MW of Load | 2027 | 2.137
ENS | Dynamic Pricing | Dynamic Pricing with enabling tech. | Interruptible Rider | Retail Trade | MW of Load | 2027 | 0.1258
ENS | Dynamic Pricing | Dynamic Pricing w/o enabling tech. | Interruptible Rider | Manufacturing | MW of Load | 2027 | 0.53285
ENS | Dynamic Pricing | Dynamic Pricing w/o enabling tech. | Interruptible Rider | Miscellaneous | MW of Load | 2027 | 1.1247
ENS | Dynamic Pricing | Dynamic Pricing w/o enabling tech. | Interruptible Rider | Retail Trade | MW of Load | 2027 | 0.066213
ENS | Dynamic Pricing | Dynamic Pricing with enabling tech. | Residential | Residential LI | MW of Load | 2027 | 16.0519
ENS | Dynamic Pricing | Dynamic Pricing with enabling tech. | Residential | Residential Market Rate | MW of Load | 2027 | 100.0753
ENS | Dynamic Pricing | Dynamic Pricing w/o enabling tech. | Residential | Residential LI | MW of Load | 2027 | 11.6165
ENS | Dynamic Pricing | Dynamic Pricing w/o enabling tech. | Residential | Residential Market Rate | MW of Load | 2027 | 72.4229
ENS | BTM Battery Control | BTM Battery Control | Small Commercial | Manufacturing | MW of Load | 2027 | 0.091988
ENS | BTM Battery Control | BTM Battery Control | Small Commercial | Miscellaneous | MW of Load | 2027 | 0.68013
ENS | BTM Battery Control | BTM Battery Control | Small Commercial | Offices | MW of Load | 2027 | 0.2354
ENS | BTM Battery Control | BTM Battery Control | Small Commercial | Retail Trade | MW of Load | 2027 | 0.41075
ENS | BTM Battery Control | BTM Battery Control | Small Commercial | Services | MW of Load | 2027 | 0.89411
ENS | BTM Battery Control | BTM Battery Control | Large Commercial | Offices | MW of Load | 2027 | 0.094462
ENS | BTM Battery Control | BTM Battery Control | Large Commercial | Services | MW of Load | 2027 | 0.50379
ENS | BTM Battery Control | BTM Battery Control | Small Industrial | Manufacturing | MW of Load | 2027 | 0.0022699
ENS | BTM Battery Control | BTM Battery Control | Small Industrial | Miscellaneous | MW of Load | 2027 | 0.014614
ENS | BTM Battery Control | BTM Battery Control | Small Industrial | Offices | MW of Load | 2027 | 0.0057894
ENS | BTM Battery Control | BTM Battery Control | Small Industrial | Retail Trade | MW of Load | 2027 | 0.010074
ENS | BTM Battery Control | BTM Battery Control | Small Industrial | Services | MW of Load | 2027 | 0.021934
ENS | BTM Battery Control | BTM Battery Control | Large Industrial | Manufacturing | MW of Load | 2027 | 0.061843
ENS | BTM Battery Control | BTM Battery Control | Large Industrial | Miscellaneous | MW of Load | 2027 | 0.28673
ENS | BTM Battery Control | BTM Battery Control | Large Industrial | Offices | MW of Load | 2027 | 0.033733
ENS | BTM Battery Control | BTM Battery Control | Large Industrial | Retail Trade | MW of Load | 2027 | 0.16866
ENS | BTM Battery Control | BTM Battery Control | Large Industrial | Services | MW of Load | 2027 | 0.36544
ENS | BTM Battery Control | BTM Battery Control | Interruptible Rider | Manufacturing | MW of Load | 2027 | 0.082665
ENS | BTM Battery Control | BTM Battery Control | Interruptible Rider | Miscellaneous | MW of Load | 2027 | 0.22044
ENS | BTM Battery Control | BTM Battery Control | Interruptible Rider | Retail Trade | MW of Load | 2027 | 0.33066
ENS | BTM Battery Control | BTM Battery Control | Residential | Residential LI | MW of Load | 2027 | 2.5788
ENS | BTM Battery Control | BTM Battery Control | Residential | Residential Market Rate | MW of Load | 2027 | 16.0543
ENS | EV Charging Control | EV Charging Control | EV | EV | MW of Load | 2027 | 3.204
ENS | Behavioral DR | Behavioral DR | Residential | Residential LI | MW of Load | 2027 | 3.0173
ENS | Behavioral DR | Behavioral DR | Residential | Residential Market Rate | MW of Load | 2027 | 18.8112
ENS | DLC | DLC-Switch-Water Heating | Small Commercial | Miscellaneous | MW of Load | 2028 | 0.47957
ENS | DLC | DLC-Switch-Water Heating | Small Commercial | Offices | MW of Load | 2028 | 0.28729
ENS | DLC | DLC-Switch-Water Heating | Small Commercial | Retail Trade | MW of Load | 2028 | 1.6554
ENS | DLC | DLC-Switch-Water Heating | Small Commercial | Services | MW of Load | 2028 | 1.9902
ENS | DLC | DLC-Thermostat-HVAC | Small Commercial | Miscellaneous | MW of Load | 2028 | 7.8262
ENS | DLC | DLC-Thermostat-HVAC | Small Commercial | Offices | MW of Load | 2028 | 11.8317
ENS | DLC | DLC-Thermostat-HVAC | Small Commercial | Retail Trade | MW of Load | 2028 | 11.7355
ENS | DLC | DLC-Thermostat-HVAC | Small Commercial | Services | MW of Load | 2028 | 14.123
ENS | DLC | DLC-Switch-Water Heating | Small Industrial | Miscellaneous | MW of Load | 2028 | 0.10191
ENS | DLC | DLC-Switch-Water Heating | Small Industrial | Offices | MW of Load | 2028 | 0.0040088
ENS | DLC | DLC-Switch-Water Heating | Small Industrial | Retail Trade | MW of Load | 2028 | 0.027516
ENS | DLC | DLC-Switch-Water Heating | Small Industrial | Services | MW of Load | 2028 | 0.034301
ENS | DLC | DLC-Thermostat-HVAC | Small Industrial | Miscellaneous | MW of Load | 2028 | 1.7571
ENS | DLC | DLC-Thermostat-HVAC | Small Industrial | Offices | MW of Load | 2028 | 0.17066
ENS | DLC | DLC-Thermostat-HVAC | Small Industrial | Retail Trade | MW of Load | 2028 | 0.20862
ENS | DLC | DLC-Thermostat-HVAC | Small Industrial | Services | MW of Load | 2028 | 0.26007
ENS | DLC | DLC-Switch-Water Heating | Residential | Residential LI | MW of Load | 2028 | 19.8645
ENS | DLC | DLC-Switch-Water Heating | Residential | Residential Market Rate | MW of Load | 2028 | 123.334
ENS | DLC | DLC-Thermostat-Heat Pump | Residential | Residential LI | MW of Load | 2028 | 13.4034
ENS | DLC | DLC-Thermostat-Heat Pump | Residential | Residential Market Rate | MW of Load | 2028 | 256.5052
ENS | DLC | DLC-Thermostat-Electric Furnace | Residential | Residential LI | MW of Load | 2028 | 66.9839
ENS | DLC | DLC-Thermostat-Electric Furnace | Residential | Residential Market Rate | MW of Load | 2028 | 154.9761
ENS | C&I Curtailment | C&I Curtailment- Manual HVAC Control | Large Commercial | Offices | MW of Load | 2028 | 0.29934
ENS | C&I Curtailment | C&I Curtailment- Manual HVAC Control | Large Commercial | Services | MW of Load | 2028 | 0.79198
ENS | C&I Curtailment | C&I Curtailment- Auto-DR HVAC Control | Large Commercial | Offices | MW of Load | 2028 | 0.92766
ENS | C&I Curtailment | C&I Curtailment- Auto-DR HVAC Control | Large Commercial | Services | MW of Load | 2028 | 2.4544
ENS | C&I Curtailment | C&I Curtailment- Standard Lighting Control | Large Commercial | Offices | MW of Load | 2028 | 0.078639
ENS | C&I Curtailment | C&I Curtailment- Standard Lighting Control | Large Commercial | Services | MW of Load | 2028 | 0.70281
ENS | C&I Curtailment | C&I Curtailment- Advanced Lighting Control | Large Commercial | Offices | MW of Load | 2028 | 0.03932
ENS | C&I Curtailment | C&I Curtailment- Advanced Lighting Control | Large Commercial | Services | MW of Load | 2028 | 0.3514
ENS | C&I Curtailment | C&I Curtailment- Water Heating Control | Large Commercial | Offices | MW of Load | 2028 | 0.0090057
ENS | C&I Curtailment | C&I Curtailment- Water Heating Control | Large Commercial | Services | MW of Load | 2028 | 0.13376
ENS | C&I Curtailment | C&I Curtailment- Other | Large Commercial | Offices | MW of Load | 2028 | 0.15453
ENS | C&I Curtailment | C&I Curtailment- Other | Large Commercial | Services | MW of Load | 2028 | 1.3957
ENS | C&I Curtailment | C&I Curtailment- Manual HVAC Control | Large Industrial | Miscellaneous | MW of Load | 2028 | 0.41289
ENS | C&I Curtailment | C&I Curtailment- Manual HVAC Control | Large Industrial | Offices | MW of Load | 2028 | 0.063811
ENS | C&I Curtailment | C&I Curtailment- Manual HVAC Control | Large Industrial | Retail Trade | MW of Load | 2028 | 0.14271
ENS | C&I Curtailment | C&I Curtailment- Manual HVAC Control | Large Industrial | Services | MW of Load | 2028 | 0.070585
ENS | C&I Curtailment | C&I Curtailment- Auto-DR HVAC Control | Large Industrial | Miscellaneous | MW of Load | 2028 | 1.2795
ENS | C&I Curtailment | C&I Curtailment- Auto-DR HVAC Control | Large Industrial | Offices | MW of Load | 2028 | 0.19775
ENS | C&I Curtailment | C&I Curtailment- Auto-DR HVAC Control | Large Industrial | Retail Trade | MW of Load | 2028 | 0.44226
ENS | C&I Curtailment | C&I Curtailment- Auto-DR HVAC Control | Large Industrial | Services | MW of Load | 2028 | 0.21874
ENS | C&I Curtailment | C&I Curtailment- Standard Lighting Control | Large Industrial | Miscellaneous | MW of Load | 2028 | 0.39496
ENS | C&I Curtailment | C&I Curtailment- Standard Lighting Control | Large Industrial | Offices | MW of Load | 2028 | 0.018457
ENS | C&I Curtailment | C&I Curtailment- Standard Lighting Control | Large Industrial | Retail Trade | MW of Load | 2028 | 0.12664
ENS | C&I Curtailment | C&I Curtailment- Standard Lighting Control | Large Industrial | Services | MW of Load | 2028 | 0.062637
ENS | C&I Curtailment | C&I Curtailment- Advanced Lighting Control | Large Industrial | Miscellaneous | MW of Load | 2028 | 0.19748
ENS | C&I Curtailment | C&I Curtailment- Advanced Lighting Control | Large Industrial | Offices | MW of Load | 2028 | 0.0092286
ENS | C&I Curtailment | C&I Curtailment- Advanced Lighting Control | Large Industrial | Retail Trade | MW of Load | 2028 | 0.063321
ENS | C&I Curtailment | C&I Curtailment- Advanced Lighting Control | Large Industrial | Services | MW of Load | 2028 | 0.031318
ENS | C&I Curtailment | C&I Curtailment- Water Heating Control | Large Industrial | Miscellaneous | MW of Load | 2028 | 0.024009
ENS | C&I Curtailment | C&I Curtailment- Water Heating Control | Large Industrial | Offices | MW of Load | 2028 | 0.0017759
ENS | C&I Curtailment | C&I Curtailment- Water Heating Control | Large Industrial | Retail Trade | MW of Load | 2028 | 0.024103
ENS | C&I Curtailment | C&I Curtailment- Water Heating Control | Large Industrial | Services | MW of Load | 2028 | 0.011921
ENS | C&I Curtailment | C&I Curtailment- Other | Large Industrial | Miscellaneous | MW of Load | 2028 | 0.51662
ENS | C&I Curtailment | C&I Curtailment- Other | Large Industrial | Offices | MW of Load | 2028 | 0.034041
ENS | C&I Curtailment | C&I Curtailment- Other | Large Industrial | Retail Trade | MW of Load | 2028 | 0.25149
ENS | C&I Curtailment | C&I Curtailment- Other | Large Industrial | Services | MW of Load | 2028 | 0.12439
ENS | C&I Curtailment | C&I Curtailment- Industrial | Large Industrial | Manufacturing | MW of Load | 2028 | 3.8995
ENS | C&I Curtailment | C&I Curtailment- Manual HVAC Control | Interruptible Rider | Miscellaneous | MW of Load | 2028 | 1.3498
ENS | C&I Curtailment | C&I Curtailment- Manual HVAC Control | Interruptible Rider | Retail Trade | MW of Load | 2028 | 0.037353
ENS | C&I Curtailment | C&I Curtailment- Auto-DR HVAC Control | Interruptible Rider | Miscellaneous | MW of Load | 2028 | 4.1829
ENS | C&I Curtailment | C&I Curtailment- Auto-DR HVAC Control | Interruptible Rider | Retail Trade | MW of Load | 2028 | 0.11576
ENS | C&I Curtailment | C&I Curtailment- Standard Lighting Control | Interruptible Rider | Miscellaneous | MW of Load | 2028 | 0.48785
ENS | C&I Curtailment | C&I Curtailment- Standard Lighting Control | Interruptible Rider | Retail Trade | MW of Load | 2028 | 0.035643
ENS | C&I Curtailment | C&I Curtailment- Advanced Lighting Control | Interruptible Rider | Miscellaneous | MW of Load | 2028 | 0.24393
ENS | C&I Curtailment | C&I Curtailment- Advanced Lighting Control | Interruptible Rider | Retail Trade | MW of Load | 2028 | 0.017821
ENS | C&I Curtailment | C&I Curtailment- Water Heating Control | Interruptible Rider | Miscellaneous | MW of Load | 2028 | 0.044455
ENS | C&I Curtailment | C&I Curtailment- Water Heating Control | Interruptible Rider | Retail Trade | MW of Load | 2028 | 0.0058698
ENS | C&I Curtailment | C&I Curtailment- Other | Interruptible Rider | Miscellaneous | MW of Load | 2028 | 0.80313
ENS | C&I Curtailment | C&I Curtailment- Other | Interruptible Rider | Retail Trade | MW of Load | 2028 | 0.064726
ENS | C&I Curtailment | C&I Curtailment- Industrial | Interruptible Rider | Manufacturing | MW of Load | 2028 | 1.491
ENS | Dynamic Pricing | Dynamic Pricing with enabling tech. | Small Commercial | Manufacturing | MW of Load | 2028 | 0.31936
ENS | Dynamic Pricing | Dynamic Pricing with enabling tech. | Small Commercial | Miscellaneous | MW of Load | 2028 | 3.2261
ENS | Dynamic Pricing | Dynamic Pricing with enabling tech. | Small Commercial | Offices | MW of Load | 2028 | 2.5881
ENS | Dynamic Pricing | Dynamic Pricing with enabling tech. | Small Commercial | Retail Trade | MW of Load | 2028 | 5.9663
ENS | Dynamic Pricing | Dynamic Pricing with enabling tech. | Small Commercial | Services | MW of Load | 2028 | 7.1795
ENS | Dynamic Pricing | Dynamic Pricing w/o enabling tech. | Small Commercial | Manufacturing | MW of Load | 2028 | 0.020958
ENS | Dynamic Pricing | Dynamic Pricing w/o enabling tech. | Small Commercial | Miscellaneous | MW of Load | 2028 | 0.21171
ENS | Dynamic Pricing | Dynamic Pricing w/o enabling tech. | Small Commercial | Offices | MW of Load | 2028 | 0.16984
ENS | Dynamic Pricing | Dynamic Pricing w/o enabling tech. | Small Commercial | Retail Trade | MW of Load | 2028 | 0.39154
ENS | Dynamic Pricing | Dynamic Pricing w/o enabling tech. | Small Commercial | Services | MW of Load | 2028 | 0.47116
ENS | Dynamic Pricing | Dynamic Pricing with enabling tech. | Large Commercial | Offices | MW of Load | 2028 | 0.42736
ENS | Dynamic Pricing | Dynamic Pricing with enabling tech. | Large Commercial | Services | MW of Load | 2028 | 2.6594
ENS | Dynamic Pricing | Dynamic Pricing w/o enabling tech. | Large Commercial | Offices | MW of Load | 2028 | 0.22493
ENS | Dynamic Pricing | Dynamic Pricing w/o enabling tech. | Large Commercial | Services | MW of Load | 2028 | 1.3997
ENS | Dynamic Pricing | Dynamic Pricing with enabling tech. | Small Industrial | Manufacturing | MW of Load | 2028 | 0.47222
ENS | Dynamic Pricing | Dynamic Pricing with enabling tech. | Small Industrial | Miscellaneous | MW of Load | 2028 | 0.62143
ENS | Dynamic Pricing | Dynamic Pricing with enabling tech. | Small Industrial | Offices | MW of Load | 2028 | 0.037662
ENS | Dynamic Pricing | Dynamic Pricing with enabling tech. | Small Industrial | Retail Trade | MW of Load | 2028 | 0.10556
ENS | Dynamic Pricing | Dynamic Pricing with enabling tech. | Small Industrial | Services | MW of Load | 2028 | 0.13159
ENS | Dynamic Pricing | Dynamic Pricing w/o enabling tech. | Small Industrial | Manufacturing | MW of Load | 2028 | 0.03099
ENS | Dynamic Pricing | Dynamic Pricing w/o enabling tech. | Small Industrial | Miscellaneous | MW of Load | 2028 | 0.040781
ENS | Dynamic Pricing | Dynamic Pricing w/o enabling tech. | Small Industrial | Offices | MW of Load | 2028 | 0.0024716
ENS | Dynamic Pricing | Dynamic Pricing w/o enabling tech. | Small Industrial | Retail Trade | MW of Load | 2028 | 0.0069274
ENS | Dynamic Pricing | Dynamic Pricing w/o enabling tech. | Small Industrial | Services | MW of Load | 2028 | 0.0086357
ENS | Dynamic Pricing | Dynamic Pricing with enabling tech. | Large Industrial | Manufacturing | MW of Load | 2028 | 2.5932
ENS | Dynamic Pricing | Dynamic Pricing with enabling tech. | Large Industrial | Miscellaneous | MW of Load | 2028 | 1.1044
ENS | Dynamic Pricing | Dynamic Pricing with enabling tech. | Large Industrial | Offices | MW of Load | 2028 | 0.093167
ENS | Dynamic Pricing | Dynamic Pricing with enabling tech. | Large Industrial | Retail Trade | MW of Load | 2028 | 0.4792
ENS | Dynamic Pricing | Dynamic Pricing with enabling tech. | Large Industrial | Services | MW of Load | 2028 | 0.23701
ENS | Dynamic Pricing | Dynamic Pricing w/o enabling tech. | Large Industrial | Manufacturing | MW of Load | 2028 | 1.3648
ENS | Dynamic Pricing | Dynamic Pricing w/o enabling tech. | Large Industrial | Miscellaneous | MW of Load | 2028 | 0.58127
ENS | Dynamic Pricing | Dynamic Pricing w/o enabling tech. | Large Industrial | Offices | MW of Load | 2028 | 0.049035
ENS | Dynamic Pricing | Dynamic Pricing w/o enabling tech. | Large Industrial | Retail Trade | MW of Load | 2028 | 0.25221
ENS | Dynamic Pricing | Dynamic Pricing w/o enabling tech. | Large Industrial | Services | MW of Load | 2028 | 0.12474
ENS | Dynamic Pricing | Dynamic Pricing with enabling tech. | Interruptible Rider | Manufacturing | MW of Load | 2028 | 0.99149
ENS | Dynamic Pricing | Dynamic Pricing with enabling tech. | Interruptible Rider | Miscellaneous | MW of Load | 2028 | 2.1198
ENS | Dynamic Pricing | Dynamic Pricing with enabling tech. | Interruptible Rider | Retail Trade | MW of Load | 2028 | 0.12479
ENS | Dynamic Pricing | Dynamic Pricing w/o enabling tech. | Interruptible Rider | Manufacturing | MW of Load | 2028 | 0.52184
ENS | Dynamic Pricing | Dynamic Pricing w/o enabling tech. | Interruptible Rider | Miscellaneous | MW of Load | 2028 | 1.1157
ENS | Dynamic Pricing | Dynamic Pricing w/o enabling tech. | Interruptible Rider | Retail Trade | MW of Load | 2028 | 0.065679
ENS | Dynamic Pricing | Dynamic Pricing with enabling tech. | Residential | Residential LI | MW of Load | 2028 | 16.0486
ENS | Dynamic Pricing | Dynamic Pricing with enabling tech. | Residential | Residential Market Rate | MW of Load | 2028 | 100.1584
ENS | Dynamic Pricing | Dynamic Pricing w/o enabling tech. | Residential | Residential LI | MW of Load | 2028 | 11.6141
ENS | Dynamic Pricing | Dynamic Pricing w/o enabling tech. | Residential | Residential Market Rate | MW of Load | 2028 | 72.4831
ENS | BTM Battery Control | BTM Battery Control | Small Commercial | Manufacturing | MW of Load | 2028 | 0.10009
ENS | BTM Battery Control | BTM Battery Control | Small Commercial | Miscellaneous | MW of Load | 2028 | 0.74036
ENS | BTM Battery Control | BTM Battery Control | Small Commercial | Offices | MW of Load | 2028 | 0.25613
ENS | BTM Battery Control | BTM Battery Control | Small Commercial | Retail Trade | MW of Load | 2028 | 0.44692
ENS | BTM Battery Control | BTM Battery Control | Small Commercial | Services | MW of Load | 2028 | 0.97278
ENS | BTM Battery Control | BTM Battery Control | Large Commercial | Offices | MW of Load | 2028 | 0.10278
ENS | BTM Battery Control | BTM Battery Control | Large Commercial | Services | MW of Load | 2028 | 0.54816
ENS | BTM Battery Control | BTM Battery Control | Small Industrial | Manufacturing | MW of Load | 2028 | 0.0024698
ENS | BTM Battery Control | BTM Battery Control | Small Industrial | Miscellaneous | MW of Load | 2028 | 0.015901
ENS | BTM Battery Control | BTM Battery Control | Small Industrial | Offices | MW of Load | 2028 | 0.0062993
ENS | BTM Battery Control | BTM Battery Control | Small Industrial | Retail Trade | MW of Load | 2028 | 0.010961
ENS | BTM Battery Control | BTM Battery Control | Small Industrial | Services | MW of Load | 2028 | 0.023865
ENS | BTM Battery Control | BTM Battery Control | Large Industrial | Manufacturing | MW of Load | 2028 | 0.067289
ENS | BTM Battery Control | BTM Battery Control | Large Industrial | Miscellaneous | MW of Load | 2028 | 0.31198
ENS | BTM Battery Control | BTM Battery Control | Large Industrial | Offices | MW of Load | 2028 | 0.036703
ENS | BTM Battery Control | BTM Battery Control | Large Industrial | Retail Trade | MW of Load | 2028 | 0.18352
ENS | BTM Battery Control | BTM Battery Control | Large Industrial | Services | MW of Load | 2028 | 0.39762
ENS | BTM Battery Control | BTM Battery Control | Interruptible Rider | Manufacturing | MW of Load | 2028 | 0.089945
ENS | BTM Battery Control | BTM Battery Control | Interruptible Rider | Miscellaneous | MW of Load | 2028 | 0.23985
ENS | BTM Battery Control | BTM Battery Control | Interruptible Rider | Retail Trade | MW of Load | 2028 | 0.35978
ENS | BTM Battery Control | BTM Battery Control | Residential | Residential LI | MW of Load | 2028 | 2.8197
ENS | BTM Battery Control | BTM Battery Control | Residential | Residential Market Rate | MW of Load | 2028 | 17.554
ENS | EV Charging Control | EV Charging Control | EV | EV | MW of Load | 2028 | 3.9823
ENS | Behavioral DR | Behavioral DR | Residential | Residential LI | MW of Load | 2028 | 3.0166
ENS | Behavioral DR | Behavioral DR | Residential | Residential Market Rate | MW of Load | 2028 | 18.8268
ENS | DLC | DLC-Switch-Water Heating | Small Commercial | Miscellaneous | MW of Load | 2029 | 0.47428
ENS | DLC | DLC-Switch-Water Heating | Small Commercial | Offices | MW of Load | 2029 | 0.28346
ENS | DLC | DLC-Switch-Water Heating | Small Commercial | Retail Trade | MW of Load | 2029 | 1.6395
ENS | DLC | DLC-Switch-Water Heating | Small Commercial | Services | MW of Load | 2029 | 1.9706
ENS | DLC | DLC-Thermostat-HVAC | Small Commercial | Miscellaneous | MW of Load | 2029 | 7.5781
ENS | DLC | DLC-Thermostat-HVAC | Small Commercial | Offices | MW of Load | 2029 | 11.5724
ENS | DLC | DLC-Thermostat-HVAC | Small Commercial | Retail Trade | MW of Load | 2029 | 11.2695
ENS | DLC | DLC-Thermostat-HVAC | Small Commercial | Services | MW of Load | 2029 | 13.5612
ENS | DLC | DLC-Switch-Water Heating | Small Industrial | Miscellaneous | MW of Load | 2029 | 0.1028
ENS | DLC | DLC-Switch-Water Heating | Small Industrial | Offices | MW of Load | 2029 | 0.0040289
ENS | DLC | DLC-Switch-Water Heating | Small Industrial | Retail Trade | MW of Load | 2029 | 0.027738
ENS | DLC | DLC-Switch-Water Heating | Small Industrial | Services | MW of Load | 2029 | 0.034578
ENS | DLC | DLC-Thermostat-HVAC | Small Industrial | Miscellaneous | MW of Load | 2029 | 1.7448
ENS | DLC | DLC-Thermostat-HVAC | Small Industrial | Offices | MW of Load | 2029 | 0.17083
ENS | DLC | DLC-Thermostat-HVAC | Small Industrial | Retail Trade | MW of Load | 2029 | 0.20645
ENS | DLC | DLC-Thermostat-HVAC | Small Industrial | Services | MW of Load | 2029 | 0.25736
ENS | DLC | DLC-Switch-Water Heating | Residential | Residential LI | MW of Load | 2029 | 19.762
ENS | DLC | DLC-Switch-Water Heating | Residential | Residential Market Rate | MW of Load | 2029 | 122.5795
ENS | DLC | DLC-Thermostat-Heat Pump | Residential | Residential LI | MW of Load | 2029 | 14.6738
ENS | DLC | DLC-Thermostat-Heat Pump | Residential | Residential Market Rate | MW of Load | 2029 | 264.0503
ENS | DLC | DLC-Thermostat-Electric Furnace | Residential | Residential LI | MW of Load | 2029 | 66.7198
ENS | DLC | DLC-Thermostat-Electric Furnace | Residential | Residential Market Rate | MW of Load | 2029 | 151.6086
ENS | C&I Curtailment | C&I Curtailment- Manual HVAC Control | Large Commercial | Offices | MW of Load | 2029 | 0.262
ENS | C&I Curtailment | C&I Curtailment- Manual HVAC Control | Large Commercial | Services | MW of Load | 2029 | 0.68095
ENS | C&I Curtailment | C&I Curtailment- Auto-DR HVAC Control | Large Commercial | Offices | MW of Load | 2029 | 0.97088
ENS | C&I Curtailment | C&I Curtailment- Auto-DR HVAC Control | Large Commercial | Services | MW of Load | 2029 | 2.5234
ENS | C&I Curtailment | C&I Curtailment- Standard Lighting Control | Large Commercial | Offices | MW of Load | 2029 | 0.074388
ENS | C&I Curtailment | C&I Curtailment- Standard Lighting Control | Large Commercial | Services | MW of Load | 2029 | 0.67244
ENS | C&I Curtailment | C&I Curtailment- Advanced Lighting Control | Large Commercial | Offices | MW of Load | 2029 | 0.037194
ENS | C&I Curtailment | C&I Curtailment- Advanced Lighting Control | Large Commercial | Services | MW of Load | 2029 | 0.33622
ENS | C&I Curtailment | C&I Curtailment- Water Heating Control | Large Commercial | Offices | MW of Load | 2029 | 0.0090061
ENS | C&I Curtailment | C&I Curtailment- Water Heating Control | Large Commercial | Services | MW of Load | 2029 | 0.13383
ENS | C&I Curtailment | C&I Curtailment- Other | Large Commercial | Offices | MW of Load | 2029 | 0.15243
ENS | C&I Curtailment | C&I Curtailment- Other | Large Commercial | Services | MW of Load | 2029 | 1.3823
ENS | C&I Curtailment | C&I Curtailment- Manual HVAC Control | Large Industrial | Miscellaneous | MW of Load | 2029 | 0.36526
ENS | C&I Curtailment | C&I Curtailment- Manual HVAC Control | Large Industrial | Offices | MW of Load | 2029 | 0.057226
ENS | C&I Curtailment | C&I Curtailment- Manual HVAC Control | Large Industrial | Retail Trade | MW of Load | 2029 | 0.12548
ENS | C&I Curtailment | C&I Curtailment- Manual HVAC Control | Large Industrial | Services | MW of Load | 2029 | 0.062062
ENS | C&I Curtailment | C&I Curtailment- Auto-DR HVAC Control | Large Industrial | Miscellaneous | MW of Load | 2029 | 1.3535
ENS | C&I Curtailment | C&I Curtailment- Auto-DR HVAC Control | Large Industrial | Offices | MW of Load | 2029 | 0.21206
ENS | C&I Curtailment | C&I Curtailment- Auto-DR HVAC Control | Large Industrial | Retail Trade | MW of Load | 2029 | 0.46499
ENS | C&I Curtailment | C&I Curtailment- Auto-DR HVAC Control | Large Industrial | Services | MW of Load | 2029 | 0.22998
ENS | C&I Curtailment | C&I Curtailment- Standard Lighting Control | Large Industrial | Miscellaneous | MW of Load | 2029 | 0.39128
ENS | C&I Curtailment | C&I Curtailment- Standard Lighting Control | Large Industrial | Offices | MW of Load | 2029 | 0.018238
ENS | C&I Curtailment | C&I Curtailment- Standard Lighting Control | Large Industrial | Retail Trade | MW of Load | 2029 | 0.12391
ENS | C&I Curtailment | C&I Curtailment- Standard Lighting Control | Large Industrial | Services | MW of Load | 2029 | 0.061286
ENS | C&I Curtailment | C&I Curtailment- Advanced Lighting Control | Large Industrial | Miscellaneous | MW of Load | 2029 | 0.19564
ENS | C&I Curtailment | C&I Curtailment- Advanced Lighting Control | Large Industrial | Offices | MW of Load | 2029 | 0.0091191
ENS | C&I Curtailment | C&I Curtailment- Advanced Lighting Control | Large Industrial | Retail Trade | MW of Load | 2029 | 0.061956
ENS | C&I Curtailment | C&I Curtailment- Advanced Lighting Control | Large Industrial | Services | MW of Load | 2029 | 0.030643
ENS | C&I Curtailment | C&I Curtailment- Water Heating Control | Large Industrial | Miscellaneous | MW of Load | 2029 | 0.024307
ENS | C&I Curtailment | C&I Curtailment- Water Heating Control | Large Industrial | Offices | MW of Load | 2029 | 0.0018026
ENS | C&I Curtailment | C&I Curtailment- Water Heating Control | Large Industrial | Retail Trade | MW of Load | 2029 | 0.02466
ENS | C&I Curtailment | C&I Curtailment- Water Heating Control | Large Industrial | Services | MW of Load | 2029 | 0.012197
ENS | C&I Curtailment | C&I Curtailment- Other | Large Industrial | Miscellaneous | MW of Load | 2029 | 0.52125
ENS | C&I Curtailment | C&I Curtailment- Other | Large Industrial | Offices | MW of Load | 2029 | 0.034528
ENS | C&I Curtailment | C&I Curtailment- Other | Large Industrial | Retail Trade | MW of Load | 2029 | 0.25473
ENS | C&I Curtailment | C&I Curtailment- Other | Large Industrial | Services | MW of Load | 2029 | 0.12599
ENS | C&I Curtailment | C&I Curtailment- Industrial | Large Industrial | Manufacturing | MW of Load | 2029 | 3.8717
ENS | C&I Curtailment | C&I Curtailment- Manual HVAC Control | Interruptible Rider | Miscellaneous | MW of Load | 2029 | 1.1884
ENS | C&I Curtailment | C&I Curtailment- Manual HVAC Control | Interruptible Rider | Retail Trade | MW of Load | 2029 | 0.032525
ENS | C&I Curtailment | C&I Curtailment- Auto-DR HVAC Control | Interruptible Rider | Miscellaneous | MW of Load | 2029 | 4.404
ENS | C&I Curtailment | C&I Curtailment- Auto-DR HVAC Control | Interruptible Rider | Retail Trade | MW of Load | 2029 | 0.12053
ENS | C&I Curtailment | C&I Curtailment- Standard Lighting Control | Interruptible Rider | Miscellaneous | MW of Load | 2029 | 0.47383
ENS | C&I Curtailment | C&I Curtailment- Standard Lighting Control | Interruptible Rider | Retail Trade | MW of Load | 2029 | 0.034819
ENS | C&I Curtailment | C&I Curtailment- Advanced Lighting Control | Interruptible Rider | Miscellaneous | MW of Load | 2029 | 0.23691
ENS | C&I Curtailment | C&I Curtailment- Advanced Lighting Control | Interruptible Rider | Retail Trade | MW of Load | 2029 | 0.017409
ENS | C&I Curtailment | C&I Curtailment- Water Heating Control | Interruptible Rider | Miscellaneous | MW of Load | 2029 | 0.044344
ENS | C&I Curtailment | C&I Curtailment- Water Heating Control | Interruptible Rider | Retail Trade | MW of Load | 2029 | 0.0058694
ENS | C&I Curtailment | C&I Curtailment- Other | Interruptible Rider | Miscellaneous | MW of Load | 2029 | 0.80019
ENS | C&I Curtailment | C&I Curtailment- Other | Interruptible Rider | Retail Trade | MW of Load | 2029 | 0.064594
ENS | C&I Curtailment | C&I Curtailment- Industrial | Interruptible Rider | Manufacturing | MW of Load | 2029 | 1.4635
ENS | Dynamic Pricing | Dynamic Pricing with enabling tech. | Small Commercial | Manufacturing | MW of Load | 2029 | 0.3086
ENS | Dynamic Pricing | Dynamic Pricing with enabling tech. | Small Commercial | Miscellaneous | MW of Load | 2029 | 3.1496
ENS | Dynamic Pricing | Dynamic Pricing with enabling tech. | Small Commercial | Offices | MW of Load | 2029 | 2.5278
ENS | Dynamic Pricing | Dynamic Pricing with enabling tech. | Small Commercial | Retail Trade | MW of Load | 2029 | 5.8106
ENS | Dynamic Pricing | Dynamic Pricing with enabling tech. | Small Commercial | Services | MW of Load | 2029 | 6.9914
ENS | Dynamic Pricing | Dynamic Pricing w/o enabling tech. | Small Commercial | Manufacturing | MW of Load | 2029 | 0.020252
ENS | Dynamic Pricing | Dynamic Pricing w/o enabling tech. | Small Commercial | Miscellaneous | MW of Load | 2029 | 0.20669
ENS | Dynamic Pricing | Dynamic Pricing w/o enabling tech. | Small Commercial | Offices | MW of Load | 2029 | 0.16589
ENS | Dynamic Pricing | Dynamic Pricing w/o enabling tech. | Small Commercial | Retail Trade | MW of Load | 2029 | 0.38132
ENS | Dynamic Pricing | Dynamic Pricing w/o enabling tech. | Small Commercial | Services | MW of Load | 2029 | 0.45881
ENS | Dynamic Pricing | Dynamic Pricing with enabling tech. | Large Commercial | Offices | MW of Load | 2029 | 0.42044
ENS | Dynamic Pricing | Dynamic Pricing with enabling tech. | Large Commercial | Services | MW of Load | 2029 | 2.6147
ENS | Dynamic Pricing | Dynamic Pricing w/o enabling tech. | Large Commercial | Offices | MW of Load | 2029 | 0.22128
ENS | Dynamic Pricing | Dynamic Pricing w/o enabling tech. | Large Commercial | Services | MW of Load | 2029 | 1.3762
ENS | Dynamic Pricing | Dynamic Pricing with enabling tech. | Small Industrial | Manufacturing | MW of Load | 2029 | 0.46731
ENS | Dynamic Pricing | Dynamic Pricing with enabling tech. | Small Industrial | Miscellaneous | MW of Load | 2029 | 0.62067
ENS | Dynamic Pricing | Dynamic Pricing with enabling tech. | Small Industrial | Offices | MW of Load | 2029 | 0.037701
ENS | Dynamic Pricing | Dynamic Pricing with enabling tech. | Small Industrial | Retail Trade | MW of Load | 2029 | 0.10563
ENS | Dynamic Pricing | Dynamic Pricing with enabling tech. | Small Industrial | Services | MW of Load | 2029 | 0.13168
ENS | Dynamic Pricing | Dynamic Pricing w/o enabling tech. | Small Industrial | Manufacturing | MW of Load | 2029 | 0.030667
ENS | Dynamic Pricing | Dynamic Pricing w/o enabling tech. | Small Industrial | Miscellaneous | MW of Load | 2029 | 0.040732
ENS | Dynamic Pricing | Dynamic Pricing w/o enabling tech. | Small Industrial | Offices | MW of Load | 2029 | 0.0024741
ENS | Dynamic Pricing | Dynamic Pricing w/o enabling tech. | Small Industrial | Retail Trade | MW of Load | 2029 | 0.0069321
ENS | Dynamic Pricing | Dynamic Pricing w/o enabling tech. | Small Industrial | Services | MW of Load | 2029 | 0.0086417
ENS | Dynamic Pricing | Dynamic Pricing with enabling tech. | Large Industrial | Manufacturing | MW of Load | 2029 | 2.5747
ENS | Dynamic Pricing | Dynamic Pricing with enabling tech. | Large Industrial | Miscellaneous | MW of Load | 2029 | 1.1086
ENS | Dynamic Pricing | Dynamic Pricing with enabling tech. | Large Industrial | Offices | MW of Load | 2029 | 0.094182
ENS | Dynamic Pricing | Dynamic Pricing with enabling tech. | Large Industrial | Retail Trade | MW of Load | 2029 | 0.48182
ENS | Dynamic Pricing | Dynamic Pricing with enabling tech. | Large Industrial | Services | MW of Load | 2029 | 0.23831
ENS | Dynamic Pricing | Dynamic Pricing w/o enabling tech. | Large Industrial | Manufacturing | MW of Load | 2029 | 1.3551
ENS | Dynamic Pricing | Dynamic Pricing w/o enabling tech. | Large Industrial | Miscellaneous | MW of Load | 2029 | 0.58345
ENS | Dynamic Pricing | Dynamic Pricing w/o enabling tech. | Large Industrial | Offices | MW of Load | 2029 | 0.049569
ENS | Dynamic Pricing | Dynamic Pricing w/o enabling tech. | Large Industrial | Retail Trade | MW of Load | 2029 | 0.25359
ENS | Dynamic Pricing | Dynamic Pricing w/o enabling tech. | Large Industrial | Services | MW of Load | 2029 | 0.12543
ENS | Dynamic Pricing | Dynamic Pricing with enabling tech. | Interruptible Rider | Manufacturing | MW of Load | 2029 | 0.97323
ENS | Dynamic Pricing | Dynamic Pricing with enabling tech. | Interruptible Rider | Miscellaneous | MW of Load | 2029 | 2.1042
ENS | Dynamic Pricing | Dynamic Pricing with enabling tech. | Interruptible Rider | Retail Trade | MW of Load | 2029 | 0.12387
ENS | Dynamic Pricing | Dynamic Pricing w/o enabling tech. | Interruptible Rider | Manufacturing | MW of Load | 2029 | 0.51223
ENS | Dynamic Pricing | Dynamic Pricing w/o enabling tech. | Interruptible Rider | Miscellaneous | MW of Load | 2029 | 1.1075
ENS | Dynamic Pricing | Dynamic Pricing w/o enabling tech. | Interruptible Rider | Retail Trade | MW of Load | 2029 | 0.065193
ENS | Dynamic Pricing | Dynamic Pricing with enabling tech. | Residential | Residential LI | MW of Load | 2029 | 15.8723
ENS | Dynamic Pricing | Dynamic Pricing with enabling tech. | Residential | Residential Market Rate | MW of Load | 2029 | 99.1793
ENS | Dynamic Pricing | Dynamic Pricing w/o enabling tech. | Residential | Residential LI | MW of Load | 2029 | 11.4865
ENS | Dynamic Pricing | Dynamic Pricing w/o enabling tech. | Residential | Residential Market Rate | MW of Load | 2029 | 71.7745
ENS | BTM Battery Control | BTM Battery Control | Small Commercial | Manufacturing | MW of Load | 2029 | 0.10495
ENS | BTM Battery Control | BTM Battery Control | Small Commercial | Miscellaneous | MW of Load | 2029 | 0.77675
ENS | BTM Battery Control | BTM Battery Control | Small Commercial | Offices | MW of Load | 2029 | 0.26851
ENS | BTM Battery Control | BTM Battery Control | Small Commercial | Retail Trade | MW of Load | 2029 | 0.46857
ENS | BTM Battery Control | BTM Battery Control | Small Commercial | Services | MW of Load | 2029 | 1.02
ENS | BTM Battery Control | BTM Battery Control | Large Commercial | Offices | MW of Load | 2029 | 0.10778
ENS | BTM Battery Control | BTM Battery Control | Large Commercial | Services | MW of Load | 2029 | 0.5748
ENS | BTM Battery Control | BTM Battery Control | Small Industrial | Manufacturing | MW of Load | 2029 | 0.0025607
ENS | BTM Battery Control | BTM Battery Control | Small Industrial | Miscellaneous | MW of Load | 2029 | 0.016674
ENS | BTM Battery Control | BTM Battery Control | Small Industrial | Offices | MW of Load | 2029 | 0.0066054
ENS | BTM Battery Control | BTM Battery Control | Small Industrial | Retail Trade | MW of Load | 2029 | 0.011494
ENS | BTM Battery Control | BTM Battery Control | Small Industrial | Services | MW of Load | 2029 | 0.025025
ENS | BTM Battery Control | BTM Battery Control | Large Industrial | Manufacturing | MW of Load | 2029 | 0.07056
ENS | BTM Battery Control | BTM Battery Control | Large Industrial | Miscellaneous | MW of Load | 2029 | 0.32714
ENS | BTM Battery Control | BTM Battery Control | Large Industrial | Offices | MW of Load | 2029 | 0.038487
ENS | BTM Battery Control | BTM Battery Control | Large Industrial | Retail Trade | MW of Load | 2029 | 0.19244
ENS | BTM Battery Control | BTM Battery Control | Large Industrial | Services | MW of Load | 2029 | 0.41694
ENS | BTM Battery Control | BTM Battery Control | Interruptible Rider | Manufacturing | MW of Load | 2029 | 0.094317
ENS | BTM Battery Control | BTM Battery Control | Interruptible Rider | Miscellaneous | MW of Load | 2029 | 0.25151
ENS | BTM Battery Control | BTM Battery Control | Interruptible Rider | Retail Trade | MW of Load | 2029 | 0.37727
ENS | BTM Battery Control | BTM Battery Control | Residential | Residential LI | MW of Load | 2029 | 2.9713
ENS | BTM Battery Control | BTM Battery Control | Residential | Residential Market Rate | MW of Load | 2029 | 18.4977
ENS | EV Charging Control | EV Charging Control | EV | EV | MW of Load | 2029 | 4.8555
ENS | Behavioral DR | Behavioral DR | Residential | Residential LI | MW of Load | 2029 | 2.9835
ENS | Behavioral DR | Behavioral DR | Residential | Residential Market Rate | MW of Load | 2029 | 18.6427
ENS | DLC | DLC-Switch-Water Heating | Small Commercial | Miscellaneous | MW of Load | 2030 | 0.46959
ENS | DLC | DLC-Switch-Water Heating | Small Commercial | Offices | MW of Load | 2030 | 0.27988
ENS | DLC | DLC-Switch-Water Heating | Small Commercial | Retail Trade | MW of Load | 2030 | 1.6251
ENS | DLC | DLC-Switch-Water Heating | Small Commercial | Services | MW of Load | 2030 | 1.9527
ENS | DLC | DLC-Thermostat-HVAC | Small Commercial | Miscellaneous | MW of Load | 2030 | 7.3441
ENS | DLC | DLC-Thermostat-HVAC | Small Commercial | Offices | MW of Load | 2030 | 11.3288
ENS | DLC | DLC-Thermostat-HVAC | Small Commercial | Retail Trade | MW of Load | 2030 | 10.8254
ENS | DLC | DLC-Thermostat-HVAC | Small Commercial | Services | MW of Load | 2030 | 13.0253
ENS | DLC | DLC-Switch-Water Heating | Small Industrial | Miscellaneous | MW of Load | 2030 | 0.1037
ENS | DLC | DLC-Switch-Water Heating | Small Industrial | Offices | MW of Load | 2030 | 0.0040488
ENS | DLC | DLC-Switch-Water Heating | Small Industrial | Retail Trade | MW of Load | 2030 | 0.027962
ENS | DLC | DLC-Switch-Water Heating | Small Industrial | Services | MW of Load | 2030 | 0.034858
ENS | DLC | DLC-Thermostat-HVAC | Small Industrial | Miscellaneous | MW of Load | 2030 | 1.7327
ENS | DLC | DLC-Thermostat-HVAC | Small Industrial | Offices | MW of Load | 2030 | 0.17104
ENS | DLC | DLC-Thermostat-HVAC | Small Industrial | Retail Trade | MW of Load | 2030 | 0.20431
ENS | DLC | DLC-Thermostat-HVAC | Small Industrial | Services | MW of Load | 2030 | 0.2547
ENS | DLC | DLC-Switch-Water Heating | Residential | Residential LI | MW of Load | 2030 | 19.7306
ENS | DLC | DLC-Switch-Water Heating | Residential | Residential Market Rate | MW of Load | 2030 | 122.2479
ENS | DLC | DLC-Thermostat-Heat Pump | Residential | Residential LI | MW of Load | 2030 | 16.0658
ENS | DLC | DLC-Thermostat-Heat Pump | Residential | Residential Market Rate | MW of Load | 2030 | 272.2347
ENS | DLC | DLC-Thermostat-Electric Furnace | Residential | Residential LI | MW of Load | 2030 | 66.3696
ENS | DLC | DLC-Thermostat-Electric Furnace | Residential | Residential Market Rate | MW of Load | 2030 | 147.7058
ENS | C&I Curtailment | C&I Curtailment- Manual HVAC Control | Large Commercial | Offices | MW of Load | 2030 | 0.22663
ENS | C&I Curtailment | C&I Curtailment- Manual HVAC Control | Large Commercial | Services | MW of Load | 2030 | 0.57831
ENS | C&I Curtailment | C&I Curtailment- Auto-DR HVAC Control | Large Commercial | Offices | MW of Load | 2030 | 1.0107
ENS | C&I Curtailment | C&I Curtailment- Auto-DR HVAC Control | Large Commercial | Services | MW of Load | 2030 | 2.5791
ENS | C&I Curtailment | C&I Curtailment- Standard Lighting Control | Large Commercial | Offices | MW of Load | 2030 | 0.070208
ENS | C&I Curtailment | C&I Curtailment- Standard Lighting Control | Large Commercial | Services | MW of Load | 2030 | 0.64252
ENS | C&I Curtailment | C&I Curtailment- Advanced Lighting Control | Large Commercial | Offices | MW of Load | 2030 | 0.035104
ENS | C&I Curtailment | C&I Curtailment- Advanced Lighting Control | Large Commercial | Services | MW of Load | 2030 | 0.32126
ENS | C&I Curtailment | C&I Curtailment- Water Heating Control | Large Commercial | Offices | MW of Load | 2030 | 0.0090041
ENS | C&I Curtailment | C&I Curtailment- Water Heating Control | Large Commercial | Services | MW of Load | 2030 | 0.13386
ENS | C&I Curtailment | C&I Curtailment- Other | Large Commercial | Offices | MW of Load | 2030 | 0.15029
ENS | C&I Curtailment | C&I Curtailment- Other | Large Commercial | Services | MW of Load | 2030 | 1.3686
ENS | C&I Curtailment | C&I Curtailment- Manual HVAC Control | Large Industrial | Miscellaneous | MW of Load | 2030 | 0.31958
ENS | C&I Curtailment | C&I Curtailment- Manual HVAC Control | Large Industrial | Offices | MW of Load | 2030 | 0.050763
ENS | C&I Curtailment | C&I Curtailment- Manual HVAC Control | Large Industrial | Retail Trade | MW of Load | 2030 | 0.10907
ENS | C&I Curtailment | C&I Curtailment- Manual HVAC Control | Large Industrial | Services | MW of Load | 2030 | 0.053947
ENS | C&I Curtailment | C&I Curtailment- Auto-DR HVAC Control | Large Industrial | Miscellaneous | MW of Load | 2030 | 1.4252
ENS | C&I Curtailment | C&I Curtailment- Auto-DR HVAC Control | Large Industrial | Offices | MW of Load | 2030 | 0.22639
ENS | C&I Curtailment | C&I Curtailment- Auto-DR HVAC Control | Large Industrial | Retail Trade | MW of Load | 2030 | 0.48644
ENS | C&I Curtailment | C&I Curtailment- Auto-DR HVAC Control | Large Industrial | Services | MW of Load | 2030 | 0.24059
ENS | C&I Curtailment | C&I Curtailment- Standard Lighting Control | Large Industrial | Miscellaneous | MW of Load | 2030 | 0.3878
ENS | C&I Curtailment | C&I Curtailment- Standard Lighting Control | Large Industrial | Offices | MW of Load | 2030 | 0.01803
ENS | C&I Curtailment | C&I Curtailment- Standard Lighting Control | Large Industrial | Retail Trade | MW of Load | 2030 | 0.12118
ENS | C&I Curtailment | C&I Curtailment- Standard Lighting Control | Large Industrial | Services | MW of Load | 2030 | 0.059938
ENS | C&I Curtailment | C&I Curtailment- Advanced Lighting Control | Large Industrial | Miscellaneous | MW of Load | 2030 | 0.1939
ENS | C&I Curtailment | C&I Curtailment- Advanced Lighting Control | Large Industrial | Offices | MW of Load | 2030 | 0.0090148
ENS | C&I Curtailment | C&I Curtailment- Advanced Lighting Control | Large Industrial | Retail Trade | MW of Load | 2030 | 0.060592
ENS | C&I Curtailment | C&I Curtailment- Advanced Lighting Control | Large Industrial | Services | MW of Load | 2030 | 0.029969
ENS | C&I Curtailment | C&I Curtailment- Water Heating Control | Large Industrial | Miscellaneous | MW of Load | 2030 | 0.024617
ENS | C&I Curtailment | C&I Curtailment- Water Heating Control | Large Industrial | Offices | MW of Load | 2030 | 0.0018303
ENS | C&I Curtailment | C&I Curtailment- Water Heating Control | Large Industrial | Retail Trade | MW of Load | 2030 | 0.025246
ENS | C&I Curtailment | C&I Curtailment- Water Heating Control | Large Industrial | Services | MW of Load | 2030 | 0.012487
ENS | C&I Curtailment | C&I Curtailment- Other | Large Industrial | Miscellaneous | MW of Load | 2030 | 0.52615
ENS | C&I Curtailment | C&I Curtailment- Other | Large Industrial | Offices | MW of Load | 2030 | 0.03504
ENS | C&I Curtailment | C&I Curtailment- Other | Large Industrial | Retail Trade | MW of Load | 2030 | 0.25813
ENS | C&I Curtailment | C&I Curtailment- Other | Large Industrial | Services | MW of Load | 2030 | 0.12767
ENS | C&I Curtailment | C&I Curtailment- Industrial | Large Industrial | Manufacturing | MW of Load | 2030 | 3.8448
ENS | C&I Curtailment | C&I Curtailment- Manual HVAC Control | Interruptible Rider | Miscellaneous | MW of Load | 2030 | 1.0344
ENS | C&I Curtailment | C&I Curtailment- Manual HVAC Control | Interruptible Rider | Retail Trade | MW of Load | 2030 | 0.027993
ENS | C&I Curtailment | C&I Curtailment- Auto-DR HVAC Control | Interruptible Rider | Miscellaneous | MW of Load | 2030 | 4.6131
ENS | C&I Curtailment | C&I Curtailment- Auto-DR HVAC Control | Interruptible Rider | Retail Trade | MW of Load | 2030 | 0.12484
ENS | C&I Curtailment | C&I Curtailment- Standard Lighting Control | Interruptible Rider | Miscellaneous | MW of Load | 2030 | 0.46003
ENS | C&I Curtailment | C&I Curtailment- Standard Lighting Control | Interruptible Rider | Retail Trade | MW of Load | 2030 | 0.034007
ENS | C&I Curtailment | C&I Curtailment- Advanced Lighting Control | Interruptible Rider | Miscellaneous | MW of Load | 2030 | 0.23002
ENS | C&I Curtailment | C&I Curtailment- Advanced Lighting Control | Interruptible Rider | Retail Trade | MW of Load | 2030 | 0.017004
ENS | C&I Curtailment | C&I Curtailment- Water Heating Control | Interruptible Rider | Miscellaneous | MW of Load | 2030 | 0.044222
ENS | C&I Curtailment | C&I Curtailment- Water Heating Control | Interruptible Rider | Retail Trade | MW of Load | 2030 | 0.0058678
ENS | C&I Curtailment | C&I Curtailment- Other | Interruptible Rider | Miscellaneous | MW of Load | 2030 | 0.79717
ENS | C&I Curtailment | C&I Curtailment- Other | Interruptible Rider | Retail Trade | MW of Load | 2030 | 0.064455
ENS | C&I Curtailment | C&I Curtailment- Industrial | Interruptible Rider | Manufacturing | MW of Load | 2030 | 1.4361
ENS | Dynamic Pricing | Dynamic Pricing with enabling tech. | Small Commercial | Manufacturing | MW of Load | 2030 | 0.29826
ENS | Dynamic Pricing | Dynamic Pricing with enabling tech. | Small Commercial | Miscellaneous | MW of Load | 2030 | 3.0779
ENS | Dynamic Pricing | Dynamic Pricing with enabling tech. | Small Commercial | Offices | MW of Load | 2030 | 2.471
ENS | Dynamic Pricing | Dynamic Pricing with enabling tech. | Small Commercial | Retail Trade | MW of Load | 2030 | 5.663
ENS | Dynamic Pricing | Dynamic Pricing with enabling tech. | Small Commercial | Services | MW of Load | 2030 | 6.8127
ENS | Dynamic Pricing | Dynamic Pricing w/o enabling tech. | Small Commercial | Manufacturing | MW of Load | 2030 | 0.019573
ENS | Dynamic Pricing | Dynamic Pricing w/o enabling tech. | Small Commercial | Miscellaneous | MW of Load | 2030 | 0.20199
ENS | Dynamic Pricing | Dynamic Pricing w/o enabling tech. | Small Commercial | Offices | MW of Load | 2030 | 0.16216
ENS | Dynamic Pricing | Dynamic Pricing w/o enabling tech. | Small Commercial | Retail Trade | MW of Load | 2030 | 0.37164
ENS | Dynamic Pricing | Dynamic Pricing w/o enabling tech. | Small Commercial | Services | MW of Load | 2030 | 0.44709
ENS | Dynamic Pricing | Dynamic Pricing with enabling tech. | Large Commercial | Offices | MW of Load | 2030 | 0.41347
ENS | Dynamic Pricing | Dynamic Pricing with enabling tech. | Large Commercial | Services | MW of Load | 2030 | 2.5699
ENS | Dynamic Pricing | Dynamic Pricing w/o enabling tech. | Large Commercial | Offices | MW of Load | 2030 | 0.21762
ENS | Dynamic Pricing | Dynamic Pricing w/o enabling tech. | Large Commercial | Services | MW of Load | 2030 | 1.3526
ENS | Dynamic Pricing | Dynamic Pricing with enabling tech. | Small Industrial | Manufacturing | MW of Load | 2030 | 0.46238
ENS | Dynamic Pricing | Dynamic Pricing with enabling tech. | Small Industrial | Miscellaneous | MW of Load | 2030 | 0.61998
ENS | Dynamic Pricing | Dynamic Pricing with enabling tech. | Small Industrial | Offices | MW of Load | 2030 | 0.037745
ENS | Dynamic Pricing | Dynamic Pricing with enabling tech. | Small Industrial | Retail Trade | MW of Load | 2030 | 0.10572
ENS | Dynamic Pricing | Dynamic Pricing with enabling tech. | Small Industrial | Services | MW of Load | 2030 | 0.13179
ENS | Dynamic Pricing | Dynamic Pricing w/o enabling tech. | Small Industrial | Manufacturing | MW of Load | 2030 | 0.030344
ENS | Dynamic Pricing | Dynamic Pricing w/o enabling tech. | Small Industrial | Miscellaneous | MW of Load | 2030 | 0.040686
ENS | Dynamic Pricing | Dynamic Pricing w/o enabling tech. | Small Industrial | Offices | MW of Load | 2030 | 0.002477
ENS | Dynamic Pricing | Dynamic Pricing w/o enabling tech. | Small Industrial | Retail Trade | MW of Load | 2030 | 0.0069379
ENS | Dynamic Pricing | Dynamic Pricing w/o enabling tech. | Small Industrial | Services | MW of Load | 2030 | 0.0086489
ENS | Dynamic Pricing | Dynamic Pricing with enabling tech. | Large Industrial | Manufacturing | MW of Load | 2030 | 2.5568
ENS | Dynamic Pricing | Dynamic Pricing with enabling tech. | Large Industrial | Miscellaneous | MW of Load | 2030 | 1.1133
ENS | Dynamic Pricing | Dynamic Pricing with enabling tech. | Large Industrial | Offices | MW of Load | 2030 | 0.095265
ENS | Dynamic Pricing | Dynamic Pricing with enabling tech. | Large Industrial | Retail Trade | MW of Load | 2030 | 0.48469
ENS | Dynamic Pricing | Dynamic Pricing with enabling tech. | Large Industrial | Services | MW of Load | 2030 | 0.23973
ENS | Dynamic Pricing | Dynamic Pricing w/o enabling tech. | Large Industrial | Manufacturing | MW of Load | 2030 | 1.3457
ENS | Dynamic Pricing | Dynamic Pricing w/o enabling tech. | Large Industrial | Miscellaneous | MW of Load | 2030 | 0.58592
ENS | Dynamic Pricing | Dynamic Pricing w/o enabling tech. | Large Industrial | Offices | MW of Load | 2030 | 0.05014
ENS | Dynamic Pricing | Dynamic Pricing w/o enabling tech. | Large Industrial | Retail Trade | MW of Load | 2030 | 0.2551
ENS | Dynamic Pricing | Dynamic Pricing w/o enabling tech. | Large Industrial | Services | MW of Load | 2030 | 0.12617
ENS | Dynamic Pricing | Dynamic Pricing with enabling tech. | Interruptible Rider | Manufacturing | MW of Load | 2030 | 0.955
ENS | Dynamic Pricing | Dynamic Pricing with enabling tech. | Interruptible Rider | Miscellaneous | MW of Load | 2030 | 2.0887
ENS | Dynamic Pricing | Dynamic Pricing with enabling tech. | Interruptible Rider | Retail Trade | MW of Load | 2030 | 0.12295
ENS | Dynamic Pricing | Dynamic Pricing w/o enabling tech. | Interruptible Rider | Manufacturing | MW of Load | 2030 | 0.50263
ENS | Dynamic Pricing | Dynamic Pricing w/o enabling tech. | Interruptible Rider | Miscellaneous | MW of Load | 2030 | 1.0993
ENS | Dynamic Pricing | Dynamic Pricing w/o enabling tech. | Interruptible Rider | Retail Trade | MW of Load | 2030 | 0.064708
ENS | Dynamic Pricing | Dynamic Pricing with enabling tech. | Residential | Residential LI | MW of Load | 2030 | 15.758
ENS | Dynamic Pricing | Dynamic Pricing with enabling tech. | Residential | Residential Market Rate | MW of Load | 2030 | 98.5971
ENS | Dynamic Pricing | Dynamic Pricing w/o enabling tech. | Residential | Residential LI | MW of Load | 2030 | 11.4038
ENS | Dynamic Pricing | Dynamic Pricing w/o enabling tech. | Residential | Residential Market Rate | MW of Load | 2030 | 71.3531
ENS | BTM Battery Control | BTM Battery Control | Small Commercial | Manufacturing | MW of Load | 2030 | 0.10771
ENS | BTM Battery Control | BTM Battery Control | Small Commercial | Miscellaneous | MW of Load | 2030 | 0.79764
ENS | BTM Battery Control | BTM Battery Control | Small Commercial | Offices | MW of Load | 2030 | 0.27549
ENS | BTM Battery Control | BTM Battery Control | Small Commercial | Retail Trade | MW of Load | 2030 | 0.4808
ENS | BTM Battery Control | BTM Battery Control | Small Commercial | Services | MW of Load | 2030 | 1.0467
ENS | BTM Battery Control | BTM Battery Control | Large Commercial | Offices | MW of Load | 2030 | 0.11061
ENS | BTM Battery Control | BTM Battery Control | Large Commercial | Services | MW of Load | 2030 | 0.58989
ENS | BTM Battery Control | BTM Battery Control | Small Industrial | Manufacturing | MW of Load | 2030 | 0.0026279
ENS | BTM Battery Control | BTM Battery Control | Small Industrial | Miscellaneous | MW of Load | 2030 | 0.017111
ENS | BTM Battery Control | BTM Battery Control | Small Industrial | Offices | MW of Load | 2030 | 0.0067788
ENS | BTM Battery Control | BTM Battery Control | Small Industrial | Retail Trade | MW of Load | 2030 | 0.011796
ENS | BTM Battery Control | BTM Battery Control | Small Industrial | Services | MW of Load | 2030 | 0.025682
ENS | BTM Battery Control | BTM Battery Control | Large Industrial | Manufacturing | MW of Load | 2030 | 0.072412
ENS | BTM Battery Control | BTM Battery Control | Large Industrial | Miscellaneous | MW of Load | 2030 | 0.33573
ENS | BTM Battery Control | BTM Battery Control | Large Industrial | Offices | MW of Load | 2030 | 0.039498
ENS | BTM Battery Control | BTM Battery Control | Large Industrial | Retail Trade | MW of Load | 2030 | 0.19749
ENS | BTM Battery Control | BTM Battery Control | Large Industrial | Services | MW of Load | 2030 | 0.42789
ENS | BTM Battery Control | BTM Battery Control | Interruptible Rider | Manufacturing | MW of Load | 2030 | 0.096793
ENS | BTM Battery Control | BTM Battery Control | Interruptible Rider | Miscellaneous | MW of Load | 2030 | 0.25811
ENS | BTM Battery Control | BTM Battery Control | Interruptible Rider | Retail Trade | MW of Load | 2030 | 0.38717
ENS | BTM Battery Control | BTM Battery Control | Residential | Residential LI | MW of Load | 2030 | 3.0643
ENS | BTM Battery Control | BTM Battery Control | Residential | Residential Market Rate | MW of Load | 2030 | 19.0766
ENS | EV Charging Control | EV Charging Control | EV | EV | MW of Load | 2030 | 5.8261
ENS | Behavioral DR | Behavioral DR | Residential | Residential LI | MW of Load | 2030 | 2.962
ENS | Behavioral DR | Behavioral DR | Residential | Residential Market Rate | MW of Load | 2030 | 18.5333
ENS | DLC | DLC-Switch-Water Heating | Small Commercial | Miscellaneous | MW of Load | 2031 | 0.465
ENS | DLC | DLC-Switch-Water Heating | Small Commercial | Offices | MW of Load | 2031 | 0.27637
ENS | DLC | DLC-Switch-Water Heating | Small Commercial | Retail Trade | MW of Load | 2031 | 1.6111
ENS | DLC | DLC-Switch-Water Heating | Small Commercial | Services | MW of Load | 2031 | 1.9354
ENS | DLC | DLC-Thermostat-HVAC | Small Commercial | Miscellaneous | MW of Load | 2031 | 7.1186
ENS | DLC | DLC-Thermostat-HVAC | Small Commercial | Offices | MW of Load | 2031 | 11.0922
ENS | DLC | DLC-Thermostat-HVAC | Small Commercial | Retail Trade | MW of Load | 2031 | 10.3944
ENS | DLC | DLC-Thermostat-HVAC | Small Commercial | Services | MW of Load | 2031 | 12.505
ENS | DLC | DLC-Switch-Water Heating | Small Industrial | Miscellaneous | MW of Load | 2031 | 0.1046
ENS | DLC | DLC-Switch-Water Heating | Small Industrial | Offices | MW of Load | 2031 | 0.0040679
ENS | DLC | DLC-Switch-Water Heating | Small Industrial | Retail Trade | MW of Load | 2031 | 0.028191
ENS | DLC | DLC-Switch-Water Heating | Small Industrial | Services | MW of Load | 2031 | 0.035143
ENS | DLC | DLC-Thermostat-HVAC | Small Industrial | Miscellaneous | MW of Load | 2031 | 1.7212
ENS | DLC | DLC-Thermostat-HVAC | Small Industrial | Offices | MW of Load | 2031 | 0.17122
ENS | DLC | DLC-Thermostat-HVAC | Small Industrial | Retail Trade | MW of Load | 2031 | 0.20201
ENS | DLC | DLC-Thermostat-HVAC | Small Industrial | Services | MW of Load | 2031 | 0.25182
ENS | DLC | DLC-Switch-Water Heating | Residential | Residential LI | MW of Load | 2031 | 19.705
ENS | DLC | DLC-Switch-Water Heating | Residential | Residential Market Rate | MW of Load | 2031 | 121.9476
ENS | DLC | DLC-Thermostat-Heat Pump | Residential | Residential LI | MW of Load | 2031 | 17.2045
ENS | DLC | DLC-Thermostat-Heat Pump | Residential | Residential Market Rate | MW of Load | 2031 | 279.0711
ENS | DLC | DLC-Thermostat-Electric Furnace | Residential | Residential LI | MW of Load | 2031 | 66.0439
ENS | DLC | DLC-Thermostat-Electric Furnace | Residential | Residential Market Rate | MW of Load | 2031 | 143.8495
ENS | C&I Curtailment | C&I Curtailment- Manual HVAC Control | Large Commercial | Offices | MW of Load | 2031 | 0.19477
ENS | C&I Curtailment | C&I Curtailment- Manual HVAC Control | Large Commercial | Services | MW of Load | 2031 | 0.48771
ENS | C&I Curtailment | C&I Curtailment- Auto-DR HVAC Control | Large Commercial | Offices | MW of Load | 2031 | 1.0452
ENS | C&I Curtailment | C&I Curtailment- Auto-DR HVAC Control | Large Commercial | Services | MW of Load | 2031 | 2.617
ENS | C&I Curtailment | C&I Curtailment- Standard Lighting Control | Large Commercial | Offices | MW of Load | 2031 | 0.066394
ENS | C&I Curtailment | C&I Curtailment- Standard Lighting Control | Large Commercial | Services | MW of Load | 2031 | 0.61525
ENS | C&I Curtailment | C&I Curtailment- Advanced Lighting Control | Large Commercial | Offices | MW of Load | 2031 | 0.033197
ENS | C&I Curtailment | C&I Curtailment- Advanced Lighting Control | Large Commercial | Services | MW of Load | 2031 | 0.30762
ENS | C&I Curtailment | C&I Curtailment- Water Heating Control | Large Commercial | Offices | MW of Load | 2031 | 0.0090031
ENS | C&I Curtailment | C&I Curtailment- Water Heating Control | Large Commercial | Services | MW of Load | 2031 | 0.1339
ENS | C&I Curtailment | C&I Curtailment- Other | Large Commercial | Offices | MW of Load | 2031 | 0.14819
ENS | C&I Curtailment | C&I Curtailment- Other | Large Commercial | Services | MW of Load | 2031 | 1.3552
ENS | C&I Curtailment | C&I Curtailment- Manual HVAC Control | Large Industrial | Miscellaneous | MW of Load | 2031 | 0.27775
ENS | C&I Curtailment | C&I Curtailment- Manual HVAC Control | Large Industrial | Offices | MW of Load | 2031 | 0.04475
ENS | C&I Curtailment | C&I Curtailment- Manual HVAC Control | Large Industrial | Retail Trade | MW of Load | 2031 | 0.094165
ENS | C&I Curtailment | C&I Curtailment- Manual HVAC Control | Large Industrial | Services | MW of Load | 2031 | 0.046574
ENS | C&I Curtailment | C&I Curtailment- Auto-DR HVAC Control | Large Industrial | Miscellaneous | MW of Load | 2031 | 1.4904
ENS | C&I Curtailment | C&I Curtailment- Auto-DR HVAC Control | Large Industrial | Offices | MW of Load | 2031 | 0.24013
ENS | C&I Curtailment | C&I Curtailment- Auto-DR HVAC Control | Large Industrial | Retail Trade | MW of Load | 2031 | 0.50529
ENS | C&I Curtailment | C&I Curtailment- Auto-DR HVAC Control | Large Industrial | Services | MW of Load | 2031 | 0.24992
ENS | C&I Curtailment | C&I Curtailment- Standard Lighting Control | Large Industrial | Miscellaneous | MW of Load | 2031 | 0.3848
ENS | C&I Curtailment | C&I Curtailment- Standard Lighting Control | Large Industrial | Offices | MW of Load | 2031 | 0.017874
ENS | C&I Curtailment | C&I Curtailment- Standard Lighting Control | Large Industrial | Retail Trade | MW of Load | 2031 | 0.11879
ENS | C&I Curtailment | C&I Curtailment- Standard Lighting Control | Large Industrial | Services | MW of Load | 2031 | 0.058754
ENS | C&I Curtailment | C&I Curtailment- Advanced Lighting Control | Large Industrial | Miscellaneous | MW of Load | 2031 | 0.1924
ENS | C&I Curtailment | C&I Curtailment- Advanced Lighting Control | Large Industrial | Offices | MW of Load | 2031 | 0.0089368
ENS | C&I Curtailment | C&I Curtailment- Advanced Lighting Control | Large Industrial | Retail Trade | MW of Load | 2031 | 0.059395
ENS | C&I Curtailment | C&I Curtailment- Advanced Lighting Control | Large Industrial | Services | MW of Load | 2031 | 0.029377
ENS | C&I Curtailment | C&I Curtailment- Water Heating Control | Large Industrial | Miscellaneous | MW of Load | 2031 | 0.024817
ENS | C&I Curtailment | C&I Curtailment- Water Heating Control | Large Industrial | Offices | MW of Load | 2031 | 0.0018587
ENS | C&I Curtailment | C&I Curtailment- Water Heating Control | Large Industrial | Retail Trade | MW of Load | 2031 | 0.025854
ENS | C&I Curtailment | C&I Curtailment- Water Heating Control | Large Industrial | Services | MW of Load | 2031 | 0.012787
ENS | C&I Curtailment | C&I Curtailment- Other | Large Industrial | Miscellaneous | MW of Load | 2031 | 0.53002
ENS | C&I Curtailment | C&I Curtailment- Other | Large Industrial | Offices | MW of Load | 2031 | 0.035572
ENS | C&I Curtailment | C&I Curtailment- Other | Large Industrial | Retail Trade | MW of Load | 2031 | 0.26166
ENS | C&I Curtailment | C&I Curtailment- Other | Large Industrial | Services | MW of Load | 2031 | 0.12942
ENS | C&I Curtailment | C&I Curtailment- Industrial | Large Industrial | Manufacturing | MW of Load | 2031 | 3.8104
ENS | C&I Curtailment | C&I Curtailment- Manual HVAC Control | Interruptible Rider | Miscellaneous | MW of Load | 2031 | 0.88394
ENS | C&I Curtailment | C&I Curtailment- Manual HVAC Control | Interruptible Rider | Retail Trade | MW of Load | 2031 | 0.023635
ENS | C&I Curtailment | C&I Curtailment- Auto-DR HVAC Control | Interruptible Rider | Miscellaneous | MW of Load | 2031 | 4.7432
ENS | C&I Curtailment | C&I Curtailment- Auto-DR HVAC Control | Interruptible Rider | Retail Trade | MW of Load | 2031 | 0.12683
ENS | C&I Curtailment | C&I Curtailment- Standard Lighting Control | Interruptible Rider | Miscellaneous | MW of Load | 2031 | 0.44148
ENS | C&I Curtailment | C&I Curtailment- Standard Lighting Control | Interruptible Rider | Retail Trade | MW of Load | 2031 | 0.032831
ENS | C&I Curtailment | C&I Curtailment- Advanced Lighting Control | Interruptible Rider | Miscellaneous | MW of Load | 2031 | 0.22074
ENS | C&I Curtailment | C&I Curtailment- Advanced Lighting Control | Interruptible Rider | Retail Trade | MW of Load | 2031 | 0.016415
ENS | C&I Curtailment | C&I Curtailment- Water Heating Control | Interruptible Rider | Miscellaneous | MW of Load | 2031 | 0.043582
ENS | C&I Curtailment | C&I Curtailment- Water Heating Control | Interruptible Rider | Retail Trade | MW of Load | 2031 | 0.0057991
ENS | C&I Curtailment | C&I Curtailment- Other | Interruptible Rider | Miscellaneous | MW of Load | 2031 | 0.78467
ENS | C&I Curtailment | C&I Curtailment- Other | Interruptible Rider | Retail Trade | MW of Load | 2031 | 0.063559
ENS | C&I Curtailment | C&I Curtailment- Industrial | Interruptible Rider | Manufacturing | MW of Load | 2031 | 1.3954
ENS | Dynamic Pricing | Dynamic Pricing with enabling tech. | Small Commercial | Manufacturing | MW of Load | 2031 | 0.2888
ENS | Dynamic Pricing | Dynamic Pricing with enabling tech. | Small Commercial | Miscellaneous | MW of Load | 2031 | 3.0094
ENS | Dynamic Pricing | Dynamic Pricing with enabling tech. | Small Commercial | Offices | MW of Load | 2031 | 2.4163
ENS | Dynamic Pricing | Dynamic Pricing with enabling tech. | Small Commercial | Retail Trade | MW of Load | 2031 | 5.5211
ENS | Dynamic Pricing | Dynamic Pricing with enabling tech. | Small Commercial | Services | MW of Load | 2031 | 6.6408
ENS | Dynamic Pricing | Dynamic Pricing w/o enabling tech. | Small Commercial | Manufacturing | MW of Load | 2031 | 0.018953
ENS | Dynamic Pricing | Dynamic Pricing w/o enabling tech. | Small Commercial | Miscellaneous | MW of Load | 2031 | 0.19749
ENS | Dynamic Pricing | Dynamic Pricing w/o enabling tech. | Small Commercial | Offices | MW of Load | 2031 | 0.15857
ENS | Dynamic Pricing | Dynamic Pricing w/o enabling tech. | Small Commercial | Retail Trade | MW of Load | 2031 | 0.36232
ENS | Dynamic Pricing | Dynamic Pricing w/o enabling tech. | Small Commercial | Services | MW of Load | 2031 | 0.4358
ENS | Dynamic Pricing | Dynamic Pricing with enabling tech. | Large Commercial | Offices | MW of Load | 2031 | 0.40676
ENS | Dynamic Pricing | Dynamic Pricing with enabling tech. | Large Commercial | Services | MW of Load | 2031 | 2.5267
ENS | Dynamic Pricing | Dynamic Pricing w/o enabling tech. | Large Commercial | Offices | MW of Load | 2031 | 0.21408
ENS | Dynamic Pricing | Dynamic Pricing w/o enabling tech. | Large Commercial | Services | MW of Load | 2031 | 1.3298
ENS | Dynamic Pricing | Dynamic Pricing with enabling tech. | Small Industrial | Manufacturing | MW of Load | 2031 | 0.45833
ENS | Dynamic Pricing | Dynamic Pricing with enabling tech. | Small Industrial | Miscellaneous | MW of Load | 2031 | 0.61949
ENS | Dynamic Pricing | Dynamic Pricing with enabling tech. | Small Industrial | Offices | MW of Load | 2031 | 0.037783
ENS | Dynamic Pricing | Dynamic Pricing with enabling tech. | Small Industrial | Retail Trade | MW of Load | 2031 | 0.10578
ENS | Dynamic Pricing | Dynamic Pricing with enabling tech. | Small Industrial | Services | MW of Load | 2031 | 0.13187
ENS | Dynamic Pricing | Dynamic Pricing w/o enabling tech. | Small Industrial | Manufacturing | MW of Load | 2031 | 0.030078
ENS | Dynamic Pricing | Dynamic Pricing w/o enabling tech. | Small Industrial | Miscellaneous | MW of Load | 2031 | 0.040654
ENS | Dynamic Pricing | Dynamic Pricing w/o enabling tech. | Small Industrial | Offices | MW of Load | 2031 | 0.0024795
ENS | Dynamic Pricing | Dynamic Pricing w/o enabling tech. | Small Industrial | Retail Trade | MW of Load | 2031 | 0.0069419
ENS | Dynamic Pricing | Dynamic Pricing w/o enabling tech. | Small Industrial | Services | MW of Load | 2031 | 0.0086539
ENS | Dynamic Pricing | Dynamic Pricing with enabling tech. | Large Industrial | Manufacturing | MW of Load | 2031 | 2.5339
ENS | Dynamic Pricing | Dynamic Pricing with enabling tech. | Large Industrial | Miscellaneous | MW of Load | 2031 | 1.1167
ENS | Dynamic Pricing | Dynamic Pricing with enabling tech. | Large Industrial | Offices | MW of Load | 2031 | 0.096415
ENS | Dynamic Pricing | Dynamic Pricing with enabling tech. | Large Industrial | Retail Trade | MW of Load | 2031 | 0.48784
ENS | Dynamic Pricing | Dynamic Pricing with enabling tech. | Large Industrial | Services | MW of Load | 2031 | 0.24129
ENS | Dynamic Pricing | Dynamic Pricing w/o enabling tech. | Large Industrial | Manufacturing | MW of Load | 2031 | 1.3336
ENS | Dynamic Pricing | Dynamic Pricing w/o enabling tech. | Large Industrial | Miscellaneous | MW of Load | 2031 | 0.58774
ENS | Dynamic Pricing | Dynamic Pricing w/o enabling tech. | Large Industrial | Offices | MW of Load | 2031 | 0.050745
ENS | Dynamic Pricing | Dynamic Pricing w/o enabling tech. | Large Industrial | Retail Trade | MW of Load | 2031 | 0.25676
ENS | Dynamic Pricing | Dynamic Pricing w/o enabling tech. | Large Industrial | Services | MW of Load | 2031 | 0.12699
ENS | Dynamic Pricing | Dynamic Pricing with enabling tech. | Interruptible Rider | Manufacturing | MW of Load | 2031 | 0.92795
ENS | Dynamic Pricing | Dynamic Pricing with enabling tech. | Interruptible Rider | Miscellaneous | MW of Load | 2031 | 2.0488
ENS | Dynamic Pricing | Dynamic Pricing with enabling tech. | Interruptible Rider | Retail Trade | MW of Load | 2031 | 0.12059
ENS | Dynamic Pricing | Dynamic Pricing w/o enabling tech. | Interruptible Rider | Manufacturing | MW of Load | 2031 | 0.4884
ENS | Dynamic Pricing | Dynamic Pricing w/o enabling tech. | Interruptible Rider | Miscellaneous | MW of Load | 2031 | 1.0783
ENS | Dynamic Pricing | Dynamic Pricing w/o enabling tech. | Interruptible Rider | Retail Trade | MW of Load | 2031 | 0.063467
ENS | Dynamic Pricing | Dynamic Pricing with enabling tech. | Residential | Residential LI | MW of Load | 2031 | 15.644
ENS | Dynamic Pricing | Dynamic Pricing with enabling tech. | Residential | Residential Market Rate | MW of Load | 2031 | 98.0249
ENS | Dynamic Pricing | Dynamic Pricing w/o enabling tech. | Residential | Residential LI | MW of Load | 2031 | 11.3213
ENS | Dynamic Pricing | Dynamic Pricing w/o enabling tech. | Residential | Residential Market Rate | MW of Load | 2031 | 70.9391
ENS | BTM Battery Control | BTM Battery Control | Small Commercial | Manufacturing | MW of Load | 2031 | 0.10922
ENS | BTM Battery Control | BTM Battery Control | Small Commercial | Miscellaneous | MW of Load | 2031 | 0.80924
ENS | BTM Battery Control | BTM Battery Control | Small Commercial | Offices | MW of Load | 2031 | 0.27935
ENS | BTM Battery Control | BTM Battery Control | Small Commercial | Retail Trade | MW of Load | 2031 | 0.48747
ENS | BTM Battery Control | BTM Battery Control | Small Commercial | Services | MW of Load | 2031 | 1.0612
ENS | BTM Battery Control | BTM Battery Control | Large Commercial | Offices | MW of Load | 2031 | 0.11215
ENS | BTM Battery Control | BTM Battery Control | Large Commercial | Services | MW of Load | 2031 | 0.59816
ENS | BTM Battery Control | BTM Battery Control | Small Industrial | Manufacturing | MW of Load | 2031 | 0.0026647
ENS | BTM Battery Control | BTM Battery Control | Small Industrial | Miscellaneous | MW of Load | 2031 | 0.017351
ENS | BTM Battery Control | BTM Battery Control | Small Industrial | Offices | MW of Load | 2031 | 0.0068738
ENS | BTM Battery Control | BTM Battery Control | Small Industrial | Retail Trade | MW of Load | 2031 | 0.011961
ENS | BTM Battery Control | BTM Battery Control | Small Industrial | Services | MW of Load | 2031 | 0.026042
ENS | BTM Battery Control | BTM Battery Control | Large Industrial | Manufacturing | MW of Load | 2031 | 0.073427
ENS | BTM Battery Control | BTM Battery Control | Large Industrial | Miscellaneous | MW of Load | 2031 | 0.34043
ENS | BTM Battery Control | BTM Battery Control | Large Industrial | Offices | MW of Load | 2031 | 0.040051
ENS | BTM Battery Control | BTM Battery Control | Large Industrial | Retail Trade | MW of Load | 2031 | 0.20025
ENS | BTM Battery Control | BTM Battery Control | Large Industrial | Services | MW of Load | 2031 | 0.43388
ENS | BTM Battery Control | BTM Battery Control | Interruptible Rider | Manufacturing | MW of Load | 2031 | 0.098149
ENS | BTM Battery Control | BTM Battery Control | Interruptible Rider | Miscellaneous | MW of Load | 2031 | 0.26173
ENS | BTM Battery Control | BTM Battery Control | Interruptible Rider | Retail Trade | MW of Load | 2031 | 0.3926
ENS | BTM Battery Control | BTM Battery Control | Residential | Residential LI | MW of Load | 2031 | 3.1225
ENS | BTM Battery Control | BTM Battery Control | Residential | Residential Market Rate | MW of Load | 2031 | 19.4389
ENS | EV Charging Control | EV Charging Control | EV | EV | MW of Load | 2031 | 6.8982
ENS | Behavioral DR | Behavioral DR | Residential | Residential LI | MW of Load | 2031 | 2.9406
ENS | Behavioral DR | Behavioral DR | Residential | Residential Market Rate | MW of Load | 2031 | 18.4257
ENS | DLC | DLC-Switch-Water Heating | Small Commercial | Miscellaneous | MW of Load | 2032 | 0.46065
ENS | DLC | DLC-Switch-Water Heating | Small Commercial | Offices | MW of Load | 2032 | 0.27299
ENS | DLC | DLC-Switch-Water Heating | Small Commercial | Retail Trade | MW of Load | 2032 | 1.5979
ENS | DLC | DLC-Switch-Water Heating | Small Commercial | Services | MW of Load | 2032 | 1.9189
ENS | DLC | DLC-Thermostat-HVAC | Small Commercial | Miscellaneous | MW of Load | 2032 | 6.9026
ENS | DLC | DLC-Thermostat-HVAC | Small Commercial | Offices | MW of Load | 2032 | 10.8655
ENS | DLC | DLC-Thermostat-HVAC | Small Commercial | Retail Trade | MW of Load | 2032 | 9.9815
ENS | DLC | DLC-Thermostat-HVAC | Small Commercial | Services | MW of Load | 2032 | 12.0068
ENS | DLC | DLC-Switch-Water Heating | Small Industrial | Miscellaneous | MW of Load | 2032 | 0.10551
ENS | DLC | DLC-Switch-Water Heating | Small Industrial | Offices | MW of Load | 2032 | 0.0040873
ENS | DLC | DLC-Switch-Water Heating | Small Industrial | Retail Trade | MW of Load | 2032 | 0.028424
ENS | DLC | DLC-Switch-Water Heating | Small Industrial | Services | MW of Load | 2032 | 0.035434
ENS | DLC | DLC-Thermostat-HVAC | Small Industrial | Miscellaneous | MW of Load | 2032 | 1.71
ENS | DLC | DLC-Thermostat-HVAC | Small Industrial | Offices | MW of Load | 2032 | 0.17144
ENS | DLC | DLC-Thermostat-HVAC | Small Industrial | Retail Trade | MW of Load | 2032 | 0.19972
ENS | DLC | DLC-Thermostat-HVAC | Small Industrial | Services | MW of Load | 2032 | 0.24898
ENS | DLC | DLC-Switch-Water Heating | Residential | Residential LI | MW of Load | 2032 | 19.6898
ENS | DLC | DLC-Switch-Water Heating | Residential | Residential Market Rate | MW of Load | 2032 | 121.7055
ENS | DLC | DLC-Thermostat-Heat Pump | Residential | Residential LI | MW of Load | 2032 | 18.2679
ENS | DLC | DLC-Thermostat-Heat Pump | Residential | Residential Market Rate | MW of Load | 2032 | 285.5093
ENS | DLC | DLC-Thermostat-Electric Furnace | Residential | Residential LI | MW of Load | 2032 | 65.6403
ENS | DLC | DLC-Thermostat-Electric Furnace | Residential | Residential Market Rate | MW of Load | 2032 | 139.5152
ENS | C&I Curtailment | C&I Curtailment- Manual HVAC Control | Large Commercial | Offices | MW of Load | 2032 | 0.16496
ENS | C&I Curtailment | C&I Curtailment- Manual HVAC Control | Large Commercial | Services | MW of Load | 2032 | 0.40514
ENS | C&I Curtailment | C&I Curtailment- Auto-DR HVAC Control | Large Commercial | Offices | MW of Load | 2032 | 1.077
ENS | C&I Curtailment | C&I Curtailment- Auto-DR HVAC Control | Large Commercial | Services | MW of Load | 2032 | 2.6451
ENS | C&I Curtailment | C&I Curtailment- Standard Lighting Control | Large Commercial | Offices | MW of Load | 2032 | 0.062443
ENS | C&I Curtailment | C&I Curtailment- Standard Lighting Control | Large Commercial | Services | MW of Load | 2032 | 0.587
ENS | C&I Curtailment | C&I Curtailment- Advanced Lighting Control | Large Commercial | Offices | MW of Load | 2032 | 0.031222
ENS | C&I Curtailment | C&I Curtailment- Advanced Lighting Control | Large Commercial | Services | MW of Load | 2032 | 0.2935
ENS | C&I Curtailment | C&I Curtailment- Water Heating Control | Large Commercial | Offices | MW of Load | 2032 | 0.0090044
ENS | C&I Curtailment | C&I Curtailment- Water Heating Control | Large Commercial | Services | MW of Load | 2032 | 0.13398
ENS | C&I Curtailment | C&I Curtailment- Other | Large Commercial | Offices | MW of Load | 2032 | 0.14612
ENS | C&I Curtailment | C&I Curtailment- Other | Large Commercial | Services | MW of Load | 2032 | 1.3421
ENS | C&I Curtailment | C&I Curtailment- Manual HVAC Control | Large Industrial | Miscellaneous | MW of Load | 2032 | 0.23792
ENS | C&I Curtailment | C&I Curtailment- Manual HVAC Control | Large Industrial | Offices | MW of Load | 2032 | 0.038874
ENS | C&I Curtailment | C&I Curtailment- Manual HVAC Control | Large Industrial | Retail Trade | MW of Load | 2032 | 0.080089
ENS | C&I Curtailment | C&I Curtailment- Manual HVAC Control | Large Industrial | Services | MW of Load | 2032 | 0.039612
ENS | C&I Curtailment | C&I Curtailment- Auto-DR HVAC Control | Large Industrial | Miscellaneous | MW of Load | 2032 | 1.5533
ENS | C&I Curtailment | C&I Curtailment- Auto-DR HVAC Control | Large Industrial | Offices | MW of Load | 2032 | 0.2538
ENS | C&I Curtailment | C&I Curtailment- Auto-DR HVAC Control | Large Industrial | Retail Trade | MW of Load | 2032 | 0.52289
ENS | C&I Curtailment | C&I Curtailment- Auto-DR HVAC Control | Large Industrial | Services | MW of Load | 2032 | 0.25862
ENS | C&I Curtailment | C&I Curtailment- Standard Lighting Control | Large Industrial | Miscellaneous | MW of Load | 2032 | 0.38119
ENS | C&I Curtailment | C&I Curtailment- Standard Lighting Control | Large Industrial | Offices | MW of Load | 2032 | 0.017672
ENS | C&I Curtailment | C&I Curtailment- Standard Lighting Control | Large Industrial | Retail Trade | MW of Load | 2032 | 0.11604
ENS | C&I Curtailment | C&I Curtailment- Standard Lighting Control | Large Industrial | Services | MW of Load | 2032 | 0.057393
ENS | C&I Curtailment | C&I Curtailment- Advanced Lighting Control | Large Industrial | Miscellaneous | MW of Load | 2032 | 0.1906
ENS | C&I Curtailment | C&I Curtailment- Advanced Lighting Control | Large Industrial | Offices | MW of Load | 2032 | 0.008836
ENS | C&I Curtailment | C&I Curtailment- Advanced Lighting Control | Large Industrial | Retail Trade | MW of Load | 2032 | 0.05802
ENS | C&I Curtailment | C&I Curtailment- Advanced Lighting Control | Large Industrial | Services | MW of Load | 2032 | 0.028697
ENS | C&I Curtailment | C&I Curtailment- Water Heating Control | Large Industrial | Miscellaneous | MW of Load | 2032 | 0.025024
ENS | C&I Curtailment | C&I Curtailment- Water Heating Control | Large Industrial | Offices | MW of Load | 2032 | 0.0018879
ENS | C&I Curtailment | C&I Curtailment- Water Heating Control | Large Industrial | Retail Trade | MW of Load | 2032 | 0.026487
ENS | C&I Curtailment | C&I Curtailment- Water Heating Control | Large Industrial | Services | MW of Load | 2032 | 0.0131
ENS | C&I Curtailment | C&I Curtailment- Other | Large Industrial | Miscellaneous | MW of Load | 2032 | 0.53406
ENS | C&I Curtailment | C&I Curtailment- Other | Large Industrial | Offices | MW of Load | 2032 | 0.03612
ENS | C&I Curtailment | C&I Curtailment- Other | Large Industrial | Retail Trade | MW of Load | 2032 | 0.26531
ENS | C&I Curtailment | C&I Curtailment- Other | Large Industrial | Services | MW of Load | 2032 | 0.13122
ENS | C&I Curtailment | C&I Curtailment- Industrial | Large Industrial | Manufacturing | MW of Load | 2032 | 3.7758
ENS | C&I Curtailment | C&I Curtailment- Manual HVAC Control | Interruptible Rider | Miscellaneous | MW of Load | 2032 | 0.74386
ENS | C&I Curtailment | C&I Curtailment- Manual HVAC Control | Interruptible Rider | Retail Trade | MW of Load | 2032 | 0.019647
ENS | C&I Curtailment | C&I Curtailment- Auto-DR HVAC Control | Interruptible Rider | Miscellaneous | MW of Load | 2032 | 4.8565
ENS | C&I Curtailment | C&I Curtailment- Auto-DR HVAC Control | Interruptible Rider | Retail Trade | MW of Load | 2032 | 0.12827
ENS | C&I Curtailment | C&I Curtailment- Standard Lighting Control | Interruptible Rider | Miscellaneous | MW of Load | 2032 | 0.4223
ENS | C&I Curtailment | C&I Curtailment- Standard Lighting Control | Interruptible Rider | Retail Trade | MW of Load | 2032 | 0.031615
ENS | C&I Curtailment | C&I Curtailment- Advanced Lighting Control | Interruptible Rider | Miscellaneous | MW of Load | 2032 | 0.21115
ENS | C&I Curtailment | C&I Curtailment- Advanced Lighting Control | Interruptible Rider | Retail Trade | MW of Load | 2032 | 0.015807
ENS | C&I Curtailment | C&I Curtailment- Water Heating Control | Interruptible Rider | Miscellaneous | MW of Load | 2032 | 0.042933
ENS | C&I Curtailment | C&I Curtailment- Water Heating Control | Interruptible Rider | Retail Trade | MW of Load | 2032 | 0.0057289
ENS | C&I Curtailment | C&I Curtailment- Other | Interruptible Rider | Miscellaneous | MW of Load | 2032 | 0.77187
ENS | C&I Curtailment | C&I Curtailment- Other | Interruptible Rider | Retail Trade | MW of Load | 2032 | 0.062639
ENS | C&I Curtailment | C&I Curtailment- Industrial | Interruptible Rider | Manufacturing | MW of Load | 2032 | 1.3548
ENS | Dynamic Pricing | Dynamic Pricing with enabling tech. | Small Commercial | Manufacturing | MW of Load | 2032 | 0.27961
ENS | Dynamic Pricing | Dynamic Pricing with enabling tech. | Small Commercial | Miscellaneous | MW of Load | 2032 | 2.9426
ENS | Dynamic Pricing | Dynamic Pricing with enabling tech. | Small Commercial | Offices | MW of Load | 2032 | 2.3631
ENS | Dynamic Pricing | Dynamic Pricing with enabling tech. | Small Commercial | Retail Trade | MW of Load | 2032 | 5.3829
ENS | Dynamic Pricing | Dynamic Pricing with enabling tech. | Small Commercial | Services | MW of Load | 2032 | 6.4735
ENS | Dynamic Pricing | Dynamic Pricing w/o enabling tech. | Small Commercial | Manufacturing | MW of Load | 2032 | 0.01835
ENS | Dynamic Pricing | Dynamic Pricing w/o enabling tech. | Small Commercial | Miscellaneous | MW of Load | 2032 | 0.19311
ENS | Dynamic Pricing | Dynamic Pricing w/o enabling tech. | Small Commercial | Offices | MW of Load | 2032 | 0.15508
ENS | Dynamic Pricing | Dynamic Pricing w/o enabling tech. | Small Commercial | Retail Trade | MW of Load | 2032 | 0.35326
ENS | Dynamic Pricing | Dynamic Pricing w/o enabling tech. | Small Commercial | Services | MW of Load | 2032 | 0.42482
ENS | Dynamic Pricing | Dynamic Pricing with enabling tech. | Large Commercial | Offices | MW of Load | 2032 | 0.40014
ENS | Dynamic Pricing | Dynamic Pricing with enabling tech. | Large Commercial | Services | MW of Load | 2032 | 2.484
ENS | Dynamic Pricing | Dynamic Pricing w/o enabling tech. | Large Commercial | Offices | MW of Load | 2032 | 0.2106
ENS | Dynamic Pricing | Dynamic Pricing w/o enabling tech. | Large Commercial | Services | MW of Load | 2032 | 1.3074
ENS | Dynamic Pricing | Dynamic Pricing with enabling tech. | Small Industrial | Manufacturing | MW of Load | 2032 | 0.45415
ENS | Dynamic Pricing | Dynamic Pricing with enabling tech. | Small Industrial | Miscellaneous | MW of Load | 2032 | 0.61887
ENS | Dynamic Pricing | Dynamic Pricing with enabling tech. | Small Industrial | Offices | MW of Load | 2032 | 0.037814
ENS | Dynamic Pricing | Dynamic Pricing with enabling tech. | Small Industrial | Retail Trade | MW of Load | 2032 | 0.10582
ENS | Dynamic Pricing | Dynamic Pricing with enabling tech. | Small Industrial | Services | MW of Load | 2032 | 0.13192
ENS | Dynamic Pricing | Dynamic Pricing w/o enabling tech. | Small Industrial | Manufacturing | MW of Load | 2032 | 0.029804
ENS | Dynamic Pricing | Dynamic Pricing w/o enabling tech. | Small Industrial | Miscellaneous | MW of Load | 2032 | 0.040613
ENS | Dynamic Pricing | Dynamic Pricing w/o enabling tech. | Small Industrial | Offices | MW of Load | 2032 | 0.0024816
ENS | Dynamic Pricing | Dynamic Pricing w/o enabling tech. | Small Industrial | Retail Trade | MW of Load | 2032 | 0.0069446
ENS | Dynamic Pricing | Dynamic Pricing w/o enabling tech. | Small Industrial | Services | MW of Load | 2032 | 0.0086572
ENS | Dynamic Pricing | Dynamic Pricing with enabling tech. | Large Industrial | Manufacturing | MW of Load | 2032 | 2.5109
ENS | Dynamic Pricing | Dynamic Pricing with enabling tech. | Large Industrial | Miscellaneous | MW of Load | 2032 | 1.1203
ENS | Dynamic Pricing | Dynamic Pricing with enabling tech. | Large Industrial | Offices | MW of Load | 2032 | 0.097591
ENS | Dynamic Pricing | Dynamic Pricing with enabling tech. | Large Industrial | Retail Trade | MW of Load | 2032 | 0.49104
ENS | Dynamic Pricing | Dynamic Pricing with enabling tech. | Large Industrial | Services | MW of Load | 2032 | 0.24287
ENS | Dynamic Pricing | Dynamic Pricing w/o enabling tech. | Large Industrial | Manufacturing | MW of Load | 2032 | 1.3215
ENS | Dynamic Pricing | Dynamic Pricing w/o enabling tech. | Large Industrial | Miscellaneous | MW of Load | 2032 | 0.58964
ENS | Dynamic Pricing | Dynamic Pricing w/o enabling tech. | Large Industrial | Offices | MW of Load | 2032 | 0.051364
ENS | Dynamic Pricing | Dynamic Pricing w/o enabling tech. | Large Industrial | Retail Trade | MW of Load | 2032 | 0.25844
ENS | Dynamic Pricing | Dynamic Pricing w/o enabling tech. | Large Industrial | Services | MW of Load | 2032 | 0.12783
ENS | Dynamic Pricing | Dynamic Pricing with enabling tech. | Interruptible Rider | Manufacturing | MW of Load | 2032 | 0.90091
ENS | Dynamic Pricing | Dynamic Pricing with enabling tech. | Interruptible Rider | Miscellaneous | MW of Load | 2032 | 2.0084
ENS | Dynamic Pricing | Dynamic Pricing with enabling tech. | Interruptible Rider | Retail Trade | MW of Load | 2032 | 0.11819
ENS | Dynamic Pricing | Dynamic Pricing w/o enabling tech. | Interruptible Rider | Manufacturing | MW of Load | 2032 | 0.47416
ENS | Dynamic Pricing | Dynamic Pricing w/o enabling tech. | Interruptible Rider | Miscellaneous | MW of Load | 2032 | 1.057
ENS | Dynamic Pricing | Dynamic Pricing w/o enabling tech. | Interruptible Rider | Retail Trade | MW of Load | 2032 | 0.062208
ENS | Dynamic Pricing | Dynamic Pricing with enabling tech. | Residential | Residential LI | MW of Load | 2032 | 15.5308
ENS | Dynamic Pricing | Dynamic Pricing with enabling tech. | Residential | Residential Market Rate | MW of Load | 2032 | 97.473
ENS | Dynamic Pricing | Dynamic Pricing w/o enabling tech. | Residential | Residential LI | MW of Load | 2032 | 11.2394
ENS | Dynamic Pricing | Dynamic Pricing w/o enabling tech. | Residential | Residential Market Rate | MW of Load | 2032 | 70.5397
ENS | BTM Battery Control | BTM Battery Control | Small Commercial | Manufacturing | MW of Load | 2032 | 0.11003
ENS | BTM Battery Control | BTM Battery Control | Small Commercial | Miscellaneous | MW of Load | 2032 | 0.81576
ENS | BTM Battery Control | BTM Battery Control | Small Commercial | Offices | MW of Load | 2032 | 0.28143
ENS | BTM Battery Control | BTM Battery Control | Small Commercial | Retail Trade | MW of Load | 2032 | 0.49109
ENS | BTM Battery Control | BTM Battery Control | Small Commercial | Services | MW of Load | 2032 | 1.069
ENS | BTM Battery Control | BTM Battery Control | Large Commercial | Offices | MW of Load | 2032 | 0.11299
ENS | BTM Battery Control | BTM Battery Control | Large Commercial | Services | MW of Load | 2032 | 0.6026
ENS | BTM Battery Control | BTM Battery Control | Small Industrial | Manufacturing | MW of Load | 2032 | 0.0026845
ENS | BTM Battery Control | BTM Battery Control | Small Industrial | Miscellaneous | MW of Load | 2032 | 0.01748
ENS | BTM Battery Control | BTM Battery Control | Small Industrial | Offices | MW of Load | 2032 | 0.0069249
ENS | BTM Battery Control | BTM Battery Control | Small Industrial | Retail Trade | MW of Load | 2032 | 0.01205
ENS | BTM Battery Control | BTM Battery Control | Small Industrial | Services | MW of Load | 2032 | 0.026235
ENS | BTM Battery Control | BTM Battery Control | Large Industrial | Manufacturing | MW of Load | 2032 | 0.073972
ENS | BTM Battery Control | BTM Battery Control | Large Industrial | Miscellaneous | MW of Load | 2032 | 0.34296
ENS | BTM Battery Control | BTM Battery Control | Large Industrial | Offices | MW of Load | 2032 | 0.040348
ENS | BTM Battery Control | BTM Battery Control | Large Industrial | Retail Trade | MW of Load | 2032 | 0.20174
ENS | BTM Battery Control | BTM Battery Control | Large Industrial | Services | MW of Load | 2032 | 0.43711
ENS | BTM Battery Control | BTM Battery Control | Interruptible Rider | Manufacturing | MW of Load | 2032 | 0.098878
ENS | BTM Battery Control | BTM Battery Control | Interruptible Rider | Miscellaneous | MW of Load | 2032 | 0.26368
ENS | BTM Battery Control | BTM Battery Control | Interruptible Rider | Retail Trade | MW of Load | 2032 | 0.39551
ENS | BTM Battery Control | BTM Battery Control | Residential | Residential LI | MW of Load | 2032 | 3.1612
ENS | BTM Battery Control | BTM Battery Control | Residential | Residential Market Rate | MW of Load | 2032 | 19.6796
ENS | EV Charging Control | EV Charging Control | EV | EV | MW of Load | 2032 | 8.08
ENS | Behavioral DR | Behavioral DR | Residential | Residential LI | MW of Load | 2032 | 2.9193
ENS | Behavioral DR | Behavioral DR | Residential | Residential Market Rate | MW of Load | 2032 | 18.322
ENS | DLC | DLC-Switch-Water Heating | Small Commercial | Miscellaneous | MW of Load | 2033 | 0.45655
ENS | DLC | DLC-Switch-Water Heating | Small Commercial | Offices | MW of Load | 2033 | 0.26976
ENS | DLC | DLC-Switch-Water Heating | Small Commercial | Retail Trade | MW of Load | 2033 | 1.5855
ENS | DLC | DLC-Switch-Water Heating | Small Commercial | Services | MW of Load | 2033 | 1.9035
ENS | DLC | DLC-Thermostat-HVAC | Small Commercial | Miscellaneous | MW of Load | 2033 | 6.6973
ENS | DLC | DLC-Thermostat-HVAC | Small Commercial | Offices | MW of Load | 2033 | 10.6494
ENS | DLC | DLC-Thermostat-HVAC | Small Commercial | Retail Trade | MW of Load | 2033 | 9.586
ENS | DLC | DLC-Thermostat-HVAC | Small Commercial | Services | MW of Load | 2033 | 11.5295
ENS | DLC | DLC-Switch-Water Heating | Small Industrial | Miscellaneous | MW of Load | 2033 | 0.10642
ENS | DLC | DLC-Switch-Water Heating | Small Industrial | Offices | MW of Load | 2033 | 0.0041062
ENS | DLC | DLC-Switch-Water Heating | Small Industrial | Retail Trade | MW of Load | 2033 | 0.028659
ENS | DLC | DLC-Switch-Water Heating | Small Industrial | Services | MW of Load | 2033 | 0.035726
ENS | DLC | DLC-Thermostat-HVAC | Small Industrial | Miscellaneous | MW of Load | 2033 | 1.6996
ENS | DLC | DLC-Thermostat-HVAC | Small Industrial | Offices | MW of Load | 2033 | 0.17166
ENS | DLC | DLC-Thermostat-HVAC | Small Industrial | Retail Trade | MW of Load | 2033 | 0.1974
ENS | DLC | DLC-Thermostat-HVAC | Small Industrial | Services | MW of Load | 2033 | 0.24608
ENS | DLC | DLC-Switch-Water Heating | Residential | Residential LI | MW of Load | 2033 | 19.6824
ENS | DLC | DLC-Switch-Water Heating | Residential | Residential Market Rate | MW of Load | 2033 | 121.5085
ENS | DLC | DLC-Thermostat-Heat Pump | Residential | Residential LI | MW of Load | 2033 | 19.2548
ENS | DLC | DLC-Thermostat-Heat Pump | Residential | Residential Market Rate | MW of Load | 2033 | 291.5467
ENS | DLC | DLC-Thermostat-Electric Furnace | Residential | Residential LI | MW of Load | 2033 | 65.2089
ENS | DLC | DLC-Thermostat-Electric Furnace | Residential | Residential Market Rate | MW of Load | 2033 | 134.974
ENS | C&I Curtailment | C&I Curtailment- Manual HVAC Control | Large Commercial | Offices | MW of Load | 2033 | 0.16285
ENS | C&I Curtailment | C&I Curtailment- Manual HVAC Control | Large Commercial | Services | MW of Load | 2033 | 0.39213
ENS | C&I Curtailment | C&I Curtailment- Auto-DR HVAC Control | Large Commercial | Offices | MW of Load | 2033 | 1.0633
ENS | C&I Curtailment | C&I Curtailment- Auto-DR HVAC Control | Large Commercial | Services | MW of Load | 2033 | 2.5601
ENS | C&I Curtailment | C&I Curtailment- Standard Lighting Control | Large Commercial | Offices | MW of Load | 2033 | 0.058938
ENS | C&I Curtailment | C&I Curtailment- Standard Lighting Control | Large Commercial | Services | MW of Load | 2033 | 0.56196
ENS | C&I Curtailment | C&I Curtailment- Advanced Lighting Control | Large Commercial | Offices | MW of Load | 2033 | 0.029469
ENS | C&I Curtailment | C&I Curtailment- Advanced Lighting Control | Large Commercial | Services | MW of Load | 2033 | 0.28098
ENS | C&I Curtailment | C&I Curtailment- Water Heating Control | Large Commercial | Offices | MW of Load | 2033 | 0.0090072
ENS | C&I Curtailment | C&I Curtailment- Water Heating Control | Large Commercial | Services | MW of Load | 2033 | 0.13409
ENS | C&I Curtailment | C&I Curtailment- Other | Large Commercial | Offices | MW of Load | 2033 | 0.1441
ENS | C&I Curtailment | C&I Curtailment- Other | Large Commercial | Services | MW of Load | 2033 | 1.3293
ENS | C&I Curtailment | C&I Curtailment- Manual HVAC Control | Large Industrial | Miscellaneous | MW of Load | 2033 | 0.23597
ENS | C&I Curtailment | C&I Curtailment- Manual HVAC Control | Large Industrial | Offices | MW of Load | 2033 | 0.039066
ENS | C&I Curtailment | C&I Curtailment- Manual HVAC Control | Large Industrial | Retail Trade | MW of Load | 2033 | 0.078766
ENS | C&I Curtailment | C&I Curtailment- Manual HVAC Control | Large Industrial | Services | MW of Load | 2033 | 0.038958
ENS | C&I Curtailment | C&I Curtailment- Auto-DR HVAC Control | Large Industrial | Miscellaneous | MW of Load | 2033 | 1.5406
ENS | C&I Curtailment | C&I Curtailment- Auto-DR HVAC Control | Large Industrial | Offices | MW of Load | 2033 | 0.25506
ENS | C&I Curtailment | C&I Curtailment- Auto-DR HVAC Control | Large Industrial | Retail Trade | MW of Load | 2033 | 0.51425
ENS | C&I Curtailment | C&I Curtailment- Auto-DR HVAC Control | Large Industrial | Services | MW of Load | 2033 | 0.25435
ENS | C&I Curtailment | C&I Curtailment- Standard Lighting Control | Large Industrial | Miscellaneous | MW of Load | 2033 | 0.3764
ENS | C&I Curtailment | C&I Curtailment- Standard Lighting Control | Large Industrial | Offices | MW of Load | 2033 | 0.017401
ENS | C&I Curtailment | C&I Curtailment- Standard Lighting Control | Large Industrial | Retail Trade | MW of Load | 2033 | 0.11288
ENS | C&I Curtailment | C&I Curtailment- Standard Lighting Control | Large Industrial | Services | MW of Load | 2033 | 0.055831
ENS | C&I Curtailment | C&I Curtailment- Advanced Lighting Control | Large Industrial | Miscellaneous | MW of Load | 2033 | 0.1882
ENS | C&I Curtailment | C&I Curtailment- Advanced Lighting Control | Large Industrial | Offices | MW of Load | 2033 | 0.0087003
ENS | C&I Curtailment | C&I Curtailment- Advanced Lighting Control | Large Industrial | Retail Trade | MW of Load | 2033 | 0.05644
ENS | C&I Curtailment | C&I Curtailment- Advanced Lighting Control | Large Industrial | Services | MW of Load | 2033 | 0.027915
ENS | C&I Curtailment | C&I Curtailment- Water Heating Control | Large Industrial | Miscellaneous | MW of Load | 2033 | 0.02512
ENS | C&I Curtailment | C&I Curtailment- Water Heating Control | Large Industrial | Offices | MW of Load | 2033 | 0.0019033
ENS | C&I Curtailment | C&I Curtailment- Water Heating Control | Large Industrial | Retail Trade | MW of Load | 2033 | 0.026934
ENS | C&I Curtailment | C&I Curtailment- Water Heating Control | Large Industrial | Services | MW of Load | 2033 | 0.013322
ENS | C&I Curtailment | C&I Curtailment- Other | Large Industrial | Miscellaneous | MW of Load | 2033 | 0.53497
ENS | C&I Curtailment | C&I Curtailment- Other | Large Industrial | Offices | MW of Load | 2033 | 0.036404
ENS | C&I Curtailment | C&I Curtailment- Other | Large Industrial | Retail Trade | MW of Load | 2033 | 0.26701
ENS | C&I Curtailment | C&I Curtailment- Other | Large Industrial | Services | MW of Load | 2033 | 0.13207
ENS | C&I Curtailment | C&I Curtailment- Industrial | Large Industrial | Manufacturing | MW of Load | 2033 | 3.729
ENS | C&I Curtailment | C&I Curtailment- Manual HVAC Control | Interruptible Rider | Miscellaneous | MW of Load | 2033 | 0.72919
ENS | C&I Curtailment | C&I Curtailment- Manual HVAC Control | Interruptible Rider | Retail Trade | MW of Load | 2033 | 0.019018
ENS | C&I Curtailment | C&I Curtailment- Auto-DR HVAC Control | Interruptible Rider | Miscellaneous | MW of Load | 2033 | 4.7608
ENS | C&I Curtailment | C&I Curtailment- Auto-DR HVAC Control | Interruptible Rider | Retail Trade | MW of Load | 2033 | 0.12417
ENS | C&I Curtailment | C&I Curtailment- Standard Lighting Control | Interruptible Rider | Miscellaneous | MW of Load | 2033 | 0.40464
ENS | C&I Curtailment | C&I Curtailment- Standard Lighting Control | Interruptible Rider | Retail Trade | MW of Load | 2033 | 0.030484
ENS | C&I Curtailment | C&I Curtailment- Advanced Lighting Control | Interruptible Rider | Miscellaneous | MW of Load | 2033 | 0.20232
ENS | C&I Curtailment | C&I Curtailment- Advanced Lighting Control | Interruptible Rider | Retail Trade | MW of Load | 2033 | 0.015242
ENS | C&I Curtailment | C&I Curtailment- Water Heating Control | Interruptible Rider | Miscellaneous | MW of Load | 2033 | 0.04227
ENS | C&I Curtailment | C&I Curtailment- Water Heating Control | Interruptible Rider | Retail Trade | MW of Load | 2033 | 0.005657
ENS | C&I Curtailment | C&I Curtailment- Other | Interruptible Rider | Miscellaneous | MW of Load | 2033 | 0.75894
ENS | C&I Curtailment | C&I Curtailment- Other | Interruptible Rider | Retail Trade | MW of Load | 2033 | 0.061707
ENS | C&I Curtailment | C&I Curtailment- Industrial | Interruptible Rider | Manufacturing | MW of Load | 2033 | 1.3168
ENS | Dynamic Pricing | Dynamic Pricing with enabling tech. | Small Commercial | Manufacturing | MW of Load | 2033 | 0.27126
ENS | Dynamic Pricing | Dynamic Pricing with enabling tech. | Small Commercial | Miscellaneous | MW of Load | 2033 | 2.88
ENS | Dynamic Pricing | Dynamic Pricing with enabling tech. | Small Commercial | Offices | MW of Load | 2033 | 2.3129
ENS | Dynamic Pricing | Dynamic Pricing with enabling tech. | Small Commercial | Retail Trade | MW of Load | 2033 | 5.2525
ENS | Dynamic Pricing | Dynamic Pricing with enabling tech. | Small Commercial | Services | MW of Load | 2033 | 6.3155
ENS | Dynamic Pricing | Dynamic Pricing w/o enabling tech. | Small Commercial | Manufacturing | MW of Load | 2033 | 0.017802
ENS | Dynamic Pricing | Dynamic Pricing w/o enabling tech. | Small Commercial | Miscellaneous | MW of Load | 2033 | 0.189
ENS | Dynamic Pricing | Dynamic Pricing w/o enabling tech. | Small Commercial | Offices | MW of Load | 2033 | 0.15178
ENS | Dynamic Pricing | Dynamic Pricing w/o enabling tech. | Small Commercial | Retail Trade | MW of Load | 2033 | 0.34469
ENS | Dynamic Pricing | Dynamic Pricing w/o enabling tech. | Small Commercial | Services | MW of Load | 2033 | 0.41445
ENS | Dynamic Pricing | Dynamic Pricing with enabling tech. | Large Commercial | Offices | MW of Load | 2033 | 0.39383
ENS | Dynamic Pricing | Dynamic Pricing with enabling tech. | Large Commercial | Services | MW of Load | 2033 | 2.4434
ENS | Dynamic Pricing | Dynamic Pricing w/o enabling tech. | Large Commercial | Offices | MW of Load | 2033 | 0.20728
ENS | Dynamic Pricing | Dynamic Pricing w/o enabling tech. | Large Commercial | Services | MW of Load | 2033 | 1.286
ENS | Dynamic Pricing | Dynamic Pricing with enabling tech. | Small Industrial | Manufacturing | MW of Load | 2033 | 0.45072
ENS | Dynamic Pricing | Dynamic Pricing with enabling tech. | Small Industrial | Miscellaneous | MW of Load | 2033 | 0.61857
ENS | Dynamic Pricing | Dynamic Pricing with enabling tech. | Small Industrial | Offices | MW of Load | 2033 | 0.037853
ENS | Dynamic Pricing | Dynamic Pricing with enabling tech. | Small Industrial | Retail Trade | MW of Load | 2033 | 0.10588
ENS | Dynamic Pricing | Dynamic Pricing with enabling tech. | Small Industrial | Services | MW of Load | 2033 | 0.13199
ENS | Dynamic Pricing | Dynamic Pricing w/o enabling tech. | Small Industrial | Manufacturing | MW of Load | 2033 | 0.029578
ENS | Dynamic Pricing | Dynamic Pricing w/o enabling tech. | Small Industrial | Miscellaneous | MW of Load | 2033 | 0.040593
ENS | Dynamic Pricing | Dynamic Pricing w/o enabling tech. | Small Industrial | Offices | MW of Load | 2033 | 0.0024841
ENS | Dynamic Pricing | Dynamic Pricing w/o enabling tech. | Small Industrial | Retail Trade | MW of Load | 2033 | 0.0069485
ENS | Dynamic Pricing | Dynamic Pricing w/o enabling tech. | Small Industrial | Services | MW of Load | 2033 | 0.0086621
ENS | Dynamic Pricing | Dynamic Pricing with enabling tech. | Large Industrial | Manufacturing | MW of Load | 2033 | 2.4798
ENS | Dynamic Pricing | Dynamic Pricing with enabling tech. | Large Industrial | Miscellaneous | MW of Load | 2033 | 1.1176
ENS | Dynamic Pricing | Dynamic Pricing with enabling tech. | Large Industrial | Offices | MW of Load | 2033 | 0.09808
ENS | Dynamic Pricing | Dynamic Pricing with enabling tech. | Large Industrial | Retail Trade | MW of Load | 2033 | 0.4908
ENS | Dynamic Pricing | Dynamic Pricing with enabling tech. | Large Industrial | Services | MW of Load | 2033 | 0.24275
ENS | Dynamic Pricing | Dynamic Pricing w/o enabling tech. | Large Industrial | Manufacturing | MW of Load | 2033 | 1.3052
ENS | Dynamic Pricing | Dynamic Pricing w/o enabling tech. | Large Industrial | Miscellaneous | MW of Load | 2033 | 0.58822
ENS | Dynamic Pricing | Dynamic Pricing w/o enabling tech. | Large Industrial | Offices | MW of Load | 2033 | 0.051621
ENS | Dynamic Pricing | Dynamic Pricing w/o enabling tech. | Large Industrial | Retail Trade | MW of Load | 2033 | 0.25832
ENS | Dynamic Pricing | Dynamic Pricing w/o enabling tech. | Large Industrial | Services | MW of Load | 2033 | 0.12776
ENS | Dynamic Pricing | Dynamic Pricing with enabling tech. | Interruptible Rider | Manufacturing | MW of Load | 2033 | 0.87565
ENS | Dynamic Pricing | Dynamic Pricing with enabling tech. | Interruptible Rider | Miscellaneous | MW of Load | 2033 | 1.9683
ENS | Dynamic Pricing | Dynamic Pricing with enabling tech. | Interruptible Rider | Retail Trade | MW of Load | 2033 | 0.11582
ENS | Dynamic Pricing | Dynamic Pricing w/o enabling tech. | Interruptible Rider | Manufacturing | MW of Load | 2033 | 0.46087
ENS | Dynamic Pricing | Dynamic Pricing w/o enabling tech. | Interruptible Rider | Miscellaneous | MW of Load | 2033 | 1.036
ENS | Dynamic Pricing | Dynamic Pricing w/o enabling tech. | Interruptible Rider | Retail Trade | MW of Load | 2033 | 0.060959
ENS | Dynamic Pricing | Dynamic Pricing with enabling tech. | Residential | Residential LI | MW of Load | 2033 | 15.4225
ENS | Dynamic Pricing | Dynamic Pricing with enabling tech. | Residential | Residential Market Rate | MW of Load | 2033 | 96.9603
ENS | Dynamic Pricing | Dynamic Pricing w/o enabling tech. | Residential | Residential LI | MW of Load | 2033 | 11.161
ENS | Dynamic Pricing | Dynamic Pricing w/o enabling tech. | Residential | Residential Market Rate | MW of Load | 2033 | 70.1686
ENS | BTM Battery Control | BTM Battery Control | Small Commercial | Manufacturing | MW of Load | 2033 | 0.11046
ENS | BTM Battery Control | BTM Battery Control | Small Commercial | Miscellaneous | MW of Load | 2033 | 0.8194
ENS | BTM Battery Control | BTM Battery Control | Small Commercial | Offices | MW of Load | 2033 | 0.28253
ENS | BTM Battery Control | BTM Battery Control | Small Commercial | Retail Trade | MW of Load | 2033 | 0.49302
ENS | BTM Battery Control | BTM Battery Control | Small Commercial | Services | MW of Load | 2033 | 1.0732
ENS | BTM Battery Control | BTM Battery Control | Large Commercial | Offices | MW of Load | 2033 | 0.11343
ENS | BTM Battery Control | BTM Battery Control | Large Commercial | Services | MW of Load | 2033 | 0.60497
ENS | BTM Battery Control | BTM Battery Control | Small Industrial | Manufacturing | MW of Load | 2033 | 0.0026951
ENS | BTM Battery Control | BTM Battery Control | Small Industrial | Miscellaneous | MW of Load | 2033 | 0.017549
ENS | BTM Battery Control | BTM Battery Control | Small Industrial | Offices | MW of Load | 2033 | 0.0069521
ENS | BTM Battery Control | BTM Battery Control | Small Industrial | Retail Trade | MW of Load | 2033 | 0.012097
ENS | BTM Battery Control | BTM Battery Control | Small Industrial | Services | MW of Load | 2033 | 0.026338
ENS | BTM Battery Control | BTM Battery Control | Large Industrial | Manufacturing | MW of Load | 2033 | 0.074262
ENS | BTM Battery Control | BTM Battery Control | Large Industrial | Miscellaneous | MW of Load | 2033 | 0.34431
ENS | BTM Battery Control | BTM Battery Control | Large Industrial | Offices | MW of Load | 2033 | 0.040507
ENS | BTM Battery Control | BTM Battery Control | Large Industrial | Retail Trade | MW of Load | 2033 | 0.20253
ENS | BTM Battery Control | BTM Battery Control | Large Industrial | Services | MW of Load | 2033 | 0.43882
ENS | BTM Battery Control | BTM Battery Control | Interruptible Rider | Manufacturing | MW of Load | 2033 | 0.099266
ENS | BTM Battery Control | BTM Battery Control | Interruptible Rider | Miscellaneous | MW of Load | 2033 | 0.26471
ENS | BTM Battery Control | BTM Battery Control | Interruptible Rider | Retail Trade | MW of Load | 2033 | 0.39707
ENS | BTM Battery Control | BTM Battery Control | Residential | Residential LI | MW of Load | 2033 | 3.1892
ENS | BTM Battery Control | BTM Battery Control | Residential | Residential Market Rate | MW of Load | 2033 | 19.854
ENS | EV Charging Control | EV Charging Control | EV | EV | MW of Load | 2033 | 9.3788
ENS | Behavioral DR | Behavioral DR | Residential | Residential LI | MW of Load | 2033 | 2.899
ENS | Behavioral DR | Behavioral DR | Residential | Residential Market Rate | MW of Load | 2033 | 18.2256
ENS | DLC | DLC-Switch-Water Heating | Small Commercial | Miscellaneous | MW of Load | 2034 | 0.4442
ENS | DLC | DLC-Switch-Water Heating | Small Commercial | Offices | MW of Load | 2034 | 0.26122
ENS | DLC | DLC-Switch-Water Heating | Small Commercial | Retail Trade | MW of Load | 2034 | 1.5424
ENS | DLC | DLC-Switch-Water Heating | Small Commercial | Services | MW of Load | 2034 | 1.8512
ENS | DLC | DLC-Thermostat-HVAC | Small Commercial | Miscellaneous | MW of Load | 2034 | 6.3567
ENS | DLC | DLC-Thermostat-HVAC | Small Commercial | Offices | MW of Load | 2034 | 10.2136
ENS | DLC | DLC-Thermostat-HVAC | Small Commercial | Retail Trade | MW of Load | 2034 | 8.9717
ENS | DLC | DLC-Thermostat-HVAC | Small Commercial | Services | MW of Load | 2034 | 10.7903
ENS | DLC | DLC-Switch-Water Heating | Small Industrial | Miscellaneous | MW of Load | 2034 | 0.10732
ENS | DLC | DLC-Switch-Water Heating | Small Industrial | Offices | MW of Load | 2034 | 0.0041258
ENS | DLC | DLC-Switch-Water Heating | Small Industrial | Retail Trade | MW of Load | 2034 | 0.028882
ENS | DLC | DLC-Switch-Water Heating | Small Industrial | Services | MW of Load | 2034 | 0.036005
ENS | DLC | DLC-Thermostat-HVAC | Small Industrial | Miscellaneous | MW of Load | 2034 | 1.6886
ENS | DLC | DLC-Thermostat-HVAC | Small Industrial | Offices | MW of Load | 2034 | 0.17183
ENS | DLC | DLC-Thermostat-HVAC | Small Industrial | Retail Trade | MW of Load | 2034 | 0.19525
ENS | DLC | DLC-Thermostat-HVAC | Small Industrial | Services | MW of Load | 2034 | 0.2434
ENS | DLC | DLC-Switch-Water Heating | Residential | Residential LI | MW of Load | 2034 | 19.4302
ENS | DLC | DLC-Switch-Water Heating | Residential | Residential Market Rate | MW of Load | 2034 | 119.7976
ENS | DLC | DLC-Thermostat-Heat Pump | Residential | Residential LI | MW of Load | 2034 | 20.1666
ENS | DLC | DLC-Thermostat-Heat Pump | Residential | Residential Market Rate | MW of Load | 2034 | 297.1951
ENS | DLC | DLC-Thermostat-Electric Furnace | Residential | Residential LI | MW of Load | 2034 | 64.7525
ENS | DLC | DLC-Thermostat-Electric Furnace | Residential | Residential Market Rate | MW of Load | 2034 | 130.2582
ENS | C&I Curtailment | C&I Curtailment- Manual HVAC Control | Large Commercial | Offices | MW of Load | 2034 | 0.15707
ENS | C&I Curtailment | C&I Curtailment- Manual HVAC Control | Large Commercial | Services | MW of Load | 2034 | 0.36921
ENS | C&I Curtailment | C&I Curtailment- Auto-DR HVAC Control | Large Commercial | Offices | MW of Load | 2034 | 1.0255
ENS | C&I Curtailment | C&I Curtailment- Auto-DR HVAC Control | Large Commercial | Services | MW of Load | 2034 | 2.4105
ENS | C&I Curtailment | C&I Curtailment- Standard Lighting Control | Large Commercial | Offices | MW of Load | 2034 | 0.053236
ENS | C&I Curtailment | C&I Curtailment- Standard Lighting Control | Large Commercial | Services | MW of Load | 2034 | 0.51823
ENS | C&I Curtailment | C&I Curtailment- Advanced Lighting Control | Large Commercial | Offices | MW of Load | 2034 | 0.026618
ENS | C&I Curtailment | C&I Curtailment- Advanced Lighting Control | Large Commercial | Services | MW of Load | 2034 | 0.25912
ENS | C&I Curtailment | C&I Curtailment- Water Heating Control | Large Commercial | Offices | MW of Load | 2034 | 0.0088216
ENS | C&I Curtailment | C&I Curtailment- Water Heating Control | Large Commercial | Services | MW of Load | 2034 | 0.1314
ENS | C&I Curtailment | C&I Curtailment- Other | Large Commercial | Offices | MW of Load | 2034 | 0.13884
ENS | C&I Curtailment | C&I Curtailment- Other | Large Commercial | Services | MW of Load | 2034 | 1.2874
ENS | C&I Curtailment | C&I Curtailment- Manual HVAC Control | Large Industrial | Miscellaneous | MW of Load | 2034 | 0.23362
ENS | C&I Curtailment | C&I Curtailment- Manual HVAC Control | Large Industrial | Offices | MW of Load | 2034 | 0.039218
ENS | C&I Curtailment | C&I Curtailment- Manual HVAC Control | Large Industrial | Retail Trade | MW of Load | 2034 | 0.077007
ENS | C&I Curtailment | C&I Curtailment- Manual HVAC Control | Large Industrial | Services | MW of Load | 2034 | 0.038088
ENS | C&I Curtailment | C&I Curtailment- Auto-DR HVAC Control | Large Industrial | Miscellaneous | MW of Load | 2034 | 1.5253
ENS | C&I Curtailment | C&I Curtailment- Auto-DR HVAC Control | Large Industrial | Offices | MW of Load | 2034 | 0.25605
ENS | C&I Curtailment | C&I Curtailment- Auto-DR HVAC Control | Large Industrial | Retail Trade | MW of Load | 2034 | 0.50277
ENS | C&I Curtailment | C&I Curtailment- Auto-DR HVAC Control | Large Industrial | Services | MW of Load | 2034 | 0.24867
ENS | C&I Curtailment | C&I Curtailment- Standard Lighting Control | Large Industrial | Miscellaneous | MW of Load | 2034 | 0.36995
ENS | C&I Curtailment | C&I Curtailment- Standard Lighting Control | Large Industrial | Offices | MW of Load | 2034 | 0.017005
ENS | C&I Curtailment | C&I Curtailment- Standard Lighting Control | Large Industrial | Retail Trade | MW of Load | 2034 | 0.10809
ENS | C&I Curtailment | C&I Curtailment- Standard Lighting Control | Large Industrial | Services | MW of Load | 2034 | 0.053461
ENS | C&I Curtailment | C&I Curtailment- Advanced Lighting Control | Large Industrial | Miscellaneous | MW of Load | 2034 | 0.18497
ENS | C&I Curtailment | C&I Curtailment- Advanced Lighting Control | Large Industrial | Offices | MW of Load | 2034 | 0.0085023
ENS | C&I Curtailment | C&I Curtailment- Advanced Lighting Control | Large Industrial | Retail Trade | MW of Load | 2034 | 0.054044
ENS | C&I Curtailment | C&I Curtailment- Advanced Lighting Control | Large Industrial | Services | MW of Load | 2034 | 0.02673
ENS | C&I Curtailment | C&I Curtailment- Water Heating Control | Large Industrial | Miscellaneous | MW of Load | 2034 | 0.025347
ENS | C&I Curtailment | C&I Curtailment- Water Heating Control | Large Industrial | Offices | MW of Load | 2034 | 0.001918
ENS | C&I Curtailment | C&I Curtailment- Water Heating Control | Large Industrial | Retail Trade | MW of Load | 2034 | 0.027407
ENS | C&I Curtailment | C&I Curtailment- Water Heating Control | Large Industrial | Services | MW of Load | 2034 | 0.013555
ENS | C&I Curtailment | C&I Curtailment- Other | Large Industrial | Miscellaneous | MW of Load | 2034 | 0.53681
ENS | C&I Curtailment | C&I Curtailment- Other | Large Industrial | Offices | MW of Load | 2034 | 0.036661
ENS | C&I Curtailment | C&I Curtailment- Other | Large Industrial | Retail Trade | MW of Load | 2034 | 0.26851
ENS | C&I Curtailment | C&I Curtailment- Other | Large Industrial | Services | MW of Load | 2034 | 0.1328
ENS | C&I Curtailment | C&I Curtailment- Industrial | Large Industrial | Manufacturing | MW of Load | 2034 | 3.6947
ENS | C&I Curtailment | C&I Curtailment- Manual HVAC Control | Interruptible Rider | Miscellaneous | MW of Load | 2034 | 0.72385
ENS | C&I Curtailment | C&I Curtailment- Manual HVAC Control | Interruptible Rider | Retail Trade | MW of Load | 2034 | 0.018658
ENS | C&I Curtailment | C&I Curtailment- Auto-DR HVAC Control | Interruptible Rider | Miscellaneous | MW of Load | 2034 | 4.7259
ENS | C&I Curtailment | C&I Curtailment- Auto-DR HVAC Control | Interruptible Rider | Retail Trade | MW of Load | 2034 | 0.12181
ENS | C&I Curtailment | C&I Curtailment- Standard Lighting Control | Interruptible Rider | Miscellaneous | MW of Load | 2034 | 0.39262
ENS | C&I Curtailment | C&I Curtailment- Standard Lighting Control | Interruptible Rider | Retail Trade | MW of Load | 2034 | 0.029769
ENS | C&I Curtailment | C&I Curtailment- Advanced Lighting Control | Interruptible Rider | Miscellaneous | MW of Load | 2034 | 0.19631
ENS | C&I Curtailment | C&I Curtailment- Advanced Lighting Control | Interruptible Rider | Retail Trade | MW of Load | 2034 | 0.014885
ENS | C&I Curtailment | C&I Curtailment- Water Heating Control | Interruptible Rider | Miscellaneous | MW of Load | 2034 | 0.042155
ENS | C&I Curtailment | C&I Curtailment- Water Heating Control | Interruptible Rider | Retail Trade | MW of Load | 2034 | 0.0056549
ENS | C&I Curtailment | C&I Curtailment- Other | Interruptible Rider | Miscellaneous | MW of Load | 2034 | 0.75557
ENS | C&I Curtailment | C&I Curtailment- Other | Interruptible Rider | Retail Trade | MW of Load | 2034 | 0.06154
ENS | C&I Curtailment | C&I Curtailment- Industrial | Interruptible Rider | Manufacturing | MW of Load | 2034 | 1.2946
ENS | Dynamic Pricing | Dynamic Pricing with enabling tech. | Small Commercial | Manufacturing | MW of Load | 2034 | 0.2576
ENS | Dynamic Pricing | Dynamic Pricing with enabling tech. | Small Commercial | Miscellaneous | MW of Load | 2034 | 2.76
ENS | Dynamic Pricing | Dynamic Pricing with enabling tech. | Small Commercial | Offices | MW of Load | 2034 | 2.2139
ENS | Dynamic Pricing | Dynamic Pricing with enabling tech. | Small Commercial | Retail Trade | MW of Load | 2034 | 5.009
ENS | Dynamic Pricing | Dynamic Pricing with enabling tech. | Small Commercial | Services | MW of Load | 2034 | 6.0218
ENS | Dynamic Pricing | Dynamic Pricing w/o enabling tech. | Small Commercial | Manufacturing | MW of Load | 2034 | 0.016905
ENS | Dynamic Pricing | Dynamic Pricing w/o enabling tech. | Small Commercial | Miscellaneous | MW of Load | 2034 | 0.18112
ENS | Dynamic Pricing | Dynamic Pricing w/o enabling tech. | Small Commercial | Offices | MW of Load | 2034 | 0.14529
ENS | Dynamic Pricing | Dynamic Pricing w/o enabling tech. | Small Commercial | Retail Trade | MW of Load | 2034 | 0.32871
ENS | Dynamic Pricing | Dynamic Pricing w/o enabling tech. | Small Commercial | Services | MW of Load | 2034 | 0.39518
ENS | Dynamic Pricing | Dynamic Pricing with enabling tech. | Large Commercial | Offices | MW of Load | 2034 | 0.37832
ENS | Dynamic Pricing | Dynamic Pricing with enabling tech. | Large Commercial | Services | MW of Load | 2034 | 2.3454
ENS | Dynamic Pricing | Dynamic Pricing w/o enabling tech. | Large Commercial | Offices | MW of Load | 2034 | 0.19912
ENS | Dynamic Pricing | Dynamic Pricing w/o enabling tech. | Large Commercial | Services | MW of Load | 2034 | 1.2344
ENS | Dynamic Pricing | Dynamic Pricing with enabling tech. | Small Industrial | Manufacturing | MW of Load | 2034 | 0.44676
ENS | Dynamic Pricing | Dynamic Pricing with enabling tech. | Small Industrial | Miscellaneous | MW of Load | 2034 | 0.61791
ENS | Dynamic Pricing | Dynamic Pricing with enabling tech. | Small Industrial | Offices | MW of Load | 2034 | 0.037882
ENS | Dynamic Pricing | Dynamic Pricing with enabling tech. | Small Industrial | Retail Trade | MW of Load | 2034 | 0.10593
ENS | Dynamic Pricing | Dynamic Pricing with enabling tech. | Small Industrial | Services | MW of Load | 2034 | 0.13206
ENS | Dynamic Pricing | Dynamic Pricing w/o enabling tech. | Small Industrial | Manufacturing | MW of Load | 2034 | 0.029319
ENS | Dynamic Pricing | Dynamic Pricing w/o enabling tech. | Small Industrial | Miscellaneous | MW of Load | 2034 | 0.04055
ENS | Dynamic Pricing | Dynamic Pricing w/o enabling tech. | Small Industrial | Offices | MW of Load | 2034 | 0.002486
ENS | Dynamic Pricing | Dynamic Pricing w/o enabling tech. | Small Industrial | Retail Trade | MW of Load | 2034 | 0.0069518
ENS | Dynamic Pricing | Dynamic Pricing w/o enabling tech. | Small Industrial | Services | MW of Load | 2034 | 0.0086662
ENS | Dynamic Pricing | Dynamic Pricing with enabling tech. | Large Industrial | Manufacturing | MW of Load | 2034 | 2.457
ENS | Dynamic Pricing | Dynamic Pricing with enabling tech. | Large Industrial | Miscellaneous | MW of Load | 2034 | 1.1151
ENS | Dynamic Pricing | Dynamic Pricing with enabling tech. | Large Industrial | Offices | MW of Load | 2034 | 0.098442
ENS | Dynamic Pricing | Dynamic Pricing with enabling tech. | Large Industrial | Retail Trade | MW of Load | 2034 | 0.48918
ENS | Dynamic Pricing | Dynamic Pricing with enabling tech. | Large Industrial | Services | MW of Load | 2034 | 0.24195
ENS | Dynamic Pricing | Dynamic Pricing w/o enabling tech. | Large Industrial | Manufacturing | MW of Load | 2034 | 1.2931
ENS | Dynamic Pricing | Dynamic Pricing w/o enabling tech. | Large Industrial | Miscellaneous | MW of Load | 2034 | 0.58691
ENS | Dynamic Pricing | Dynamic Pricing w/o enabling tech. | Large Industrial | Offices | MW of Load | 2034 | 0.051811
ENS | Dynamic Pricing | Dynamic Pricing w/o enabling tech. | Large Industrial | Retail Trade | MW of Load | 2034 | 0.25746
ENS | Dynamic Pricing | Dynamic Pricing w/o enabling tech. | Large Industrial | Services | MW of Load | 2034 | 0.12734
ENS | Dynamic Pricing | Dynamic Pricing with enabling tech. | Interruptible Rider | Manufacturing | MW of Load | 2034 | 0.86092
ENS | Dynamic Pricing | Dynamic Pricing with enabling tech. | Interruptible Rider | Miscellaneous | MW of Load | 2034 | 1.9535
ENS | Dynamic Pricing | Dynamic Pricing with enabling tech. | Interruptible Rider | Retail Trade | MW of Load | 2034 | 0.11494
ENS | Dynamic Pricing | Dynamic Pricing w/o enabling tech. | Interruptible Rider | Manufacturing | MW of Load | 2034 | 0.45312
ENS | Dynamic Pricing | Dynamic Pricing w/o enabling tech. | Interruptible Rider | Miscellaneous | MW of Load | 2034 | 1.0281
ENS | Dynamic Pricing | Dynamic Pricing w/o enabling tech. | Interruptible Rider | Retail Trade | MW of Load | 2034 | 0.060493
ENS | Dynamic Pricing | Dynamic Pricing with enabling tech. | Residential | Residential LI | MW of Load | 2034 | 15.1112
ENS | Dynamic Pricing | Dynamic Pricing with enabling tech. | Residential | Residential Market Rate | MW of Load | 2034 | 95.1727
ENS | Dynamic Pricing | Dynamic Pricing w/o enabling tech. | Residential | Residential LI | MW of Load | 2034 | 10.9357
ENS | Dynamic Pricing | Dynamic Pricing w/o enabling tech. | Residential | Residential Market Rate | MW of Load | 2034 | 68.875
ENS | BTM Battery Control | BTM Battery Control | Small Commercial | Manufacturing | MW of Load | 2034 | 0.11069
ENS | BTM Battery Control | BTM Battery Control | Small Commercial | Miscellaneous | MW of Load | 2034 | 0.82153
ENS | BTM Battery Control | BTM Battery Control | Small Commercial | Offices | MW of Load | 2034 | 0.28312
ENS | BTM Battery Control | BTM Battery Control | Small Commercial | Retail Trade | MW of Load | 2034 | 0.49396
ENS | BTM Battery Control | BTM Battery Control | Small Commercial | Services | MW of Load | 2034 | 1.0753
ENS | BTM Battery Control | BTM Battery Control | Large Commercial | Offices | MW of Load | 2034 | 0.11367
ENS | BTM Battery Control | BTM Battery Control | Large Commercial | Services | MW of Load | 2034 | 0.60622
ENS | BTM Battery Control | BTM Battery Control | Small Industrial | Manufacturing | MW of Load | 2034 | 0.0027007
ENS | BTM Battery Control | BTM Battery Control | Small Industrial | Miscellaneous | MW of Load | 2034 | 0.017585
ENS | BTM Battery Control | BTM Battery Control | Small Industrial | Offices | MW of Load | 2034 | 0.0069665
ENS | BTM Battery Control | BTM Battery Control | Small Industrial | Retail Trade | MW of Load | 2034 | 0.012122
ENS | BTM Battery Control | BTM Battery Control | Small Industrial | Services | MW of Load | 2034 | 0.026362
ENS | BTM Battery Control | BTM Battery Control | Large Industrial | Manufacturing | MW of Load | 2034 | 0.074416
ENS | BTM Battery Control | BTM Battery Control | Large Industrial | Miscellaneous | MW of Load | 2034 | 0.34502
ENS | BTM Battery Control | BTM Battery Control | Large Industrial | Offices | MW of Load | 2034 | 0.040591
ENS | BTM Battery Control | BTM Battery Control | Large Industrial | Retail Trade | MW of Load | 2034 | 0.20295
ENS | BTM Battery Control | BTM Battery Control | Large Industrial | Services | MW of Load | 2034 | 0.43973
ENS | BTM Battery Control | BTM Battery Control | Interruptible Rider | Manufacturing | MW of Load | 2034 | 0.099472
ENS | BTM Battery Control | BTM Battery Control | Interruptible Rider | Miscellaneous | MW of Load | 2034 | 0.26526
ENS | BTM Battery Control | BTM Battery Control | Interruptible Rider | Retail Trade | MW of Load | 2034 | 0.39789
ENS | BTM Battery Control | BTM Battery Control | Residential | Residential LI | MW of Load | 2034 | 3.2115
ENS | BTM Battery Control | BTM Battery Control | Residential | Residential Market Rate | MW of Load | 2034 | 19.993
ENS | EV Charging Control | EV Charging Control | EV | EV | MW of Load | 2034 | 10.8051
ENS | Behavioral DR | Behavioral DR | Residential | Residential LI | MW of Load | 2034 | 2.8404
ENS | Behavioral DR | Behavioral DR | Residential | Residential Market Rate | MW of Load | 2034 | 17.8896
ENS | DLC | DLC-Switch-Water Heating | Small Commercial | Miscellaneous | MW of Load | 2035 | 0.43192
ENS | DLC | DLC-Switch-Water Heating | Small Commercial | Offices | MW of Load | 2035 | 0.25261
ENS | DLC | DLC-Switch-Water Heating | Small Commercial | Retail Trade | MW of Load | 2035 | 1.4998
ENS | DLC | DLC-Switch-Water Heating | Small Commercial | Services | MW of Load | 2035 | 1.7995
ENS | DLC | DLC-Thermostat-HVAC | Small Commercial | Miscellaneous | MW of Load | 2035 | 6.019
ENS | DLC | DLC-Thermostat-HVAC | Small Commercial | Offices | MW of Load | 2035 | 9.7804
ENS | DLC | DLC-Thermostat-HVAC | Small Commercial | Retail Trade | MW of Load | 2035 | 8.3594
ENS | DLC | DLC-Thermostat-HVAC | Small Commercial | Services | MW of Load | 2035 | 10.0538
ENS | DLC | DLC-Switch-Water Heating | Small Industrial | Miscellaneous | MW of Load | 2035 | 0.10819
ENS | DLC | DLC-Switch-Water Heating | Small Industrial | Offices | MW of Load | 2035 | 0.004141
ENS | DLC | DLC-Switch-Water Heating | Small Industrial | Retail Trade | MW of Load | 2035 | 0.029096
ENS | DLC | DLC-Switch-Water Heating | Small Industrial | Services | MW of Load | 2035 | 0.036271
ENS | DLC | DLC-Thermostat-HVAC | Small Industrial | Miscellaneous | MW of Load | 2035 | 1.6764
ENS | DLC | DLC-Thermostat-HVAC | Small Industrial | Offices | MW of Load | 2035 | 0.17195
ENS | DLC | DLC-Thermostat-HVAC | Small Industrial | Retail Trade | MW of Load | 2035 | 0.19291
ENS | DLC | DLC-Thermostat-HVAC | Small Industrial | Services | MW of Load | 2035 | 0.24048
ENS | DLC | DLC-Switch-Water Heating | Residential | Residential LI | MW of Load | 2035 | 19.194
ENS | DLC | DLC-Switch-Water Heating | Residential | Residential Market Rate | MW of Load | 2035 | 118.1814
ENS | DLC | DLC-Thermostat-Heat Pump | Residential | Residential LI | MW of Load | 2035 | 21.4362
ENS | DLC | DLC-Thermostat-Heat Pump | Residential | Residential Market Rate | MW of Load | 2035 | 304.7533
ENS | DLC | DLC-Thermostat-Electric Furnace | Residential | Residential LI | MW of Load | 2035 | 64.1351
ENS | DLC | DLC-Thermostat-Electric Furnace | Residential | Residential Market Rate | MW of Load | 2035 | 124.6494
ENS | C&I Curtailment | C&I Curtailment- Manual HVAC Control | Large Commercial | Offices | MW of Load | 2035 | 0.15119
ENS | C&I Curtailment | C&I Curtailment- Manual HVAC Control | Large Commercial | Services | MW of Load | 2035 | 0.34594
ENS | C&I Curtailment | C&I Curtailment- Auto-DR HVAC Control | Large Commercial | Offices | MW of Load | 2035 | 0.98709
ENS | C&I Curtailment | C&I Curtailment- Auto-DR HVAC Control | Large Commercial | Services | MW of Load | 2035 | 2.2586
ENS | C&I Curtailment | C&I Curtailment- Standard Lighting Control | Large Commercial | Offices | MW of Load | 2035 | 0.047665
ENS | C&I Curtailment | C&I Curtailment- Standard Lighting Control | Large Commercial | Services | MW of Load | 2035 | 0.47539
ENS | C&I Curtailment | C&I Curtailment- Advanced Lighting Control | Large Commercial | Offices | MW of Load | 2035 | 0.023832
ENS | C&I Curtailment | C&I Curtailment- Advanced Lighting Control | Large Commercial | Services | MW of Load | 2035 | 0.23769
ENS | C&I Curtailment | C&I Curtailment- Water Heating Control | Large Commercial | Offices | MW of Load | 2035 | 0.0086333
ENS | C&I Curtailment | C&I Curtailment- Water Heating Control | Large Commercial | Services | MW of Load | 2035 | 0.12868
ENS | C&I Curtailment | C&I Curtailment- Other | Large Commercial | Offices | MW of Load | 2035 | 0.13342
ENS | C&I Curtailment | C&I Curtailment- Other | Large Commercial | Services | MW of Load | 2035 | 1.2442
ENS | C&I Curtailment | C&I Curtailment- Manual HVAC Control | Large Industrial | Miscellaneous | MW of Load | 2035 | 0.23102
ENS | C&I Curtailment | C&I Curtailment- Manual HVAC Control | Large Industrial | Offices | MW of Load | 2035 | 0.039365
ENS | C&I Curtailment | C&I Curtailment- Manual HVAC Control | Large Industrial | Retail Trade | MW of Load | 2035 | 0.075041
ENS | C&I Curtailment | C&I Curtailment- Manual HVAC Control | Large Industrial | Services | MW of Load | 2035 | 0.037115
ENS | C&I Curtailment | C&I Curtailment- Auto-DR HVAC Control | Large Industrial | Miscellaneous | MW of Load | 2035 | 1.5083
ENS | C&I Curtailment | C&I Curtailment- Auto-DR HVAC Control | Large Industrial | Offices | MW of Load | 2035 | 0.25701
ENS | C&I Curtailment | C&I Curtailment- Auto-DR HVAC Control | Large Industrial | Retail Trade | MW of Load | 2035 | 0.48993
ENS | C&I Curtailment | C&I Curtailment- Auto-DR HVAC Control | Large Industrial | Services | MW of Load | 2035 | 0.24232
ENS | C&I Curtailment | C&I Curtailment- Standard Lighting Control | Large Industrial | Miscellaneous | MW of Load | 2035 | 0.3635
ENS | C&I Curtailment | C&I Curtailment- Standard Lighting Control | Large Industrial | Offices | MW of Load | 2035 | 0.016608
ENS | C&I Curtailment | C&I Curtailment- Standard Lighting Control | Large Industrial | Retail Trade | MW of Load | 2035 | 0.10312
ENS | C&I Curtailment | C&I Curtailment- Standard Lighting Control | Large Industrial | Services | MW of Load | 2035 | 0.051003
ENS | C&I Curtailment | C&I Curtailment- Advanced Lighting Control | Large Industrial | Miscellaneous | MW of Load | 2035 | 0.18175
ENS | C&I Curtailment | C&I Curtailment- Advanced Lighting Control | Large Industrial | Offices | MW of Load | 2035 | 0.0083041
ENS | C&I Curtailment | C&I Curtailment- Advanced Lighting Control | Large Industrial | Retail Trade | MW of Load | 2035 | 0.05156
ENS | C&I Curtailment | C&I Curtailment- Advanced Lighting Control | Large Industrial | Services | MW of Load | 2035 | 0.025502
ENS | C&I Curtailment | C&I Curtailment- Water Heating Control | Large Industrial | Miscellaneous | MW of Load | 2035 | 0.02558
ENS | C&I Curtailment | C&I Curtailment- Water Heating Control | Large Industrial | Offices | MW of Load | 2035 | 0.0019312
ENS | C&I Curtailment | C&I Curtailment- Water Heating Control | Large Industrial | Retail Trade | MW of Load | 2035 | 0.027913
ENS | C&I Curtailment | C&I Curtailment- Water Heating Control | Large Industrial | Services | MW of Load | 2035 | 0.013806
ENS | C&I Curtailment | C&I Curtailment- Other | Large Industrial | Miscellaneous | MW of Load | 2035 | 0.53849
ENS | C&I Curtailment | C&I Curtailment- Other | Large Industrial | Offices | MW of Load | 2035 | 0.036923
ENS | C&I Curtailment | C&I Curtailment- Other | Large Industrial | Retail Trade | MW of Load | 2035 | 0.2699
ENS | C&I Curtailment | C&I Curtailment- Other | Large Industrial | Services | MW of Load | 2035 | 0.13349
ENS | C&I Curtailment | C&I Curtailment- Industrial | Large Industrial | Manufacturing | MW of Load | 2035 | 3.6582
ENS | C&I Curtailment | C&I Curtailment- Manual HVAC Control | Interruptible Rider | Miscellaneous | MW of Load | 2035 | 0.71845
ENS | C&I Curtailment | C&I Curtailment- Manual HVAC Control | Interruptible Rider | Retail Trade | MW of Load | 2035 | 0.018288
ENS | C&I Curtailment | C&I Curtailment- Auto-DR HVAC Control | Interruptible Rider | Miscellaneous | MW of Load | 2035 | 4.6907
ENS | C&I Curtailment | C&I Curtailment- Auto-DR HVAC Control | Interruptible Rider | Retail Trade | MW of Load | 2035 | 0.1194
ENS | C&I Curtailment | C&I Curtailment- Standard Lighting Control | Interruptible Rider | Miscellaneous | MW of Load | 2035 | 0.38106
ENS | C&I Curtailment | C&I Curtailment- Standard Lighting Control | Interruptible Rider | Retail Trade | MW of Load | 2035 | 0.029084
ENS | C&I Curtailment | C&I Curtailment- Advanced Lighting Control | Interruptible Rider | Miscellaneous | MW of Load | 2035 | 0.19053
ENS | C&I Curtailment | C&I Curtailment- Advanced Lighting Control | Interruptible Rider | Retail Trade | MW of Load | 2035 | 0.014542
ENS | C&I Curtailment | C&I Curtailment- Water Heating Control | Interruptible Rider | Miscellaneous | MW of Load | 2035 | 0.042009
ENS | C&I Curtailment | C&I Curtailment- Water Heating Control | Interruptible Rider | Retail Trade | MW of Load | 2035 | 0.0056514
ENS | C&I Curtailment | C&I Curtailment- Other | Interruptible Rider | Miscellaneous | MW of Load | 2035 | 0.7522
ENS | C&I Curtailment | C&I Curtailment- Other | Interruptible Rider | Retail Trade | MW of Load | 2035 | 0.061378
ENS | C&I Curtailment | C&I Curtailment- Industrial | Interruptible Rider | Manufacturing | MW of Load | 2035 | 1.2719
ENS | Dynamic Pricing | Dynamic Pricing with enabling tech. | Small Commercial | Manufacturing | MW of Load | 2035 | 0.24414
ENS | Dynamic Pricing | Dynamic Pricing with enabling tech. | Small Commercial | Miscellaneous | MW of Load | 2035 | 2.6412
ENS | Dynamic Pricing | Dynamic Pricing with enabling tech. | Small Commercial | Offices | MW of Load | 2035 | 2.1156
ENS | Dynamic Pricing | Dynamic Pricing with enabling tech. | Small Commercial | Retail Trade | MW of Load | 2035 | 4.7665
ENS | Dynamic Pricing | Dynamic Pricing with enabling tech. | Small Commercial | Services | MW of Load | 2035 | 5.7295
ENS | Dynamic Pricing | Dynamic Pricing w/o enabling tech. | Small Commercial | Manufacturing | MW of Load | 2035 | 0.016021
ENS | Dynamic Pricing | Dynamic Pricing w/o enabling tech. | Small Commercial | Miscellaneous | MW of Load | 2035 | 0.17333
ENS | Dynamic Pricing | Dynamic Pricing w/o enabling tech. | Small Commercial | Offices | MW of Load | 2035 | 0.13884
ENS | Dynamic Pricing | Dynamic Pricing w/o enabling tech. | Small Commercial | Retail Trade | MW of Load | 2035 | 0.3128
ENS | Dynamic Pricing | Dynamic Pricing w/o enabling tech. | Small Commercial | Services | MW of Load | 2035 | 0.376
ENS | Dynamic Pricing | Dynamic Pricing with enabling tech. | Large Commercial | Offices | MW of Load | 2035 | 0.36255
ENS | Dynamic Pricing | Dynamic Pricing with enabling tech. | Large Commercial | Services | MW of Load | 2035 | 2.2458
ENS | Dynamic Pricing | Dynamic Pricing w/o enabling tech. | Large Commercial | Offices | MW of Load | 2035 | 0.19082
ENS | Dynamic Pricing | Dynamic Pricing w/o enabling tech. | Large Commercial | Services | MW of Load | 2035 | 1.182
ENS | Dynamic Pricing | Dynamic Pricing with enabling tech. | Small Industrial | Manufacturing | MW of Load | 2035 | 0.44242
ENS | Dynamic Pricing | Dynamic Pricing with enabling tech. | Small Industrial | Miscellaneous | MW of Load | 2035 | 0.61704
ENS | Dynamic Pricing | Dynamic Pricing with enabling tech. | Small Industrial | Offices | MW of Load | 2035 | 0.037903
ENS | Dynamic Pricing | Dynamic Pricing with enabling tech. | Small Industrial | Retail Trade | MW of Load | 2035 | 0.10596
ENS | Dynamic Pricing | Dynamic Pricing with enabling tech. | Small Industrial | Services | MW of Load | 2035 | 0.1321
ENS | Dynamic Pricing | Dynamic Pricing w/o enabling tech. | Small Industrial | Manufacturing | MW of Load | 2035 | 0.029034
ENS | Dynamic Pricing | Dynamic Pricing w/o enabling tech. | Small Industrial | Miscellaneous | MW of Load | 2035 | 0.040493
ENS | Dynamic Pricing | Dynamic Pricing w/o enabling tech. | Small Industrial | Offices | MW of Load | 2035 | 0.0024874
ENS | Dynamic Pricing | Dynamic Pricing w/o enabling tech. | Small Industrial | Retail Trade | MW of Load | 2035 | 0.0069539
ENS | Dynamic Pricing | Dynamic Pricing w/o enabling tech. | Small Industrial | Services | MW of Load | 2035 | 0.0086688
ENS | Dynamic Pricing | Dynamic Pricing with enabling tech. | Large Industrial | Manufacturing | MW of Load | 2035 | 2.4327
ENS | Dynamic Pricing | Dynamic Pricing with enabling tech. | Large Industrial | Miscellaneous | MW of Load | 2035 | 1.1122
ENS | Dynamic Pricing | Dynamic Pricing with enabling tech. | Large Industrial | Offices | MW of Load | 2035 | 0.098804
ENS | Dynamic Pricing | Dynamic Pricing with enabling tech. | Large Industrial | Retail Trade | MW of Load | 2035 | 0.48715
ENS | Dynamic Pricing | Dynamic Pricing with enabling tech. | Large Industrial | Services | MW of Load | 2035 | 0.24094
ENS | Dynamic Pricing | Dynamic Pricing w/o enabling tech. | Large Industrial | Manufacturing | MW of Load | 2035 | 1.2804
ENS | Dynamic Pricing | Dynamic Pricing w/o enabling tech. | Large Industrial | Miscellaneous | MW of Load | 2035 | 0.58534
ENS | Dynamic Pricing | Dynamic Pricing w/o enabling tech. | Large Industrial | Offices | MW of Load | 2035 | 0.052002
ENS | Dynamic Pricing | Dynamic Pricing w/o enabling tech. | Large Industrial | Retail Trade | MW of Load | 2035 | 0.25639
ENS | Dynamic Pricing | Dynamic Pricing w/o enabling tech. | Large Industrial | Services | MW of Load | 2035 | 0.12681
ENS | Dynamic Pricing | Dynamic Pricing with enabling tech. | Interruptible Rider | Manufacturing | MW of Load | 2035 | 0.84579
ENS | Dynamic Pricing | Dynamic Pricing with enabling tech. | Interruptible Rider | Miscellaneous | MW of Load | 2035 | 1.9387
ENS | Dynamic Pricing | Dynamic Pricing with enabling tech. | Interruptible Rider | Retail Trade | MW of Load | 2035 | 0.11406
ENS | Dynamic Pricing | Dynamic Pricing w/o enabling tech. | Interruptible Rider | Manufacturing | MW of Load | 2035 | 0.44515
ENS | Dynamic Pricing | Dynamic Pricing w/o enabling tech. | Interruptible Rider | Miscellaneous | MW of Load | 2035 | 1.0204
ENS | Dynamic Pricing | Dynamic Pricing w/o enabling tech. | Interruptible Rider | Retail Trade | MW of Load | 2035 | 0.060031
ENS | Dynamic Pricing | Dynamic Pricing with enabling tech. | Residential | Residential LI | MW of Load | 2035 | 14.8115
ENS | Dynamic Pricing | Dynamic Pricing with enabling tech. | Residential | Residential Market Rate | MW of Load | 2035 | 93.4817
ENS | Dynamic Pricing | Dynamic Pricing w/o enabling tech. | Residential | Residential LI | MW of Load | 2035 | 10.7189
ENS | Dynamic Pricing | Dynamic Pricing w/o enabling tech. | Residential | Residential Market Rate | MW of Load | 2035 | 67.6512
ENS | BTM Battery Control | BTM Battery Control | Small Commercial | Manufacturing | MW of Load | 2035 | 0.11081
ENS | BTM Battery Control | BTM Battery Control | Small Commercial | Miscellaneous | MW of Load | 2035 | 0.82279
ENS | BTM Battery Control | BTM Battery Control | Small Commercial | Offices | MW of Load | 2035 | 0.28335
ENS | BTM Battery Control | BTM Battery Control | Small Commercial | Retail Trade | MW of Load | 2035 | 0.4945
ENS | BTM Battery Control | BTM Battery Control | Small Commercial | Services | MW of Load | 2035 | 1.0764
ENS | BTM Battery Control | BTM Battery Control | Large Commercial | Offices | MW of Load | 2035 | 0.11379
ENS | BTM Battery Control | BTM Battery Control | Large Commercial | Services | MW of Load | 2035 | 0.60688
ENS | BTM Battery Control | BTM Battery Control | Small Industrial | Manufacturing | MW of Load | 2035 | 0.0027036
ENS | BTM Battery Control | BTM Battery Control | Small Industrial | Miscellaneous | MW of Load | 2035 | 0.017604
ENS | BTM Battery Control | BTM Battery Control | Small Industrial | Offices | MW of Load | 2035 | 0.0069741
ENS | BTM Battery Control | BTM Battery Control | Small Industrial | Retail Trade | MW of Load | 2035 | 0.012135
ENS | BTM Battery Control | BTM Battery Control | Small Industrial | Services | MW of Load | 2035 | 0.026391
ENS | BTM Battery Control | BTM Battery Control | Large Industrial | Manufacturing | MW of Load | 2035 | 0.074497
ENS | BTM Battery Control | BTM Battery Control | Large Industrial | Miscellaneous | MW of Load | 2035 | 0.3454
ENS | BTM Battery Control | BTM Battery Control | Large Industrial | Offices | MW of Load | 2035 | 0.040635
ENS | BTM Battery Control | BTM Battery Control | Large Industrial | Retail Trade | MW of Load | 2035 | 0.20317
ENS | BTM Battery Control | BTM Battery Control | Large Industrial | Services | MW of Load | 2035 | 0.44021
ENS | BTM Battery Control | BTM Battery Control | Interruptible Rider | Manufacturing | MW of Load | 2035 | 0.09958
ENS | BTM Battery Control | BTM Battery Control | Interruptible Rider | Miscellaneous | MW of Load | 2035 | 0.26555
ENS | BTM Battery Control | BTM Battery Control | Interruptible Rider | Retail Trade | MW of Load | 2035 | 0.39832
ENS | BTM Battery Control | BTM Battery Control | Residential | Residential LI | MW of Load | 2035 | 3.2308
ENS | BTM Battery Control | BTM Battery Control | Residential | Residential Market Rate | MW of Load | 2035 | 20.1132
ENS | EV Charging Control | EV Charging Control | EV | EV | MW of Load | 2035 | 12.3626
ENS | Behavioral DR | Behavioral DR | Residential | Residential LI | MW of Load | 2035 | 2.7841
ENS | Behavioral DR | Behavioral DR | Residential | Residential Market Rate | MW of Load | 2035 | 17.5717
ENS | DLC | DLC-Switch-Water Heating | Small Commercial | Miscellaneous | MW of Load | 2036 | 0.41742
ENS | DLC | DLC-Switch-Water Heating | Small Commercial | Offices | MW of Load | 2036 | 0.24403
ENS | DLC | DLC-Switch-Water Heating | Small Commercial | Retail Trade | MW of Load | 2036 | 1.4571
ENS | DLC | DLC-Switch-Water Heating | Small Commercial | Services | MW of Load | 2036 | 1.7477
ENS | DLC | DLC-Thermostat-HVAC | Small Commercial | Miscellaneous | MW of Load | 2036 | 5.8037
ENS | DLC | DLC-Thermostat-HVAC | Small Commercial | Offices | MW of Load | 2036 | 9.3533
ENS | DLC | DLC-Thermostat-HVAC | Small Commercial | Retail Trade | MW of Load | 2036 | 7.7601
ENS | DLC | DLC-Thermostat-HVAC | Small Commercial | Services | MW of Load | 2036 | 9.3333
ENS | DLC | DLC-Switch-Water Heating | Small Industrial | Miscellaneous | MW of Load | 2036 | 0.10723
ENS | DLC | DLC-Switch-Water Heating | Small Industrial | Offices | MW of Load | 2036 | 0.0041559
ENS | DLC | DLC-Switch-Water Heating | Small Industrial | Retail Trade | MW of Load | 2036 | 0.029309
ENS | DLC | DLC-Switch-Water Heating | Small Industrial | Services | MW of Load | 2036 | 0.036537
ENS | DLC | DLC-Thermostat-HVAC | Small Industrial | Miscellaneous | MW of Load | 2036 | 1.7428
ENS | DLC | DLC-Thermostat-HVAC | Small Industrial | Offices | MW of Load | 2036 | 0.17207
ENS | DLC | DLC-Thermostat-HVAC | Small Industrial | Retail Trade | MW of Load | 2036 | 0.19054
ENS | DLC | DLC-Thermostat-HVAC | Small Industrial | Services | MW of Load | 2036 | 0.23753
ENS | DLC | DLC-Switch-Water Heating | Residential | Residential LI | MW of Load | 2036 | 18.9802
ENS | DLC | DLC-Switch-Water Heating | Residential | Residential Market Rate | MW of Load | 2036 | 116.708
ENS | DLC | DLC-Thermostat-Heat Pump | Residential | Residential LI | MW of Load | 2036 | 22.2113
ENS | DLC | DLC-Thermostat-Heat Pump | Residential | Residential Market Rate | MW of Load | 2036 | 309.7012
ENS | DLC | DLC-Thermostat-Electric Furnace | Residential | Residential LI | MW of Load | 2036 | 63.644
ENS | DLC | DLC-Thermostat-Electric Furnace | Residential | Residential Market Rate | MW of Load | 2036 | 119.7005
ENS | C&I Curtailment | C&I Curtailment- Manual HVAC Control | Large Commercial | Offices | MW of Load | 2036 | 0.14528
ENS | C&I Curtailment | C&I Curtailment- Manual HVAC Control | Large Commercial | Services | MW of Load | 2036 | 0.32282
ENS | C&I Curtailment | C&I Curtailment- Auto-DR HVAC Control | Large Commercial | Offices | MW of Load | 2036 | 0.94853
ENS | C&I Curtailment | C&I Curtailment- Auto-DR HVAC Control | Large Commercial | Services | MW of Load | 2036 | 2.1077
ENS | C&I Curtailment | C&I Curtailment- Standard Lighting Control | Large Commercial | Offices | MW of Load | 2036 | 0.042258
ENS | C&I Curtailment | C&I Curtailment- Standard Lighting Control | Large Commercial | Services | MW of Load | 2036 | 0.43361
ENS | C&I Curtailment | C&I Curtailment- Advanced Lighting Control | Large Commercial | Offices | MW of Load | 2036 | 0.021129
ENS | C&I Curtailment | C&I Curtailment- Advanced Lighting Control | Large Commercial | Services | MW of Load | 2036 | 0.21681
ENS | C&I Curtailment | C&I Curtailment- Water Heating Control | Large Commercial | Offices | MW of Load | 2036 | 0.0084396
ENS | C&I Curtailment | C&I Curtailment- Water Heating Control | Large Commercial | Services | MW of Load | 2036 | 0.12588
ENS | C&I Curtailment | C&I Curtailment- Other | Large Commercial | Offices | MW of Load | 2036 | 0.12798
ENS | C&I Curtailment | C&I Curtailment- Other | Large Commercial | Services | MW of Load | 2036 | 1.2008
ENS | C&I Curtailment | C&I Curtailment- Manual HVAC Control | Large Industrial | Miscellaneous | MW of Load | 2036 | 0.23776
ENS | C&I Curtailment | C&I Curtailment- Manual HVAC Control | Large Industrial | Offices | MW of Load | 2036 | 0.039854
ENS | C&I Curtailment | C&I Curtailment- Manual HVAC Control | Large Industrial | Retail Trade | MW of Load | 2036 | 0.073551
ENS | C&I Curtailment | C&I Curtailment- Manual HVAC Control | Large Industrial | Services | MW of Load | 2036 | 0.036378
ENS | C&I Curtailment | C&I Curtailment- Auto-DR HVAC Control | Large Industrial | Miscellaneous | MW of Load | 2036 | 1.5523
ENS | C&I Curtailment | C&I Curtailment- Auto-DR HVAC Control | Large Industrial | Offices | MW of Load | 2036 | 0.2602
ENS | C&I Curtailment | C&I Curtailment- Auto-DR HVAC Control | Large Industrial | Retail Trade | MW of Load | 2036 | 0.4802
ENS | C&I Curtailment | C&I Curtailment- Auto-DR HVAC Control | Large Industrial | Services | MW of Load | 2036 | 0.23751
ENS | C&I Curtailment | C&I Curtailment- Standard Lighting Control | Large Industrial | Miscellaneous | MW of Load | 2036 | 0.3561
ENS | C&I Curtailment | C&I Curtailment- Standard Lighting Control | Large Industrial | Offices | MW of Load | 2036 | 0.016376
ENS | C&I Curtailment | C&I Curtailment- Standard Lighting Control | Large Industrial | Retail Trade | MW of Load | 2036 | 0.098792
ENS | C&I Curtailment | C&I Curtailment- Standard Lighting Control | Large Industrial | Services | MW of Load | 2036 | 0.048863
ENS | C&I Curtailment | C&I Curtailment- Advanced Lighting Control | Large Industrial | Miscellaneous | MW of Load | 2036 | 0.17805
ENS | C&I Curtailment | C&I Curtailment- Advanced Lighting Control | Large Industrial | Offices | MW of Load | 2036 | 0.0081882
ENS | C&I Curtailment | C&I Curtailment- Advanced Lighting Control | Large Industrial | Retail Trade | MW of Load | 2036 | 0.049396
ENS | C&I Curtailment | C&I Curtailment- Advanced Lighting Control | Large Industrial | Services | MW of Load | 2036 | 0.024431
ENS | C&I Curtailment | C&I Curtailment- Water Heating Control | Large Industrial | Miscellaneous | MW of Load | 2036 | 0.025704
ENS | C&I Curtailment | C&I Curtailment- Water Heating Control | Large Industrial | Offices | MW of Load | 2036 | 0.001961
ENS | C&I Curtailment | C&I Curtailment- Water Heating Control | Large Industrial | Retail Trade | MW of Load | 2036 | 0.02868
ENS | C&I Curtailment | C&I Curtailment- Water Heating Control | Large Industrial | Services | MW of Load | 2036 | 0.014185
ENS | C&I Curtailment | C&I Curtailment- Other | Large Industrial | Miscellaneous | MW of Load | 2036 | 0.53861
ENS | C&I Curtailment | C&I Curtailment- Other | Large Industrial | Offices | MW of Load | 2036 | 0.037504
ENS | C&I Curtailment | C&I Curtailment- Other | Large Industrial | Retail Trade | MW of Load | 2036 | 0.27358
ENS | C&I Curtailment | C&I Curtailment- Other | Large Industrial | Services | MW of Load | 2036 | 0.13531
ENS | C&I Curtailment | C&I Curtailment- Industrial | Large Industrial | Manufacturing | MW of Load | 2036 | 3.6386
ENS | C&I Curtailment | C&I Curtailment- Manual HVAC Control | Interruptible Rider | Miscellaneous | MW of Load | 2036 | 0.71509
ENS | C&I Curtailment | C&I Curtailment- Manual HVAC Control | Interruptible Rider | Retail Trade | MW of Load | 2036 | 0.017923
ENS | C&I Curtailment | C&I Curtailment- Auto-DR HVAC Control | Interruptible Rider | Miscellaneous | MW of Load | 2036 | 4.6687
ENS | C&I Curtailment | C&I Curtailment- Auto-DR HVAC Control | Interruptible Rider | Retail Trade | MW of Load | 2036 | 0.11702
ENS | C&I Curtailment | C&I Curtailment- Standard Lighting Control | Interruptible Rider | Miscellaneous | MW of Load | 2036 | 0.36925
ENS | C&I Curtailment | C&I Curtailment- Standard Lighting Control | Interruptible Rider | Retail Trade | MW of Load | 2036 | 0.028428
ENS | C&I Curtailment | C&I Curtailment- Advanced Lighting Control | Interruptible Rider | Miscellaneous | MW of Load | 2036 | 0.18463
ENS | C&I Curtailment | C&I Curtailment- Advanced Lighting Control | Interruptible Rider | Retail Trade | MW of Load | 2036 | 0.014214
ENS | C&I Curtailment | C&I Curtailment- Water Heating Control | Interruptible Rider | Miscellaneous | MW of Load | 2036 | 0.041787
ENS | C&I Curtailment | C&I Curtailment- Water Heating Control | Interruptible Rider | Retail Trade | MW of Load | 2036 | 0.0056484
ENS | C&I Curtailment | C&I Curtailment- Other | Interruptible Rider | Miscellaneous | MW of Load | 2036 | 0.74756
ENS | C&I Curtailment | C&I Curtailment- Other | Interruptible Rider | Retail Trade | MW of Load | 2036 | 0.061224
ENS | C&I Curtailment | C&I Curtailment- Industrial | Interruptible Rider | Manufacturing | MW of Load | 2036 | 1.2482
ENS | Dynamic Pricing | Dynamic Pricing with enabling tech. | Small Commercial | Manufacturing | MW of Load | 2036 | 0.2308
ENS | Dynamic Pricing | Dynamic Pricing with enabling tech. | Small Commercial | Miscellaneous | MW of Load | 2036 | 2.5248
ENS | Dynamic Pricing | Dynamic Pricing with enabling tech. | Small Commercial | Offices | MW of Load | 2036 | 2.019
ENS | Dynamic Pricing | Dynamic Pricing with enabling tech. | Small Commercial | Retail Trade | MW of Load | 2036 | 4.528
ENS | Dynamic Pricing | Dynamic Pricing with enabling tech. | Small Commercial | Services | MW of Load | 2036 | 5.4421
ENS | Dynamic Pricing | Dynamic Pricing w/o enabling tech. | Small Commercial | Manufacturing | MW of Load | 2036 | 0.015147
ENS | Dynamic Pricing | Dynamic Pricing w/o enabling tech. | Small Commercial | Miscellaneous | MW of Load | 2036 | 0.16569
ENS | Dynamic Pricing | Dynamic Pricing w/o enabling tech. | Small Commercial | Offices | MW of Load | 2036 | 0.1325
ENS | Dynamic Pricing | Dynamic Pricing w/o enabling tech. | Small Commercial | Retail Trade | MW of Load | 2036 | 0.29715
ENS | Dynamic Pricing | Dynamic Pricing w/o enabling tech. | Small Commercial | Services | MW of Load | 2036 | 0.35714
ENS | Dynamic Pricing | Dynamic Pricing with enabling tech. | Large Commercial | Offices | MW of Load | 2036 | 0.34678
ENS | Dynamic Pricing | Dynamic Pricing with enabling tech. | Large Commercial | Services | MW of Load | 2036 | 2.1463
ENS | Dynamic Pricing | Dynamic Pricing w/o enabling tech. | Large Commercial | Offices | MW of Load | 2036 | 0.18252
ENS | Dynamic Pricing | Dynamic Pricing w/o enabling tech. | Large Commercial | Services | MW of Load | 2036 | 1.1296
ENS | Dynamic Pricing | Dynamic Pricing with enabling tech. | Small Industrial | Manufacturing | MW of Load | 2036 | 0.43759
ENS | Dynamic Pricing | Dynamic Pricing with enabling tech. | Small Industrial | Miscellaneous | MW of Load | 2036 | 0.61607
ENS | Dynamic Pricing | Dynamic Pricing with enabling tech. | Small Industrial | Offices | MW of Load | 2036 | 0.037927
ENS | Dynamic Pricing | Dynamic Pricing with enabling tech. | Small Industrial | Retail Trade | MW of Load | 2036 | 0.106
ENS | Dynamic Pricing | Dynamic Pricing with enabling tech. | Small Industrial | Services | MW of Load | 2036 | 0.13214
ENS | Dynamic Pricing | Dynamic Pricing w/o enabling tech. | Small Industrial | Manufacturing | MW of Load | 2036 | 0.028717
ENS | Dynamic Pricing | Dynamic Pricing w/o enabling tech. | Small Industrial | Miscellaneous | MW of Load | 2036 | 0.04043
ENS | Dynamic Pricing | Dynamic Pricing w/o enabling tech. | Small Industrial | Offices | MW of Load | 2036 | 0.0024889
ENS | Dynamic Pricing | Dynamic Pricing w/o enabling tech. | Small Industrial | Retail Trade | MW of Load | 2036 | 0.0069563
ENS | Dynamic Pricing | Dynamic Pricing w/o enabling tech. | Small Industrial | Services | MW of Load | 2036 | 0.0086717
ENS | Dynamic Pricing | Dynamic Pricing with enabling tech. | Large Industrial | Manufacturing | MW of Load | 2036 | 2.4197
ENS | Dynamic Pricing | Dynamic Pricing with enabling tech. | Large Industrial | Miscellaneous | MW of Load | 2036 | 1.1169
ENS | Dynamic Pricing | Dynamic Pricing with enabling tech. | Large Industrial | Offices | MW of Load | 2036 | 0.10003
ENS | Dynamic Pricing | Dynamic Pricing with enabling tech. | Large Industrial | Retail Trade | MW of Load | 2036 | 0.48899
ENS | Dynamic Pricing | Dynamic Pricing with enabling tech. | Large Industrial | Services | MW of Load | 2036 | 0.24186
ENS | Dynamic Pricing | Dynamic Pricing w/o enabling tech. | Large Industrial | Manufacturing | MW of Load | 2036 | 1.2735
ENS | Dynamic Pricing | Dynamic Pricing w/o enabling tech. | Large Industrial | Miscellaneous | MW of Load | 2036 | 0.58784
ENS | Dynamic Pricing | Dynamic Pricing w/o enabling tech. | Large Industrial | Offices | MW of Load | 2036 | 0.052647
ENS | Dynamic Pricing | Dynamic Pricing w/o enabling tech. | Large Industrial | Retail Trade | MW of Load | 2036 | 0.25736
ENS | Dynamic Pricing | Dynamic Pricing w/o enabling tech. | Large Industrial | Services | MW of Load | 2036 | 0.12729
ENS | Dynamic Pricing | Dynamic Pricing with enabling tech. | Interruptible Rider | Manufacturing | MW of Load | 2036 | 0.83004
ENS | Dynamic Pricing | Dynamic Pricing with enabling tech. | Interruptible Rider | Miscellaneous | MW of Load | 2036 | 1.9243
ENS | Dynamic Pricing | Dynamic Pricing with enabling tech. | Interruptible Rider | Retail Trade | MW of Load | 2036 | 0.11321
ENS | Dynamic Pricing | Dynamic Pricing w/o enabling tech. | Interruptible Rider | Manufacturing | MW of Load | 2036 | 0.43686
ENS | Dynamic Pricing | Dynamic Pricing w/o enabling tech. | Interruptible Rider | Miscellaneous | MW of Load | 2036 | 1.0128
ENS | Dynamic Pricing | Dynamic Pricing w/o enabling tech. | Interruptible Rider | Retail Trade | MW of Load | 2036 | 0.059583
ENS | Dynamic Pricing | Dynamic Pricing with enabling tech. | Residential | Residential LI | MW of Load | 2036 | 14.5313
ENS | Dynamic Pricing | Dynamic Pricing with enabling tech. | Residential | Residential Market Rate | MW of Load | 2036 | 91.918
ENS | Dynamic Pricing | Dynamic Pricing w/o enabling tech. | Residential | Residential LI | MW of Load | 2036 | 10.516
ENS | Dynamic Pricing | Dynamic Pricing w/o enabling tech. | Residential | Residential Market Rate | MW of Load | 2036 | 66.5196
ENS | BTM Battery Control | BTM Battery Control | Small Commercial | Manufacturing | MW of Load | 2036 | 0.1108
ENS | BTM Battery Control | BTM Battery Control | Small Commercial | Miscellaneous | MW of Load | 2036 | 0.8237
ENS | BTM Battery Control | BTM Battery Control | Small Commercial | Offices | MW of Load | 2036 | 0.28352
ENS | BTM Battery Control | BTM Battery Control | Small Commercial | Retail Trade | MW of Load | 2036 | 0.49464
ENS | BTM Battery Control | BTM Battery Control | Small Commercial | Services | MW of Load | 2036 | 1.0769
ENS | BTM Battery Control | BTM Battery Control | Large Commercial | Offices | MW of Load | 2036 | 0.11386
ENS | BTM Battery Control | BTM Battery Control | Large Commercial | Services | MW of Load | 2036 | 0.60723
ENS | BTM Battery Control | BTM Battery Control | Small Industrial | Manufacturing | MW of Load | 2036 | 0.0027052
ENS | BTM Battery Control | BTM Battery Control | Small Industrial | Miscellaneous | MW of Load | 2036 | 0.017614
ENS | BTM Battery Control | BTM Battery Control | Small Industrial | Offices | MW of Load | 2036 | 0.0069781
ENS | BTM Battery Control | BTM Battery Control | Small Industrial | Retail Trade | MW of Load | 2036 | 0.012142
ENS | BTM Battery Control | BTM Battery Control | Small Industrial | Services | MW of Load | 2036 | 0.026406
ENS | BTM Battery Control | BTM Battery Control | Large Industrial | Manufacturing | MW of Load | 2036 | 0.07454
ENS | BTM Battery Control | BTM Battery Control | Large Industrial | Miscellaneous | MW of Load | 2036 | 0.3456
ENS | BTM Battery Control | BTM Battery Control | Large Industrial | Offices | MW of Load | 2036 | 0.040658
ENS | BTM Battery Control | BTM Battery Control | Large Industrial | Retail Trade | MW of Load | 2036 | 0.20329
ENS | BTM Battery Control | BTM Battery Control | Large Industrial | Services | MW of Load | 2036 | 0.44046
ENS | BTM Battery Control | BTM Battery Control | Interruptible Rider | Manufacturing | MW of Load | 2036 | 0.099638
ENS | BTM Battery Control | BTM Battery Control | Interruptible Rider | Miscellaneous | MW of Load | 2036 | 0.2657
ENS | BTM Battery Control | BTM Battery Control | Interruptible Rider | Retail Trade | MW of Load | 2036 | 0.39855
ENS | BTM Battery Control | BTM Battery Control | Residential | Residential LI | MW of Load | 2036 | 3.2486
ENS | BTM Battery Control | BTM Battery Control | Residential | Residential Market Rate | MW of Load | 2036 | 20.2237
ENS | EV Charging Control | EV Charging Control | EV | EV | MW of Load | 2036 | 14.0522
ENS | Behavioral DR | Behavioral DR | Residential | Residential LI | MW of Load | 2036 | 2.7314
ENS | Behavioral DR | Behavioral DR | Residential | Residential Market Rate | MW of Load | 2036 | 17.2778
ENS | DLC | DLC-Switch-Water Heating | Small Commercial | Miscellaneous | MW of Load | 2037 | 0.41349
ENS | DLC | DLC-Switch-Water Heating | Small Commercial | Offices | MW of Load | 2037 | 0.24183
ENS | DLC | DLC-Switch-Water Heating | Small Commercial | Retail Trade | MW of Load | 2037 | 1.4499
ENS | DLC | DLC-Switch-Water Heating | Small Commercial | Services | MW of Load | 2037 | 1.7386
ENS | DLC | DLC-Thermostat-HVAC | Small Commercial | Miscellaneous | MW of Load | 2037 | 5.874
ENS | DLC | DLC-Thermostat-HVAC | Small Commercial | Offices | MW of Load | 2037 | 9.2046
ENS | DLC | DLC-Thermostat-HVAC | Small Commercial | Retail Trade | MW of Load | 2037 | 7.4865
ENS | DLC | DLC-Thermostat-HVAC | Small Commercial | Services | MW of Load | 2037 | 9.0035
ENS | DLC | DLC-Switch-Water Heating | Small Industrial | Miscellaneous | MW of Load | 2037 | 0.10949
ENS | DLC | DLC-Switch-Water Heating | Small Industrial | Offices | MW of Load | 2037 | 0.0041783
ENS | DLC | DLC-Switch-Water Heating | Small Industrial | Retail Trade | MW of Load | 2037 | 0.029553
ENS | DLC | DLC-Switch-Water Heating | Small Industrial | Services | MW of Load | 2037 | 0.036842
ENS | DLC | DLC-Thermostat-HVAC | Small Industrial | Miscellaneous | MW of Load | 2037 | 1.7839
ENS | DLC | DLC-Thermostat-HVAC | Small Industrial | Offices | MW of Load | 2037 | 0.17256
ENS | DLC | DLC-Thermostat-HVAC | Small Industrial | Retail Trade | MW of Load | 2037 | 0.18902
ENS | DLC | DLC-Thermostat-HVAC | Small Industrial | Services | MW of Load | 2037 | 0.23563
ENS | DLC | DLC-Switch-Water Heating | Residential | Residential LI | MW of Load | 2037 | 19.0183
ENS | DLC | DLC-Switch-Water Heating | Residential | Residential Market Rate | MW of Load | 2037 | 116.8188
ENS | DLC | DLC-Thermostat-Heat Pump | Residential | Residential LI | MW of Load | 2037 | 22.9272
ENS | DLC | DLC-Thermostat-Heat Pump | Residential | Residential Market Rate | MW of Load | 2037 | 314.3338
ENS | DLC | DLC-Thermostat-Electric Furnace | Residential | Residential LI | MW of Load | 2037 | 63.1433
ENS | DLC | DLC-Thermostat-Electric Furnace | Residential | Residential Market Rate | MW of Load | 2037 | 114.7056
ENS | C&I Curtailment | C&I Curtailment- Manual HVAC Control | Large Commercial | Offices | MW of Load | 2037 | 0.14378
ENS | C&I Curtailment | C&I Curtailment- Manual HVAC Control | Large Commercial | Services | MW of Load | 2037 | 0.31315
ENS | C&I Curtailment | C&I Curtailment- Auto-DR HVAC Control | Large Commercial | Offices | MW of Load | 2037 | 0.93875
ENS | C&I Curtailment | C&I Curtailment- Auto-DR HVAC Control | Large Commercial | Services | MW of Load | 2037 | 2.0445
ENS | C&I Curtailment | C&I Curtailment- Standard Lighting Control | Large Commercial | Offices | MW of Load | 2037 | 0.039569
ENS | C&I Curtailment | C&I Curtailment- Standard Lighting Control | Large Commercial | Services | MW of Load | 2037 | 0.41444
ENS | C&I Curtailment | C&I Curtailment- Advanced Lighting Control | Large Commercial | Offices | MW of Load | 2037 | 0.019785
ENS | C&I Curtailment | C&I Curtailment- Advanced Lighting Control | Large Commercial | Services | MW of Load | 2037 | 0.20722
ENS | C&I Curtailment | C&I Curtailment- Water Heating Control | Large Commercial | Offices | MW of Load | 2037 | 0.0084473
ENS | C&I Curtailment | C&I Curtailment- Water Heating Control | Large Commercial | Services | MW of Load | 2037 | 0.12605
ENS | C&I Curtailment | C&I Curtailment- Other | Large Commercial | Offices | MW of Load | 2037 | 0.12647
ENS | C&I Curtailment | C&I Curtailment- Other | Large Commercial | Services | MW of Load | 2037 | 1.1915
ENS | C&I Curtailment | C&I Curtailment- Manual HVAC Control | Large Industrial | Miscellaneous | MW of Load | 2037 | 0.25083
ENS | C&I Curtailment | C&I Curtailment- Manual HVAC Control | Large Industrial | Offices | MW of Load | 2037 | 0.040447
ENS | C&I Curtailment | C&I Curtailment- Manual HVAC Control | Large Industrial | Retail Trade | MW of Load | 2037 | 0.073116
ENS | C&I Curtailment | C&I Curtailment- Manual HVAC Control | Large Industrial | Services | MW of Load | 2037 | 0.036163
ENS | C&I Curtailment | C&I Curtailment- Auto-DR HVAC Control | Large Industrial | Miscellaneous | MW of Load | 2037 | 1.6376
ENS | C&I Curtailment | C&I Curtailment- Auto-DR HVAC Control | Large Industrial | Offices | MW of Load | 2037 | 0.26407
ENS | C&I Curtailment | C&I Curtailment- Auto-DR HVAC Control | Large Industrial | Retail Trade | MW of Load | 2037 | 0.47736
ENS | C&I Curtailment | C&I Curtailment- Auto-DR HVAC Control | Large Industrial | Services | MW of Load | 2037 | 0.2361
ENS | C&I Curtailment | C&I Curtailment- Standard Lighting Control | Large Industrial | Miscellaneous | MW of Load | 2037 | 0.35456
ENS | C&I Curtailment | C&I Curtailment- Standard Lighting Control | Large Industrial | Offices | MW of Load | 2037 | 0.016225
ENS | C&I Curtailment | C&I Curtailment- Standard Lighting Control | Large Industrial | Retail Trade | MW of Load | 2037 | 0.096764
ENS | C&I Curtailment | C&I Curtailment- Standard Lighting Control | Large Industrial | Services | MW of Load | 2037 | 0.04786
ENS | C&I Curtailment | C&I Curtailment- Advanced Lighting Control | Large Industrial | Miscellaneous | MW of Load | 2037 | 0.17728
ENS | C&I Curtailment | C&I Curtailment- Advanced Lighting Control | Large Industrial | Offices | MW of Load | 2037 | 0.0081126
ENS | C&I Curtailment | C&I Curtailment- Advanced Lighting Control | Large Industrial | Retail Trade | MW of Load | 2037 | 0.048382
ENS | C&I Curtailment | C&I Curtailment- Advanced Lighting Control | Large Industrial | Services | MW of Load | 2037 | 0.02393
ENS | C&I Curtailment | C&I Curtailment- Water Heating Control | Large Industrial | Miscellaneous | MW of Load | 2037 | 0.026061
ENS | C&I Curtailment | C&I Curtailment- Water Heating Control | Large Industrial | Offices | MW of Load | 2037 | 0.0019952
ENS | C&I Curtailment | C&I Curtailment- Water Heating Control | Large Industrial | Retail Trade | MW of Load | 2037 | 0.029431
ENS | C&I Curtailment | C&I Curtailment- Water Heating Control | Large Industrial | Services | MW of Load | 2037 | 0.014557
ENS | C&I Curtailment | C&I Curtailment- Other | Large Industrial | Miscellaneous | MW of Load | 2037 | 0.54484
ENS | C&I Curtailment | C&I Curtailment- Other | Large Industrial | Offices | MW of Load | 2037 | 0.038168
ENS | C&I Curtailment | C&I Curtailment- Other | Large Industrial | Retail Trade | MW of Load | 2037 | 0.27821
ENS | C&I Curtailment | C&I Curtailment- Other | Large Industrial | Services | MW of Load | 2037 | 0.1376
ENS | C&I Curtailment | C&I Curtailment- Industrial | Large Industrial | Manufacturing | MW of Load | 2037 | 3.6282
ENS | C&I Curtailment | C&I Curtailment- Manual HVAC Control | Interruptible Rider | Miscellaneous | MW of Load | 2037 | 0.71286
ENS | C&I Curtailment | C&I Curtailment- Manual HVAC Control | Interruptible Rider | Retail Trade | MW of Load | 2037 | 0.017647
ENS | C&I Curtailment | C&I Curtailment- Auto-DR HVAC Control | Interruptible Rider | Miscellaneous | MW of Load | 2037 | 4.6541
ENS | C&I Curtailment | C&I Curtailment- Auto-DR HVAC Control | Interruptible Rider | Retail Trade | MW of Load | 2037 | 0.11521
ENS | C&I Curtailment | C&I Curtailment- Standard Lighting Control | Interruptible Rider | Miscellaneous | MW of Load | 2037 | 0.36055
ENS | C&I Curtailment | C&I Curtailment- Standard Lighting Control | Interruptible Rider | Retail Trade | MW of Load | 2037 | 0.027889
ENS | C&I Curtailment | C&I Curtailment- Advanced Lighting Control | Interruptible Rider | Miscellaneous | MW of Load | 2037 | 0.18028
ENS | C&I Curtailment | C&I Curtailment- Advanced Lighting Control | Interruptible Rider | Retail Trade | MW of Load | 2037 | 0.013944
ENS | C&I Curtailment | C&I Curtailment- Water Heating Control | Interruptible Rider | Miscellaneous | MW of Load | 2037 | 0.041801
ENS | C&I Curtailment | C&I Curtailment- Water Heating Control | Interruptible Rider | Retail Trade | MW of Load | 2037 | 0.0056532
ENS | C&I Curtailment | C&I Curtailment- Other | Interruptible Rider | Miscellaneous | MW of Load | 2037 | 0.74677
ENS | C&I Curtailment | C&I Curtailment- Other | Interruptible Rider | Retail Trade | MW of Load | 2037 | 0.061153
ENS | C&I Curtailment | C&I Curtailment- Industrial | Interruptible Rider | Manufacturing | MW of Load | 2037 | 1.2278
ENS | Dynamic Pricing | Dynamic Pricing with enabling tech. | Small Commercial | Manufacturing | MW of Load | 2037 | 0.22434
ENS | Dynamic Pricing | Dynamic Pricing with enabling tech. | Small Commercial | Miscellaneous | MW of Load | 2037 | 2.4949
ENS | Dynamic Pricing | Dynamic Pricing with enabling tech. | Small Commercial | Offices | MW of Load | 2037 | 1.984
ENS | Dynamic Pricing | Dynamic Pricing with enabling tech. | Small Commercial | Retail Trade | MW of Load | 2037 | 4.4385
ENS | Dynamic Pricing | Dynamic Pricing with enabling tech. | Small Commercial | Services | MW of Load | 2037 | 5.3338
ENS | Dynamic Pricing | Dynamic Pricing w/o enabling tech. | Small Commercial | Manufacturing | MW of Load | 2037 | 0.014722
ENS | Dynamic Pricing | Dynamic Pricing w/o enabling tech. | Small Commercial | Miscellaneous | MW of Load | 2037 | 0.16373
ENS | Dynamic Pricing | Dynamic Pricing w/o enabling tech. | Small Commercial | Offices | MW of Load | 2037 | 0.1302
ENS | Dynamic Pricing | Dynamic Pricing w/o enabling tech. | Small Commercial | Retail Trade | MW of Load | 2037 | 0.29128
ENS | Dynamic Pricing | Dynamic Pricing w/o enabling tech. | Small Commercial | Services | MW of Load | 2037 | 0.35003
ENS | Dynamic Pricing | Dynamic Pricing with enabling tech. | Large Commercial | Offices | MW of Load | 2037 | 0.34213
ENS | Dynamic Pricing | Dynamic Pricing with enabling tech. | Large Commercial | Services | MW of Load | 2037 | 2.1162
ENS | Dynamic Pricing | Dynamic Pricing w/o enabling tech. | Large Commercial | Offices | MW of Load | 2037 | 0.18007
ENS | Dynamic Pricing | Dynamic Pricing w/o enabling tech. | Large Commercial | Services | MW of Load | 2037 | 1.1138
ENS | Dynamic Pricing | Dynamic Pricing with enabling tech. | Small Industrial | Manufacturing | MW of Load | 2037 | 0.43368
ENS | Dynamic Pricing | Dynamic Pricing with enabling tech. | Small Industrial | Miscellaneous | MW of Load | 2037 | 0.62623
ENS | Dynamic Pricing | Dynamic Pricing with enabling tech. | Small Industrial | Offices | MW of Load | 2037 | 0.03802
ENS | Dynamic Pricing | Dynamic Pricing with enabling tech. | Small Industrial | Retail Trade | MW of Load | 2037 | 0.10623
ENS | Dynamic Pricing | Dynamic Pricing with enabling tech. | Small Industrial | Services | MW of Load | 2037 | 0.13243
ENS | Dynamic Pricing | Dynamic Pricing w/o enabling tech. | Small Industrial | Manufacturing | MW of Load | 2037 | 0.02846
ENS | Dynamic Pricing | Dynamic Pricing w/o enabling tech. | Small Industrial | Miscellaneous | MW of Load | 2037 | 0.041097
ENS | Dynamic Pricing | Dynamic Pricing w/o enabling tech. | Small Industrial | Offices | MW of Load | 2037 | 0.002495
ENS | Dynamic Pricing | Dynamic Pricing w/o enabling tech. | Small Industrial | Retail Trade | MW of Load | 2037 | 0.0069714
ENS | Dynamic Pricing | Dynamic Pricing w/o enabling tech. | Small Industrial | Services | MW of Load | 2037 | 0.0086907
ENS | Dynamic Pricing | Dynamic Pricing with enabling tech. | Large Industrial | Manufacturing | MW of Load | 2037 | 2.4128
ENS | Dynamic Pricing | Dynamic Pricing with enabling tech. | Large Industrial | Miscellaneous | MW of Load | 2037 | 1.1389
ENS | Dynamic Pricing | Dynamic Pricing with enabling tech. | Large Industrial | Offices | MW of Load | 2037 | 0.10151
ENS | Dynamic Pricing | Dynamic Pricing with enabling tech. | Large Industrial | Retail Trade | MW of Load | 2037 | 0.4941
ENS | Dynamic Pricing | Dynamic Pricing with enabling tech. | Large Industrial | Services | MW of Load | 2037 | 0.24438
ENS | Dynamic Pricing | Dynamic Pricing w/o enabling tech. | Large Industrial | Manufacturing | MW of Load | 2037 | 1.2699
ENS | Dynamic Pricing | Dynamic Pricing w/o enabling tech. | Large Industrial | Miscellaneous | MW of Load | 2037 | 0.59944
ENS | Dynamic Pricing | Dynamic Pricing w/o enabling tech. | Large Industrial | Offices | MW of Load | 2037 | 0.053427
ENS | Dynamic Pricing | Dynamic Pricing w/o enabling tech. | Large Industrial | Retail Trade | MW of Load | 2037 | 0.26005
ENS | Dynamic Pricing | Dynamic Pricing w/o enabling tech. | Large Industrial | Services | MW of Load | 2037 | 0.12862
ENS | Dynamic Pricing | Dynamic Pricing with enabling tech. | Interruptible Rider | Manufacturing | MW of Load | 2037 | 0.81648
ENS | Dynamic Pricing | Dynamic Pricing with enabling tech. | Interruptible Rider | Miscellaneous | MW of Load | 2037 | 1.9176
ENS | Dynamic Pricing | Dynamic Pricing with enabling tech. | Interruptible Rider | Retail Trade | MW of Load | 2037 | 0.11261
ENS | Dynamic Pricing | Dynamic Pricing w/o enabling tech. | Interruptible Rider | Manufacturing | MW of Load | 2037 | 0.42973
ENS | Dynamic Pricing | Dynamic Pricing w/o enabling tech. | Interruptible Rider | Miscellaneous | MW of Load | 2037 | 1.0092
ENS | Dynamic Pricing | Dynamic Pricing w/o enabling tech. | Interruptible Rider | Retail Trade | MW of Load | 2037 | 0.059268
ENS | Dynamic Pricing | Dynamic Pricing with enabling tech. | Residential | Residential LI | MW of Load | 2037 | 14.4676
ENS | Dynamic Pricing | Dynamic Pricing with enabling tech. | Residential | Residential Market Rate | MW of Load | 2037 | 91.6922
ENS | Dynamic Pricing | Dynamic Pricing w/o enabling tech. | Residential | Residential LI | MW of Load | 2037 | 10.47
ENS | Dynamic Pricing | Dynamic Pricing w/o enabling tech. | Residential | Residential Market Rate | MW of Load | 2037 | 66.3562
ENS | BTM Battery Control | BTM Battery Control | Small Commercial | Manufacturing | MW of Load | 2037 | 0.11084
ENS | BTM Battery Control | BTM Battery Control | Small Commercial | Miscellaneous | MW of Load | 2037 | 0.82431
ENS | BTM Battery Control | BTM Battery Control | Small Commercial | Offices | MW of Load | 2037 | 0.28353
ENS | BTM Battery Control | BTM Battery Control | Small Commercial | Retail Trade | MW of Load | 2037 | 0.49479
ENS | BTM Battery Control | BTM Battery Control | Small Commercial | Services | MW of Load | 2037 | 1.0771
ENS | BTM Battery Control | BTM Battery Control | Large Commercial | Offices | MW of Load | 2037 | 0.11389
ENS | BTM Battery Control | BTM Battery Control | Large Commercial | Services | MW of Load | 2037 | 0.60741
ENS | BTM Battery Control | BTM Battery Control | Small Industrial | Manufacturing | MW of Load | 2037 | 0.002706
ENS | BTM Battery Control | BTM Battery Control | Small Industrial | Miscellaneous | MW of Load | 2037 | 0.01762
ENS | BTM Battery Control | BTM Battery Control | Small Industrial | Offices | MW of Load | 2037 | 0.0069802
ENS | BTM Battery Control | BTM Battery Control | Small Industrial | Retail Trade | MW of Load | 2037 | 0.012146
ENS | BTM Battery Control | BTM Battery Control | Small Industrial | Services | MW of Load | 2037 | 0.026414
ENS | BTM Battery Control | BTM Battery Control | Large Industrial | Manufacturing | MW of Load | 2037 | 0.074563
ENS | BTM Battery Control | BTM Battery Control | Large Industrial | Miscellaneous | MW of Load | 2037 | 0.3457
ENS | BTM Battery Control | BTM Battery Control | Large Industrial | Offices | MW of Load | 2037 | 0.040671
ENS | BTM Battery Control | BTM Battery Control | Large Industrial | Retail Trade | MW of Load | 2037 | 0.20335
ENS | BTM Battery Control | BTM Battery Control | Large Industrial | Services | MW of Load | 2037 | 0.4406
ENS | BTM Battery Control | BTM Battery Control | Interruptible Rider | Manufacturing | MW of Load | 2037 | 0.099668
ENS | BTM Battery Control | BTM Battery Control | Interruptible Rider | Miscellaneous | MW of Load | 2037 | 0.26578
ENS | BTM Battery Control | BTM Battery Control | Interruptible Rider | Retail Trade | MW of Load | 2037 | 0.39867
ENS | BTM Battery Control | BTM Battery Control | Residential | Residential LI | MW of Load | 2037 | 3.2655
ENS | BTM Battery Control | BTM Battery Control | Residential | Residential Market Rate | MW of Load | 2037 | 20.3293
ENS | EV Charging Control | EV Charging Control | EV | EV | MW of Load | 2037 | 15.8742
ENS | Behavioral DR | Behavioral DR | Residential | Residential LI | MW of Load | 2037 | 2.7195
ENS | Behavioral DR | Behavioral DR | Residential | Residential Market Rate | MW of Load | 2037 | 17.2354
ENS | DLC | DLC-Switch-Water Heating | Small Commercial | Miscellaneous | MW of Load | 2038 | 0.41078
ENS | DLC | DLC-Switch-Water Heating | Small Commercial | Offices | MW of Load | 2038 | 0.23943
ENS | DLC | DLC-Switch-Water Heating | Small Commercial | Retail Trade | MW of Load | 2038 | 1.4416
ENS | DLC | DLC-Switch-Water Heating | Small Commercial | Services | MW of Load | 2038 | 1.7283
ENS | DLC | DLC-Thermostat-HVAC | Small Commercial | Miscellaneous | MW of Load | 2038 | 5.7246
ENS | DLC | DLC-Thermostat-HVAC | Small Commercial | Offices | MW of Load | 2038 | 9.0476
ENS | DLC | DLC-Thermostat-HVAC | Small Commercial | Retail Trade | MW of Load | 2038 | 7.2021
ENS | DLC | DLC-Thermostat-HVAC | Small Commercial | Services | MW of Load | 2038 | 8.6609
ENS | DLC | DLC-Switch-Water Heating | Small Industrial | Miscellaneous | MW of Load | 2038 | 0.11044
ENS | DLC | DLC-Switch-Water Heating | Small Industrial | Offices | MW of Load | 2038 | 0.0041999
ENS | DLC | DLC-Switch-Water Heating | Small Industrial | Retail Trade | MW of Load | 2038 | 0.029798
ENS | DLC | DLC-Switch-Water Heating | Small Industrial | Services | MW of Load | 2038 | 0.037146
ENS | DLC | DLC-Thermostat-HVAC | Small Industrial | Miscellaneous | MW of Load | 2038 | 1.7775
ENS | DLC | DLC-Thermostat-HVAC | Small Industrial | Offices | MW of Load | 2038 | 0.173
ENS | DLC | DLC-Thermostat-HVAC | Small Industrial | Retail Trade | MW of Load | 2038 | 0.18737
ENS | DLC | DLC-Thermostat-HVAC | Small Industrial | Services | MW of Load | 2038 | 0.23357
ENS | DLC | DLC-Switch-Water Heating | Residential | Residential LI | MW of Load | 2038 | 19.0512
ENS | DLC | DLC-Switch-Water Heating | Residential | Residential Market Rate | MW of Load | 2038 | 116.9115
ENS | DLC | DLC-Thermostat-Heat Pump | Residential | Residential LI | MW of Load | 2038 | 23.5905
ENS | DLC | DLC-Thermostat-Heat Pump | Residential | Residential Market Rate | MW of Load | 2038 | 318.7018
ENS | DLC | DLC-Thermostat-Electric Furnace | Residential | Residential LI | MW of Load | 2038 | 62.6372
ENS | DLC | DLC-Thermostat-Electric Furnace | Residential | Residential Market Rate | MW of Load | 2038 | 109.7069
ENS | C&I Curtailment | C&I Curtailment- Manual HVAC Control | Large Commercial | Offices | MW of Load | 2038 | 0.1422
ENS | C&I Curtailment | C&I Curtailment- Manual HVAC Control | Large Commercial | Services | MW of Load | 2038 | 0.30307
ENS | C&I Curtailment | C&I Curtailment- Auto-DR HVAC Control | Large Commercial | Offices | MW of Load | 2038 | 0.92841
ENS | C&I Curtailment | C&I Curtailment- Auto-DR HVAC Control | Large Commercial | Services | MW of Load | 2038 | 1.9787
ENS | C&I Curtailment | C&I Curtailment- Standard Lighting Control | Large Commercial | Offices | MW of Load | 2038 | 0.03682
ENS | C&I Curtailment | C&I Curtailment- Standard Lighting Control | Large Commercial | Services | MW of Load | 2038 | 0.39478
ENS | C&I Curtailment | C&I Curtailment- Advanced Lighting Control | Large Commercial | Offices | MW of Load | 2038 | 0.01841
ENS | C&I Curtailment | C&I Curtailment- Advanced Lighting Control | Large Commercial | Services | MW of Load | 2038 | 0.19739
ENS | C&I Curtailment | C&I Curtailment- Water Heating Control | Large Commercial | Offices | MW of Load | 2038 | 0.0084533
ENS | C&I Curtailment | C&I Curtailment- Water Heating Control | Large Commercial | Services | MW of Load | 2038 | 0.1262
ENS | C&I Curtailment | C&I Curtailment- Other | Large Commercial | Offices | MW of Load | 2038 | 0.12493
ENS | C&I Curtailment | C&I Curtailment- Other | Large Commercial | Services | MW of Load | 2038 | 1.182
ENS | C&I Curtailment | C&I Curtailment- Manual HVAC Control | Large Industrial | Miscellaneous | MW of Load | 2038 | 0.25174
ENS | C&I Curtailment | C&I Curtailment- Manual HVAC Control | Large Industrial | Offices | MW of Load | 2038 | 0.04104
ENS | C&I Curtailment | C&I Curtailment- Manual HVAC Control | Large Industrial | Retail Trade | MW of Load | 2038 | 0.072539
ENS | C&I Curtailment | C&I Curtailment- Manual HVAC Control | Large Industrial | Services | MW of Load | 2038 | 0.035878
ENS | C&I Curtailment | C&I Curtailment- Auto-DR HVAC Control | Large Industrial | Miscellaneous | MW of Load | 2038 | 1.6436
ENS | C&I Curtailment | C&I Curtailment- Auto-DR HVAC Control | Large Industrial | Offices | MW of Load | 2038 | 0.26795
ENS | C&I Curtailment | C&I Curtailment- Auto-DR HVAC Control | Large Industrial | Retail Trade | MW of Load | 2038 | 0.4736
ENS | C&I Curtailment | C&I Curtailment- Auto-DR HVAC Control | Large Industrial | Services | MW of Load | 2038 | 0.23424
ENS | C&I Curtailment | C&I Curtailment- Standard Lighting Control | Large Industrial | Miscellaneous | MW of Load | 2038 | 0.35305
ENS | C&I Curtailment | C&I Curtailment- Standard Lighting Control | Large Industrial | Offices | MW of Load | 2038 | 0.016064
ENS | C&I Curtailment | C&I Curtailment- Standard Lighting Control | Large Industrial | Retail Trade | MW of Load | 2038 | 0.09449
ENS | C&I Curtailment | C&I Curtailment- Standard Lighting Control | Large Industrial | Services | MW of Load | 2038 | 0.046735
ENS | C&I Curtailment | C&I Curtailment- Advanced Lighting Control | Large Industrial | Miscellaneous | MW of Load | 2038 | 0.17653
ENS | C&I Curtailment | C&I Curtailment- Advanced Lighting Control | Large Industrial | Offices | MW of Load | 2038 | 0.0080318
ENS | C&I Curtailment | C&I Curtailment- Advanced Lighting Control | Large Industrial | Retail Trade | MW of Load | 2038 | 0.047245
ENS | C&I Curtailment | C&I Curtailment- Advanced Lighting Control | Large Industrial | Services | MW of Load | 2038 | 0.023367
ENS | C&I Curtailment | C&I Curtailment- Water Heating Control | Large Industrial | Miscellaneous | MW of Load | 2038 | 0.02644
ENS | C&I Curtailment | C&I Curtailment- Water Heating Control | Large Industrial | Offices | MW of Load | 2038 | 0.0020295
ENS | C&I Curtailment | C&I Curtailment- Water Heating Control | Large Industrial | Retail Trade | MW of Load | 2038 | 0.030206
ENS | C&I Curtailment | C&I Curtailment- Water Heating Control | Large Industrial | Services | MW of Load | 2038 | 0.01494
ENS | C&I Curtailment | C&I Curtailment- Other | Large Industrial | Miscellaneous | MW of Load | 2038 | 0.55156
ENS | C&I Curtailment | C&I Curtailment- Other | Large Industrial | Offices | MW of Load | 2038 | 0.038845
ENS | C&I Curtailment | C&I Curtailment- Other | Large Industrial | Retail Trade | MW of Load | 2038 | 0.28292
ENS | C&I Curtailment | C&I Curtailment- Other | Large Industrial | Services | MW of Load | 2038 | 0.13993
ENS | C&I Curtailment | C&I Curtailment- Industrial | Large Industrial | Manufacturing | MW of Load | 2038 | 3.6164
ENS | C&I Curtailment | C&I Curtailment- Manual HVAC Control | Interruptible Rider | Miscellaneous | MW of Load | 2038 | 0.70916
ENS | C&I Curtailment | C&I Curtailment- Manual HVAC Control | Interruptible Rider | Retail Trade | MW of Load | 2038 | 0.01736
ENS | C&I Curtailment | C&I Curtailment- Auto-DR HVAC Control | Interruptible Rider | Miscellaneous | MW of Load | 2038 | 4.63
ENS | C&I Curtailment | C&I Curtailment- Auto-DR HVAC Control | Interruptible Rider | Retail Trade | MW of Load | 2038 | 0.11334
ENS | C&I Curtailment | C&I Curtailment- Standard Lighting Control | Interruptible Rider | Miscellaneous | MW of Load | 2038 | 0.35127
ENS | C&I Curtailment | C&I Curtailment- Standard Lighting Control | Interruptible Rider | Retail Trade | MW of Load | 2038 | 0.027353
ENS | C&I Curtailment | C&I Curtailment- Advanced Lighting Control | Interruptible Rider | Miscellaneous | MW of Load | 2038 | 0.17563
ENS | C&I Curtailment | C&I Curtailment- Advanced Lighting Control | Interruptible Rider | Retail Trade | MW of Load | 2038 | 0.013676
ENS | C&I Curtailment | C&I Curtailment- Water Heating Control | Interruptible Rider | Miscellaneous | MW of Load | 2038 | 0.041727
ENS | C&I Curtailment | C&I Curtailment- Water Heating Control | Interruptible Rider | Retail Trade | MW of Load | 2038 | 0.0056567
ENS | C&I Curtailment | C&I Curtailment- Other | Interruptible Rider | Miscellaneous | MW of Load | 2038 | 0.74462
ENS | C&I Curtailment | C&I Curtailment- Other | Interruptible Rider | Retail Trade | MW of Load | 2038 | 0.061077
ENS | C&I Curtailment | C&I Curtailment- Industrial | Interruptible Rider | Manufacturing | MW of Load | 2038 | 1.2071
ENS | Dynamic Pricing | Dynamic Pricing with enabling tech. | Small Commercial | Manufacturing | MW of Load | 2038 | 0.21773
ENS | Dynamic Pricing | Dynamic Pricing with enabling tech. | Small Commercial | Miscellaneous | MW of Load | 2038 | 2.4499
ENS | Dynamic Pricing | Dynamic Pricing with enabling tech. | Small Commercial | Offices | MW of Load | 2038 | 1.9474
ENS | Dynamic Pricing | Dynamic Pricing with enabling tech. | Small Commercial | Retail Trade | MW of Load | 2038 | 4.3453
ENS | Dynamic Pricing | Dynamic Pricing with enabling tech. | Small Commercial | Services | MW of Load | 2038 | 5.2209
ENS | Dynamic Pricing | Dynamic Pricing w/o enabling tech. | Small Commercial | Manufacturing | MW of Load | 2038 | 0.014289
ENS | Dynamic Pricing | Dynamic Pricing w/o enabling tech. | Small Commercial | Miscellaneous | MW of Load | 2038 | 0.16078
ENS | Dynamic Pricing | Dynamic Pricing w/o enabling tech. | Small Commercial | Offices | MW of Load | 2038 | 0.1278
ENS | Dynamic Pricing | Dynamic Pricing w/o enabling tech. | Small Commercial | Retail Trade | MW of Load | 2038 | 0.28516
ENS | Dynamic Pricing | Dynamic Pricing w/o enabling tech. | Small Commercial | Services | MW of Load | 2038 | 0.34262
ENS | Dynamic Pricing | Dynamic Pricing with enabling tech. | Large Commercial | Offices | MW of Load | 2038 | 0.33731
ENS | Dynamic Pricing | Dynamic Pricing with enabling tech. | Large Commercial | Services | MW of Load | 2038 | 2.0852
ENS | Dynamic Pricing | Dynamic Pricing w/o enabling tech. | Large Commercial | Offices | MW of Load | 2038 | 0.17753
ENS | Dynamic Pricing | Dynamic Pricing w/o enabling tech. | Large Commercial | Services | MW of Load | 2038 | 1.0975
ENS | Dynamic Pricing | Dynamic Pricing with enabling tech. | Small Industrial | Manufacturing | MW of Load | 2038 | 0.42961
ENS | Dynamic Pricing | Dynamic Pricing with enabling tech. | Small Industrial | Miscellaneous | MW of Load | 2038 | 0.62644
ENS | Dynamic Pricing | Dynamic Pricing with enabling tech. | Small Industrial | Offices | MW of Load | 2038 | 0.038111
ENS | Dynamic Pricing | Dynamic Pricing with enabling tech. | Small Industrial | Retail Trade | MW of Load | 2038 | 0.10646
ENS | Dynamic Pricing | Dynamic Pricing with enabling tech. | Small Industrial | Services | MW of Load | 2038 | 0.13271
ENS | Dynamic Pricing | Dynamic Pricing w/o enabling tech. | Small Industrial | Manufacturing | MW of Load | 2038 | 0.028193
ENS | Dynamic Pricing | Dynamic Pricing w/o enabling tech. | Small Industrial | Miscellaneous | MW of Load | 2038 | 0.04111
ENS | Dynamic Pricing | Dynamic Pricing w/o enabling tech. | Small Industrial | Offices | MW of Load | 2038 | 0.002501
ENS | Dynamic Pricing | Dynamic Pricing w/o enabling tech. | Small Industrial | Retail Trade | MW of Load | 2038 | 0.0069863
ENS | Dynamic Pricing | Dynamic Pricing w/o enabling tech. | Small Industrial | Services | MW of Load | 2038 | 0.0087092
ENS | Dynamic Pricing | Dynamic Pricing with enabling tech. | Large Industrial | Manufacturing | MW of Load | 2038 | 2.4049
ENS | Dynamic Pricing | Dynamic Pricing with enabling tech. | Large Industrial | Miscellaneous | MW of Load | 2038 | 1.1484
ENS | Dynamic Pricing | Dynamic Pricing with enabling tech. | Large Industrial | Offices | MW of Load | 2038 | 0.10301
ENS | Dynamic Pricing | Dynamic Pricing with enabling tech. | Large Industrial | Retail Trade | MW of Load | 2038 | 0.49908
ENS | Dynamic Pricing | Dynamic Pricing with enabling tech. | Large Industrial | Services | MW of Load | 2038 | 0.24685
ENS | Dynamic Pricing | Dynamic Pricing w/o enabling tech. | Large Industrial | Manufacturing | MW of Load | 2038 | 1.2657
ENS | Dynamic Pricing | Dynamic Pricing w/o enabling tech. | Large Industrial | Miscellaneous | MW of Load | 2038 | 0.60442
ENS | Dynamic Pricing | Dynamic Pricing w/o enabling tech. | Large Industrial | Offices | MW of Load | 2038 | 0.054214
ENS | Dynamic Pricing | Dynamic Pricing w/o enabling tech. | Large Industrial | Retail Trade | MW of Load | 2038 | 0.26268
ENS | Dynamic Pricing | Dynamic Pricing w/o enabling tech. | Large Industrial | Services | MW of Load | 2038 | 0.12992
ENS | Dynamic Pricing | Dynamic Pricing with enabling tech. | Interruptible Rider | Manufacturing | MW of Load | 2038 | 0.80269
ENS | Dynamic Pricing | Dynamic Pricing with enabling tech. | Interruptible Rider | Miscellaneous | MW of Load | 2038 | 1.9071
ENS | Dynamic Pricing | Dynamic Pricing with enabling tech. | Interruptible Rider | Retail Trade | MW of Load | 2038 | 0.11199
ENS | Dynamic Pricing | Dynamic Pricing w/o enabling tech. | Interruptible Rider | Manufacturing | MW of Load | 2038 | 0.42247
ENS | Dynamic Pricing | Dynamic Pricing w/o enabling tech. | Interruptible Rider | Miscellaneous | MW of Load | 2038 | 1.0038
ENS | Dynamic Pricing | Dynamic Pricing w/o enabling tech. | Interruptible Rider | Retail Trade | MW of Load | 2038 | 0.058944
ENS | Dynamic Pricing | Dynamic Pricing with enabling tech. | Residential | Residential LI | MW of Load | 2038 | 14.4024
ENS | Dynamic Pricing | Dynamic Pricing with enabling tech. | Residential | Residential Market Rate | MW of Load | 2038 | 91.4566
ENS | Dynamic Pricing | Dynamic Pricing w/o enabling tech. | Residential | Residential LI | MW of Load | 2038 | 10.4228
ENS | Dynamic Pricing | Dynamic Pricing w/o enabling tech. | Residential | Residential Market Rate | MW of Load | 2038 | 66.1857
ENS | BTM Battery Control | BTM Battery Control | Small Commercial | Manufacturing | MW of Load | 2038 | 0.11085
ENS | BTM Battery Control | BTM Battery Control | Small Commercial | Miscellaneous | MW of Load | 2038 | 0.82495
ENS | BTM Battery Control | BTM Battery Control | Small Commercial | Offices | MW of Load | 2038 | 0.28357
ENS | BTM Battery Control | BTM Battery Control | Small Commercial | Retail Trade | MW of Load | 2038 | 0.49487
ENS | BTM Battery Control | BTM Battery Control | Small Commercial | Services | MW of Load | 2038 | 1.0772
ENS | BTM Battery Control | BTM Battery Control | Large Commercial | Offices | MW of Load | 2038 | 0.11391
ENS | BTM Battery Control | BTM Battery Control | Large Commercial | Services | MW of Load | 2038 | 0.60751
ENS | BTM Battery Control | BTM Battery Control | Small Industrial | Manufacturing | MW of Load | 2038 | 0.0027064
ENS | BTM Battery Control | BTM Battery Control | Small Industrial | Miscellaneous | MW of Load | 2038 | 0.017622
ENS | BTM Battery Control | BTM Battery Control | Small Industrial | Offices | MW of Load | 2038 | 0.0069505
ENS | BTM Battery Control | BTM Battery Control | Small Industrial | Retail Trade | MW of Load | 2038 | 0.012148
ENS | BTM Battery Control | BTM Battery Control | Small Industrial | Services | MW of Load | 2038 | 0.026418
ENS | BTM Battery Control | BTM Battery Control | Large Industrial | Manufacturing | MW of Load | 2038 | 0.074575
ENS | BTM Battery Control | BTM Battery Control | Large Industrial | Miscellaneous | MW of Load | 2038 | 0.34575
ENS | BTM Battery Control | BTM Battery Control | Large Industrial | Offices | MW of Load | 2038 | 0.040677
ENS | BTM Battery Control | BTM Battery Control | Large Industrial | Retail Trade | MW of Load | 2038 | 0.20339
ENS | BTM Battery Control | BTM Battery Control | Large Industrial | Services | MW of Load | 2038 | 0.44067
ENS | BTM Battery Control | BTM Battery Control | Interruptible Rider | Manufacturing | MW of Load | 2038 | 0.099684
ENS | BTM Battery Control | BTM Battery Control | Interruptible Rider | Miscellaneous | MW of Load | 2038 | 0.26582
ENS | BTM Battery Control | BTM Battery Control | Interruptible Rider | Retail Trade | MW of Load | 2038 | 0.39873
ENS | BTM Battery Control | BTM Battery Control | Residential | Residential LI | MW of Load | 2038 | 3.2821
ENS | BTM Battery Control | BTM Battery Control | Residential | Residential Market Rate | MW of Load | 2038 | 20.4326
ENS | EV Charging Control | EV Charging Control | EV | EV | MW of Load | 2038 | 17.8228
ENS | Behavioral DR | Behavioral DR | Residential | Residential LI | MW of Load | 2038 | 2.7072
ENS | Behavioral DR | Behavioral DR | Residential | Residential Market Rate | MW of Load | 2038 | 17.1911
ENS | DLC | DLC-Switch-Water Heating | Small Commercial | Miscellaneous | MW of Load | 2039 | 0.41222
ENS | DLC | DLC-Switch-Water Heating | Small Commercial | Offices | MW of Load | 2039 | 0.23739
ENS | DLC | DLC-Switch-Water Heating | Small Commercial | Retail Trade | MW of Load | 2039 | 1.4355
ENS | DLC | DLC-Switch-Water Heating | Small Commercial | Services | MW of Load | 2039 | 1.7205
ENS | DLC | DLC-Thermostat-HVAC | Small Commercial | Miscellaneous | MW of Load | 2039 | 5.6392
ENS | DLC | DLC-Thermostat-HVAC | Small Commercial | Offices | MW of Load | 2039 | 8.909
ENS | DLC | DLC-Thermostat-HVAC | Small Commercial | Retail Trade | MW of Load | 2039 | 6.9439
ENS | DLC | DLC-Thermostat-HVAC | Small Commercial | Services | MW of Load | 2039 | 8.3499
ENS | DLC | DLC-Switch-Water Heating | Small Industrial | Miscellaneous | MW of Load | 2039 | 0.11183
ENS | DLC | DLC-Switch-Water Heating | Small Industrial | Offices | MW of Load | 2039 | 0.0042211
ENS | DLC | DLC-Switch-Water Heating | Small Industrial | Retail Trade | MW of Load | 2039 | 0.030042
ENS | DLC | DLC-Switch-Water Heating | Small Industrial | Services | MW of Load | 2039 | 0.037451
ENS | DLC | DLC-Thermostat-HVAC | Small Industrial | Miscellaneous | MW of Load | 2039 | 1.7787
ENS | DLC | DLC-Thermostat-HVAC | Small Industrial | Offices | MW of Load | 2039 | 0.17346
ENS | DLC | DLC-Thermostat-HVAC | Small Industrial | Retail Trade | MW of Load | 2039 | 0.1857
ENS | DLC | DLC-Thermostat-HVAC | Small Industrial | Services | MW of Load | 2039 | 0.2315
ENS | DLC | DLC-Switch-Water Heating | Residential | Residential LI | MW of Load | 2039 | 19.1053
ENS | DLC | DLC-Switch-Water Heating | Residential | Residential Market Rate | MW of Load | 2039 | 117.1434
ENS | DLC | DLC-Thermostat-Heat Pump | Residential | Residential LI | MW of Load | 2039 | 24.0683
ENS | DLC | DLC-Thermostat-Heat Pump | Residential | Residential Market Rate | MW of Load | 2039 | 322.2848
ENS | DLC | DLC-Thermostat-Electric Furnace | Residential | Residential LI | MW of Load | 2039 | 62.1715
ENS | DLC | DLC-Thermostat-Electric Furnace | Residential | Residential Market Rate | MW of Load | 2039 | 104.9569
ENS | C&I Curtailment | C&I Curtailment- Manual HVAC Control | Large Commercial | Offices | MW of Load | 2039 | 0.14077
ENS | C&I Curtailment | C&I Curtailment- Manual HVAC Control | Large Commercial | Services | MW of Load | 2039 | 0.29365
ENS | C&I Curtailment | C&I Curtailment- Auto-DR HVAC Control | Large Commercial | Offices | MW of Load | 2039 | 0.91904
ENS | C&I Curtailment | C&I Curtailment- Auto-DR HVAC Control | Large Commercial | Services | MW of Load | 2039 | 1.9172
ENS | C&I Curtailment | C&I Curtailment- Standard Lighting Control | Large Commercial | Offices | MW of Load | 2039 | 0.034335
ENS | C&I Curtailment | C&I Curtailment- Standard Lighting Control | Large Commercial | Services | MW of Load | 2039 | 0.37707
ENS | C&I Curtailment | C&I Curtailment- Advanced Lighting Control | Large Commercial | Offices | MW of Load | 2039 | 0.017168
ENS | C&I Curtailment | C&I Curtailment- Advanced Lighting Control | Large Commercial | Services | MW of Load | 2039 | 0.18853
ENS | C&I Curtailment | C&I Curtailment- Water Heating Control | Large Commercial | Offices | MW of Load | 2039 | 0.0084626
ENS | C&I Curtailment | C&I Curtailment- Water Heating Control | Large Commercial | Services | MW of Load | 2039 | 0.1264
ENS | C&I Curtailment | C&I Curtailment- Other | Large Commercial | Offices | MW of Load | 2039 | 0.1235
ENS | C&I Curtailment | C&I Curtailment- Other | Large Commercial | Services | MW of Load | 2039 | 1.1734
ENS | C&I Curtailment | C&I Curtailment- Manual HVAC Control | Large Industrial | Miscellaneous | MW of Load | 2039 | 0.25573
ENS | C&I Curtailment | C&I Curtailment- Manual HVAC Control | Large Industrial | Offices | MW of Load | 2039 | 0.041655
ENS | C&I Curtailment | C&I Curtailment- Manual HVAC Control | Large Industrial | Retail Trade | MW of Load | 2039 | 0.072038
ENS | C&I Curtailment | C&I Curtailment- Manual HVAC Control | Large Industrial | Services | MW of Load | 2039 | 0.03563
ENS | C&I Curtailment | C&I Curtailment- Auto-DR HVAC Control | Large Industrial | Miscellaneous | MW of Load | 2039 | 1.6696
ENS | C&I Curtailment | C&I Curtailment- Auto-DR HVAC Control | Large Industrial | Offices | MW of Load | 2039 | 0.27196
ENS | C&I Curtailment | C&I Curtailment- Auto-DR HVAC Control | Large Industrial | Retail Trade | MW of Load | 2039 | 0.47032
ENS | C&I Curtailment | C&I Curtailment- Auto-DR HVAC Control | Large Industrial | Services | MW of Load | 2039 | 0.23262
ENS | C&I Curtailment | C&I Curtailment- Standard Lighting Control | Large Industrial | Miscellaneous | MW of Load | 2039 | 0.35593
ENS | C&I Curtailment | C&I Curtailment- Standard Lighting Control | Large Industrial | Offices | MW of Load | 2039 | 0.015905
ENS | C&I Curtailment | C&I Curtailment- Standard Lighting Control | Large Industrial | Retail Trade | MW of Load | 2039 | 0.092501
ENS | C&I Curtailment | C&I Curtailment- Standard Lighting Control | Large Industrial | Services | MW of Load | 2039 | 0.045751
ENS | C&I Curtailment | C&I Curtailment- Advanced Lighting Control | Large Industrial | Miscellaneous | MW of Load | 2039 | 0.17796
ENS | C&I Curtailment | C&I Curtailment- Advanced Lighting Control | Large Industrial | Offices | MW of Load | 2039 | 0.0079524
ENS | C&I Curtailment | C&I Curtailment- Advanced Lighting Control | Large Industrial | Retail Trade | MW of Load | 2039 | 0.04625
ENS | C&I Curtailment | C&I Curtailment- Advanced Lighting Control | Large Industrial | Services | MW of Load | 2039 | 0.022875
ENS | C&I Curtailment | C&I Curtailment- Water Heating Control | Large Industrial | Miscellaneous | MW of Load | 2039 | 0.027127
ENS | C&I Curtailment | C&I Curtailment- Water Heating Control | Large Industrial | Offices | MW of Load | 2039 | 0.0020644
ENS | C&I Curtailment | C&I Curtailment- Water Heating Control | Large Industrial | Retail Trade | MW of Load | 2039 | 0.031007
ENS | C&I Curtailment | C&I Curtailment- Water Heating Control | Large Industrial | Services | MW of Load | 2039 | 0.015336
ENS | C&I Curtailment | C&I Curtailment- Other | Large Industrial | Miscellaneous | MW of Load | 2039 | 0.56484
ENS | C&I Curtailment | C&I Curtailment- Other | Large Industrial | Offices | MW of Load | 2039 | 0.03955
ENS | C&I Curtailment | C&I Curtailment- Other | Large Industrial | Retail Trade | MW of Load | 2039 | 0.28784
ENS | C&I Curtailment | C&I Curtailment- Other | Large Industrial | Services | MW of Load | 2039 | 0.14237
ENS | C&I Curtailment | C&I Curtailment- Industrial | Large Industrial | Manufacturing | MW of Load | 2039 | 3.6063
ENS | C&I Curtailment | C&I Curtailment- Manual HVAC Control | Interruptible Rider | Miscellaneous | MW of Load | 2039 | 0.70569
ENS | C&I Curtailment | C&I Curtailment- Manual HVAC Control | Interruptible Rider | Retail Trade | MW of Load | 2039 | 0.01708
ENS | C&I Curtailment | C&I Curtailment- Auto-DR HVAC Control | Interruptible Rider | Miscellaneous | MW of Load | 2039 | 4.6074
ENS | C&I Curtailment | C&I Curtailment- Auto-DR HVAC Control | Interruptible Rider | Retail Trade | MW of Load | 2039 | 0.11151
ENS | C&I Curtailment | C&I Curtailment- Standard Lighting Control | Interruptible Rider | Miscellaneous | MW of Load | 2039 | 0.34244
ENS | C&I Curtailment | C&I Curtailment- Standard Lighting Control | Interruptible Rider | Retail Trade | MW of Load | 2039 | 0.026845
ENS | C&I Curtailment | C&I Curtailment- Advanced Lighting Control | Interruptible Rider | Miscellaneous | MW of Load | 2039 | 0.17122
ENS | C&I Curtailment | C&I Curtailment- Advanced Lighting Control | Interruptible Rider | Retail Trade | MW of Load | 2039 | 0.013423
ENS | C&I Curtailment | C&I Curtailment- Water Heating Control | Interruptible Rider | Miscellaneous | MW of Load | 2039 | 0.04166
ENS | C&I Curtailment | C&I Curtailment- Water Heating Control | Interruptible Rider | Retail Trade | MW of Load | 2039 | 0.0056614
ENS | C&I Curtailment | C&I Curtailment- Other | Interruptible Rider | Miscellaneous | MW of Load | 2039 | 0.7427
ENS | C&I Curtailment | C&I Curtailment- Other | Interruptible Rider | Retail Trade | MW of Load | 2039 | 0.061019
ENS | C&I Curtailment | C&I Curtailment- Industrial | Interruptible Rider | Manufacturing | MW of Load | 2039 | 1.1871
ENS | Dynamic Pricing | Dynamic Pricing with enabling tech. | Small Commercial | Manufacturing | MW of Load | 2039 | 0.21172
ENS | Dynamic Pricing | Dynamic Pricing with enabling tech. | Small Commercial | Miscellaneous | MW of Load | 2039 | 2.4314
ENS | Dynamic Pricing | Dynamic Pricing with enabling tech. | Small Commercial | Offices | MW of Load | 2039 | 1.9151
ENS | Dynamic Pricing | Dynamic Pricing with enabling tech. | Small Commercial | Retail Trade | MW of Load | 2039 | 4.263
ENS | Dynamic Pricing | Dynamic Pricing with enabling tech. | Small Commercial | Services | MW of Load | 2039 | 5.1213
ENS | Dynamic Pricing | Dynamic Pricing w/o enabling tech. | Small Commercial | Manufacturing | MW of Load | 2039 | 0.013894
ENS | Dynamic Pricing | Dynamic Pricing w/o enabling tech. | Small Commercial | Miscellaneous | MW of Load | 2039 | 0.15956
ENS | Dynamic Pricing | Dynamic Pricing w/o enabling tech. | Small Commercial | Offices | MW of Load | 2039 | 0.12568
ENS | Dynamic Pricing | Dynamic Pricing w/o enabling tech. | Small Commercial | Retail Trade | MW of Load | 2039 | 0.27976
ENS | Dynamic Pricing | Dynamic Pricing w/o enabling tech. | Small Commercial | Services | MW of Load | 2039 | 0.33609
ENS | Dynamic Pricing | Dynamic Pricing with enabling tech. | Large Commercial | Offices | MW of Load | 2039 | 0.33291
ENS | Dynamic Pricing | Dynamic Pricing with enabling tech. | Large Commercial | Services | MW of Load | 2039 | 2.0567
ENS | Dynamic Pricing | Dynamic Pricing w/o enabling tech. | Large Commercial | Offices | MW of Load | 2039 | 0.17522
ENS | Dynamic Pricing | Dynamic Pricing w/o enabling tech. | Large Commercial | Services | MW of Load | 2039 | 1.0825
ENS | Dynamic Pricing | Dynamic Pricing with enabling tech. | Small Industrial | Manufacturing | MW of Load | 2039 | 0.42561
ENS | Dynamic Pricing | Dynamic Pricing with enabling tech. | Small Industrial | Miscellaneous | MW of Load | 2039 | 0.6292
ENS | Dynamic Pricing | Dynamic Pricing with enabling tech. | Small Industrial | Offices | MW of Load | 2039 | 0.038205
ENS | Dynamic Pricing | Dynamic Pricing with enabling tech. | Small Industrial | Retail Trade | MW of Load | 2039 | 0.10669
ENS | Dynamic Pricing | Dynamic Pricing with enabling tech. | Small Industrial | Services | MW of Load | 2039 | 0.13301
ENS | Dynamic Pricing | Dynamic Pricing w/o enabling tech. | Small Industrial | Manufacturing | MW of Load | 2039 | 0.027931
ENS | Dynamic Pricing | Dynamic Pricing w/o enabling tech. | Small Industrial | Miscellaneous | MW of Load | 2039 | 0.041291
ENS | Dynamic Pricing | Dynamic Pricing w/o enabling tech. | Small Industrial | Offices | MW of Load | 2039 | 0.0025072
ENS | Dynamic Pricing | Dynamic Pricing w/o enabling tech. | Small Industrial | Retail Trade | MW of Load | 2039 | 0.0070018
ENS | Dynamic Pricing | Dynamic Pricing w/o enabling tech. | Small Industrial | Services | MW of Load | 2039 | 0.0087285
ENS | Dynamic Pricing | Dynamic Pricing with enabling tech. | Large Industrial | Manufacturing | MW of Load | 2039 | 2.3982
ENS | Dynamic Pricing | Dynamic Pricing with enabling tech. | Large Industrial | Miscellaneous | MW of Load | 2039 | 1.1717
ENS | Dynamic Pricing | Dynamic Pricing with enabling tech. | Large Industrial | Offices | MW of Load | 2039 | 0.10456
ENS | Dynamic Pricing | Dynamic Pricing with enabling tech. | Large Industrial | Retail Trade | MW of Load | 2039 | 0.50455
ENS | Dynamic Pricing | Dynamic Pricing with enabling tech. | Large Industrial | Services | MW of Load | 2039 | 0.24955
ENS | Dynamic Pricing | Dynamic Pricing w/o enabling tech. | Large Industrial | Manufacturing | MW of Load | 2039 | 1.2622
ENS | Dynamic Pricing | Dynamic Pricing w/o enabling tech. | Large Industrial | Miscellaneous | MW of Load | 2039 | 0.61667
ENS | Dynamic Pricing | Dynamic Pricing w/o enabling tech. | Large Industrial | Offices | MW of Load | 2039 | 0.055034
ENS | Dynamic Pricing | Dynamic Pricing w/o enabling tech. | Large Industrial | Retail Trade | MW of Load | 2039 | 0.26555
ENS | Dynamic Pricing | Dynamic Pricing w/o enabling tech. | Large Industrial | Services | MW of Load | 2039 | 0.13134
ENS | Dynamic Pricing | Dynamic Pricing with enabling tech. | Interruptible Rider | Manufacturing | MW of Load | 2039 | 0.7894
ENS | Dynamic Pricing | Dynamic Pricing with enabling tech. | Interruptible Rider | Miscellaneous | MW of Load | 2039 | 1.8975
ENS | Dynamic Pricing | Dynamic Pricing with enabling tech. | Interruptible Rider | Retail Trade | MW of Load | 2039 | 0.11142
ENS | Dynamic Pricing | Dynamic Pricing w/o enabling tech. | Interruptible Rider | Manufacturing | MW of Load | 2039 | 0.41548
ENS | Dynamic Pricing | Dynamic Pricing w/o enabling tech. | Interruptible Rider | Miscellaneous | MW of Load | 2039 | 0.99867
ENS | Dynamic Pricing | Dynamic Pricing w/o enabling tech. | Interruptible Rider | Retail Trade | MW of Load | 2039 | 0.058643
ENS | Dynamic Pricing | Dynamic Pricing with enabling tech. | Residential | Residential LI | MW of Load | 2039 | 14.3588
ENS | Dynamic Pricing | Dynamic Pricing with enabling tech. | Residential | Residential Market Rate | MW of Load | 2039 | 91.3595
ENS | Dynamic Pricing | Dynamic Pricing w/o enabling tech. | Residential | Residential LI | MW of Load | 2039 | 10.3913
ENS | Dynamic Pricing | Dynamic Pricing w/o enabling tech. | Residential | Residential Market Rate | MW of Load | 2039 | 66.1154
ENS | BTM Battery Control | BTM Battery Control | Small Commercial | Manufacturing | MW of Load | 2039 | 0.11086
ENS | BTM Battery Control | BTM Battery Control | Small Commercial | Miscellaneous | MW of Load | 2039 | 0.82546
ENS | BTM Battery Control | BTM Battery Control | Small Commercial | Offices | MW of Load | 2039 | 0.28352
ENS | BTM Battery Control | BTM Battery Control | Small Commercial | Retail Trade | MW of Load | 2039 | 0.49484
ENS | BTM Battery Control | BTM Battery Control | Small Commercial | Services | MW of Load | 2039 | 1.0772
ENS | BTM Battery Control | BTM Battery Control | Large Commercial | Offices | MW of Load | 2039 | 0.11392
ENS | BTM Battery Control | BTM Battery Control | Large Commercial | Services | MW of Load | 2039 | 0.60756
ENS | BTM Battery Control | BTM Battery Control | Small Industrial | Manufacturing | MW of Load | 2039 | 0.0027066
ENS | BTM Battery Control | BTM Battery Control | Small Industrial | Miscellaneous | MW of Load | 2039 | 0.017624
ENS | BTM Battery Control | BTM Battery Control | Small Industrial | Offices | MW of Load | 2039 | 0.0069511
ENS | BTM Battery Control | BTM Battery Control | Small Industrial | Retail Trade | MW of Load | 2039 | 0.012149
ENS | BTM Battery Control | BTM Battery Control | Small Industrial | Services | MW of Load | 2039 | 0.02642
ENS | BTM Battery Control | BTM Battery Control | Large Industrial | Manufacturing | MW of Load | 2039 | 0.074581
ENS | BTM Battery Control | BTM Battery Control | Large Industrial | Miscellaneous | MW of Load | 2039 | 0.34578
ENS | BTM Battery Control | BTM Battery Control | Large Industrial | Offices | MW of Load | 2039 | 0.04068
ENS | BTM Battery Control | BTM Battery Control | Large Industrial | Retail Trade | MW of Load | 2039 | 0.2034
ENS | BTM Battery Control | BTM Battery Control | Large Industrial | Services | MW of Load | 2039 | 0.4407
ENS | BTM Battery Control | BTM Battery Control | Interruptible Rider | Manufacturing | MW of Load | 2039 | 0.099692
ENS | BTM Battery Control | BTM Battery Control | Interruptible Rider | Miscellaneous | MW of Load | 2039 | 0.26585
ENS | BTM Battery Control | BTM Battery Control | Interruptible Rider | Retail Trade | MW of Load | 2039 | 0.39877
ENS | BTM Battery Control | BTM Battery Control | Residential | Residential LI | MW of Load | 2039 | 3.2985
ENS | BTM Battery Control | BTM Battery Control | Residential | Residential Market Rate | MW of Load | 2039 | 20.5348
ENS | EV Charging Control | EV Charging Control | EV | EV | MW of Load | 2039 | 19.8896
ENS | Behavioral DR | Behavioral DR | Residential | Residential LI | MW of Load | 2039 | 2.699
ENS | Behavioral DR | Behavioral DR | Residential | Residential Market Rate | MW of Load | 2039 | 17.1728
ENS | DLC | DLC-Switch-Water Heating | Small Commercial | Miscellaneous | MW of Load | 2040 | 0.41057
ENS | DLC | DLC-Switch-Water Heating | Small Commercial | Offices | MW of Load | 2040 | 0.23561
ENS | DLC | DLC-Switch-Water Heating | Small Commercial | Retail Trade | MW of Load | 2040 | 1.431
ENS | DLC | DLC-Switch-Water Heating | Small Commercial | Services | MW of Load | 2040 | 1.7148
ENS | DLC | DLC-Thermostat-HVAC | Small Commercial | Miscellaneous | MW of Load | 2040 | 5.5246
ENS | DLC | DLC-Thermostat-HVAC | Small Commercial | Offices | MW of Load | 2040 | 8.7918
ENS | DLC | DLC-Thermostat-HVAC | Small Commercial | Retail Trade | MW of Load | 2040 | 6.7221
ENS | DLC | DLC-Thermostat-HVAC | Small Commercial | Services | MW of Load | 2040 | 8.0827
ENS | DLC | DLC-Switch-Water Heating | Small Industrial | Miscellaneous | MW of Load | 2040 | 0.11276
ENS | DLC | DLC-Switch-Water Heating | Small Industrial | Offices | MW of Load | 2040 | 0.0042405
ENS | DLC | DLC-Switch-Water Heating | Small Industrial | Retail Trade | MW of Load | 2040 | 0.030282
ENS | DLC | DLC-Switch-Water Heating | Small Industrial | Services | MW of Load | 2040 | 0.03775
ENS | DLC | DLC-Thermostat-HVAC | Small Industrial | Miscellaneous | MW of Load | 2040 | 1.7748
ENS | DLC | DLC-Thermostat-HVAC | Small Industrial | Offices | MW of Load | 2040 | 0.17398
ENS | DLC | DLC-Thermostat-HVAC | Small Industrial | Retail Trade | MW of Load | 2040 | 0.18423
ENS | DLC | DLC-Thermostat-HVAC | Small Industrial | Services | MW of Load | 2040 | 0.22967
ENS | DLC | DLC-Switch-Water Heating | Residential | Residential LI | MW of Load | 2040 | 19.1644
ENS | DLC | DLC-Switch-Water Heating | Residential | Residential Market Rate | MW of Load | 2040 | 117.4187
ENS | DLC | DLC-Thermostat-Heat Pump | Residential | Residential LI | MW of Load | 2040 | 24.4957
ENS | DLC | DLC-Thermostat-Heat Pump | Residential | Residential Market Rate | MW of Load | 2040 | 325.6272
ENS | DLC | DLC-Thermostat-Electric Furnace | Residential | Residential LI | MW of Load | 2040 | 61.7139
ENS | DLC | DLC-Thermostat-Electric Furnace | Residential | Residential Market Rate | MW of Load | 2040 | 100.3128
ENS | C&I Curtailment | C&I Curtailment- Manual HVAC Control | Large Commercial | Offices | MW of Load | 2040 | 0.13953
ENS | C&I Curtailment | C&I Curtailment- Manual HVAC Control | Large Commercial | Services | MW of Load | 2040 | 0.28539
ENS | C&I Curtailment | C&I Curtailment- Auto-DR HVAC Control | Large Commercial | Offices | MW of Load | 2040 | 0.91095
ENS | C&I Curtailment | C&I Curtailment- Auto-DR HVAC Control | Large Commercial | Services | MW of Load | 2040 | 1.8633
ENS | C&I Curtailment | C&I Curtailment- Standard Lighting Control | Large Commercial | Offices | MW of Load | 2040 | 0.032155
ENS | C&I Curtailment | C&I Curtailment- Standard Lighting Control | Large Commercial | Services | MW of Load | 2040 | 0.36154
ENS | C&I Curtailment | C&I Curtailment- Advanced Lighting Control | Large Commercial | Offices | MW of Load | 2040 | 0.016077
ENS | C&I Curtailment | C&I Curtailment- Advanced Lighting Control | Large Commercial | Services | MW of Load | 2040 | 0.18077
ENS | C&I Curtailment | C&I Curtailment- Water Heating Control | Large Commercial | Offices | MW of Load | 2040 | 0.0084726
ENS | C&I Curtailment | C&I Curtailment- Water Heating Control | Large Commercial | Services | MW of Load | 2040 | 0.1266
ENS | C&I Curtailment | C&I Curtailment- Other | Large Commercial | Offices | MW of Load | 2040 | 0.12221
ENS | C&I Curtailment | C&I Curtailment- Other | Large Commercial | Services | MW of Load | 2040 | 1.1656
ENS | C&I Curtailment | C&I Curtailment- Manual HVAC Control | Large Industrial | Miscellaneous | MW of Load | 2040 | 0.25741
ENS | C&I Curtailment | C&I Curtailment- Manual HVAC Control | Large Industrial | Offices | MW of Load | 2040 | 0.042303
ENS | C&I Curtailment | C&I Curtailment- Manual HVAC Control | Large Industrial | Retail Trade | MW of Load | 2040 | 0.071734
ENS | C&I Curtailment | C&I Curtailment- Manual HVAC Control | Large Industrial | Services | MW of Load | 2040 | 0.03548
ENS | C&I Curtailment | C&I Curtailment- Auto-DR HVAC Control | Large Industrial | Miscellaneous | MW of Load | 2040 | 1.6806
ENS | C&I Curtailment | C&I Curtailment- Auto-DR HVAC Control | Large Industrial | Offices | MW of Load | 2040 | 0.27619
ENS | C&I Curtailment | C&I Curtailment- Auto-DR HVAC Control | Large Industrial | Retail Trade | MW of Load | 2040 | 0.46834
ENS | C&I Curtailment | C&I Curtailment- Auto-DR HVAC Control | Large Industrial | Services | MW of Load | 2040 | 0.23164
ENS | C&I Curtailment | C&I Curtailment- Standard Lighting Control | Large Industrial | Miscellaneous | MW of Load | 2040 | 0.35542
ENS | C&I Curtailment | C&I Curtailment- Standard Lighting Control | Large Industrial | Offices | MW of Load | 2040 | 0.015745
ENS | C&I Curtailment | C&I Curtailment- Standard Lighting Control | Large Industrial | Retail Trade | MW of Load | 2040 | 0.090874
ENS | C&I Curtailment | C&I Curtailment- Standard Lighting Control | Large Industrial | Services | MW of Load | 2040 | 0.044946
ENS | C&I Curtailment | C&I Curtailment- Advanced Lighting Control | Large Industrial | Miscellaneous | MW of Load | 2040 | 0.17771
ENS | C&I Curtailment | C&I Curtailment- Advanced Lighting Control | Large Industrial | Offices | MW of Load | 2040 | 0.0078727
ENS | C&I Curtailment | C&I Curtailment- Advanced Lighting Control | Large Industrial | Retail Trade | MW of Load | 2040 | 0.045437
ENS | C&I Curtailment | C&I Curtailment- Advanced Lighting Control | Large Industrial | Services | MW of Load | 2040 | 0.022473
ENS | C&I Curtailment | C&I Curtailment- Water Heating Control | Large Industrial | Miscellaneous | MW of Load | 2040 | 0.027521
ENS | C&I Curtailment | C&I Curtailment- Water Heating Control | Large Industrial | Offices | MW of Load | 2040 | 0.0020986
ENS | C&I Curtailment | C&I Curtailment- Water Heating Control | Large Industrial | Retail Trade | MW of Load | 2040 | 0.03182
ENS | C&I Curtailment | C&I Curtailment- Water Heating Control | Large Industrial | Services | MW of Load | 2040 | 0.015738
ENS | C&I Curtailment | C&I Curtailment- Other | Large Industrial | Miscellaneous | MW of Load | 2040 | 0.57239
ENS | C&I Curtailment | C&I Curtailment- Other | Large Industrial | Offices | MW of Load | 2040 | 0.040283
ENS | C&I Curtailment | C&I Curtailment- Other | Large Industrial | Retail Trade | MW of Load | 2040 | 0.29297
ENS | C&I Curtailment | C&I Curtailment- Other | Large Industrial | Services | MW of Load | 2040 | 0.1449
ENS | C&I Curtailment | C&I Curtailment- Industrial | Large Industrial | Manufacturing | MW of Load | 2040 | 3.5997
ENS | C&I Curtailment | C&I Curtailment- Manual HVAC Control | Interruptible Rider | Miscellaneous | MW of Load | 2040 | 0.70268
ENS | C&I Curtailment | C&I Curtailment- Manual HVAC Control | Interruptible Rider | Retail Trade | MW of Load | 2040 | 0.016824
ENS | C&I Curtailment | C&I Curtailment- Auto-DR HVAC Control | Interruptible Rider | Miscellaneous | MW of Load | 2040 | 4.5877
ENS | C&I Curtailment | C&I Curtailment- Auto-DR HVAC Control | Interruptible Rider | Retail Trade | MW of Load | 2040 | 0.10984
ENS | C&I Curtailment | C&I Curtailment- Standard Lighting Control | Interruptible Rider | Miscellaneous | MW of Load | 2040 | 0.33417
ENS | C&I Curtailment | C&I Curtailment- Standard Lighting Control | Interruptible Rider | Retail Trade | MW of Load | 2040 | 0.026372
ENS | C&I Curtailment | C&I Curtailment- Advanced Lighting Control | Interruptible Rider | Miscellaneous | MW of Load | 2040 | 0.16708
ENS | C&I Curtailment | C&I Curtailment- Advanced Lighting Control | Interruptible Rider | Retail Trade | MW of Load | 2040 | 0.013186
ENS | C&I Curtailment | C&I Curtailment- Water Heating Control | Interruptible Rider | Miscellaneous | MW of Load | 2040 | 0.041585
ENS | C&I Curtailment | C&I Curtailment- Water Heating Control | Interruptible Rider | Retail Trade | MW of Load | 2040 | 0.0056658
ENS | C&I Curtailment | C&I Curtailment- Other | Interruptible Rider | Miscellaneous | MW of Load | 2040 | 0.74088
ENS | C&I Curtailment | C&I Curtailment- Other | Interruptible Rider | Retail Trade | MW of Load | 2040 | 0.060968
ENS | C&I Curtailment | C&I Curtailment- Industrial | Interruptible Rider | Manufacturing | MW of Load | 2040 | 1.1683
ENS | Dynamic Pricing | Dynamic Pricing with enabling tech. | Small Commercial | Manufacturing | MW of Load | 2040 | 0.20638
ENS | Dynamic Pricing | Dynamic Pricing with enabling tech. | Small Commercial | Miscellaneous | MW of Load | 2040 | 2.3976
ENS | Dynamic Pricing | Dynamic Pricing with enabling tech. | Small Commercial | Offices | MW of Load | 2040 | 1.8875
ENS | Dynamic Pricing | Dynamic Pricing with enabling tech. | Small Commercial | Retail Trade | MW of Load | 2040 | 4.1928
ENS | Dynamic Pricing | Dynamic Pricing with enabling tech. | Small Commercial | Services | MW of Load | 2040 | 5.0363
ENS | Dynamic Pricing | Dynamic Pricing w/o enabling tech. | Small Commercial | Manufacturing | MW of Load | 2040 | 0.013543
ENS | Dynamic Pricing | Dynamic Pricing w/o enabling tech. | Small Commercial | Miscellaneous | MW of Load | 2040 | 0.15734
ENS | Dynamic Pricing | Dynamic Pricing w/o enabling tech. | Small Commercial | Offices | MW of Load | 2040 | 0.12386
ENS | Dynamic Pricing | Dynamic Pricing w/o enabling tech. | Small Commercial | Retail Trade | MW of Load | 2040 | 0.27515
ENS | Dynamic Pricing | Dynamic Pricing w/o enabling tech. | Small Commercial | Services | MW of Load | 2040 | 0.3305
ENS | Dynamic Pricing | Dynamic Pricing with enabling tech. | Large Commercial | Offices | MW of Load | 2040 | 0.32902
ENS | Dynamic Pricing | Dynamic Pricing with enabling tech. | Large Commercial | Services | MW of Load | 2040 | 2.0316
ENS | Dynamic Pricing | Dynamic Pricing w/o enabling tech. | Large Commercial | Offices | MW of Load | 2040 | 0.17317
ENS | Dynamic Pricing | Dynamic Pricing w/o enabling tech. | Large Commercial | Services | MW of Load | 2040 | 1.0693
ENS | Dynamic Pricing | Dynamic Pricing with enabling tech. | Small Industrial | Manufacturing | MW of Load | 2040 | 0.4219
ENS | Dynamic Pricing | Dynamic Pricing with enabling tech. | Small Industrial | Miscellaneous | MW of Load | 2040 | 0.62975
ENS | Dynamic Pricing | Dynamic Pricing with enabling tech. | Small Industrial | Offices | MW of Load | 2040 | 0.038309
ENS | Dynamic Pricing | Dynamic Pricing with enabling tech. | Small Industrial | Retail Trade | MW of Load | 2040 | 0.10696
ENS | Dynamic Pricing | Dynamic Pricing with enabling tech. | Small Industrial | Services | MW of Load | 2040 | 0.13333
ENS | Dynamic Pricing | Dynamic Pricing w/o enabling tech. | Small Industrial | Manufacturing | MW of Load | 2040 | 0.027687
ENS | Dynamic Pricing | Dynamic Pricing w/o enabling tech. | Small Industrial | Miscellaneous | MW of Load | 2040 | 0.041327
ENS | Dynamic Pricing | Dynamic Pricing w/o enabling tech. | Small Industrial | Offices | MW of Load | 2040 | 0.002514
ENS | Dynamic Pricing | Dynamic Pricing w/o enabling tech. | Small Industrial | Retail Trade | MW of Load | 2040 | 0.007019
ENS | Dynamic Pricing | Dynamic Pricing w/o enabling tech. | Small Industrial | Services | MW of Load | 2040 | 0.00875
ENS | Dynamic Pricing | Dynamic Pricing with enabling tech. | Large Industrial | Manufacturing | MW of Load | 2040 | 2.3938
ENS | Dynamic Pricing | Dynamic Pricing with enabling tech. | Large Industrial | Miscellaneous | MW of Load | 2040 | 1.1835
ENS | Dynamic Pricing | Dynamic Pricing with enabling tech. | Large Industrial | Offices | MW of Load | 2040 | 0.10619
ENS | Dynamic Pricing | Dynamic Pricing with enabling tech. | Large Industrial | Retail Trade | MW of Load | 2040 | 0.51064
ENS | Dynamic Pricing | Dynamic Pricing with enabling tech. | Large Industrial | Services | MW of Load | 2040 | 0.25256
ENS | Dynamic Pricing | Dynamic Pricing w/o enabling tech. | Large Industrial | Manufacturing | MW of Load | 2040 | 1.2599
ENS | Dynamic Pricing | Dynamic Pricing w/o enabling tech. | Large Industrial | Miscellaneous | MW of Load | 2040 | 0.62288
ENS | Dynamic Pricing | Dynamic Pricing w/o enabling tech. | Large Industrial | Offices | MW of Load | 2040 | 0.055892
ENS | Dynamic Pricing | Dynamic Pricing w/o enabling tech. | Large Industrial | Retail Trade | MW of Load | 2040 | 0.26876
ENS | Dynamic Pricing | Dynamic Pricing w/o enabling tech. | Large Industrial | Services | MW of Load | 2040 | 0.13293
ENS | Dynamic Pricing | Dynamic Pricing with enabling tech. | Interruptible Rider | Manufacturing | MW of Load | 2040 | 0.77694
ENS | Dynamic Pricing | Dynamic Pricing with enabling tech. | Interruptible Rider | Miscellaneous | MW of Load | 2040 | 1.8886
ENS | Dynamic Pricing | Dynamic Pricing with enabling tech. | Interruptible Rider | Retail Trade | MW of Load | 2040 | 0.1109
ENS | Dynamic Pricing | Dynamic Pricing w/o enabling tech. | Interruptible Rider | Manufacturing | MW of Load | 2040 | 0.40891
ENS | Dynamic Pricing | Dynamic Pricing w/o enabling tech. | Interruptible Rider | Miscellaneous | MW of Load | 2040 | 0.99401
ENS | Dynamic Pricing | Dynamic Pricing w/o enabling tech. | Interruptible Rider | Retail Trade | MW of Load | 2040 | 0.058367
ENS | Dynamic Pricing | Dynamic Pricing with enabling tech. | Residential | Residential LI | MW of Load | 2040 | 14.3219
ENS | Dynamic Pricing | Dynamic Pricing with enabling tech. | Residential | Residential Market Rate | MW of Load | 2040 | 91.3056
ENS | Dynamic Pricing | Dynamic Pricing w/o enabling tech. | Residential | Residential LI | MW of Load | 2040 | 10.3645
ENS | Dynamic Pricing | Dynamic Pricing w/o enabling tech. | Residential | Residential Market Rate | MW of Load | 2040 | 66.0764
ENS | BTM Battery Control | BTM Battery Control | Small Commercial | Manufacturing | MW of Load | 2040 | 0.11087
ENS | BTM Battery Control | BTM Battery Control | Small Commercial | Miscellaneous | MW of Load | 2040 | 0.82601
ENS | BTM Battery Control | BTM Battery Control | Small Commercial | Offices | MW of Load | 2040 | 0.28354
ENS | BTM Battery Control | BTM Battery Control | Small Commercial | Retail Trade | MW of Load | 2040 | 0.49486
ENS | BTM Battery Control | BTM Battery Control | Small Commercial | Services | MW of Load | 2040 | 1.0772
ENS | BTM Battery Control | BTM Battery Control | Large Commercial | Offices | MW of Load | 2040 | 0.11392
ENS | BTM Battery Control | BTM Battery Control | Large Commercial | Services | MW of Load | 2040 | 0.60759
ENS | BTM Battery Control | BTM Battery Control | Small Industrial | Manufacturing | MW of Load | 2040 | 0.0027067
ENS | BTM Battery Control | BTM Battery Control | Small Industrial | Miscellaneous | MW of Load | 2040 | 0.017625
ENS | BTM Battery Control | BTM Battery Control | Small Industrial | Offices | MW of Load | 2040 | 0.0069514
ENS | BTM Battery Control | BTM Battery Control | Small Industrial | Retail Trade | MW of Load | 2040 | 0.01215
ENS | BTM Battery Control | BTM Battery Control | Small Industrial | Services | MW of Load | 2040 | 0.026422
ENS | BTM Battery Control | BTM Battery Control | Large Industrial | Manufacturing | MW of Load | 2040 | 0.074584
ENS | BTM Battery Control | BTM Battery Control | Large Industrial | Miscellaneous | MW of Load | 2040 | 0.3458
ENS | BTM Battery Control | BTM Battery Control | Large Industrial | Offices | MW of Load | 2040 | 0.040682
ENS | BTM Battery Control | BTM Battery Control | Large Industrial | Retail Trade | MW of Load | 2040 | 0.20341
ENS | BTM Battery Control | BTM Battery Control | Large Industrial | Services | MW of Load | 2040 | 0.44072
ENS | BTM Battery Control | BTM Battery Control | Interruptible Rider | Manufacturing | MW of Load | 2040 | 0.099696
ENS | BTM Battery Control | BTM Battery Control | Interruptible Rider | Miscellaneous | MW of Load | 2040 | 0.26586
ENS | BTM Battery Control | BTM Battery Control | Interruptible Rider | Retail Trade | MW of Load | 2040 | 0.39879
ENS | BTM Battery Control | BTM Battery Control | Residential | Residential LI | MW of Load | 2040 | 3.3149
ENS | BTM Battery Control | BTM Battery Control | Residential | Residential Market Rate | MW of Load | 2040 | 20.6367
ENS | EV Charging Control | EV Charging Control | EV | EV | MW of Load | 2040 | 22.063
ENS | Behavioral DR | Behavioral DR | Residential | Residential LI | MW of Load | 2040 | 2.6921
ENS | Behavioral DR | Behavioral DR | Residential | Residential Market Rate | MW of Load | 2040 | 17.1627
ENS | DLC | DLC-Switch-Water Heating | Small Commercial | Miscellaneous | MW of Load | 2041 | 0.40899
ENS | DLC | DLC-Switch-Water Heating | Small Commercial | Offices | MW of Load | 2041 | 0.23387
ENS | DLC | DLC-Switch-Water Heating | Small Commercial | Retail Trade | MW of Load | 2041 | 1.4267
ENS | DLC | DLC-Switch-Water Heating | Small Commercial | Services | MW of Load | 2041 | 1.7093
ENS | DLC | DLC-Thermostat-HVAC | Small Commercial | Miscellaneous | MW of Load | 2041 | 5.4166
ENS | DLC | DLC-Thermostat-HVAC | Small Commercial | Offices | MW of Load | 2041 | 8.6784
ENS | DLC | DLC-Thermostat-HVAC | Small Commercial | Retail Trade | MW of Load | 2041 | 6.5113
ENS | DLC | DLC-Thermostat-HVAC | Small Commercial | Services | MW of Load | 2041 | 7.8289
ENS | DLC | DLC-Switch-Water Heating | Small Industrial | Miscellaneous | MW of Load | 2041 | 0.11371
ENS | DLC | DLC-Switch-Water Heating | Small Industrial | Offices | MW of Load | 2041 | 0.0042624
ENS | DLC | DLC-Switch-Water Heating | Small Industrial | Retail Trade | MW of Load | 2041 | 0.030532
ENS | DLC | DLC-Switch-Water Heating | Small Industrial | Services | MW of Load | 2041 | 0.038061
ENS | DLC | DLC-Thermostat-HVAC | Small Industrial | Miscellaneous | MW of Load | 2041 | 1.7728
ENS | DLC | DLC-Thermostat-HVAC | Small Industrial | Offices | MW of Load | 2041 | 0.1746
ENS | DLC | DLC-Thermostat-HVAC | Small Industrial | Retail Trade | MW of Load | 2041 | 0.18303
ENS | DLC | DLC-Thermostat-HVAC | Small Industrial | Services | MW of Load | 2041 | 0.22816
ENS | DLC | DLC-Switch-Water Heating | Residential | Residential LI | MW of Load | 2041 | 19.2248
ENS | DLC | DLC-Switch-Water Heating | Residential | Residential Market Rate | MW of Load | 2041 | 117.7138
ENS | DLC | DLC-Thermostat-Heat Pump | Residential | Residential LI | MW of Load | 2041 | 24.8752
ENS | DLC | DLC-Thermostat-Heat Pump | Residential | Residential Market Rate | MW of Load | 2041 | 328.742
ENS | DLC | DLC-Thermostat-Electric Furnace | Residential | Residential LI | MW of Load | 2041 | 61.2727
ENS | DLC | DLC-Thermostat-Electric Furnace | Residential | Residential Market Rate | MW of Load | 2041 | 95.8304
ENS | C&I Curtailment | C&I Curtailment- Manual HVAC Control | Large Commercial | Offices | MW of Load | 2041 | 0.13835
ENS | C&I Curtailment | C&I Curtailment- Manual HVAC Control | Large Commercial | Services | MW of Load | 2041 | 0.27752
ENS | C&I Curtailment | C&I Curtailment- Auto-DR HVAC Control | Large Commercial | Offices | MW of Load | 2041 | 0.90328
ENS | C&I Curtailment | C&I Curtailment- Auto-DR HVAC Control | Large Commercial | Services | MW of Load | 2041 | 1.8119
ENS | C&I Curtailment | C&I Curtailment- Standard Lighting Control | Large Commercial | Offices | MW of Load | 2041 | 0.029878
ENS | C&I Curtailment | C&I Curtailment- Standard Lighting Control | Large Commercial | Services | MW of Load | 2041 | 0.34532
ENS | C&I Curtailment | C&I Curtailment- Advanced Lighting Control | Large Commercial | Offices | MW of Load | 2041 | 0.014939
ENS | C&I Curtailment | C&I Curtailment- Advanced Lighting Control | Large Commercial | Services | MW of Load | 2041 | 0.17266
ENS | C&I Curtailment | C&I Curtailment- Water Heating Control | Large Commercial | Offices | MW of Load | 2041 | 0.0084828
ENS | C&I Curtailment | C&I Curtailment- Water Heating Control | Large Commercial | Services | MW of Load | 2041 | 0.1268
ENS | C&I Curtailment | C&I Curtailment- Other | Large Commercial | Offices | MW of Load | 2041 | 0.12098
ENS | C&I Curtailment | C&I Curtailment- Other | Large Commercial | Services | MW of Load | 2041 | 1.1583
ENS | C&I Curtailment | C&I Curtailment- Manual HVAC Control | Large Industrial | Miscellaneous | MW of Load | 2041 | 0.25933
ENS | C&I Curtailment | C&I Curtailment- Manual HVAC Control | Large Industrial | Offices | MW of Load | 2041 | 0.042965
ENS | C&I Curtailment | C&I Curtailment- Manual HVAC Control | Large Industrial | Retail Trade | MW of Load | 2041 | 0.071471
ENS | C&I Curtailment | C&I Curtailment- Manual HVAC Control | Large Industrial | Services | MW of Load | 2041 | 0.03535
ENS | C&I Curtailment | C&I Curtailment- Auto-DR HVAC Control | Large Industrial | Miscellaneous | MW of Load | 2041 | 1.6932
ENS | C&I Curtailment | C&I Curtailment- Auto-DR HVAC Control | Large Industrial | Offices | MW of Load | 2041 | 0.28051
ENS | C&I Curtailment | C&I Curtailment- Auto-DR HVAC Control | Large Industrial | Retail Trade | MW of Load | 2041 | 0.46662
ENS | C&I Curtailment | C&I Curtailment- Auto-DR HVAC Control | Large Industrial | Services | MW of Load | 2041 | 0.23079
ENS | C&I Curtailment | C&I Curtailment- Standard Lighting Control | Large Industrial | Miscellaneous | MW of Load | 2041 | 0.35449
ENS | C&I Curtailment | C&I Curtailment- Standard Lighting Control | Large Industrial | Offices | MW of Load | 2041 | 0.015527
ENS | C&I Curtailment | C&I Curtailment- Standard Lighting Control | Large Industrial | Retail Trade | MW of Load | 2041 | 0.088932
ENS | C&I Curtailment | C&I Curtailment- Standard Lighting Control | Large Industrial | Services | MW of Load | 2041 | 0.043986
ENS | C&I Curtailment | C&I Curtailment- Advanced Lighting Control | Large Industrial | Miscellaneous | MW of Load | 2041 | 0.17724
ENS | C&I Curtailment | C&I Curtailment- Advanced Lighting Control | Large Industrial | Offices | MW of Load | 2041 | 0.0077634
ENS | C&I Curtailment | C&I Curtailment- Advanced Lighting Control | Large Industrial | Retail Trade | MW of Load | 2041 | 0.044466
ENS | C&I Curtailment | C&I Curtailment- Advanced Lighting Control | Large Industrial | Services | MW of Load | 2041 | 0.021993
ENS | C&I Curtailment | C&I Curtailment- Water Heating Control | Large Industrial | Miscellaneous | MW of Load | 2041 | 0.027925
ENS | C&I Curtailment | C&I Curtailment- Water Heating Control | Large Industrial | Offices | MW of Load | 2041 | 0.0021338
ENS | C&I Curtailment | C&I Curtailment- Water Heating Control | Large Industrial | Retail Trade | MW of Load | 2041 | 0.032656
ENS | C&I Curtailment | C&I Curtailment- Water Heating Control | Large Industrial | Services | MW of Load | 2041 | 0.016152
ENS | C&I Curtailment | C&I Curtailment- Other | Large Industrial | Miscellaneous | MW of Load | 2041 | 0.58028
ENS | C&I Curtailment | C&I Curtailment- Other | Large Industrial | Offices | MW of Load | 2041 | 0.041035
ENS | C&I Curtailment | C&I Curtailment- Other | Large Industrial | Retail Trade | MW of Load | 2041 | 0.2983
ENS | C&I Curtailment | C&I Curtailment- Other | Large Industrial | Services | MW of Load | 2041 | 0.14754
ENS | C&I Curtailment | C&I Curtailment- Industrial | Large Industrial | Manufacturing | MW of Load | 2041 | 3.5981
ENS | C&I Curtailment | C&I Curtailment- Manual HVAC Control | Interruptible Rider | Miscellaneous | MW of Load | 2041 | 0.7001
ENS | C&I Curtailment | C&I Curtailment- Manual HVAC Control | Interruptible Rider | Retail Trade | MW of Load | 2041 | 0.016594
ENS | C&I Curtailment | C&I Curtailment- Auto-DR HVAC Control | Interruptible Rider | Miscellaneous | MW of Load | 2041 | 4.5708
ENS | C&I Curtailment | C&I Curtailment- Auto-DR HVAC Control | Interruptible Rider | Retail Trade | MW of Load | 2041 | 0.10834
ENS | C&I Curtailment | C&I Curtailment- Standard Lighting Control | Interruptible Rider | Miscellaneous | MW of Load | 2041 | 0.32611
ENS | C&I Curtailment | C&I Curtailment- Standard Lighting Control | Interruptible Rider | Retail Trade | MW of Load | 2041 | 0.02591
ENS | C&I Curtailment | C&I Curtailment- Advanced Lighting Control | Interruptible Rider | Miscellaneous | MW of Load | 2041 | 0.16306
ENS | C&I Curtailment | C&I Curtailment- Advanced Lighting Control | Interruptible Rider | Retail Trade | MW of Load | 2041 | 0.012955
ENS | C&I Curtailment | C&I Curtailment- Water Heating Control | Interruptible Rider | Miscellaneous | MW of Load | 2041 | 0.041532
ENS | C&I Curtailment | C&I Curtailment- Water Heating Control | Interruptible Rider | Retail Trade | MW of Load | 2041 | 0.0056717
ENS | C&I Curtailment | C&I Curtailment- Other | Interruptible Rider | Miscellaneous | MW of Load | 2041 | 0.73925
ENS | C&I Curtailment | C&I Curtailment- Other | Interruptible Rider | Retail Trade | MW of Load | 2041 | 0.060928
ENS | C&I Curtailment | C&I Curtailment- Industrial | Interruptible Rider | Manufacturing | MW of Load | 2041 | 1.1514
ENS | Dynamic Pricing | Dynamic Pricing with enabling tech. | Small Commercial | Manufacturing | MW of Load | 2041 | 0.20144
ENS | Dynamic Pricing | Dynamic Pricing with enabling tech. | Small Commercial | Miscellaneous | MW of Load | 2041 | 2.365
ENS | Dynamic Pricing | Dynamic Pricing with enabling tech. | Small Commercial | Offices | MW of Load | 2041 | 1.8604
ENS | Dynamic Pricing | Dynamic Pricing with enabling tech. | Small Commercial | Retail Trade | MW of Load | 2041 | 4.1247
ENS | Dynamic Pricing | Dynamic Pricing with enabling tech. | Small Commercial | Services | MW of Load | 2041 | 4.9539
ENS | Dynamic Pricing | Dynamic Pricing w/o enabling tech. | Small Commercial | Manufacturing | MW of Load | 2041 | 0.01322
ENS | Dynamic Pricing | Dynamic Pricing w/o enabling tech. | Small Commercial | Miscellaneous | MW of Load | 2041 | 0.1552
ENS | Dynamic Pricing | Dynamic Pricing w/o enabling tech. | Small Commercial | Offices | MW of Load | 2041 | 0.12209
ENS | Dynamic Pricing | Dynamic Pricing w/o enabling tech. | Small Commercial | Retail Trade | MW of Load | 2041 | 0.27069
ENS | Dynamic Pricing | Dynamic Pricing w/o enabling tech. | Small Commercial | Services | MW of Load | 2041 | 0.3251
ENS | Dynamic Pricing | Dynamic Pricing with enabling tech. | Large Commercial | Offices | MW of Load | 2041 | 0.32526
ENS | Dynamic Pricing | Dynamic Pricing with enabling tech. | Large Commercial | Services | MW of Load | 2041 | 2.0072
ENS | Dynamic Pricing | Dynamic Pricing w/o enabling tech. | Large Commercial | Offices | MW of Load | 2041 | 0.17119
ENS | Dynamic Pricing | Dynamic Pricing w/o enabling tech. | Large Commercial | Services | MW of Load | 2041 | 1.0564
ENS | Dynamic Pricing | Dynamic Pricing with enabling tech. | Small Industrial | Manufacturing | MW of Load | 2041 | 0.41879
ENS | Dynamic Pricing | Dynamic Pricing with enabling tech. | Small Industrial | Miscellaneous | MW of Load | 2041 | 0.63063
ENS | Dynamic Pricing | Dynamic Pricing with enabling tech. | Small Industrial | Offices | MW of Load | 2041 | 0.038427
ENS | Dynamic Pricing | Dynamic Pricing with enabling tech. | Small Industrial | Retail Trade | MW of Load | 2041 | 0.10726
ENS | Dynamic Pricing | Dynamic Pricing with enabling tech. | Small Industrial | Services | MW of Load | 2041 | 0.13371
ENS | Dynamic Pricing | Dynamic Pricing w/o enabling tech. | Small Industrial | Manufacturing | MW of Load | 2041 | 0.027483
ENS | Dynamic Pricing | Dynamic Pricing w/o enabling tech. | Small Industrial | Miscellaneous | MW of Load | 2041 | 0.041385
ENS | Dynamic Pricing | Dynamic Pricing w/o enabling tech. | Small Industrial | Offices | MW of Load | 2041 | 0.0025217
ENS | Dynamic Pricing | Dynamic Pricing w/o enabling tech. | Small Industrial | Retail Trade | MW of Load | 2041 | 0.0070391
ENS | Dynamic Pricing | Dynamic Pricing w/o enabling tech. | Small Industrial | Services | MW of Load | 2041 | 0.008775
ENS | Dynamic Pricing | Dynamic Pricing with enabling tech. | Large Industrial | Manufacturing | MW of Load | 2041 | 2.3927
ENS | Dynamic Pricing | Dynamic Pricing with enabling tech. | Large Industrial | Miscellaneous | MW of Load | 2041 | 1.1958
ENS | Dynamic Pricing | Dynamic Pricing with enabling tech. | Large Industrial | Offices | MW of Load | 2041 | 0.10784
ENS | Dynamic Pricing | Dynamic Pricing with enabling tech. | Large Industrial | Retail Trade | MW of Load | 2041 | 0.51692
ENS | Dynamic Pricing | Dynamic Pricing with enabling tech. | Large Industrial | Services | MW of Load | 2041 | 0.25567
ENS | Dynamic Pricing | Dynamic Pricing w/o enabling tech. | Large Industrial | Manufacturing | MW of Load | 2041 | 1.2593
ENS | Dynamic Pricing | Dynamic Pricing w/o enabling tech. | Large Industrial | Miscellaneous | MW of Load | 2041 | 0.62937
ENS | Dynamic Pricing | Dynamic Pricing w/o enabling tech. | Large Industrial | Offices | MW of Load | 2041 | 0.05676
ENS | Dynamic Pricing | Dynamic Pricing w/o enabling tech. | Large Industrial | Retail Trade | MW of Load | 2041 | 0.27207
ENS | Dynamic Pricing | Dynamic Pricing w/o enabling tech. | Large Industrial | Services | MW of Load | 2041 | 0.13456
ENS | Dynamic Pricing | Dynamic Pricing with enabling tech. | Interruptible Rider | Manufacturing | MW of Load | 2041 | 0.7657
ENS | Dynamic Pricing | Dynamic Pricing with enabling tech. | Interruptible Rider | Miscellaneous | MW of Load | 2041 | 1.8806
ENS | Dynamic Pricing | Dynamic Pricing with enabling tech. | Interruptible Rider | Retail Trade | MW of Load | 2041 | 0.11042
ENS | Dynamic Pricing | Dynamic Pricing w/o enabling tech. | Interruptible Rider | Manufacturing | MW of Load | 2041 | 0.403
ENS | Dynamic Pricing | Dynamic Pricing w/o enabling tech. | Interruptible Rider | Miscellaneous | MW of Load | 2041 | 0.98977
ENS | Dynamic Pricing | Dynamic Pricing w/o enabling tech. | Interruptible Rider | Retail Trade | MW of Load | 2041 | 0.058116
ENS | Dynamic Pricing | Dynamic Pricing with enabling tech. | Residential | Residential LI | MW of Load | 2041 | 14.2895
ENS | Dynamic Pricing | Dynamic Pricing with enabling tech. | Residential | Residential Market Rate | MW of Load | 2041 | 91.2808
ENS | Dynamic Pricing | Dynamic Pricing w/o enabling tech. | Residential | Residential LI | MW of Load | 2041 | 10.3411
ENS | Dynamic Pricing | Dynamic Pricing w/o enabling tech. | Residential | Residential Market Rate | MW of Load | 2041 | 66.0585
ENS | BTM Battery Control | BTM Battery Control | Small Commercial | Manufacturing | MW of Load | 2041 | 0.11087
ENS | BTM Battery Control | BTM Battery Control | Small Commercial | Miscellaneous | MW of Load | 2041 | 0.82653
ENS | BTM Battery Control | BTM Battery Control | Small Commercial | Offices | MW of Load | 2041 | 0.28354
ENS | BTM Battery Control | BTM Battery Control | Small Commercial | Retail Trade | MW of Load | 2041 | 0.4948
ENS | BTM Battery Control | BTM Battery Control | Small Commercial | Services | MW of Load | 2041 | 1.0771
ENS | BTM Battery Control | BTM Battery Control | Large Commercial | Offices | MW of Load | 2041 | 0.11393
ENS | BTM Battery Control | BTM Battery Control | Large Commercial | Services | MW of Load | 2041 | 0.6076
ENS | BTM Battery Control | BTM Battery Control | Small Industrial | Manufacturing | MW of Load | 2041 | 0.0027068
ENS | BTM Battery Control | BTM Battery Control | Small Industrial | Miscellaneous | MW of Load | 2041 | 0.017625
ENS | BTM Battery Control | BTM Battery Control | Small Industrial | Offices | MW of Load | 2041 | 0.0069516
ENS | BTM Battery Control | BTM Battery Control | Small Industrial | Retail Trade | MW of Load | 2041 | 0.01215
ENS | BTM Battery Control | BTM Battery Control | Small Industrial | Services | MW of Load | 2041 | 0.026422
ENS | BTM Battery Control | BTM Battery Control | Large Industrial | Manufacturing | MW of Load | 2041 | 0.074586
ENS | BTM Battery Control | BTM Battery Control | Large Industrial | Miscellaneous | MW of Load | 2041 | 0.34581
ENS | BTM Battery Control | BTM Battery Control | Large Industrial | Offices | MW of Load | 2041 | 0.040683
ENS | BTM Battery Control | BTM Battery Control | Large Industrial | Retail Trade | MW of Load | 2041 | 0.20342
ENS | BTM Battery Control | BTM Battery Control | Large Industrial | Services | MW of Load | 2041 | 0.44073
ENS | BTM Battery Control | BTM Battery Control | Interruptible Rider | Manufacturing | MW of Load | 2041 | 0.099699
ENS | BTM Battery Control | BTM Battery Control | Interruptible Rider | Miscellaneous | MW of Load | 2041 | 0.26586
ENS | BTM Battery Control | BTM Battery Control | Interruptible Rider | Retail Trade | MW of Load | 2041 | 0.39879
ENS | BTM Battery Control | BTM Battery Control | Residential | Residential LI | MW of Load | 2041 | 3.3313
ENS | BTM Battery Control | BTM Battery Control | Residential | Residential Market Rate | MW of Load | 2041 | 20.7387
ENS | EV Charging Control | EV Charging Control | EV | EV | MW of Load | 2041 | 24.3294
ENS | Behavioral DR | Behavioral DR | Residential | Residential LI | MW of Load | 2041 | 2.686
ENS | Behavioral DR | Behavioral DR | Residential | Residential Market Rate | MW of Load | 2041 | 17.1581
ENS | DLC | DLC-Switch-Water Heating | Small Commercial | Miscellaneous | MW of Load | 2042 | 0.40737
ENS | DLC | DLC-Switch-Water Heating | Small Commercial | Offices | MW of Load | 2042 | 0.2321
ENS | DLC | DLC-Switch-Water Heating | Small Commercial | Retail Trade | MW of Load | 2042 | 1.4222
ENS | DLC | DLC-Switch-Water Heating | Small Commercial | Services | MW of Load | 2042 | 1.7036
ENS | DLC | DLC-Thermostat-HVAC | Small Commercial | Miscellaneous | MW of Load | 2042 | 5.3119
ENS | DLC | DLC-Thermostat-HVAC | Small Commercial | Offices | MW of Load | 2042 | 8.5662
ENS | DLC | DLC-Thermostat-HVAC | Small Commercial | Retail Trade | MW of Load | 2042 | 6.3076
ENS | DLC | DLC-Thermostat-HVAC | Small Commercial | Services | MW of Load | 2042 | 7.5837
ENS | DLC | DLC-Switch-Water Heating | Small Industrial | Miscellaneous | MW of Load | 2042 | 0.11467
ENS | DLC | DLC-Switch-Water Heating | Small Industrial | Offices | MW of Load | 2042 | 0.0042844
ENS | DLC | DLC-Switch-Water Heating | Small Industrial | Retail Trade | MW of Load | 2042 | 0.030782
ENS | DLC | DLC-Switch-Water Heating | Small Industrial | Services | MW of Load | 2042 | 0.038373
ENS | DLC | DLC-Thermostat-HVAC | Small Industrial | Miscellaneous | MW of Load | 2042 | 1.7714
ENS | DLC | DLC-Thermostat-HVAC | Small Industrial | Offices | MW of Load | 2042 | 0.17524
ENS | DLC | DLC-Thermostat-HVAC | Small Industrial | Retail Trade | MW of Load | 2042 | 0.18191
ENS | DLC | DLC-Thermostat-HVAC | Small Industrial | Services | MW of Load | 2042 | 0.22677
ENS | DLC | DLC-Switch-Water Heating | Residential | Residential LI | MW of Load | 2042 | 19.2889
ENS | DLC | DLC-Switch-Water Heating | Residential | Residential Market Rate | MW of Load | 2042 | 118.0268
ENS | DLC | DLC-Thermostat-Heat Pump | Residential | Residential LI | MW of Load | 2042 | 25.221
ENS | DLC | DLC-Thermostat-Heat Pump | Residential | Residential Market Rate | MW of Load | 2042 | 331.7006
ENS | DLC | DLC-Thermostat-Electric Furnace | Residential | Residential LI | MW of Load | 2042 | 60.8484
ENS | DLC | DLC-Thermostat-Electric Furnace | Residential | Residential Market Rate | MW of Load | 2042 | 91.5258
ENS | C&I Curtailment | C&I Curtailment- Manual HVAC Control | Large Commercial | Offices | MW of Load | 2042 | 0.1372
ENS | C&I Curtailment | C&I Curtailment- Manual HVAC Control | Large Commercial | Services | MW of Load | 2042 | 0.26987
ENS | C&I Curtailment | C&I Curtailment- Auto-DR HVAC Control | Large Commercial | Offices | MW of Load | 2042 | 0.89579
ENS | C&I Curtailment | C&I Curtailment- Auto-DR HVAC Control | Large Commercial | Services | MW of Load | 2042 | 1.762
ENS | C&I Curtailment | C&I Curtailment- Standard Lighting Control | Large Commercial | Offices | MW of Load | 2042 | 0.027853
ENS | C&I Curtailment | C&I Curtailment- Standard Lighting Control | Large Commercial | Services | MW of Load | 2042 | 0.33087
ENS | C&I Curtailment | C&I Curtailment- Advanced Lighting Control | Large Commercial | Offices | MW of Load | 2042 | 0.013926
ENS | C&I Curtailment | C&I Curtailment- Advanced Lighting Control | Large Commercial | Services | MW of Load | 2042 | 0.16544
ENS | C&I Curtailment | C&I Curtailment- Water Heating Control | Large Commercial | Offices | MW of Load | 2042 | 0.0084918
ENS | C&I Curtailment | C&I Curtailment- Water Heating Control | Large Commercial | Services | MW of Load | 2042 | 0.12699
ENS | C&I Curtailment | C&I Curtailment- Other | Large Commercial | Offices | MW of Load | 2042 | 0.11976
ENS | C&I Curtailment | C&I Curtailment- Other | Large Commercial | Services | MW of Load | 2042 | 1.1509
ENS | C&I Curtailment | C&I Curtailment- Manual HVAC Control | Large Industrial | Miscellaneous | MW of Load | 2042 | 0.26134
ENS | C&I Curtailment | C&I Curtailment- Manual HVAC Control | Large Industrial | Offices | MW of Load | 2042 | 0.043627
ENS | C&I Curtailment | C&I Curtailment- Manual HVAC Control | Large Industrial | Retail Trade | MW of Load | 2042 | 0.071212
ENS | C&I Curtailment | C&I Curtailment- Manual HVAC Control | Large Industrial | Services | MW of Load | 2042 | 0.035222
ENS | C&I Curtailment | C&I Curtailment- Auto-DR HVAC Control | Large Industrial | Miscellaneous | MW of Load | 2042 | 1.7062
ENS | C&I Curtailment | C&I Curtailment- Auto-DR HVAC Control | Large Industrial | Offices | MW of Load | 2042 | 0.28484
ENS | C&I Curtailment | C&I Curtailment- Auto-DR HVAC Control | Large Industrial | Retail Trade | MW of Load | 2042 | 0.46493
ENS | C&I Curtailment | C&I Curtailment- Auto-DR HVAC Control | Large Industrial | Services | MW of Load | 2042 | 0.22996
ENS | C&I Curtailment | C&I Curtailment- Standard Lighting Control | Large Industrial | Miscellaneous | MW of Load | 2042 | 0.35412
ENS | C&I Curtailment | C&I Curtailment- Standard Lighting Control | Large Industrial | Offices | MW of Load | 2042 | 0.015322
ENS | C&I Curtailment | C&I Curtailment- Standard Lighting Control | Large Industrial | Retail Trade | MW of Load | 2042 | 0.087309
ENS | C&I Curtailment | C&I Curtailment- Standard Lighting Control | Large Industrial | Services | MW of Load | 2042 | 0.043183
ENS | C&I Curtailment | C&I Curtailment- Advanced Lighting Control | Large Industrial | Miscellaneous | MW of Load | 2042 | 0.17706
ENS | C&I Curtailment | C&I Curtailment- Advanced Lighting Control | Large Industrial | Offices | MW of Load | 2042 | 0.0076609
ENS | C&I Curtailment | C&I Curtailment- Advanced Lighting Control | Large Industrial | Retail Trade | MW of Load | 2042 | 0.043654
ENS | C&I Curtailment | C&I Curtailment- Advanced Lighting Control | Large Industrial | Services | MW of Load | 2042 | 0.021591
ENS | C&I Curtailment | C&I Curtailment- Water Heating Control | Large Industrial | Miscellaneous | MW of Load | 2042 | 0.02833
ENS | C&I Curtailment | C&I Curtailment- Water Heating Control | Large Industrial | Offices | MW of Load | 2042 | 0.0021687
ENS | C&I Curtailment | C&I Curtailment- Water Heating Control | Large Industrial | Retail Trade | MW of Load | 2042 | 0.033508
ENS | C&I Curtailment | C&I Curtailment- Water Heating Control | Large Industrial | Services | MW of Load | 2042 | 0.016573
ENS | C&I Curtailment | C&I Curtailment- Other | Large Industrial | Miscellaneous | MW of Load | 2042 | 0.58829
ENS | C&I Curtailment | C&I Curtailment- Other | Large Industrial | Offices | MW of Load | 2042 | 0.0418
ENS | C&I Curtailment | C&I Curtailment- Other | Large Industrial | Retail Trade | MW of Load | 2042 | 0.3037
ENS | C&I Curtailment | C&I Curtailment- Other | Large Industrial | Services | MW of Load | 2042 | 0.15021
ENS | C&I Curtailment | C&I Curtailment- Industrial | Large Industrial | Manufacturing | MW of Load | 2042 | 3.5983
ENS | C&I Curtailment | C&I Curtailment- Manual HVAC Control | Interruptible Rider | Miscellaneous | MW of Load | 2042 | 0.69766
ENS | C&I Curtailment | C&I Curtailment- Manual HVAC Control | Interruptible Rider | Retail Trade | MW of Load | 2042 | 0.016375
ENS | C&I Curtailment | C&I Curtailment- Auto-DR HVAC Control | Interruptible Rider | Miscellaneous | MW of Load | 2042 | 4.5549
ENS | C&I Curtailment | C&I Curtailment- Auto-DR HVAC Control | Interruptible Rider | Retail Trade | MW of Load | 2042 | 0.10691
ENS | C&I Curtailment | C&I Curtailment- Standard Lighting Control | Interruptible Rider | Miscellaneous | MW of Load | 2042 | 0.31902
ENS | C&I Curtailment | C&I Curtailment- Standard Lighting Control | Interruptible Rider | Retail Trade | MW of Load | 2042 | 0.025505
ENS | C&I Curtailment | C&I Curtailment- Advanced Lighting Control | Interruptible Rider | Miscellaneous | MW of Load | 2042 | 0.15951
ENS | C&I Curtailment | C&I Curtailment- Advanced Lighting Control | Interruptible Rider | Retail Trade | MW of Load | 2042 | 0.012753
ENS | C&I Curtailment | C&I Curtailment- Water Heating Control | Interruptible Rider | Miscellaneous | MW of Load | 2042 | 0.041481
ENS | C&I Curtailment | C&I Curtailment- Water Heating Control | Interruptible Rider | Retail Trade | MW of Load | 2042 | 0.0056773
ENS | C&I Curtailment | C&I Curtailment- Other | Interruptible Rider | Miscellaneous | MW of Load | 2042 | 0.73762
ENS | C&I Curtailment | C&I Curtailment- Other | Interruptible Rider | Retail Trade | MW of Load | 2042 | 0.060886
ENS | C&I Curtailment | C&I Curtailment- Industrial | Interruptible Rider | Manufacturing | MW of Load | 2042 | 1.1352
ENS | Dynamic Pricing | Dynamic Pricing with enabling tech. | Small Commercial | Manufacturing | MW of Load | 2042 | 0.19671
ENS | Dynamic Pricing | Dynamic Pricing with enabling tech. | Small Commercial | Miscellaneous | MW of Load | 2042 | 2.3335
ENS | Dynamic Pricing | Dynamic Pricing with enabling tech. | Small Commercial | Offices | MW of Load | 2042 | 1.8339
ENS | Dynamic Pricing | Dynamic Pricing with enabling tech. | Small Commercial | Retail Trade | MW of Load | 2042 | 4.059
ENS | Dynamic Pricing | Dynamic Pricing with enabling tech. | Small Commercial | Services | MW of Load | 2042 | 4.8743
ENS | Dynamic Pricing | Dynamic Pricing w/o enabling tech. | Small Commercial | Manufacturing | MW of Load | 2042 | 0.012909
ENS | Dynamic Pricing | Dynamic Pricing w/o enabling tech. | Small Commercial | Miscellaneous | MW of Load | 2042 | 0.15314
ENS | Dynamic Pricing | Dynamic Pricing w/o enabling tech. | Small Commercial | Offices | MW of Load | 2042 | 0.12035
ENS | Dynamic Pricing | Dynamic Pricing w/o enabling tech. | Small Commercial | Retail Trade | MW of Load | 2042 | 0.26637
ENS | Dynamic Pricing | Dynamic Pricing w/o enabling tech. | Small Commercial | Services | MW of Load | 2042 | 0.31988
ENS | Dynamic Pricing | Dynamic Pricing with enabling tech. | Large Commercial | Offices | MW of Load | 2042 | 0.32162
ENS | Dynamic Pricing | Dynamic Pricing with enabling tech. | Large Commercial | Services | MW of Load | 2042 | 1.9837
ENS | Dynamic Pricing | Dynamic Pricing w/o enabling tech. | Large Commercial | Offices | MW of Load | 2042 | 0.16927
ENS | Dynamic Pricing | Dynamic Pricing w/o enabling tech. | Large Commercial | Services | MW of Load | 2042 | 1.044
ENS | Dynamic Pricing | Dynamic Pricing with enabling tech. | Small Industrial | Manufacturing | MW of Load | 2042 | 0.41588
ENS | Dynamic Pricing | Dynamic Pricing with enabling tech. | Small Industrial | Miscellaneous | MW of Load | 2042 | 0.6317
ENS | Dynamic Pricing | Dynamic Pricing with enabling tech. | Small Industrial | Offices | MW of Load | 2042 | 0.038553
ENS | Dynamic Pricing | Dynamic Pricing with enabling tech. | Small Industrial | Retail Trade | MW of Load | 2042 | 0.1076
ENS | Dynamic Pricing | Dynamic Pricing with enabling tech. | Small Industrial | Services | MW of Load | 2042 | 0.13413
ENS | Dynamic Pricing | Dynamic Pricing w/o enabling tech. | Small Industrial | Manufacturing | MW of Load | 2042 | 0.027292
ENS | Dynamic Pricing | Dynamic Pricing w/o enabling tech. | Small Industrial | Miscellaneous | MW of Load | 2042 | 0.041455
ENS | Dynamic Pricing | Dynamic Pricing w/o enabling tech. | Small Industrial | Offices | MW of Load | 2042 | 0.00253
ENS | Dynamic Pricing | Dynamic Pricing w/o enabling tech. | Small Industrial | Retail Trade | MW of Load | 2042 | 0.0070612
ENS | Dynamic Pricing | Dynamic Pricing w/o enabling tech. | Small Industrial | Services | MW of Load | 2042 | 0.0088025
ENS | Dynamic Pricing | Dynamic Pricing with enabling tech. | Large Industrial | Manufacturing | MW of Load | 2042 | 2.3929
ENS | Dynamic Pricing | Dynamic Pricing with enabling tech. | Large Industrial | Miscellaneous | MW of Load | 2042 | 1.2086
ENS | Dynamic Pricing | Dynamic Pricing with enabling tech. | Large Industrial | Offices | MW of Load | 2042 | 0.10951
ENS | Dynamic Pricing | Dynamic Pricing with enabling tech. | Large Industrial | Retail Trade | MW of Load | 2042 | 0.52344
ENS | Dynamic Pricing | Dynamic Pricing with enabling tech. | Large Industrial | Services | MW of Load | 2042 | 0.25889
ENS | Dynamic Pricing | Dynamic Pricing w/o enabling tech. | Large Industrial | Manufacturing | MW of Load | 2042 | 1.2594
ENS | Dynamic Pricing | Dynamic Pricing w/o enabling tech. | Large Industrial | Miscellaneous | MW of Load | 2042 | 0.63612
ENS | Dynamic Pricing | Dynamic Pricing w/o enabling tech. | Large Industrial | Offices | MW of Load | 2042 | 0.057639
ENS | Dynamic Pricing | Dynamic Pricing w/o enabling tech. | Large Industrial | Retail Trade | MW of Load | 2042 | 0.27549
ENS | Dynamic Pricing | Dynamic Pricing w/o enabling tech. | Large Industrial | Services | MW of Load | 2042 | 0.13626
ENS | Dynamic Pricing | Dynamic Pricing with enabling tech. | Interruptible Rider | Manufacturing | MW of Load | 2042 | 0.75492
ENS | Dynamic Pricing | Dynamic Pricing with enabling tech. | Interruptible Rider | Miscellaneous | MW of Load | 2042 | 1.8731
ENS | Dynamic Pricing | Dynamic Pricing with enabling tech. | Interruptible Rider | Retail Trade | MW of Load | 2042 | 0.10997
ENS | Dynamic Pricing | Dynamic Pricing w/o enabling tech. | Interruptible Rider | Manufacturing | MW of Load | 2042 | 0.39733
ENS | Dynamic Pricing | Dynamic Pricing w/o enabling tech. | Interruptible Rider | Miscellaneous | MW of Load | 2042 | 0.98582
ENS | Dynamic Pricing | Dynamic Pricing w/o enabling tech. | Interruptible Rider | Retail Trade | MW of Load | 2042 | 0.057881
ENS | Dynamic Pricing | Dynamic Pricing with enabling tech. | Residential | Residential LI | MW of Load | 2042 | 14.2655
ENS | Dynamic Pricing | Dynamic Pricing with enabling tech. | Residential | Residential Market Rate | MW of Load | 2042 | 91.3442
ENS | Dynamic Pricing | Dynamic Pricing w/o enabling tech. | Residential | Residential LI | MW of Load | 2042 | 10.3237
ENS | Dynamic Pricing | Dynamic Pricing w/o enabling tech. | Residential | Residential Market Rate | MW of Load | 2042 | 66.1043
ENS | BTM Battery Control | BTM Battery Control | Small Commercial | Manufacturing | MW of Load | 2042 | 0.11087
ENS | BTM Battery Control | BTM Battery Control | Small Commercial | Miscellaneous | MW of Load | 2042 | 0.82705
ENS | BTM Battery Control | BTM Battery Control | Small Commercial | Offices | MW of Load | 2042 | 0.28355
ENS | BTM Battery Control | BTM Battery Control | Small Commercial | Retail Trade | MW of Load | 2042 | 0.49473
ENS | BTM Battery Control | BTM Battery Control | Small Commercial | Services | MW of Load | 2042 | 1.077
ENS | BTM Battery Control | BTM Battery Control | Large Commercial | Offices | MW of Load | 2042 | 0.11393
ENS | BTM Battery Control | BTM Battery Control | Large Commercial | Services | MW of Load | 2042 | 0.60761
ENS | BTM Battery Control | BTM Battery Control | Small Industrial | Manufacturing | MW of Load | 2042 | 0.0027068
ENS | BTM Battery Control | BTM Battery Control | Small Industrial | Miscellaneous | MW of Load | 2042 | 0.017625
ENS | BTM Battery Control | BTM Battery Control | Small Industrial | Offices | MW of Load | 2042 | 0.0069517
ENS | BTM Battery Control | BTM Battery Control | Small Industrial | Retail Trade | MW of Load | 2042 | 0.01215
ENS | BTM Battery Control | BTM Battery Control | Small Industrial | Services | MW of Load | 2042 | 0.026422
ENS | BTM Battery Control | BTM Battery Control | Large Industrial | Manufacturing | MW of Load | 2042 | 0.074587
ENS | BTM Battery Control | BTM Battery Control | Large Industrial | Miscellaneous | MW of Load | 2042 | 0.34581
ENS | BTM Battery Control | BTM Battery Control | Large Industrial | Offices | MW of Load | 2042 | 0.040684
ENS | BTM Battery Control | BTM Battery Control | Large Industrial | Retail Trade | MW of Load | 2042 | 0.20342
ENS | BTM Battery Control | BTM Battery Control | Large Industrial | Services | MW of Load | 2042 | 0.44074
ENS | BTM Battery Control | BTM Battery Control | Interruptible Rider | Manufacturing | MW of Load | 2042 | 0.0997
ENS | BTM Battery Control | BTM Battery Control | Interruptible Rider | Miscellaneous | MW of Load | 2042 | 0.26587
ENS | BTM Battery Control | BTM Battery Control | Interruptible Rider | Retail Trade | MW of Load | 2042 | 0.3988
ENS | BTM Battery Control | BTM Battery Control | Residential | Residential LI | MW of Load | 2042 | 3.3477
ENS | BTM Battery Control | BTM Battery Control | Residential | Residential Market Rate | MW of Load | 2042 | 20.841
ENS | EV Charging Control | EV Charging Control | EV | EV | MW of Load | 2042 | 26.6725
ENS | Behavioral DR | Behavioral DR | Residential | Residential LI | MW of Load | 2042 | 2.6815
ENS | Behavioral DR | Behavioral DR | Residential | Residential Market Rate | MW of Load | 2042 | 17.17
ENS | DLC | DLC-Switch-Water Heating | Small Commercial | Miscellaneous | MW of Load | 2043 | 0.40577
ENS | DLC | DLC-Switch-Water Heating | Small Commercial | Offices | MW of Load | 2043 | 0.23034
ENS | DLC | DLC-Switch-Water Heating | Small Commercial | Retail Trade | MW of Load | 2043 | 1.4176
ENS | DLC | DLC-Switch-Water Heating | Small Commercial | Services | MW of Load | 2043 | 1.6977
ENS | DLC | DLC-Thermostat-HVAC | Small Commercial | Miscellaneous | MW of Load | 2043 | 5.2126
ENS | DLC | DLC-Thermostat-HVAC | Small Commercial | Offices | MW of Load | 2043 | 8.4577
ENS | DLC | DLC-Thermostat-HVAC | Small Commercial | Retail Trade | MW of Load | 2043 | 6.1145
ENS | DLC | DLC-Thermostat-HVAC | Small Commercial | Services | MW of Load | 2043 | 7.3513
ENS | DLC | DLC-Switch-Water Heating | Small Industrial | Miscellaneous | MW of Load | 2043 | 0.11563
ENS | DLC | DLC-Switch-Water Heating | Small Industrial | Offices | MW of Load | 2043 | 0.0043066
ENS | DLC | DLC-Switch-Water Heating | Small Industrial | Retail Trade | MW of Load | 2043 | 0.031034
ENS | DLC | DLC-Switch-Water Heating | Small Industrial | Services | MW of Load | 2043 | 0.038687
ENS | DLC | DLC-Thermostat-HVAC | Small Industrial | Miscellaneous | MW of Load | 2043 | 1.7709
ENS | DLC | DLC-Thermostat-HVAC | Small Industrial | Offices | MW of Load | 2043 | 0.17593
ENS | DLC | DLC-Thermostat-HVAC | Small Industrial | Retail Trade | MW of Load | 2043 | 0.18091
ENS | DLC | DLC-Thermostat-HVAC | Small Industrial | Services | MW of Load | 2043 | 0.22552
ENS | DLC | DLC-Switch-Water Heating | Residential | Residential LI | MW of Load | 2043 | 19.355
ENS | DLC | DLC-Switch-Water Heating | Residential | Residential Market Rate | MW of Load | 2043 | 118.3851
ENS | DLC | DLC-Thermostat-Heat Pump | Residential | Residential LI | MW of Load | 2043 | 25.536
ENS | DLC | DLC-Thermostat-Heat Pump | Residential | Residential Market Rate | MW of Load | 2043 | 334.5181
ENS | DLC | DLC-Thermostat-Electric Furnace | Residential | Residential LI | MW of Load | 2043 | 60.4458
ENS | DLC | DLC-Thermostat-Electric Furnace | Residential | Residential Market Rate | MW of Load | 2043 | 87.4409
ENS | C&I Curtailment | C&I Curtailment- Manual HVAC Control | Large Commercial | Offices | MW of Load | 2043 | 0.13611
ENS | C&I Curtailment | C&I Curtailment- Manual HVAC Control | Large Commercial | Services | MW of Load | 2043 | 0.26262
ENS | C&I Curtailment | C&I Curtailment- Auto-DR HVAC Control | Large Commercial | Offices | MW of Load | 2043 | 0.88865
ENS | C&I Curtailment | C&I Curtailment- Auto-DR HVAC Control | Large Commercial | Services | MW of Load | 2043 | 1.7146
ENS | C&I Curtailment | C&I Curtailment- Standard Lighting Control | Large Commercial | Offices | MW of Load | 2043 | 0.025878
ENS | C&I Curtailment | C&I Curtailment- Standard Lighting Control | Large Commercial | Services | MW of Load | 2043 | 0.31678
ENS | C&I Curtailment | C&I Curtailment- Advanced Lighting Control | Large Commercial | Offices | MW of Load | 2043 | 0.012939
ENS | C&I Curtailment | C&I Curtailment- Advanced Lighting Control | Large Commercial | Services | MW of Load | 2043 | 0.15839
ENS | C&I Curtailment | C&I Curtailment- Water Heating Control | Large Commercial | Offices | MW of Load | 2043 | 0.0085001
ENS | C&I Curtailment | C&I Curtailment- Water Heating Control | Large Commercial | Services | MW of Load | 2043 | 0.12716
ENS | C&I Curtailment | C&I Curtailment- Other | Large Commercial | Offices | MW of Load | 2043 | 0.11857
ENS | C&I Curtailment | C&I Curtailment- Other | Large Commercial | Services | MW of Load | 2043 | 1.1437
ENS | C&I Curtailment | C&I Curtailment- Manual HVAC Control | Large Industrial | Miscellaneous | MW of Load | 2043 | 0.26354
ENS | C&I Curtailment | C&I Curtailment- Manual HVAC Control | Large Industrial | Offices | MW of Load | 2043 | 0.044309
ENS | C&I Curtailment | C&I Curtailment- Manual HVAC Control | Large Industrial | Retail Trade | MW of Load | 2043 | 0.071003
ENS | C&I Curtailment | C&I Curtailment- Manual HVAC Control | Large Industrial | Services | MW of Load | 2043 | 0.035118
ENS | C&I Curtailment | C&I Curtailment- Auto-DR HVAC Control | Large Industrial | Miscellaneous | MW of Load | 2043 | 1.7206
ENS | C&I Curtailment | C&I Curtailment- Auto-DR HVAC Control | Large Industrial | Offices | MW of Load | 2043 | 0.28929
ENS | C&I Curtailment | C&I Curtailment- Auto-DR HVAC Control | Large Industrial | Retail Trade | MW of Load | 2043 | 0.46357
ENS | C&I Curtailment | C&I Curtailment- Auto-DR HVAC Control | Large Industrial | Services | MW of Load | 2043 | 0.22928
ENS | C&I Curtailment | C&I Curtailment- Standard Lighting Control | Large Industrial | Miscellaneous | MW of Load | 2043 | 0.35377
ENS | C&I Curtailment | C&I Curtailment- Standard Lighting Control | Large Industrial | Offices | MW of Load | 2043 | 0.015111
ENS | C&I Curtailment | C&I Curtailment- Standard Lighting Control | Large Industrial | Retail Trade | MW of Load | 2043 | 0.085646
ENS | C&I Curtailment | C&I Curtailment- Standard Lighting Control | Large Industrial | Services | MW of Load | 2043 | 0.04236
ENS | C&I Curtailment | C&I Curtailment- Advanced Lighting Control | Large Industrial | Miscellaneous | MW of Load | 2043 | 0.17689
ENS | C&I Curtailment | C&I Curtailment- Advanced Lighting Control | Large Industrial | Offices | MW of Load | 2043 | 0.0075555
ENS | C&I Curtailment | C&I Curtailment- Advanced Lighting Control | Large Industrial | Retail Trade | MW of Load | 2043 | 0.042823
ENS | C&I Curtailment | C&I Curtailment- Advanced Lighting Control | Large Industrial | Services | MW of Load | 2043 | 0.02118
ENS | C&I Curtailment | C&I Curtailment- Water Heating Control | Large Industrial | Miscellaneous | MW of Load | 2043 | 0.028742
ENS | C&I Curtailment | C&I Curtailment- Water Heating Control | Large Industrial | Offices | MW of Load | 2043 | 0.0022045
ENS | C&I Curtailment | C&I Curtailment- Water Heating Control | Large Industrial | Retail Trade | MW of Load | 2043 | 0.034379
ENS | C&I Curtailment | C&I Curtailment- Water Heating Control | Large Industrial | Services | MW of Load | 2043 | 0.017004
ENS | C&I Curtailment | C&I Curtailment- Other | Large Industrial | Miscellaneous | MW of Load | 2043 | 0.59652
ENS | C&I Curtailment | C&I Curtailment- Other | Large Industrial | Offices | MW of Load | 2043 | 0.042582
ENS | C&I Curtailment | C&I Curtailment- Other | Large Industrial | Retail Trade | MW of Load | 2043 | 0.30922
ENS | C&I Curtailment | C&I Curtailment- Other | Large Industrial | Services | MW of Load | 2043 | 0.15294
ENS | C&I Curtailment | C&I Curtailment- Industrial | Large Industrial | Manufacturing | MW of Load | 2043 | 3.5997
ENS | C&I Curtailment | C&I Curtailment- Manual HVAC Control | Interruptible Rider | Miscellaneous | MW of Load | 2043 | 0.69541
ENS | C&I Curtailment | C&I Curtailment- Manual HVAC Control | Interruptible Rider | Retail Trade | MW of Load | 2043 | 0.016168
ENS | C&I Curtailment | C&I Curtailment- Auto-DR HVAC Control | Interruptible Rider | Miscellaneous | MW of Load | 2043 | 4.5402
ENS | C&I Curtailment | C&I Curtailment- Auto-DR HVAC Control | Interruptible Rider | Retail Trade | MW of Load | 2043 | 0.10556
ENS | C&I Curtailment | C&I Curtailment- Standard Lighting Control | Interruptible Rider | Miscellaneous | MW of Load | 2043 | 0.312
ENS | C&I Curtailment | C&I Curtailment- Standard Lighting Control | Interruptible Rider | Retail Trade | MW of Load | 2043 | 0.025105
ENS | C&I Curtailment | C&I Curtailment- Advanced Lighting Control | Interruptible Rider | Miscellaneous | MW of Load | 2043 | 0.156
ENS | C&I Curtailment | C&I Curtailment- Advanced Lighting Control | Interruptible Rider | Retail Trade | MW of Load | 2043 | 0.012553
ENS | C&I Curtailment | C&I Curtailment- Water Heating Control | Interruptible Rider | Miscellaneous | MW of Load | 2043 | 0.04143
ENS | C&I Curtailment | C&I Curtailment- Water Heating Control | Interruptible Rider | Retail Trade | MW of Load | 2043 | 0.0056828
ENS | C&I Curtailment | C&I Curtailment- Other | Interruptible Rider | Miscellaneous | MW of Load | 2043 | 0.73608
ENS | C&I Curtailment | C&I Curtailment- Other | Interruptible Rider | Retail Trade | MW of Load | 2043 | 0.060848
ENS | C&I Curtailment | C&I Curtailment- Industrial | Interruptible Rider | Manufacturing | MW of Load | 2043 | 1.1195
ENS | Dynamic Pricing | Dynamic Pricing with enabling tech. | Small Commercial | Manufacturing | MW of Load | 2043 | 0.19214
ENS | Dynamic Pricing | Dynamic Pricing with enabling tech. | Small Commercial | Miscellaneous | MW of Load | 2043 | 2.303
ENS | Dynamic Pricing | Dynamic Pricing with enabling tech. | Small Commercial | Offices | MW of Load | 2043 | 1.8082
ENS | Dynamic Pricing | Dynamic Pricing with enabling tech. | Small Commercial | Retail Trade | MW of Load | 2043 | 3.9952
ENS | Dynamic Pricing | Dynamic Pricing with enabling tech. | Small Commercial | Services | MW of Load | 2043 | 4.7971
ENS | Dynamic Pricing | Dynamic Pricing w/o enabling tech. | Small Commercial | Manufacturing | MW of Load | 2043 | 0.012609
ENS | Dynamic Pricing | Dynamic Pricing w/o enabling tech. | Small Commercial | Miscellaneous | MW of Load | 2043 | 0.15114
ENS | Dynamic Pricing | Dynamic Pricing w/o enabling tech. | Small Commercial | Offices | MW of Load | 2043 | 0.11866
ENS | Dynamic Pricing | Dynamic Pricing w/o enabling tech. | Small Commercial | Retail Trade | MW of Load | 2043 | 0.26219
ENS | Dynamic Pricing | Dynamic Pricing w/o enabling tech. | Small Commercial | Services | MW of Load | 2043 | 0.31481
ENS | Dynamic Pricing | Dynamic Pricing with enabling tech. | Large Commercial | Offices | MW of Load | 2043 | 0.31811
ENS | Dynamic Pricing | Dynamic Pricing with enabling tech. | Large Commercial | Services | MW of Load | 2043 | 1.9609
ENS | Dynamic Pricing | Dynamic Pricing w/o enabling tech. | Large Commercial | Offices | MW of Load | 2043 | 0.16742
ENS | Dynamic Pricing | Dynamic Pricing w/o enabling tech. | Large Commercial | Services | MW of Load | 2043 | 1.0321
ENS | Dynamic Pricing | Dynamic Pricing with enabling tech. | Small Industrial | Manufacturing | MW of Load | 2043 | 0.41308
ENS | Dynamic Pricing | Dynamic Pricing with enabling tech. | Small Industrial | Miscellaneous | MW of Load | 2043 | 0.63289
ENS | Dynamic Pricing | Dynamic Pricing with enabling tech. | Small Industrial | Offices | MW of Load | 2043 | 0.038686
ENS | Dynamic Pricing | Dynamic Pricing with enabling tech. | Small Industrial | Retail Trade | MW of Load | 2043 | 0.10795
ENS | Dynamic Pricing | Dynamic Pricing with enabling tech. | Small Industrial | Services | MW of Load | 2043 | 0.13458
ENS | Dynamic Pricing | Dynamic Pricing w/o enabling tech. | Small Industrial | Manufacturing | MW of Load | 2043 | 0.027108
ENS | Dynamic Pricing | Dynamic Pricing w/o enabling tech. | Small Industrial | Miscellaneous | MW of Load | 2043 | 0.041534
ENS | Dynamic Pricing | Dynamic Pricing w/o enabling tech. | Small Industrial | Offices | MW of Load | 2043 | 0.0025388
ENS | Dynamic Pricing | Dynamic Pricing w/o enabling tech. | Small Industrial | Retail Trade | MW of Load | 2043 | 0.0070845
ENS | Dynamic Pricing | Dynamic Pricing w/o enabling tech. | Small Industrial | Services | MW of Load | 2043 | 0.0088317
ENS | Dynamic Pricing | Dynamic Pricing with enabling tech. | Large Industrial | Manufacturing | MW of Load | 2043 | 2.3938
ENS | Dynamic Pricing | Dynamic Pricing with enabling tech. | Large Industrial | Miscellaneous | MW of Load | 2043 | 1.2219
ENS | Dynamic Pricing | Dynamic Pricing with enabling tech. | Large Industrial | Offices | MW of Load | 2043 | 0.11123
ENS | Dynamic Pricing | Dynamic Pricing with enabling tech. | Large Industrial | Retail Trade | MW of Load | 2043 | 0.53016
ENS | Dynamic Pricing | Dynamic Pricing with enabling tech. | Large Industrial | Services | MW of Load | 2043 | 0.26222
ENS | Dynamic Pricing | Dynamic Pricing w/o enabling tech. | Large Industrial | Manufacturing | MW of Load | 2043 | 1.2599
ENS | Dynamic Pricing | Dynamic Pricing w/o enabling tech. | Large Industrial | Miscellaneous | MW of Load | 2043 | 0.64313
ENS | Dynamic Pricing | Dynamic Pricing w/o enabling tech. | Large Industrial | Offices | MW of Load | 2043 | 0.05854
ENS | Dynamic Pricing | Dynamic Pricing w/o enabling tech. | Large Industrial | Retail Trade | MW of Load | 2043 | 0.27903
ENS | Dynamic Pricing | Dynamic Pricing w/o enabling tech. | Large Industrial | Services | MW of Load | 2043 | 0.13801
ENS | Dynamic Pricing | Dynamic Pricing with enabling tech. | Interruptible Rider | Manufacturing | MW of Load | 2043 | 0.74448
ENS | Dynamic Pricing | Dynamic Pricing with enabling tech. | Interruptible Rider | Miscellaneous | MW of Load | 2043 | 1.8659
ENS | Dynamic Pricing | Dynamic Pricing with enabling tech. | Interruptible Rider | Retail Trade | MW of Load | 2043 | 0.10955
ENS | Dynamic Pricing | Dynamic Pricing w/o enabling tech. | Interruptible Rider | Manufacturing | MW of Load | 2043 | 0.39183
ENS | Dynamic Pricing | Dynamic Pricing w/o enabling tech. | Interruptible Rider | Miscellaneous | MW of Load | 2043 | 0.98205
ENS | Dynamic Pricing | Dynamic Pricing w/o enabling tech. | Interruptible Rider | Retail Trade | MW of Load | 2043 | 0.057657
ENS | Dynamic Pricing | Dynamic Pricing with enabling tech. | Residential | Residential LI | MW of Load | 2043 | 14.2487
ENS | Dynamic Pricing | Dynamic Pricing with enabling tech. | Residential | Residential Market Rate | MW of Load | 2043 | 91.4013
ENS | Dynamic Pricing | Dynamic Pricing w/o enabling tech. | Residential | Residential LI | MW of Load | 2043 | 10.3116
ENS | Dynamic Pricing | Dynamic Pricing w/o enabling tech. | Residential | Residential Market Rate | MW of Load | 2043 | 66.1457
ENS | BTM Battery Control | BTM Battery Control | Small Commercial | Manufacturing | MW of Load | 2043 | 0.11087
ENS | BTM Battery Control | BTM Battery Control | Small Commercial | Miscellaneous | MW of Load | 2043 | 0.8275
ENS | BTM Battery Control | BTM Battery Control | Small Commercial | Offices | MW of Load | 2043 | 0.28348
ENS | BTM Battery Control | BTM Battery Control | Small Commercial | Retail Trade | MW of Load | 2043 | 0.49474
ENS | BTM Battery Control | BTM Battery Control | Small Commercial | Services | MW of Load | 2043 | 1.077
ENS | BTM Battery Control | BTM Battery Control | Large Commercial | Offices | MW of Load | 2043 | 0.11393
ENS | BTM Battery Control | BTM Battery Control | Large Commercial | Services | MW of Load | 2043 | 0.60761
ENS | BTM Battery Control | BTM Battery Control | Small Industrial | Manufacturing | MW of Load | 2043 | 0.0027069
ENS | BTM Battery Control | BTM Battery Control | Small Industrial | Miscellaneous | MW of Load | 2043 | 0.017625
ENS | BTM Battery Control | BTM Battery Control | Small Industrial | Offices | MW of Load | 2043 | 0.0069517
ENS | BTM Battery Control | BTM Battery Control | Small Industrial | Retail Trade | MW of Load | 2043 | 0.01215
ENS | BTM Battery Control | BTM Battery Control | Small Industrial | Services | MW of Load | 2043 | 0.026423
ENS | BTM Battery Control | BTM Battery Control | Large Industrial | Manufacturing | MW of Load | 2043 | 0.074587
ENS | BTM Battery Control | BTM Battery Control | Large Industrial | Miscellaneous | MW of Load | 2043 | 0.34581
ENS | BTM Battery Control | BTM Battery Control | Large Industrial | Offices | MW of Load | 2043 | 0.040684
ENS | BTM Battery Control | BTM Battery Control | Large Industrial | Retail Trade | MW of Load | 2043 | 0.20342
ENS | BTM Battery Control | BTM Battery Control | Large Industrial | Services | MW of Load | 2043 | 0.44074
ENS | BTM Battery Control | BTM Battery Control | Interruptible Rider | Manufacturing | MW of Load | 2043 | 0.099701
ENS | BTM Battery Control | BTM Battery Control | Interruptible Rider | Miscellaneous | MW of Load | 2043 | 0.26587
ENS | BTM Battery Control | BTM Battery Control | Interruptible Rider | Retail Trade | MW of Load | 2043 | 0.3988
ENS | BTM Battery Control | BTM Battery Control | Residential | Residential LI | MW of Load | 2043 | 3.3642
ENS | BTM Battery Control | BTM Battery Control | Residential | Residential Market Rate | MW of Load | 2043 | 20.9437
ENS | EV Charging Control | EV Charging Control | EV | EV | MW of Load | 2043 | 29.0798
ENS | Behavioral DR | Behavioral DR | Residential | Residential LI | MW of Load | 2043 | 2.6783
ENS | Behavioral DR | Behavioral DR | Residential | Residential Market Rate | MW of Load | 2043 | 17.1807
ENS | DLC | DLC-Switch-Water Heating | Small Commercial | Miscellaneous | MW of Load | 2044 | 0.40123
ENS | DLC | DLC-Switch-Water Heating | Small Commercial | Offices | MW of Load | 2044 | 0.22855
ENS | DLC | DLC-Switch-Water Heating | Small Commercial | Retail Trade | MW of Load | 2044 | 1.413
ENS | DLC | DLC-Switch-Water Heating | Small Commercial | Services | MW of Load | 2044 | 1.6919
ENS | DLC | DLC-Thermostat-HVAC | Small Commercial | Miscellaneous | MW of Load | 2044 | 5.2507
ENS | DLC | DLC-Thermostat-HVAC | Small Commercial | Offices | MW of Load | 2044 | 8.3525
ENS | DLC | DLC-Thermostat-HVAC | Small Commercial | Retail Trade | MW of Load | 2044 | 5.9298
ENS | DLC | DLC-Thermostat-HVAC | Small Commercial | Services | MW of Load | 2044 | 7.129
ENS | DLC | DLC-Switch-Water Heating | Small Industrial | Miscellaneous | MW of Load | 2044 | 0.11403
ENS | DLC | DLC-Switch-Water Heating | Small Industrial | Offices | MW of Load | 2044 | 0.0043272
ENS | DLC | DLC-Switch-Water Heating | Small Industrial | Retail Trade | MW of Load | 2044 | 0.031283
ENS | DLC | DLC-Switch-Water Heating | Small Industrial | Services | MW of Load | 2044 | 0.038997
ENS | DLC | DLC-Thermostat-HVAC | Small Industrial | Miscellaneous | MW of Load | 2044 | 1.8762
ENS | DLC | DLC-Thermostat-HVAC | Small Industrial | Offices | MW of Load | 2044 | 0.17664
ENS | DLC | DLC-Thermostat-HVAC | Small Industrial | Retail Trade | MW of Load | 2044 | 0.17993
ENS | DLC | DLC-Thermostat-HVAC | Small Industrial | Services | MW of Load | 2044 | 0.2243
ENS | DLC | DLC-Switch-Water Heating | Residential | Residential LI | MW of Load | 2044 | 19.4243
ENS | DLC | DLC-Switch-Water Heating | Residential | Residential Market Rate | MW of Load | 2044 | 118.7499
ENS | DLC | DLC-Thermostat-Heat Pump | Residential | Residential LI | MW of Load | 2044 | 25.8268
ENS | DLC | DLC-Thermostat-Heat Pump | Residential | Residential Market Rate | MW of Load | 2044 | 337.0674
ENS | DLC | DLC-Thermostat-Electric Furnace | Residential | Residential LI | MW of Load | 2044 | 60.0697
ENS | DLC | DLC-Thermostat-Electric Furnace | Residential | Residential Market Rate | MW of Load | 2044 | 83.6038
ENS | C&I Curtailment | C&I Curtailment- Manual HVAC Control | Large Commercial | Offices | MW of Load | 2044 | 0.13507
ENS | C&I Curtailment | C&I Curtailment- Manual HVAC Control | Large Commercial | Services | MW of Load | 2044 | 0.25568
ENS | C&I Curtailment | C&I Curtailment- Auto-DR HVAC Control | Large Commercial | Offices | MW of Load | 2044 | 0.88188
ENS | C&I Curtailment | C&I Curtailment- Auto-DR HVAC Control | Large Commercial | Services | MW of Load | 2044 | 1.6693
ENS | C&I Curtailment | C&I Curtailment- Standard Lighting Control | Large Commercial | Offices | MW of Load | 2044 | 0.023917
ENS | C&I Curtailment | C&I Curtailment- Standard Lighting Control | Large Commercial | Services | MW of Load | 2044 | 0.30277
ENS | C&I Curtailment | C&I Curtailment- Advanced Lighting Control | Large Commercial | Offices | MW of Load | 2044 | 0.011959
ENS | C&I Curtailment | C&I Curtailment- Advanced Lighting Control | Large Commercial | Services | MW of Load | 2044 | 0.15139
ENS | C&I Curtailment | C&I Curtailment- Water Heating Control | Large Commercial | Offices | MW of Load | 2044 | 0.0085086
ENS | C&I Curtailment | C&I Curtailment- Water Heating Control | Large Commercial | Services | MW of Load | 2044 | 0.12734
ENS | C&I Curtailment | C&I Curtailment- Other | Large Commercial | Offices | MW of Load | 2044 | 0.1174
ENS | C&I Curtailment | C&I Curtailment- Other | Large Commercial | Services | MW of Load | 2044 | 1.1366
ENS | C&I Curtailment | C&I Curtailment- Manual HVAC Control | Large Industrial | Miscellaneous | MW of Load | 2044 | 0.27592
ENS | C&I Curtailment | C&I Curtailment- Manual HVAC Control | Large Industrial | Offices | MW of Load | 2044 | 0.045007
ENS | C&I Curtailment | C&I Curtailment- Manual HVAC Control | Large Industrial | Retail Trade | MW of Load | 2044 | 0.070827
ENS | C&I Curtailment | C&I Curtailment- Manual HVAC Control | Large Industrial | Services | MW of Load | 2044 | 0.035031
ENS | C&I Curtailment | C&I Curtailment- Auto-DR HVAC Control | Large Industrial | Miscellaneous | MW of Load | 2044 | 1.8014
ENS | C&I Curtailment | C&I Curtailment- Auto-DR HVAC Control | Large Industrial | Offices | MW of Load | 2044 | 0.29384
ENS | C&I Curtailment | C&I Curtailment- Auto-DR HVAC Control | Large Industrial | Retail Trade | MW of Load | 2044 | 0.46242
ENS | C&I Curtailment | C&I Curtailment- Auto-DR HVAC Control | Large Industrial | Services | MW of Load | 2044 | 0.22871
ENS | C&I Curtailment | C&I Curtailment- Standard Lighting Control | Large Industrial | Miscellaneous | MW of Load | 2044 | 0.34926
ENS | C&I Curtailment | C&I Curtailment- Standard Lighting Control | Large Industrial | Offices | MW of Load | 2044 | 0.014885
ENS | C&I Curtailment | C&I Curtailment- Standard Lighting Control | Large Industrial | Retail Trade | MW of Load | 2044 | 0.083874
ENS | C&I Curtailment | C&I Curtailment- Standard Lighting Control | Large Industrial | Services | MW of Load | 2044 | 0.041484
ENS | C&I Curtailment | C&I Curtailment- Advanced Lighting Control | Large Industrial | Miscellaneous | MW of Load | 2044 | 0.17463
ENS | C&I Curtailment | C&I Curtailment- Advanced Lighting Control | Large Industrial | Offices | MW of Load | 2044 | 0.0074427
ENS | C&I Curtailment | C&I Curtailment- Advanced Lighting Control | Large Industrial | Retail Trade | MW of Load | 2044 | 0.041937
ENS | C&I Curtailment | C&I Curtailment- Advanced Lighting Control | Large Industrial | Services | MW of Load | 2044 | 0.020742
ENS | C&I Curtailment | C&I Curtailment- Water Heating Control | Large Industrial | Miscellaneous | MW of Load | 2044 | 0.02882
ENS | C&I Curtailment | C&I Curtailment- Water Heating Control | Large Industrial | Offices | MW of Load | 2044 | 0.0022394
ENS | C&I Curtailment | C&I Curtailment- Water Heating Control | Large Industrial | Retail Trade | MW of Load | 2044 | 0.035274
ENS | C&I Curtailment | C&I Curtailment- Water Heating Control | Large Industrial | Services | MW of Load | 2044 | 0.017447
ENS | C&I Curtailment | C&I Curtailment- Other | Large Industrial | Miscellaneous | MW of Load | 2044 | 0.59795
ENS | C&I Curtailment | C&I Curtailment- Other | Large Industrial | Offices | MW of Load | 2044 | 0.043382
ENS | C&I Curtailment | C&I Curtailment- Other | Large Industrial | Retail Trade | MW of Load | 2044 | 0.31486
ENS | C&I Curtailment | C&I Curtailment- Other | Large Industrial | Services | MW of Load | 2044 | 0.15573
ENS | C&I Curtailment | C&I Curtailment- Industrial | Large Industrial | Manufacturing | MW of Load | 2044 | 3.6018
ENS | C&I Curtailment | C&I Curtailment- Manual HVAC Control | Interruptible Rider | Miscellaneous | MW of Load | 2044 | 0.69566
ENS | C&I Curtailment | C&I Curtailment- Manual HVAC Control | Interruptible Rider | Retail Trade | MW of Load | 2044 | 0.015966
ENS | C&I Curtailment | C&I Curtailment- Auto-DR HVAC Control | Interruptible Rider | Miscellaneous | MW of Load | 2044 | 4.5418
ENS | C&I Curtailment | C&I Curtailment- Auto-DR HVAC Control | Interruptible Rider | Retail Trade | MW of Load | 2044 | 0.10424
ENS | C&I Curtailment | C&I Curtailment- Standard Lighting Control | Interruptible Rider | Miscellaneous | MW of Load | 2044 | 0.30433
ENS | C&I Curtailment | C&I Curtailment- Standard Lighting Control | Interruptible Rider | Retail Trade | MW of Load | 2044 | 0.024709
ENS | C&I Curtailment | C&I Curtailment- Advanced Lighting Control | Interruptible Rider | Miscellaneous | MW of Load | 2044 | 0.15216
ENS | C&I Curtailment | C&I Curtailment- Advanced Lighting Control | Interruptible Rider | Retail Trade | MW of Load | 2044 | 0.012355
ENS | C&I Curtailment | C&I Curtailment- Water Heating Control | Interruptible Rider | Miscellaneous | MW of Load | 2044 | 0.041267
ENS | C&I Curtailment | C&I Curtailment- Water Heating Control | Interruptible Rider | Retail Trade | MW of Load | 2044 | 0.0056874
ENS | C&I Curtailment | C&I Curtailment- Other | Interruptible Rider | Miscellaneous | MW of Load | 2044 | 0.73285
ENS | C&I Curtailment | C&I Curtailment- Other | Interruptible Rider | Retail Trade | MW of Load | 2044 | 0.060814
ENS | C&I Curtailment | C&I Curtailment- Industrial | Interruptible Rider | Manufacturing | MW of Load | 2044 | 1.1042
ENS | Dynamic Pricing | Dynamic Pricing with enabling tech. | Small Commercial | Manufacturing | MW of Load | 2044 | 0.18771
ENS | Dynamic Pricing | Dynamic Pricing with enabling tech. | Small Commercial | Miscellaneous | MW of Load | 2044 | 2.2733
ENS | Dynamic Pricing | Dynamic Pricing with enabling tech. | Small Commercial | Offices | MW of Load | 2044 | 1.783
ENS | Dynamic Pricing | Dynamic Pricing with enabling tech. | Small Commercial | Retail Trade | MW of Load | 2044 | 3.933
ENS | Dynamic Pricing | Dynamic Pricing with enabling tech. | Small Commercial | Services | MW of Load | 2044 | 4.7218
ENS | Dynamic Pricing | Dynamic Pricing w/o enabling tech. | Small Commercial | Manufacturing | MW of Load | 2044 | 0.012318
ENS | Dynamic Pricing | Dynamic Pricing w/o enabling tech. | Small Commercial | Miscellaneous | MW of Load | 2044 | 0.14919
ENS | Dynamic Pricing | Dynamic Pricing w/o enabling tech. | Small Commercial | Offices | MW of Load | 2044 | 0.11701
ENS | Dynamic Pricing | Dynamic Pricing w/o enabling tech. | Small Commercial | Retail Trade | MW of Load | 2044 | 0.2581
ENS | Dynamic Pricing | Dynamic Pricing w/o enabling tech. | Small Commercial | Services | MW of Load | 2044 | 0.30987
ENS | Dynamic Pricing | Dynamic Pricing with enabling tech. | Large Commercial | Offices | MW of Load | 2044 | 0.31467
ENS | Dynamic Pricing | Dynamic Pricing with enabling tech. | Large Commercial | Services | MW of Load | 2044 | 1.9386
ENS | Dynamic Pricing | Dynamic Pricing w/o enabling tech. | Large Commercial | Offices | MW of Load | 2044 | 0.16561
ENS | Dynamic Pricing | Dynamic Pricing w/o enabling tech. | Large Commercial | Services | MW of Load | 2044 | 1.0203
ENS | Dynamic Pricing | Dynamic Pricing with enabling tech. | Small Industrial | Manufacturing | MW of Load | 2044 | 0.41034
ENS | Dynamic Pricing | Dynamic Pricing with enabling tech. | Small Industrial | Miscellaneous | MW of Load | 2044 | 0.63417
ENS | Dynamic Pricing | Dynamic Pricing with enabling tech. | Small Industrial | Offices | MW of Load | 2044 | 0.038823
ENS | Dynamic Pricing | Dynamic Pricing with enabling tech. | Small Industrial | Retail Trade | MW of Load | 2044 | 0.10832
ENS | Dynamic Pricing | Dynamic Pricing with enabling tech. | Small Industrial | Services | MW of Load | 2044 | 0.13503
ENS | Dynamic Pricing | Dynamic Pricing w/o enabling tech. | Small Industrial | Manufacturing | MW of Load | 2044 | 0.026929
ENS | Dynamic Pricing | Dynamic Pricing w/o enabling tech. | Small Industrial | Miscellaneous | MW of Load | 2044 | 0.041617
ENS | Dynamic Pricing | Dynamic Pricing w/o enabling tech. | Small Industrial | Offices | MW of Load | 2044 | 0.0025477
ENS | Dynamic Pricing | Dynamic Pricing w/o enabling tech. | Small Industrial | Retail Trade | MW of Load | 2044 | 0.0071086
ENS | Dynamic Pricing | Dynamic Pricing w/o enabling tech. | Small Industrial | Services | MW of Load | 2044 | 0.0088616
ENS | Dynamic Pricing | Dynamic Pricing with enabling tech. | Large Industrial | Manufacturing | MW of Load | 2044 | 2.3952
ENS | Dynamic Pricing | Dynamic Pricing with enabling tech. | Large Industrial | Miscellaneous | MW of Load | 2044 | 1.2357
ENS | Dynamic Pricing | Dynamic Pricing with enabling tech. | Large Industrial | Offices | MW of Load | 2044 | 0.11298
ENS | Dynamic Pricing | Dynamic Pricing with enabling tech. | Large Industrial | Retail Trade | MW of Load | 2044 | 0.53703
ENS | Dynamic Pricing | Dynamic Pricing with enabling tech. | Large Industrial | Services | MW of Load | 2044 | 0.26562
ENS | Dynamic Pricing | Dynamic Pricing w/o enabling tech. | Large Industrial | Manufacturing | MW of Load | 2044 | 1.2606
ENS | Dynamic Pricing | Dynamic Pricing w/o enabling tech. | Large Industrial | Miscellaneous | MW of Load | 2044 | 0.65035
ENS | Dynamic Pricing | Dynamic Pricing w/o enabling tech. | Large Industrial | Offices | MW of Load | 2044 | 0.059461
ENS | Dynamic Pricing | Dynamic Pricing w/o enabling tech. | Large Industrial | Retail Trade | MW of Load | 2044 | 0.28265
ENS | Dynamic Pricing | Dynamic Pricing w/o enabling tech. | Large Industrial | Services | MW of Load | 2044 | 0.1398
ENS | Dynamic Pricing | Dynamic Pricing with enabling tech. | Interruptible Rider | Manufacturing | MW of Load | 2044 | 0.73426
ENS | Dynamic Pricing | Dynamic Pricing with enabling tech. | Interruptible Rider | Miscellaneous | MW of Load | 2044 | 1.8589
ENS | Dynamic Pricing | Dynamic Pricing with enabling tech. | Interruptible Rider | Retail Trade | MW of Load | 2044 | 0.10913
ENS | Dynamic Pricing | Dynamic Pricing w/o enabling tech. | Interruptible Rider | Manufacturing | MW of Load | 2044 | 0.38645
ENS | Dynamic Pricing | Dynamic Pricing w/o enabling tech. | Interruptible Rider | Miscellaneous | MW of Load | 2044 | 0.97838
ENS | Dynamic Pricing | Dynamic Pricing w/o enabling tech. | Interruptible Rider | Retail Trade | MW of Load | 2044 | 0.057439
ENS | Dynamic Pricing | Dynamic Pricing with enabling tech. | Residential | Residential LI | MW of Load | 2044 | 14.2372
ENS | Dynamic Pricing | Dynamic Pricing with enabling tech. | Residential | Residential Market Rate | MW of Load | 2044 | 91.5387
ENS | Dynamic Pricing | Dynamic Pricing w/o enabling tech. | Residential | Residential LI | MW of Load | 2044 | 10.3032
ENS | Dynamic Pricing | Dynamic Pricing w/o enabling tech. | Residential | Residential Market Rate | MW of Load | 2044 | 66.2451
ENS | BTM Battery Control | BTM Battery Control | Small Commercial | Manufacturing | MW of Load | 2044 | 0.11087
ENS | BTM Battery Control | BTM Battery Control | Small Commercial | Miscellaneous | MW of Load | 2044 | 0.82794
ENS | BTM Battery Control | BTM Battery Control | Small Commercial | Offices | MW of Load | 2044 | 0.2834
ENS | BTM Battery Control | BTM Battery Control | Small Commercial | Retail Trade | MW of Load | 2044 | 0.49466
ENS | BTM Battery Control | BTM Battery Control | Small Commercial | Services | MW of Load | 2044 | 1.0768
ENS | BTM Battery Control | BTM Battery Control | Large Commercial | Offices | MW of Load | 2044 | 0.11393
ENS | BTM Battery Control | BTM Battery Control | Large Commercial | Services | MW of Load | 2044 | 0.60762
ENS | BTM Battery Control | BTM Battery Control | Small Industrial | Manufacturing | MW of Load | 2044 | 0.0027069
ENS | BTM Battery Control | BTM Battery Control | Small Industrial | Miscellaneous | MW of Load | 2044 | 0.017625
ENS | BTM Battery Control | BTM Battery Control | Small Industrial | Offices | MW of Load | 2044 | 0.0069517
ENS | BTM Battery Control | BTM Battery Control | Small Industrial | Retail Trade | MW of Load | 2044 | 0.01215
ENS | BTM Battery Control | BTM Battery Control | Small Industrial | Services | MW of Load | 2044 | 0.026423
ENS | BTM Battery Control | BTM Battery Control | Large Industrial | Manufacturing | MW of Load | 2044 | 0.074587
ENS | BTM Battery Control | BTM Battery Control | Large Industrial | Miscellaneous | MW of Load | 2044 | 0.34581
ENS | BTM Battery Control | BTM Battery Control | Large Industrial | Offices | MW of Load | 2044 | 0.040684
ENS | BTM Battery Control | BTM Battery Control | Large Industrial | Retail Trade | MW of Load | 2044 | 0.20342
ENS | BTM Battery Control | BTM Battery Control | Large Industrial | Services | MW of Load | 2044 | 0.44074
ENS | BTM Battery Control | BTM Battery Control | Interruptible Rider | Manufacturing | MW of Load | 2044 | 0.099701
ENS | BTM Battery Control | BTM Battery Control | Interruptible Rider | Miscellaneous | MW of Load | 2044 | 0.26587
ENS | BTM Battery Control | BTM Battery Control | Interruptible Rider | Retail Trade | MW of Load | 2044 | 0.3988
ENS | BTM Battery Control | BTM Battery Control | Residential | Residential LI | MW of Load | 2044 | 3.3808
ENS | BTM Battery Control | BTM Battery Control | Residential | Residential Market Rate | MW of Load | 2044 | 21.0469
ENS | EV Charging Control | EV Charging Control | EV | EV | MW of Load | 2044 | 31.5342
ENS | Behavioral DR | Behavioral DR | Residential | Residential LI | MW of Load | 2044 | 2.6762
ENS | Behavioral DR | Behavioral DR | Residential | Residential Market Rate | MW of Load | 2044 | 17.2065
ENS | DLC | DLC-Switch-Water Heating | Small Commercial | Miscellaneous | MW of Load | 2045 | 0.3996
ENS | DLC | DLC-Switch-Water Heating | Small Commercial | Offices | MW of Load | 2045 | 0.22677
ENS | DLC | DLC-Switch-Water Heating | Small Commercial | Retail Trade | MW of Load | 2045 | 1.4085
ENS | DLC | DLC-Switch-Water Heating | Small Commercial | Services | MW of Load | 2045 | 1.6862
ENS | DLC | DLC-Thermostat-HVAC | Small Commercial | Miscellaneous | MW of Load | 2045 | 5.1563
ENS | DLC | DLC-Thermostat-HVAC | Small Commercial | Offices | MW of Load | 2045 | 8.2478
ENS | DLC | DLC-Thermostat-HVAC | Small Commercial | Retail Trade | MW of Load | 2045 | 5.7454
ENS | DLC | DLC-Thermostat-HVAC | Small Commercial | Services | MW of Load | 2045 | 6.907
ENS | DLC | DLC-Switch-Water Heating | Small Industrial | Miscellaneous | MW of Load | 2045 | 0.11493
ENS | DLC | DLC-Switch-Water Heating | Small Industrial | Offices | MW of Load | 2045 | 0.0043478
ENS | DLC | DLC-Switch-Water Heating | Small Industrial | Retail Trade | MW of Load | 2045 | 0.031533
ENS | DLC | DLC-Switch-Water Heating | Small Industrial | Services | MW of Load | 2045 | 0.039309
ENS | DLC | DLC-Thermostat-HVAC | Small Industrial | Miscellaneous | MW of Load | 2045 | 1.8778
ENS | DLC | DLC-Thermostat-HVAC | Small Industrial | Offices | MW of Load | 2045 | 0.17735
ENS | DLC | DLC-Thermostat-HVAC | Small Industrial | Retail Trade | MW of Load | 2045 | 0.17896
ENS | DLC | DLC-Thermostat-HVAC | Small Industrial | Services | MW of Load | 2045 | 0.22309
ENS | DLC | DLC-Switch-Water Heating | Residential | Residential LI | MW of Load | 2045 | 19.4986
ENS | DLC | DLC-Switch-Water Heating | Residential | Residential Market Rate | MW of Load | 2045 | 119.1622
ENS | DLC | DLC-Thermostat-Heat Pump | Residential | Residential LI | MW of Load | 2045 | 26.0995
ENS | DLC | DLC-Thermostat-Heat Pump | Residential | Residential Market Rate | MW of Load | 2045 | 339.5169
ENS | DLC | DLC-Thermostat-Electric Furnace | Residential | Residential LI | MW of Load | 2045 | 59.7231
ENS | DLC | DLC-Thermostat-Electric Furnace | Residential | Residential Market Rate | MW of Load | 2045 | 80.0914
ENS | C&I Curtailment | C&I Curtailment- Manual HVAC Control | Large Commercial | Offices | MW of Load | 2045 | 0.13402
ENS | C&I Curtailment | C&I Curtailment- Manual HVAC Control | Large Commercial | Services | MW of Load | 2045 | 0.24867
ENS | C&I Curtailment | C&I Curtailment- Auto-DR HVAC Control | Large Commercial | Offices | MW of Load | 2045 | 0.87501
ENS | C&I Curtailment | C&I Curtailment- Auto-DR HVAC Control | Large Commercial | Services | MW of Load | 2045 | 1.6235
ENS | C&I Curtailment | C&I Curtailment- Standard Lighting Control | Large Commercial | Offices | MW of Load | 2045 | 0.022075
ENS | C&I Curtailment | C&I Curtailment- Standard Lighting Control | Large Commercial | Services | MW of Load | 2045 | 0.28962
ENS | C&I Curtailment | C&I Curtailment- Advanced Lighting Control | Large Commercial | Offices | MW of Load | 2045 | 0.011037
ENS | C&I Curtailment | C&I Curtailment- Advanced Lighting Control | Large Commercial | Services | MW of Load | 2045 | 0.14481
ENS | C&I Curtailment | C&I Curtailment- Water Heating Control | Large Commercial | Offices | MW of Load | 2045 | 0.008517
ENS | C&I Curtailment | C&I Curtailment- Water Heating Control | Large Commercial | Services | MW of Load | 2045 | 0.12751
ENS | C&I Curtailment | C&I Curtailment- Other | Large Commercial | Offices | MW of Load | 2045 | 0.11624
ENS | C&I Curtailment | C&I Curtailment- Other | Large Commercial | Services | MW of Load | 2045 | 1.1296
ENS | C&I Curtailment | C&I Curtailment- Manual HVAC Control | Large Industrial | Miscellaneous | MW of Load | 2045 | 0.27842
ENS | C&I Curtailment | C&I Curtailment- Manual HVAC Control | Large Industrial | Offices | MW of Load | 2045 | 0.045712
ENS | C&I Curtailment | C&I Curtailment- Manual HVAC Control | Large Industrial | Retail Trade | MW of Load | 2045 | 0.07058
ENS | C&I Curtailment | C&I Curtailment- Manual HVAC Control | Large Industrial | Services | MW of Load | 2045 | 0.034909
ENS | C&I Curtailment | C&I Curtailment- Auto-DR HVAC Control | Large Industrial | Miscellaneous | MW of Load | 2045 | 1.8177
ENS | C&I Curtailment | C&I Curtailment- Auto-DR HVAC Control | Large Industrial | Offices | MW of Load | 2045 | 0.29845
ENS | C&I Curtailment | C&I Curtailment- Auto-DR HVAC Control | Large Industrial | Retail Trade | MW of Load | 2045 | 0.46081
ENS | C&I Curtailment | C&I Curtailment- Auto-DR HVAC Control | Large Industrial | Services | MW of Load | 2045 | 0.22792
ENS | C&I Curtailment | C&I Curtailment- Standard Lighting Control | Large Industrial | Miscellaneous | MW of Load | 2045 | 0.34914
ENS | C&I Curtailment | C&I Curtailment- Standard Lighting Control | Large Industrial | Offices | MW of Load | 2045 | 0.014671
ENS | C&I Curtailment | C&I Curtailment- Standard Lighting Control | Large Industrial | Retail Trade | MW of Load | 2045 | 0.082203
ENS | C&I Curtailment | C&I Curtailment- Standard Lighting Control | Large Industrial | Services | MW of Load | 2045 | 0.040658
ENS | C&I Curtailment | C&I Curtailment- Advanced Lighting Control | Large Industrial | Miscellaneous | MW of Load | 2045 | 0.17457
ENS | C&I Curtailment | C&I Curtailment- Advanced Lighting Control | Large Industrial | Offices | MW of Load | 2045 | 0.0073356
ENS | C&I Curtailment | C&I Curtailment- Advanced Lighting Control | Large Industrial | Retail Trade | MW of Load | 2045 | 0.041102
ENS | C&I Curtailment | C&I Curtailment- Advanced Lighting Control | Large Industrial | Services | MW of Load | 2045 | 0.020329
ENS | C&I Curtailment | C&I Curtailment- Water Heating Control | Large Industrial | Miscellaneous | MW of Load | 2045 | 0.029235
ENS | C&I Curtailment | C&I Curtailment- Water Heating Control | Large Industrial | Offices | MW of Load | 2045 | 0.0022749
ENS | C&I Curtailment | C&I Curtailment- Water Heating Control | Large Industrial | Retail Trade | MW of Load | 2045 | 0.036191
ENS | C&I Curtailment | C&I Curtailment- Water Heating Control | Large Industrial | Services | MW of Load | 2045 | 0.0179
ENS | C&I Curtailment | C&I Curtailment- Other | Large Industrial | Miscellaneous | MW of Load | 2045 | 0.60648
ENS | C&I Curtailment | C&I Curtailment- Other | Large Industrial | Offices | MW of Load | 2045 | 0.044201
ENS | C&I Curtailment | C&I Curtailment- Other | Large Industrial | Retail Trade | MW of Load | 2045 | 0.32062
ENS | C&I Curtailment | C&I Curtailment- Other | Large Industrial | Services | MW of Load | 2045 | 0.15858
ENS | C&I Curtailment | C&I Curtailment- Industrial | Large Industrial | Manufacturing | MW of Load | 2045 | 3.6052
ENS | C&I Curtailment | C&I Curtailment- Manual HVAC Control | Interruptible Rider | Miscellaneous | MW of Load | 2045 | 0.69354
ENS | C&I Curtailment | C&I Curtailment- Manual HVAC Control | Interruptible Rider | Retail Trade | MW of Load | 2045 | 0.015766
ENS | C&I Curtailment | C&I Curtailment- Auto-DR HVAC Control | Interruptible Rider | Miscellaneous | MW of Load | 2045 | 4.528
ENS | C&I Curtailment | C&I Curtailment- Auto-DR HVAC Control | Interruptible Rider | Retail Trade | MW of Load | 2045 | 0.10293
ENS | C&I Curtailment | C&I Curtailment- Standard Lighting Control | Interruptible Rider | Miscellaneous | MW of Load | 2045 | 0.2978
ENS | C&I Curtailment | C&I Curtailment- Standard Lighting Control | Interruptible Rider | Retail Trade | MW of Load | 2045 | 0.024337
ENS | C&I Curtailment | C&I Curtailment- Advanced Lighting Control | Interruptible Rider | Miscellaneous | MW of Load | 2045 | 0.1489
ENS | C&I Curtailment | C&I Curtailment- Advanced Lighting Control | Interruptible Rider | Retail Trade | MW of Load | 2045 | 0.012169
ENS | C&I Curtailment | C&I Curtailment- Water Heating Control | Interruptible Rider | Miscellaneous | MW of Load | 2045 | 0.0412
ENS | C&I Curtailment | C&I Curtailment- Water Heating Control | Interruptible Rider | Retail Trade | MW of Load | 2045 | 0.0056919
ENS | C&I Curtailment | C&I Curtailment- Other | Interruptible Rider | Miscellaneous | MW of Load | 2045 | 0.7314
ENS | C&I Curtailment | C&I Curtailment- Other | Interruptible Rider | Retail Trade | MW of Load | 2045 | 0.060782
ENS | C&I Curtailment | C&I Curtailment- Industrial | Interruptible Rider | Manufacturing | MW of Load | 2045 | 1.0893
ENS | Dynamic Pricing | Dynamic Pricing with enabling tech. | Small Commercial | Manufacturing | MW of Load | 2045 | 0.18343
ENS | Dynamic Pricing | Dynamic Pricing with enabling tech. | Small Commercial | Miscellaneous | MW of Load | 2045 | 2.2444
ENS | Dynamic Pricing | Dynamic Pricing with enabling tech. | Small Commercial | Offices | MW of Load | 2045 | 1.7584
ENS | Dynamic Pricing | Dynamic Pricing with enabling tech. | Small Commercial | Retail Trade | MW of Load | 2045 | 3.8721
ENS | Dynamic Pricing | Dynamic Pricing with enabling tech. | Small Commercial | Services | MW of Load | 2045 | 4.6481
ENS | Dynamic Pricing | Dynamic Pricing w/o enabling tech. | Small Commercial | Manufacturing | MW of Load | 2045 | 0.012037
ENS | Dynamic Pricing | Dynamic Pricing w/o enabling tech. | Small Commercial | Miscellaneous | MW of Load | 2045 | 0.14729
ENS | Dynamic Pricing | Dynamic Pricing w/o enabling tech. | Small Commercial | Offices | MW of Load | 2045 | 0.11539
ENS | Dynamic Pricing | Dynamic Pricing w/o enabling tech. | Small Commercial | Retail Trade | MW of Load | 2045 | 0.25411
ENS | Dynamic Pricing | Dynamic Pricing w/o enabling tech. | Small Commercial | Services | MW of Load | 2045 | 0.30503
ENS | Dynamic Pricing | Dynamic Pricing with enabling tech. | Large Commercial | Offices | MW of Load | 2045 | 0.31129
ENS | Dynamic Pricing | Dynamic Pricing with enabling tech. | Large Commercial | Services | MW of Load | 2045 | 1.9168
ENS | Dynamic Pricing | Dynamic Pricing w/o enabling tech. | Large Commercial | Offices | MW of Load | 2045 | 0.16384
ENS | Dynamic Pricing | Dynamic Pricing w/o enabling tech. | Large Commercial | Services | MW of Load | 2045 | 1.0088
ENS | Dynamic Pricing | Dynamic Pricing with enabling tech. | Small Industrial | Manufacturing | MW of Load | 2045 | 0.40774
ENS | Dynamic Pricing | Dynamic Pricing with enabling tech. | Small Industrial | Miscellaneous | MW of Load | 2045 | 0.63556
ENS | Dynamic Pricing | Dynamic Pricing with enabling tech. | Small Industrial | Offices | MW of Load | 2045 | 0.038964
ENS | Dynamic Pricing | Dynamic Pricing with enabling tech. | Small Industrial | Retail Trade | MW of Load | 2045 | 0.1087
ENS | Dynamic Pricing | Dynamic Pricing with enabling tech. | Small Industrial | Services | MW of Load | 2045 | 0.13551
ENS | Dynamic Pricing | Dynamic Pricing w/o enabling tech. | Small Industrial | Manufacturing | MW of Load | 2045 | 0.026758
ENS | Dynamic Pricing | Dynamic Pricing w/o enabling tech. | Small Industrial | Miscellaneous | MW of Load | 2045 | 0.041709
ENS | Dynamic Pricing | Dynamic Pricing w/o enabling tech. | Small Industrial | Offices | MW of Load | 2045 | 0.002557
ENS | Dynamic Pricing | Dynamic Pricing w/o enabling tech. | Small Industrial | Retail Trade | MW of Load | 2045 | 0.0071335
ENS | Dynamic Pricing | Dynamic Pricing w/o enabling tech. | Small Industrial | Services | MW of Load | 2045 | 0.0088927
ENS | Dynamic Pricing | Dynamic Pricing with enabling tech. | Large Industrial | Manufacturing | MW of Load | 2045 | 2.3975
ENS | Dynamic Pricing | Dynamic Pricing with enabling tech. | Large Industrial | Miscellaneous | MW of Load | 2045 | 1.2498
ENS | Dynamic Pricing | Dynamic Pricing with enabling tech. | Large Industrial | Offices | MW of Load | 2045 | 0.11476
ENS | Dynamic Pricing | Dynamic Pricing with enabling tech. | Large Industrial | Retail Trade | MW of Load | 2045 | 0.54405
ENS | Dynamic Pricing | Dynamic Pricing with enabling tech. | Large Industrial | Services | MW of Load | 2045 | 0.26909
ENS | Dynamic Pricing | Dynamic Pricing w/o enabling tech. | Large Industrial | Manufacturing | MW of Load | 2045 | 1.2618
ENS | Dynamic Pricing | Dynamic Pricing w/o enabling tech. | Large Industrial | Miscellaneous | MW of Load | 2045 | 0.65778
ENS | Dynamic Pricing | Dynamic Pricing w/o enabling tech. | Large Industrial | Offices | MW of Load | 2045 | 0.060401
ENS | Dynamic Pricing | Dynamic Pricing w/o enabling tech. | Large Industrial | Retail Trade | MW of Load | 2045 | 0.28634
ENS | Dynamic Pricing | Dynamic Pricing w/o enabling tech. | Large Industrial | Services | MW of Load | 2045 | 0.14162
ENS | Dynamic Pricing | Dynamic Pricing with enabling tech. | Interruptible Rider | Manufacturing | MW of Load | 2045 | 0.72438
ENS | Dynamic Pricing | Dynamic Pricing with enabling tech. | Interruptible Rider | Miscellaneous | MW of Load | 2045 | 1.8522
ENS | Dynamic Pricing | Dynamic Pricing with enabling tech. | Interruptible Rider | Retail Trade | MW of Load | 2045 | 0.10873
ENS | Dynamic Pricing | Dynamic Pricing w/o enabling tech. | Interruptible Rider | Manufacturing | MW of Load | 2045 | 0.38126
ENS | Dynamic Pricing | Dynamic Pricing w/o enabling tech. | Interruptible Rider | Miscellaneous | MW of Load | 2045 | 0.97484
ENS | Dynamic Pricing | Dynamic Pricing w/o enabling tech. | Interruptible Rider | Retail Trade | MW of Load | 2045 | 0.057229
ENS | Dynamic Pricing | Dynamic Pricing with enabling tech. | Residential | Residential LI | MW of Load | 2045 | 14.2328
ENS | Dynamic Pricing | Dynamic Pricing with enabling tech. | Residential | Residential Market Rate | MW of Load | 2045 | 91.7145
ENS | Dynamic Pricing | Dynamic Pricing w/o enabling tech. | Residential | Residential LI | MW of Load | 2045 | 10.3
ENS | Dynamic Pricing | Dynamic Pricing w/o enabling tech. | Residential | Residential Market Rate | MW of Load | 2045 | 66.3723
ENS | BTM Battery Control | BTM Battery Control | Small Commercial | Manufacturing | MW of Load | 2045 | 0.11087
ENS | BTM Battery Control | BTM Battery Control | Small Commercial | Miscellaneous | MW of Load | 2045 | 0.82852
ENS | BTM Battery Control | BTM Battery Control | Small Commercial | Offices | MW of Load | 2045 | 0.2834
ENS | BTM Battery Control | BTM Battery Control | Small Commercial | Retail Trade | MW of Load | 2045 | 0.49467
ENS | BTM Battery Control | BTM Battery Control | Small Commercial | Services | MW of Load | 2045 | 1.0768
ENS | BTM Battery Control | BTM Battery Control | Large Commercial | Offices | MW of Load | 2045 | 0.11393
ENS | BTM Battery Control | BTM Battery Control | Large Commercial | Services | MW of Load | 2045 | 0.60762
ENS | BTM Battery Control | BTM Battery Control | Small Industrial | Manufacturing | MW of Load | 2045 | 0.0027069
ENS | BTM Battery Control | BTM Battery Control | Small Industrial | Miscellaneous | MW of Load | 2045 | 0.017625
ENS | BTM Battery Control | BTM Battery Control | Small Industrial | Offices | MW of Load | 2045 | 0.0069517
ENS | BTM Battery Control | BTM Battery Control | Small Industrial | Retail Trade | MW of Load | 2045 | 0.012119
ENS | BTM Battery Control | BTM Battery Control | Small Industrial | Services | MW of Load | 2045 | 0.026423
ENS | BTM Battery Control | BTM Battery Control | Large Industrial | Manufacturing | MW of Load | 2045 | 0.074588
ENS | BTM Battery Control | BTM Battery Control | Large Industrial | Miscellaneous | MW of Load | 2045 | 0.34582
ENS | BTM Battery Control | BTM Battery Control | Large Industrial | Offices | MW of Load | 2045 | 0.040684
ENS | BTM Battery Control | BTM Battery Control | Large Industrial | Retail Trade | MW of Load | 2045 | 0.20342
ENS | BTM Battery Control | BTM Battery Control | Large Industrial | Services | MW of Load | 2045 | 0.44074
ENS | BTM Battery Control | BTM Battery Control | Interruptible Rider | Manufacturing | MW of Load | 2045 | 0.099701
ENS | BTM Battery Control | BTM Battery Control | Interruptible Rider | Miscellaneous | MW of Load | 2045 | 0.26587
ENS | BTM Battery Control | BTM Battery Control | Interruptible Rider | Retail Trade | MW of Load | 2045 | 0.3988
ENS | BTM Battery Control | BTM Battery Control | Residential | Residential LI | MW of Load | 2045 | 3.3974
ENS | BTM Battery Control | BTM Battery Control | Residential | Residential Market Rate | MW of Load | 2045 | 21.1504
ENS | EV Charging Control | EV Charging Control | EV | EV | MW of Load | 2045 | 34.0259
ENS | Behavioral DR | Behavioral DR | Residential | Residential LI | MW of Load | 2045 | 2.6753
ENS | Behavioral DR | Behavioral DR | Residential | Residential Market Rate | MW of Load | 2045 | 17.2396
ENS | DLC | DLC-Switch-Water Heating | Small Commercial | Miscellaneous | % of Load | 2019 | 0.00029775
ENS | DLC | DLC-Switch-Water Heating | Small Commercial | Offices | % of Load | 2019 | 0.00018246
ENS | DLC | DLC-Switch-Water Heating | Small Commercial | Retail Trade | % of Load | 2019 | 0.0010132
ENS | DLC | DLC-Switch-Water Heating | Small Commercial | Services | % of Load | 2019 | 0.0012202
ENS | DLC | DLC-Thermostat-HVAC | Small Commercial | Miscellaneous | % of Load | 2019 | 0.0054717
ENS | DLC | DLC-Thermostat-HVAC | Small Commercial | Offices | % of Load | 2019 | 0.0078186
ENS | DLC | DLC-Thermostat-HVAC | Small Commercial | Retail Trade | % of Load | 2019 | 0.0085149
ENS | DLC | DLC-Thermostat-HVAC | Small Commercial | Services | % of Load | 2019 | 0.010255
ENS | DLC | DLC-Switch-Water Heating | Small Industrial | Miscellaneous | % of Load | 2019 | 5.5442e-05
ENS | DLC | DLC-Switch-Water Heating | Small Industrial | Offices | % of Load | 2019 | 2.2537e-06
ENS | DLC | DLC-Switch-Water Heating | Small Industrial | Retail Trade | % of Load | 2019 | 1.5001e-05
ENS | DLC | DLC-Switch-Water Heating | Small Industrial | Services | % of Load | 2019 | 1.87e-05
ENS | DLC | DLC-Thermostat-HVAC | Small Industrial | Miscellaneous | % of Load | 2019 | 0.0010448
ENS | DLC | DLC-Thermostat-HVAC | Small Industrial | Offices | % of Load | 2019 | 9.6573e-05
ENS | DLC | DLC-Thermostat-HVAC | Small Industrial | Retail Trade | % of Load | 2019 | 0.00012607
ENS | DLC | DLC-Thermostat-HVAC | Small Industrial | Services | % of Load | 2019 | 0.00015716
ENS | DLC | DLC-Switch-Water Heating | Residential | Residential LI | % of Load | 2019 | 0.011589
ENS | DLC | DLC-Switch-Water Heating | Residential | Residential Market Rate | % of Load | 2019 | 0.072148
ENS | DLC | DLC-Thermostat-Heat Pump | Residential | Residential LI | % of Load | 2019 | 0.001225
ENS | DLC | DLC-Thermostat-Heat Pump | Residential | Residential Market Rate | % of Load | 2019 | 0.11824
ENS | DLC | DLC-Thermostat-Electric Furnace | Residential | Residential LI | % of Load | 2019 | 0.042489
ENS | DLC | DLC-Thermostat-Electric Furnace | Residential | Residential Market Rate | % of Load | 2019 | 0.10744
ENS | C&I Curtailment | C&I Curtailment- Manual HVAC Control | Large Commercial | Offices | % of Load | 2019 | 0.00048734
ENS | C&I Curtailment | C&I Curtailment- Manual HVAC Control | Large Commercial | Services | % of Load | 2019 | 0.0014155
ENS | C&I Curtailment | C&I Curtailment- Auto-DR HVAC Control | Large Commercial | Offices | % of Load | 2019 | 9.0249e-05
ENS | C&I Curtailment | C&I Curtailment- Auto-DR HVAC Control | Large Commercial | Services | % of Load | 2019 | 0.00026214
ENS | C&I Curtailment | C&I Curtailment- Standard Lighting Control | Large Commercial | Offices | % of Load | 2019 | 6.9459e-05
ENS | C&I Curtailment | C&I Curtailment- Standard Lighting Control | Large Commercial | Services | % of Load | 2019 | 0.00057864
ENS | C&I Curtailment | C&I Curtailment- Advanced Lighting Control | Large Commercial | Offices | % of Load | 2019 | 3.4729e-05
ENS | C&I Curtailment | C&I Curtailment- Advanced Lighting Control | Large Commercial | Services | % of Load | 2019 | 0.00028932
ENS | C&I Curtailment | C&I Curtailment- Water Heating Control | Large Commercial | Offices | % of Load | 2019 | 5.2653e-06
ENS | C&I Curtailment | C&I Curtailment- Water Heating Control | Large Commercial | Services | % of Load | 2019 | 7.7977e-05
ENS | C&I Curtailment | C&I Curtailment- Other | Large Commercial | Offices | % of Load | 2019 | 9.9154e-05
ENS | C&I Curtailment | C&I Curtailment- Other | Large Commercial | Services | % of Load | 2019 | 0.00087214
ENS | C&I Curtailment | C&I Curtailment- Manual HVAC Control | Large Industrial | Miscellaneous | % of Load | 2019 | 0.00055586
ENS | C&I Curtailment | C&I Curtailment- Manual HVAC Control | Large Industrial | Offices | % of Load | 2019 | 7.7663e-05
ENS | C&I Curtailment | C&I Curtailment- Manual HVAC Control | Large Industrial | Retail Trade | % of Load | 2019 | 0.00019124
ENS | C&I Curtailment | C&I Curtailment- Manual HVAC Control | Large Industrial | Services | % of Load | 2019 | 9.4588e-05
ENS | C&I Curtailment | C&I Curtailment- Auto-DR HVAC Control | Large Industrial | Miscellaneous | % of Load | 2019 | 0.00010294
ENS | C&I Curtailment | C&I Curtailment- Auto-DR HVAC Control | Large Industrial | Offices | % of Load | 2019 | 1.4382e-05
ENS | C&I Curtailment | C&I Curtailment- Auto-DR HVAC Control | Large Industrial | Retail Trade | % of Load | 2019 | 3.5415e-05
ENS | C&I Curtailment | C&I Curtailment- Auto-DR HVAC Control | Large Industrial | Services | % of Load | 2019 | 1.7516e-05
ENS | C&I Curtailment | C&I Curtailment- Standard Lighting Control | Large Industrial | Miscellaneous | % of Load | 2019 | 0.00023531
ENS | C&I Curtailment | C&I Curtailment- Standard Lighting Control | Large Industrial | Offices | % of Load | 2019 | 1.1069e-05
ENS | C&I Curtailment | C&I Curtailment- Standard Lighting Control | Large Industrial | Retail Trade | % of Load | 2019 | 7.8174e-05
ENS | C&I Curtailment | C&I Curtailment- Standard Lighting Control | Large Industrial | Services | % of Load | 2019 | 3.8665e-05
ENS | C&I Curtailment | C&I Curtailment- Advanced Lighting Control | Large Industrial | Miscellaneous | % of Load | 2019 | 0.00011766
ENS | C&I Curtailment | C&I Curtailment- Advanced Lighting Control | Large Industrial | Offices | % of Load | 2019 | 5.5345e-06
ENS | C&I Curtailment | C&I Curtailment- Advanced Lighting Control | Large Industrial | Retail Trade | % of Load | 2019 | 3.9087e-05
ENS | C&I Curtailment | C&I Curtailment- Advanced Lighting Control | Large Industrial | Services | % of Load | 2019 | 1.9333e-05
ENS | C&I Curtailment | C&I Curtailment- Water Heating Control | Large Industrial | Miscellaneous | % of Load | 2019 | 1.228e-05
ENS | C&I Curtailment | C&I Curtailment- Water Heating Control | Large Industrial | Offices | % of Load | 2019 | 8.3908e-07
ENS | C&I Curtailment | C&I Curtailment- Water Heating Control | Large Industrial | Retail Trade | % of Load | 2019 | 1.0535e-05
ENS | C&I Curtailment | C&I Curtailment- Water Heating Control | Large Industrial | Services | % of Load | 2019 | 5.2105e-06
ENS | C&I Curtailment | C&I Curtailment- Other | Large Industrial | Miscellaneous | % of Load | 2019 | 0.00026001
ENS | C&I Curtailment | C&I Curtailment- Other | Large Industrial | Offices | % of Load | 2019 | 1.5801e-05
ENS | C&I Curtailment | C&I Curtailment- Other | Large Industrial | Retail Trade | % of Load | 2019 | 0.00011783
ENS | C&I Curtailment | C&I Curtailment- Other | Large Industrial | Services | % of Load | 2019 | 5.8277e-05
ENS | C&I Curtailment | C&I Curtailment- Industrial | Large Industrial | Manufacturing | % of Load | 2019 | 0.0022704
ENS | C&I Curtailment | C&I Curtailment- Manual HVAC Control | Interruptible Rider | Miscellaneous | % of Load | 2019 | 0.0021751
ENS | C&I Curtailment | C&I Curtailment- Manual HVAC Control | Interruptible Rider | Retail Trade | % of Load | 2019 | 6.4204e-05
ENS | C&I Curtailment | C&I Curtailment- Auto-DR HVAC Control | Interruptible Rider | Miscellaneous | % of Load | 2019 | 0.00040279
ENS | C&I Curtailment | C&I Curtailment- Auto-DR HVAC Control | Interruptible Rider | Retail Trade | % of Load | 2019 | 1.189e-05
ENS | C&I Curtailment | C&I Curtailment- Standard Lighting Control | Interruptible Rider | Miscellaneous | % of Load | 2019 | 0.00037546
ENS | C&I Curtailment | C&I Curtailment- Standard Lighting Control | Interruptible Rider | Retail Trade | % of Load | 2019 | 2.6245e-05
ENS | C&I Curtailment | C&I Curtailment- Advanced Lighting Control | Interruptible Rider | Miscellaneous | % of Load | 2019 | 0.00018773
ENS | C&I Curtailment | C&I Curtailment- Advanced Lighting Control | Interruptible Rider | Retail Trade | % of Load | 2019 | 1.3123e-05
ENS | C&I Curtailment | C&I Curtailment- Water Heating Control | Interruptible Rider | Miscellaneous | % of Load | 2019 | 2.7423e-05
ENS | C&I Curtailment | C&I Curtailment- Water Heating Control | Interruptible Rider | Retail Trade | % of Load | 2019 | 3.5368e-06
ENS | C&I Curtailment | C&I Curtailment- Other | Interruptible Rider | Miscellaneous | % of Load | 2019 | 0.00049753
ENS | C&I Curtailment | C&I Curtailment- Other | Interruptible Rider | Retail Trade | % of Load | 2019 | 3.9557e-05
ENS | C&I Curtailment | C&I Curtailment- Industrial | Interruptible Rider | Manufacturing | % of Load | 2019 | 0.0010317
ENS | Dynamic Pricing | Dynamic Pricing with enabling tech. | Small Commercial | Manufacturing | % of Load | 2019 | 0.00023433
ENS | Dynamic Pricing | Dynamic Pricing with enabling tech. | Small Commercial | Miscellaneous | % of Load | 2019 | 0.0021874
ENS | Dynamic Pricing | Dynamic Pricing with enabling tech. | Small Commercial | Offices | % of Load | 2019 | 0.0017481
ENS | Dynamic Pricing | Dynamic Pricing with enabling tech. | Small Commercial | Retail Trade | % of Load | 2019 | 0.0040983
ENS | Dynamic Pricing | Dynamic Pricing with enabling tech. | Small Commercial | Services | % of Load | 2019 | 0.0049357
ENS | Dynamic Pricing | Dynamic Pricing w/o enabling tech. | Small Commercial | Manufacturing | % of Load | 2019 | 1.5378e-05
ENS | Dynamic Pricing | Dynamic Pricing w/o enabling tech. | Small Commercial | Miscellaneous | % of Load | 2019 | 0.00014355
ENS | Dynamic Pricing | Dynamic Pricing w/o enabling tech. | Small Commercial | Offices | % of Load | 2019 | 0.00011472
ENS | Dynamic Pricing | Dynamic Pricing w/o enabling tech. | Small Commercial | Retail Trade | % of Load | 2019 | 0.00026895
ENS | Dynamic Pricing | Dynamic Pricing w/o enabling tech. | Small Commercial | Services | % of Load | 2019 | 0.00032391
ENS | Dynamic Pricing | Dynamic Pricing with enabling tech. | Large Commercial | Offices | % of Load | 2019 | 0.00027955
ENS | Dynamic Pricing | Dynamic Pricing with enabling tech. | Large Commercial | Services | % of Load | 2019 | 0.001748
ENS | Dynamic Pricing | Dynamic Pricing w/o enabling tech. | Large Commercial | Offices | % of Load | 2019 | 0.00014713
ENS | Dynamic Pricing | Dynamic Pricing w/o enabling tech. | Large Commercial | Services | % of Load | 2019 | 0.00091998
ENS | Dynamic Pricing | Dynamic Pricing with enabling tech. | Small Industrial | Manufacturing | % of Load | 2019 | 0.00029564
ENS | Dynamic Pricing | Dynamic Pricing with enabling tech. | Small Industrial | Miscellaneous | % of Load | 2019 | 0.00036316
ENS | Dynamic Pricing | Dynamic Pricing with enabling tech. | Small Industrial | Offices | % of Load | 2019 | 2.1592e-05
ENS | Dynamic Pricing | Dynamic Pricing with enabling tech. | Small Industrial | Retail Trade | % of Load | 2019 | 6.0679e-05
ENS | Dynamic Pricing | Dynamic Pricing with enabling tech. | Small Industrial | Services | % of Load | 2019 | 7.5643e-05
ENS | Dynamic Pricing | Dynamic Pricing w/o enabling tech. | Small Industrial | Manufacturing | % of Load | 2019 | 1.9402e-05
ENS | Dynamic Pricing | Dynamic Pricing w/o enabling tech. | Small Industrial | Miscellaneous | % of Load | 2019 | 2.3832e-05
ENS | Dynamic Pricing | Dynamic Pricing w/o enabling tech. | Small Industrial | Offices | % of Load | 2019 | 1.417e-06
ENS | Dynamic Pricing | Dynamic Pricing w/o enabling tech. | Small Industrial | Retail Trade | % of Load | 2019 | 3.9821e-06
ENS | Dynamic Pricing | Dynamic Pricing w/o enabling tech. | Small Industrial | Services | % of Load | 2019 | 4.9641e-06
ENS | Dynamic Pricing | Dynamic Pricing with enabling tech. | Large Industrial | Manufacturing | % of Load | 2019 | 0.0015098
ENS | Dynamic Pricing | Dynamic Pricing with enabling tech. | Large Industrial | Miscellaneous | % of Load | 2019 | 0.00057489
ENS | Dynamic Pricing | Dynamic Pricing with enabling tech. | Large Industrial | Offices | % of Load | 2019 | 4.4549e-05
ENS | Dynamic Pricing | Dynamic Pricing with enabling tech. | Large Industrial | Retail Trade | % of Load | 2019 | 0.00023615
ENS | Dynamic Pricing | Dynamic Pricing with enabling tech. | Large Industrial | Services | % of Load | 2019 | 0.0001168
ENS | Dynamic Pricing | Dynamic Pricing w/o enabling tech. | Large Industrial | Manufacturing | % of Load | 2019 | 0.00079465
ENS | Dynamic Pricing | Dynamic Pricing w/o enabling tech. | Large Industrial | Miscellaneous | % of Load | 2019 | 0.00030258
ENS | Dynamic Pricing | Dynamic Pricing w/o enabling tech. | Large Industrial | Offices | % of Load | 2019 | 2.3447e-05
ENS | Dynamic Pricing | Dynamic Pricing w/o enabling tech. | Large Industrial | Retail Trade | % of Load | 2019 | 0.00012429
ENS | Dynamic Pricing | Dynamic Pricing w/o enabling tech. | Large Industrial | Services | % of Load | 2019 | 6.1474e-05
ENS | Dynamic Pricing | Dynamic Pricing with enabling tech. | Interruptible Rider | Manufacturing | % of Load | 2019 | 0.00068605
ENS | Dynamic Pricing | Dynamic Pricing with enabling tech. | Interruptible Rider | Miscellaneous | % of Load | 2019 | 0.0013466
ENS | Dynamic Pricing | Dynamic Pricing with enabling tech. | Interruptible Rider | Retail Trade | % of Load | 2019 | 7.9282e-05
ENS | Dynamic Pricing | Dynamic Pricing w/o enabling tech. | Interruptible Rider | Manufacturing | % of Load | 2019 | 0.00036108
ENS | Dynamic Pricing | Dynamic Pricing w/o enabling tech. | Interruptible Rider | Miscellaneous | % of Load | 2019 | 0.00070873
ENS | Dynamic Pricing | Dynamic Pricing w/o enabling tech. | Interruptible Rider | Retail Trade | % of Load | 2019 | 4.1727e-05
ENS | Dynamic Pricing | Dynamic Pricing with enabling tech. | Residential | Residential LI | % of Load | 2019 | 0.0096965
ENS | Dynamic Pricing | Dynamic Pricing with enabling tech. | Residential | Residential Market Rate | % of Load | 2019 | 0.060365
ENS | Dynamic Pricing | Dynamic Pricing w/o enabling tech. | Residential | Residential LI | % of Load | 2019 | 0.0070172
ENS | Dynamic Pricing | Dynamic Pricing w/o enabling tech. | Residential | Residential Market Rate | % of Load | 2019 | 0.043685
ENS | BTM Battery Control | BTM Battery Control | Small Commercial | Manufacturing | % of Load | 2019 | 1.9359e-06
ENS | BTM Battery Control | BTM Battery Control | Small Commercial | Miscellaneous | % of Load | 2019 | 1.4235e-05
ENS | BTM Battery Control | BTM Battery Control | Small Commercial | Offices | % of Load | 2019 | 4.9501e-06
ENS | BTM Battery Control | BTM Battery Control | Small Commercial | Retail Trade | % of Load | 2019 | 8.6379e-06
ENS | BTM Battery Control | BTM Battery Control | Small Commercial | Services | % of Load | 2019 | 1.8804e-05
ENS | BTM Battery Control | BTM Battery Control | Large Commercial | Offices | % of Load | 2019 | 1.9853e-06
ENS | BTM Battery Control | BTM Battery Control | Large Commercial | Services | % of Load | 2019 | 1.0588e-05
ENS | BTM Battery Control | BTM Battery Control | Small Industrial | Manufacturing | % of Load | 2019 | 4.7707e-08
ENS | BTM Battery Control | BTM Battery Control | Small Industrial | Miscellaneous | % of Load | 2019 | 3.0822e-07
ENS | BTM Battery Control | BTM Battery Control | Small Industrial | Offices | % of Load | 2019 | 1.2168e-07
ENS | BTM Battery Control | BTM Battery Control | Small Industrial | Retail Trade | % of Load | 2019 | 2.1173e-07
ENS | BTM Battery Control | BTM Battery Control | Small Industrial | Services | % of Load | 2019 | 4.6152e-07
ENS | BTM Battery Control | BTM Battery Control | Large Industrial | Manufacturing | % of Load | 2019 | 1.2998e-06
ENS | BTM Battery Control | BTM Battery Control | Large Industrial | Miscellaneous | % of Load | 2019 | 6.0263e-06
ENS | BTM Battery Control | BTM Battery Control | Large Industrial | Offices | % of Load | 2019 | 7.0897e-07
ENS | BTM Battery Control | BTM Battery Control | Large Industrial | Retail Trade | % of Load | 2019 | 3.5449e-06
ENS | BTM Battery Control | BTM Battery Control | Large Industrial | Services | % of Load | 2019 | 7.6805e-06
ENS | BTM Battery Control | BTM Battery Control | Interruptible Rider | Manufacturing | % of Load | 2019 | 1.7374e-06
ENS | BTM Battery Control | BTM Battery Control | Interruptible Rider | Miscellaneous | % of Load | 2019 | 4.6331e-06
ENS | BTM Battery Control | BTM Battery Control | Interruptible Rider | Retail Trade | % of Load | 2019 | 6.9497e-06
ENS | BTM Battery Control | BTM Battery Control | Residential | Residential LI | % of Load | 2019 | 5.2116e-05
ENS | BTM Battery Control | BTM Battery Control | Residential | Residential Market Rate | % of Load | 2019 | 0.00032444
ENS | EV Charging Control | EV Charging Control | EV | EV | % of Load | 2019 | 0.00015193
ENS | Behavioral DR | Behavioral DR | Residential | Residential LI | % of Load | 2019 | 0.0018226
ENS | Behavioral DR | Behavioral DR | Residential | Residential Market Rate | % of Load | 2019 | 0.011347
ENS | DLC | DLC-Switch-Water Heating | Small Commercial | Miscellaneous | % of Load | 2020 | 0.00029618
ENS | DLC | DLC-Switch-Water Heating | Small Commercial | Offices | % of Load | 2020 | 0.0001815
ENS | DLC | DLC-Switch-Water Heating | Small Commercial | Retail Trade | % of Load | 2020 | 0.0010076
ENS | DLC | DLC-Switch-Water Heating | Small Commercial | Services | % of Load | 2020 | 0.0012133
ENS | DLC | DLC-Thermostat-HVAC | Small Commercial | Miscellaneous | % of Load | 2020 | 0.0054422
ENS | DLC | DLC-Thermostat-HVAC | Small Commercial | Offices | % of Load | 2020 | 0.0077772
ENS | DLC | DLC-Thermostat-HVAC | Small Commercial | Retail Trade | % of Load | 2020 | 0.0084686
ENS | DLC | DLC-Thermostat-HVAC | Small Commercial | Services | % of Load | 2020 | 0.010197
ENS | DLC | DLC-Switch-Water Heating | Small Industrial | Miscellaneous | % of Load | 2020 | 5.6109e-05
ENS | DLC | DLC-Switch-Water Heating | Small Industrial | Offices | % of Load | 2020 | 2.2809e-06
ENS | DLC | DLC-Switch-Water Heating | Small Industrial | Retail Trade | % of Load | 2020 | 1.5181e-05
ENS | DLC | DLC-Switch-Water Heating | Small Industrial | Services | % of Load | 2020 | 1.8925e-05
ENS | DLC | DLC-Thermostat-HVAC | Small Industrial | Miscellaneous | % of Load | 2020 | 0.0010573
ENS | DLC | DLC-Thermostat-HVAC | Small Industrial | Offices | % of Load | 2020 | 9.7736e-05
ENS | DLC | DLC-Thermostat-HVAC | Small Industrial | Retail Trade | % of Load | 2020 | 0.00012759
ENS | DLC | DLC-Thermostat-HVAC | Small Industrial | Services | % of Load | 2020 | 0.00015905
ENS | DLC | DLC-Switch-Water Heating | Residential | Residential LI | % of Load | 2020 | 0.011606
ENS | DLC | DLC-Switch-Water Heating | Residential | Residential Market Rate | % of Load | 2020 | 0.07225
ENS | DLC | DLC-Thermostat-Heat Pump | Residential | Residential LI | % of Load | 2020 | 0.0018454
ENS | DLC | DLC-Thermostat-Heat Pump | Residential | Residential Market Rate | % of Load | 2020 | 0.1198
ENS | DLC | DLC-Thermostat-Electric Furnace | Residential | Residential LI | % of Load | 2020 | 0.04167
ENS | DLC | DLC-Thermostat-Electric Furnace | Residential | Residential Market Rate | % of Load | 2020 | 0.10481
ENS | C&I Curtailment | C&I Curtailment- Manual HVAC Control | Large Commercial | Offices | % of Load | 2020 | 0.00043474
ENS | C&I Curtailment | C&I Curtailment- Manual HVAC Control | Large Commercial | Services | % of Load | 2020 | 0.0012627
ENS | C&I Curtailment | C&I Curtailment- Auto-DR HVAC Control | Large Commercial | Offices | % of Load | 2020 | 0.00017636
ENS | C&I Curtailment | C&I Curtailment- Auto-DR HVAC Control | Large Commercial | Services | % of Load | 2020 | 0.00051225
ENS | C&I Curtailment | C&I Curtailment- Standard Lighting Control | Large Commercial | Offices | % of Load | 2020 | 6.9338e-05
ENS | C&I Curtailment | C&I Curtailment- Standard Lighting Control | Large Commercial | Services | % of Load | 2020 | 0.00057764
ENS | C&I Curtailment | C&I Curtailment- Advanced Lighting Control | Large Commercial | Offices | % of Load | 2020 | 3.4669e-05
ENS | C&I Curtailment | C&I Curtailment- Advanced Lighting Control | Large Commercial | Services | % of Load | 2020 | 0.00028882
ENS | C&I Curtailment | C&I Curtailment- Water Heating Control | Large Commercial | Offices | % of Load | 2020 | 5.2562e-06
ENS | C&I Curtailment | C&I Curtailment- Water Heating Control | Large Commercial | Services | % of Load | 2020 | 7.7842e-05
ENS | C&I Curtailment | C&I Curtailment- Other | Large Commercial | Offices | % of Load | 2020 | 9.8982e-05
ENS | C&I Curtailment | C&I Curtailment- Other | Large Commercial | Services | % of Load | 2020 | 0.00087063
ENS | C&I Curtailment | C&I Curtailment- Manual HVAC Control | Large Industrial | Miscellaneous | % of Load | 2020 | 0.00050835
ENS | C&I Curtailment | C&I Curtailment- Manual HVAC Control | Large Industrial | Offices | % of Load | 2020 | 7.1347e-05
ENS | C&I Curtailment | C&I Curtailment- Manual HVAC Control | Large Industrial | Retail Trade | % of Load | 2020 | 0.00017569
ENS | C&I Curtailment | C&I Curtailment- Manual HVAC Control | Large Industrial | Services | % of Load | 2020 | 8.6896e-05
ENS | C&I Curtailment | C&I Curtailment- Auto-DR HVAC Control | Large Industrial | Miscellaneous | % of Load | 2020 | 0.00020622
ENS | C&I Curtailment | C&I Curtailment- Auto-DR HVAC Control | Large Industrial | Offices | % of Load | 2020 | 2.8943e-05
ENS | C&I Curtailment | C&I Curtailment- Auto-DR HVAC Control | Large Industrial | Retail Trade | % of Load | 2020 | 7.1271e-05
ENS | C&I Curtailment | C&I Curtailment- Auto-DR HVAC Control | Large Industrial | Services | % of Load | 2020 | 3.5251e-05
ENS | C&I Curtailment | C&I Curtailment- Standard Lighting Control | Large Industrial | Miscellaneous | % of Load | 2020 | 0.00024012
ENS | C&I Curtailment | C&I Curtailment- Standard Lighting Control | Large Industrial | Offices | % of Load | 2020 | 1.1379e-05
ENS | C&I Curtailment | C&I Curtailment- Standard Lighting Control | Large Industrial | Retail Trade | % of Load | 2020 | 8.0368e-05
ENS | C&I Curtailment | C&I Curtailment- Standard Lighting Control | Large Industrial | Services | % of Load | 2020 | 3.975e-05
ENS | C&I Curtailment | C&I Curtailment- Advanced Lighting Control | Large Industrial | Miscellaneous | % of Load | 2020 | 0.00012006
ENS | C&I Curtailment | C&I Curtailment- Advanced Lighting Control | Large Industrial | Offices | % of Load | 2020 | 5.6897e-06
ENS | C&I Curtailment | C&I Curtailment- Advanced Lighting Control | Large Industrial | Retail Trade | % of Load | 2020 | 4.0184e-05
ENS | C&I Curtailment | C&I Curtailment- Advanced Lighting Control | Large Industrial | Services | % of Load | 2020 | 1.9875e-05
ENS | C&I Curtailment | C&I Curtailment- Water Heating Control | Large Industrial | Miscellaneous | % of Load | 2020 | 1.2414e-05
ENS | C&I Curtailment | C&I Curtailment- Water Heating Control | Large Industrial | Offices | % of Load | 2020 | 8.6262e-07
ENS | C&I Curtailment | C&I Curtailment- Water Heating Control | Large Industrial | Retail Trade | % of Load | 2020 | 1.083e-05
ENS | C&I Curtailment | C&I Curtailment- Water Heating Control | Large Industrial | Services | % of Load | 2020 | 5.3567e-06
ENS | C&I Curtailment | C&I Curtailment- Other | Large Industrial | Miscellaneous | % of Load | 2020 | 0.00026483
ENS | C&I Curtailment | C&I Curtailment- Other | Large Industrial | Offices | % of Load | 2020 | 1.6244e-05
ENS | C&I Curtailment | C&I Curtailment- Other | Large Industrial | Retail Trade | % of Load | 2020 | 0.00012113
ENS | C&I Curtailment | C&I Curtailment- Other | Large Industrial | Services | % of Load | 2020 | 5.9912e-05
ENS | C&I Curtailment | C&I Curtailment- Industrial | Large Industrial | Manufacturing | % of Load | 2020 | 0.0023
ENS | C&I Curtailment | C&I Curtailment- Manual HVAC Control | Interruptible Rider | Miscellaneous | % of Load | 2020 | 0.0019299
ENS | C&I Curtailment | C&I Curtailment- Manual HVAC Control | Interruptible Rider | Retail Trade | % of Load | 2020 | 5.6966e-05
ENS | C&I Curtailment | C&I Curtailment- Auto-DR HVAC Control | Interruptible Rider | Miscellaneous | % of Load | 2020 | 0.00078288
ENS | C&I Curtailment | C&I Curtailment- Auto-DR HVAC Control | Interruptible Rider | Retail Trade | % of Load | 2020 | 2.3109e-05
ENS | C&I Curtailment | C&I Curtailment- Standard Lighting Control | Interruptible Rider | Miscellaneous | % of Load | 2020 | 0.00037279
ENS | C&I Curtailment | C&I Curtailment- Standard Lighting Control | Interruptible Rider | Retail Trade | % of Load | 2020 | 2.6059e-05
ENS | C&I Curtailment | C&I Curtailment- Advanced Lighting Control | Interruptible Rider | Miscellaneous | % of Load | 2020 | 0.00018639
ENS | C&I Curtailment | C&I Curtailment- Advanced Lighting Control | Interruptible Rider | Retail Trade | % of Load | 2020 | 1.3029e-05
ENS | C&I Curtailment | C&I Curtailment- Water Heating Control | Interruptible Rider | Miscellaneous | % of Load | 2020 | 2.7228e-05
ENS | C&I Curtailment | C&I Curtailment- Water Heating Control | Interruptible Rider | Retail Trade | % of Load | 2020 | 3.5116e-06
ENS | C&I Curtailment | C&I Curtailment- Other | Interruptible Rider | Miscellaneous | % of Load | 2020 | 0.000494
ENS | C&I Curtailment | C&I Curtailment- Other | Interruptible Rider | Retail Trade | % of Load | 2020 | 3.9276e-05
ENS | C&I Curtailment | C&I Curtailment- Industrial | Interruptible Rider | Manufacturing | % of Load | 2020 | 0.0010243
ENS | Dynamic Pricing | Dynamic Pricing with enabling tech. | Small Commercial | Manufacturing | % of Load | 2020 | 0.00023272
ENS | Dynamic Pricing | Dynamic Pricing with enabling tech. | Small Commercial | Miscellaneous | % of Load | 2020 | 0.0021755
ENS | Dynamic Pricing | Dynamic Pricing with enabling tech. | Small Commercial | Offices | % of Load | 2020 | 0.0017389
ENS | Dynamic Pricing | Dynamic Pricing with enabling tech. | Small Commercial | Retail Trade | % of Load | 2020 | 0.004076
ENS | Dynamic Pricing | Dynamic Pricing with enabling tech. | Small Commercial | Services | % of Load | 2020 | 0.0049079
ENS | Dynamic Pricing | Dynamic Pricing w/o enabling tech. | Small Commercial | Manufacturing | % of Load | 2020 | 1.5272e-05
ENS | Dynamic Pricing | Dynamic Pricing w/o enabling tech. | Small Commercial | Miscellaneous | % of Load | 2020 | 0.00014277
ENS | Dynamic Pricing | Dynamic Pricing w/o enabling tech. | Small Commercial | Offices | % of Load | 2020 | 0.00011411
ENS | Dynamic Pricing | Dynamic Pricing w/o enabling tech. | Small Commercial | Retail Trade | % of Load | 2020 | 0.00026749
ENS | Dynamic Pricing | Dynamic Pricing w/o enabling tech. | Small Commercial | Services | % of Load | 2020 | 0.00032208
ENS | Dynamic Pricing | Dynamic Pricing with enabling tech. | Large Commercial | Offices | % of Load | 2020 | 0.00027907
ENS | Dynamic Pricing | Dynamic Pricing with enabling tech. | Large Commercial | Services | % of Load | 2020 | 0.0017449
ENS | Dynamic Pricing | Dynamic Pricing w/o enabling tech. | Large Commercial | Offices | % of Load | 2020 | 0.00014688
ENS | Dynamic Pricing | Dynamic Pricing w/o enabling tech. | Large Commercial | Services | % of Load | 2020 | 0.00091839
ENS | Dynamic Pricing | Dynamic Pricing with enabling tech. | Small Industrial | Manufacturing | % of Load | 2020 | 0.0002992
ENS | Dynamic Pricing | Dynamic Pricing with enabling tech. | Small Industrial | Miscellaneous | % of Load | 2020 | 0.00036753
ENS | Dynamic Pricing | Dynamic Pricing with enabling tech. | Small Industrial | Offices | % of Load | 2020 | 2.1852e-05
ENS | Dynamic Pricing | Dynamic Pricing with enabling tech. | Small Industrial | Retail Trade | % of Load | 2020 | 6.141e-05
ENS | Dynamic Pricing | Dynamic Pricing with enabling tech. | Small Industrial | Services | % of Load | 2020 | 7.6554e-05
ENS | Dynamic Pricing | Dynamic Pricing w/o enabling tech. | Small Industrial | Manufacturing | % of Load | 2020 | 1.9635e-05
ENS | Dynamic Pricing | Dynamic Pricing w/o enabling tech. | Small Industrial | Miscellaneous | % of Load | 2020 | 2.4119e-05
ENS | Dynamic Pricing | Dynamic Pricing w/o enabling tech. | Small Industrial | Offices | % of Load | 2020 | 1.434e-06
ENS | Dynamic Pricing | Dynamic Pricing w/o enabling tech. | Small Industrial | Retail Trade | % of Load | 2020 | 4.03e-06
ENS | Dynamic Pricing | Dynamic Pricing w/o enabling tech. | Small Industrial | Services | % of Load | 2020 | 5.0239e-06
ENS | Dynamic Pricing | Dynamic Pricing with enabling tech. | Large Industrial | Manufacturing | % of Load | 2020 | 0.0015295
ENS | Dynamic Pricing | Dynamic Pricing with enabling tech. | Large Industrial | Miscellaneous | % of Load | 2020 | 0.00058636
ENS | Dynamic Pricing | Dynamic Pricing with enabling tech. | Large Industrial | Offices | % of Load | 2020 | 4.5799e-05
ENS | Dynamic Pricing | Dynamic Pricing with enabling tech. | Large Industrial | Retail Trade | % of Load | 2020 | 0.00024278
ENS | Dynamic Pricing | Dynamic Pricing with enabling tech. | Large Industrial | Services | % of Load | 2020 | 0.00012008
ENS | Dynamic Pricing | Dynamic Pricing w/o enabling tech. | Large Industrial | Manufacturing | % of Load | 2020 | 0.00080501
ENS | Dynamic Pricing | Dynamic Pricing w/o enabling tech. | Large Industrial | Miscellaneous | % of Load | 2020 | 0.00030861
ENS | Dynamic Pricing | Dynamic Pricing w/o enabling tech. | Large Industrial | Offices | % of Load | 2020 | 2.4105e-05
ENS | Dynamic Pricing | Dynamic Pricing w/o enabling tech. | Large Industrial | Retail Trade | % of Load | 2020 | 0.00012778
ENS | Dynamic Pricing | Dynamic Pricing w/o enabling tech. | Large Industrial | Services | % of Load | 2020 | 6.3198e-05
ENS | Dynamic Pricing | Dynamic Pricing with enabling tech. | Interruptible Rider | Manufacturing | % of Load | 2020 | 0.00068118
ENS | Dynamic Pricing | Dynamic Pricing with enabling tech. | Interruptible Rider | Miscellaneous | % of Load | 2020 | 0.001337
ENS | Dynamic Pricing | Dynamic Pricing with enabling tech. | Interruptible Rider | Retail Trade | % of Load | 2020 | 7.8718e-05
ENS | Dynamic Pricing | Dynamic Pricing w/o enabling tech. | Interruptible Rider | Manufacturing | % of Load | 2020 | 0.00035851
ENS | Dynamic Pricing | Dynamic Pricing w/o enabling tech. | Interruptible Rider | Miscellaneous | % of Load | 2020 | 0.0007037
ENS | Dynamic Pricing | Dynamic Pricing w/o enabling tech. | Interruptible Rider | Retail Trade | % of Load | 2020 | 4.1431e-05
ENS | Dynamic Pricing | Dynamic Pricing with enabling tech. | Residential | Residential LI | % of Load | 2020 | 0.0097102
ENS | Dynamic Pricing | Dynamic Pricing with enabling tech. | Residential | Residential Market Rate | % of Load | 2020 | 0.060451
ENS | Dynamic Pricing | Dynamic Pricing w/o enabling tech. | Residential | Residential LI | % of Load | 2020 | 0.0070272
ENS | Dynamic Pricing | Dynamic Pricing w/o enabling tech. | Residential | Residential Market Rate | % of Load | 2020 | 0.043747
ENS | BTM Battery Control | BTM Battery Control | Small Commercial | Manufacturing | % of Load | 2020 | 3.5172e-06
ENS | BTM Battery Control | BTM Battery Control | Small Commercial | Miscellaneous | % of Load | 2020 | 2.5874e-05
ENS | BTM Battery Control | BTM Battery Control | Small Commercial | Offices | % of Load | 2020 | 8.9936e-06
ENS | BTM Battery Control | BTM Battery Control | Small Commercial | Retail Trade | % of Load | 2020 | 1.5694e-05
ENS | BTM Battery Control | BTM Battery Control | Small Commercial | Services | % of Load | 2020 | 3.4165e-05
ENS | BTM Battery Control | BTM Battery Control | Large Commercial | Offices | % of Load | 2020 | 3.6071e-06
ENS | BTM Battery Control | BTM Battery Control | Large Commercial | Services | % of Load | 2020 | 1.9238e-05
ENS | BTM Battery Control | BTM Battery Control | Small Industrial | Manufacturing | % of Load | 2020 | 8.6676e-08
ENS | BTM Battery Control | BTM Battery Control | Small Industrial | Miscellaneous | % of Load | 2020 | 5.5998e-07
ENS | BTM Battery Control | BTM Battery Control | Small Industrial | Offices | % of Load | 2020 | 2.2107e-07
ENS | BTM Battery Control | BTM Battery Control | Small Industrial | Retail Trade | % of Load | 2020 | 3.8468e-07
ENS | BTM Battery Control | BTM Battery Control | Small Industrial | Services | % of Load | 2020 | 8.3754e-07
ENS | BTM Battery Control | BTM Battery Control | Large Industrial | Manufacturing | % of Load | 2020 | 2.3615e-06
ENS | BTM Battery Control | BTM Battery Control | Large Industrial | Miscellaneous | % of Load | 2020 | 1.0949e-05
ENS | BTM Battery Control | BTM Battery Control | Large Industrial | Offices | % of Load | 2020 | 1.2881e-06
ENS | BTM Battery Control | BTM Battery Control | Large Industrial | Retail Trade | % of Load | 2020 | 6.4405e-06
ENS | BTM Battery Control | BTM Battery Control | Large Industrial | Services | % of Load | 2020 | 1.3954e-05
ENS | BTM Battery Control | BTM Battery Control | Interruptible Rider | Manufacturing | % of Load | 2020 | 3.1566e-06
ENS | BTM Battery Control | BTM Battery Control | Interruptible Rider | Miscellaneous | % of Load | 2020 | 8.4177e-06
ENS | BTM Battery Control | BTM Battery Control | Interruptible Rider | Retail Trade | % of Load | 2020 | 1.2626e-05
ENS | BTM Battery Control | BTM Battery Control | Residential | Residential LI | % of Load | 2020 | 9.5152e-05
ENS | BTM Battery Control | BTM Battery Control | Residential | Residential Market Rate | % of Load | 2020 | 0.00059236
ENS | EV Charging Control | EV Charging Control | EV | EV | % of Load | 2020 | 0.00023285
ENS | Behavioral DR | Behavioral DR | Residential | Residential LI | % of Load | 2020 | 0.0018252
ENS | Behavioral DR | Behavioral DR | Residential | Residential Market Rate | % of Load | 2020 | 0.011363
ENS | DLC | DLC-Switch-Water Heating | Small Commercial | Miscellaneous | % of Load | 2021 | 0.0002972
ENS | DLC | DLC-Switch-Water Heating | Small Commercial | Offices | % of Load | 2021 | 0.0001818
ENS | DLC | DLC-Switch-Water Heating | Small Commercial | Retail Trade | % of Load | 2021 | 0.0010122
ENS | DLC | DLC-Switch-Water Heating | Small Commercial | Services | % of Load | 2021 | 0.0012187
ENS | DLC | DLC-Thermostat-HVAC | Small Commercial | Miscellaneous | % of Load | 2021 | 0.0054147
ENS | DLC | DLC-Thermostat-HVAC | Small Commercial | Offices | % of Load | 2021 | 0.0077761
ENS | DLC | DLC-Thermostat-HVAC | Small Commercial | Retail Trade | % of Load | 2021 | 0.0083989
ENS | DLC | DLC-Thermostat-HVAC | Small Commercial | Services | % of Load | 2021 | 0.010113
ENS | DLC | DLC-Switch-Water Heating | Small Industrial | Miscellaneous | % of Load | 2021 | 5.7621e-05
ENS | DLC | DLC-Switch-Water Heating | Small Industrial | Offices | % of Load | 2021 | 2.3358e-06
ENS | DLC | DLC-Switch-Water Heating | Small Industrial | Retail Trade | % of Load | 2021 | 1.5603e-05
ENS | DLC | DLC-Switch-Water Heating | Small Industrial | Services | % of Load | 2021 | 1.9451e-05
ENS | DLC | DLC-Thermostat-HVAC | Small Industrial | Miscellaneous | % of Load | 2021 | 0.0010791
ENS | DLC | DLC-Thermostat-HVAC | Small Industrial | Offices | % of Load | 2021 | 0.00010028
ENS | DLC | DLC-Thermostat-HVAC | Small Industrial | Retail Trade | % of Load | 2021 | 0.00013016
ENS | DLC | DLC-Thermostat-HVAC | Small Industrial | Services | % of Load | 2021 | 0.00016225
ENS | DLC | DLC-Switch-Water Heating | Residential | Residential LI | % of Load | 2021 | 0.011685
ENS | DLC | DLC-Switch-Water Heating | Residential | Residential Market Rate | % of Load | 2021 | 0.072733
ENS | DLC | DLC-Thermostat-Heat Pump | Residential | Residential LI | % of Load | 2021 | 0.0025524
ENS | DLC | DLC-Thermostat-Heat Pump | Residential | Residential Market Rate | % of Load | 2021 | 0.12417
ENS | DLC | DLC-Thermostat-Electric Furnace | Residential | Residential LI | % of Load | 2021 | 0.041429
ENS | DLC | DLC-Thermostat-Electric Furnace | Residential | Residential Market Rate | % of Load | 2021 | 0.10359
ENS | C&I Curtailment | C&I Curtailment- Manual HVAC Control | Large Commercial | Offices | % of Load | 2021 | 0.00039185
ENS | C&I Curtailment | C&I Curtailment- Manual HVAC Control | Large Commercial | Services | % of Load | 2021 | 0.00113
ENS | C&I Curtailment | C&I Curtailment- Auto-DR HVAC Control | Large Commercial | Offices | % of Load | 2021 | 0.00025795
ENS | C&I Curtailment | C&I Curtailment- Auto-DR HVAC Control | Large Commercial | Services | % of Load | 2021 | 0.00074383
ENS | C&I Curtailment | C&I Curtailment- Standard Lighting Control | Large Commercial | Offices | % of Load | 2021 | 6.7438e-05
ENS | C&I Curtailment | C&I Curtailment- Standard Lighting Control | Large Commercial | Services | % of Load | 2021 | 0.0005652
ENS | C&I Curtailment | C&I Curtailment- Advanced Lighting Control | Large Commercial | Offices | % of Load | 2021 | 3.3719e-05
ENS | C&I Curtailment | C&I Curtailment- Advanced Lighting Control | Large Commercial | Services | % of Load | 2021 | 0.0002826
ENS | C&I Curtailment | C&I Curtailment- Water Heating Control | Large Commercial | Offices | % of Load | 2021 | 5.3482e-06
ENS | C&I Curtailment | C&I Curtailment- Water Heating Control | Large Commercial | Services | % of Load | 2021 | 7.9184e-05
ENS | C&I Curtailment | C&I Curtailment- Other | Large Commercial | Offices | % of Load | 2021 | 9.966e-05
ENS | C&I Curtailment | C&I Curtailment- Other | Large Commercial | Services | % of Load | 2021 | 0.00087864
ENS | C&I Curtailment | C&I Curtailment- Manual HVAC Control | Large Industrial | Miscellaneous | % of Load | 2021 | 0.00046609
ENS | C&I Curtailment | C&I Curtailment- Manual HVAC Control | Large Industrial | Offices | % of Load | 2021 | 6.6196e-05
ENS | C&I Curtailment | C&I Curtailment- Manual HVAC Control | Large Industrial | Retail Trade | % of Load | 2021 | 0.00016148
ENS | C&I Curtailment | C&I Curtailment- Manual HVAC Control | Large Industrial | Services | % of Load | 2021 | 7.9867e-05
ENS | C&I Curtailment | C&I Curtailment- Auto-DR HVAC Control | Large Industrial | Miscellaneous | % of Load | 2021 | 0.00030682
ENS | C&I Curtailment | C&I Curtailment- Auto-DR HVAC Control | Large Industrial | Offices | % of Load | 2021 | 4.3576e-05
ENS | C&I Curtailment | C&I Curtailment- Auto-DR HVAC Control | Large Industrial | Retail Trade | % of Load | 2021 | 0.0001063
ENS | C&I Curtailment | C&I Curtailment- Auto-DR HVAC Control | Large Industrial | Services | % of Load | 2021 | 5.2576e-05
ENS | C&I Curtailment | C&I Curtailment- Standard Lighting Control | Large Industrial | Miscellaneous | % of Load | 2021 | 0.0002419
ENS | C&I Curtailment | C&I Curtailment- Standard Lighting Control | Large Industrial | Offices | % of Load | 2021 | 1.15e-05
ENS | C&I Curtailment | C&I Curtailment- Standard Lighting Control | Large Industrial | Retail Trade | % of Load | 2021 | 8.0771e-05
ENS | C&I Curtailment | C&I Curtailment- Standard Lighting Control | Large Industrial | Services | % of Load | 2021 | 3.9949e-05
ENS | C&I Curtailment | C&I Curtailment- Advanced Lighting Control | Large Industrial | Miscellaneous | % of Load | 2021 | 0.00012095
ENS | C&I Curtailment | C&I Curtailment- Advanced Lighting Control | Large Industrial | Offices | % of Load | 2021 | 5.7502e-06
ENS | C&I Curtailment | C&I Curtailment- Advanced Lighting Control | Large Industrial | Retail Trade | % of Load | 2021 | 4.0386e-05
ENS | C&I Curtailment | C&I Curtailment- Advanced Lighting Control | Large Industrial | Services | % of Load | 2021 | 1.9975e-05
ENS | C&I Curtailment | C&I Curtailment- Water Heating Control | Large Industrial | Miscellaneous | % of Load | 2021 | 1.2738e-05
ENS | C&I Curtailment | C&I Curtailment- Water Heating Control | Large Industrial | Offices | % of Load | 2021 | 8.9573e-07
ENS | C&I Curtailment | C&I Curtailment- Water Heating Control | Large Industrial | Retail Trade | % of Load | 2021 | 1.1316e-05
ENS | C&I Curtailment | C&I Curtailment- Water Heating Control | Large Industrial | Services | % of Load | 2021 | 5.5969e-06
ENS | C&I Curtailment | C&I Curtailment- Other | Large Industrial | Miscellaneous | % of Load | 2021 | 0.00027224
ENS | C&I Curtailment | C&I Curtailment- Other | Large Industrial | Offices | % of Load | 2021 | 1.6901e-05
ENS | C&I Curtailment | C&I Curtailment- Other | Large Industrial | Retail Trade | % of Load | 2021 | 0.00012556
ENS | C&I Curtailment | C&I Curtailment- Other | Large Industrial | Services | % of Load | 2021 | 6.2104e-05
ENS | C&I Curtailment | C&I Curtailment- Industrial | Large Industrial | Manufacturing | % of Load | 2021 | 0.0023255
ENS | C&I Curtailment | C&I Curtailment- Manual HVAC Control | Interruptible Rider | Miscellaneous | % of Load | 2021 | 0.0017325
ENS | C&I Curtailment | C&I Curtailment- Manual HVAC Control | Interruptible Rider | Retail Trade | % of Load | 2021 | 5.0869e-05
ENS | C&I Curtailment | C&I Curtailment- Auto-DR HVAC Control | Interruptible Rider | Miscellaneous | % of Load | 2021 | 0.0011405
ENS | C&I Curtailment | C&I Curtailment- Auto-DR HVAC Control | Interruptible Rider | Retail Trade | % of Load | 2021 | 3.3486e-05
ENS | C&I Curtailment | C&I Curtailment- Standard Lighting Control | Interruptible Rider | Miscellaneous | % of Load | 2021 | 0.00036551
ENS | C&I Curtailment | C&I Curtailment- Standard Lighting Control | Interruptible Rider | Retail Trade | % of Load | 2021 | 2.5672e-05
ENS | C&I Curtailment | C&I Curtailment- Advanced Lighting Control | Interruptible Rider | Miscellaneous | % of Load | 2021 | 0.00018276
ENS | C&I Curtailment | C&I Curtailment- Advanced Lighting Control | Interruptible Rider | Retail Trade | % of Load | 2021 | 1.2836e-05
ENS | C&I Curtailment | C&I Curtailment- Water Heating Control | Interruptible Rider | Miscellaneous | % of Load | 2021 | 2.7397e-05
ENS | C&I Curtailment | C&I Curtailment- Water Heating Control | Interruptible Rider | Retail Trade | % of Load | 2021 | 3.5446e-06
ENS | C&I Curtailment | C&I Curtailment- Other | Interruptible Rider | Miscellaneous | % of Load | 2021 | 0.0004969
ENS | C&I Curtailment | C&I Curtailment- Other | Interruptible Rider | Retail Trade | % of Load | 2021 | 3.9574e-05
ENS | C&I Curtailment | C&I Curtailment- Industrial | Interruptible Rider | Manufacturing | % of Load | 2021 | 0.0010161
ENS | Dynamic Pricing | Dynamic Pricing with enabling tech. | Small Commercial | Manufacturing | % of Load | 2021 | 0.00022925
ENS | Dynamic Pricing | Dynamic Pricing with enabling tech. | Small Commercial | Miscellaneous | % of Load | 2021 | 0.0021633
ENS | Dynamic Pricing | Dynamic Pricing with enabling tech. | Small Commercial | Offices | % of Load | 2021 | 0.0017312
ENS | Dynamic Pricing | Dynamic Pricing with enabling tech. | Small Commercial | Retail Trade | % of Load | 2021 | 0.0040448
ENS | Dynamic Pricing | Dynamic Pricing with enabling tech. | Small Commercial | Services | % of Load | 2021 | 0.0048704
ENS | Dynamic Pricing | Dynamic Pricing w/o enabling tech. | Small Commercial | Manufacturing | % of Load | 2021 | 1.5044e-05
ENS | Dynamic Pricing | Dynamic Pricing w/o enabling tech. | Small Commercial | Miscellaneous | % of Load | 2021 | 0.00014197
ENS | Dynamic Pricing | Dynamic Pricing w/o enabling tech. | Small Commercial | Offices | % of Load | 2021 | 0.00011361
ENS | Dynamic Pricing | Dynamic Pricing w/o enabling tech. | Small Commercial | Retail Trade | % of Load | 2021 | 0.00026544
ENS | Dynamic Pricing | Dynamic Pricing w/o enabling tech. | Small Commercial | Services | % of Load | 2021 | 0.00031962
ENS | Dynamic Pricing | Dynamic Pricing with enabling tech. | Large Commercial | Offices | % of Load | 2021 | 0.00028062
ENS | Dynamic Pricing | Dynamic Pricing with enabling tech. | Large Commercial | Services | % of Load | 2021 | 0.0017526
ENS | Dynamic Pricing | Dynamic Pricing w/o enabling tech. | Large Commercial | Offices | % of Load | 2021 | 0.00014769
ENS | Dynamic Pricing | Dynamic Pricing w/o enabling tech. | Large Commercial | Services | % of Load | 2021 | 0.00092242
ENS | Dynamic Pricing | Dynamic Pricing with enabling tech. | Small Industrial | Manufacturing | % of Load | 2021 | 0.00030223
ENS | Dynamic Pricing | Dynamic Pricing with enabling tech. | Small Industrial | Miscellaneous | % of Load | 2021 | 0.00037463
ENS | Dynamic Pricing | Dynamic Pricing with enabling tech. | Small Industrial | Offices | % of Load | 2021 | 2.235e-05
ENS | Dynamic Pricing | Dynamic Pricing with enabling tech. | Small Industrial | Retail Trade | % of Load | 2021 | 6.2759e-05
ENS | Dynamic Pricing | Dynamic Pricing with enabling tech. | Small Industrial | Services | % of Load | 2021 | 7.8236e-05
ENS | Dynamic Pricing | Dynamic Pricing w/o enabling tech. | Small Industrial | Manufacturing | % of Load | 2021 | 1.9834e-05
ENS | Dynamic Pricing | Dynamic Pricing w/o enabling tech. | Small Industrial | Miscellaneous | % of Load | 2021 | 2.4585e-05
ENS | Dynamic Pricing | Dynamic Pricing w/o enabling tech. | Small Industrial | Offices | % of Load | 2021 | 1.4667e-06
ENS | Dynamic Pricing | Dynamic Pricing w/o enabling tech. | Small Industrial | Retail Trade | % of Load | 2021 | 4.1185e-06
ENS | Dynamic Pricing | Dynamic Pricing w/o enabling tech. | Small Industrial | Services | % of Load | 2021 | 5.1342e-06
ENS | Dynamic Pricing | Dynamic Pricing with enabling tech. | Large Industrial | Manufacturing | % of Load | 2021 | 0.0015464
ENS | Dynamic Pricing | Dynamic Pricing with enabling tech. | Large Industrial | Miscellaneous | % of Load | 2021 | 0.000601
ENS | Dynamic Pricing | Dynamic Pricing with enabling tech. | Large Industrial | Offices | % of Load | 2021 | 4.7531e-05
ENS | Dynamic Pricing | Dynamic Pricing with enabling tech. | Large Industrial | Retail Trade | % of Load | 2021 | 0.00025046
ENS | Dynamic Pricing | Dynamic Pricing with enabling tech. | Large Industrial | Services | % of Load | 2021 | 0.00012388
ENS | Dynamic Pricing | Dynamic Pricing w/o enabling tech. | Large Industrial | Manufacturing | % of Load | 2021 | 0.00081391
ENS | Dynamic Pricing | Dynamic Pricing w/o enabling tech. | Large Industrial | Miscellaneous | % of Load | 2021 | 0.00031631
ENS | Dynamic Pricing | Dynamic Pricing w/o enabling tech. | Large Industrial | Offices | % of Load | 2021 | 2.5017e-05
ENS | Dynamic Pricing | Dynamic Pricing w/o enabling tech. | Large Industrial | Retail Trade | % of Load | 2021 | 0.00013182
ENS | Dynamic Pricing | Dynamic Pricing w/o enabling tech. | Large Industrial | Services | % of Load | 2021 | 6.5199e-05
ENS | Dynamic Pricing | Dynamic Pricing with enabling tech. | Interruptible Rider | Manufacturing | % of Load | 2021 | 0.00067573
ENS | Dynamic Pricing | Dynamic Pricing with enabling tech. | Interruptible Rider | Miscellaneous | % of Load | 2021 | 0.001342
ENS | Dynamic Pricing | Dynamic Pricing with enabling tech. | Interruptible Rider | Retail Trade | % of Load | 2021 | 7.9005e-05
ENS | Dynamic Pricing | Dynamic Pricing w/o enabling tech. | Interruptible Rider | Manufacturing | % of Load | 2021 | 0.00035565
ENS | Dynamic Pricing | Dynamic Pricing w/o enabling tech. | Interruptible Rider | Miscellaneous | % of Load | 2021 | 0.00070631
ENS | Dynamic Pricing | Dynamic Pricing w/o enabling tech. | Interruptible Rider | Retail Trade | % of Load | 2021 | 4.1582e-05
ENS | Dynamic Pricing | Dynamic Pricing with enabling tech. | Residential | Residential LI | % of Load | 2021 | 0.0097382
ENS | Dynamic Pricing | Dynamic Pricing with enabling tech. | Residential | Residential Market Rate | % of Load | 2021 | 0.060563
ENS | Dynamic Pricing | Dynamic Pricing w/o enabling tech. | Residential | Residential LI | % of Load | 2021 | 0.0070474
ENS | Dynamic Pricing | Dynamic Pricing w/o enabling tech. | Residential | Residential Market Rate | % of Load | 2021 | 0.043829
ENS | BTM Battery Control | BTM Battery Control | Small Commercial | Manufacturing | % of Load | 2021 | 6.3945e-06
ENS | BTM Battery Control | BTM Battery Control | Small Commercial | Miscellaneous | % of Load | 2021 | 4.7071e-05
ENS | BTM Battery Control | BTM Battery Control | Small Commercial | Offices | % of Load | 2021 | 1.6351e-05
ENS | BTM Battery Control | BTM Battery Control | Small Commercial | Retail Trade | % of Load | 2021 | 2.8528e-05
ENS | BTM Battery Control | BTM Battery Control | Small Commercial | Services | % of Load | 2021 | 6.2106e-05
ENS | BTM Battery Control | BTM Battery Control | Large Commercial | Offices | % of Load | 2021 | 6.5579e-06
ENS | BTM Battery Control | BTM Battery Control | Large Commercial | Services | % of Load | 2021 | 3.4975e-05
ENS | BTM Battery Control | BTM Battery Control | Small Industrial | Manufacturing | % of Load | 2021 | 1.5758e-07
ENS | BTM Battery Control | BTM Battery Control | Small Industrial | Miscellaneous | % of Load | 2021 | 1.0181e-06
ENS | BTM Battery Control | BTM Battery Control | Small Industrial | Offices | % of Load | 2021 | 4.0192e-07
ENS | BTM Battery Control | BTM Battery Control | Small Industrial | Retail Trade | % of Load | 2021 | 6.9938e-07
ENS | BTM Battery Control | BTM Battery Control | Small Industrial | Services | % of Load | 2021 | 1.5227e-06
ENS | BTM Battery Control | BTM Battery Control | Large Industrial | Manufacturing | % of Load | 2021 | 4.2934e-06
ENS | BTM Battery Control | BTM Battery Control | Large Industrial | Miscellaneous | % of Load | 2021 | 1.9906e-05
ENS | BTM Battery Control | BTM Battery Control | Large Industrial | Offices | % of Load | 2021 | 2.3418e-06
ENS | BTM Battery Control | BTM Battery Control | Large Industrial | Retail Trade | % of Load | 2021 | 1.1709e-05
ENS | BTM Battery Control | BTM Battery Control | Large Industrial | Services | % of Load | 2021 | 2.537e-05
ENS | BTM Battery Control | BTM Battery Control | Interruptible Rider | Manufacturing | % of Load | 2021 | 5.7389e-06
ENS | BTM Battery Control | BTM Battery Control | Interruptible Rider | Miscellaneous | % of Load | 2021 | 1.5304e-05
ENS | BTM Battery Control | BTM Battery Control | Interruptible Rider | Retail Trade | % of Load | 2021 | 2.2956e-05
ENS | BTM Battery Control | BTM Battery Control | Residential | Residential LI | % of Load | 2021 | 0.00017384
ENS | BTM Battery Control | BTM Battery Control | Residential | Residential Market Rate | % of Load | 2021 | 0.0010822
ENS | EV Charging Control | EV Charging Control | EV | EV | % of Load | 2021 | 0.00034736
ENS | Behavioral DR | Behavioral DR | Residential | Residential LI | % of Load | 2021 | 0.0018305
ENS | Behavioral DR | Behavioral DR | Residential | Residential Market Rate | % of Load | 2021 | 0.011384
ENS | DLC | DLC-Switch-Water Heating | Small Commercial | Miscellaneous | % of Load | 2022 | 0.00029856
ENS | DLC | DLC-Switch-Water Heating | Small Commercial | Offices | % of Load | 2022 | 0.00018239
ENS | DLC | DLC-Switch-Water Heating | Small Commercial | Retail Trade | % of Load | 2022 | 0.0010191
ENS | DLC | DLC-Switch-Water Heating | Small Commercial | Services | % of Load | 2022 | 0.0012268
ENS | DLC | DLC-Thermostat-HVAC | Small Commercial | Miscellaneous | % of Load | 2022 | 0.0053785
ENS | DLC | DLC-Thermostat-HVAC | Small Commercial | Offices | % of Load | 2022 | 0.0077781
ENS | DLC | DLC-Thermostat-HVAC | Small Commercial | Retail Trade | % of Load | 2022 | 0.0083086
ENS | DLC | DLC-Thermostat-HVAC | Small Commercial | Services | % of Load | 2022 | 0.010004
ENS | DLC | DLC-Switch-Water Heating | Small Industrial | Miscellaneous | % of Load | 2022 | 5.906e-05
ENS | DLC | DLC-Switch-Water Heating | Small Industrial | Offices | % of Load | 2022 | 2.3877e-06
ENS | DLC | DLC-Switch-Water Heating | Small Industrial | Retail Trade | % of Load | 2022 | 1.6012e-05
ENS | DLC | DLC-Switch-Water Heating | Small Industrial | Services | % of Load | 2022 | 1.996e-05
ENS | DLC | DLC-Thermostat-HVAC | Small Industrial | Miscellaneous | % of Load | 2022 | 0.0010967
ENS | DLC | DLC-Thermostat-HVAC | Small Industrial | Offices | % of Load | 2022 | 0.00010261
ENS | DLC | DLC-Thermostat-HVAC | Small Industrial | Retail Trade | % of Load | 2022 | 0.00013229
ENS | DLC | DLC-Thermostat-HVAC | Small Industrial | Services | % of Load | 2022 | 0.00016491
ENS | DLC | DLC-Switch-Water Heating | Residential | Residential LI | % of Load | 2022 | 0.011763
ENS | DLC | DLC-Switch-Water Heating | Residential | Residential Market Rate | % of Load | 2022 | 0.0732
ENS | DLC | DLC-Thermostat-Heat Pump | Residential | Residential LI | % of Load | 2022 | 0.0032995
ENS | DLC | DLC-Thermostat-Heat Pump | Residential | Residential Market Rate | % of Load | 2022 | 0.1285
ENS | DLC | DLC-Thermostat-Electric Furnace | Residential | Residential LI | % of Load | 2022 | 0.041056
ENS | DLC | DLC-Thermostat-Electric Furnace | Residential | Residential Market Rate | % of Load | 2022 | 0.10199
ENS | C&I Curtailment | C&I Curtailment- Manual HVAC Control | Large Commercial | Offices | % of Load | 2022 | 0.00035312
ENS | C&I Curtailment | C&I Curtailment- Manual HVAC Control | Large Commercial | Services | % of Load | 2022 | 0.0010081
ENS | C&I Curtailment | C&I Curtailment- Auto-DR HVAC Control | Large Commercial | Offices | % of Load | 2022 | 0.00032817
ENS | C&I Curtailment | C&I Curtailment- Auto-DR HVAC Control | Large Commercial | Services | % of Load | 2022 | 0.0009369
ENS | C&I Curtailment | C&I Curtailment- Standard Lighting Control | Large Commercial | Offices | % of Load | 2022 | 6.4999e-05
ENS | C&I Curtailment | C&I Curtailment- Standard Lighting Control | Large Commercial | Services | % of Load | 2022 | 0.00054868
ENS | C&I Curtailment | C&I Curtailment- Advanced Lighting Control | Large Commercial | Offices | % of Load | 2022 | 3.2499e-05
ENS | C&I Curtailment | C&I Curtailment- Advanced Lighting Control | Large Commercial | Services | % of Load | 2022 | 0.00027434
ENS | C&I Curtailment | C&I Curtailment- Water Heating Control | Large Commercial | Offices | % of Load | 2022 | 5.4275e-06
ENS | C&I Curtailment | C&I Curtailment- Water Heating Control | Large Commercial | Services | % of Load | 2022 | 8.0335e-05
ENS | C&I Curtailment | C&I Curtailment- Other | Large Commercial | Offices | % of Load | 2022 | 0.00010003
ENS | C&I Curtailment | C&I Curtailment- Other | Large Commercial | Services | % of Load | 2022 | 0.00088405
ENS | C&I Curtailment | C&I Curtailment- Manual HVAC Control | Large Industrial | Miscellaneous | % of Load | 2022 | 0.00043262
ENS | C&I Curtailment | C&I Curtailment- Manual HVAC Control | Large Industrial | Offices | % of Load | 2022 | 6.2414e-05
ENS | C&I Curtailment | C&I Curtailment- Manual HVAC Control | Large Industrial | Retail Trade | % of Load | 2022 | 0.00015032
ENS | C&I Curtailment | C&I Curtailment- Manual HVAC Control | Large Industrial | Services | % of Load | 2022 | 7.435e-05
ENS | C&I Curtailment | C&I Curtailment- Auto-DR HVAC Control | Large Industrial | Miscellaneous | % of Load | 2022 | 0.00040205
ENS | C&I Curtailment | C&I Curtailment- Auto-DR HVAC Control | Large Industrial | Offices | % of Load | 2022 | 5.8004e-05
ENS | C&I Curtailment | C&I Curtailment- Auto-DR HVAC Control | Large Industrial | Retail Trade | % of Load | 2022 | 0.0001397
ENS | C&I Curtailment | C&I Curtailment- Auto-DR HVAC Control | Large Industrial | Services | % of Load | 2022 | 6.9097e-05
ENS | C&I Curtailment | C&I Curtailment- Standard Lighting Control | Large Industrial | Miscellaneous | % of Load | 2022 | 0.00024533
ENS | C&I Curtailment | C&I Curtailment- Standard Lighting Control | Large Industrial | Offices | % of Load | 2022 | 1.1717e-05
ENS | C&I Curtailment | C&I Curtailment- Standard Lighting Control | Large Industrial | Retail Trade | % of Load | 2022 | 8.1815e-05
ENS | C&I Curtailment | C&I Curtailment- Standard Lighting Control | Large Industrial | Services | % of Load | 2022 | 4.0466e-05
ENS | C&I Curtailment | C&I Curtailment- Advanced Lighting Control | Large Industrial | Miscellaneous | % of Load | 2022 | 0.00012266
ENS | C&I Curtailment | C&I Curtailment- Advanced Lighting Control | Large Industrial | Offices | % of Load | 2022 | 5.8587e-06
ENS | C&I Curtailment | C&I Curtailment- Advanced Lighting Control | Large Industrial | Retail Trade | % of Load | 2022 | 4.0907e-05
ENS | C&I Curtailment | C&I Curtailment- Advanced Lighting Control | Large Industrial | Services | % of Load | 2022 | 2.0233e-05
ENS | C&I Curtailment | C&I Curtailment- Water Heating Control | Large Industrial | Miscellaneous | % of Load | 2022 | 1.3141e-05
ENS | C&I Curtailment | C&I Curtailment- Water Heating Control | Large Industrial | Offices | % of Load | 2022 | 9.4072e-07
ENS | C&I Curtailment | C&I Curtailment- Water Heating Control | Large Industrial | Retail Trade | % of Load | 2022 | 1.1979e-05
ENS | C&I Curtailment | C&I Curtailment- Water Heating Control | Large Industrial | Services | % of Load | 2022 | 5.9247e-06
ENS | C&I Curtailment | C&I Curtailment- Other | Large Industrial | Miscellaneous | % of Load | 2022 | 0.00028245
ENS | C&I Curtailment | C&I Curtailment- Other | Large Industrial | Offices | % of Load | 2022 | 1.7822e-05
ENS | C&I Curtailment | C&I Curtailment- Other | Large Industrial | Retail Trade | % of Load | 2022 | 0.00013182
ENS | C&I Curtailment | C&I Curtailment- Other | Large Industrial | Services | % of Load | 2022 | 6.5199e-05
ENS | C&I Curtailment | C&I Curtailment- Industrial | Large Industrial | Manufacturing | % of Load | 2022 | 0.0023623
ENS | C&I Curtailment | C&I Curtailment- Manual HVAC Control | Interruptible Rider | Miscellaneous | % of Load | 2022 | 0.0015573
ENS | C&I Curtailment | C&I Curtailment- Manual HVAC Control | Interruptible Rider | Retail Trade | % of Load | 2022 | 4.5439e-05
ENS | C&I Curtailment | C&I Curtailment- Auto-DR HVAC Control | Interruptible Rider | Miscellaneous | % of Load | 2022 | 0.0014473
ENS | C&I Curtailment | C&I Curtailment- Auto-DR HVAC Control | Interruptible Rider | Retail Trade | % of Load | 2022 | 4.2228e-05
ENS | C&I Curtailment | C&I Curtailment- Standard Lighting Control | Interruptible Rider | Miscellaneous | % of Load | 2022 | 0.00035727
ENS | C&I Curtailment | C&I Curtailment- Standard Lighting Control | Interruptible Rider | Retail Trade | % of Load | 2022 | 2.5223e-05
ENS | C&I Curtailment | C&I Curtailment- Advanced Lighting Control | Interruptible Rider | Miscellaneous | % of Load | 2022 | 0.00017863
ENS | C&I Curtailment | C&I Curtailment- Advanced Lighting Control | Interruptible Rider | Retail Trade | % of Load | 2022 | 1.2611e-05
ENS | C&I Curtailment | C&I Curtailment- Water Heating Control | Interruptible Rider | Miscellaneous | % of Load | 2022 | 2.7503e-05
ENS | C&I Curtailment | C&I Curtailment- Water Heating Control | Interruptible Rider | Retail Trade | % of Load | 2022 | 3.5694e-06
ENS | C&I Curtailment | C&I Curtailment- Other | Interruptible Rider | Miscellaneous | % of Load | 2022 | 0.00049886
ENS | C&I Curtailment | C&I Curtailment- Other | Interruptible Rider | Retail Trade | % of Load | 2022 | 3.9794e-05
ENS | C&I Curtailment | C&I Curtailment- Industrial | Interruptible Rider | Manufacturing | % of Load | 2022 | 0.001003
ENS | Dynamic Pricing | Dynamic Pricing with enabling tech. | Small Commercial | Manufacturing | % of Load | 2022 | 0.00022567
ENS | Dynamic Pricing | Dynamic Pricing with enabling tech. | Small Commercial | Miscellaneous | % of Load | 2022 | 0.0021522
ENS | Dynamic Pricing | Dynamic Pricing with enabling tech. | Small Commercial | Offices | % of Load | 2022 | 0.0017255
ENS | Dynamic Pricing | Dynamic Pricing with enabling tech. | Small Commercial | Retail Trade | % of Load | 2022 | 0.0040164
ENS | Dynamic Pricing | Dynamic Pricing with enabling tech. | Small Commercial | Services | % of Load | 2022 | 0.0048361
ENS | Dynamic Pricing | Dynamic Pricing w/o enabling tech. | Small Commercial | Manufacturing | % of Load | 2022 | 1.4809e-05
ENS | Dynamic Pricing | Dynamic Pricing w/o enabling tech. | Small Commercial | Miscellaneous | % of Load | 2022 | 0.00014124
ENS | Dynamic Pricing | Dynamic Pricing w/o enabling tech. | Small Commercial | Offices | % of Load | 2022 | 0.00011324
ENS | Dynamic Pricing | Dynamic Pricing w/o enabling tech. | Small Commercial | Retail Trade | % of Load | 2022 | 0.00026358
ENS | Dynamic Pricing | Dynamic Pricing w/o enabling tech. | Small Commercial | Services | % of Load | 2022 | 0.00031737
ENS | Dynamic Pricing | Dynamic Pricing with enabling tech. | Large Commercial | Offices | % of Load | 2022 | 0.00028096
ENS | Dynamic Pricing | Dynamic Pricing with enabling tech. | Large Commercial | Services | % of Load | 2022 | 0.0017525
ENS | Dynamic Pricing | Dynamic Pricing w/o enabling tech. | Large Commercial | Offices | % of Load | 2022 | 0.00014788
ENS | Dynamic Pricing | Dynamic Pricing w/o enabling tech. | Large Commercial | Services | % of Load | 2022 | 0.00092239
ENS | Dynamic Pricing | Dynamic Pricing with enabling tech. | Small Industrial | Manufacturing | % of Load | 2022 | 0.000304
ENS | Dynamic Pricing | Dynamic Pricing with enabling tech. | Small Industrial | Miscellaneous | % of Load | 2022 | 0.00038089
ENS | Dynamic Pricing | Dynamic Pricing with enabling tech. | Small Industrial | Offices | % of Load | 2022 | 2.2816e-05
ENS | Dynamic Pricing | Dynamic Pricing with enabling tech. | Small Industrial | Retail Trade | % of Load | 2022 | 6.4026e-05
ENS | Dynamic Pricing | Dynamic Pricing with enabling tech. | Small Industrial | Services | % of Load | 2022 | 7.9815e-05
ENS | Dynamic Pricing | Dynamic Pricing w/o enabling tech. | Small Industrial | Manufacturing | % of Load | 2022 | 1.995e-05
ENS | Dynamic Pricing | Dynamic Pricing w/o enabling tech. | Small Industrial | Miscellaneous | % of Load | 2022 | 2.4996e-05
ENS | Dynamic Pricing | Dynamic Pricing w/o enabling tech. | Small Industrial | Offices | % of Load | 2022 | 1.4973e-06
ENS | Dynamic Pricing | Dynamic Pricing w/o enabling tech. | Small Industrial | Retail Trade | % of Load | 2022 | 4.2017e-06
ENS | Dynamic Pricing | Dynamic Pricing w/o enabling tech. | Small Industrial | Services | % of Load | 2022 | 5.2379e-06
ENS | Dynamic Pricing | Dynamic Pricing with enabling tech. | Large Industrial | Manufacturing | % of Load | 2022 | 0.0015709
ENS | Dynamic Pricing | Dynamic Pricing with enabling tech. | Large Industrial | Miscellaneous | % of Load | 2022 | 0.00062121
ENS | Dynamic Pricing | Dynamic Pricing with enabling tech. | Large Industrial | Offices | % of Load | 2022 | 4.993e-05
ENS | Dynamic Pricing | Dynamic Pricing with enabling tech. | Large Industrial | Retail Trade | % of Load | 2022 | 0.00026132
ENS | Dynamic Pricing | Dynamic Pricing with enabling tech. | Large Industrial | Services | % of Load | 2022 | 0.00012925
ENS | Dynamic Pricing | Dynamic Pricing w/o enabling tech. | Large Industrial | Manufacturing | % of Load | 2022 | 0.0008268
ENS | Dynamic Pricing | Dynamic Pricing w/o enabling tech. | Large Industrial | Miscellaneous | % of Load | 2022 | 0.00032695
ENS | Dynamic Pricing | Dynamic Pricing w/o enabling tech. | Large Industrial | Offices | % of Load | 2022 | 2.6279e-05
ENS | Dynamic Pricing | Dynamic Pricing w/o enabling tech. | Large Industrial | Retail Trade | % of Load | 2022 | 0.00013754
ENS | Dynamic Pricing | Dynamic Pricing w/o enabling tech. | Large Industrial | Services | % of Load | 2022 | 6.8027e-05
ENS | Dynamic Pricing | Dynamic Pricing with enabling tech. | Interruptible Rider | Manufacturing | % of Load | 2022 | 0.00066699
ENS | Dynamic Pricing | Dynamic Pricing with enabling tech. | Interruptible Rider | Miscellaneous | % of Load | 2022 | 0.0013435
ENS | Dynamic Pricing | Dynamic Pricing with enabling tech. | Interruptible Rider | Retail Trade | % of Load | 2022 | 7.9094e-05
ENS | Dynamic Pricing | Dynamic Pricing w/o enabling tech. | Interruptible Rider | Manufacturing | % of Load | 2022 | 0.00035105
ENS | Dynamic Pricing | Dynamic Pricing w/o enabling tech. | Interruptible Rider | Miscellaneous | % of Load | 2022 | 0.0007071
ENS | Dynamic Pricing | Dynamic Pricing w/o enabling tech. | Interruptible Rider | Retail Trade | % of Load | 2022 | 4.1629e-05
ENS | Dynamic Pricing | Dynamic Pricing with enabling tech. | Residential | Residential LI | % of Load | 2022 | 0.0097611
ENS | Dynamic Pricing | Dynamic Pricing with enabling tech. | Residential | Residential Market Rate | % of Load | 2022 | 0.060656
ENS | Dynamic Pricing | Dynamic Pricing w/o enabling tech. | Residential | Residential LI | % of Load | 2022 | 0.007064
ENS | Dynamic Pricing | Dynamic Pricing w/o enabling tech. | Residential | Residential Market Rate | % of Load | 2022 | 0.043895
ENS | BTM Battery Control | BTM Battery Control | Small Commercial | Manufacturing | % of Load | 2022 | 1.1193e-05
ENS | BTM Battery Control | BTM Battery Control | Small Commercial | Miscellaneous | % of Load | 2022 | 8.2437e-05
ENS | BTM Battery Control | BTM Battery Control | Small Commercial | Offices | % of Load | 2022 | 2.8621e-05
ENS | BTM Battery Control | BTM Battery Control | Small Commercial | Retail Trade | % of Load | 2022 | 4.9936e-05
ENS | BTM Battery Control | BTM Battery Control | Small Commercial | Services | % of Load | 2022 | 0.0001087
ENS | BTM Battery Control | BTM Battery Control | Large Commercial | Offices | % of Load | 2022 | 1.1479e-05
ENS | BTM Battery Control | BTM Battery Control | Large Commercial | Services | % of Load | 2022 | 6.1221e-05
ENS | BTM Battery Control | BTM Battery Control | Small Industrial | Manufacturing | % of Load | 2022 | 2.7583e-07
ENS | BTM Battery Control | BTM Battery Control | Small Industrial | Miscellaneous | % of Load | 2022 | 1.7821e-06
ENS | BTM Battery Control | BTM Battery Control | Small Industrial | Offices | % of Load | 2022 | 7.0353e-07
ENS | BTM Battery Control | BTM Battery Control | Small Industrial | Retail Trade | % of Load | 2022 | 1.2242e-06
ENS | BTM Battery Control | BTM Battery Control | Small Industrial | Services | % of Load | 2022 | 2.6654e-06
ENS | BTM Battery Control | BTM Battery Control | Large Industrial | Manufacturing | % of Load | 2022 | 7.5152e-06
ENS | BTM Battery Control | BTM Battery Control | Large Industrial | Miscellaneous | % of Load | 2022 | 3.4843e-05
ENS | BTM Battery Control | BTM Battery Control | Large Industrial | Offices | % of Load | 2022 | 4.0992e-06
ENS | BTM Battery Control | BTM Battery Control | Large Industrial | Retail Trade | % of Load | 2022 | 2.0496e-05
ENS | BTM Battery Control | BTM Battery Control | Large Industrial | Services | % of Load | 2022 | 4.4408e-05
ENS | BTM Battery Control | BTM Battery Control | Interruptible Rider | Manufacturing | % of Load | 2022 | 1.0046e-05
ENS | BTM Battery Control | BTM Battery Control | Interruptible Rider | Miscellaneous | % of Load | 2022 | 2.6788e-05
ENS | BTM Battery Control | BTM Battery Control | Interruptible Rider | Retail Trade | % of Load | 2022 | 4.0182e-05
ENS | BTM Battery Control | BTM Battery Control | Residential | Residential LI | % of Load | 2022 | 0.00030579
ENS | BTM Battery Control | BTM Battery Control | Residential | Residential Market Rate | % of Load | 2022 | 0.0019037
ENS | EV Charging Control | EV Charging Control | EV | EV | % of Load | 2022 | 0.00049263
ENS | Behavioral DR | Behavioral DR | Residential | Residential LI | % of Load | 2022 | 0.0018348
ENS | Behavioral DR | Behavioral DR | Residential | Residential Market Rate | % of Load | 2022 | 0.011401
ENS | DLC | DLC-Switch-Water Heating | Small Commercial | Miscellaneous | % of Load | 2023 | 0.00029903
ENS | DLC | DLC-Switch-Water Heating | Small Commercial | Offices | % of Load | 2023 | 0.0001822
ENS | DLC | DLC-Switch-Water Heating | Small Commercial | Retail Trade | % of Load | 2023 | 0.0010208
ENS | DLC | DLC-Switch-Water Heating | Small Commercial | Services | % of Load | 2023 | 0.0012287
ENS | DLC | DLC-Thermostat-HVAC | Small Commercial | Miscellaneous | % of Load | 2023 | 0.0053214
ENS | DLC | DLC-Thermostat-HVAC | Small Commercial | Offices | % of Load | 2023 | 0.0077426
ENS | DLC | DLC-Thermostat-HVAC | Small Commercial | Retail Trade | % of Load | 2023 | 0.0081862
ENS | DLC | DLC-Thermostat-HVAC | Small Commercial | Services | % of Load | 2023 | 0.0098567
ENS | DLC | DLC-Switch-Water Heating | Small Industrial | Miscellaneous | % of Load | 2023 | 6.0004e-05
ENS | DLC | DLC-Switch-Water Heating | Small Industrial | Offices | % of Load | 2023 | 2.4214e-06
ENS | DLC | DLC-Switch-Water Heating | Small Industrial | Retail Trade | % of Load | 2023 | 1.6286e-05
ENS | DLC | DLC-Switch-Water Heating | Small Industrial | Services | % of Load | 2023 | 2.0302e-05
ENS | DLC | DLC-Thermostat-HVAC | Small Industrial | Miscellaneous | % of Load | 2023 | 0.0011039
ENS | DLC | DLC-Thermostat-HVAC | Small Industrial | Offices | % of Load | 2023 | 0.00010402
ENS | DLC | DLC-Thermostat-HVAC | Small Industrial | Retail Trade | % of Load | 2023 | 0.00013322
ENS | DLC | DLC-Thermostat-HVAC | Small Industrial | Services | % of Load | 2023 | 0.00016607
ENS | DLC | DLC-Switch-Water Heating | Residential | Residential LI | % of Load | 2023 | 0.011869
ENS | DLC | DLC-Switch-Water Heating | Residential | Residential Market Rate | % of Load | 2023 | 0.07385
ENS | DLC | DLC-Thermostat-Heat Pump | Residential | Residential LI | % of Load | 2023 | 0.0041387
ENS | DLC | DLC-Thermostat-Heat Pump | Residential | Residential Market Rate | % of Load | 2023 | 0.13479
ENS | DLC | DLC-Thermostat-Electric Furnace | Residential | Residential LI | % of Load | 2023 | 0.0412
ENS | DLC | DLC-Thermostat-Electric Furnace | Residential | Residential Market Rate | % of Load | 2023 | 0.10161
ENS | C&I Curtailment | C&I Curtailment- Manual HVAC Control | Large Commercial | Offices | % of Load | 2023 | 0.00032134
ENS | C&I Curtailment | C&I Curtailment- Manual HVAC Control | Large Commercial | Services | % of Load | 2023 | 0.00090881
ENS | C&I Curtailment | C&I Curtailment- Auto-DR HVAC Control | Large Commercial | Offices | % of Load | 2023 | 0.00038022
ENS | C&I Curtailment | C&I Curtailment- Auto-DR HVAC Control | Large Commercial | Services | % of Load | 2023 | 0.0010753
ENS | C&I Curtailment | C&I Curtailment- Standard Lighting Control | Large Commercial | Offices | % of Load | 2023 | 6.254e-05
ENS | C&I Curtailment | C&I Curtailment- Standard Lighting Control | Large Commercial | Services | % of Load | 2023 | 0.00053142
ENS | C&I Curtailment | C&I Curtailment- Advanced Lighting Control | Large Commercial | Offices | % of Load | 2023 | 3.127e-05
ENS | C&I Curtailment | C&I Curtailment- Advanced Lighting Control | Large Commercial | Services | % of Load | 2023 | 0.00026571
ENS | C&I Curtailment | C&I Curtailment- Water Heating Control | Large Commercial | Offices | % of Load | 2023 | 5.4648e-06
ENS | C&I Curtailment | C&I Curtailment- Water Heating Control | Large Commercial | Services | % of Load | 2023 | 8.0865e-05
ENS | C&I Curtailment | C&I Curtailment- Other | Large Commercial | Offices | % of Load | 2023 | 9.9634e-05
ENS | C&I Curtailment | C&I Curtailment- Other | Large Commercial | Services | % of Load | 2023 | 0.00088269
ENS | C&I Curtailment | C&I Curtailment- Manual HVAC Control | Large Industrial | Miscellaneous | % of Load | 2023 | 0.00040908
ENS | C&I Curtailment | C&I Curtailment- Manual HVAC Control | Large Industrial | Offices | % of Load | 2023 | 5.9914e-05
ENS | C&I Curtailment | C&I Curtailment- Manual HVAC Control | Large Industrial | Retail Trade | % of Load | 2023 | 0.00014263
ENS | C&I Curtailment | C&I Curtailment- Manual HVAC Control | Large Industrial | Services | % of Load | 2023 | 7.0544e-05
ENS | C&I Curtailment | C&I Curtailment- Auto-DR HVAC Control | Large Industrial | Miscellaneous | % of Load | 2023 | 0.00048404
ENS | C&I Curtailment | C&I Curtailment- Auto-DR HVAC Control | Large Industrial | Offices | % of Load | 2023 | 7.0892e-05
ENS | C&I Curtailment | C&I Curtailment- Auto-DR HVAC Control | Large Industrial | Retail Trade | % of Load | 2023 | 0.00016876
ENS | C&I Curtailment | C&I Curtailment- Auto-DR HVAC Control | Large Industrial | Services | % of Load | 2023 | 8.347e-05
ENS | C&I Curtailment | C&I Curtailment- Standard Lighting Control | Large Industrial | Miscellaneous | % of Load | 2023 | 0.00025002
ENS | C&I Curtailment | C&I Curtailment- Standard Lighting Control | Large Industrial | Offices | % of Load | 2023 | 1.1994e-05
ENS | C&I Curtailment | C&I Curtailment- Standard Lighting Control | Large Industrial | Retail Trade | % of Load | 2023 | 8.3401e-05
ENS | C&I Curtailment | C&I Curtailment- Standard Lighting Control | Large Industrial | Services | % of Load | 2023 | 4.125e-05
ENS | C&I Curtailment | C&I Curtailment- Advanced Lighting Control | Large Industrial | Miscellaneous | % of Load | 2023 | 0.00012501
ENS | C&I Curtailment | C&I Curtailment- Advanced Lighting Control | Large Industrial | Offices | % of Load | 2023 | 5.9968e-06
ENS | C&I Curtailment | C&I Curtailment- Advanced Lighting Control | Large Industrial | Retail Trade | % of Load | 2023 | 4.17e-05
ENS | C&I Curtailment | C&I Curtailment- Advanced Lighting Control | Large Industrial | Services | % of Load | 2023 | 2.0625e-05
ENS | C&I Curtailment | C&I Curtailment- Water Heating Control | Large Industrial | Miscellaneous | % of Load | 2023 | 1.3585e-05
ENS | C&I Curtailment | C&I Curtailment- Water Heating Control | Large Industrial | Offices | % of Load | 2023 | 9.9062e-07
ENS | C&I Curtailment | C&I Curtailment- Water Heating Control | Large Industrial | Retail Trade | % of Load | 2023 | 1.2691e-05
ENS | C&I Curtailment | C&I Curtailment- Water Heating Control | Large Industrial | Services | % of Load | 2023 | 6.277e-06
ENS | C&I Curtailment | C&I Curtailment- Other | Large Industrial | Miscellaneous | % of Load | 2023 | 0.0002934
ENS | C&I Curtailment | C&I Curtailment- Other | Large Industrial | Offices | % of Load | 2023 | 1.8805e-05
ENS | C&I Curtailment | C&I Curtailment- Other | Large Industrial | Retail Trade | % of Load | 2023 | 0.00013853
ENS | C&I Curtailment | C&I Curtailment- Other | Large Industrial | Services | % of Load | 2023 | 6.8517e-05
ENS | C&I Curtailment | C&I Curtailment- Industrial | Large Industrial | Manufacturing | % of Load | 2023 | 0.0024027
ENS | C&I Curtailment | C&I Curtailment- Manual HVAC Control | Interruptible Rider | Miscellaneous | % of Load | 2023 | 0.0014255
ENS | C&I Curtailment | C&I Curtailment- Manual HVAC Control | Interruptible Rider | Retail Trade | % of Load | 2023 | 4.1337e-05
ENS | C&I Curtailment | C&I Curtailment- Auto-DR HVAC Control | Interruptible Rider | Miscellaneous | % of Load | 2023 | 0.0016867
ENS | C&I Curtailment | C&I Curtailment- Auto-DR HVAC Control | Interruptible Rider | Retail Trade | % of Load | 2023 | 4.8911e-05
ENS | C&I Curtailment | C&I Curtailment- Standard Lighting Control | Interruptible Rider | Miscellaneous | % of Load | 2023 | 0.00035051
ENS | C&I Curtailment | C&I Curtailment- Standard Lighting Control | Interruptible Rider | Retail Trade | % of Load | 2023 | 2.4867e-05
ENS | C&I Curtailment | C&I Curtailment- Advanced Lighting Control | Interruptible Rider | Miscellaneous | % of Load | 2023 | 0.00017525
ENS | C&I Curtailment | C&I Curtailment- Advanced Lighting Control | Interruptible Rider | Retail Trade | % of Load | 2023 | 1.2433e-05
ENS | C&I Curtailment | C&I Curtailment- Water Heating Control | Interruptible Rider | Miscellaneous | % of Load | 2023 | 2.7674e-05
ENS | C&I Curtailment | C&I Curtailment- Water Heating Control | Interruptible Rider | Retail Trade | % of Load | 2023 | 3.6003e-06
ENS | C&I Curtailment | C&I Curtailment- Other | Interruptible Rider | Miscellaneous | % of Load | 2023 | 0.00050121
ENS | C&I Curtailment | C&I Curtailment- Other | Interruptible Rider | Retail Trade | % of Load | 2023 | 4.0049e-05
ENS | C&I Curtailment | C&I Curtailment- Industrial | Interruptible Rider | Manufacturing | % of Load | 2023 | 0.00099081
ENS | Dynamic Pricing | Dynamic Pricing with enabling tech. | Small Commercial | Manufacturing | % of Load | 2023 | 0.00022103
ENS | Dynamic Pricing | Dynamic Pricing with enabling tech. | Small Commercial | Miscellaneous | % of Load | 2023 | 0.0021335
ENS | Dynamic Pricing | Dynamic Pricing with enabling tech. | Small Commercial | Offices | % of Load | 2023 | 0.0017121
ENS | Dynamic Pricing | Dynamic Pricing with enabling tech. | Small Commercial | Retail Trade | % of Load | 2023 | 0.0039717
ENS | Dynamic Pricing | Dynamic Pricing with enabling tech. | Small Commercial | Services | % of Load | 2023 | 0.0047823
ENS | Dynamic Pricing | Dynamic Pricing w/o enabling tech. | Small Commercial | Manufacturing | % of Load | 2023 | 1.4505e-05
ENS | Dynamic Pricing | Dynamic Pricing w/o enabling tech. | Small Commercial | Miscellaneous | % of Load | 2023 | 0.00014001
ENS | Dynamic Pricing | Dynamic Pricing w/o enabling tech. | Small Commercial | Offices | % of Load | 2023 | 0.00011235
ENS | Dynamic Pricing | Dynamic Pricing w/o enabling tech. | Small Commercial | Retail Trade | % of Load | 2023 | 0.00026065
ENS | Dynamic Pricing | Dynamic Pricing w/o enabling tech. | Small Commercial | Services | % of Load | 2023 | 0.00031384
ENS | Dynamic Pricing | Dynamic Pricing with enabling tech. | Large Commercial | Offices | % of Load | 2023 | 0.0002794
ENS | Dynamic Pricing | Dynamic Pricing with enabling tech. | Large Commercial | Services | % of Load | 2023 | 0.0017408
ENS | Dynamic Pricing | Dynamic Pricing w/o enabling tech. | Large Commercial | Offices | % of Load | 2023 | 0.00014705
ENS | Dynamic Pricing | Dynamic Pricing w/o enabling tech. | Large Commercial | Services | % of Load | 2023 | 0.00091619
ENS | Dynamic Pricing | Dynamic Pricing with enabling tech. | Small Industrial | Manufacturing | % of Load | 2023 | 0.00030282
ENS | Dynamic Pricing | Dynamic Pricing with enabling tech. | Small Industrial | Miscellaneous | % of Load | 2023 | 0.00038365
ENS | Dynamic Pricing | Dynamic Pricing with enabling tech. | Small Industrial | Offices | % of Load | 2023 | 2.3077e-05
ENS | Dynamic Pricing | Dynamic Pricing with enabling tech. | Small Industrial | Retail Trade | % of Load | 2023 | 6.4719e-05
ENS | Dynamic Pricing | Dynamic Pricing with enabling tech. | Small Industrial | Services | % of Load | 2023 | 8.0679e-05
ENS | Dynamic Pricing | Dynamic Pricing w/o enabling tech. | Small Industrial | Manufacturing | % of Load | 2023 | 1.9873e-05
ENS | Dynamic Pricing | Dynamic Pricing w/o enabling tech. | Small Industrial | Miscellaneous | % of Load | 2023 | 2.5177e-05
ENS | Dynamic Pricing | Dynamic Pricing w/o enabling tech. | Small Industrial | Offices | % of Load | 2023 | 1.5145e-06
ENS | Dynamic Pricing | Dynamic Pricing w/o enabling tech. | Small Industrial | Retail Trade | % of Load | 2023 | 4.2472e-06
ENS | Dynamic Pricing | Dynamic Pricing w/o enabling tech. | Small Industrial | Services | % of Load | 2023 | 5.2946e-06
ENS | Dynamic Pricing | Dynamic Pricing with enabling tech. | Large Industrial | Manufacturing | % of Load | 2023 | 0.0015978
ENS | Dynamic Pricing | Dynamic Pricing with enabling tech. | Large Industrial | Miscellaneous | % of Load | 2023 | 0.00064336
ENS | Dynamic Pricing | Dynamic Pricing with enabling tech. | Large Industrial | Offices | % of Load | 2023 | 5.2515e-05
ENS | Dynamic Pricing | Dynamic Pricing with enabling tech. | Large Industrial | Retail Trade | % of Load | 2023 | 0.00027319
ENS | Dynamic Pricing | Dynamic Pricing with enabling tech. | Large Industrial | Services | % of Load | 2023 | 0.00013512
ENS | Dynamic Pricing | Dynamic Pricing w/o enabling tech. | Large Industrial | Manufacturing | % of Load | 2023 | 0.00084095
ENS | Dynamic Pricing | Dynamic Pricing w/o enabling tech. | Large Industrial | Miscellaneous | % of Load | 2023 | 0.00033861
ENS | Dynamic Pricing | Dynamic Pricing w/o enabling tech. | Large Industrial | Offices | % of Load | 2023 | 2.764e-05
ENS | Dynamic Pricing | Dynamic Pricing w/o enabling tech. | Large Industrial | Retail Trade | % of Load | 2023 | 0.00014379
ENS | Dynamic Pricing | Dynamic Pricing w/o enabling tech. | Large Industrial | Services | % of Load | 2023 | 7.1117e-05
ENS | Dynamic Pricing | Dynamic Pricing with enabling tech. | Interruptible Rider | Manufacturing | % of Load | 2023 | 0.00065889
ENS | Dynamic Pricing | Dynamic Pricing with enabling tech. | Interruptible Rider | Miscellaneous | % of Load | 2023 | 0.0013467
ENS | Dynamic Pricing | Dynamic Pricing with enabling tech. | Interruptible Rider | Retail Trade | % of Load | 2023 | 7.9287e-05
ENS | Dynamic Pricing | Dynamic Pricing w/o enabling tech. | Interruptible Rider | Manufacturing | % of Load | 2023 | 0.00034678
ENS | Dynamic Pricing | Dynamic Pricing w/o enabling tech. | Interruptible Rider | Miscellaneous | % of Load | 2023 | 0.00070881
ENS | Dynamic Pricing | Dynamic Pricing w/o enabling tech. | Interruptible Rider | Retail Trade | % of Load | 2023 | 4.173e-05
ENS | Dynamic Pricing | Dynamic Pricing with enabling tech. | Residential | Residential LI | % of Load | 2023 | 0.0098037
ENS | Dynamic Pricing | Dynamic Pricing with enabling tech. | Residential | Residential Market Rate | % of Load | 2023 | 0.060889
ENS | Dynamic Pricing | Dynamic Pricing w/o enabling tech. | Residential | Residential LI | % of Load | 2023 | 0.0070948
ENS | Dynamic Pricing | Dynamic Pricing w/o enabling tech. | Residential | Residential Market Rate | % of Load | 2023 | 0.044064
ENS | BTM Battery Control | BTM Battery Control | Small Commercial | Manufacturing | % of Load | 2023 | 1.8757e-05
ENS | BTM Battery Control | BTM Battery Control | Small Commercial | Miscellaneous | % of Load | 2023 | 0.00013822
ENS | BTM Battery Control | BTM Battery Control | Small Commercial | Offices | % of Load | 2023 | 4.7949e-05
ENS | BTM Battery Control | BTM Battery Control | Small Commercial | Retail Trade | % of Load | 2023 | 8.3681e-05
ENS | BTM Battery Control | BTM Battery Control | Small Commercial | Services | % of Load | 2023 | 0.00018214
ENS | BTM Battery Control | BTM Battery Control | Large Commercial | Offices | % of Load | 2023 | 1.9236e-05
ENS | BTM Battery Control | BTM Battery Control | Large Commercial | Services | % of Load | 2023 | 0.00010259
ENS | BTM Battery Control | BTM Battery Control | Small Industrial | Manufacturing | % of Load | 2023 | 4.6223e-07
ENS | BTM Battery Control | BTM Battery Control | Small Industrial | Miscellaneous | % of Load | 2023 | 2.9863e-06
ENS | BTM Battery Control | BTM Battery Control | Small Industrial | Offices | % of Load | 2023 | 1.179e-06
ENS | BTM Battery Control | BTM Battery Control | Small Industrial | Retail Trade | % of Load | 2023 | 2.0515e-06
ENS | BTM Battery Control | BTM Battery Control | Small Industrial | Services | % of Load | 2023 | 4.4665e-06
ENS | BTM Battery Control | BTM Battery Control | Large Industrial | Manufacturing | % of Load | 2023 | 1.2594e-05
ENS | BTM Battery Control | BTM Battery Control | Large Industrial | Miscellaneous | % of Load | 2023 | 5.8389e-05
ENS | BTM Battery Control | BTM Battery Control | Large Industrial | Offices | % of Load | 2023 | 6.8693e-06
ENS | BTM Battery Control | BTM Battery Control | Large Industrial | Retail Trade | % of Load | 2023 | 3.4346e-05
ENS | BTM Battery Control | BTM Battery Control | Large Industrial | Services | % of Load | 2023 | 7.4417e-05
ENS | BTM Battery Control | BTM Battery Control | Interruptible Rider | Manufacturing | % of Load | 2023 | 1.6834e-05
ENS | BTM Battery Control | BTM Battery Control | Interruptible Rider | Miscellaneous | % of Load | 2023 | 4.489e-05
ENS | BTM Battery Control | BTM Battery Control | Interruptible Rider | Retail Trade | % of Load | 2023 | 6.7336e-05
ENS | BTM Battery Control | BTM Battery Control | Residential | Residential LI | % of Load | 2023 | 0.00051495
ENS | BTM Battery Control | BTM Battery Control | Residential | Residential Market Rate | % of Load | 2023 | 0.0032058
ENS | EV Charging Control | EV Charging Control | EV | EV | % of Load | 2023 | 0.00068396
ENS | Behavioral DR | Behavioral DR | Residential | Residential LI | % of Load | 2023 | 0.0018428
ENS | Behavioral DR | Behavioral DR | Residential | Residential Market Rate | % of Load | 2023 | 0.011445
ENS | DLC | DLC-Switch-Water Heating | Small Commercial | Miscellaneous | % of Load | 2024 | 0.00029847
ENS | DLC | DLC-Switch-Water Heating | Small Commercial | Offices | % of Load | 2024 | 0.00018126
ENS | DLC | DLC-Switch-Water Heating | Small Commercial | Retail Trade | % of Load | 2024 | 0.0010181
ENS | DLC | DLC-Switch-Water Heating | Small Commercial | Services | % of Load | 2024 | 0.0012254
ENS | DLC | DLC-Thermostat-HVAC | Small Commercial | Miscellaneous | % of Load | 2024 | 0.0052355
ENS | DLC | DLC-Thermostat-HVAC | Small Commercial | Offices | % of Load | 2024 | 0.0076682
ENS | DLC | DLC-Thermostat-HVAC | Small Commercial | Retail Trade | % of Load | 2024 | 0.008009
ENS | DLC | DLC-Thermostat-HVAC | Small Commercial | Services | % of Load | 2024 | 0.0096432
ENS | DLC | DLC-Switch-Water Heating | Small Industrial | Miscellaneous | % of Load | 2024 | 6.0586e-05
ENS | DLC | DLC-Switch-Water Heating | Small Industrial | Offices | % of Load | 2024 | 2.4398e-06
ENS | DLC | DLC-Switch-Water Heating | Small Industrial | Retail Trade | % of Load | 2024 | 1.6463e-05
ENS | DLC | DLC-Switch-Water Heating | Small Industrial | Services | % of Load | 2024 | 2.0523e-05
ENS | DLC | DLC-Thermostat-HVAC | Small Industrial | Miscellaneous | % of Load | 2024 | 0.0011031
ENS | DLC | DLC-Thermostat-HVAC | Small Industrial | Offices | % of Load | 2024 | 0.00010473
ENS | DLC | DLC-Thermostat-HVAC | Small Industrial | Retail Trade | % of Load | 2024 | 0.0001331
ENS | DLC | DLC-Thermostat-HVAC | Small Industrial | Services | % of Load | 2024 | 0.00016593
ENS | DLC | DLC-Switch-Water Heating | Residential | Residential LI | % of Load | 2024 | 0.011991
ENS | DLC | DLC-Switch-Water Heating | Residential | Residential Market Rate | % of Load | 2024 | 0.074572
ENS | DLC | DLC-Thermostat-Heat Pump | Residential | Residential LI | % of Load | 2024 | 0.0050048
ENS | DLC | DLC-Thermostat-Heat Pump | Residential | Residential Market Rate | % of Load | 2024 | 0.14075
ENS | DLC | DLC-Thermostat-Electric Furnace | Residential | Residential LI | % of Load | 2024 | 0.041161
ENS | DLC | DLC-Thermostat-Electric Furnace | Residential | Residential Market Rate | % of Load | 2024 | 0.10071
ENS | C&I Curtailment | C&I Curtailment- Manual HVAC Control | Large Commercial | Offices | % of Load | 2024 | 0.00029031
ENS | C&I Curtailment | C&I Curtailment- Manual HVAC Control | Large Commercial | Services | % of Load | 2024 | 0.00081201
ENS | C&I Curtailment | C&I Curtailment- Auto-DR HVAC Control | Large Commercial | Offices | % of Load | 2024 | 0.0004254
ENS | C&I Curtailment | C&I Curtailment- Auto-DR HVAC Control | Large Commercial | Services | % of Load | 2024 | 0.0011899
ENS | C&I Curtailment | C&I Curtailment- Standard Lighting Control | Large Commercial | Offices | % of Load | 2024 | 5.969e-05
ENS | C&I Curtailment | C&I Curtailment- Standard Lighting Control | Large Commercial | Services | % of Load | 2024 | 0.00051094
ENS | C&I Curtailment | C&I Curtailment- Advanced Lighting Control | Large Commercial | Offices | % of Load | 2024 | 2.9845e-05
ENS | C&I Curtailment | C&I Curtailment- Advanced Lighting Control | Large Commercial | Services | % of Load | 2024 | 0.00025547
ENS | C&I Curtailment | C&I Curtailment- Water Heating Control | Large Commercial | Offices | % of Load | 2024 | 5.4752e-06
ENS | C&I Curtailment | C&I Curtailment- Water Heating Control | Large Commercial | Services | % of Load | 2024 | 8.0996e-05
ENS | C&I Curtailment | C&I Curtailment- Other | Large Commercial | Offices | % of Load | 2024 | 9.8701e-05
ENS | C&I Curtailment | C&I Curtailment- Other | Large Commercial | Services | % of Load | 2024 | 0.00087666
ENS | C&I Curtailment | C&I Curtailment- Manual HVAC Control | Large Industrial | Miscellaneous | % of Load | 2024 | 0.00037997
ENS | C&I Curtailment | C&I Curtailment- Manual HVAC Control | Large Industrial | Offices | % of Load | 2024 | 5.6465e-05
ENS | C&I Curtailment | C&I Curtailment- Manual HVAC Control | Large Industrial | Retail Trade | % of Load | 2024 | 0.00013254
ENS | C&I Curtailment | C&I Curtailment- Manual HVAC Control | Large Industrial | Services | % of Load | 2024 | 6.5554e-05
ENS | C&I Curtailment | C&I Curtailment- Auto-DR HVAC Control | Large Industrial | Miscellaneous | % of Load | 2024 | 0.00055679
ENS | C&I Curtailment | C&I Curtailment- Auto-DR HVAC Control | Large Industrial | Offices | % of Load | 2024 | 8.2741e-05
ENS | C&I Curtailment | C&I Curtailment- Auto-DR HVAC Control | Large Industrial | Retail Trade | % of Load | 2024 | 0.00019422
ENS | C&I Curtailment | C&I Curtailment- Auto-DR HVAC Control | Large Industrial | Services | % of Load | 2024 | 9.6059e-05
ENS | C&I Curtailment | C&I Curtailment- Standard Lighting Control | Large Industrial | Miscellaneous | % of Load | 2024 | 0.00025109
ENS | C&I Curtailment | C&I Curtailment- Standard Lighting Control | Large Industrial | Offices | % of Load | 2024 | 1.2067e-05
ENS | C&I Curtailment | C&I Curtailment- Standard Lighting Control | Large Industrial | Retail Trade | % of Load | 2024 | 8.3397e-05
ENS | C&I Curtailment | C&I Curtailment- Standard Lighting Control | Large Industrial | Services | % of Load | 2024 | 4.1248e-05
ENS | C&I Curtailment | C&I Curtailment- Advanced Lighting Control | Large Industrial | Miscellaneous | % of Load | 2024 | 0.00012555
ENS | C&I Curtailment | C&I Curtailment- Advanced Lighting Control | Large Industrial | Offices | % of Load | 2024 | 6.0337e-06
ENS | C&I Curtailment | C&I Curtailment- Advanced Lighting Control | Large Industrial | Retail Trade | % of Load | 2024 | 4.1698e-05
ENS | C&I Curtailment | C&I Curtailment- Advanced Lighting Control | Large Industrial | Services | % of Load | 2024 | 2.0624e-05
ENS | C&I Curtailment | C&I Curtailment- Water Heating Control | Large Industrial | Miscellaneous | % of Load | 2024 | 1.3891e-05
ENS | C&I Curtailment | C&I Curtailment- Water Heating Control | Large Industrial | Offices | % of Load | 2024 | 1.026e-06
ENS | C&I Curtailment | C&I Curtailment- Water Heating Control | Large Industrial | Retail Trade | % of Load | 2024 | 1.322e-05
ENS | C&I Curtailment | C&I Curtailment- Water Heating Control | Large Industrial | Services | % of Load | 2024 | 6.5388e-06
ENS | C&I Curtailment | C&I Curtailment- Other | Large Industrial | Miscellaneous | % of Load | 2024 | 0.00030063
ENS | C&I Curtailment | C&I Curtailment- Other | Large Industrial | Offices | % of Load | 2024 | 1.9515e-05
ENS | C&I Curtailment | C&I Curtailment- Other | Large Industrial | Retail Trade | % of Load | 2024 | 0.00014309
ENS | C&I Curtailment | C&I Curtailment- Other | Large Industrial | Services | % of Load | 2024 | 7.0773e-05
ENS | C&I Curtailment | C&I Curtailment- Industrial | Large Industrial | Manufacturing | % of Load | 2024 | 0.0024161
ENS | C&I Curtailment | C&I Curtailment- Manual HVAC Control | Interruptible Rider | Miscellaneous | % of Load | 2024 | 0.0012964
ENS | C&I Curtailment | C&I Curtailment- Manual HVAC Control | Interruptible Rider | Retail Trade | % of Load | 2024 | 3.7321e-05
ENS | C&I Curtailment | C&I Curtailment- Auto-DR HVAC Control | Interruptible Rider | Miscellaneous | % of Load | 2024 | 0.0018996
ENS | C&I Curtailment | C&I Curtailment- Auto-DR HVAC Control | Interruptible Rider | Retail Trade | % of Load | 2024 | 5.4688e-05
ENS | C&I Curtailment | C&I Curtailment- Standard Lighting Control | Interruptible Rider | Miscellaneous | % of Load | 2024 | 0.00034164
ENS | C&I Curtailment | C&I Curtailment- Standard Lighting Control | Interruptible Rider | Retail Trade | % of Load | 2024 | 2.4364e-05
ENS | C&I Curtailment | C&I Curtailment- Advanced Lighting Control | Interruptible Rider | Miscellaneous | % of Load | 2024 | 0.00017082
ENS | C&I Curtailment | C&I Curtailment- Advanced Lighting Control | Interruptible Rider | Retail Trade | % of Load | 2024 | 1.2182e-05
ENS | C&I Curtailment | C&I Curtailment- Water Heating Control | Interruptible Rider | Miscellaneous | % of Load | 2024 | 2.7707e-05
ENS | C&I Curtailment | C&I Curtailment- Water Heating Control | Interruptible Rider | Retail Trade | % of Load | 2024 | 3.6143e-06
ENS | C&I Curtailment | C&I Curtailment- Other | Interruptible Rider | Miscellaneous | % of Load | 2024 | 0.00050126
ENS | C&I Curtailment | C&I Curtailment- Other | Interruptible Rider | Retail Trade | % of Load | 2024 | 4.0121e-05
ENS | C&I Curtailment | C&I Curtailment- Industrial | Interruptible Rider | Manufacturing | % of Load | 2024 | 0.00097446
ENS | Dynamic Pricing | Dynamic Pricing with enabling tech. | Small Commercial | Manufacturing | % of Load | 2024 | 0.00021559
ENS | Dynamic Pricing | Dynamic Pricing with enabling tech. | Small Commercial | Miscellaneous | % of Load | 2024 | 0.0021058
ENS | Dynamic Pricing | Dynamic Pricing with enabling tech. | Small Commercial | Offices | % of Load | 2024 | 0.0016907
ENS | Dynamic Pricing | Dynamic Pricing with enabling tech. | Small Commercial | Retail Trade | % of Load | 2024 | 0.0039072
ENS | Dynamic Pricing | Dynamic Pricing with enabling tech. | Small Commercial | Services | % of Load | 2024 | 0.0047046
ENS | Dynamic Pricing | Dynamic Pricing w/o enabling tech. | Small Commercial | Manufacturing | % of Load | 2024 | 1.4148e-05
ENS | Dynamic Pricing | Dynamic Pricing w/o enabling tech. | Small Commercial | Miscellaneous | % of Load | 2024 | 0.00013819
ENS | Dynamic Pricing | Dynamic Pricing w/o enabling tech. | Small Commercial | Offices | % of Load | 2024 | 0.00011096
ENS | Dynamic Pricing | Dynamic Pricing w/o enabling tech. | Small Commercial | Retail Trade | % of Load | 2024 | 0.00025641
ENS | Dynamic Pricing | Dynamic Pricing w/o enabling tech. | Small Commercial | Services | % of Load | 2024 | 0.00030874
ENS | Dynamic Pricing | Dynamic Pricing with enabling tech. | Large Commercial | Offices | % of Load | 2024 | 0.00027621
ENS | Dynamic Pricing | Dynamic Pricing with enabling tech. | Large Commercial | Services | % of Load | 2024 | 0.0017188
ENS | Dynamic Pricing | Dynamic Pricing w/o enabling tech. | Large Commercial | Offices | % of Load | 2024 | 0.00014537
ENS | Dynamic Pricing | Dynamic Pricing w/o enabling tech. | Large Commercial | Services | % of Load | 2024 | 0.00090464
ENS | Dynamic Pricing | Dynamic Pricing with enabling tech. | Small Industrial | Manufacturing | % of Load | 2024 | 0.00029989
ENS | Dynamic Pricing | Dynamic Pricing with enabling tech. | Small Industrial | Miscellaneous | % of Load | 2024 | 0.00038395
ENS | Dynamic Pricing | Dynamic Pricing with enabling tech. | Small Industrial | Offices | % of Load | 2024 | 2.3191e-05
ENS | Dynamic Pricing | Dynamic Pricing with enabling tech. | Small Industrial | Retail Trade | % of Load | 2024 | 6.4994e-05
ENS | Dynamic Pricing | Dynamic Pricing with enabling tech. | Small Industrial | Services | % of Load | 2024 | 8.1023e-05
ENS | Dynamic Pricing | Dynamic Pricing w/o enabling tech. | Small Industrial | Manufacturing | % of Load | 2024 | 1.968e-05
ENS | Dynamic Pricing | Dynamic Pricing w/o enabling tech. | Small Industrial | Miscellaneous | % of Load | 2024 | 2.5197e-05
ENS | Dynamic Pricing | Dynamic Pricing w/o enabling tech. | Small Industrial | Offices | % of Load | 2024 | 1.5219e-06
ENS | Dynamic Pricing | Dynamic Pricing w/o enabling tech. | Small Industrial | Retail Trade | % of Load | 2024 | 4.2653e-06
ENS | Dynamic Pricing | Dynamic Pricing w/o enabling tech. | Small Industrial | Services | % of Load | 2024 | 5.3171e-06
ENS | Dynamic Pricing | Dynamic Pricing with enabling tech. | Large Industrial | Manufacturing | % of Load | 2024 | 0.0016067
ENS | Dynamic Pricing | Dynamic Pricing with enabling tech. | Large Industrial | Miscellaneous | % of Load | 2024 | 0.00065669
ENS | Dynamic Pricing | Dynamic Pricing with enabling tech. | Large Industrial | Offices | % of Load | 2024 | 5.4308e-05
ENS | Dynamic Pricing | Dynamic Pricing with enabling tech. | Large Industrial | Retail Trade | % of Load | 2024 | 0.00028055
ENS | Dynamic Pricing | Dynamic Pricing with enabling tech. | Large Industrial | Services | % of Load | 2024 | 0.00013876
ENS | Dynamic Pricing | Dynamic Pricing w/o enabling tech. | Large Industrial | Manufacturing | % of Load | 2024 | 0.00084563
ENS | Dynamic Pricing | Dynamic Pricing w/o enabling tech. | Large Industrial | Miscellaneous | % of Load | 2024 | 0.00034562
ENS | Dynamic Pricing | Dynamic Pricing w/o enabling tech. | Large Industrial | Offices | % of Load | 2024 | 2.8583e-05
ENS | Dynamic Pricing | Dynamic Pricing w/o enabling tech. | Large Industrial | Retail Trade | % of Load | 2024 | 0.00014766
ENS | Dynamic Pricing | Dynamic Pricing w/o enabling tech. | Large Industrial | Services | % of Load | 2024 | 7.3031e-05
ENS | Dynamic Pricing | Dynamic Pricing with enabling tech. | Interruptible Rider | Manufacturing | % of Load | 2024 | 0.00064801
ENS | Dynamic Pricing | Dynamic Pricing with enabling tech. | Interruptible Rider | Miscellaneous | % of Load | 2024 | 0.0013431
ENS | Dynamic Pricing | Dynamic Pricing with enabling tech. | Interruptible Rider | Retail Trade | % of Load | 2024 | 7.9075e-05
ENS | Dynamic Pricing | Dynamic Pricing w/o enabling tech. | Interruptible Rider | Manufacturing | % of Load | 2024 | 0.00034106
ENS | Dynamic Pricing | Dynamic Pricing w/o enabling tech. | Interruptible Rider | Miscellaneous | % of Load | 2024 | 0.00070691
ENS | Dynamic Pricing | Dynamic Pricing w/o enabling tech. | Interruptible Rider | Retail Trade | % of Load | 2024 | 4.1618e-05
ENS | Dynamic Pricing | Dynamic Pricing with enabling tech. | Residential | Residential LI | % of Load | 2024 | 0.0098707
ENS | Dynamic Pricing | Dynamic Pricing with enabling tech. | Residential | Residential Market Rate | % of Load | 2024 | 0.061324
ENS | Dynamic Pricing | Dynamic Pricing w/o enabling tech. | Residential | Residential LI | % of Load | 2024 | 0.0071433
ENS | Dynamic Pricing | Dynamic Pricing w/o enabling tech. | Residential | Residential Market Rate | % of Load | 2024 | 0.044379
ENS | BTM Battery Control | BTM Battery Control | Small Commercial | Manufacturing | % of Load | 2024 | 2.886e-05
ENS | BTM Battery Control | BTM Battery Control | Small Commercial | Miscellaneous | % of Load | 2024 | 0.00021276
ENS | BTM Battery Control | BTM Battery Control | Small Commercial | Offices | % of Load | 2024 | 7.3776e-05
ENS | BTM Battery Control | BTM Battery Control | Small Commercial | Retail Trade | % of Load | 2024 | 0.00012873
ENS | BTM Battery Control | BTM Battery Control | Small Commercial | Services | % of Load | 2024 | 0.00028022
ENS | BTM Battery Control | BTM Battery Control | Large Commercial | Offices | % of Load | 2024 | 2.9597e-05
ENS | BTM Battery Control | BTM Battery Control | Large Commercial | Services | % of Load | 2024 | 0.00015785
ENS | BTM Battery Control | BTM Battery Control | Small Industrial | Manufacturing | % of Load | 2024 | 7.112e-07
ENS | BTM Battery Control | BTM Battery Control | Small Industrial | Miscellaneous | % of Load | 2024 | 4.5948e-06
ENS | BTM Battery Control | BTM Battery Control | Small Industrial | Offices | % of Load | 2024 | 1.814e-06
ENS | BTM Battery Control | BTM Battery Control | Small Industrial | Retail Trade | % of Load | 2024 | 3.1564e-06
ENS | BTM Battery Control | BTM Battery Control | Small Industrial | Services | % of Load | 2024 | 6.8723e-06
ENS | BTM Battery Control | BTM Battery Control | Large Industrial | Manufacturing | % of Load | 2024 | 1.9377e-05
ENS | BTM Battery Control | BTM Battery Control | Large Industrial | Miscellaneous | % of Load | 2024 | 8.9838e-05
ENS | BTM Battery Control | BTM Battery Control | Large Industrial | Offices | % of Load | 2024 | 1.0569e-05
ENS | BTM Battery Control | BTM Battery Control | Large Industrial | Retail Trade | % of Load | 2024 | 5.2846e-05
ENS | BTM Battery Control | BTM Battery Control | Large Industrial | Services | % of Load | 2024 | 0.0001145
ENS | BTM Battery Control | BTM Battery Control | Interruptible Rider | Manufacturing | % of Load | 2024 | 2.5901e-05
ENS | BTM Battery Control | BTM Battery Control | Interruptible Rider | Miscellaneous | % of Load | 2024 | 6.9069e-05
ENS | BTM Battery Control | BTM Battery Control | Interruptible Rider | Retail Trade | % of Load | 2024 | 0.0001036
ENS | BTM Battery Control | BTM Battery Control | Residential | Residential LI | % of Load | 2024 | 0.00079621
ENS | BTM Battery Control | BTM Battery Control | Residential | Residential Market Rate | % of Load | 2024 | 0.0049567
ENS | EV Charging Control | EV Charging Control | EV | EV | % of Load | 2024 | 0.0009201
ENS | Behavioral DR | Behavioral DR | Residential | Residential LI | % of Load | 2024 | 0.0018554
ENS | Behavioral DR | Behavioral DR | Residential | Residential Market Rate | % of Load | 2024 | 0.011527
ENS | DLC | DLC-Switch-Water Heating | Small Commercial | Miscellaneous | % of Load | 2025 | 0.0002993
ENS | DLC | DLC-Switch-Water Heating | Small Commercial | Offices | % of Load | 2025 | 0.00018139
ENS | DLC | DLC-Switch-Water Heating | Small Commercial | Retail Trade | % of Load | 2025 | 0.0010209
ENS | DLC | DLC-Switch-Water Heating | Small Commercial | Services | % of Load | 2025 | 0.0012286
ENS | DLC | DLC-Thermostat-HVAC | Small Commercial | Miscellaneous | % of Load | 2025 | 0.0051751
ENS | DLC | DLC-Thermostat-HVAC | Small Commercial | Offices | % of Load | 2025 | 0.0076348
ENS | DLC | DLC-Thermostat-HVAC | Small Commercial | Retail Trade | % of Load | 2025 | 0.0078734
ENS | DLC | DLC-Thermostat-HVAC | Small Commercial | Services | % of Load | 2025 | 0.0094803
ENS | DLC | DLC-Switch-Water Heating | Small Industrial | Miscellaneous | % of Load | 2025 | 6.1577e-05
ENS | DLC | DLC-Switch-Water Heating | Small Industrial | Offices | % of Load | 2025 | 2.4746e-06
ENS | DLC | DLC-Switch-Water Heating | Small Industrial | Retail Trade | % of Load | 2025 | 1.6748e-05
ENS | DLC | DLC-Switch-Water Heating | Small Industrial | Services | % of Load | 2025 | 2.0878e-05
ENS | DLC | DLC-Thermostat-HVAC | Small Industrial | Miscellaneous | % of Load | 2025 | 0.0011088
ENS | DLC | DLC-Thermostat-HVAC | Small Industrial | Offices | % of Load | 2025 | 0.00010607
ENS | DLC | DLC-Thermostat-HVAC | Small Industrial | Retail Trade | % of Load | 2025 | 0.00013366
ENS | DLC | DLC-Thermostat-HVAC | Small Industrial | Services | % of Load | 2025 | 0.00016662
ENS | DLC | DLC-Switch-Water Heating | Residential | Residential LI | % of Load | 2025 | 0.012077
ENS | DLC | DLC-Switch-Water Heating | Residential | Residential Market Rate | % of Load | 2025 | 0.075073
ENS | DLC | DLC-Thermostat-Heat Pump | Residential | Residential LI | % of Load | 2025 | 0.0059558
ENS | DLC | DLC-Thermostat-Heat Pump | Residential | Residential Market Rate | % of Load | 2025 | 0.14792
ENS | DLC | DLC-Thermostat-Electric Furnace | Residential | Residential LI | % of Load | 2025 | 0.041347
ENS | DLC | DLC-Thermostat-Electric Furnace | Residential | Residential Market Rate | % of Load | 2025 | 0.10004
ENS | C&I Curtailment | C&I Curtailment- Manual HVAC Control | Large Commercial | Offices | % of Load | 2025 | 0.00026459
ENS | C&I Curtailment | C&I Curtailment- Manual HVAC Control | Large Commercial | Services | % of Load | 2025 | 0.00073169
ENS | C&I Curtailment | C&I Curtailment- Auto-DR HVAC Control | Large Commercial | Offices | % of Load | 2025 | 0.00046814
ENS | C&I Curtailment | C&I Curtailment- Auto-DR HVAC Control | Large Commercial | Services | % of Load | 2025 | 0.0012946
ENS | C&I Curtailment | C&I Curtailment- Standard Lighting Control | Large Commercial | Offices | % of Load | 2025 | 5.753e-05
ENS | C&I Curtailment | C&I Curtailment- Standard Lighting Control | Large Commercial | Services | % of Load | 2025 | 0.00049602
ENS | C&I Curtailment | C&I Curtailment- Advanced Lighting Control | Large Commercial | Offices | % of Load | 2025 | 2.8765e-05
ENS | C&I Curtailment | C&I Curtailment- Advanced Lighting Control | Large Commercial | Services | % of Load | 2025 | 0.00024801
ENS | C&I Curtailment | C&I Curtailment- Water Heating Control | Large Commercial | Offices | % of Load | 2025 | 5.5249e-06
ENS | C&I Curtailment | C&I Curtailment- Water Heating Control | Large Commercial | Services | % of Load | 2025 | 8.1708e-05
ENS | C&I Curtailment | C&I Curtailment- Other | Large Commercial | Offices | % of Load | 2025 | 9.8521e-05
ENS | C&I Curtailment | C&I Curtailment- Other | Large Commercial | Services | % of Load | 2025 | 0.00087723
ENS | C&I Curtailment | C&I Curtailment- Manual HVAC Control | Large Industrial | Miscellaneous | % of Load | 2025 | 0.00035212
ENS | C&I Curtailment | C&I Curtailment- Manual HVAC Control | Large Industrial | Offices | % of Load | 2025 | 5.3023e-05
ENS | C&I Curtailment | C&I Curtailment- Manual HVAC Control | Large Industrial | Retail Trade | % of Load | 2025 | 0.00012264
ENS | C&I Curtailment | C&I Curtailment- Manual HVAC Control | Large Industrial | Services | % of Load | 2025 | 6.0657e-05
ENS | C&I Curtailment | C&I Curtailment- Auto-DR HVAC Control | Large Industrial | Miscellaneous | % of Load | 2025 | 0.00062301
ENS | C&I Curtailment | C&I Curtailment- Auto-DR HVAC Control | Large Industrial | Offices | % of Load | 2025 | 9.3815e-05
ENS | C&I Curtailment | C&I Curtailment- Auto-DR HVAC Control | Large Industrial | Retail Trade | % of Load | 2025 | 0.00021699
ENS | C&I Curtailment | C&I Curtailment- Auto-DR HVAC Control | Large Industrial | Services | % of Load | 2025 | 0.00010732
ENS | C&I Curtailment | C&I Curtailment- Standard Lighting Control | Large Industrial | Miscellaneous | % of Load | 2025 | 0.00025201
ENS | C&I Curtailment | C&I Curtailment- Standard Lighting Control | Large Industrial | Offices | % of Load | 2025 | 1.2113e-05
ENS | C&I Curtailment | C&I Curtailment- Standard Lighting Control | Large Industrial | Retail Trade | % of Load | 2025 | 8.3139e-05
ENS | C&I Curtailment | C&I Curtailment- Standard Lighting Control | Large Industrial | Services | % of Load | 2025 | 4.1121e-05
ENS | C&I Curtailment | C&I Curtailment- Advanced Lighting Control | Large Industrial | Miscellaneous | % of Load | 2025 | 0.00012601
ENS | C&I Curtailment | C&I Curtailment- Advanced Lighting Control | Large Industrial | Offices | % of Load | 2025 | 6.0566e-06
ENS | C&I Curtailment | C&I Curtailment- Advanced Lighting Control | Large Industrial | Retail Trade | % of Load | 2025 | 4.157e-05
ENS | C&I Curtailment | C&I Curtailment- Advanced Lighting Control | Large Industrial | Services | % of Load | 2025 | 2.056e-05
ENS | C&I Curtailment | C&I Curtailment- Water Heating Control | Large Industrial | Miscellaneous | % of Load | 2025 | 1.4213e-05
ENS | C&I Curtailment | C&I Curtailment- Water Heating Control | Large Industrial | Offices | % of Load | 2025 | 1.0581e-06
ENS | C&I Curtailment | C&I Curtailment- Water Heating Control | Large Industrial | Retail Trade | % of Load | 2025 | 1.3695e-05
ENS | C&I Curtailment | C&I Curtailment- Water Heating Control | Large Industrial | Services | % of Load | 2025 | 6.7737e-06
ENS | C&I Curtailment | C&I Curtailment- Other | Large Industrial | Miscellaneous | % of Load | 2025 | 0.00030742
ENS | C&I Curtailment | C&I Curtailment- Other | Large Industrial | Offices | % of Load | 2025 | 2.0151e-05
ENS | C&I Curtailment | C&I Curtailment- Other | Large Industrial | Retail Trade | % of Load | 2025 | 0.00014703
ENS | C&I Curtailment | C&I Curtailment- Other | Large Industrial | Services | % of Load | 2025 | 7.2723e-05
ENS | C&I Curtailment | C&I Curtailment- Industrial | Large Industrial | Manufacturing | % of Load | 2025 | 0.0024299
ENS | C&I Curtailment | C&I Curtailment- Manual HVAC Control | Interruptible Rider | Miscellaneous | % of Load | 2025 | 0.0011883
ENS | C&I Curtailment | C&I Curtailment- Manual HVAC Control | Interruptible Rider | Retail Trade | % of Load | 2025 | 3.3938e-05
ENS | C&I Curtailment | C&I Curtailment- Auto-DR HVAC Control | Interruptible Rider | Miscellaneous | % of Load | 2025 | 0.0021025
ENS | C&I Curtailment | C&I Curtailment- Auto-DR HVAC Control | Interruptible Rider | Retail Trade | % of Load | 2025 | 6.0047e-05
ENS | C&I Curtailment | C&I Curtailment- Standard Lighting Control | Interruptible Rider | Miscellaneous | % of Load | 2025 | 0.00033537
ENS | C&I Curtailment | C&I Curtailment- Standard Lighting Control | Interruptible Rider | Retail Trade | % of Load | 2025 | 2.4041e-05
ENS | C&I Curtailment | C&I Curtailment- Advanced Lighting Control | Interruptible Rider | Miscellaneous | % of Load | 2025 | 0.00016768
ENS | C&I Curtailment | C&I Curtailment- Advanced Lighting Control | Interruptible Rider | Retail Trade | % of Load | 2025 | 1.202e-05
ENS | C&I Curtailment | C&I Curtailment- Water Heating Control | Interruptible Rider | Miscellaneous | % of Load | 2025 | 2.7929e-05
ENS | C&I Curtailment | C&I Curtailment- Water Heating Control | Interruptible Rider | Retail Trade | % of Load | 2025 | 3.6529e-06
ENS | C&I Curtailment | C&I Curtailment- Other | Interruptible Rider | Miscellaneous | % of Load | 2025 | 0.00050485
ENS | C&I Curtailment | C&I Curtailment- Other | Interruptible Rider | Retail Trade | % of Load | 2025 | 4.0474e-05
ENS | C&I Curtailment | C&I Curtailment- Industrial | Interruptible Rider | Manufacturing | % of Load | 2025 | 0.0009657
ENS | Dynamic Pricing | Dynamic Pricing with enabling tech. | Small Commercial | Manufacturing | % of Load | 2025 | 0.00021168
ENS | Dynamic Pricing | Dynamic Pricing with enabling tech. | Small Commercial | Miscellaneous | % of Load | 2025 | 0.0020896
ENS | Dynamic Pricing | Dynamic Pricing with enabling tech. | Small Commercial | Offices | % of Load | 2025 | 0.0016795
ENS | Dynamic Pricing | Dynamic Pricing with enabling tech. | Small Commercial | Retail Trade | % of Load | 2025 | 0.0038662
ENS | Dynamic Pricing | Dynamic Pricing with enabling tech. | Small Commercial | Services | % of Load | 2025 | 0.0046554
ENS | Dynamic Pricing | Dynamic Pricing w/o enabling tech. | Small Commercial | Manufacturing | % of Load | 2025 | 1.3892e-05
ENS | Dynamic Pricing | Dynamic Pricing w/o enabling tech. | Small Commercial | Miscellaneous | % of Load | 2025 | 0.00013713
ENS | Dynamic Pricing | Dynamic Pricing w/o enabling tech. | Small Commercial | Offices | % of Load | 2025 | 0.00011021
ENS | Dynamic Pricing | Dynamic Pricing w/o enabling tech. | Small Commercial | Retail Trade | % of Load | 2025 | 0.00025372
ENS | Dynamic Pricing | Dynamic Pricing w/o enabling tech. | Small Commercial | Services | % of Load | 2025 | 0.00030551
ENS | Dynamic Pricing | Dynamic Pricing with enabling tech. | Large Commercial | Offices | % of Load | 2025 | 0.00027515
ENS | Dynamic Pricing | Dynamic Pricing with enabling tech. | Large Commercial | Services | % of Load | 2025 | 0.0017102
ENS | Dynamic Pricing | Dynamic Pricing w/o enabling tech. | Large Commercial | Offices | % of Load | 2025 | 0.00014482
ENS | Dynamic Pricing | Dynamic Pricing w/o enabling tech. | Large Commercial | Services | % of Load | 2025 | 0.00090013
ENS | Dynamic Pricing | Dynamic Pricing with enabling tech. | Small Industrial | Manufacturing | % of Load | 2025 | 0.00029916
ENS | Dynamic Pricing | Dynamic Pricing with enabling tech. | Small Industrial | Miscellaneous | % of Load | 2025 | 0.00038687
ENS | Dynamic Pricing | Dynamic Pricing with enabling tech. | Small Industrial | Offices | % of Load | 2025 | 2.3456e-05
ENS | Dynamic Pricing | Dynamic Pricing with enabling tech. | Small Industrial | Retail Trade | % of Load | 2025 | 6.5688e-05
ENS | Dynamic Pricing | Dynamic Pricing with enabling tech. | Small Industrial | Services | % of Load | 2025 | 8.1887e-05
ENS | Dynamic Pricing | Dynamic Pricing w/o enabling tech. | Small Industrial | Manufacturing | % of Load | 2025 | 1.9632e-05
ENS | Dynamic Pricing | Dynamic Pricing w/o enabling tech. | Small Industrial | Miscellaneous | % of Load | 2025 | 2.5388e-05
ENS | Dynamic Pricing | Dynamic Pricing w/o enabling tech. | Small Industrial | Offices | % of Load | 2025 | 1.5393e-06
ENS | Dynamic Pricing | Dynamic Pricing w/o enabling tech. | Small Industrial | Retail Trade | % of Load | 2025 | 4.3108e-06
ENS | Dynamic Pricing | Dynamic Pricing w/o enabling tech. | Small Industrial | Services | % of Load | 2025 | 5.3738e-06
ENS | Dynamic Pricing | Dynamic Pricing with enabling tech. | Large Industrial | Manufacturing | % of Load | 2025 | 0.0016159
ENS | Dynamic Pricing | Dynamic Pricing with enabling tech. | Large Industrial | Miscellaneous | % of Load | 2025 | 0.00066879
ENS | Dynamic Pricing | Dynamic Pricing with enabling tech. | Large Industrial | Offices | % of Load | 2025 | 5.589e-05
ENS | Dynamic Pricing | Dynamic Pricing with enabling tech. | Large Industrial | Retail Trade | % of Load | 2025 | 0.00028666
ENS | Dynamic Pricing | Dynamic Pricing with enabling tech. | Large Industrial | Services | % of Load | 2025 | 0.00014178
ENS | Dynamic Pricing | Dynamic Pricing w/o enabling tech. | Large Industrial | Manufacturing | % of Load | 2025 | 0.00085046
ENS | Dynamic Pricing | Dynamic Pricing w/o enabling tech. | Large Industrial | Miscellaneous | % of Load | 2025 | 0.00035199
ENS | Dynamic Pricing | Dynamic Pricing w/o enabling tech. | Large Industrial | Offices | % of Load | 2025 | 2.9416e-05
ENS | Dynamic Pricing | Dynamic Pricing w/o enabling tech. | Large Industrial | Retail Trade | % of Load | 2025 | 0.00015087
ENS | Dynamic Pricing | Dynamic Pricing w/o enabling tech. | Large Industrial | Services | % of Load | 2025 | 7.4621e-05
ENS | Dynamic Pricing | Dynamic Pricing with enabling tech. | Interruptible Rider | Manufacturing | % of Load | 2025 | 0.00064219
ENS | Dynamic Pricing | Dynamic Pricing with enabling tech. | Interruptible Rider | Miscellaneous | % of Load | 2025 | 0.0013486
ENS | Dynamic Pricing | Dynamic Pricing with enabling tech. | Interruptible Rider | Retail Trade | % of Load | 2025 | 7.9395e-05
ENS | Dynamic Pricing | Dynamic Pricing w/o enabling tech. | Interruptible Rider | Manufacturing | % of Load | 2025 | 0.00033799
ENS | Dynamic Pricing | Dynamic Pricing w/o enabling tech. | Interruptible Rider | Miscellaneous | % of Load | 2025 | 0.00070981
ENS | Dynamic Pricing | Dynamic Pricing w/o enabling tech. | Interruptible Rider | Retail Trade | % of Load | 2025 | 4.1787e-05
ENS | Dynamic Pricing | Dynamic Pricing with enabling tech. | Residential | Residential LI | % of Load | 2025 | 0.0099008
ENS | Dynamic Pricing | Dynamic Pricing with enabling tech. | Residential | Residential Market Rate | % of Load | 2025 | 0.061549
ENS | Dynamic Pricing | Dynamic Pricing w/o enabling tech. | Residential | Residential LI | % of Load | 2025 | 0.0071651
ENS | Dynamic Pricing | Dynamic Pricing w/o enabling tech. | Residential | Residential Market Rate | % of Load | 2025 | 0.044542
ENS | BTM Battery Control | BTM Battery Control | Small Commercial | Manufacturing | % of Load | 2025 | 4.0448e-05
ENS | BTM Battery Control | BTM Battery Control | Small Commercial | Miscellaneous | % of Load | 2025 | 0.00029871
ENS | BTM Battery Control | BTM Battery Control | Small Commercial | Offices | % of Load | 2025 | 0.00010351
ENS | BTM Battery Control | BTM Battery Control | Small Commercial | Retail Trade | % of Load | 2025 | 0.00018063
ENS | BTM Battery Control | BTM Battery Control | Small Commercial | Services | % of Load | 2025 | 0.00039322
ENS | BTM Battery Control | BTM Battery Control | Large Commercial | Offices | % of Load | 2025 | 4.1535e-05
ENS | BTM Battery Control | BTM Battery Control | Large Commercial | Services | % of Load | 2025 | 0.00022152
ENS | BTM Battery Control | BTM Battery Control | Small Industrial | Manufacturing | % of Load | 2025 | 9.9807e-07
ENS | BTM Battery Control | BTM Battery Control | Small Industrial | Miscellaneous | % of Load | 2025 | 6.4482e-06
ENS | BTM Battery Control | BTM Battery Control | Small Industrial | Offices | % of Load | 2025 | 2.5456e-06
ENS | BTM Battery Control | BTM Battery Control | Small Industrial | Retail Trade | % of Load | 2025 | 4.4296e-06
ENS | BTM Battery Control | BTM Battery Control | Small Industrial | Services | % of Load | 2025 | 9.6443e-06
ENS | BTM Battery Control | BTM Battery Control | Large Industrial | Manufacturing | % of Load | 2025 | 2.7193e-05
ENS | BTM Battery Control | BTM Battery Control | Large Industrial | Miscellaneous | % of Load | 2025 | 0.00012608
ENS | BTM Battery Control | BTM Battery Control | Large Industrial | Offices | % of Load | 2025 | 1.4832e-05
ENS | BTM Battery Control | BTM Battery Control | Large Industrial | Retail Trade | % of Load | 2025 | 7.4162e-05
ENS | BTM Battery Control | BTM Battery Control | Large Industrial | Services | % of Load | 2025 | 0.00016068
ENS | BTM Battery Control | BTM Battery Control | Interruptible Rider | Manufacturing | % of Load | 2025 | 3.6348e-05
ENS | BTM Battery Control | BTM Battery Control | Interruptible Rider | Miscellaneous | % of Load | 2025 | 9.6929e-05
ENS | BTM Battery Control | BTM Battery Control | Interruptible Rider | Retail Trade | % of Load | 2025 | 0.00014539
ENS | BTM Battery Control | BTM Battery Control | Residential | Residential LI | % of Load | 2025 | 0.0011229
ENS | BTM Battery Control | BTM Battery Control | Residential | Residential Market Rate | % of Load | 2025 | 0.0069903
ENS | EV Charging Control | EV Charging Control | EV | EV | % of Load | 2025 | 0.0012398
ENS | Behavioral DR | Behavioral DR | Residential | Residential LI | % of Load | 2025 | 0.0018611
ENS | Behavioral DR | Behavioral DR | Residential | Residential Market Rate | % of Load | 2025 | 0.011569
ENS | DLC | DLC-Switch-Water Heating | Small Commercial | Miscellaneous | % of Load | 2026 | 0.00030077
ENS | DLC | DLC-Switch-Water Heating | Small Commercial | Offices | % of Load | 2026 | 0.00018211
ENS | DLC | DLC-Switch-Water Heating | Small Commercial | Retail Trade | % of Load | 2026 | 0.0010273
ENS | DLC | DLC-Switch-Water Heating | Small Commercial | Services | % of Load | 2026 | 0.0012361
ENS | DLC | DLC-Thermostat-HVAC | Small Commercial | Miscellaneous | % of Load | 2026 | 0.0051138
ENS | DLC | DLC-Thermostat-HVAC | Small Commercial | Offices | % of Load | 2026 | 0.0076165
ENS | DLC | DLC-Thermostat-HVAC | Small Commercial | Retail Trade | % of Load | 2026 | 0.0077268
ENS | DLC | DLC-Thermostat-HVAC | Small Commercial | Services | % of Load | 2026 | 0.0093034
ENS | DLC | DLC-Switch-Water Heating | Small Industrial | Miscellaneous | % of Load | 2026 | 6.2461e-05
ENS | DLC | DLC-Switch-Water Heating | Small Industrial | Offices | % of Load | 2026 | 2.5048e-06
ENS | DLC | DLC-Switch-Water Heating | Small Industrial | Retail Trade | % of Load | 2026 | 1.7009e-05
ENS | DLC | DLC-Switch-Water Heating | Small Industrial | Services | % of Load | 2026 | 2.1204e-05
ENS | DLC | DLC-Thermostat-HVAC | Small Industrial | Miscellaneous | % of Load | 2026 | 0.0011107
ENS | DLC | DLC-Thermostat-HVAC | Small Industrial | Offices | % of Load | 2026 | 0.00010717
ENS | DLC | DLC-Thermostat-HVAC | Small Industrial | Retail Trade | % of Load | 2026 | 0.00013378
ENS | DLC | DLC-Thermostat-HVAC | Small Industrial | Services | % of Load | 2026 | 0.00016677
ENS | DLC | DLC-Switch-Water Heating | Residential | Residential LI | % of Load | 2026 | 0.012163
ENS | DLC | DLC-Switch-Water Heating | Residential | Residential Market Rate | % of Load | 2026 | 0.075558
ENS | DLC | DLC-Thermostat-Heat Pump | Residential | Residential LI | % of Load | 2026 | 0.0069089
ENS | DLC | DLC-Thermostat-Heat Pump | Residential | Residential Market Rate | % of Load | 2026 | 0.15495
ENS | DLC | DLC-Thermostat-Electric Furnace | Residential | Residential LI | % of Load | 2026 | 0.041437
ENS | DLC | DLC-Thermostat-Electric Furnace | Residential | Residential Market Rate | % of Load | 2026 | 0.098915
ENS | C&I Curtailment | C&I Curtailment- Manual HVAC Control | Large Commercial | Offices | % of Load | 2026 | 0.00023675
ENS | C&I Curtailment | C&I Curtailment- Manual HVAC Control | Large Commercial | Services | % of Load | 2026 | 0.00064519
ENS | C&I Curtailment | C&I Curtailment- Auto-DR HVAC Control | Large Commercial | Offices | % of Load | 2026 | 0.00050983
ENS | C&I Curtailment | C&I Curtailment- Auto-DR HVAC Control | Large Commercial | Services | % of Load | 2026 | 0.0013894
ENS | C&I Curtailment | C&I Curtailment- Standard Lighting Control | Large Commercial | Offices | % of Load | 2026 | 5.4739e-05
ENS | C&I Curtailment | C&I Curtailment- Standard Lighting Control | Large Commercial | Services | % of Load | 2026 | 0.00047634
ENS | C&I Curtailment | C&I Curtailment- Advanced Lighting Control | Large Commercial | Offices | % of Load | 2026 | 2.7369e-05
ENS | C&I Curtailment | C&I Curtailment- Advanced Lighting Control | Large Commercial | Services | % of Load | 2026 | 0.00023817
ENS | C&I Curtailment | C&I Curtailment- Water Heating Control | Large Commercial | Offices | % of Load | 2026 | 5.5601e-06
ENS | C&I Curtailment | C&I Curtailment- Water Heating Control | Large Commercial | Services | % of Load | 2026 | 8.2202e-05
ENS | C&I Curtailment | C&I Curtailment- Other | Large Commercial | Offices | % of Load | 2026 | 9.7969e-05
ENS | C&I Curtailment | C&I Curtailment- Other | Large Commercial | Services | % of Load | 2026 | 0.00087471
ENS | C&I Curtailment | C&I Curtailment- Manual HVAC Control | Large Industrial | Miscellaneous | % of Load | 2026 | 0.00032
ENS | C&I Curtailment | C&I Curtailment- Manual HVAC Control | Large Industrial | Offices | % of Load | 2026 | 4.8927e-05
ENS | C&I Curtailment | C&I Curtailment- Manual HVAC Control | Large Industrial | Retail Trade | % of Load | 2026 | 0.00011102
ENS | C&I Curtailment | C&I Curtailment- Manual HVAC Control | Large Industrial | Services | % of Load | 2026 | 5.4913e-05
ENS | C&I Curtailment | C&I Curtailment- Auto-DR HVAC Control | Large Industrial | Miscellaneous | % of Load | 2026 | 0.0006891
ENS | C&I Curtailment | C&I Curtailment- Auto-DR HVAC Control | Large Industrial | Offices | % of Load | 2026 | 0.00010536
ENS | C&I Curtailment | C&I Curtailment- Auto-DR HVAC Control | Large Industrial | Retail Trade | % of Load | 2026 | 0.00023909
ENS | C&I Curtailment | C&I Curtailment- Auto-DR HVAC Control | Large Industrial | Services | % of Load | 2026 | 0.00011825
ENS | C&I Curtailment | C&I Curtailment- Standard Lighting Control | Large Industrial | Miscellaneous | % of Load | 2026 | 0.00025119
ENS | C&I Curtailment | C&I Curtailment- Standard Lighting Control | Large Industrial | Offices | % of Load | 2026 | 1.2075e-05
ENS | C&I Curtailment | C&I Curtailment- Standard Lighting Control | Large Industrial | Retail Trade | % of Load | 2026 | 8.1969e-05
ENS | C&I Curtailment | C&I Curtailment- Standard Lighting Control | Large Industrial | Services | % of Load | 2026 | 4.0542e-05
ENS | C&I Curtailment | C&I Curtailment- Advanced Lighting Control | Large Industrial | Miscellaneous | % of Load | 2026 | 0.0001256
ENS | C&I Curtailment | C&I Curtailment- Advanced Lighting Control | Large Industrial | Offices | % of Load | 2026 | 6.0375e-06
ENS | C&I Curtailment | C&I Curtailment- Advanced Lighting Control | Large Industrial | Retail Trade | % of Load | 2026 | 4.0984e-05
ENS | C&I Curtailment | C&I Curtailment- Advanced Lighting Control | Large Industrial | Services | % of Load | 2026 | 2.0271e-05
ENS | C&I Curtailment | C&I Curtailment- Water Heating Control | Large Industrial | Miscellaneous | % of Load | 2026 | 1.4499e-05
ENS | C&I Curtailment | C&I Curtailment- Water Heating Control | Large Industrial | Offices | % of Load | 2026 | 1.0868e-06
ENS | C&I Curtailment | C&I Curtailment- Water Heating Control | Large Industrial | Retail Trade | % of Load | 2026 | 1.4145e-05
ENS | C&I Curtailment | C&I Curtailment- Water Heating Control | Large Industrial | Services | % of Load | 2026 | 6.9963e-06
ENS | C&I Curtailment | C&I Curtailment- Other | Large Industrial | Miscellaneous | % of Load | 2026 | 0.00031338
ENS | C&I Curtailment | C&I Curtailment- Other | Large Industrial | Offices | % of Load | 2026 | 2.0747e-05
ENS | C&I Curtailment | C&I Curtailment- Other | Large Industrial | Retail Trade | % of Load | 2026 | 0.00015052
ENS | C&I Curtailment | C&I Curtailment- Other | Large Industrial | Services | % of Load | 2026 | 7.4447e-05
ENS | C&I Curtailment | C&I Curtailment- Industrial | Large Industrial | Manufacturing | % of Load | 2026 | 0.0024348
ENS | C&I Curtailment | C&I Curtailment- Manual HVAC Control | Interruptible Rider | Miscellaneous | % of Load | 2026 | 0.0010719
ENS | C&I Curtailment | C&I Curtailment- Manual HVAC Control | Interruptible Rider | Retail Trade | % of Load | 2026 | 3.0341e-05
ENS | C&I Curtailment | C&I Curtailment- Auto-DR HVAC Control | Interruptible Rider | Miscellaneous | % of Load | 2026 | 0.0023084
ENS | C&I Curtailment | C&I Curtailment- Auto-DR HVAC Control | Interruptible Rider | Retail Trade | % of Load | 2026 | 6.5339e-05
ENS | C&I Curtailment | C&I Curtailment- Standard Lighting Control | Interruptible Rider | Miscellaneous | % of Load | 2026 | 0.00032791
ENS | C&I Curtailment | C&I Curtailment- Standard Lighting Control | Interruptible Rider | Retail Trade | % of Load | 2026 | 2.3642e-05
ENS | C&I Curtailment | C&I Curtailment- Advanced Lighting Control | Interruptible Rider | Miscellaneous | % of Load | 2026 | 0.00016396
ENS | C&I Curtailment | C&I Curtailment- Advanced Lighting Control | Interruptible Rider | Retail Trade | % of Load | 2026 | 1.1821e-05
ENS | C&I Curtailment | C&I Curtailment- Water Heating Control | Interruptible Rider | Miscellaneous | % of Load | 2026 | 2.8088e-05
ENS | C&I Curtailment | C&I Curtailment- Water Heating Control | Interruptible Rider | Retail Trade | % of Load | 2026 | 3.6842e-06
ENS | C&I Curtailment | C&I Curtailment- Other | Interruptible Rider | Miscellaneous | % of Load | 2026 | 0.00050741
ENS | C&I Curtailment | C&I Curtailment- Other | Interruptible Rider | Retail Trade | % of Load | 2026 | 4.0749e-05
ENS | C&I Curtailment | C&I Curtailment- Industrial | Interruptible Rider | Manufacturing | % of Load | 2026 | 0.00095372
ENS | Dynamic Pricing | Dynamic Pricing with enabling tech. | Small Commercial | Manufacturing | % of Load | 2026 | 0.00020815
ENS | Dynamic Pricing | Dynamic Pricing with enabling tech. | Small Commercial | Miscellaneous | % of Load | 2026 | 0.0020762
ENS | Dynamic Pricing | Dynamic Pricing with enabling tech. | Small Commercial | Offices | % of Load | 2026 | 0.001672
ENS | Dynamic Pricing | Dynamic Pricing with enabling tech. | Small Commercial | Retail Trade | % of Load | 2026 | 0.0038307
ENS | Dynamic Pricing | Dynamic Pricing with enabling tech. | Small Commercial | Services | % of Load | 2026 | 0.0046122
ENS | Dynamic Pricing | Dynamic Pricing w/o enabling tech. | Small Commercial | Manufacturing | % of Load | 2026 | 1.366e-05
ENS | Dynamic Pricing | Dynamic Pricing w/o enabling tech. | Small Commercial | Miscellaneous | % of Load | 2026 | 0.00013625
ENS | Dynamic Pricing | Dynamic Pricing w/o enabling tech. | Small Commercial | Offices | % of Load | 2026 | 0.00010972
ENS | Dynamic Pricing | Dynamic Pricing w/o enabling tech. | Small Commercial | Retail Trade | % of Load | 2026 | 0.00025139
ENS | Dynamic Pricing | Dynamic Pricing w/o enabling tech. | Small Commercial | Services | % of Load | 2026 | 0.00030268
ENS | Dynamic Pricing | Dynamic Pricing with enabling tech. | Large Commercial | Offices | % of Load | 2026 | 0.00027275
ENS | Dynamic Pricing | Dynamic Pricing with enabling tech. | Large Commercial | Services | % of Load | 2026 | 0.001693
ENS | Dynamic Pricing | Dynamic Pricing w/o enabling tech. | Large Commercial | Offices | % of Load | 2026 | 0.00014355
ENS | Dynamic Pricing | Dynamic Pricing w/o enabling tech. | Large Commercial | Services | % of Load | 2026 | 0.00089106
ENS | Dynamic Pricing | Dynamic Pricing with enabling tech. | Small Industrial | Manufacturing | % of Load | 2026 | 0.0002975
ENS | Dynamic Pricing | Dynamic Pricing with enabling tech. | Small Industrial | Miscellaneous | % of Load | 2026 | 0.00038879
ENS | Dynamic Pricing | Dynamic Pricing with enabling tech. | Small Industrial | Offices | % of Load | 2026 | 2.3674e-05
ENS | Dynamic Pricing | Dynamic Pricing with enabling tech. | Small Industrial | Retail Trade | % of Load | 2026 | 6.6252e-05
ENS | Dynamic Pricing | Dynamic Pricing with enabling tech. | Small Industrial | Services | % of Load | 2026 | 8.2591e-05
ENS | Dynamic Pricing | Dynamic Pricing w/o enabling tech. | Small Industrial | Manufacturing | % of Load | 2026 | 1.9523e-05
ENS | Dynamic Pricing | Dynamic Pricing w/o enabling tech. | Small Industrial | Miscellaneous | % of Load | 2026 | 2.5514e-05
ENS | Dynamic Pricing | Dynamic Pricing w/o enabling tech. | Small Industrial | Offices | % of Load | 2026 | 1.5536e-06
ENS | Dynamic Pricing | Dynamic Pricing w/o enabling tech. | Small Industrial | Retail Trade | % of Load | 2026 | 4.3478e-06
ENS | Dynamic Pricing | Dynamic Pricing w/o enabling tech. | Small Industrial | Services | % of Load | 2026 | 5.42e-06
ENS | Dynamic Pricing | Dynamic Pricing with enabling tech. | Large Industrial | Manufacturing | % of Load | 2026 | 0.0016191
ENS | Dynamic Pricing | Dynamic Pricing with enabling tech. | Large Industrial | Miscellaneous | % of Load | 2026 | 0.00067815
ENS | Dynamic Pricing | Dynamic Pricing with enabling tech. | Large Industrial | Offices | % of Load | 2026 | 5.7304e-05
ENS | Dynamic Pricing | Dynamic Pricing with enabling tech. | Large Industrial | Retail Trade | % of Load | 2026 | 0.00029133
ENS | Dynamic Pricing | Dynamic Pricing with enabling tech. | Large Industrial | Services | % of Load | 2026 | 0.00014409
ENS | Dynamic Pricing | Dynamic Pricing w/o enabling tech. | Large Industrial | Manufacturing | % of Load | 2026 | 0.00085217
ENS | Dynamic Pricing | Dynamic Pricing w/o enabling tech. | Large Industrial | Miscellaneous | % of Load | 2026 | 0.00035692
ENS | Dynamic Pricing | Dynamic Pricing w/o enabling tech. | Large Industrial | Offices | % of Load | 2026 | 3.016e-05
ENS | Dynamic Pricing | Dynamic Pricing w/o enabling tech. | Large Industrial | Retail Trade | % of Load | 2026 | 0.00015333
ENS | Dynamic Pricing | Dynamic Pricing w/o enabling tech. | Large Industrial | Services | % of Load | 2026 | 7.5839e-05
ENS | Dynamic Pricing | Dynamic Pricing with enabling tech. | Interruptible Rider | Manufacturing | % of Load | 2026 | 0.00063422
ENS | Dynamic Pricing | Dynamic Pricing with enabling tech. | Interruptible Rider | Miscellaneous | % of Load | 2026 | 0.0013509
ENS | Dynamic Pricing | Dynamic Pricing with enabling tech. | Interruptible Rider | Retail Trade | % of Load | 2026 | 7.9524e-05
ENS | Dynamic Pricing | Dynamic Pricing w/o enabling tech. | Interruptible Rider | Manufacturing | % of Load | 2026 | 0.0003338
ENS | Dynamic Pricing | Dynamic Pricing w/o enabling tech. | Interruptible Rider | Miscellaneous | % of Load | 2026 | 0.00071098
ENS | Dynamic Pricing | Dynamic Pricing w/o enabling tech. | Interruptible Rider | Retail Trade | % of Load | 2026 | 4.1855e-05
ENS | Dynamic Pricing | Dynamic Pricing with enabling tech. | Residential | Residential LI | % of Load | 2026 | 0.0099259
ENS | Dynamic Pricing | Dynamic Pricing with enabling tech. | Residential | Residential Market Rate | % of Load | 2026 | 0.061749
ENS | Dynamic Pricing | Dynamic Pricing w/o enabling tech. | Residential | Residential LI | % of Load | 2026 | 0.0071832
ENS | Dynamic Pricing | Dynamic Pricing w/o enabling tech. | Residential | Residential Market Rate | % of Load | 2026 | 0.044687
ENS | BTM Battery Control | BTM Battery Control | Small Commercial | Manufacturing | % of Load | 2026 | 5.1322e-05
ENS | BTM Battery Control | BTM Battery Control | Small Commercial | Miscellaneous | % of Load | 2026 | 0.00037926
ENS | BTM Battery Control | BTM Battery Control | Small Commercial | Offices | % of Load | 2026 | 0.00013134
ENS | BTM Battery Control | BTM Battery Control | Small Commercial | Retail Trade | % of Load | 2026 | 0.00022916
ENS | BTM Battery Control | BTM Battery Control | Small Commercial | Services | % of Load | 2026 | 0.00049887
ENS | BTM Battery Control | BTM Battery Control | Large Commercial | Offices | % of Load | 2026 | 5.2702e-05
ENS | BTM Battery Control | BTM Battery Control | Large Commercial | Services | % of Load | 2026 | 0.00028108
ENS | BTM Battery Control | BTM Battery Control | Small Industrial | Manufacturing | % of Load | 2026 | 1.2664e-06
ENS | BTM Battery Control | BTM Battery Control | Small Industrial | Miscellaneous | % of Load | 2026 | 8.1533e-06
ENS | BTM Battery Control | BTM Battery Control | Small Industrial | Offices | % of Load | 2026 | 3.23e-06
ENS | BTM Battery Control | BTM Battery Control | Small Industrial | Retail Trade | % of Load | 2026 | 5.6205e-06
ENS | BTM Battery Control | BTM Battery Control | Small Industrial | Services | % of Load | 2026 | 1.2237e-05
ENS | BTM Battery Control | BTM Battery Control | Large Industrial | Manufacturing | % of Load | 2026 | 3.4503e-05
ENS | BTM Battery Control | BTM Battery Control | Large Industrial | Miscellaneous | % of Load | 2026 | 0.00015997
ENS | BTM Battery Control | BTM Battery Control | Large Industrial | Offices | % of Load | 2026 | 1.882e-05
ENS | BTM Battery Control | BTM Battery Control | Large Industrial | Retail Trade | % of Load | 2026 | 9.41e-05
ENS | BTM Battery Control | BTM Battery Control | Large Industrial | Services | % of Load | 2026 | 0.00020388
ENS | BTM Battery Control | BTM Battery Control | Interruptible Rider | Manufacturing | % of Load | 2026 | 4.6121e-05
ENS | BTM Battery Control | BTM Battery Control | Interruptible Rider | Miscellaneous | % of Load | 2026 | 0.00012299
ENS | BTM Battery Control | BTM Battery Control | Interruptible Rider | Retail Trade | % of Load | 2026 | 0.00018448
ENS | BTM Battery Control | BTM Battery Control | Residential | Residential LI | % of Load | 2026 | 0.0014317
ENS | BTM Battery Control | BTM Battery Control | Residential | Residential Market Rate | % of Load | 2026 | 0.0089132
ENS | EV Charging Control | EV Charging Control | EV | EV | % of Load | 2026 | 0.001622
ENS | Behavioral DR | Behavioral DR | Residential | Residential LI | % of Load | 2026 | 0.0018658
ENS | Behavioral DR | Behavioral DR | Residential | Residential Market Rate | % of Load | 2026 | 0.011607
ENS | DLC | DLC-Switch-Water Heating | Small Commercial | Miscellaneous | % of Load | 2027 | 0.00030137
ENS | DLC | DLC-Switch-Water Heating | Small Commercial | Offices | % of Load | 2027 | 0.00018216
ENS | DLC | DLC-Switch-Water Heating | Small Commercial | Retail Trade | % of Load | 2027 | 0.0010298
ENS | DLC | DLC-Switch-Water Heating | Small Commercial | Services | % of Load | 2027 | 0.0012389
ENS | DLC | DLC-Thermostat-HVAC | Small Commercial | Miscellaneous | % of Load | 2027 | 0.00503
ENS | DLC | DLC-Thermostat-HVAC | Small Commercial | Offices | % of Load | 2027 | 0.0075662
ENS | DLC | DLC-Thermostat-HVAC | Small Commercial | Retail Trade | % of Load | 2027 | 0.0075445
ENS | DLC | DLC-Thermostat-HVAC | Small Commercial | Services | % of Load | 2027 | 0.0090834
ENS | DLC | DLC-Switch-Water Heating | Small Industrial | Miscellaneous | % of Load | 2027 | 6.3562e-05
ENS | DLC | DLC-Switch-Water Heating | Small Industrial | Offices | % of Load | 2027 | 2.5428e-06
ENS | DLC | DLC-Switch-Water Heating | Small Industrial | Retail Trade | % of Load | 2027 | 1.733e-05
ENS | DLC | DLC-Switch-Water Heating | Small Industrial | Services | % of Load | 2027 | 2.1604e-05
ENS | DLC | DLC-Thermostat-HVAC | Small Industrial | Miscellaneous | % of Load | 2027 | 0.0011144
ENS | DLC | DLC-Thermostat-HVAC | Small Industrial | Offices | % of Load | 2027 | 0.00010856
ENS | DLC | DLC-Thermostat-HVAC | Small Industrial | Retail Trade | % of Load | 2027 | 0.00013404
ENS | DLC | DLC-Thermostat-HVAC | Small Industrial | Services | % of Load | 2027 | 0.00016709
ENS | DLC | DLC-Switch-Water Heating | Residential | Residential LI | % of Load | 2027 | 0.012265
ENS | DLC | DLC-Switch-Water Heating | Residential | Residential Market Rate | % of Load | 2027 | 0.076128
ENS | DLC | DLC-Thermostat-Heat Pump | Residential | Residential LI | % of Load | 2027 | 0.0079029
ENS | DLC | DLC-Thermostat-Heat Pump | Residential | Residential Market Rate | % of Load | 2027 | 0.16264
ENS | DLC | DLC-Thermostat-Electric Furnace | Residential | Residential LI | % of Load | 2027 | 0.041653
ENS | DLC | DLC-Thermostat-Electric Furnace | Residential | Residential Market Rate | % of Load | 2027 | 0.097963
ENS | C&I Curtailment | C&I Curtailment- Manual HVAC Control | Large Commercial | Offices | % of Load | 2027 | 0.00021211
ENS | C&I Curtailment | C&I Curtailment- Manual HVAC Control | Large Commercial | Services | % of Load | 2027 | 0.00056922
ENS | C&I Curtailment | C&I Curtailment- Auto-DR HVAC Control | Large Commercial | Offices | % of Load | 2027 | 0.00054773
ENS | C&I Curtailment | C&I Curtailment- Auto-DR HVAC Control | Large Commercial | Services | % of Load | 2027 | 0.0014699
ENS | C&I Curtailment | C&I Curtailment- Standard Lighting Control | Large Commercial | Offices | % of Load | 2027 | 5.2229e-05
ENS | C&I Curtailment | C&I Curtailment- Standard Lighting Control | Large Commercial | Services | % of Load | 2027 | 0.00045887
ENS | C&I Curtailment | C&I Curtailment- Advanced Lighting Control | Large Commercial | Offices | % of Load | 2027 | 2.6114e-05
ENS | C&I Curtailment | C&I Curtailment- Advanced Lighting Control | Large Commercial | Services | % of Load | 2027 | 0.00022943
ENS | C&I Curtailment | C&I Curtailment- Water Heating Control | Large Commercial | Offices | % of Load | 2027 | 5.607e-06
ENS | C&I Curtailment | C&I Curtailment- Water Heating Control | Large Commercial | Services | % of Load | 2027 | 8.2868e-05
ENS | C&I Curtailment | C&I Curtailment- Other | Large Commercial | Offices | % of Load | 2027 | 9.762e-05
ENS | C&I Curtailment | C&I Curtailment- Other | Large Commercial | Services | % of Load | 2027 | 0.00087401
ENS | C&I Curtailment | C&I Curtailment- Manual HVAC Control | Large Industrial | Miscellaneous | % of Load | 2027 | 0.00029012
ENS | C&I Curtailment | C&I Curtailment- Manual HVAC Control | Large Industrial | Offices | % of Load | 2027 | 4.5058e-05
ENS | C&I Curtailment | C&I Curtailment- Manual HVAC Control | Large Industrial | Retail Trade | % of Load | 2027 | 0.00010023
ENS | C&I Curtailment | C&I Curtailment- Manual HVAC Control | Large Industrial | Services | % of Load | 2027 | 4.9576e-05
ENS | C&I Curtailment | C&I Curtailment- Auto-DR HVAC Control | Large Industrial | Miscellaneous | % of Load | 2027 | 0.00074915
ENS | C&I Curtailment | C&I Curtailment- Auto-DR HVAC Control | Large Industrial | Offices | % of Load | 2027 | 0.00011635
ENS | C&I Curtailment | C&I Curtailment- Auto-DR HVAC Control | Large Industrial | Retail Trade | % of Load | 2027 | 0.00025883
ENS | C&I Curtailment | C&I Curtailment- Auto-DR HVAC Control | Large Industrial | Services | % of Load | 2027 | 0.00012802
ENS | C&I Curtailment | C&I Curtailment- Standard Lighting Control | Large Industrial | Miscellaneous | % of Load | 2027 | 0.00025025
ENS | C&I Curtailment | C&I Curtailment- Standard Lighting Control | Large Industrial | Offices | % of Load | 2027 | 1.2007e-05
ENS | C&I Curtailment | C&I Curtailment- Standard Lighting Control | Large Industrial | Retail Trade | % of Load | 2027 | 8.0802e-05
ENS | C&I Curtailment | C&I Curtailment- Standard Lighting Control | Large Industrial | Services | % of Load | 2027 | 3.9965e-05
ENS | C&I Curtailment | C&I Curtailment- Advanced Lighting Control | Large Industrial | Miscellaneous | % of Load | 2027 | 0.00012513
ENS | C&I Curtailment | C&I Curtailment- Advanced Lighting Control | Large Industrial | Offices | % of Load | 2027 | 6.0036e-06
ENS | C&I Curtailment | C&I Curtailment- Advanced Lighting Control | Large Industrial | Retail Trade | % of Load | 2027 | 4.0401e-05
ENS | C&I Curtailment | C&I Curtailment- Advanced Lighting Control | Large Industrial | Services | % of Load | 2027 | 1.9982e-05
ENS | C&I Curtailment | C&I Curtailment- Water Heating Control | Large Industrial | Miscellaneous | % of Load | 2027 | 1.48e-05
ENS | C&I Curtailment | C&I Curtailment- Water Heating Control | Large Industrial | Offices | % of Load | 2027 | 1.1153e-06
ENS | C&I Curtailment | C&I Curtailment- Water Heating Control | Large Industrial | Retail Trade | % of Load | 2027 | 1.4592e-05
ENS | C&I Curtailment | C&I Curtailment- Water Heating Control | Large Industrial | Services | % of Load | 2027 | 7.2173e-06
ENS | C&I Curtailment | C&I Curtailment- Other | Large Industrial | Miscellaneous | % of Load | 2027 | 0.00031933
ENS | C&I Curtailment | C&I Curtailment- Other | Large Industrial | Offices | % of Load | 2027 | 2.1335e-05
ENS | C&I Curtailment | C&I Curtailment- Other | Large Industrial | Retail Trade | % of Load | 2027 | 0.0001539
ENS | C&I Curtailment | C&I Curtailment- Other | Large Industrial | Services | % of Load | 2027 | 7.6121e-05
ENS | C&I Curtailment | C&I Curtailment- Industrial | Large Industrial | Manufacturing | % of Load | 2027 | 0.0024377
ENS | C&I Curtailment | C&I Curtailment- Manual HVAC Control | Interruptible Rider | Miscellaneous | % of Load | 2027 | 0.00096817
ENS | C&I Curtailment | C&I Curtailment- Manual HVAC Control | Interruptible Rider | Retail Trade | % of Load | 2027 | 2.7123e-05
ENS | C&I Curtailment | C&I Curtailment- Auto-DR HVAC Control | Interruptible Rider | Miscellaneous | % of Load | 2027 | 0.0025
ENS | C&I Curtailment | C&I Curtailment- Auto-DR HVAC Control | Interruptible Rider | Retail Trade | % of Load | 2027 | 7.0039e-05
ENS | C&I Curtailment | C&I Curtailment- Standard Lighting Control | Interruptible Rider | Miscellaneous | % of Load | 2027 | 0.00032077
ENS | C&I Curtailment | C&I Curtailment- Standard Lighting Control | Interruptible Rider | Retail Trade | % of Load | 2027 | 2.3273e-05
ENS | C&I Curtailment | C&I Curtailment- Advanced Lighting Control | Interruptible Rider | Miscellaneous | % of Load | 2027 | 0.00016039
ENS | C&I Curtailment | C&I Curtailment- Advanced Lighting Control | Interruptible Rider | Retail Trade | % of Load | 2027 | 1.1636e-05
ENS | C&I Curtailment | C&I Curtailment- Water Heating Control | Interruptible Rider | Miscellaneous | % of Load | 2027 | 2.8311e-05
ENS | C&I Curtailment | C&I Curtailment- Water Heating Control | Interruptible Rider | Retail Trade | % of Load | 2027 | 3.725e-06
ENS | C&I Curtailment | C&I Curtailment- Other | Interruptible Rider | Miscellaneous | % of Load | 2027 | 0.00051133
ENS | C&I Curtailment | C&I Curtailment- Other | Interruptible Rider | Retail Trade | % of Load | 2027 | 4.1134e-05
ENS | C&I Curtailment | C&I Curtailment- Industrial | Interruptible Rider | Manufacturing | % of Load | 2027 | 0.00094346
ENS | Dynamic Pricing | Dynamic Pricing with enabling tech. | Small Commercial | Manufacturing | % of Load | 2027 | 0.00020367
ENS | Dynamic Pricing | Dynamic Pricing with enabling tech. | Small Commercial | Miscellaneous | % of Load | 2027 | 0.0020556
ENS | Dynamic Pricing | Dynamic Pricing with enabling tech. | Small Commercial | Offices | % of Load | 2027 | 0.001658
ENS | Dynamic Pricing | Dynamic Pricing with enabling tech. | Small Commercial | Retail Trade | % of Load | 2027 | 0.0037809
ENS | Dynamic Pricing | Dynamic Pricing with enabling tech. | Small Commercial | Services | % of Load | 2027 | 0.004552
ENS | Dynamic Pricing | Dynamic Pricing w/o enabling tech. | Small Commercial | Manufacturing | % of Load | 2027 | 1.3366e-05
ENS | Dynamic Pricing | Dynamic Pricing w/o enabling tech. | Small Commercial | Miscellaneous | % of Load | 2027 | 0.0001349
ENS | Dynamic Pricing | Dynamic Pricing w/o enabling tech. | Small Commercial | Offices | % of Load | 2027 | 0.00010881
ENS | Dynamic Pricing | Dynamic Pricing w/o enabling tech. | Small Commercial | Retail Trade | % of Load | 2027 | 0.00024812
ENS | Dynamic Pricing | Dynamic Pricing w/o enabling tech. | Small Commercial | Services | % of Load | 2027 | 0.00029872
ENS | Dynamic Pricing | Dynamic Pricing with enabling tech. | Large Commercial | Offices | % of Load | 2027 | 0.00027093
ENS | Dynamic Pricing | Dynamic Pricing with enabling tech. | Large Commercial | Services | % of Load | 2027 | 0.0016795
ENS | Dynamic Pricing | Dynamic Pricing w/o enabling tech. | Large Commercial | Offices | % of Load | 2027 | 0.00014259
ENS | Dynamic Pricing | Dynamic Pricing w/o enabling tech. | Large Commercial | Services | % of Load | 2027 | 0.00088396
ENS | Dynamic Pricing | Dynamic Pricing with enabling tech. | Small Industrial | Manufacturing | % of Load | 2027 | 0.00029656
ENS | Dynamic Pricing | Dynamic Pricing with enabling tech. | Small Industrial | Miscellaneous | % of Load | 2027 | 0.00039177
ENS | Dynamic Pricing | Dynamic Pricing with enabling tech. | Small Industrial | Offices | % of Load | 2027 | 2.3963e-05
ENS | Dynamic Pricing | Dynamic Pricing with enabling tech. | Small Industrial | Retail Trade | % of Load | 2027 | 6.701e-05
ENS | Dynamic Pricing | Dynamic Pricing with enabling tech. | Small Industrial | Services | % of Load | 2027 | 8.3535e-05
ENS | Dynamic Pricing | Dynamic Pricing w/o enabling tech. | Small Industrial | Manufacturing | % of Load | 2027 | 1.9462e-05
ENS | Dynamic Pricing | Dynamic Pricing w/o enabling tech. | Small Industrial | Miscellaneous | % of Load | 2027 | 2.571e-05
ENS | Dynamic Pricing | Dynamic Pricing w/o enabling tech. | Small Industrial | Offices | % of Load | 2027 | 1.5726e-06
ENS | Dynamic Pricing | Dynamic Pricing w/o enabling tech. | Small Industrial | Retail Trade | % of Load | 2027 | 4.3975e-06
ENS | Dynamic Pricing | Dynamic Pricing w/o enabling tech. | Small Industrial | Services | % of Load | 2027 | 5.482e-06
ENS | Dynamic Pricing | Dynamic Pricing with enabling tech. | Large Industrial | Manufacturing | % of Load | 2027 | 0.0016211
ENS | Dynamic Pricing | Dynamic Pricing with enabling tech. | Large Industrial | Miscellaneous | % of Load | 2027 | 0.00068715
ENS | Dynamic Pricing | Dynamic Pricing with enabling tech. | Large Industrial | Offices | % of Load | 2027 | 5.8671e-05
ENS | Dynamic Pricing | Dynamic Pricing with enabling tech. | Large Industrial | Retail Trade | % of Load | 2027 | 0.00029575
ENS | Dynamic Pricing | Dynamic Pricing with enabling tech. | Large Industrial | Services | % of Load | 2027 | 0.00014628
ENS | Dynamic Pricing | Dynamic Pricing w/o enabling tech. | Large Industrial | Manufacturing | % of Load | 2027 | 0.00085321
ENS | Dynamic Pricing | Dynamic Pricing w/o enabling tech. | Large Industrial | Miscellaneous | % of Load | 2027 | 0.00036166
ENS | Dynamic Pricing | Dynamic Pricing w/o enabling tech. | Large Industrial | Offices | % of Load | 2027 | 3.088e-05
ENS | Dynamic Pricing | Dynamic Pricing w/o enabling tech. | Large Industrial | Retail Trade | % of Load | 2027 | 0.00015566
ENS | Dynamic Pricing | Dynamic Pricing w/o enabling tech. | Large Industrial | Services | % of Load | 2027 | 7.6988e-05
ENS | Dynamic Pricing | Dynamic Pricing with enabling tech. | Interruptible Rider | Manufacturing | % of Load | 2027 | 0.0006274
ENS | Dynamic Pricing | Dynamic Pricing with enabling tech. | Interruptible Rider | Miscellaneous | % of Load | 2027 | 0.0013559
ENS | Dynamic Pricing | Dynamic Pricing with enabling tech. | Interruptible Rider | Retail Trade | % of Load | 2027 | 7.982e-05
ENS | Dynamic Pricing | Dynamic Pricing w/o enabling tech. | Interruptible Rider | Manufacturing | % of Load | 2027 | 0.00033021
ENS | Dynamic Pricing | Dynamic Pricing w/o enabling tech. | Interruptible Rider | Miscellaneous | % of Load | 2027 | 0.00071364
ENS | Dynamic Pricing | Dynamic Pricing w/o enabling tech. | Interruptible Rider | Retail Trade | % of Load | 2027 | 4.201e-05
ENS | Dynamic Pricing | Dynamic Pricing with enabling tech. | Residential | Residential LI | % of Load | 2027 | 0.0099593
ENS | Dynamic Pricing | Dynamic Pricing with enabling tech. | Residential | Residential Market Rate | % of Load | 2027 | 0.062017
ENS | Dynamic Pricing | Dynamic Pricing w/o enabling tech. | Residential | Residential LI | % of Load | 2027 | 0.0072074
ENS | Dynamic Pricing | Dynamic Pricing w/o enabling tech. | Residential | Residential Market Rate | % of Load | 2027 | 0.044881
ENS | BTM Battery Control | BTM Battery Control | Small Commercial | Manufacturing | % of Load | 2027 | 6.0158e-05
ENS | BTM Battery Control | BTM Battery Control | Small Commercial | Miscellaneous | % of Load | 2027 | 0.00044479
ENS | BTM Battery Control | BTM Battery Control | Small Commercial | Offices | % of Load | 2027 | 0.00015395
ENS | BTM Battery Control | BTM Battery Control | Small Commercial | Retail Trade | % of Load | 2027 | 0.00026862
ENS | BTM Battery Control | BTM Battery Control | Small Commercial | Services | % of Load | 2027 | 0.00058473
ENS | BTM Battery Control | BTM Battery Control | Large Commercial | Offices | % of Load | 2027 | 6.1776e-05
ENS | BTM Battery Control | BTM Battery Control | Large Commercial | Services | % of Load | 2027 | 0.00032947
ENS | BTM Battery Control | BTM Battery Control | Small Industrial | Manufacturing | % of Load | 2027 | 1.4844e-06
ENS | BTM Battery Control | BTM Battery Control | Small Industrial | Miscellaneous | % of Load | 2027 | 9.5571e-06
ENS | BTM Battery Control | BTM Battery Control | Small Industrial | Offices | % of Load | 2027 | 3.7862e-06
ENS | BTM Battery Control | BTM Battery Control | Small Industrial | Retail Trade | % of Load | 2027 | 6.5883e-06
ENS | BTM Battery Control | BTM Battery Control | Small Industrial | Services | % of Load | 2027 | 1.4344e-05
ENS | BTM Battery Control | BTM Battery Control | Large Industrial | Manufacturing | % of Load | 2027 | 4.0444e-05
ENS | BTM Battery Control | BTM Battery Control | Large Industrial | Miscellaneous | % of Load | 2027 | 0.00018751
ENS | BTM Battery Control | BTM Battery Control | Large Industrial | Offices | % of Load | 2027 | 2.206e-05
ENS | BTM Battery Control | BTM Battery Control | Large Industrial | Retail Trade | % of Load | 2027 | 0.0001103
ENS | BTM Battery Control | BTM Battery Control | Large Industrial | Services | % of Load | 2027 | 0.00023899
ENS | BTM Battery Control | BTM Battery Control | Interruptible Rider | Manufacturing | % of Load | 2027 | 5.4061e-05
ENS | BTM Battery Control | BTM Battery Control | Interruptible Rider | Miscellaneous | % of Load | 2027 | 0.00014416
ENS | BTM Battery Control | BTM Battery Control | Interruptible Rider | Retail Trade | % of Load | 2027 | 0.00021625
ENS | BTM Battery Control | BTM Battery Control | Residential | Residential LI | % of Load | 2027 | 0.0016865
ENS | BTM Battery Control | BTM Battery Control | Residential | Residential Market Rate | % of Load | 2027 | 0.010499
ENS | EV Charging Control | EV Charging Control | EV | EV | % of Load | 2027 | 0.0020954
ENS | Behavioral DR | Behavioral DR | Residential | Residential LI | % of Load | 2027 | 0.0018721
ENS | Behavioral DR | Behavioral DR | Residential | Residential Market Rate | % of Load | 2027 | 0.011657
ENS | DLC | DLC-Switch-Water Heating | Small Commercial | Miscellaneous | % of Load | 2028 | 0.00030178
ENS | DLC | DLC-Switch-Water Heating | Small Commercial | Offices | % of Load | 2028 | 0.00018205
ENS | DLC | DLC-Switch-Water Heating | Small Commercial | Retail Trade | % of Load | 2028 | 0.0010317
ENS | DLC | DLC-Switch-Water Heating | Small Commercial | Services | % of Load | 2028 | 0.0012409
ENS | DLC | DLC-Thermostat-HVAC | Small Commercial | Miscellaneous | % of Load | 2028 | 0.0049248
ENS | DLC | DLC-Thermostat-HVAC | Small Commercial | Offices | % of Load | 2028 | 0.0074973
ENS | DLC | DLC-Thermostat-HVAC | Small Commercial | Retail Trade | % of Load | 2028 | 0.0073142
ENS | DLC | DLC-Thermostat-HVAC | Small Commercial | Services | % of Load | 2028 | 0.0088057
ENS | DLC | DLC-Switch-Water Heating | Small Industrial | Miscellaneous | % of Load | 2028 | 6.4437e-05
ENS | DLC | DLC-Switch-Water Heating | Small Industrial | Offices | % of Load | 2028 | 2.5708e-06
ENS | DLC | DLC-Switch-Water Heating | Small Industrial | Retail Trade | % of Load | 2028 | 1.7593e-05
ENS | DLC | DLC-Switch-Water Heating | Small Industrial | Services | % of Load | 2028 | 2.1932e-05
ENS | DLC | DLC-Thermostat-HVAC | Small Industrial | Miscellaneous | % of Load | 2028 | 0.001111
ENS | DLC | DLC-Thermostat-HVAC | Small Industrial | Offices | % of Load | 2028 | 0.00010944
ENS | DLC | DLC-Thermostat-HVAC | Small Industrial | Retail Trade | % of Load | 2028 | 0.00013339
ENS | DLC | DLC-Thermostat-HVAC | Small Industrial | Services | % of Load | 2028 | 0.00016629
ENS | DLC | DLC-Switch-Water Heating | Residential | Residential LI | % of Load | 2028 | 0.012389
ENS | DLC | DLC-Switch-Water Heating | Residential | Residential Market Rate | % of Load | 2028 | 0.076803
ENS | DLC | DLC-Thermostat-Heat Pump | Residential | Residential LI | % of Load | 2028 | 0.0088767
ENS | DLC | DLC-Thermostat-Heat Pump | Residential | Residential Market Rate | % of Load | 2028 | 0.16988
ENS | DLC | DLC-Thermostat-Electric Furnace | Residential | Residential LI | % of Load | 2028 | 0.041713
ENS | DLC | DLC-Thermostat-Electric Furnace | Residential | Residential Market Rate | % of Load | 2028 | 0.096508
ENS | C&I Curtailment | C&I Curtailment- Manual HVAC Control | Large Commercial | Offices | % of Load | 2028 | 0.00018719
ENS | C&I Curtailment | C&I Curtailment- Manual HVAC Control | Large Commercial | Services | % of Load | 2028 | 0.00049319
ENS | C&I Curtailment | C&I Curtailment- Auto-DR HVAC Control | Large Commercial | Offices | % of Load | 2028 | 0.00058012
ENS | C&I Curtailment | C&I Curtailment- Auto-DR HVAC Control | Large Commercial | Services | % of Load | 2028 | 0.0015284
ENS | C&I Curtailment | C&I Curtailment- Standard Lighting Control | Large Commercial | Offices | % of Load | 2028 | 4.9177e-05
ENS | C&I Curtailment | C&I Curtailment- Standard Lighting Control | Large Commercial | Services | % of Load | 2028 | 0.00043766
ENS | C&I Curtailment | C&I Curtailment- Advanced Lighting Control | Large Commercial | Offices | % of Load | 2028 | 2.4589e-05
ENS | C&I Curtailment | C&I Curtailment- Advanced Lighting Control | Large Commercial | Services | % of Load | 2028 | 0.00021883
ENS | C&I Curtailment | C&I Curtailment- Water Heating Control | Large Commercial | Offices | % of Load | 2028 | 5.6317e-06
ENS | C&I Curtailment | C&I Curtailment- Water Heating Control | Large Commercial | Services | % of Load | 2028 | 8.3296e-05
ENS | C&I Curtailment | C&I Curtailment- Other | Large Commercial | Offices | % of Load | 2028 | 9.6634e-05
ENS | C&I Curtailment | C&I Curtailment- Other | Large Commercial | Services | % of Load | 2028 | 0.00086913
ENS | C&I Curtailment | C&I Curtailment- Manual HVAC Control | Large Industrial | Miscellaneous | % of Load | 2028 | 0.00025873
ENS | C&I Curtailment | C&I Curtailment- Manual HVAC Control | Large Industrial | Offices | % of Load | 2028 | 4.0927e-05
ENS | C&I Curtailment | C&I Curtailment- Manual HVAC Control | Large Industrial | Retail Trade | % of Load | 2028 | 8.887e-05
ENS | C&I Curtailment | C&I Curtailment- Manual HVAC Control | Large Industrial | Services | % of Load | 2028 | 4.3955e-05
ENS | C&I Curtailment | C&I Curtailment- Auto-DR HVAC Control | Large Industrial | Miscellaneous | % of Load | 2028 | 0.0008018
ENS | C&I Curtailment | C&I Curtailment- Auto-DR HVAC Control | Large Industrial | Offices | % of Load | 2028 | 0.00012683
ENS | C&I Curtailment | C&I Curtailment- Auto-DR HVAC Control | Large Industrial | Retail Trade | % of Load | 2028 | 0.00027541
ENS | C&I Curtailment | C&I Curtailment- Auto-DR HVAC Control | Large Industrial | Services | % of Load | 2028 | 0.00013622
ENS | C&I Curtailment | C&I Curtailment- Standard Lighting Control | Large Industrial | Miscellaneous | % of Load | 2028 | 0.00024749
ENS | C&I Curtailment | C&I Curtailment- Standard Lighting Control | Large Industrial | Offices | % of Load | 2028 | 1.1838e-05
ENS | C&I Curtailment | C&I Curtailment- Standard Lighting Control | Large Industrial | Retail Trade | % of Load | 2028 | 7.8863e-05
ENS | C&I Curtailment | C&I Curtailment- Standard Lighting Control | Large Industrial | Services | % of Load | 2028 | 3.9006e-05
ENS | C&I Curtailment | C&I Curtailment- Advanced Lighting Control | Large Industrial | Miscellaneous | % of Load | 2028 | 0.00012375
ENS | C&I Curtailment | C&I Curtailment- Advanced Lighting Control | Large Industrial | Offices | % of Load | 2028 | 5.919e-06
ENS | C&I Curtailment | C&I Curtailment- Advanced Lighting Control | Large Industrial | Retail Trade | % of Load | 2028 | 3.9432e-05
ENS | C&I Curtailment | C&I Curtailment- Advanced Lighting Control | Large Industrial | Services | % of Load | 2028 | 1.9503e-05
ENS | C&I Curtailment | C&I Curtailment- Water Heating Control | Large Industrial | Miscellaneous | % of Load | 2028 | 1.5045e-05
ENS | C&I Curtailment | C&I Curtailment- Water Heating Control | Large Industrial | Offices | % of Load | 2028 | 1.139e-06
ENS | C&I Curtailment | C&I Curtailment- Water Heating Control | Large Industrial | Retail Trade | % of Load | 2028 | 1.5009e-05
ENS | C&I Curtailment | C&I Curtailment- Water Heating Control | Large Industrial | Services | % of Load | 2028 | 7.4237e-06
ENS | C&I Curtailment | C&I Curtailment- Other | Large Industrial | Miscellaneous | % of Load | 2028 | 0.00032373
ENS | C&I Curtailment | C&I Curtailment- Other | Large Industrial | Offices | % of Load | 2028 | 2.1833e-05
ENS | C&I Curtailment | C&I Curtailment- Other | Large Industrial | Retail Trade | % of Load | 2028 | 0.00015661
ENS | C&I Curtailment | C&I Curtailment- Other | Large Industrial | Services | % of Load | 2028 | 7.746e-05
ENS | C&I Curtailment | C&I Curtailment- Industrial | Large Industrial | Manufacturing | % of Load | 2028 | 0.0024283
ENS | C&I Curtailment | C&I Curtailment- Manual HVAC Control | Interruptible Rider | Miscellaneous | % of Load | 2028 | 0.00086306
ENS | C&I Curtailment | C&I Curtailment- Manual HVAC Control | Interruptible Rider | Retail Trade | % of Load | 2028 | 2.3884e-05
ENS | C&I Curtailment | C&I Curtailment- Auto-DR HVAC Control | Interruptible Rider | Miscellaneous | % of Load | 2028 | 0.0026746
ENS | C&I Curtailment | C&I Curtailment- Auto-DR HVAC Control | Interruptible Rider | Retail Trade | % of Load | 2028 | 7.4016e-05
ENS | C&I Curtailment | C&I Curtailment- Standard Lighting Control | Interruptible Rider | Miscellaneous | % of Load | 2028 | 0.00031194
ENS | C&I Curtailment | C&I Curtailment- Standard Lighting Control | Interruptible Rider | Retail Trade | % of Load | 2028 | 2.279e-05
ENS | C&I Curtailment | C&I Curtailment- Advanced Lighting Control | Interruptible Rider | Miscellaneous | % of Load | 2028 | 0.00015597
ENS | C&I Curtailment | C&I Curtailment- Advanced Lighting Control | Interruptible Rider | Retail Trade | % of Load | 2028 | 1.1395e-05
ENS | C&I Curtailment | C&I Curtailment- Water Heating Control | Interruptible Rider | Miscellaneous | % of Load | 2028 | 2.8425e-05
ENS | C&I Curtailment | C&I Curtailment- Water Heating Control | Interruptible Rider | Retail Trade | % of Load | 2028 | 3.7531e-06
ENS | C&I Curtailment | C&I Curtailment- Other | Interruptible Rider | Miscellaneous | % of Load | 2028 | 0.00051353
ENS | C&I Curtailment | C&I Curtailment- Other | Interruptible Rider | Retail Trade | % of Load | 2028 | 4.1386e-05
ENS | C&I Curtailment | C&I Curtailment- Industrial | Interruptible Rider | Manufacturing | % of Load | 2028 | 0.00092846
ENS | Dynamic Pricing | Dynamic Pricing with enabling tech. | Small Commercial | Manufacturing | % of Load | 2028 | 0.00019888
ENS | Dynamic Pricing | Dynamic Pricing with enabling tech. | Small Commercial | Miscellaneous | % of Load | 2028 | 0.0020301
ENS | Dynamic Pricing | Dynamic Pricing with enabling tech. | Small Commercial | Offices | % of Load | 2028 | 0.00164
ENS | Dynamic Pricing | Dynamic Pricing with enabling tech. | Small Commercial | Retail Trade | % of Load | 2028 | 0.0037185
ENS | Dynamic Pricing | Dynamic Pricing with enabling tech. | Small Commercial | Services | % of Load | 2028 | 0.0044764
ENS | Dynamic Pricing | Dynamic Pricing w/o enabling tech. | Small Commercial | Manufacturing | % of Load | 2028 | 1.3051e-05
ENS | Dynamic Pricing | Dynamic Pricing w/o enabling tech. | Small Commercial | Miscellaneous | % of Load | 2028 | 0.00013322
ENS | Dynamic Pricing | Dynamic Pricing w/o enabling tech. | Small Commercial | Offices | % of Load | 2028 | 0.00010762
ENS | Dynamic Pricing | Dynamic Pricing w/o enabling tech. | Small Commercial | Retail Trade | % of Load | 2028 | 0.00024403
ENS | Dynamic Pricing | Dynamic Pricing w/o enabling tech. | Small Commercial | Services | % of Load | 2028 | 0.00029377
ENS | Dynamic Pricing | Dynamic Pricing with enabling tech. | Large Commercial | Offices | % of Load | 2028 | 0.00026725
ENS | Dynamic Pricing | Dynamic Pricing with enabling tech. | Large Commercial | Services | % of Load | 2028 | 0.0016561
ENS | Dynamic Pricing | Dynamic Pricing w/o enabling tech. | Large Commercial | Offices | % of Load | 2028 | 0.00014066
ENS | Dynamic Pricing | Dynamic Pricing w/o enabling tech. | Large Commercial | Services | % of Load | 2028 | 0.00087161
ENS | Dynamic Pricing | Dynamic Pricing with enabling tech. | Small Industrial | Manufacturing | % of Load | 2028 | 0.00029407
ENS | Dynamic Pricing | Dynamic Pricing with enabling tech. | Small Industrial | Miscellaneous | % of Load | 2028 | 0.00039292
ENS | Dynamic Pricing | Dynamic Pricing with enabling tech. | Small Industrial | Offices | % of Load | 2028 | 2.4152e-05
ENS | Dynamic Pricing | Dynamic Pricing with enabling tech. | Small Industrial | Retail Trade | % of Load | 2028 | 6.7495e-05
ENS | Dynamic Pricing | Dynamic Pricing with enabling tech. | Small Industrial | Services | % of Load | 2028 | 8.414e-05
ENS | Dynamic Pricing | Dynamic Pricing w/o enabling tech. | Small Industrial | Manufacturing | % of Load | 2028 | 1.9298e-05
ENS | Dynamic Pricing | Dynamic Pricing w/o enabling tech. | Small Industrial | Miscellaneous | % of Load | 2028 | 2.5785e-05
ENS | Dynamic Pricing | Dynamic Pricing w/o enabling tech. | Small Industrial | Offices | % of Load | 2028 | 1.585e-06
ENS | Dynamic Pricing | Dynamic Pricing w/o enabling tech. | Small Industrial | Retail Trade | % of Load | 2028 | 4.4293e-06
ENS | Dynamic Pricing | Dynamic Pricing w/o enabling tech. | Small Industrial | Services | % of Load | 2028 | 5.5217e-06
ENS | Dynamic Pricing | Dynamic Pricing with enabling tech. | Large Industrial | Manufacturing | % of Load | 2028 | 0.0016148
ENS | Dynamic Pricing | Dynamic Pricing with enabling tech. | Large Industrial | Miscellaneous | % of Load | 2028 | 0.00069206
ENS | Dynamic Pricing | Dynamic Pricing with enabling tech. | Large Industrial | Offices | % of Load | 2028 | 5.9754e-05
ENS | Dynamic Pricing | Dynamic Pricing with enabling tech. | Large Industrial | Retail Trade | % of Load | 2028 | 0.00029841
ENS | Dynamic Pricing | Dynamic Pricing with enabling tech. | Large Industrial | Services | % of Load | 2028 | 0.00014759
ENS | Dynamic Pricing | Dynamic Pricing w/o enabling tech. | Large Industrial | Manufacturing | % of Load | 2028 | 0.00084991
ENS | Dynamic Pricing | Dynamic Pricing w/o enabling tech. | Large Industrial | Miscellaneous | % of Load | 2028 | 0.00036424
ENS | Dynamic Pricing | Dynamic Pricing w/o enabling tech. | Large Industrial | Offices | % of Load | 2028 | 3.145e-05
ENS | Dynamic Pricing | Dynamic Pricing w/o enabling tech. | Large Industrial | Retail Trade | % of Load | 2028 | 0.00015706
ENS | Dynamic Pricing | Dynamic Pricing w/o enabling tech. | Large Industrial | Services | % of Load | 2028 | 7.7681e-05
ENS | Dynamic Pricing | Dynamic Pricing with enabling tech. | Interruptible Rider | Manufacturing | % of Load | 2028 | 0.00061742
ENS | Dynamic Pricing | Dynamic Pricing with enabling tech. | Interruptible Rider | Miscellaneous | % of Load | 2028 | 0.0013555
ENS | Dynamic Pricing | Dynamic Pricing with enabling tech. | Interruptible Rider | Retail Trade | % of Load | 2028 | 7.9791e-05
ENS | Dynamic Pricing | Dynamic Pricing w/o enabling tech. | Interruptible Rider | Manufacturing | % of Load | 2028 | 0.00032496
ENS | Dynamic Pricing | Dynamic Pricing w/o enabling tech. | Interruptible Rider | Miscellaneous | % of Load | 2028 | 0.0007134
ENS | Dynamic Pricing | Dynamic Pricing w/o enabling tech. | Interruptible Rider | Retail Trade | % of Load | 2028 | 4.1995e-05
ENS | Dynamic Pricing | Dynamic Pricing with enabling tech. | Residential | Residential LI | % of Load | 2028 | 0.010009
ENS | Dynamic Pricing | Dynamic Pricing with enabling tech. | Residential | Residential Market Rate | % of Load | 2028 | 0.062371
ENS | Dynamic Pricing | Dynamic Pricing w/o enabling tech. | Residential | Residential LI | % of Load | 2028 | 0.0072436
ENS | Dynamic Pricing | Dynamic Pricing w/o enabling tech. | Residential | Residential Market Rate | % of Load | 2028 | 0.045137
ENS | BTM Battery Control | BTM Battery Control | Small Commercial | Manufacturing | % of Load | 2028 | 6.6286e-05
ENS | BTM Battery Control | BTM Battery Control | Small Commercial | Miscellaneous | % of Load | 2028 | 0.00049031
ENS | BTM Battery Control | BTM Battery Control | Small Commercial | Offices | % of Load | 2028 | 0.00016963
ENS | BTM Battery Control | BTM Battery Control | Small Commercial | Retail Trade | % of Load | 2028 | 0.00029598
ENS | BTM Battery Control | BTM Battery Control | Small Commercial | Services | % of Load | 2028 | 0.00064424
ENS | BTM Battery Control | BTM Battery Control | Large Commercial | Offices | % of Load | 2028 | 6.8068e-05
ENS | BTM Battery Control | BTM Battery Control | Large Commercial | Services | % of Load | 2028 | 0.00036303
ENS | BTM Battery Control | BTM Battery Control | Small Industrial | Manufacturing | % of Load | 2028 | 1.6356e-06
ENS | BTM Battery Control | BTM Battery Control | Small Industrial | Miscellaneous | % of Load | 2028 | 1.0531e-05
ENS | BTM Battery Control | BTM Battery Control | Small Industrial | Offices | % of Load | 2028 | 4.1718e-06
ENS | BTM Battery Control | BTM Battery Control | Small Industrial | Retail Trade | % of Load | 2028 | 7.2593e-06
ENS | BTM Battery Control | BTM Battery Control | Small Industrial | Services | % of Load | 2028 | 1.5805e-05
ENS | BTM Battery Control | BTM Battery Control | Large Industrial | Manufacturing | % of Load | 2028 | 4.4564e-05
ENS | BTM Battery Control | BTM Battery Control | Large Industrial | Miscellaneous | % of Load | 2028 | 0.00020661
ENS | BTM Battery Control | BTM Battery Control | Large Industrial | Offices | % of Load | 2028 | 2.4307e-05
ENS | BTM Battery Control | BTM Battery Control | Large Industrial | Retail Trade | % of Load | 2028 | 0.00012154
ENS | BTM Battery Control | BTM Battery Control | Large Industrial | Services | % of Load | 2028 | 0.00026333
ENS | BTM Battery Control | BTM Battery Control | Interruptible Rider | Manufacturing | % of Load | 2028 | 5.9568e-05
ENS | BTM Battery Control | BTM Battery Control | Interruptible Rider | Miscellaneous | % of Load | 2028 | 0.00015885
ENS | BTM Battery Control | BTM Battery Control | Interruptible Rider | Retail Trade | % of Load | 2028 | 0.00023827
ENS | BTM Battery Control | BTM Battery Control | Residential | Residential LI | % of Load | 2028 | 0.0018674
ENS | BTM Battery Control | BTM Battery Control | Residential | Residential Market Rate | % of Load | 2028 | 0.011625
ENS | EV Charging Control | EV Charging Control | EV | EV | % of Load | 2028 | 0.0026373
ENS | Behavioral DR | Behavioral DR | Residential | Residential LI | % of Load | 2028 | 0.0018815
ENS | Behavioral DR | Behavioral DR | Residential | Residential Market Rate | % of Load | 2028 | 0.011724
ENS | DLC | DLC-Switch-Water Heating | Small Commercial | Miscellaneous | % of Load | 2029 | 0.00030233
ENS | DLC | DLC-Switch-Water Heating | Small Commercial | Offices | % of Load | 2029 | 0.00018211
ENS | DLC | DLC-Switch-Water Heating | Small Commercial | Retail Trade | % of Load | 2029 | 0.0010344
ENS | DLC | DLC-Switch-Water Heating | Small Commercial | Services | % of Load | 2029 | 0.0012433
ENS | DLC | DLC-Thermostat-HVAC | Small Commercial | Miscellaneous | % of Load | 2029 | 0.0048307
ENS | DLC | DLC-Thermostat-HVAC | Small Commercial | Offices | % of Load | 2029 | 0.0074346
ENS | DLC | DLC-Thermostat-HVAC | Small Commercial | Retail Trade | % of Load | 2029 | 0.0071104
ENS | DLC | DLC-Thermostat-HVAC | Small Commercial | Services | % of Load | 2029 | 0.0085564
ENS | DLC | DLC-Switch-Water Heating | Small Industrial | Miscellaneous | % of Load | 2029 | 6.5934e-05
ENS | DLC | DLC-Switch-Water Heating | Small Industrial | Offices | % of Load | 2029 | 2.6261e-06
ENS | DLC | DLC-Switch-Water Heating | Small Industrial | Retail Trade | % of Load | 2029 | 1.8021e-05
ENS | DLC | DLC-Switch-Water Heating | Small Industrial | Services | % of Load | 2029 | 2.2465e-05
ENS | DLC | DLC-Thermostat-HVAC | Small Industrial | Miscellaneous | % of Load | 2029 | 0.0011191
ENS | DLC | DLC-Thermostat-HVAC | Small Industrial | Offices | % of Load | 2029 | 0.00011135
ENS | DLC | DLC-Thermostat-HVAC | Small Industrial | Retail Trade | % of Load | 2029 | 0.00013413
ENS | DLC | DLC-Thermostat-HVAC | Small Industrial | Services | % of Load | 2029 | 0.0001672
ENS | DLC | DLC-Switch-Water Heating | Residential | Residential LI | % of Load | 2029 | 0.01249
ENS | DLC | DLC-Switch-Water Heating | Residential | Residential Market Rate | % of Load | 2029 | 0.077359
ENS | DLC | DLC-Thermostat-Heat Pump | Residential | Residential LI | % of Load | 2029 | 0.0099165
ENS | DLC | DLC-Thermostat-Heat Pump | Residential | Residential Market Rate | % of Load | 2029 | 0.17844
ENS | DLC | DLC-Thermostat-Electric Furnace | Residential | Residential LI | % of Load | 2029 | 0.042096
ENS | DLC | DLC-Thermostat-Electric Furnace | Residential | Residential Market Rate | % of Load | 2029 | 0.095657
ENS | C&I Curtailment | C&I Curtailment- Manual HVAC Control | Large Commercial | Offices | % of Load | 2029 | 0.00016569
ENS | C&I Curtailment | C&I Curtailment- Manual HVAC Control | Large Commercial | Services | % of Load | 2029 | 0.00042964
ENS | C&I Curtailment | C&I Curtailment- Auto-DR HVAC Control | Large Commercial | Offices | % of Load | 2029 | 0.00061401
ENS | C&I Curtailment | C&I Curtailment- Auto-DR HVAC Control | Large Commercial | Services | % of Load | 2029 | 0.0015921
ENS | C&I Curtailment | C&I Curtailment- Standard Lighting Control | Large Commercial | Offices | % of Load | 2029 | 4.7045e-05
ENS | C&I Curtailment | C&I Curtailment- Standard Lighting Control | Large Commercial | Services | % of Load | 2029 | 0.00042427
ENS | C&I Curtailment | C&I Curtailment- Advanced Lighting Control | Large Commercial | Offices | % of Load | 2029 | 2.3523e-05
ENS | C&I Curtailment | C&I Curtailment- Advanced Lighting Control | Large Commercial | Services | % of Load | 2029 | 0.00021214
ENS | C&I Curtailment | C&I Curtailment- Water Heating Control | Large Commercial | Offices | % of Load | 2029 | 5.6957e-06
ENS | C&I Curtailment | C&I Curtailment- Water Heating Control | Large Commercial | Services | % of Load | 2029 | 8.4437e-05
ENS | C&I Curtailment | C&I Curtailment- Other | Large Commercial | Offices | % of Load | 2029 | 9.6402e-05
ENS | C&I Curtailment | C&I Curtailment- Other | Large Commercial | Services | % of Load | 2029 | 0.00087218
ENS | C&I Curtailment | C&I Curtailment- Manual HVAC Control | Large Industrial | Miscellaneous | % of Load | 2029 | 0.00023173
ENS | C&I Curtailment | C&I Curtailment- Manual HVAC Control | Large Industrial | Offices | % of Load | 2029 | 3.7293e-05
ENS | C&I Curtailment | C&I Curtailment- Manual HVAC Control | Large Industrial | Retail Trade | % of Load | 2029 | 7.9171e-05
ENS | C&I Curtailment | C&I Curtailment- Manual HVAC Control | Large Industrial | Services | % of Load | 2029 | 3.9158e-05
ENS | C&I Curtailment | C&I Curtailment- Auto-DR HVAC Control | Large Industrial | Miscellaneous | % of Load | 2029 | 0.00085873
ENS | C&I Curtailment | C&I Curtailment- Auto-DR HVAC Control | Large Industrial | Offices | % of Load | 2029 | 0.0001382
ENS | C&I Curtailment | C&I Curtailment- Auto-DR HVAC Control | Large Industrial | Retail Trade | % of Load | 2029 | 0.00029338
ENS | C&I Curtailment | C&I Curtailment- Auto-DR HVAC Control | Large Industrial | Services | % of Load | 2029 | 0.00014511
ENS | C&I Curtailment | C&I Curtailment- Standard Lighting Control | Large Industrial | Miscellaneous | % of Load | 2029 | 0.00024824
ENS | C&I Curtailment | C&I Curtailment- Standard Lighting Control | Large Industrial | Offices | % of Load | 2029 | 1.1886e-05
ENS | C&I Curtailment | C&I Curtailment- Standard Lighting Control | Large Industrial | Retail Trade | % of Load | 2029 | 7.8181e-05
ENS | C&I Curtailment | C&I Curtailment- Standard Lighting Control | Large Industrial | Services | % of Load | 2029 | 3.8668e-05
ENS | C&I Curtailment | C&I Curtailment- Advanced Lighting Control | Large Industrial | Miscellaneous | % of Load | 2029 | 0.00012412
ENS | C&I Curtailment | C&I Curtailment- Advanced Lighting Control | Large Industrial | Offices | % of Load | 2029 | 5.9428e-06
ENS | C&I Curtailment | C&I Curtailment- Advanced Lighting Control | Large Industrial | Retail Trade | % of Load | 2029 | 3.9091e-05
ENS | C&I Curtailment | C&I Curtailment- Advanced Lighting Control | Large Industrial | Services | % of Load | 2029 | 1.9334e-05
ENS | C&I Curtailment | C&I Curtailment- Water Heating Control | Large Industrial | Miscellaneous | % of Load | 2029 | 1.5421e-05
ENS | C&I Curtailment | C&I Curtailment- Water Heating Control | Large Industrial | Offices | % of Load | 2029 | 1.1747e-06
ENS | C&I Curtailment | C&I Curtailment- Water Heating Control | Large Industrial | Retail Trade | % of Load | 2029 | 1.5559e-05
ENS | C&I Curtailment | C&I Curtailment- Water Heating Control | Large Industrial | Services | % of Load | 2029 | 7.6956e-06
ENS | C&I Curtailment | C&I Curtailment- Other | Large Industrial | Miscellaneous | % of Load | 2029 | 0.0003307
ENS | C&I Curtailment | C&I Curtailment- Other | Large Industrial | Offices | % of Load | 2029 | 2.2501e-05
ENS | C&I Curtailment | C&I Curtailment- Other | Large Industrial | Retail Trade | % of Load | 2029 | 0.00016072
ENS | C&I Curtailment | C&I Curtailment- Other | Large Industrial | Services | % of Load | 2029 | 7.9491e-05
ENS | C&I Curtailment | C&I Curtailment- Industrial | Large Industrial | Manufacturing | % of Load | 2029 | 0.0024428
ENS | C&I Curtailment | C&I Curtailment- Manual HVAC Control | Interruptible Rider | Miscellaneous | % of Load | 2029 | 0.00077214
ENS | C&I Curtailment | C&I Curtailment- Manual HVAC Control | Interruptible Rider | Retail Trade | % of Load | 2029 | 2.1132e-05
ENS | C&I Curtailment | C&I Curtailment- Auto-DR HVAC Control | Interruptible Rider | Miscellaneous | % of Load | 2029 | 0.0028613
ENS | C&I Curtailment | C&I Curtailment- Auto-DR HVAC Control | Interruptible Rider | Retail Trade | % of Load | 2029 | 7.8307e-05
ENS | C&I Curtailment | C&I Curtailment- Standard Lighting Control | Interruptible Rider | Miscellaneous | % of Load | 2029 | 0.00030785
ENS | C&I Curtailment | C&I Curtailment- Standard Lighting Control | Interruptible Rider | Retail Trade | % of Load | 2029 | 2.2621e-05
ENS | C&I Curtailment | C&I Curtailment- Advanced Lighting Control | Interruptible Rider | Miscellaneous | % of Load | 2029 | 0.00015392
ENS | C&I Curtailment | C&I Curtailment- Advanced Lighting Control | Interruptible Rider | Retail Trade | % of Load | 2029 | 1.1311e-05
ENS | C&I Curtailment | C&I Curtailment- Water Heating Control | Interruptible Rider | Miscellaneous | % of Load | 2029 | 2.881e-05
ENS | C&I Curtailment | C&I Curtailment- Water Heating Control | Interruptible Rider | Retail Trade | % of Load | 2029 | 3.8133e-06
ENS | C&I Curtailment | C&I Curtailment- Other | Interruptible Rider | Miscellaneous | % of Load | 2029 | 0.00051988
ENS | C&I Curtailment | C&I Curtailment- Other | Interruptible Rider | Retail Trade | % of Load | 2029 | 4.1966e-05
ENS | C&I Curtailment | C&I Curtailment- Industrial | Interruptible Rider | Manufacturing | % of Load | 2029 | 0.00092339
ENS | Dynamic Pricing | Dynamic Pricing with enabling tech. | Small Commercial | Manufacturing | % of Load | 2029 | 0.00019471
ENS | Dynamic Pricing | Dynamic Pricing with enabling tech. | Small Commercial | Miscellaneous | % of Load | 2029 | 0.0020077
ENS | Dynamic Pricing | Dynamic Pricing with enabling tech. | Small Commercial | Offices | % of Load | 2029 | 0.001624
ENS | Dynamic Pricing | Dynamic Pricing with enabling tech. | Small Commercial | Retail Trade | % of Load | 2029 | 0.0036662
ENS | Dynamic Pricing | Dynamic Pricing with enabling tech. | Small Commercial | Services | % of Load | 2029 | 0.0044112
ENS | Dynamic Pricing | Dynamic Pricing w/o enabling tech. | Small Commercial | Manufacturing | % of Load | 2029 | 1.2778e-05
ENS | Dynamic Pricing | Dynamic Pricing w/o enabling tech. | Small Commercial | Miscellaneous | % of Load | 2029 | 0.00013176
ENS | Dynamic Pricing | Dynamic Pricing w/o enabling tech. | Small Commercial | Offices | % of Load | 2029 | 0.00010657
ENS | Dynamic Pricing | Dynamic Pricing w/o enabling tech. | Small Commercial | Retail Trade | % of Load | 2029 | 0.00024059
ENS | Dynamic Pricing | Dynamic Pricing w/o enabling tech. | Small Commercial | Services | % of Load | 2029 | 0.00028948
ENS | Dynamic Pricing | Dynamic Pricing with enabling tech. | Large Commercial | Offices | % of Load | 2029 | 0.0002659
ENS | Dynamic Pricing | Dynamic Pricing with enabling tech. | Large Commercial | Services | % of Load | 2029 | 0.0016498
ENS | Dynamic Pricing | Dynamic Pricing w/o enabling tech. | Large Commercial | Offices | % of Load | 2029 | 0.00013995
ENS | Dynamic Pricing | Dynamic Pricing w/o enabling tech. | Large Commercial | Services | % of Load | 2029 | 0.00086829
ENS | Dynamic Pricing | Dynamic Pricing with enabling tech. | Small Industrial | Manufacturing | % of Load | 2029 | 0.00029484
ENS | Dynamic Pricing | Dynamic Pricing with enabling tech. | Small Industrial | Miscellaneous | % of Load | 2029 | 0.00039809
ENS | Dynamic Pricing | Dynamic Pricing with enabling tech. | Small Industrial | Offices | % of Load | 2029 | 2.4574e-05
ENS | Dynamic Pricing | Dynamic Pricing with enabling tech. | Small Industrial | Retail Trade | % of Load | 2029 | 6.8629e-05
ENS | Dynamic Pricing | Dynamic Pricing with enabling tech. | Small Industrial | Services | % of Load | 2029 | 8.5553e-05
ENS | Dynamic Pricing | Dynamic Pricing w/o enabling tech. | Small Industrial | Manufacturing | % of Load | 2029 | 1.9349e-05
ENS | Dynamic Pricing | Dynamic Pricing w/o enabling tech. | Small Industrial | Miscellaneous | % of Load | 2029 | 2.6125e-05
ENS | Dynamic Pricing | Dynamic Pricing w/o enabling tech. | Small Industrial | Offices | % of Load | 2029 | 1.6126e-06
ENS | Dynamic Pricing | Dynamic Pricing w/o enabling tech. | Small Industrial | Retail Trade | % of Load | 2029 | 4.5038e-06
ENS | Dynamic Pricing | Dynamic Pricing w/o enabling tech. | Small Industrial | Services | % of Load | 2029 | 5.6144e-06
ENS | Dynamic Pricing | Dynamic Pricing with enabling tech. | Large Industrial | Manufacturing | % of Load | 2029 | 0.0016245
ENS | Dynamic Pricing | Dynamic Pricing with enabling tech. | Large Industrial | Miscellaneous | % of Load | 2029 | 0.0007033
ENS | Dynamic Pricing | Dynamic Pricing with enabling tech. | Large Industrial | Offices | % of Load | 2029 | 6.1377e-05
ENS | Dynamic Pricing | Dynamic Pricing with enabling tech. | Large Industrial | Retail Trade | % of Load | 2029 | 0.000304
ENS | Dynamic Pricing | Dynamic Pricing with enabling tech. | Large Industrial | Services | % of Load | 2029 | 0.00015036
ENS | Dynamic Pricing | Dynamic Pricing w/o enabling tech. | Large Industrial | Manufacturing | % of Load | 2029 | 0.000855
ENS | Dynamic Pricing | Dynamic Pricing w/o enabling tech. | Large Industrial | Miscellaneous | % of Load | 2029 | 0.00037016
ENS | Dynamic Pricing | Dynamic Pricing w/o enabling tech. | Large Industrial | Offices | % of Load | 2029 | 3.2304e-05
ENS | Dynamic Pricing | Dynamic Pricing w/o enabling tech. | Large Industrial | Retail Trade | % of Load | 2029 | 0.00016
ENS | Dynamic Pricing | Dynamic Pricing w/o enabling tech. | Large Industrial | Services | % of Load | 2029 | 7.9137e-05
ENS | Dynamic Pricing | Dynamic Pricing with enabling tech. | Interruptible Rider | Manufacturing | % of Load | 2029 | 0.00061405
ENS | Dynamic Pricing | Dynamic Pricing with enabling tech. | Interruptible Rider | Miscellaneous | % of Load | 2029 | 0.0013671
ENS | Dynamic Pricing | Dynamic Pricing with enabling tech. | Interruptible Rider | Retail Trade | % of Load | 2029 | 8.0476e-05
ENS | Dynamic Pricing | Dynamic Pricing w/o enabling tech. | Interruptible Rider | Manufacturing | % of Load | 2029 | 0.00032319
ENS | Dynamic Pricing | Dynamic Pricing w/o enabling tech. | Interruptible Rider | Miscellaneous | % of Load | 2029 | 0.00071955
ENS | Dynamic Pricing | Dynamic Pricing w/o enabling tech. | Interruptible Rider | Retail Trade | % of Load | 2029 | 4.2356e-05
ENS | Dynamic Pricing | Dynamic Pricing with enabling tech. | Residential | Residential LI | % of Load | 2029 | 0.010031
ENS | Dynamic Pricing | Dynamic Pricing with enabling tech. | Residential | Residential Market Rate | % of Load | 2029 | 0.062591
ENS | Dynamic Pricing | Dynamic Pricing w/o enabling tech. | Residential | Residential LI | % of Load | 2029 | 0.0072595
ENS | Dynamic Pricing | Dynamic Pricing w/o enabling tech. | Residential | Residential Market Rate | % of Load | 2029 | 0.045296
ENS | BTM Battery Control | BTM Battery Control | Small Commercial | Manufacturing | % of Load | 2029 | 7.0928e-05
ENS | BTM Battery Control | BTM Battery Control | Small Commercial | Miscellaneous | % of Load | 2029 | 0.00052493
ENS | BTM Battery Control | BTM Battery Control | Small Commercial | Offices | % of Load | 2029 | 0.00018146
ENS | BTM Battery Control | BTM Battery Control | Small Commercial | Retail Trade | % of Load | 2029 | 0.00031666
ENS | BTM Battery Control | BTM Battery Control | Small Commercial | Services | % of Load | 2029 | 0.00068931
ENS | BTM Battery Control | BTM Battery Control | Large Commercial | Offices | % of Load | 2029 | 7.2835e-05
ENS | BTM Battery Control | BTM Battery Control | Large Commercial | Services | % of Load | 2029 | 0.00038845
ENS | BTM Battery Control | BTM Battery Control | Small Industrial | Manufacturing | % of Load | 2029 | 1.7305e-06
ENS | BTM Battery Control | BTM Battery Control | Small Industrial | Miscellaneous | % of Load | 2029 | 1.1268e-05
ENS | BTM Battery Control | BTM Battery Control | Small Industrial | Offices | % of Load | 2029 | 4.4639e-06
ENS | BTM Battery Control | BTM Battery Control | Small Industrial | Retail Trade | % of Load | 2029 | 7.7677e-06
ENS | BTM Battery Control | BTM Battery Control | Small Industrial | Services | % of Load | 2029 | 1.6912e-05
ENS | BTM Battery Control | BTM Battery Control | Large Industrial | Manufacturing | % of Load | 2029 | 4.7684e-05
ENS | BTM Battery Control | BTM Battery Control | Large Industrial | Miscellaneous | % of Load | 2029 | 0.00022108
ENS | BTM Battery Control | BTM Battery Control | Large Industrial | Offices | % of Load | 2029 | 2.601e-05
ENS | BTM Battery Control | BTM Battery Control | Large Industrial | Retail Trade | % of Load | 2029 | 0.00013005
ENS | BTM Battery Control | BTM Battery Control | Large Industrial | Services | % of Load | 2029 | 0.00028177
ENS | BTM Battery Control | BTM Battery Control | Interruptible Rider | Manufacturing | % of Load | 2029 | 6.3739e-05
ENS | BTM Battery Control | BTM Battery Control | Interruptible Rider | Miscellaneous | % of Load | 2029 | 0.00016997
ENS | BTM Battery Control | BTM Battery Control | Interruptible Rider | Retail Trade | % of Load | 2029 | 0.00025496
ENS | BTM Battery Control | BTM Battery Control | Residential | Residential LI | % of Load | 2029 | 0.002008
ENS | BTM Battery Control | BTM Battery Control | Residential | Residential Market Rate | % of Load | 2029 | 0.012501
ENS | EV Charging Control | EV Charging Control | EV | EV | % of Load | 2029 | 0.0032814
ENS | Behavioral DR | Behavioral DR | Residential | Residential LI | % of Load | 2029 | 0.0018856
ENS | Behavioral DR | Behavioral DR | Residential | Residential Market Rate | % of Load | 2029 | 0.011765
ENS | DLC | DLC-Switch-Water Heating | Small Commercial | Miscellaneous | % of Load | 2030 | 0.00030213
ENS | DLC | DLC-Switch-Water Heating | Small Commercial | Offices | % of Load | 2030 | 0.00018164
ENS | DLC | DLC-Switch-Water Heating | Small Commercial | Retail Trade | % of Load | 2030 | 0.001036
ENS | DLC | DLC-Switch-Water Heating | Small Commercial | Services | % of Load | 2030 | 0.0012449
ENS | DLC | DLC-Thermostat-HVAC | Small Commercial | Miscellaneous | % of Load | 2030 | 0.0047252
ENS | DLC | DLC-Thermostat-HVAC | Small Commercial | Offices | % of Load | 2030 | 0.0073523
ENS | DLC | DLC-Thermostat-HVAC | Small Commercial | Retail Trade | % of Load | 2030 | 0.0069011
ENS | DLC | DLC-Thermostat-HVAC | Small Commercial | Services | % of Load | 2030 | 0.0083035
ENS | DLC | DLC-Switch-Water Heating | Small Industrial | Miscellaneous | % of Load | 2030 | 6.7226e-05
ENS | DLC | DLC-Switch-Water Heating | Small Industrial | Offices | % of Load | 2030 | 2.6728e-06
ENS | DLC | DLC-Switch-Water Heating | Small Industrial | Retail Trade | % of Load | 2030 | 1.8394e-05
ENS | DLC | DLC-Switch-Water Heating | Small Industrial | Services | % of Load | 2030 | 2.293e-05
ENS | DLC | DLC-Thermostat-HVAC | Small Industrial | Miscellaneous | % of Load | 2030 | 0.0011233
ENS | DLC | DLC-Thermostat-HVAC | Small Industrial | Offices | % of Load | 2030 | 0.00011291
ENS | DLC | DLC-Thermostat-HVAC | Small Industrial | Retail Trade | % of Load | 2030 | 0.0001344
ENS | DLC | DLC-Thermostat-HVAC | Small Industrial | Services | % of Load | 2030 | 0.00016755
ENS | DLC | DLC-Switch-Water Heating | Residential | Residential LI | % of Load | 2030 | 0.012602
ENS | DLC | DLC-Switch-Water Heating | Residential | Residential Market Rate | % of Load | 2030 | 0.078032
ENS | DLC | DLC-Thermostat-Heat Pump | Residential | Residential LI | % of Load | 2030 | 0.01104
ENS | DLC | DLC-Thermostat-Heat Pump | Residential | Residential Market Rate | % of Load | 2030 | 0.18707
ENS | DLC | DLC-Thermostat-Electric Furnace | Residential | Residential LI | % of Load | 2030 | 0.04231
ENS | DLC | DLC-Thermostat-Electric Furnace | Residential | Residential Market Rate | % of Load | 2030 | 0.094161
ENS | C&I Curtailment | C&I Curtailment- Manual HVAC Control | Large Commercial | Offices | % of Load | 2030 | 0.00014447
ENS | C&I Curtailment | C&I Curtailment- Manual HVAC Control | Large Commercial | Services | % of Load | 2030 | 0.00036867
ENS | C&I Curtailment | C&I Curtailment- Auto-DR HVAC Control | Large Commercial | Offices | % of Load | 2030 | 0.00064432
ENS | C&I Curtailment | C&I Curtailment- Auto-DR HVAC Control | Large Commercial | Services | % of Load | 2030 | 0.0016442
ENS | C&I Curtailment | C&I Curtailment- Standard Lighting Control | Large Commercial | Offices | % of Load | 2030 | 4.4757e-05
ENS | C&I Curtailment | C&I Curtailment- Standard Lighting Control | Large Commercial | Services | % of Load | 2030 | 0.0004096
ENS | C&I Curtailment | C&I Curtailment- Advanced Lighting Control | Large Commercial | Offices | % of Load | 2030 | 2.2378e-05
ENS | C&I Curtailment | C&I Curtailment- Advanced Lighting Control | Large Commercial | Services | % of Load | 2030 | 0.0002048
ENS | C&I Curtailment | C&I Curtailment- Water Heating Control | Large Commercial | Offices | % of Load | 2030 | 5.74e-06
ENS | C&I Curtailment | C&I Curtailment- Water Heating Control | Large Commercial | Services | % of Load | 2030 | 8.5332e-05
ENS | C&I Curtailment | C&I Curtailment- Other | Large Commercial | Offices | % of Load | 2030 | 9.5811e-05
ENS | C&I Curtailment | C&I Curtailment- Other | Large Commercial | Services | % of Load | 2030 | 0.00087249
ENS | C&I Curtailment | C&I Curtailment- Manual HVAC Control | Large Industrial | Miscellaneous | % of Load | 2030 | 0.00020452
ENS | C&I Curtailment | C&I Curtailment- Manual HVAC Control | Large Industrial | Offices | % of Load | 2030 | 3.3496e-05
ENS | C&I Curtailment | C&I Curtailment- Manual HVAC Control | Large Industrial | Retail Trade | % of Load | 2030 | 6.9533e-05
ENS | C&I Curtailment | C&I Curtailment- Manual HVAC Control | Large Industrial | Services | % of Load | 2030 | 3.4391e-05
ENS | C&I Curtailment | C&I Curtailment- Auto-DR HVAC Control | Large Industrial | Miscellaneous | % of Load | 2030 | 0.00091213
ENS | C&I Curtailment | C&I Curtailment- Auto-DR HVAC Control | Large Industrial | Offices | % of Load | 2030 | 0.00014938
ENS | C&I Curtailment | C&I Curtailment- Auto-DR HVAC Control | Large Industrial | Retail Trade | % of Load | 2030 | 0.0003101
ENS | C&I Curtailment | C&I Curtailment- Auto-DR HVAC Control | Large Industrial | Services | % of Load | 2030 | 0.00015338
ENS | C&I Curtailment | C&I Curtailment- Standard Lighting Control | Large Industrial | Miscellaneous | % of Load | 2030 | 0.00024818
ENS | C&I Curtailment | C&I Curtailment- Standard Lighting Control | Large Industrial | Offices | % of Load | 2030 | 1.1897e-05
ENS | C&I Curtailment | C&I Curtailment- Standard Lighting Control | Large Industrial | Retail Trade | % of Load | 2030 | 7.7254e-05
ENS | C&I Curtailment | C&I Curtailment- Standard Lighting Control | Large Industrial | Services | % of Load | 2030 | 3.821e-05
ENS | C&I Curtailment | C&I Curtailment- Advanced Lighting Control | Large Industrial | Miscellaneous | % of Load | 2030 | 0.00012409
ENS | C&I Curtailment | C&I Curtailment- Advanced Lighting Control | Large Industrial | Offices | % of Load | 2030 | 5.9483e-06
ENS | C&I Curtailment | C&I Curtailment- Advanced Lighting Control | Large Industrial | Retail Trade | % of Load | 2030 | 3.8627e-05
ENS | C&I Curtailment | C&I Curtailment- Advanced Lighting Control | Large Industrial | Services | % of Load | 2030 | 1.9105e-05
ENS | C&I Curtailment | C&I Curtailment- Water Heating Control | Large Industrial | Miscellaneous | % of Load | 2030 | 1.5754e-05
ENS | C&I Curtailment | C&I Curtailment- Water Heating Control | Large Industrial | Offices | % of Load | 2030 | 1.2077e-06
ENS | C&I Curtailment | C&I Curtailment- Water Heating Control | Large Industrial | Retail Trade | % of Load | 2030 | 1.6094e-05
ENS | C&I Curtailment | C&I Curtailment- Water Heating Control | Large Industrial | Services | % of Load | 2030 | 7.9602e-06
ENS | C&I Curtailment | C&I Curtailment- Other | Large Industrial | Miscellaneous | % of Load | 2030 | 0.00033673
ENS | C&I Curtailment | C&I Curtailment- Other | Large Industrial | Offices | % of Load | 2030 | 2.3121e-05
ENS | C&I Curtailment | C&I Curtailment- Other | Large Industrial | Retail Trade | % of Load | 2030 | 0.00016456
ENS | C&I Curtailment | C&I Curtailment- Other | Large Industrial | Services | % of Load | 2030 | 8.139e-05
ENS | C&I Curtailment | C&I Curtailment- Industrial | Large Industrial | Manufacturing | % of Load | 2030 | 0.002451
ENS | C&I Curtailment | C&I Curtailment- Manual HVAC Control | Interruptible Rider | Miscellaneous | % of Load | 2030 | 0.00068044
ENS | C&I Curtailment | C&I Curtailment- Manual HVAC Control | Interruptible Rider | Retail Trade | % of Load | 2030 | 1.8415e-05
ENS | C&I Curtailment | C&I Curtailment- Auto-DR HVAC Control | Interruptible Rider | Miscellaneous | % of Load | 2030 | 0.0030346
ENS | C&I Curtailment | C&I Curtailment- Auto-DR HVAC Control | Interruptible Rider | Retail Trade | % of Load | 2030 | 8.2125e-05
ENS | C&I Curtailment | C&I Curtailment- Standard Lighting Control | Interruptible Rider | Miscellaneous | % of Load | 2030 | 0.00030262
ENS | C&I Curtailment | C&I Curtailment- Standard Lighting Control | Interruptible Rider | Retail Trade | % of Load | 2030 | 2.2371e-05
ENS | C&I Curtailment | C&I Curtailment- Advanced Lighting Control | Interruptible Rider | Miscellaneous | % of Load | 2030 | 0.00015131
ENS | C&I Curtailment | C&I Curtailment- Advanced Lighting Control | Interruptible Rider | Retail Trade | % of Load | 2030 | 1.1185e-05
ENS | C&I Curtailment | C&I Curtailment- Water Heating Control | Interruptible Rider | Miscellaneous | % of Load | 2030 | 2.909e-05
ENS | C&I Curtailment | C&I Curtailment- Water Heating Control | Interruptible Rider | Retail Trade | % of Load | 2030 | 3.86e-06
ENS | C&I Curtailment | C&I Curtailment- Other | Interruptible Rider | Miscellaneous | % of Load | 2030 | 0.0005244
ENS | C&I Curtailment | C&I Curtailment- Other | Interruptible Rider | Retail Trade | % of Load | 2030 | 4.24e-05
ENS | C&I Curtailment | C&I Curtailment- Industrial | Interruptible Rider | Manufacturing | % of Load | 2030 | 0.0009155
ENS | Dynamic Pricing | Dynamic Pricing with enabling tech. | Small Commercial | Manufacturing | % of Load | 2030 | 0.00019014
ENS | Dynamic Pricing | Dynamic Pricing with enabling tech. | Small Commercial | Miscellaneous | % of Load | 2030 | 0.0019803
ENS | Dynamic Pricing | Dynamic Pricing with enabling tech. | Small Commercial | Offices | % of Load | 2030 | 0.0016037
ENS | Dynamic Pricing | Dynamic Pricing with enabling tech. | Small Commercial | Retail Trade | % of Load | 2030 | 0.0036101
ENS | Dynamic Pricing | Dynamic Pricing with enabling tech. | Small Commercial | Services | % of Load | 2030 | 0.0043431
ENS | Dynamic Pricing | Dynamic Pricing w/o enabling tech. | Small Commercial | Manufacturing | % of Load | 2030 | 1.2478e-05
ENS | Dynamic Pricing | Dynamic Pricing w/o enabling tech. | Small Commercial | Miscellaneous | % of Load | 2030 | 0.00012996
ENS | Dynamic Pricing | Dynamic Pricing w/o enabling tech. | Small Commercial | Offices | % of Load | 2030 | 0.00010524
ENS | Dynamic Pricing | Dynamic Pricing w/o enabling tech. | Small Commercial | Retail Trade | % of Load | 2030 | 0.00023692
ENS | Dynamic Pricing | Dynamic Pricing w/o enabling tech. | Small Commercial | Services | % of Load | 2030 | 0.00028501
ENS | Dynamic Pricing | Dynamic Pricing with enabling tech. | Large Commercial | Offices | % of Load | 2030 | 0.00026359
ENS | Dynamic Pricing | Dynamic Pricing with enabling tech. | Large Commercial | Services | % of Load | 2030 | 0.0016383
ENS | Dynamic Pricing | Dynamic Pricing w/o enabling tech. | Large Commercial | Offices | % of Load | 2030 | 0.00013873
ENS | Dynamic Pricing | Dynamic Pricing w/o enabling tech. | Large Commercial | Services | % of Load | 2030 | 0.00086225
ENS | Dynamic Pricing | Dynamic Pricing with enabling tech. | Small Industrial | Manufacturing | % of Load | 2030 | 0.00029476
ENS | Dynamic Pricing | Dynamic Pricing with enabling tech. | Small Industrial | Miscellaneous | % of Load | 2030 | 0.00040192
ENS | Dynamic Pricing | Dynamic Pricing with enabling tech. | Small Industrial | Offices | % of Load | 2030 | 2.4917e-05
ENS | Dynamic Pricing | Dynamic Pricing with enabling tech. | Small Industrial | Retail Trade | % of Load | 2030 | 6.9546e-05
ENS | Dynamic Pricing | Dynamic Pricing with enabling tech. | Small Industrial | Services | % of Load | 2030 | 8.6696e-05
ENS | Dynamic Pricing | Dynamic Pricing w/o enabling tech. | Small Industrial | Manufacturing | % of Load | 2030 | 1.9344e-05
ENS | Dynamic Pricing | Dynamic Pricing w/o enabling tech. | Small Industrial | Miscellaneous | % of Load | 2030 | 2.6376e-05
ENS | Dynamic Pricing | Dynamic Pricing w/o enabling tech. | Small Industrial | Offices | % of Load | 2030 | 1.6352e-06
ENS | Dynamic Pricing | Dynamic Pricing w/o enabling tech. | Small Industrial | Retail Trade | % of Load | 2030 | 4.5639e-06
ENS | Dynamic Pricing | Dynamic Pricing w/o enabling tech. | Small Industrial | Services | % of Load | 2030 | 5.6894e-06
ENS | Dynamic Pricing | Dynamic Pricing with enabling tech. | Large Industrial | Manufacturing | % of Load | 2030 | 0.0016299
ENS | Dynamic Pricing | Dynamic Pricing with enabling tech. | Large Industrial | Miscellaneous | % of Load | 2030 | 0.00071246
ENS | Dynamic Pricing | Dynamic Pricing with enabling tech. | Large Industrial | Offices | % of Load | 2030 | 6.286e-05
ENS | Dynamic Pricing | Dynamic Pricing with enabling tech. | Large Industrial | Retail Trade | % of Load | 2030 | 0.00030899
ENS | Dynamic Pricing | Dynamic Pricing with enabling tech. | Large Industrial | Services | % of Load | 2030 | 0.00015283
ENS | Dynamic Pricing | Dynamic Pricing w/o enabling tech. | Large Industrial | Manufacturing | % of Load | 2030 | 0.00085786
ENS | Dynamic Pricing | Dynamic Pricing w/o enabling tech. | Large Industrial | Miscellaneous | % of Load | 2030 | 0.00037498
ENS | Dynamic Pricing | Dynamic Pricing w/o enabling tech. | Large Industrial | Offices | % of Load | 2030 | 3.3084e-05
ENS | Dynamic Pricing | Dynamic Pricing w/o enabling tech. | Large Industrial | Retail Trade | % of Load | 2030 | 0.00016263
ENS | Dynamic Pricing | Dynamic Pricing w/o enabling tech. | Large Industrial | Services | % of Load | 2030 | 8.0435e-05
ENS | Dynamic Pricing | Dynamic Pricing with enabling tech. | Interruptible Rider | Manufacturing | % of Load | 2030 | 0.00060881
ENS | Dynamic Pricing | Dynamic Pricing with enabling tech. | Interruptible Rider | Miscellaneous | % of Load | 2030 | 0.001374
ENS | Dynamic Pricing | Dynamic Pricing with enabling tech. | Interruptible Rider | Retail Trade | % of Load | 2030 | 8.0876e-05
ENS | Dynamic Pricing | Dynamic Pricing w/o enabling tech. | Interruptible Rider | Manufacturing | % of Load | 2030 | 0.00032042
ENS | Dynamic Pricing | Dynamic Pricing w/o enabling tech. | Interruptible Rider | Miscellaneous | % of Load | 2030 | 0.00072314
ENS | Dynamic Pricing | Dynamic Pricing w/o enabling tech. | Interruptible Rider | Retail Trade | % of Load | 2030 | 4.2566e-05
ENS | Dynamic Pricing | Dynamic Pricing with enabling tech. | Residential | Residential LI | % of Load | 2030 | 0.010065
ENS | Dynamic Pricing | Dynamic Pricing with enabling tech. | Residential | Residential Market Rate | % of Load | 2030 | 0.062912
ENS | Dynamic Pricing | Dynamic Pricing w/o enabling tech. | Residential | Residential LI | % of Load | 2030 | 0.0072837
ENS | Dynamic Pricing | Dynamic Pricing w/o enabling tech. | Residential | Residential Market Rate | % of Load | 2030 | 0.045528
ENS | BTM Battery Control | BTM Battery Control | Small Commercial | Manufacturing | % of Load | 2030 | 7.4015e-05
ENS | BTM Battery Control | BTM Battery Control | Small Commercial | Miscellaneous | % of Load | 2030 | 0.00054812
ENS | BTM Battery Control | BTM Battery Control | Small Commercial | Offices | % of Load | 2030 | 0.00018931
ENS | BTM Battery Control | BTM Battery Control | Small Commercial | Retail Trade | % of Load | 2030 | 0.0003304
ENS | BTM Battery Control | BTM Battery Control | Small Commercial | Services | % of Load | 2030 | 0.00071927
ENS | BTM Battery Control | BTM Battery Control | Large Commercial | Offices | % of Load | 2030 | 7.6005e-05
ENS | BTM Battery Control | BTM Battery Control | Large Commercial | Services | % of Load | 2030 | 0.00040536
ENS | BTM Battery Control | BTM Battery Control | Small Industrial | Manufacturing | % of Load | 2030 | 1.8058e-06
ENS | BTM Battery Control | BTM Battery Control | Small Industrial | Miscellaneous | % of Load | 2030 | 1.1759e-05
ENS | BTM Battery Control | BTM Battery Control | Small Industrial | Offices | % of Load | 2030 | 4.6583e-06
ENS | BTM Battery Control | BTM Battery Control | Small Industrial | Retail Trade | % of Load | 2030 | 8.1058e-06
ENS | BTM Battery Control | BTM Battery Control | Small Industrial | Services | % of Load | 2030 | 1.7648e-05
ENS | BTM Battery Control | BTM Battery Control | Large Industrial | Manufacturing | % of Load | 2030 | 4.976e-05
ENS | BTM Battery Control | BTM Battery Control | Large Industrial | Miscellaneous | % of Load | 2030 | 0.00023071
ENS | BTM Battery Control | BTM Battery Control | Large Industrial | Offices | % of Load | 2030 | 2.7142e-05
ENS | BTM Battery Control | BTM Battery Control | Large Industrial | Retail Trade | % of Load | 2030 | 0.00013571
ENS | BTM Battery Control | BTM Battery Control | Large Industrial | Services | % of Load | 2030 | 0.00029404
ENS | BTM Battery Control | BTM Battery Control | Interruptible Rider | Manufacturing | % of Load | 2030 | 6.6514e-05
ENS | BTM Battery Control | BTM Battery Control | Interruptible Rider | Miscellaneous | % of Load | 2030 | 0.00017737
ENS | BTM Battery Control | BTM Battery Control | Interruptible Rider | Retail Trade | % of Load | 2030 | 0.00026606
ENS | BTM Battery Control | BTM Battery Control | Residential | Residential LI | % of Load | 2030 | 0.0021057
ENS | BTM Battery Control | BTM Battery Control | Residential | Residential Market Rate | % of Load | 2030 | 0.013109
ENS | EV Charging Control | EV Charging Control | EV | EV | % of Load | 2030 | 0.0040036
ENS | Behavioral DR | Behavioral DR | Residential | Residential LI | % of Load | 2030 | 0.0018919
ENS | Behavioral DR | Behavioral DR | Residential | Residential Market Rate | % of Load | 2030 | 0.01183
ENS | DLC | DLC-Switch-Water Heating | Small Commercial | Miscellaneous | % of Load | 2031 | 0.00030184
ENS | DLC | DLC-Switch-Water Heating | Small Commercial | Offices | % of Load | 2031 | 0.00018112
ENS | DLC | DLC-Switch-Water Heating | Small Commercial | Retail Trade | % of Load | 2031 | 0.0010378
ENS | DLC | DLC-Switch-Water Heating | Small Commercial | Services | % of Load | 2031 | 0.0012467
ENS | DLC | DLC-Thermostat-HVAC | Small Commercial | Miscellaneous | % of Load | 2031 | 0.0046208
ENS | DLC | DLC-Thermostat-HVAC | Small Commercial | Offices | % of Load | 2031 | 0.0072692
ENS | DLC | DLC-Thermostat-HVAC | Small Commercial | Retail Trade | % of Load | 2031 | 0.0066958
ENS | DLC | DLC-Thermostat-HVAC | Small Commercial | Services | % of Load | 2031 | 0.0080554
ENS | DLC | DLC-Switch-Water Heating | Small Industrial | Miscellaneous | % of Load | 2031 | 6.8497e-05
ENS | DLC | DLC-Switch-Water Heating | Small Industrial | Offices | % of Load | 2031 | 2.7174e-06
ENS | DLC | DLC-Switch-Water Heating | Small Industrial | Retail Trade | % of Load | 2031 | 1.8758e-05
ENS | DLC | DLC-Switch-Water Heating | Small Industrial | Services | % of Load | 2031 | 2.3384e-05
ENS | DLC | DLC-Thermostat-HVAC | Small Industrial | Miscellaneous | % of Load | 2031 | 0.0011272
ENS | DLC | DLC-Thermostat-HVAC | Small Industrial | Offices | % of Load | 2031 | 0.00011438
ENS | DLC | DLC-Thermostat-HVAC | Small Industrial | Retail Trade | % of Load | 2031 | 0.00013441
ENS | DLC | DLC-Thermostat-HVAC | Small Industrial | Services | % of Load | 2031 | 0.00016756
ENS | DLC | DLC-Switch-Water Heating | Residential | Residential LI | % of Load | 2031 | 0.01272
ENS | DLC | DLC-Switch-Water Heating | Residential | Residential Market Rate | % of Load | 2031 | 0.078805
ENS | DLC | DLC-Thermostat-Heat Pump | Residential | Residential LI | % of Load | 2031 | 0.012016
ENS | DLC | DLC-Thermostat-Heat Pump | Residential | Residential Market Rate | % of Load | 2031 | 0.19491
ENS | DLC | DLC-Thermostat-Electric Furnace | Residential | Residential LI | % of Load | 2031 | 0.042544
ENS | DLC | DLC-Thermostat-Electric Furnace | Residential | Residential Market Rate | % of Load | 2031 | 0.092664
ENS | C&I Curtailment | C&I Curtailment- Manual HVAC Control | Large Commercial | Offices | % of Load | 2031 | 0.00012547
ENS | C&I Curtailment | C&I Curtailment- Manual HVAC Control | Large Commercial | Services | % of Load | 2031 | 0.00031417
ENS | C&I Curtailment | C&I Curtailment- Auto-DR HVAC Control | Large Commercial | Offices | % of Load | 2031 | 0.00067326
ENS | C&I Curtailment | C&I Curtailment- Auto-DR HVAC Control | Large Commercial | Services | % of Load | 2031 | 0.0016858
ENS | C&I Curtailment | C&I Curtailment- Standard Lighting Control | Large Commercial | Offices | % of Load | 2031 | 4.277e-05
ENS | C&I Curtailment | C&I Curtailment- Standard Lighting Control | Large Commercial | Services | % of Load | 2031 | 0.00039633
ENS | C&I Curtailment | C&I Curtailment- Advanced Lighting Control | Large Commercial | Offices | % of Load | 2031 | 2.1385e-05
ENS | C&I Curtailment | C&I Curtailment- Advanced Lighting Control | Large Commercial | Services | % of Load | 2031 | 0.00019816
ENS | C&I Curtailment | C&I Curtailment- Water Heating Control | Large Commercial | Offices | % of Load | 2031 | 5.7996e-06
ENS | C&I Curtailment | C&I Curtailment- Water Heating Control | Large Commercial | Services | % of Load | 2031 | 8.6257e-05
ENS | C&I Curtailment | C&I Curtailment- Other | Large Commercial | Offices | % of Load | 2031 | 9.5463e-05
ENS | C&I Curtailment | C&I Curtailment- Other | Large Commercial | Services | % of Load | 2031 | 0.00087299
ENS | C&I Curtailment | C&I Curtailment- Manual HVAC Control | Large Industrial | Miscellaneous | % of Load | 2031 | 0.00017927
ENS | C&I Curtailment | C&I Curtailment- Manual HVAC Control | Large Industrial | Offices | % of Load | 2031 | 2.9887e-05
ENS | C&I Curtailment | C&I Curtailment- Manual HVAC Control | Large Industrial | Retail Trade | % of Load | 2031 | 6.0659e-05
ENS | C&I Curtailment | C&I Curtailment- Manual HVAC Control | Large Industrial | Services | % of Load | 2031 | 3.0002e-05
ENS | C&I Curtailment | C&I Curtailment- Auto-DR HVAC Control | Large Industrial | Miscellaneous | % of Load | 2031 | 0.00096198
ENS | C&I Curtailment | C&I Curtailment- Auto-DR HVAC Control | Large Industrial | Offices | % of Load | 2031 | 0.00016037
ENS | C&I Curtailment | C&I Curtailment- Auto-DR HVAC Control | Large Industrial | Retail Trade | % of Load | 2031 | 0.0003255
ENS | C&I Curtailment | C&I Curtailment- Auto-DR HVAC Control | Large Industrial | Services | % of Load | 2031 | 0.00016099
ENS | C&I Curtailment | C&I Curtailment- Standard Lighting Control | Large Industrial | Miscellaneous | % of Load | 2031 | 0.00024837
ENS | C&I Curtailment | C&I Curtailment- Standard Lighting Control | Large Industrial | Offices | % of Load | 2031 | 1.1937e-05
ENS | C&I Curtailment | C&I Curtailment- Standard Lighting Control | Large Industrial | Retail Trade | % of Load | 2031 | 7.6522e-05
ENS | C&I Curtailment | C&I Curtailment- Standard Lighting Control | Large Industrial | Services | % of Load | 2031 | 3.7848e-05
ENS | C&I Curtailment | C&I Curtailment- Advanced Lighting Control | Large Industrial | Miscellaneous | % of Load | 2031 | 0.00012418
ENS | C&I Curtailment | C&I Curtailment- Advanced Lighting Control | Large Industrial | Offices | % of Load | 2031 | 5.9686e-06
ENS | C&I Curtailment | C&I Curtailment- Advanced Lighting Control | Large Industrial | Retail Trade | % of Load | 2031 | 3.8261e-05
ENS | C&I Curtailment | C&I Curtailment- Advanced Lighting Control | Large Industrial | Services | % of Load | 2031 | 1.8924e-05
ENS | C&I Curtailment | C&I Curtailment- Water Heating Control | Large Industrial | Miscellaneous | % of Load | 2031 | 1.6018e-05
ENS | C&I Curtailment | C&I Curtailment- Water Heating Control | Large Industrial | Offices | % of Load | 2031 | 1.2413e-06
ENS | C&I Curtailment | C&I Curtailment- Water Heating Control | Large Industrial | Retail Trade | % of Load | 2031 | 1.6654e-05
ENS | C&I Curtailment | C&I Curtailment- Water Heating Control | Large Industrial | Services | % of Load | 2031 | 8.2372e-06
ENS | C&I Curtailment | C&I Curtailment- Other | Large Industrial | Miscellaneous | % of Load | 2031 | 0.00034211
ENS | C&I Curtailment | C&I Curtailment- Other | Large Industrial | Offices | % of Load | 2031 | 2.3757e-05
ENS | C&I Curtailment | C&I Curtailment- Other | Large Industrial | Retail Trade | % of Load | 2031 | 0.00016855
ENS | C&I Curtailment | C&I Curtailment- Other | Large Industrial | Services | % of Load | 2031 | 8.3367e-05
ENS | C&I Curtailment | C&I Curtailment- Industrial | Large Industrial | Manufacturing | % of Load | 2031 | 0.0024546
ENS | C&I Curtailment | C&I Curtailment- Manual HVAC Control | Interruptible Rider | Miscellaneous | % of Load | 2031 | 0.00058819
ENS | C&I Curtailment | C&I Curtailment- Manual HVAC Control | Interruptible Rider | Retail Trade | % of Load | 2031 | 1.5726e-05
ENS | C&I Curtailment | C&I Curtailment- Auto-DR HVAC Control | Interruptible Rider | Miscellaneous | % of Load | 2031 | 0.0031562
ENS | C&I Curtailment | C&I Curtailment- Auto-DR HVAC Control | Interruptible Rider | Retail Trade | % of Load | 2031 | 8.4388e-05
ENS | C&I Curtailment | C&I Curtailment- Standard Lighting Control | Interruptible Rider | Miscellaneous | % of Load | 2031 | 0.00029377
ENS | C&I Curtailment | C&I Curtailment- Standard Lighting Control | Interruptible Rider | Retail Trade | % of Load | 2031 | 2.1845e-05
ENS | C&I Curtailment | C&I Curtailment- Advanced Lighting Control | Interruptible Rider | Miscellaneous | % of Load | 2031 | 0.00014688
ENS | C&I Curtailment | C&I Curtailment- Advanced Lighting Control | Interruptible Rider | Retail Trade | % of Load | 2031 | 1.0923e-05
ENS | C&I Curtailment | C&I Curtailment- Water Heating Control | Interruptible Rider | Miscellaneous | % of Load | 2031 | 2.9001e-05
ENS | C&I Curtailment | C&I Curtailment- Water Heating Control | Interruptible Rider | Retail Trade | % of Load | 2031 | 3.8587e-06
ENS | C&I Curtailment | C&I Curtailment- Other | Interruptible Rider | Miscellaneous | % of Load | 2031 | 0.00052213
ENS | C&I Curtailment | C&I Curtailment- Other | Interruptible Rider | Retail Trade | % of Load | 2031 | 4.2291e-05
ENS | C&I Curtailment | C&I Curtailment- Industrial | Interruptible Rider | Manufacturing | % of Load | 2031 | 0.0008989
ENS | Dynamic Pricing | Dynamic Pricing with enabling tech. | Small Commercial | Manufacturing | % of Load | 2031 | 0.00018604
ENS | Dynamic Pricing | Dynamic Pricing with enabling tech. | Small Commercial | Miscellaneous | % of Load | 2031 | 0.0019534
ENS | Dynamic Pricing | Dynamic Pricing with enabling tech. | Small Commercial | Offices | % of Load | 2031 | 0.0015835
ENS | Dynamic Pricing | Dynamic Pricing with enabling tech. | Small Commercial | Retail Trade | % of Load | 2031 | 0.0035565
ENS | Dynamic Pricing | Dynamic Pricing with enabling tech. | Small Commercial | Services | % of Load | 2031 | 0.0042778
ENS | Dynamic Pricing | Dynamic Pricing w/o enabling tech. | Small Commercial | Manufacturing | % of Load | 2031 | 1.2209e-05
ENS | Dynamic Pricing | Dynamic Pricing w/o enabling tech. | Small Commercial | Miscellaneous | % of Load | 2031 | 0.00012819
ENS | Dynamic Pricing | Dynamic Pricing w/o enabling tech. | Small Commercial | Offices | % of Load | 2031 | 0.00010392
ENS | Dynamic Pricing | Dynamic Pricing w/o enabling tech. | Small Commercial | Retail Trade | % of Load | 2031 | 0.0002334
ENS | Dynamic Pricing | Dynamic Pricing w/o enabling tech. | Small Commercial | Services | % of Load | 2031 | 0.00028073
ENS | Dynamic Pricing | Dynamic Pricing with enabling tech. | Large Commercial | Offices | % of Load | 2031 | 0.00026202
ENS | Dynamic Pricing | Dynamic Pricing with enabling tech. | Large Commercial | Services | % of Load | 2031 | 0.0016276
ENS | Dynamic Pricing | Dynamic Pricing w/o enabling tech. | Large Commercial | Offices | % of Load | 2031 | 0.00013791
ENS | Dynamic Pricing | Dynamic Pricing w/o enabling tech. | Large Commercial | Services | % of Load | 2031 | 0.00085664
ENS | Dynamic Pricing | Dynamic Pricing with enabling tech. | Small Industrial | Manufacturing | % of Load | 2031 | 0.00029525
ENS | Dynamic Pricing | Dynamic Pricing with enabling tech. | Small Industrial | Miscellaneous | % of Load | 2031 | 0.00040568
ENS | Dynamic Pricing | Dynamic Pricing with enabling tech. | Small Industrial | Offices | % of Load | 2031 | 2.5239e-05
ENS | Dynamic Pricing | Dynamic Pricing with enabling tech. | Small Industrial | Retail Trade | % of Load | 2031 | 7.0386e-05
ENS | Dynamic Pricing | Dynamic Pricing with enabling tech. | Small Industrial | Services | % of Load | 2031 | 8.7744e-05
ENS | Dynamic Pricing | Dynamic Pricing w/o enabling tech. | Small Industrial | Manufacturing | % of Load | 2031 | 1.9376e-05
ENS | Dynamic Pricing | Dynamic Pricing w/o enabling tech. | Small Industrial | Miscellaneous | % of Load | 2031 | 2.6623e-05
ENS | Dynamic Pricing | Dynamic Pricing w/o enabling tech. | Small Industrial | Offices | % of Load | 2031 | 1.6563e-06
ENS | Dynamic Pricing | Dynamic Pricing w/o enabling tech. | Small Industrial | Retail Trade | % of Load | 2031 | 4.6191e-06
ENS | Dynamic Pricing | Dynamic Pricing w/o enabling tech. | Small Industrial | Services | % of Load | 2031 | 5.7582e-06
ENS | Dynamic Pricing | Dynamic Pricing with enabling tech. | Large Industrial | Manufacturing | % of Load | 2031 | 0.0016323
ENS | Dynamic Pricing | Dynamic Pricing with enabling tech. | Large Industrial | Miscellaneous | % of Load | 2031 | 0.00072079
ENS | Dynamic Pricing | Dynamic Pricing with enabling tech. | Large Industrial | Offices | % of Load | 2031 | 6.4392e-05
ENS | Dynamic Pricing | Dynamic Pricing with enabling tech. | Large Industrial | Retail Trade | % of Load | 2031 | 0.00031426
ENS | Dynamic Pricing | Dynamic Pricing with enabling tech. | Large Industrial | Services | % of Load | 2031 | 0.00015543
ENS | Dynamic Pricing | Dynamic Pricing w/o enabling tech. | Large Industrial | Manufacturing | % of Load | 2031 | 0.00085911
ENS | Dynamic Pricing | Dynamic Pricing w/o enabling tech. | Large Industrial | Miscellaneous | % of Load | 2031 | 0.00037936
ENS | Dynamic Pricing | Dynamic Pricing w/o enabling tech. | Large Industrial | Offices | % of Load | 2031 | 3.3891e-05
ENS | Dynamic Pricing | Dynamic Pricing w/o enabling tech. | Large Industrial | Retail Trade | % of Load | 2031 | 0.0001654
ENS | Dynamic Pricing | Dynamic Pricing w/o enabling tech. | Large Industrial | Services | % of Load | 2031 | 8.1806e-05
ENS | Dynamic Pricing | Dynamic Pricing with enabling tech. | Interruptible Rider | Manufacturing | % of Load | 2031 | 0.00059777
ENS | Dynamic Pricing | Dynamic Pricing with enabling tech. | Interruptible Rider | Miscellaneous | % of Load | 2031 | 0.0013633
ENS | Dynamic Pricing | Dynamic Pricing with enabling tech. | Interruptible Rider | Retail Trade | % of Load | 2031 | 8.0237e-05
ENS | Dynamic Pricing | Dynamic Pricing w/o enabling tech. | Interruptible Rider | Manufacturing | % of Load | 2031 | 0.00031461
ENS | Dynamic Pricing | Dynamic Pricing w/o enabling tech. | Interruptible Rider | Miscellaneous | % of Load | 2031 | 0.00071753
ENS | Dynamic Pricing | Dynamic Pricing w/o enabling tech. | Interruptible Rider | Retail Trade | % of Load | 2031 | 4.223e-05
ENS | Dynamic Pricing | Dynamic Pricing with enabling tech. | Residential | Residential LI | % of Load | 2031 | 0.010099
ENS | Dynamic Pricing | Dynamic Pricing with enabling tech. | Residential | Residential Market Rate | % of Load | 2031 | 0.063247
ENS | Dynamic Pricing | Dynamic Pricing w/o enabling tech. | Residential | Residential LI | % of Load | 2031 | 0.0073083
ENS | Dynamic Pricing | Dynamic Pricing w/o enabling tech. | Residential | Residential Market Rate | % of Load | 2031 | 0.045771
ENS | BTM Battery Control | BTM Battery Control | Small Commercial | Manufacturing | % of Load | 2031 | 7.628e-05
ENS | BTM Battery Control | BTM Battery Control | Small Commercial | Miscellaneous | % of Load | 2031 | 0.00056519
ENS | BTM Battery Control | BTM Battery Control | Small Commercial | Offices | % of Load | 2031 | 0.0001951
ENS | BTM Battery Control | BTM Battery Control | Small Commercial | Retail Trade | % of Load | 2031 | 0.00034046
ENS | BTM Battery Control | BTM Battery Control | Small Commercial | Services | % of Load | 2031 | 0.00074118
ENS | BTM Battery Control | BTM Battery Control | Large Commercial | Offices | % of Load | 2031 | 7.8331e-05
ENS | BTM Battery Control | BTM Battery Control | Large Commercial | Services | % of Load | 2031 | 0.00041777
ENS | BTM Battery Control | BTM Battery Control | Small Industrial | Manufacturing | % of Load | 2031 | 1.8611e-06
ENS | BTM Battery Control | BTM Battery Control | Small Industrial | Miscellaneous | % of Load | 2031 | 1.2118e-05
ENS | BTM Battery Control | BTM Battery Control | Small Industrial | Offices | % of Load | 2031 | 4.8008e-06
ENS | BTM Battery Control | BTM Battery Control | Small Industrial | Retail Trade | % of Load | 2031 | 8.3538e-06
ENS | BTM Battery Control | BTM Battery Control | Small Industrial | Services | % of Load | 2031 | 1.8188e-05
ENS | BTM Battery Control | BTM Battery Control | Large Industrial | Manufacturing | % of Load | 2031 | 5.1283e-05
ENS | BTM Battery Control | BTM Battery Control | Large Industrial | Miscellaneous | % of Load | 2031 | 0.00023776
ENS | BTM Battery Control | BTM Battery Control | Large Industrial | Offices | % of Load | 2031 | 2.7972e-05
ENS | BTM Battery Control | BTM Battery Control | Large Industrial | Retail Trade | % of Load | 2031 | 0.00013986
ENS | BTM Battery Control | BTM Battery Control | Large Industrial | Services | % of Load | 2031 | 0.00030303
ENS | BTM Battery Control | BTM Battery Control | Interruptible Rider | Manufacturing | % of Load | 2031 | 6.8549e-05
ENS | BTM Battery Control | BTM Battery Control | Interruptible Rider | Miscellaneous | % of Load | 2031 | 0.0001828
ENS | BTM Battery Control | BTM Battery Control | Interruptible Rider | Retail Trade | % of Load | 2031 | 0.0002742
ENS | BTM Battery Control | BTM Battery Control | Residential | Residential LI | % of Load | 2031 | 0.0021808
ENS | BTM Battery Control | BTM Battery Control | Residential | Residential Market Rate | % of Load | 2031 | 0.013577
ENS | EV Charging Control | EV Charging Control | EV | EV | % of Load | 2031 | 0.0048178
ENS | Behavioral DR | Behavioral DR | Residential | Residential LI | % of Load | 2031 | 0.0018983
ENS | Behavioral DR | Behavioral DR | Residential | Residential Market Rate | % of Load | 2031 | 0.011907
ENS | DLC | DLC-Switch-Water Heating | Small Commercial | Miscellaneous | % of Load | 2032 | 0.00030137
ENS | DLC | DLC-Switch-Water Heating | Small Commercial | Offices | % of Load | 2032 | 0.00018047
ENS | DLC | DLC-Switch-Water Heating | Small Commercial | Retail Trade | % of Load | 2032 | 0.0010399
ENS | DLC | DLC-Switch-Water Heating | Small Commercial | Services | % of Load | 2032 | 0.0012488
ENS | DLC | DLC-Thermostat-HVAC | Small Commercial | Miscellaneous | % of Load | 2032 | 0.0045158
ENS | DLC | DLC-Thermostat-HVAC | Small Commercial | Offices | % of Load | 2032 | 0.0071832
ENS | DLC | DLC-Thermostat-HVAC | Small Commercial | Retail Trade | % of Load | 2032 | 0.0064957
ENS | DLC | DLC-Thermostat-HVAC | Small Commercial | Services | % of Load | 2032 | 0.0078137
ENS | DLC | DLC-Switch-Water Heating | Small Industrial | Miscellaneous | % of Load | 2032 | 6.9725e-05
ENS | DLC | DLC-Switch-Water Heating | Small Industrial | Offices | % of Load | 2032 | 2.76e-06
ENS | DLC | DLC-Switch-Water Heating | Small Industrial | Retail Trade | % of Load | 2032 | 1.9111e-05
ENS | DLC | DLC-Switch-Water Heating | Small Industrial | Services | % of Load | 2032 | 2.3824e-05
ENS | DLC | DLC-Thermostat-HVAC | Small Industrial | Miscellaneous | % of Load | 2032 | 0.00113
ENS | DLC | DLC-Thermostat-HVAC | Small Industrial | Offices | % of Load | 2032 | 0.00011576
ENS | DLC | DLC-Thermostat-HVAC | Small Industrial | Retail Trade | % of Load | 2032 | 0.00013428
ENS | DLC | DLC-Thermostat-HVAC | Small Industrial | Services | % of Load | 2032 | 0.0001674
ENS | DLC | DLC-Switch-Water Heating | Residential | Residential LI | % of Load | 2032 | 0.012844
ENS | DLC | DLC-Switch-Water Heating | Residential | Residential Market Rate | % of Load | 2032 | 0.079638
ENS | DLC | DLC-Thermostat-Heat Pump | Residential | Residential LI | % of Load | 2032 | 0.012956
ENS | DLC | DLC-Thermostat-Heat Pump | Residential | Residential Market Rate | % of Load | 2032 | 0.20249
ENS | DLC | DLC-Thermostat-Electric Furnace | Residential | Residential LI | % of Load | 2032 | 0.042717
ENS | DLC | DLC-Thermostat-Electric Furnace | Residential | Residential Market Rate | % of Load | 2032 | 0.090793
ENS | C&I Curtailment | C&I Curtailment- Manual HVAC Control | Large Commercial | Offices | % of Load | 2032 | 0.00010735
ENS | C&I Curtailment | C&I Curtailment- Manual HVAC Control | Large Commercial | Services | % of Load | 2032 | 0.00026365
ENS | C&I Curtailment | C&I Curtailment- Auto-DR HVAC Control | Large Commercial | Offices | % of Load | 2032 | 0.00070087
ENS | C&I Curtailment | C&I Curtailment- Auto-DR HVAC Control | Large Commercial | Services | % of Load | 2032 | 0.0017214
ENS | C&I Curtailment | C&I Curtailment- Standard Lighting Control | Large Commercial | Offices | % of Load | 2032 | 4.0637e-05
ENS | C&I Curtailment | C&I Curtailment- Standard Lighting Control | Large Commercial | Services | % of Load | 2032 | 0.000382
ENS | C&I Curtailment | C&I Curtailment- Advanced Lighting Control | Large Commercial | Offices | % of Load | 2032 | 2.0318e-05
ENS | C&I Curtailment | C&I Curtailment- Advanced Lighting Control | Large Commercial | Services | % of Load | 2032 | 0.000191
ENS | C&I Curtailment | C&I Curtailment- Water Heating Control | Large Commercial | Offices | % of Load | 2032 | 5.8598e-06
ENS | C&I Curtailment | C&I Curtailment- Water Heating Control | Large Commercial | Services | % of Load | 2032 | 8.7194e-05
ENS | C&I Curtailment | C&I Curtailment- Other | Large Commercial | Offices | % of Load | 2032 | 9.5094e-05
ENS | C&I Curtailment | C&I Curtailment- Other | Large Commercial | Services | % of Load | 2032 | 0.00087339
ENS | C&I Curtailment | C&I Curtailment- Manual HVAC Control | Large Industrial | Miscellaneous | % of Load | 2032 | 0.00015483
ENS | C&I Curtailment | C&I Curtailment- Manual HVAC Control | Large Industrial | Offices | % of Load | 2032 | 2.6254e-05
ENS | C&I Curtailment | C&I Curtailment- Manual HVAC Control | Large Industrial | Retail Trade | % of Load | 2032 | 5.212e-05
ENS | C&I Curtailment | C&I Curtailment- Manual HVAC Control | Large Industrial | Services | % of Load | 2032 | 2.5779e-05
ENS | C&I Curtailment | C&I Curtailment- Auto-DR HVAC Control | Large Industrial | Miscellaneous | % of Load | 2032 | 0.0010109
ENS | C&I Curtailment | C&I Curtailment- Auto-DR HVAC Control | Large Industrial | Offices | % of Load | 2032 | 0.00017141
ENS | C&I Curtailment | C&I Curtailment- Auto-DR HVAC Control | Large Industrial | Retail Trade | % of Load | 2032 | 0.00034028
ENS | C&I Curtailment | C&I Curtailment- Auto-DR HVAC Control | Large Industrial | Services | % of Load | 2032 | 0.0001683
ENS | C&I Curtailment | C&I Curtailment- Standard Lighting Control | Large Industrial | Miscellaneous | % of Load | 2032 | 0.00024807
ENS | C&I Curtailment | C&I Curtailment- Standard Lighting Control | Large Industrial | Offices | % of Load | 2032 | 1.1935e-05
ENS | C&I Curtailment | C&I Curtailment- Standard Lighting Control | Large Industrial | Retail Trade | % of Load | 2032 | 7.5516e-05
ENS | C&I Curtailment | C&I Curtailment- Standard Lighting Control | Large Industrial | Services | % of Load | 2032 | 3.735e-05
ENS | C&I Curtailment | C&I Curtailment- Advanced Lighting Control | Large Industrial | Miscellaneous | % of Load | 2032 | 0.00012403
ENS | C&I Curtailment | C&I Curtailment- Advanced Lighting Control | Large Industrial | Offices | % of Load | 2032 | 5.9676e-06
ENS | C&I Curtailment | C&I Curtailment- Advanced Lighting Control | Large Industrial | Retail Trade | % of Load | 2032 | 3.7758e-05
ENS | C&I Curtailment | C&I Curtailment- Advanced Lighting Control | Large Industrial | Services | % of Load | 2032 | 1.8675e-05
ENS | C&I Curtailment | C&I Curtailment- Water Heating Control | Large Industrial | Miscellaneous | % of Load | 2032 | 1.6285e-05
ENS | C&I Curtailment | C&I Curtailment- Water Heating Control | Large Industrial | Offices | % of Load | 2032 | 1.2751e-06
ENS | C&I Curtailment | C&I Curtailment- Water Heating Control | Large Industrial | Retail Trade | % of Load | 2032 | 1.7237e-05
ENS | C&I Curtailment | C&I Curtailment- Water Heating Control | Large Industrial | Services | % of Load | 2032 | 8.5253e-06
ENS | C&I Curtailment | C&I Curtailment- Other | Large Industrial | Miscellaneous | % of Load | 2032 | 0.00034755
ENS | C&I Curtailment | C&I Curtailment- Other | Large Industrial | Offices | % of Load | 2032 | 2.4394e-05
ENS | C&I Curtailment | C&I Curtailment- Other | Large Industrial | Retail Trade | % of Load | 2032 | 0.00017265
ENS | C&I Curtailment | C&I Curtailment- Other | Large Industrial | Services | % of Load | 2032 | 8.5395e-05
ENS | C&I Curtailment | C&I Curtailment- Industrial | Large Industrial | Manufacturing | % of Load | 2032 | 0.0024572
ENS | C&I Curtailment | C&I Curtailment- Manual HVAC Control | Interruptible Rider | Miscellaneous | % of Load | 2032 | 0.00050018
ENS | C&I Curtailment | C&I Curtailment- Manual HVAC Control | Interruptible Rider | Retail Trade | % of Load | 2032 | 1.3209e-05
ENS | C&I Curtailment | C&I Curtailment- Auto-DR HVAC Control | Interruptible Rider | Miscellaneous | % of Load | 2032 | 0.0032656
ENS | C&I Curtailment | C&I Curtailment- Auto-DR HVAC Control | Interruptible Rider | Retail Trade | % of Load | 2032 | 8.6243e-05
ENS | C&I Curtailment | C&I Curtailment- Standard Lighting Control | Interruptible Rider | Miscellaneous | % of Load | 2032 | 0.00028396
ENS | C&I Curtailment | C&I Curtailment- Standard Lighting Control | Interruptible Rider | Retail Trade | % of Load | 2032 | 2.1256e-05
ENS | C&I Curtailment | C&I Curtailment- Advanced Lighting Control | Interruptible Rider | Miscellaneous | % of Load | 2032 | 0.00014198
ENS | C&I Curtailment | C&I Curtailment- Advanced Lighting Control | Interruptible Rider | Retail Trade | % of Load | 2032 | 1.0628e-05
ENS | C&I Curtailment | C&I Curtailment- Water Heating Control | Interruptible Rider | Miscellaneous | % of Load | 2032 | 2.8869e-05
ENS | C&I Curtailment | C&I Curtailment- Water Heating Control | Interruptible Rider | Retail Trade | % of Load | 2032 | 3.8518e-06
ENS | C&I Curtailment | C&I Curtailment- Other | Interruptible Rider | Miscellaneous | % of Load | 2032 | 0.00051901
ENS | C&I Curtailment | C&I Curtailment- Other | Interruptible Rider | Retail Trade | % of Load | 2032 | 4.2115e-05
ENS | C&I Curtailment | C&I Curtailment- Industrial | Interruptible Rider | Manufacturing | % of Load | 2032 | 0.00088164
ENS | Dynamic Pricing | Dynamic Pricing with enabling tech. | Small Commercial | Manufacturing | % of Load | 2032 | 0.00018197
ENS | Dynamic Pricing | Dynamic Pricing with enabling tech. | Small Commercial | Miscellaneous | % of Load | 2032 | 0.0019251
ENS | Dynamic Pricing | Dynamic Pricing with enabling tech. | Small Commercial | Offices | % of Load | 2032 | 0.0015623
ENS | Dynamic Pricing | Dynamic Pricing with enabling tech. | Small Commercial | Retail Trade | % of Load | 2032 | 0.0035031
ENS | Dynamic Pricing | Dynamic Pricing with enabling tech. | Small Commercial | Services | % of Load | 2032 | 0.0042128
ENS | Dynamic Pricing | Dynamic Pricing w/o enabling tech. | Small Commercial | Manufacturing | % of Load | 2032 | 1.1942e-05
ENS | Dynamic Pricing | Dynamic Pricing w/o enabling tech. | Small Commercial | Miscellaneous | % of Load | 2032 | 0.00012634
ENS | Dynamic Pricing | Dynamic Pricing w/o enabling tech. | Small Commercial | Offices | % of Load | 2032 | 0.00010252
ENS | Dynamic Pricing | Dynamic Pricing w/o enabling tech. | Small Commercial | Retail Trade | % of Load | 2032 | 0.00022989
ENS | Dynamic Pricing | Dynamic Pricing w/o enabling tech. | Small Commercial | Services | % of Load | 2032 | 0.00027646
ENS | Dynamic Pricing | Dynamic Pricing with enabling tech. | Large Commercial | Offices | % of Load | 2032 | 0.0002604
ENS | Dynamic Pricing | Dynamic Pricing with enabling tech. | Large Commercial | Services | % of Load | 2032 | 0.0016165
ENS | Dynamic Pricing | Dynamic Pricing w/o enabling tech. | Large Commercial | Offices | % of Load | 2032 | 0.00013705
ENS | Dynamic Pricing | Dynamic Pricing w/o enabling tech. | Large Commercial | Services | % of Load | 2032 | 0.0008508
ENS | Dynamic Pricing | Dynamic Pricing with enabling tech. | Small Industrial | Manufacturing | % of Load | 2032 | 0.00029555
ENS | Dynamic Pricing | Dynamic Pricing with enabling tech. | Small Industrial | Miscellaneous | % of Load | 2032 | 0.00040896
ENS | Dynamic Pricing | Dynamic Pricing with enabling tech. | Small Industrial | Offices | % of Load | 2032 | 2.5534e-05
ENS | Dynamic Pricing | Dynamic Pricing with enabling tech. | Small Industrial | Retail Trade | % of Load | 2032 | 7.1149e-05
ENS | Dynamic Pricing | Dynamic Pricing with enabling tech. | Small Industrial | Services | % of Load | 2032 | 8.8695e-05
ENS | Dynamic Pricing | Dynamic Pricing w/o enabling tech. | Small Industrial | Manufacturing | % of Load | 2032 | 1.9396e-05
ENS | Dynamic Pricing | Dynamic Pricing w/o enabling tech. | Small Industrial | Miscellaneous | % of Load | 2032 | 2.6838e-05
ENS | Dynamic Pricing | Dynamic Pricing w/o enabling tech. | Small Industrial | Offices | % of Load | 2032 | 1.6757e-06
ENS | Dynamic Pricing | Dynamic Pricing w/o enabling tech. | Small Industrial | Retail Trade | % of Load | 2032 | 4.6691e-06
ENS | Dynamic Pricing | Dynamic Pricing w/o enabling tech. | Small Industrial | Services | % of Load | 2032 | 5.8206e-06
ENS | Dynamic Pricing | Dynamic Pricing with enabling tech. | Large Industrial | Manufacturing | % of Load | 2032 | 0.001634
ENS | Dynamic Pricing | Dynamic Pricing with enabling tech. | Large Industrial | Miscellaneous | % of Load | 2032 | 0.00072907
ENS | Dynamic Pricing | Dynamic Pricing with enabling tech. | Large Industrial | Offices | % of Load | 2032 | 6.591e-05
ENS | Dynamic Pricing | Dynamic Pricing with enabling tech. | Large Industrial | Retail Trade | % of Load | 2032 | 0.00031956
ENS | Dynamic Pricing | Dynamic Pricing with enabling tech. | Large Industrial | Services | % of Load | 2032 | 0.00015805
ENS | Dynamic Pricing | Dynamic Pricing w/o enabling tech. | Large Industrial | Manufacturing | % of Load | 2032 | 0.00086002
ENS | Dynamic Pricing | Dynamic Pricing w/o enabling tech. | Large Industrial | Miscellaneous | % of Load | 2032 | 0.00038372
ENS | Dynamic Pricing | Dynamic Pricing w/o enabling tech. | Large Industrial | Offices | % of Load | 2032 | 3.4689e-05
ENS | Dynamic Pricing | Dynamic Pricing w/o enabling tech. | Large Industrial | Retail Trade | % of Load | 2032 | 0.00016819
ENS | Dynamic Pricing | Dynamic Pricing w/o enabling tech. | Large Industrial | Services | % of Load | 2032 | 8.3186e-05
ENS | Dynamic Pricing | Dynamic Pricing with enabling tech. | Interruptible Rider | Manufacturing | % of Load | 2032 | 0.00058629
ENS | Dynamic Pricing | Dynamic Pricing with enabling tech. | Interruptible Rider | Miscellaneous | % of Load | 2032 | 0.0013504
ENS | Dynamic Pricing | Dynamic Pricing with enabling tech. | Interruptible Rider | Retail Trade | % of Load | 2032 | 7.9467e-05
ENS | Dynamic Pricing | Dynamic Pricing w/o enabling tech. | Interruptible Rider | Manufacturing | % of Load | 2032 | 0.00030857
ENS | Dynamic Pricing | Dynamic Pricing w/o enabling tech. | Interruptible Rider | Miscellaneous | % of Load | 2032 | 0.00071076
ENS | Dynamic Pricing | Dynamic Pricing w/o enabling tech. | Interruptible Rider | Retail Trade | % of Load | 2032 | 4.1825e-05
ENS | Dynamic Pricing | Dynamic Pricing with enabling tech. | Residential | Residential LI | % of Load | 2032 | 0.010131
ENS | Dynamic Pricing | Dynamic Pricing with enabling tech. | Residential | Residential Market Rate | % of Load | 2032 | 0.063594
ENS | Dynamic Pricing | Dynamic Pricing w/o enabling tech. | Residential | Residential LI | % of Load | 2032 | 0.007332
ENS | Dynamic Pricing | Dynamic Pricing w/o enabling tech. | Residential | Residential Market Rate | % of Load | 2032 | 0.046022
ENS | BTM Battery Control | BTM Battery Control | Small Commercial | Manufacturing | % of Load | 2032 | 7.8036e-05
ENS | BTM Battery Control | BTM Battery Control | Small Commercial | Miscellaneous | % of Load | 2032 | 0.00057856
ENS | BTM Battery Control | BTM Battery Control | Small Commercial | Offices | % of Load | 2032 | 0.00019959
ENS | BTM Battery Control | BTM Battery Control | Small Commercial | Retail Trade | % of Load | 2032 | 0.00034829
ENS | BTM Battery Control | BTM Battery Control | Small Commercial | Services | % of Load | 2032 | 0.00075818
ENS | BTM Battery Control | BTM Battery Control | Large Commercial | Offices | % of Load | 2032 | 8.0134e-05
ENS | BTM Battery Control | BTM Battery Control | Large Commercial | Services | % of Load | 2032 | 0.00042738
ENS | BTM Battery Control | BTM Battery Control | Small Industrial | Manufacturing | % of Load | 2032 | 1.9039e-06
ENS | BTM Battery Control | BTM Battery Control | Small Industrial | Miscellaneous | % of Load | 2032 | 1.2397e-05
ENS | BTM Battery Control | BTM Battery Control | Small Industrial | Offices | % of Load | 2032 | 4.9113e-06
ENS | BTM Battery Control | BTM Battery Control | Small Industrial | Retail Trade | % of Load | 2032 | 8.5461e-06
ENS | BTM Battery Control | BTM Battery Control | Small Industrial | Services | % of Load | 2032 | 1.8607e-05
ENS | BTM Battery Control | BTM Battery Control | Large Industrial | Manufacturing | % of Load | 2032 | 5.2463e-05
ENS | BTM Battery Control | BTM Battery Control | Large Industrial | Miscellaneous | % of Load | 2032 | 0.00024324
ENS | BTM Battery Control | BTM Battery Control | Large Industrial | Offices | % of Load | 2032 | 2.8616e-05
ENS | BTM Battery Control | BTM Battery Control | Large Industrial | Retail Trade | % of Load | 2032 | 0.00014308
ENS | BTM Battery Control | BTM Battery Control | Large Industrial | Services | % of Load | 2032 | 0.00031001
ENS | BTM Battery Control | BTM Battery Control | Interruptible Rider | Manufacturing | % of Load | 2032 | 7.0127e-05
ENS | BTM Battery Control | BTM Battery Control | Interruptible Rider | Miscellaneous | % of Load | 2032 | 0.00018701
ENS | BTM Battery Control | BTM Battery Control | Interruptible Rider | Retail Trade | % of Load | 2032 | 0.00028051
ENS | BTM Battery Control | BTM Battery Control | Residential | Residential LI | % of Load | 2032 | 0.002242
ENS | BTM Battery Control | BTM Battery Control | Residential | Residential Market Rate | % of Load | 2032 | 0.013957
ENS | EV Charging Control | EV Charging Control | EV | EV | % of Load | 2032 | 0.0057305
ENS | Behavioral DR | Behavioral DR | Residential | Residential LI | % of Load | 2032 | 0.0019044
ENS | Behavioral DR | Behavioral DR | Residential | Residential Market Rate | % of Load | 2032 | 0.011989
ENS | DLC | DLC-Switch-Water Heating | Small Commercial | Miscellaneous | % of Load | 2033 | 0.00030072
ENS | DLC | DLC-Switch-Water Heating | Small Commercial | Offices | % of Load | 2033 | 0.00017971
ENS | DLC | DLC-Switch-Water Heating | Small Commercial | Retail Trade | % of Load | 2033 | 0.0010419
ENS | DLC | DLC-Switch-Water Heating | Small Commercial | Services | % of Load | 2033 | 0.0012509
ENS | DLC | DLC-Thermostat-HVAC | Small Commercial | Miscellaneous | % of Load | 2033 | 0.0044114
ENS | DLC | DLC-Thermostat-HVAC | Small Commercial | Offices | % of Load | 2033 | 0.0070945
ENS | DLC | DLC-Thermostat-HVAC | Small Commercial | Retail Trade | % of Load | 2033 | 0.0062995
ENS | DLC | DLC-Thermostat-HVAC | Small Commercial | Services | % of Load | 2033 | 0.0075768
ENS | DLC | DLC-Switch-Water Heating | Small Industrial | Miscellaneous | % of Load | 2033 | 7.0896e-05
ENS | DLC | DLC-Switch-Water Heating | Small Industrial | Offices | % of Load | 2033 | 2.7996e-06
ENS | DLC | DLC-Switch-Water Heating | Small Industrial | Retail Trade | % of Load | 2033 | 1.9447e-05
ENS | DLC | DLC-Switch-Water Heating | Small Industrial | Services | % of Load | 2033 | 2.4243e-05
ENS | DLC | DLC-Thermostat-HVAC | Small Industrial | Miscellaneous | % of Load | 2033 | 0.0011322
ENS | DLC | DLC-Thermostat-HVAC | Small Industrial | Offices | % of Load | 2033 | 0.00011704
ENS | DLC | DLC-Thermostat-HVAC | Small Industrial | Retail Trade | % of Load | 2033 | 0.00013395
ENS | DLC | DLC-Thermostat-HVAC | Small Industrial | Services | % of Load | 2033 | 0.00016699
ENS | DLC | DLC-Switch-Water Heating | Residential | Residential LI | % of Load | 2033 | 0.01297
ENS | DLC | DLC-Switch-Water Heating | Residential | Residential Market Rate | % of Load | 2033 | 0.080495
ENS | DLC | DLC-Thermostat-Heat Pump | Residential | Residential LI | % of Load | 2033 | 0.013851
ENS | DLC | DLC-Thermostat-Heat Pump | Residential | Residential Market Rate | % of Load | 2033 | 0.20972
ENS | DLC | DLC-Thermostat-Electric Furnace | Residential | Residential LI | % of Load | 2033 | 0.042853
ENS | DLC | DLC-Thermostat-Electric Furnace | Residential | Residential Market Rate | % of Load | 2033 | 0.0887
ENS | C&I Curtailment | C&I Curtailment- Manual HVAC Control | Large Commercial | Offices | % of Load | 2033 | 0.00010702
ENS | C&I Curtailment | C&I Curtailment- Manual HVAC Control | Large Commercial | Services | % of Load | 2033 | 0.00025769
ENS | C&I Curtailment | C&I Curtailment- Auto-DR HVAC Control | Large Commercial | Offices | % of Load | 2033 | 0.00069873
ENS | C&I Curtailment | C&I Curtailment- Auto-DR HVAC Control | Large Commercial | Services | % of Load | 2033 | 0.0016824
ENS | C&I Curtailment | C&I Curtailment- Standard Lighting Control | Large Commercial | Offices | % of Load | 2033 | 3.8732e-05
ENS | C&I Curtailment | C&I Curtailment- Standard Lighting Control | Large Commercial | Services | % of Load | 2033 | 0.0003693
ENS | C&I Curtailment | C&I Curtailment- Advanced Lighting Control | Large Commercial | Offices | % of Load | 2033 | 1.9366e-05
ENS | C&I Curtailment | C&I Curtailment- Advanced Lighting Control | Large Commercial | Services | % of Load | 2033 | 0.00018465
ENS | C&I Curtailment | C&I Curtailment- Water Heating Control | Large Commercial | Offices | % of Load | 2033 | 5.9192e-06
ENS | C&I Curtailment | C&I Curtailment- Water Heating Control | Large Commercial | Services | % of Load | 2033 | 8.8118e-05
ENS | C&I Curtailment | C&I Curtailment- Other | Large Commercial | Offices | % of Load | 2033 | 9.4699e-05
ENS | C&I Curtailment | C&I Curtailment- Other | Large Commercial | Services | % of Load | 2033 | 0.00087357
ENS | C&I Curtailment | C&I Curtailment- Manual HVAC Control | Large Industrial | Miscellaneous | % of Load | 2033 | 0.00015507
ENS | C&I Curtailment | C&I Curtailment- Manual HVAC Control | Large Industrial | Offices | % of Load | 2033 | 2.6652e-05
ENS | C&I Curtailment | C&I Curtailment- Manual HVAC Control | Large Industrial | Retail Trade | % of Load | 2033 | 5.1762e-05
ENS | C&I Curtailment | C&I Curtailment- Manual HVAC Control | Large Industrial | Services | % of Load | 2033 | 2.5602e-05
ENS | C&I Curtailment | C&I Curtailment- Auto-DR HVAC Control | Large Industrial | Miscellaneous | % of Load | 2033 | 0.0010124
ENS | C&I Curtailment | C&I Curtailment- Auto-DR HVAC Control | Large Industrial | Offices | % of Load | 2033 | 0.00017401
ENS | C&I Curtailment | C&I Curtailment- Auto-DR HVAC Control | Large Industrial | Retail Trade | % of Load | 2033 | 0.00033795
ENS | C&I Curtailment | C&I Curtailment- Auto-DR HVAC Control | Large Industrial | Services | % of Load | 2033 | 0.00016715
ENS | C&I Curtailment | C&I Curtailment- Standard Lighting Control | Large Industrial | Miscellaneous | % of Load | 2033 | 0.00024736
ENS | C&I Curtailment | C&I Curtailment- Standard Lighting Control | Large Industrial | Offices | % of Load | 2033 | 1.1871e-05
ENS | C&I Curtailment | C&I Curtailment- Standard Lighting Control | Large Industrial | Retail Trade | % of Load | 2033 | 7.4181e-05
ENS | C&I Curtailment | C&I Curtailment- Standard Lighting Control | Large Industrial | Services | % of Load | 2033 | 3.669e-05
ENS | C&I Curtailment | C&I Curtailment- Advanced Lighting Control | Large Industrial | Miscellaneous | % of Load | 2033 | 0.00012368
ENS | C&I Curtailment | C&I Curtailment- Advanced Lighting Control | Large Industrial | Offices | % of Load | 2033 | 5.9355e-06
ENS | C&I Curtailment | C&I Curtailment- Advanced Lighting Control | Large Industrial | Retail Trade | % of Load | 2033 | 3.709e-05
ENS | C&I Curtailment | C&I Curtailment- Advanced Lighting Control | Large Industrial | Services | % of Load | 2033 | 1.8345e-05
ENS | C&I Curtailment | C&I Curtailment- Water Heating Control | Large Industrial | Miscellaneous | % of Load | 2033 | 1.6508e-05
ENS | C&I Curtailment | C&I Curtailment- Water Heating Control | Large Industrial | Offices | % of Load | 2033 | 1.2985e-06
ENS | C&I Curtailment | C&I Curtailment- Water Heating Control | Large Industrial | Retail Trade | % of Load | 2033 | 1.77e-05
ENS | C&I Curtailment | C&I Curtailment- Water Heating Control | Large Industrial | Services | % of Load | 2033 | 8.7545e-06
ENS | C&I Curtailment | C&I Curtailment- Other | Large Industrial | Miscellaneous | % of Load | 2033 | 0.00035156
ENS | C&I Curtailment | C&I Curtailment- Other | Large Industrial | Offices | % of Load | 2033 | 2.4835e-05
ENS | C&I Curtailment | C&I Curtailment- Other | Large Industrial | Retail Trade | % of Load | 2033 | 0.00017547
ENS | C&I Curtailment | C&I Curtailment- Other | Large Industrial | Services | % of Load | 2033 | 8.6788e-05
ENS | C&I Curtailment | C&I Curtailment- Industrial | Large Industrial | Manufacturing | % of Load | 2033 | 0.0024506
ENS | C&I Curtailment | C&I Curtailment- Manual HVAC Control | Interruptible Rider | Miscellaneous | % of Load | 2033 | 0.0004949
ENS | C&I Curtailment | C&I Curtailment- Manual HVAC Control | Interruptible Rider | Retail Trade | % of Load | 2033 | 1.2905e-05
ENS | C&I Curtailment | C&I Curtailment- Auto-DR HVAC Control | Interruptible Rider | Miscellaneous | % of Load | 2033 | 0.0032311
ENS | C&I Curtailment | C&I Curtailment- Auto-DR HVAC Control | Interruptible Rider | Retail Trade | % of Load | 2033 | 8.4257e-05
ENS | C&I Curtailment | C&I Curtailment- Standard Lighting Control | Interruptible Rider | Miscellaneous | % of Load | 2033 | 0.00027463
ENS | C&I Curtailment | C&I Curtailment- Standard Lighting Control | Interruptible Rider | Retail Trade | % of Load | 2033 | 2.0686e-05
ENS | C&I Curtailment | C&I Curtailment- Advanced Lighting Control | Interruptible Rider | Miscellaneous | % of Load | 2033 | 0.00013731
ENS | C&I Curtailment | C&I Curtailment- Advanced Lighting Control | Interruptible Rider | Retail Trade | % of Load | 2033 | 1.0343e-05
ENS | C&I Curtailment | C&I Curtailment- Water Heating Control | Interruptible Rider | Miscellaneous | % of Load | 2033 | 2.8689e-05
ENS | C&I Curtailment | C&I Curtailment- Water Heating Control | Interruptible Rider | Retail Trade | % of Load | 2033 | 3.8387e-06
ENS | C&I Curtailment | C&I Curtailment- Other | Interruptible Rider | Miscellaneous | % of Load | 2033 | 0.00051509
ENS | C&I Curtailment | C&I Curtailment- Other | Interruptible Rider | Retail Trade | % of Load | 2033 | 4.1873e-05
ENS | C&I Curtailment | C&I Curtailment- Industrial | Interruptible Rider | Manufacturing | % of Load | 2033 | 0.00086533
ENS | Dynamic Pricing | Dynamic Pricing with enabling tech. | Small Commercial | Manufacturing | % of Load | 2033 | 0.00017826
ENS | Dynamic Pricing | Dynamic Pricing with enabling tech. | Small Commercial | Miscellaneous | % of Load | 2033 | 0.001897
ENS | Dynamic Pricing | Dynamic Pricing with enabling tech. | Small Commercial | Offices | % of Load | 2033 | 0.0015408
ENS | Dynamic Pricing | Dynamic Pricing with enabling tech. | Small Commercial | Retail Trade | % of Load | 2033 | 0.0034517
ENS | Dynamic Pricing | Dynamic Pricing with enabling tech. | Small Commercial | Services | % of Load | 2033 | 0.0041503
ENS | Dynamic Pricing | Dynamic Pricing w/o enabling tech. | Small Commercial | Manufacturing | % of Load | 2033 | 1.1699e-05
ENS | Dynamic Pricing | Dynamic Pricing w/o enabling tech. | Small Commercial | Miscellaneous | % of Load | 2033 | 0.00012449
ENS | Dynamic Pricing | Dynamic Pricing w/o enabling tech. | Small Commercial | Offices | % of Load | 2033 | 0.00010112
ENS | Dynamic Pricing | Dynamic Pricing w/o enabling tech. | Small Commercial | Retail Trade | % of Load | 2033 | 0.00022652
ENS | Dynamic Pricing | Dynamic Pricing w/o enabling tech. | Small Commercial | Services | % of Load | 2033 | 0.00027236
ENS | Dynamic Pricing | Dynamic Pricing with enabling tech. | Large Commercial | Offices | % of Load | 2033 | 0.00025881
ENS | Dynamic Pricing | Dynamic Pricing with enabling tech. | Large Commercial | Services | % of Load | 2033 | 0.0016057
ENS | Dynamic Pricing | Dynamic Pricing w/o enabling tech. | Large Commercial | Offices | % of Load | 2033 | 0.00013622
ENS | Dynamic Pricing | Dynamic Pricing w/o enabling tech. | Large Commercial | Services | % of Load | 2033 | 0.00084511
ENS | Dynamic Pricing | Dynamic Pricing with enabling tech. | Small Industrial | Manufacturing | % of Load | 2033 | 0.00029619
ENS | Dynamic Pricing | Dynamic Pricing with enabling tech. | Small Industrial | Miscellaneous | % of Load | 2033 | 0.00041207
ENS | Dynamic Pricing | Dynamic Pricing with enabling tech. | Small Industrial | Offices | % of Load | 2033 | 2.5809e-05
ENS | Dynamic Pricing | Dynamic Pricing with enabling tech. | Small Industrial | Retail Trade | % of Load | 2033 | 7.185e-05
ENS | Dynamic Pricing | Dynamic Pricing with enabling tech. | Small Industrial | Services | % of Load | 2033 | 8.9569e-05
ENS | Dynamic Pricing | Dynamic Pricing w/o enabling tech. | Small Industrial | Manufacturing | % of Load | 2033 | 1.9438e-05
ENS | Dynamic Pricing | Dynamic Pricing w/o enabling tech. | Small Industrial | Miscellaneous | % of Load | 2033 | 2.7042e-05
ENS | Dynamic Pricing | Dynamic Pricing w/o enabling tech. | Small Industrial | Offices | % of Load | 2033 | 1.6937e-06
ENS | Dynamic Pricing | Dynamic Pricing w/o enabling tech. | Small Industrial | Retail Trade | % of Load | 2033 | 4.7152e-06
ENS | Dynamic Pricing | Dynamic Pricing w/o enabling tech. | Small Industrial | Services | % of Load | 2033 | 5.878e-06
ENS | Dynamic Pricing | Dynamic Pricing with enabling tech. | Large Industrial | Manufacturing | % of Load | 2033 | 0.0016296
ENS | Dynamic Pricing | Dynamic Pricing with enabling tech. | Large Industrial | Miscellaneous | % of Load | 2033 | 0.00073446
ENS | Dynamic Pricing | Dynamic Pricing with enabling tech. | Large Industrial | Offices | % of Load | 2033 | 6.6912e-05
ENS | Dynamic Pricing | Dynamic Pricing with enabling tech. | Large Industrial | Retail Trade | % of Load | 2033 | 0.00032253
ENS | Dynamic Pricing | Dynamic Pricing with enabling tech. | Large Industrial | Services | % of Load | 2033 | 0.00015953
ENS | Dynamic Pricing | Dynamic Pricing w/o enabling tech. | Large Industrial | Manufacturing | % of Load | 2033 | 0.0008577
ENS | Dynamic Pricing | Dynamic Pricing w/o enabling tech. | Large Industrial | Miscellaneous | % of Load | 2033 | 0.00038656
ENS | Dynamic Pricing | Dynamic Pricing w/o enabling tech. | Large Industrial | Offices | % of Load | 2033 | 3.5217e-05
ENS | Dynamic Pricing | Dynamic Pricing w/o enabling tech. | Large Industrial | Retail Trade | % of Load | 2033 | 0.00016976
ENS | Dynamic Pricing | Dynamic Pricing w/o enabling tech. | Large Industrial | Services | % of Load | 2033 | 8.3961e-05
ENS | Dynamic Pricing | Dynamic Pricing with enabling tech. | Interruptible Rider | Manufacturing | % of Load | 2033 | 0.00057544
ENS | Dynamic Pricing | Dynamic Pricing with enabling tech. | Interruptible Rider | Miscellaneous | % of Load | 2033 | 0.0013359
ENS | Dynamic Pricing | Dynamic Pricing with enabling tech. | Interruptible Rider | Retail Trade | % of Load | 2033 | 7.8595e-05
ENS | Dynamic Pricing | Dynamic Pricing w/o enabling tech. | Interruptible Rider | Manufacturing | % of Load | 2033 | 0.00030286
ENS | Dynamic Pricing | Dynamic Pricing w/o enabling tech. | Interruptible Rider | Miscellaneous | % of Load | 2033 | 0.00070311
ENS | Dynamic Pricing | Dynamic Pricing w/o enabling tech. | Interruptible Rider | Retail Trade | % of Load | 2033 | 4.1366e-05
ENS | Dynamic Pricing | Dynamic Pricing with enabling tech. | Residential | Residential LI | % of Load | 2033 | 0.010163
ENS | Dynamic Pricing | Dynamic Pricing with enabling tech. | Residential | Residential Market Rate | % of Load | 2033 | 0.063948
ENS | Dynamic Pricing | Dynamic Pricing w/o enabling tech. | Residential | Residential LI | % of Load | 2033 | 0.0073548
ENS | Dynamic Pricing | Dynamic Pricing w/o enabling tech. | Residential | Residential Market Rate | % of Load | 2033 | 0.046278
ENS | BTM Battery Control | BTM Battery Control | Small Commercial | Manufacturing | % of Load | 2033 | 7.9459e-05
ENS | BTM Battery Control | BTM Battery Control | Small Commercial | Miscellaneous | % of Load | 2033 | 0.00058943
ENS | BTM Battery Control | BTM Battery Control | Small Commercial | Offices | % of Load | 2033 | 0.00020324
ENS | BTM Battery Control | BTM Battery Control | Small Commercial | Retail Trade | % of Load | 2033 | 0.00035465
ENS | BTM Battery Control | BTM Battery Control | Small Commercial | Services | % of Load | 2033 | 0.00077196
ENS | BTM Battery Control | BTM Battery Control | Large Commercial | Offices | % of Load | 2033 | 8.1596e-05
ENS | BTM Battery Control | BTM Battery Control | Large Commercial | Services | % of Load | 2033 | 0.00043518
ENS | BTM Battery Control | BTM Battery Control | Small Industrial | Manufacturing | % of Load | 2033 | 1.9387e-06
ENS | BTM Battery Control | BTM Battery Control | Small Industrial | Miscellaneous | % of Load | 2033 | 1.2623e-05
ENS | BTM Battery Control | BTM Battery Control | Small Industrial | Offices | % of Load | 2033 | 5.0009e-06
ENS | BTM Battery Control | BTM Battery Control | Small Industrial | Retail Trade | % of Load | 2033 | 8.702e-06
ENS | BTM Battery Control | BTM Battery Control | Small Industrial | Services | % of Load | 2033 | 1.8946e-05
ENS | BTM Battery Control | BTM Battery Control | Large Industrial | Manufacturing | % of Load | 2033 | 5.342e-05
ENS | BTM Battery Control | BTM Battery Control | Large Industrial | Miscellaneous | % of Load | 2033 | 0.00024767
ENS | BTM Battery Control | BTM Battery Control | Large Industrial | Offices | % of Load | 2033 | 2.9138e-05
ENS | BTM Battery Control | BTM Battery Control | Large Industrial | Retail Trade | % of Load | 2033 | 0.00014569
ENS | BTM Battery Control | BTM Battery Control | Large Industrial | Services | % of Load | 2033 | 0.00031566
ENS | BTM Battery Control | BTM Battery Control | Interruptible Rider | Manufacturing | % of Load | 2033 | 7.1406e-05
ENS | BTM Battery Control | BTM Battery Control | Interruptible Rider | Miscellaneous | % of Load | 2033 | 0.00019042
ENS | BTM Battery Control | BTM Battery Control | Interruptible Rider | Retail Trade | % of Load | 2033 | 0.00028563
ENS | BTM Battery Control | BTM Battery Control | Residential | Residential LI | % of Load | 2033 | 0.0022941
ENS | BTM Battery Control | BTM Battery Control | Residential | Residential Market Rate | % of Load | 2033 | 0.014282
ENS | EV Charging Control | EV Charging Control | EV | EV | % of Load | 2033 | 0.0067465
ENS | Behavioral DR | Behavioral DR | Residential | Residential LI | % of Load | 2033 | 0.0019103
ENS | Behavioral DR | Behavioral DR | Residential | Residential Market Rate | % of Load | 2033 | 0.012074
ENS | DLC | DLC-Switch-Water Heating | Small Commercial | Miscellaneous | % of Load | 2034 | 0.00030005
ENS | DLC | DLC-Switch-Water Heating | Small Commercial | Offices | % of Load | 2034 | 0.00017759
ENS | DLC | DLC-Switch-Water Heating | Small Commercial | Retail Trade | % of Load | 2034 | 0.0010378
ENS | DLC | DLC-Switch-Water Heating | Small Commercial | Services | % of Load | 2034 | 0.0012456
ENS | DLC | DLC-Thermostat-HVAC | Small Commercial | Miscellaneous | % of Load | 2034 | 0.0042938
ENS | DLC | DLC-Thermostat-HVAC | Small Commercial | Offices | % of Load | 2034 | 0.0069439
ENS | DLC | DLC-Thermostat-HVAC | Small Commercial | Retail Trade | % of Load | 2034 | 0.0060365
ENS | DLC | DLC-Thermostat-HVAC | Small Commercial | Services | % of Load | 2034 | 0.0072601
ENS | DLC | DLC-Switch-Water Heating | Small Industrial | Miscellaneous | % of Load | 2034 | 7.4319e-05
ENS | DLC | DLC-Switch-Water Heating | Small Industrial | Offices | % of Load | 2034 | 2.8806e-06
ENS | DLC | DLC-Switch-Water Heating | Small Industrial | Retail Trade | % of Load | 2034 | 2.0065e-05
ENS | DLC | DLC-Switch-Water Heating | Small Industrial | Services | % of Load | 2034 | 2.5013e-05
ENS | DLC | DLC-Thermostat-HVAC | Small Industrial | Miscellaneous | % of Load | 2034 | 0.0011693
ENS | DLC | DLC-Thermostat-HVAC | Small Industrial | Offices | % of Load | 2034 | 0.00011997
ENS | DLC | DLC-Thermostat-HVAC | Small Industrial | Retail Trade | % of Load | 2034 | 0.00013564
ENS | DLC | DLC-Thermostat-HVAC | Small Industrial | Services | % of Load | 2034 | 0.00016909
ENS | DLC | DLC-Switch-Water Heating | Residential | Residential LI | % of Load | 2034 | 0.013116
ENS | DLC | DLC-Switch-Water Heating | Residential | Residential Market Rate | % of Load | 2034 | 0.081448
ENS | DLC | DLC-Thermostat-Heat Pump | Residential | Residential LI | % of Load | 2034 | 0.014918
ENS | DLC | DLC-Thermostat-Heat Pump | Residential | Residential Market Rate | % of Load | 2034 | 0.21984
ENS | DLC | DLC-Thermostat-Electric Furnace | Residential | Residential LI | % of Load | 2034 | 0.043568
ENS | DLC | DLC-Thermostat-Electric Furnace | Residential | Residential Market Rate | % of Load | 2034 | 0.087642
ENS | C&I Curtailment | C&I Curtailment- Manual HVAC Control | Large Commercial | Offices | % of Load | 2034 | 0.00010568
ENS | C&I Curtailment | C&I Curtailment- Manual HVAC Control | Large Commercial | Services | % of Load | 2034 | 0.00024842
ENS | C&I Curtailment | C&I Curtailment- Auto-DR HVAC Control | Large Commercial | Offices | % of Load | 2034 | 0.00068996
ENS | C&I Curtailment | C&I Curtailment- Auto-DR HVAC Control | Large Commercial | Services | % of Load | 2034 | 0.0016219
ENS | C&I Curtailment | C&I Curtailment- Standard Lighting Control | Large Commercial | Offices | % of Load | 2034 | 3.5819e-05
ENS | C&I Curtailment | C&I Curtailment- Standard Lighting Control | Large Commercial | Services | % of Load | 2034 | 0.00034869
ENS | C&I Curtailment | C&I Curtailment- Advanced Lighting Control | Large Commercial | Offices | % of Load | 2034 | 1.791e-05
ENS | C&I Curtailment | C&I Curtailment- Advanced Lighting Control | Large Commercial | Services | % of Load | 2034 | 0.00017434
ENS | C&I Curtailment | C&I Curtailment- Water Heating Control | Large Commercial | Offices | % of Load | 2034 | 5.9354e-06
ENS | C&I Curtailment | C&I Curtailment- Water Heating Control | Large Commercial | Services | % of Load | 2034 | 8.8412e-05
ENS | C&I Curtailment | C&I Curtailment- Other | Large Commercial | Offices | % of Load | 2034 | 9.3418e-05
ENS | C&I Curtailment | C&I Curtailment- Other | Large Commercial | Services | % of Load | 2034 | 0.00086618
ENS | C&I Curtailment | C&I Curtailment- Manual HVAC Control | Large Industrial | Miscellaneous | % of Load | 2034 | 0.00015777
ENS | C&I Curtailment | C&I Curtailment- Manual HVAC Control | Large Industrial | Offices | % of Load | 2034 | 2.7387e-05
ENS | C&I Curtailment | C&I Curtailment- Manual HVAC Control | Large Industrial | Retail Trade | % of Load | 2034 | 5.1813e-05
ENS | C&I Curtailment | C&I Curtailment- Manual HVAC Control | Large Industrial | Services | % of Load | 2034 | 2.5627e-05
ENS | C&I Curtailment | C&I Curtailment- Auto-DR HVAC Control | Large Industrial | Miscellaneous | % of Load | 2034 | 0.0010301
ENS | C&I Curtailment | C&I Curtailment- Auto-DR HVAC Control | Large Industrial | Offices | % of Load | 2034 | 0.0001788
ENS | C&I Curtailment | C&I Curtailment- Auto-DR HVAC Control | Large Industrial | Retail Trade | % of Load | 2034 | 0.00033828
ENS | C&I Curtailment | C&I Curtailment- Auto-DR HVAC Control | Large Industrial | Services | % of Load | 2034 | 0.00016731
ENS | C&I Curtailment | C&I Curtailment- Standard Lighting Control | Large Industrial | Miscellaneous | % of Load | 2034 | 0.00024983
ENS | C&I Curtailment | C&I Curtailment- Standard Lighting Control | Large Industrial | Offices | % of Load | 2034 | 1.1875e-05
ENS | C&I Curtailment | C&I Curtailment- Standard Lighting Control | Large Industrial | Retail Trade | % of Load | 2034 | 7.2726e-05
ENS | C&I Curtailment | C&I Curtailment- Standard Lighting Control | Large Industrial | Services | % of Load | 2034 | 3.597e-05
ENS | C&I Curtailment | C&I Curtailment- Advanced Lighting Control | Large Industrial | Miscellaneous | % of Load | 2034 | 0.00012492
ENS | C&I Curtailment | C&I Curtailment- Advanced Lighting Control | Large Industrial | Offices | % of Load | 2034 | 5.9374e-06
ENS | C&I Curtailment | C&I Curtailment- Advanced Lighting Control | Large Industrial | Retail Trade | % of Load | 2034 | 3.6363e-05
ENS | C&I Curtailment | C&I Curtailment- Advanced Lighting Control | Large Industrial | Services | % of Load | 2034 | 1.7985e-05
ENS | C&I Curtailment | C&I Curtailment- Water Heating Control | Large Industrial | Miscellaneous | % of Load | 2034 | 1.7117e-05
ENS | C&I Curtailment | C&I Curtailment- Water Heating Control | Large Industrial | Offices | % of Load | 2034 | 1.3394e-06
ENS | C&I Curtailment | C&I Curtailment- Water Heating Control | Large Industrial | Retail Trade | % of Load | 2034 | 1.844e-05
ENS | C&I Curtailment | C&I Curtailment- Water Heating Control | Large Industrial | Services | % of Load | 2034 | 9.1205e-06
ENS | C&I Curtailment | C&I Curtailment- Other | Large Industrial | Miscellaneous | % of Load | 2034 | 0.00036251
ENS | C&I Curtailment | C&I Curtailment- Other | Large Industrial | Offices | % of Load | 2034 | 2.5601e-05
ENS | C&I Curtailment | C&I Curtailment- Other | Large Industrial | Retail Trade | % of Load | 2034 | 0.00018066
ENS | C&I Curtailment | C&I Curtailment- Other | Large Industrial | Services | % of Load | 2034 | 8.9355e-05
ENS | C&I Curtailment | C&I Curtailment- Industrial | Large Industrial | Manufacturing | % of Load | 2034 | 0.0024859
ENS | C&I Curtailment | C&I Curtailment- Manual HVAC Control | Interruptible Rider | Miscellaneous | % of Load | 2034 | 0.00050388
ENS | C&I Curtailment | C&I Curtailment- Manual HVAC Control | Interruptible Rider | Retail Trade | % of Load | 2034 | 1.2962e-05
ENS | C&I Curtailment | C&I Curtailment- Auto-DR HVAC Control | Interruptible Rider | Miscellaneous | % of Load | 2034 | 0.0032898
ENS | C&I Curtailment | C&I Curtailment- Auto-DR HVAC Control | Interruptible Rider | Retail Trade | % of Load | 2034 | 8.4626e-05
ENS | C&I Curtailment | C&I Curtailment- Standard Lighting Control | Interruptible Rider | Miscellaneous | % of Load | 2034 | 0.00027331
ENS | C&I Curtailment | C&I Curtailment- Standard Lighting Control | Interruptible Rider | Retail Trade | % of Load | 2034 | 2.0681e-05
ENS | C&I Curtailment | C&I Curtailment- Advanced Lighting Control | Interruptible Rider | Miscellaneous | % of Load | 2034 | 0.00013665
ENS | C&I Curtailment | C&I Curtailment- Advanced Lighting Control | Interruptible Rider | Retail Trade | % of Load | 2034 | 1.0341e-05
ENS | C&I Curtailment | C&I Curtailment- Water Heating Control | Interruptible Rider | Miscellaneous | % of Load | 2034 | 2.9345e-05
ENS | C&I Curtailment | C&I Curtailment- Water Heating Control | Interruptible Rider | Retail Trade | % of Load | 2034 | 3.9285e-06
ENS | C&I Curtailment | C&I Curtailment- Other | Interruptible Rider | Miscellaneous | % of Load | 2034 | 0.00052596
ENS | C&I Curtailment | C&I Curtailment- Other | Interruptible Rider | Retail Trade | % of Load | 2034 | 4.2753e-05
ENS | C&I Curtailment | C&I Curtailment- Industrial | Interruptible Rider | Manufacturing | % of Load | 2034 | 0.00087106
ENS | Dynamic Pricing | Dynamic Pricing with enabling tech. | Small Commercial | Manufacturing | % of Load | 2034 | 0.00017332
ENS | Dynamic Pricing | Dynamic Pricing with enabling tech. | Small Commercial | Miscellaneous | % of Load | 2034 | 0.0018643
ENS | Dynamic Pricing | Dynamic Pricing with enabling tech. | Small Commercial | Offices | % of Load | 2034 | 0.0015052
ENS | Dynamic Pricing | Dynamic Pricing with enabling tech. | Small Commercial | Retail Trade | % of Load | 2034 | 0.0033702
ENS | Dynamic Pricing | Dynamic Pricing with enabling tech. | Small Commercial | Services | % of Load | 2034 | 0.0040517
ENS | Dynamic Pricing | Dynamic Pricing w/o enabling tech. | Small Commercial | Manufacturing | % of Load | 2034 | 1.1374e-05
ENS | Dynamic Pricing | Dynamic Pricing w/o enabling tech. | Small Commercial | Miscellaneous | % of Load | 2034 | 0.00012235
ENS | Dynamic Pricing | Dynamic Pricing w/o enabling tech. | Small Commercial | Offices | % of Load | 2034 | 9.8778e-05
ENS | Dynamic Pricing | Dynamic Pricing w/o enabling tech. | Small Commercial | Retail Trade | % of Load | 2034 | 0.00022117
ENS | Dynamic Pricing | Dynamic Pricing w/o enabling tech. | Small Commercial | Services | % of Load | 2034 | 0.00026589
ENS | Dynamic Pricing | Dynamic Pricing with enabling tech. | Large Commercial | Offices | % of Load | 2034 | 0.00025455
ENS | Dynamic Pricing | Dynamic Pricing with enabling tech. | Large Commercial | Services | % of Load | 2034 | 0.0015781
ENS | Dynamic Pricing | Dynamic Pricing w/o enabling tech. | Large Commercial | Offices | % of Load | 2034 | 0.00013397
ENS | Dynamic Pricing | Dynamic Pricing w/o enabling tech. | Large Commercial | Services | % of Load | 2034 | 0.00083056
ENS | Dynamic Pricing | Dynamic Pricing with enabling tech. | Small Industrial | Manufacturing | % of Load | 2034 | 0.0003006
ENS | Dynamic Pricing | Dynamic Pricing with enabling tech. | Small Industrial | Miscellaneous | % of Load | 2034 | 0.00042789
ENS | Dynamic Pricing | Dynamic Pricing with enabling tech. | Small Industrial | Offices | % of Load | 2034 | 2.6449e-05
ENS | Dynamic Pricing | Dynamic Pricing with enabling tech. | Small Industrial | Retail Trade | % of Load | 2034 | 7.3593e-05
ENS | Dynamic Pricing | Dynamic Pricing with enabling tech. | Small Industrial | Services | % of Load | 2034 | 9.1742e-05
ENS | Dynamic Pricing | Dynamic Pricing w/o enabling tech. | Small Industrial | Manufacturing | % of Load | 2034 | 1.9727e-05
ENS | Dynamic Pricing | Dynamic Pricing w/o enabling tech. | Small Industrial | Miscellaneous | % of Load | 2034 | 2.808e-05
ENS | Dynamic Pricing | Dynamic Pricing w/o enabling tech. | Small Industrial | Offices | % of Load | 2034 | 1.7357e-06
ENS | Dynamic Pricing | Dynamic Pricing w/o enabling tech. | Small Industrial | Retail Trade | % of Load | 2034 | 4.8296e-06
ENS | Dynamic Pricing | Dynamic Pricing w/o enabling tech. | Small Industrial | Services | % of Load | 2034 | 6.0206e-06
ENS | Dynamic Pricing | Dynamic Pricing with enabling tech. | Large Industrial | Manufacturing | % of Load | 2034 | 0.0016531
ENS | Dynamic Pricing | Dynamic Pricing with enabling tech. | Large Industrial | Miscellaneous | % of Load | 2034 | 0.00075306
ENS | Dynamic Pricing | Dynamic Pricing with enabling tech. | Large Industrial | Offices | % of Load | 2034 | 6.8744e-05
ENS | Dynamic Pricing | Dynamic Pricing with enabling tech. | Large Industrial | Retail Trade | % of Load | 2034 | 0.00032914
ENS | Dynamic Pricing | Dynamic Pricing with enabling tech. | Large Industrial | Services | % of Load | 2034 | 0.00016279
ENS | Dynamic Pricing | Dynamic Pricing w/o enabling tech. | Large Industrial | Manufacturing | % of Load | 2034 | 0.00087006
ENS | Dynamic Pricing | Dynamic Pricing w/o enabling tech. | Large Industrial | Miscellaneous | % of Load | 2034 | 0.00039635
ENS | Dynamic Pricing | Dynamic Pricing w/o enabling tech. | Large Industrial | Offices | % of Load | 2034 | 3.6181e-05
ENS | Dynamic Pricing | Dynamic Pricing w/o enabling tech. | Large Industrial | Retail Trade | % of Load | 2034 | 0.00017323
ENS | Dynamic Pricing | Dynamic Pricing w/o enabling tech. | Large Industrial | Services | % of Load | 2034 | 8.568e-05
ENS | Dynamic Pricing | Dynamic Pricing with enabling tech. | Interruptible Rider | Manufacturing | % of Load | 2034 | 0.00057926
ENS | Dynamic Pricing | Dynamic Pricing with enabling tech. | Interruptible Rider | Miscellaneous | % of Load | 2034 | 0.0013598
ENS | Dynamic Pricing | Dynamic Pricing with enabling tech. | Interruptible Rider | Retail Trade | % of Load | 2034 | 7.9849e-05
ENS | Dynamic Pricing | Dynamic Pricing w/o enabling tech. | Interruptible Rider | Manufacturing | % of Load | 2034 | 0.00030487
ENS | Dynamic Pricing | Dynamic Pricing w/o enabling tech. | Interruptible Rider | Miscellaneous | % of Load | 2034 | 0.00071571
ENS | Dynamic Pricing | Dynamic Pricing w/o enabling tech. | Interruptible Rider | Retail Trade | % of Load | 2034 | 4.2026e-05
ENS | Dynamic Pricing | Dynamic Pricing with enabling tech. | Residential | Residential LI | % of Load | 2034 | 0.010201
ENS | Dynamic Pricing | Dynamic Pricing with enabling tech. | Residential | Residential Market Rate | % of Load | 2034 | 0.064345
ENS | Dynamic Pricing | Dynamic Pricing w/o enabling tech. | Residential | Residential LI | % of Load | 2034 | 0.0073822
ENS | Dynamic Pricing | Dynamic Pricing w/o enabling tech. | Residential | Residential Market Rate | % of Load | 2034 | 0.046565
ENS | BTM Battery Control | BTM Battery Control | Small Commercial | Manufacturing | % of Load | 2034 | 8.188e-05
ENS | BTM Battery Control | BTM Battery Control | Small Commercial | Miscellaneous | % of Load | 2034 | 0.00060771
ENS | BTM Battery Control | BTM Battery Control | Small Commercial | Offices | % of Load | 2034 | 0.00020943
ENS | BTM Battery Control | BTM Battery Control | Small Commercial | Retail Trade | % of Load | 2034 | 0.0003654
ENS | BTM Battery Control | BTM Battery Control | Small Commercial | Services | % of Load | 2034 | 0.00079543
ENS | BTM Battery Control | BTM Battery Control | Large Commercial | Offices | % of Load | 2034 | 8.4082e-05
ENS | BTM Battery Control | BTM Battery Control | Large Commercial | Services | % of Load | 2034 | 0.00044844
ENS | BTM Battery Control | BTM Battery Control | Small Industrial | Manufacturing | % of Load | 2034 | 1.9977e-06
ENS | BTM Battery Control | BTM Battery Control | Small Industrial | Miscellaneous | % of Load | 2034 | 1.3008e-05
ENS | BTM Battery Control | BTM Battery Control | Small Industrial | Offices | % of Load | 2034 | 5.1533e-06
ENS | BTM Battery Control | BTM Battery Control | Small Industrial | Retail Trade | % of Load | 2034 | 8.9672e-06
ENS | BTM Battery Control | BTM Battery Control | Small Industrial | Services | % of Load | 2034 | 1.9501e-05
ENS | BTM Battery Control | BTM Battery Control | Large Industrial | Manufacturing | % of Load | 2034 | 5.5048e-05
ENS | BTM Battery Control | BTM Battery Control | Large Industrial | Miscellaneous | % of Load | 2034 | 0.00025522
ENS | BTM Battery Control | BTM Battery Control | Large Industrial | Offices | % of Load | 2034 | 3.0026e-05
ENS | BTM Battery Control | BTM Battery Control | Large Industrial | Retail Trade | % of Load | 2034 | 0.00015013
ENS | BTM Battery Control | BTM Battery Control | Large Industrial | Services | % of Load | 2034 | 0.00032528
ENS | BTM Battery Control | BTM Battery Control | Interruptible Rider | Manufacturing | % of Load | 2034 | 7.3582e-05
ENS | BTM Battery Control | BTM Battery Control | Interruptible Rider | Miscellaneous | % of Load | 2034 | 0.00019622
ENS | BTM Battery Control | BTM Battery Control | Interruptible Rider | Retail Trade | % of Load | 2034 | 0.00029433
ENS | BTM Battery Control | BTM Battery Control | Residential | Residential LI | % of Load | 2034 | 0.0023756
ENS | BTM Battery Control | BTM Battery Control | Residential | Residential Market Rate | % of Load | 2034 | 0.014789
ENS | EV Charging Control | EV Charging Control | EV | EV | % of Load | 2034 | 0.0079928
ENS | Behavioral DR | Behavioral DR | Residential | Residential LI | % of Load | 2034 | 0.0019174
ENS | Behavioral DR | Behavioral DR | Residential | Residential Market Rate | % of Load | 2034 | 0.012163
ENS | DLC | DLC-Switch-Water Heating | Small Commercial | Miscellaneous | % of Load | 2035 | 0.00029994
ENS | DLC | DLC-Switch-Water Heating | Small Commercial | Offices | % of Load | 2035 | 0.00017506
ENS | DLC | DLC-Switch-Water Heating | Small Commercial | Retail Trade | % of Load | 2035 | 0.001033
ENS | DLC | DLC-Switch-Water Heating | Small Commercial | Services | % of Load | 2035 | 0.0012394
ENS | DLC | DLC-Thermostat-HVAC | Small Commercial | Miscellaneous | % of Load | 2035 | 0.0041798
ENS | DLC | DLC-Thermostat-HVAC | Small Commercial | Offices | % of Load | 2035 | 0.0067777
ENS | DLC | DLC-Thermostat-HVAC | Small Commercial | Retail Trade | % of Load | 2035 | 0.0057576
ENS | DLC | DLC-Thermostat-HVAC | Small Commercial | Services | % of Load | 2035 | 0.0069247
ENS | DLC | DLC-Switch-Water Heating | Small Industrial | Miscellaneous | % of Load | 2035 | 7.6835e-05
ENS | DLC | DLC-Switch-Water Heating | Small Industrial | Offices | % of Load | 2035 | 2.9585e-06
ENS | DLC | DLC-Switch-Water Heating | Small Industrial | Retail Trade | % of Load | 2035 | 2.0678e-05
ENS | DLC | DLC-Switch-Water Heating | Small Industrial | Services | % of Load | 2035 | 2.5777e-05
ENS | DLC | DLC-Thermostat-HVAC | Small Industrial | Miscellaneous | % of Load | 2035 | 0.0011906
ENS | DLC | DLC-Thermostat-HVAC | Small Industrial | Offices | % of Load | 2035 | 0.00012285
ENS | DLC | DLC-Thermostat-HVAC | Small Industrial | Retail Trade | % of Load | 2035 | 0.0001371
ENS | DLC | DLC-Thermostat-HVAC | Small Industrial | Services | % of Load | 2035 | 0.00017091
ENS | DLC | DLC-Switch-Water Heating | Residential | Residential LI | % of Load | 2035 | 0.013274
ENS | DLC | DLC-Switch-Water Heating | Residential | Residential Market Rate | % of Load | 2035 | 0.082493
ENS | DLC | DLC-Thermostat-Heat Pump | Residential | Residential LI | % of Load | 2035 | 0.016296
ENS | DLC | DLC-Thermostat-Heat Pump | Residential | Residential Market Rate | % of Load | 2035 | 0.23167
ENS | DLC | DLC-Thermostat-Electric Furnace | Residential | Residential LI | % of Load | 2035 | 0.044174
ENS | DLC | DLC-Thermostat-Electric Furnace | Residential | Residential Market Rate | % of Load | 2035 | 0.085854
ENS | C&I Curtailment | C&I Curtailment- Manual HVAC Control | Large Commercial | Offices | % of Load | 2035 | 0.00010413
ENS | C&I Curtailment | C&I Curtailment- Manual HVAC Control | Large Commercial | Services | % of Load | 2035 | 0.00023827
ENS | C&I Curtailment | C&I Curtailment- Auto-DR HVAC Control | Large Commercial | Offices | % of Load | 2035 | 0.00067987
ENS | C&I Curtailment | C&I Curtailment- Auto-DR HVAC Control | Large Commercial | Services | % of Load | 2035 | 0.0015556
ENS | C&I Curtailment | C&I Curtailment- Standard Lighting Control | Large Commercial | Offices | % of Load | 2035 | 3.283e-05
ENS | C&I Curtailment | C&I Curtailment- Standard Lighting Control | Large Commercial | Services | % of Load | 2035 | 0.00032743
ENS | C&I Curtailment | C&I Curtailment- Advanced Lighting Control | Large Commercial | Offices | % of Load | 2035 | 1.6415e-05
ENS | C&I Curtailment | C&I Curtailment- Advanced Lighting Control | Large Commercial | Services | % of Load | 2035 | 0.00016371
ENS | C&I Curtailment | C&I Curtailment- Water Heating Control | Large Commercial | Offices | % of Load | 2035 | 5.9463e-06
ENS | C&I Curtailment | C&I Curtailment- Water Heating Control | Large Commercial | Services | % of Load | 2035 | 8.863e-05
ENS | C&I Curtailment | C&I Curtailment- Other | Large Commercial | Offices | % of Load | 2035 | 9.1893e-05
ENS | C&I Curtailment | C&I Curtailment- Other | Large Commercial | Services | % of Load | 2035 | 0.00085698
ENS | C&I Curtailment | C&I Curtailment- Manual HVAC Control | Large Industrial | Miscellaneous | % of Load | 2035 | 0.00016069
ENS | C&I Curtailment | C&I Curtailment- Manual HVAC Control | Large Industrial | Offices | % of Load | 2035 | 2.8115e-05
ENS | C&I Curtailment | C&I Curtailment- Manual HVAC Control | Large Industrial | Retail Trade | % of Load | 2035 | 5.1685e-05
ENS | C&I Curtailment | C&I Curtailment- Manual HVAC Control | Large Industrial | Services | % of Load | 2035 | 2.5563e-05
ENS | C&I Curtailment | C&I Curtailment- Auto-DR HVAC Control | Large Industrial | Miscellaneous | % of Load | 2035 | 0.0010491
ENS | C&I Curtailment | C&I Curtailment- Auto-DR HVAC Control | Large Industrial | Offices | % of Load | 2035 | 0.00018356
ENS | C&I Curtailment | C&I Curtailment- Auto-DR HVAC Control | Large Industrial | Retail Trade | % of Load | 2035 | 0.00033744
ENS | C&I Curtailment | C&I Curtailment- Auto-DR HVAC Control | Large Industrial | Services | % of Load | 2035 | 0.0001669
ENS | C&I Curtailment | C&I Curtailment- Standard Lighting Control | Large Industrial | Miscellaneous | % of Load | 2035 | 0.00025284
ENS | C&I Curtailment | C&I Curtailment- Standard Lighting Control | Large Industrial | Offices | % of Load | 2035 | 1.1862e-05
ENS | C&I Curtailment | C&I Curtailment- Standard Lighting Control | Large Industrial | Retail Trade | % of Load | 2035 | 7.1025e-05
ENS | C&I Curtailment | C&I Curtailment- Standard Lighting Control | Large Industrial | Services | % of Load | 2035 | 3.5129e-05
ENS | C&I Curtailment | C&I Curtailment- Advanced Lighting Control | Large Industrial | Miscellaneous | % of Load | 2035 | 0.00012642
ENS | C&I Curtailment | C&I Curtailment- Advanced Lighting Control | Large Industrial | Offices | % of Load | 2035 | 5.9309e-06
ENS | C&I Curtailment | C&I Curtailment- Advanced Lighting Control | Large Industrial | Retail Trade | % of Load | 2035 | 3.5513e-05
ENS | C&I Curtailment | C&I Curtailment- Advanced Lighting Control | Large Industrial | Services | % of Load | 2035 | 1.7565e-05
ENS | C&I Curtailment | C&I Curtailment- Water Heating Control | Large Industrial | Miscellaneous | % of Load | 2035 | 1.7793e-05
ENS | C&I Curtailment | C&I Curtailment- Water Heating Control | Large Industrial | Offices | % of Load | 2035 | 1.3793e-06
ENS | C&I Curtailment | C&I Curtailment- Water Heating Control | Large Industrial | Retail Trade | % of Load | 2035 | 1.9226e-05
ENS | C&I Curtailment | C&I Curtailment- Water Heating Control | Large Industrial | Services | % of Load | 2035 | 9.509e-06
ENS | C&I Curtailment | C&I Curtailment- Other | Large Industrial | Miscellaneous | % of Load | 2035 | 0.00037456
ENS | C&I Curtailment | C&I Curtailment- Other | Large Industrial | Offices | % of Load | 2035 | 2.6371e-05
ENS | C&I Curtailment | C&I Curtailment- Other | Large Industrial | Retail Trade | % of Load | 2035 | 0.0001859
ENS | C&I Curtailment | C&I Curtailment- Other | Large Industrial | Services | % of Load | 2035 | 9.1945e-05
ENS | C&I Curtailment | C&I Curtailment- Industrial | Large Industrial | Manufacturing | % of Load | 2035 | 0.0025196
ENS | C&I Curtailment | C&I Curtailment- Manual HVAC Control | Interruptible Rider | Miscellaneous | % of Load | 2035 | 0.00051164
ENS | C&I Curtailment | C&I Curtailment- Manual HVAC Control | Interruptible Rider | Retail Trade | % of Load | 2035 | 1.2997e-05
ENS | C&I Curtailment | C&I Curtailment- Auto-DR HVAC Control | Interruptible Rider | Miscellaneous | % of Load | 2035 | 0.0033404
ENS | C&I Curtailment | C&I Curtailment- Auto-DR HVAC Control | Interruptible Rider | Retail Trade | % of Load | 2035 | 8.4856e-05
ENS | C&I Curtailment | C&I Curtailment- Standard Lighting Control | Interruptible Rider | Miscellaneous | % of Load | 2035 | 0.00027137
ENS | C&I Curtailment | C&I Curtailment- Standard Lighting Control | Interruptible Rider | Retail Trade | % of Load | 2035 | 2.067e-05
ENS | C&I Curtailment | C&I Curtailment- Advanced Lighting Control | Interruptible Rider | Miscellaneous | % of Load | 2035 | 0.00013569
ENS | C&I Curtailment | C&I Curtailment- Advanced Lighting Control | Interruptible Rider | Retail Trade | % of Load | 2035 | 1.0335e-05
ENS | C&I Curtailment | C&I Curtailment- Water Heating Control | Interruptible Rider | Miscellaneous | % of Load | 2035 | 2.9916e-05
ENS | C&I Curtailment | C&I Curtailment- Water Heating Control | Interruptible Rider | Retail Trade | % of Load | 2035 | 4.0164e-06
ENS | C&I Curtailment | C&I Curtailment- Other | Interruptible Rider | Miscellaneous | % of Load | 2035 | 0.00053567
ENS | C&I Curtailment | C&I Curtailment- Other | Interruptible Rider | Retail Trade | % of Load | 2035 | 4.3621e-05
ENS | C&I Curtailment | C&I Curtailment- Industrial | Interruptible Rider | Manufacturing | % of Load | 2035 | 0.00087601
ENS | Dynamic Pricing | Dynamic Pricing with enabling tech. | Small Commercial | Manufacturing | % of Load | 2035 | 0.00016815
ENS | Dynamic Pricing | Dynamic Pricing with enabling tech. | Small Commercial | Miscellaneous | % of Load | 2035 | 0.0018341
ENS | Dynamic Pricing | Dynamic Pricing with enabling tech. | Small Commercial | Offices | % of Load | 2035 | 0.0014661
ENS | Dynamic Pricing | Dynamic Pricing with enabling tech. | Small Commercial | Retail Trade | % of Load | 2035 | 0.003283
ENS | Dynamic Pricing | Dynamic Pricing with enabling tech. | Small Commercial | Services | % of Load | 2035 | 0.0039462
ENS | Dynamic Pricing | Dynamic Pricing w/o enabling tech. | Small Commercial | Manufacturing | % of Load | 2035 | 1.1035e-05
ENS | Dynamic Pricing | Dynamic Pricing w/o enabling tech. | Small Commercial | Miscellaneous | % of Load | 2035 | 0.00012036
ENS | Dynamic Pricing | Dynamic Pricing w/o enabling tech. | Small Commercial | Offices | % of Load | 2035 | 9.6213e-05
ENS | Dynamic Pricing | Dynamic Pricing w/o enabling tech. | Small Commercial | Retail Trade | % of Load | 2035 | 0.00021544
ENS | Dynamic Pricing | Dynamic Pricing w/o enabling tech. | Small Commercial | Services | % of Load | 2035 | 0.00025897
ENS | Dynamic Pricing | Dynamic Pricing with enabling tech. | Large Commercial | Offices | % of Load | 2035 | 0.00024971
ENS | Dynamic Pricing | Dynamic Pricing with enabling tech. | Large Commercial | Services | % of Load | 2035 | 0.0015468
ENS | Dynamic Pricing | Dynamic Pricing w/o enabling tech. | Large Commercial | Offices | % of Load | 2035 | 0.00013143
ENS | Dynamic Pricing | Dynamic Pricing w/o enabling tech. | Large Commercial | Services | % of Load | 2035 | 0.0008141
ENS | Dynamic Pricing | Dynamic Pricing with enabling tech. | Small Industrial | Manufacturing | % of Load | 2035 | 0.00030472
ENS | Dynamic Pricing | Dynamic Pricing with enabling tech. | Small Industrial | Miscellaneous | % of Load | 2035 | 0.00043823
ENS | Dynamic Pricing | Dynamic Pricing with enabling tech. | Small Industrial | Offices | % of Load | 2035 | 2.7079e-05
ENS | Dynamic Pricing | Dynamic Pricing with enabling tech. | Small Industrial | Retail Trade | % of Load | 2035 | 7.5308e-05
ENS | Dynamic Pricing | Dynamic Pricing with enabling tech. | Small Industrial | Services | % of Load | 2035 | 9.3879e-05
ENS | Dynamic Pricing | Dynamic Pricing w/o enabling tech. | Small Industrial | Manufacturing | % of Load | 2035 | 1.9997e-05
ENS | Dynamic Pricing | Dynamic Pricing w/o enabling tech. | Small Industrial | Miscellaneous | % of Load | 2035 | 2.8759e-05
ENS | Dynamic Pricing | Dynamic Pricing w/o enabling tech. | Small Industrial | Offices | % of Load | 2035 | 1.7771e-06
ENS | Dynamic Pricing | Dynamic Pricing w/o enabling tech. | Small Industrial | Retail Trade | % of Load | 2035 | 4.9421e-06
ENS | Dynamic Pricing | Dynamic Pricing w/o enabling tech. | Small Industrial | Services | % of Load | 2035 | 6.1608e-06
ENS | Dynamic Pricing | Dynamic Pricing with enabling tech. | Large Industrial | Manufacturing | % of Load | 2035 | 0.0016755
ENS | Dynamic Pricing | Dynamic Pricing with enabling tech. | Large Industrial | Miscellaneous | % of Load | 2035 | 0.00077359
ENS | Dynamic Pricing | Dynamic Pricing with enabling tech. | Large Industrial | Offices | % of Load | 2035 | 7.0567e-05
ENS | Dynamic Pricing | Dynamic Pricing with enabling tech. | Large Industrial | Retail Trade | % of Load | 2035 | 0.00033553
ENS | Dynamic Pricing | Dynamic Pricing with enabling tech. | Large Industrial | Services | % of Load | 2035 | 0.00016595
ENS | Dynamic Pricing | Dynamic Pricing w/o enabling tech. | Large Industrial | Manufacturing | % of Load | 2035 | 0.00088187
ENS | Dynamic Pricing | Dynamic Pricing w/o enabling tech. | Large Industrial | Miscellaneous | % of Load | 2035 | 0.00040715
ENS | Dynamic Pricing | Dynamic Pricing w/o enabling tech. | Large Industrial | Offices | % of Load | 2035 | 3.714e-05
ENS | Dynamic Pricing | Dynamic Pricing w/o enabling tech. | Large Industrial | Retail Trade | % of Load | 2035 | 0.00017659
ENS | Dynamic Pricing | Dynamic Pricing w/o enabling tech. | Large Industrial | Services | % of Load | 2035 | 8.7344e-05
ENS | Dynamic Pricing | Dynamic Pricing with enabling tech. | Interruptible Rider | Manufacturing | % of Load | 2035 | 0.00058255
ENS | Dynamic Pricing | Dynamic Pricing with enabling tech. | Interruptible Rider | Miscellaneous | % of Load | 2035 | 0.0013806
ENS | Dynamic Pricing | Dynamic Pricing with enabling tech. | Interruptible Rider | Retail Trade | % of Load | 2035 | 8.106e-05
ENS | Dynamic Pricing | Dynamic Pricing w/o enabling tech. | Interruptible Rider | Manufacturing | % of Load | 2035 | 0.0003066
ENS | Dynamic Pricing | Dynamic Pricing w/o enabling tech. | Interruptible Rider | Miscellaneous | % of Load | 2035 | 0.00072665
ENS | Dynamic Pricing | Dynamic Pricing w/o enabling tech. | Interruptible Rider | Retail Trade | % of Load | 2035 | 4.2663e-05
ENS | Dynamic Pricing | Dynamic Pricing with enabling tech. | Residential | Residential LI | % of Load | 2035 | 0.010243
ENS | Dynamic Pricing | Dynamic Pricing with enabling tech. | Residential | Residential Market Rate | % of Load | 2035 | 0.064798
ENS | Dynamic Pricing | Dynamic Pricing w/o enabling tech. | Residential | Residential LI | % of Load | 2035 | 0.0074126
ENS | Dynamic Pricing | Dynamic Pricing w/o enabling tech. | Residential | Residential Market Rate | % of Load | 2035 | 0.046893
ENS | BTM Battery Control | BTM Battery Control | Small Commercial | Manufacturing | % of Load | 2035 | 8.4238e-05
ENS | BTM Battery Control | BTM Battery Control | Small Commercial | Miscellaneous | % of Load | 2035 | 0.00062549
ENS | BTM Battery Control | BTM Battery Control | Small Commercial | Offices | % of Load | 2035 | 0.0002154
ENS | BTM Battery Control | BTM Battery Control | Small Commercial | Retail Trade | % of Load | 2035 | 0.00037592
ENS | BTM Battery Control | BTM Battery Control | Small Commercial | Services | % of Load | 2035 | 0.00081828
ENS | BTM Battery Control | BTM Battery Control | Large Commercial | Offices | % of Load | 2035 | 8.6503e-05
ENS | BTM Battery Control | BTM Battery Control | Large Commercial | Services | % of Load | 2035 | 0.00046135
ENS | BTM Battery Control | BTM Battery Control | Small Industrial | Manufacturing | % of Load | 2035 | 2.0553e-06
ENS | BTM Battery Control | BTM Battery Control | Small Industrial | Miscellaneous | % of Load | 2035 | 1.3383e-05
ENS | BTM Battery Control | BTM Battery Control | Small Industrial | Offices | % of Load | 2035 | 5.3017e-06
ENS | BTM Battery Control | BTM Battery Control | Small Industrial | Retail Trade | % of Load | 2035 | 9.2254e-06
ENS | BTM Battery Control | BTM Battery Control | Small Industrial | Services | % of Load | 2035 | 2.0062e-05
ENS | BTM Battery Control | BTM Battery Control | Large Industrial | Manufacturing | % of Load | 2035 | 5.6633e-05
ENS | BTM Battery Control | BTM Battery Control | Large Industrial | Miscellaneous | % of Load | 2035 | 0.00026257
ENS | BTM Battery Control | BTM Battery Control | Large Industrial | Offices | % of Load | 2035 | 3.0891e-05
ENS | BTM Battery Control | BTM Battery Control | Large Industrial | Retail Trade | % of Load | 2035 | 0.00015445
ENS | BTM Battery Control | BTM Battery Control | Large Industrial | Services | % of Load | 2035 | 0.00033465
ENS | BTM Battery Control | BTM Battery Control | Interruptible Rider | Manufacturing | % of Load | 2035 | 7.5701e-05
ENS | BTM Battery Control | BTM Battery Control | Interruptible Rider | Miscellaneous | % of Load | 2035 | 0.00020187
ENS | BTM Battery Control | BTM Battery Control | Interruptible Rider | Retail Trade | % of Load | 2035 | 0.0003028
ENS | BTM Battery Control | BTM Battery Control | Residential | Residential LI | % of Load | 2035 | 0.0024561
ENS | BTM Battery Control | BTM Battery Control | Residential | Residential Market Rate | % of Load | 2035 | 0.01529
ENS | EV Charging Control | EV Charging Control | EV | EV | % of Load | 2035 | 0.0093981
ENS | Behavioral DR | Behavioral DR | Residential | Residential LI | % of Load | 2035 | 0.0019253
ENS | Behavioral DR | Behavioral DR | Residential | Residential Market Rate | % of Load | 2035 | 0.012265
ENS | DLC | DLC-Switch-Water Heating | Small Commercial | Miscellaneous | % of Load | 2036 | 0.00029499
ENS | DLC | DLC-Switch-Water Heating | Small Commercial | Offices | % of Load | 2036 | 0.00017243
ENS | DLC | DLC-Switch-Water Heating | Small Commercial | Retail Trade | % of Load | 2036 | 0.0010264
ENS | DLC | DLC-Switch-Water Heating | Small Commercial | Services | % of Load | 2036 | 0.0012311
ENS | DLC | DLC-Thermostat-HVAC | Small Commercial | Miscellaneous | % of Load | 2036 | 0.0041014
ENS | DLC | DLC-Thermostat-HVAC | Small Commercial | Offices | % of Load | 2036 | 0.0066092
ENS | DLC | DLC-Thermostat-HVAC | Small Commercial | Retail Trade | % of Load | 2036 | 0.0054665
ENS | DLC | DLC-Thermostat-HVAC | Small Commercial | Services | % of Load | 2036 | 0.0065747
ENS | DLC | DLC-Switch-Water Heating | Small Industrial | Miscellaneous | % of Load | 2036 | 7.7724e-05
ENS | DLC | DLC-Switch-Water Heating | Small Industrial | Offices | % of Load | 2036 | 3.0354e-06
ENS | DLC | DLC-Switch-Water Heating | Small Industrial | Retail Trade | % of Load | 2036 | 2.1289e-05
ENS | DLC | DLC-Switch-Water Heating | Small Industrial | Services | % of Load | 2036 | 2.6539e-05
ENS | DLC | DLC-Thermostat-HVAC | Small Industrial | Miscellaneous | % of Load | 2036 | 0.0012632
ENS | DLC | DLC-Thermostat-HVAC | Small Industrial | Offices | % of Load | 2036 | 0.00012568
ENS | DLC | DLC-Thermostat-HVAC | Small Industrial | Retail Trade | % of Load | 2036 | 0.0001384
ENS | DLC | DLC-Thermostat-HVAC | Small Industrial | Services | % of Load | 2036 | 0.00017253
ENS | DLC | DLC-Switch-Water Heating | Residential | Residential LI | % of Load | 2036 | 0.013429
ENS | DLC | DLC-Switch-Water Heating | Residential | Residential Market Rate | % of Load | 2036 | 0.083636
ENS | DLC | DLC-Thermostat-Heat Pump | Residential | Residential LI | % of Load | 2036 | 0.017336
ENS | DLC | DLC-Thermostat-Heat Pump | Residential | Residential Market Rate | % of Load | 2036 | 0.24172
ENS | DLC | DLC-Thermostat-Electric Furnace | Residential | Residential LI | % of Load | 2036 | 0.044833
ENS | DLC | DLC-Thermostat-Electric Furnace | Residential | Residential Market Rate | % of Load | 2036 | 0.084321
ENS | C&I Curtailment | C&I Curtailment- Manual HVAC Control | Large Commercial | Offices | % of Load | 2036 | 0.00010234
ENS | C&I Curtailment | C&I Curtailment- Manual HVAC Control | Large Commercial | Services | % of Load | 2036 | 0.00022741
ENS | C&I Curtailment | C&I Curtailment- Auto-DR HVAC Control | Large Commercial | Offices | % of Load | 2036 | 0.00066818
ENS | C&I Curtailment | C&I Curtailment- Auto-DR HVAC Control | Large Commercial | Services | % of Load | 2036 | 0.0014847
ENS | C&I Curtailment | C&I Curtailment- Standard Lighting Control | Large Commercial | Offices | % of Load | 2036 | 2.9768e-05
ENS | C&I Curtailment | C&I Curtailment- Standard Lighting Control | Large Commercial | Services | % of Load | 2036 | 0.00030545
ENS | C&I Curtailment | C&I Curtailment- Advanced Lighting Control | Large Commercial | Offices | % of Load | 2036 | 1.4884e-05
ENS | C&I Curtailment | C&I Curtailment- Advanced Lighting Control | Large Commercial | Services | % of Load | 2036 | 0.00015273
ENS | C&I Curtailment | C&I Curtailment- Water Heating Control | Large Commercial | Offices | % of Load | 2036 | 5.9452e-06
ENS | C&I Curtailment | C&I Curtailment- Water Heating Control | Large Commercial | Services | % of Load | 2036 | 8.8674e-05
ENS | C&I Curtailment | C&I Curtailment- Other | Large Commercial | Offices | % of Load | 2036 | 9.0152e-05
ENS | C&I Curtailment | C&I Curtailment- Other | Large Commercial | Services | % of Load | 2036 | 0.00084588
ENS | C&I Curtailment | C&I Curtailment- Manual HVAC Control | Large Industrial | Miscellaneous | % of Load | 2036 | 0.00016822
ENS | C&I Curtailment | C&I Curtailment- Manual HVAC Control | Large Industrial | Offices | % of Load | 2036 | 2.9088e-05
ENS | C&I Curtailment | C&I Curtailment- Manual HVAC Control | Large Industrial | Retail Trade | % of Load | 2036 | 5.1812e-05
ENS | C&I Curtailment | C&I Curtailment- Manual HVAC Control | Large Industrial | Services | % of Load | 2036 | 2.5626e-05
ENS | C&I Curtailment | C&I Curtailment- Auto-DR HVAC Control | Large Industrial | Miscellaneous | % of Load | 2036 | 0.0010983
ENS | C&I Curtailment | C&I Curtailment- Auto-DR HVAC Control | Large Industrial | Offices | % of Load | 2036 | 0.00018991
ENS | C&I Curtailment | C&I Curtailment- Auto-DR HVAC Control | Large Industrial | Retail Trade | % of Load | 2036 | 0.00033827
ENS | C&I Curtailment | C&I Curtailment- Auto-DR HVAC Control | Large Industrial | Services | % of Load | 2036 | 0.00016731
ENS | C&I Curtailment | C&I Curtailment- Standard Lighting Control | Large Industrial | Miscellaneous | % of Load | 2036 | 0.00025195
ENS | C&I Curtailment | C&I Curtailment- Standard Lighting Control | Large Industrial | Offices | % of Load | 2036 | 1.1952e-05
ENS | C&I Curtailment | C&I Curtailment- Standard Lighting Control | Large Industrial | Retail Trade | % of Load | 2036 | 6.9592e-05
ENS | C&I Curtailment | C&I Curtailment- Standard Lighting Control | Large Industrial | Services | % of Load | 2036 | 3.442e-05
ENS | C&I Curtailment | C&I Curtailment- Advanced Lighting Control | Large Industrial | Miscellaneous | % of Load | 2036 | 0.00012598
ENS | C&I Curtailment | C&I Curtailment- Advanced Lighting Control | Large Industrial | Offices | % of Load | 2036 | 5.9762e-06
ENS | C&I Curtailment | C&I Curtailment- Advanced Lighting Control | Large Industrial | Retail Trade | % of Load | 2036 | 3.4796e-05
ENS | C&I Curtailment | C&I Curtailment- Advanced Lighting Control | Large Industrial | Services | % of Load | 2036 | 1.721e-05
ENS | C&I Curtailment | C&I Curtailment- Water Heating Control | Large Industrial | Miscellaneous | % of Load | 2036 | 1.8187e-05
ENS | C&I Curtailment | C&I Curtailment- Water Heating Control | Large Industrial | Offices | % of Load | 2036 | 1.4313e-06
ENS | C&I Curtailment | C&I Curtailment- Water Heating Control | Large Industrial | Retail Trade | % of Load | 2036 | 2.0203e-05
ENS | C&I Curtailment | C&I Curtailment- Water Heating Control | Large Industrial | Services | % of Load | 2036 | 9.9925e-06
ENS | C&I Curtailment | C&I Curtailment- Other | Large Industrial | Miscellaneous | % of Load | 2036 | 0.00038109
ENS | C&I Curtailment | C&I Curtailment- Other | Large Industrial | Offices | % of Load | 2036 | 2.7372e-05
ENS | C&I Curtailment | C&I Curtailment- Other | Large Industrial | Retail Trade | % of Load | 2036 | 0.00019272
ENS | C&I Curtailment | C&I Curtailment- Other | Large Industrial | Services | % of Load | 2036 | 9.532e-05
ENS | C&I Curtailment | C&I Curtailment- Industrial | Large Industrial | Manufacturing | % of Load | 2036 | 0.0025632
ENS | C&I Curtailment | C&I Curtailment- Manual HVAC Control | Interruptible Rider | Miscellaneous | % of Load | 2036 | 0.00052049
ENS | C&I Curtailment | C&I Curtailment- Manual HVAC Control | Interruptible Rider | Retail Trade | % of Load | 2036 | 1.3018e-05
ENS | C&I Curtailment | C&I Curtailment- Auto-DR HVAC Control | Interruptible Rider | Miscellaneous | % of Load | 2036 | 0.0033982
ENS | C&I Curtailment | C&I Curtailment- Auto-DR HVAC Control | Interruptible Rider | Retail Trade | % of Load | 2036 | 8.4995e-05
ENS | C&I Curtailment | C&I Curtailment- Standard Lighting Control | Interruptible Rider | Miscellaneous | % of Load | 2036 | 0.00026877
ENS | C&I Curtailment | C&I Curtailment- Standard Lighting Control | Interruptible Rider | Retail Trade | % of Load | 2036 | 2.0649e-05
ENS | C&I Curtailment | C&I Curtailment- Advanced Lighting Control | Interruptible Rider | Miscellaneous | % of Load | 2036 | 0.00013438
ENS | C&I Curtailment | C&I Curtailment- Advanced Lighting Control | Interruptible Rider | Retail Trade | % of Load | 2036 | 1.0324e-05
ENS | C&I Curtailment | C&I Curtailment- Water Heating Control | Interruptible Rider | Miscellaneous | % of Load | 2036 | 3.0416e-05
ENS | C&I Curtailment | C&I Curtailment- Water Heating Control | Interruptible Rider | Retail Trade | % of Load | 2036 | 4.1028e-06
ENS | C&I Curtailment | C&I Curtailment- Other | Interruptible Rider | Miscellaneous | % of Load | 2036 | 0.00054413
ENS | C&I Curtailment | C&I Curtailment- Other | Interruptible Rider | Retail Trade | % of Load | 2036 | 4.4471e-05
ENS | C&I Curtailment | C&I Curtailment- Industrial | Interruptible Rider | Manufacturing | % of Load | 2036 | 0.00087926
ENS | Dynamic Pricing | Dynamic Pricing with enabling tech. | Small Commercial | Manufacturing | % of Load | 2036 | 0.00016259
ENS | Dynamic Pricing | Dynamic Pricing with enabling tech. | Small Commercial | Miscellaneous | % of Load | 2036 | 0.0017842
ENS | Dynamic Pricing | Dynamic Pricing with enabling tech. | Small Commercial | Offices | % of Load | 2036 | 0.0014267
ENS | Dynamic Pricing | Dynamic Pricing with enabling tech. | Small Commercial | Retail Trade | % of Load | 2036 | 0.0031897
ENS | Dynamic Pricing | Dynamic Pricing with enabling tech. | Small Commercial | Services | % of Load | 2036 | 0.0038336
ENS | Dynamic Pricing | Dynamic Pricing w/o enabling tech. | Small Commercial | Manufacturing | % of Load | 2036 | 1.067e-05
ENS | Dynamic Pricing | Dynamic Pricing w/o enabling tech. | Small Commercial | Miscellaneous | % of Load | 2036 | 0.00011709
ENS | Dynamic Pricing | Dynamic Pricing w/o enabling tech. | Small Commercial | Offices | % of Load | 2036 | 9.3625e-05
ENS | Dynamic Pricing | Dynamic Pricing w/o enabling tech. | Small Commercial | Retail Trade | % of Load | 2036 | 0.00020932
ENS | Dynamic Pricing | Dynamic Pricing w/o enabling tech. | Small Commercial | Services | % of Load | 2036 | 0.00025158
ENS | Dynamic Pricing | Dynamic Pricing with enabling tech. | Large Commercial | Offices | % of Load | 2036 | 0.00024428
ENS | Dynamic Pricing | Dynamic Pricing with enabling tech. | Large Commercial | Services | % of Load | 2036 | 0.0015119
ENS | Dynamic Pricing | Dynamic Pricing w/o enabling tech. | Large Commercial | Offices | % of Load | 2036 | 0.00012857
ENS | Dynamic Pricing | Dynamic Pricing w/o enabling tech. | Large Commercial | Services | % of Load | 2036 | 0.00079573
ENS | Dynamic Pricing | Dynamic Pricing with enabling tech. | Small Industrial | Manufacturing | % of Load | 2036 | 0.00030826
ENS | Dynamic Pricing | Dynamic Pricing with enabling tech. | Small Industrial | Miscellaneous | % of Load | 2036 | 0.00044654
ENS | Dynamic Pricing | Dynamic Pricing with enabling tech. | Small Industrial | Offices | % of Load | 2036 | 2.7701e-05
ENS | Dynamic Pricing | Dynamic Pricing with enabling tech. | Small Industrial | Retail Trade | % of Load | 2036 | 7.6994e-05
ENS | Dynamic Pricing | Dynamic Pricing with enabling tech. | Small Industrial | Services | % of Load | 2036 | 9.5981e-05
ENS | Dynamic Pricing | Dynamic Pricing w/o enabling tech. | Small Industrial | Manufacturing | % of Load | 2036 | 2.0229e-05
ENS | Dynamic Pricing | Dynamic Pricing w/o enabling tech. | Small Industrial | Miscellaneous | % of Load | 2036 | 2.9304e-05
ENS | Dynamic Pricing | Dynamic Pricing w/o enabling tech. | Small Industrial | Offices | % of Load | 2036 | 1.8179e-06
ENS | Dynamic Pricing | Dynamic Pricing w/o enabling tech. | Small Industrial | Retail Trade | % of Load | 2036 | 5.0527e-06
ENS | Dynamic Pricing | Dynamic Pricing w/o enabling tech. | Small Industrial | Services | % of Load | 2036 | 6.2988e-06
ENS | Dynamic Pricing | Dynamic Pricing with enabling tech. | Large Industrial | Manufacturing | % of Load | 2036 | 0.0017045
ENS | Dynamic Pricing | Dynamic Pricing with enabling tech. | Large Industrial | Miscellaneous | % of Load | 2036 | 0.00079025
ENS | Dynamic Pricing | Dynamic Pricing with enabling tech. | Large Industrial | Offices | % of Load | 2036 | 7.3008e-05
ENS | Dynamic Pricing | Dynamic Pricing with enabling tech. | Large Industrial | Retail Trade | % of Load | 2036 | 0.00034446
ENS | Dynamic Pricing | Dynamic Pricing with enabling tech. | Large Industrial | Services | % of Load | 2036 | 0.00017037
ENS | Dynamic Pricing | Dynamic Pricing w/o enabling tech. | Large Industrial | Manufacturing | % of Load | 2036 | 0.00089711
ENS | Dynamic Pricing | Dynamic Pricing w/o enabling tech. | Large Industrial | Miscellaneous | % of Load | 2036 | 0.00041592
ENS | Dynamic Pricing | Dynamic Pricing w/o enabling tech. | Large Industrial | Offices | % of Load | 2036 | 3.8425e-05
ENS | Dynamic Pricing | Dynamic Pricing w/o enabling tech. | Large Industrial | Retail Trade | % of Load | 2036 | 0.0001813
ENS | Dynamic Pricing | Dynamic Pricing w/o enabling tech. | Large Industrial | Services | % of Load | 2036 | 8.9669e-05
ENS | Dynamic Pricing | Dynamic Pricing with enabling tech. | Interruptible Rider | Manufacturing | % of Load | 2036 | 0.00058471
ENS | Dynamic Pricing | Dynamic Pricing with enabling tech. | Interruptible Rider | Miscellaneous | % of Load | 2036 | 0.0014007
ENS | Dynamic Pricing | Dynamic Pricing with enabling tech. | Interruptible Rider | Retail Trade | % of Load | 2036 | 8.2229e-05
ENS | Dynamic Pricing | Dynamic Pricing w/o enabling tech. | Interruptible Rider | Manufacturing | % of Load | 2036 | 0.00030774
ENS | Dynamic Pricing | Dynamic Pricing w/o enabling tech. | Interruptible Rider | Miscellaneous | % of Load | 2036 | 0.0007372
ENS | Dynamic Pricing | Dynamic Pricing w/o enabling tech. | Interruptible Rider | Retail Trade | % of Load | 2036 | 4.3279e-05
ENS | Dynamic Pricing | Dynamic Pricing with enabling tech. | Residential | Residential LI | % of Load | 2036 | 0.010282
ENS | Dynamic Pricing | Dynamic Pricing with enabling tech. | Residential | Residential Market Rate | % of Load | 2036 | 0.065243
ENS | Dynamic Pricing | Dynamic Pricing w/o enabling tech. | Residential | Residential LI | % of Load | 2036 | 0.0074406
ENS | Dynamic Pricing | Dynamic Pricing w/o enabling tech. | Residential | Residential Market Rate | % of Load | 2036 | 0.047215
ENS | BTM Battery Control | BTM Battery Control | Small Commercial | Manufacturing | % of Load | 2036 | 8.6481e-05
ENS | BTM Battery Control | BTM Battery Control | Small Commercial | Miscellaneous | % of Load | 2036 | 0.0006429
ENS | BTM Battery Control | BTM Battery Control | Small Commercial | Offices | % of Load | 2036 | 0.00022128
ENS | BTM Battery Control | BTM Battery Control | Small Commercial | Retail Trade | % of Load | 2036 | 0.00038607
ENS | BTM Battery Control | BTM Battery Control | Small Commercial | Services | % of Load | 2036 | 0.0008405
ENS | BTM Battery Control | BTM Battery Control | Large Commercial | Offices | % of Load | 2036 | 8.8864e-05
ENS | BTM Battery Control | BTM Battery Control | Large Commercial | Services | % of Load | 2036 | 0.00047394
ENS | BTM Battery Control | BTM Battery Control | Small Industrial | Manufacturing | % of Load | 2036 | 2.1114e-06
ENS | BTM Battery Control | BTM Battery Control | Small Industrial | Miscellaneous | % of Load | 2036 | 1.3748e-05
ENS | BTM Battery Control | BTM Battery Control | Small Industrial | Offices | % of Load | 2036 | 5.4464e-06
ENS | BTM Battery Control | BTM Battery Control | Small Industrial | Retail Trade | % of Load | 2036 | 9.4772e-06
ENS | BTM Battery Control | BTM Battery Control | Small Industrial | Services | % of Load | 2036 | 2.061e-05
ENS | BTM Battery Control | BTM Battery Control | Large Industrial | Manufacturing | % of Load | 2036 | 5.8179e-05
ENS | BTM Battery Control | BTM Battery Control | Large Industrial | Miscellaneous | % of Load | 2036 | 0.00026974
ENS | BTM Battery Control | BTM Battery Control | Large Industrial | Offices | % of Load | 2036 | 3.1734e-05
ENS | BTM Battery Control | BTM Battery Control | Large Industrial | Retail Trade | % of Load | 2036 | 0.00015867
ENS | BTM Battery Control | BTM Battery Control | Large Industrial | Services | % of Load | 2036 | 0.00034378
ENS | BTM Battery Control | BTM Battery Control | Interruptible Rider | Manufacturing | % of Load | 2036 | 7.7767e-05
ENS | BTM Battery Control | BTM Battery Control | Interruptible Rider | Miscellaneous | % of Load | 2036 | 0.00020738
ENS | BTM Battery Control | BTM Battery Control | Interruptible Rider | Retail Trade | % of Load | 2036 | 0.00031107
ENS | BTM Battery Control | BTM Battery Control | Residential | Residential LI | % of Load | 2036 | 0.0025355
ENS | BTM Battery Control | BTM Battery Control | Residential | Residential Market Rate | % of Load | 2036 | 0.015785
ENS | EV Charging Control | EV Charging Control | EV | EV | % of Load | 2036 | 0.010968
ENS | Behavioral DR | Behavioral DR | Residential | Residential LI | % of Load | 2036 | 0.0019326
ENS | Behavioral DR | Behavioral DR | Residential | Residential Market Rate | % of Load | 2036 | 0.012382
ENS | DLC | DLC-Switch-Water Heating | Small Commercial | Miscellaneous | % of Load | 2037 | 0.00029335
ENS | DLC | DLC-Switch-Water Heating | Small Commercial | Offices | % of Load | 2037 | 0.00017134
ENS | DLC | DLC-Switch-Water Heating | Small Commercial | Retail Trade | % of Load | 2037 | 0.0010261
ENS | DLC | DLC-Switch-Water Heating | Small Commercial | Services | % of Load | 2037 | 0.0012305
ENS | DLC | DLC-Thermostat-HVAC | Small Commercial | Miscellaneous | % of Load | 2037 | 0.0041672
ENS | DLC | DLC-Thermostat-HVAC | Small Commercial | Offices | % of Load | 2037 | 0.0065216
ENS | DLC | DLC-Thermostat-HVAC | Small Commercial | Retail Trade | % of Load | 2037 | 0.0052983
ENS | DLC | DLC-Thermostat-HVAC | Small Commercial | Services | % of Load | 2037 | 0.006372
ENS | DLC | DLC-Switch-Water Heating | Small Industrial | Miscellaneous | % of Load | 2037 | 7.8199e-05
ENS | DLC | DLC-Switch-Water Heating | Small Industrial | Offices | % of Load | 2037 | 3.0608e-06
ENS | DLC | DLC-Switch-Water Heating | Small Industrial | Retail Trade | % of Load | 2037 | 2.1525e-05
ENS | DLC | DLC-Switch-Water Heating | Small Industrial | Services | % of Load | 2037 | 2.6834e-05
ENS | DLC | DLC-Thermostat-HVAC | Small Industrial | Miscellaneous | % of Load | 2037 | 0.0012741
ENS | DLC | DLC-Thermostat-HVAC | Small Industrial | Offices | % of Load | 2037 | 0.00012641
ENS | DLC | DLC-Thermostat-HVAC | Small Industrial | Retail Trade | % of Load | 2037 | 0.00013767
ENS | DLC | DLC-Thermostat-HVAC | Small Industrial | Services | % of Load | 2037 | 0.00017162
ENS | DLC | DLC-Switch-Water Heating | Residential | Residential LI | % of Load | 2037 | 0.013531
ENS | DLC | DLC-Switch-Water Heating | Residential | Residential Market Rate | % of Load | 2037 | 0.084437
ENS | DLC | DLC-Thermostat-Heat Pump | Residential | Residential LI | % of Load | 2037 | 0.018015
ENS | DLC | DLC-Thermostat-Heat Pump | Residential | Residential Market Rate | % of Load | 2037 | 0.24698
ENS | DLC | DLC-Thermostat-Electric Furnace | Residential | Residential LI | % of Load | 2037 | 0.044688
ENS | DLC | DLC-Thermostat-Electric Furnace | Residential | Residential Market Rate | % of Load | 2037 | 0.081179
ENS | C&I Curtailment | C&I Curtailment- Manual HVAC Control | Large Commercial | Offices | % of Load | 2037 | 0.00010176
ENS | C&I Curtailment | C&I Curtailment- Manual HVAC Control | Large Commercial | Services | % of Load | 2037 | 0.00022162
ENS | C&I Curtailment | C&I Curtailment- Auto-DR HVAC Control | Large Commercial | Offices | % of Load | 2037 | 0.00066437
ENS | C&I Curtailment | C&I Curtailment- Auto-DR HVAC Control | Large Commercial | Services | % of Load | 2037 | 0.0014469
ENS | C&I Curtailment | C&I Curtailment- Standard Lighting Control | Large Commercial | Offices | % of Load | 2037 | 2.8004e-05
ENS | C&I Curtailment | C&I Curtailment- Standard Lighting Control | Large Commercial | Services | % of Load | 2037 | 0.0002933
ENS | C&I Curtailment | C&I Curtailment- Advanced Lighting Control | Large Commercial | Offices | % of Load | 2037 | 1.4002e-05
ENS | C&I Curtailment | C&I Curtailment- Advanced Lighting Control | Large Commercial | Services | % of Load | 2037 | 0.00014665
ENS | C&I Curtailment | C&I Curtailment- Water Heating Control | Large Commercial | Offices | % of Load | 2037 | 5.9783e-06
ENS | C&I Curtailment | C&I Curtailment- Water Heating Control | Large Commercial | Services | % of Load | 2037 | 8.921e-05
ENS | C&I Curtailment | C&I Curtailment- Other | Large Commercial | Offices | % of Load | 2037 | 8.9505e-05
ENS | C&I Curtailment | C&I Curtailment- Other | Large Commercial | Services | % of Load | 2037 | 0.00084328
ENS | C&I Curtailment | C&I Curtailment- Manual HVAC Control | Large Industrial | Miscellaneous | % of Load | 2037 | 0.00017766
ENS | C&I Curtailment | C&I Curtailment- Manual HVAC Control | Large Industrial | Offices | % of Load | 2037 | 2.9601e-05
ENS | C&I Curtailment | C&I Curtailment- Manual HVAC Control | Large Industrial | Retail Trade | % of Load | 2037 | 5.1745e-05
ENS | C&I Curtailment | C&I Curtailment- Manual HVAC Control | Large Industrial | Services | % of Load | 2037 | 2.5593e-05
ENS | C&I Curtailment | C&I Curtailment- Auto-DR HVAC Control | Large Industrial | Miscellaneous | % of Load | 2037 | 0.0011599
ENS | C&I Curtailment | C&I Curtailment- Auto-DR HVAC Control | Large Industrial | Offices | % of Load | 2037 | 0.00019326
ENS | C&I Curtailment | C&I Curtailment- Auto-DR HVAC Control | Large Industrial | Retail Trade | % of Load | 2037 | 0.00033784
ENS | C&I Curtailment | C&I Curtailment- Auto-DR HVAC Control | Large Industrial | Services | % of Load | 2037 | 0.00016709
ENS | C&I Curtailment | C&I Curtailment- Standard Lighting Control | Large Industrial | Miscellaneous | % of Load | 2037 | 0.00025113
ENS | C&I Curtailment | C&I Curtailment- Standard Lighting Control | Large Industrial | Offices | % of Load | 2037 | 1.1874e-05
ENS | C&I Curtailment | C&I Curtailment- Standard Lighting Control | Large Industrial | Retail Trade | % of Load | 2037 | 6.8482e-05
ENS | C&I Curtailment | C&I Curtailment- Standard Lighting Control | Large Industrial | Services | % of Load | 2037 | 3.3871e-05
ENS | C&I Curtailment | C&I Curtailment- Advanced Lighting Control | Large Industrial | Miscellaneous | % of Load | 2037 | 0.00012557
ENS | C&I Curtailment | C&I Curtailment- Advanced Lighting Control | Large Industrial | Offices | % of Load | 2037 | 5.9372e-06
ENS | C&I Curtailment | C&I Curtailment- Advanced Lighting Control | Large Industrial | Retail Trade | % of Load | 2037 | 3.4241e-05
ENS | C&I Curtailment | C&I Curtailment- Advanced Lighting Control | Large Industrial | Services | % of Load | 2037 | 1.6936e-05
ENS | C&I Curtailment | C&I Curtailment- Water Heating Control | Large Industrial | Miscellaneous | % of Load | 2037 | 1.8459e-05
ENS | C&I Curtailment | C&I Curtailment- Water Heating Control | Large Industrial | Offices | % of Load | 2037 | 1.4602e-06
ENS | C&I Curtailment | C&I Curtailment- Water Heating Control | Large Industrial | Retail Trade | % of Load | 2037 | 2.0829e-05
ENS | C&I Curtailment | C&I Curtailment- Water Heating Control | Large Industrial | Services | % of Load | 2037 | 1.0302e-05
ENS | C&I Curtailment | C&I Curtailment- Other | Large Industrial | Miscellaneous | % of Load | 2037 | 0.00038591
ENS | C&I Curtailment | C&I Curtailment- Other | Large Industrial | Offices | % of Load | 2037 | 2.7933e-05
ENS | C&I Curtailment | C&I Curtailment- Other | Large Industrial | Retail Trade | % of Load | 2037 | 0.00019689
ENS | C&I Curtailment | C&I Curtailment- Other | Large Industrial | Services | % of Load | 2037 | 9.7384e-05
ENS | C&I Curtailment | C&I Curtailment- Industrial | Large Industrial | Manufacturing | % of Load | 2037 | 0.0025678
ENS | C&I Curtailment | C&I Curtailment- Manual HVAC Control | Interruptible Rider | Miscellaneous | % of Load | 2037 | 0.00051939
ENS | C&I Curtailment | C&I Curtailment- Manual HVAC Control | Interruptible Rider | Retail Trade | % of Load | 2037 | 1.2853e-05
ENS | C&I Curtailment | C&I Curtailment- Auto-DR HVAC Control | Interruptible Rider | Miscellaneous | % of Load | 2037 | 0.003391
ENS | C&I Curtailment | C&I Curtailment- Auto-DR HVAC Control | Interruptible Rider | Retail Trade | % of Load | 2037 | 8.3916e-05
ENS | C&I Curtailment | C&I Curtailment- Standard Lighting Control | Interruptible Rider | Miscellaneous | % of Load | 2037 | 0.0002627
ENS | C&I Curtailment | C&I Curtailment- Standard Lighting Control | Interruptible Rider | Retail Trade | % of Load | 2037 | 2.0313e-05
ENS | C&I Curtailment | C&I Curtailment- Advanced Lighting Control | Interruptible Rider | Miscellaneous | % of Load | 2037 | 0.00013135
ENS | C&I Curtailment | C&I Curtailment- Advanced Lighting Control | Interruptible Rider | Retail Trade | % of Load | 2037 | 1.0156e-05
ENS | C&I Curtailment | C&I Curtailment- Water Heating Control | Interruptible Rider | Miscellaneous | % of Load | 2037 | 3.0456e-05
ENS | C&I Curtailment | C&I Curtailment- Water Heating Control | Interruptible Rider | Retail Trade | % of Load | 2037 | 4.1175e-06
ENS | C&I Curtailment | C&I Curtailment- Other | Interruptible Rider | Miscellaneous | % of Load | 2037 | 0.0005441
ENS | C&I Curtailment | C&I Curtailment- Other | Interruptible Rider | Retail Trade | % of Load | 2037 | 4.4541e-05
ENS | C&I Curtailment | C&I Curtailment- Industrial | Interruptible Rider | Manufacturing | % of Load | 2037 | 0.00086893
ENS | Dynamic Pricing | Dynamic Pricing with enabling tech. | Small Commercial | Manufacturing | % of Load | 2037 | 0.00015877
ENS | Dynamic Pricing | Dynamic Pricing with enabling tech. | Small Commercial | Miscellaneous | % of Load | 2037 | 0.00177
ENS | Dynamic Pricing | Dynamic Pricing with enabling tech. | Small Commercial | Offices | % of Load | 2037 | 0.0014057
ENS | Dynamic Pricing | Dynamic Pricing with enabling tech. | Small Commercial | Retail Trade | % of Load | 2037 | 0.0031412
ENS | Dynamic Pricing | Dynamic Pricing with enabling tech. | Small Commercial | Services | % of Load | 2037 | 0.0037748
ENS | Dynamic Pricing | Dynamic Pricing w/o enabling tech. | Small Commercial | Manufacturing | % of Load | 2037 | 1.0419e-05
ENS | Dynamic Pricing | Dynamic Pricing w/o enabling tech. | Small Commercial | Miscellaneous | % of Load | 2037 | 0.00011615
ENS | Dynamic Pricing | Dynamic Pricing w/o enabling tech. | Small Commercial | Offices | % of Load | 2037 | 9.2248e-05
ENS | Dynamic Pricing | Dynamic Pricing w/o enabling tech. | Small Commercial | Retail Trade | % of Load | 2037 | 0.00020614
ENS | Dynamic Pricing | Dynamic Pricing w/o enabling tech. | Small Commercial | Services | % of Load | 2037 | 0.00024772
ENS | Dynamic Pricing | Dynamic Pricing with enabling tech. | Large Commercial | Offices | % of Load | 2037 | 0.00024213
ENS | Dynamic Pricing | Dynamic Pricing with enabling tech. | Large Commercial | Services | % of Load | 2037 | 0.0014977
ENS | Dynamic Pricing | Dynamic Pricing w/o enabling tech. | Large Commercial | Offices | % of Load | 2037 | 0.00012744
ENS | Dynamic Pricing | Dynamic Pricing w/o enabling tech. | Large Commercial | Services | % of Load | 2037 | 0.00078826
ENS | Dynamic Pricing | Dynamic Pricing with enabling tech. | Small Industrial | Manufacturing | % of Load | 2037 | 0.00030692
ENS | Dynamic Pricing | Dynamic Pricing with enabling tech. | Small Industrial | Miscellaneous | % of Load | 2037 | 0.00044727
ENS | Dynamic Pricing | Dynamic Pricing with enabling tech. | Small Industrial | Offices | % of Load | 2037 | 2.7851e-05
ENS | Dynamic Pricing | Dynamic Pricing with enabling tech. | Small Industrial | Retail Trade | % of Load | 2037 | 7.7374e-05
ENS | Dynamic Pricing | Dynamic Pricing with enabling tech. | Small Industrial | Services | % of Load | 2037 | 9.6455e-05
ENS | Dynamic Pricing | Dynamic Pricing w/o enabling tech. | Small Industrial | Manufacturing | % of Load | 2037 | 2.0142e-05
ENS | Dynamic Pricing | Dynamic Pricing w/o enabling tech. | Small Industrial | Miscellaneous | % of Load | 2037 | 2.9352e-05
ENS | Dynamic Pricing | Dynamic Pricing w/o enabling tech. | Small Industrial | Offices | % of Load | 2037 | 1.8277e-06
ENS | Dynamic Pricing | Dynamic Pricing w/o enabling tech. | Small Industrial | Retail Trade | % of Load | 2037 | 5.0777e-06
ENS | Dynamic Pricing | Dynamic Pricing w/o enabling tech. | Small Industrial | Services | % of Load | 2037 | 6.3299e-06
ENS | Dynamic Pricing | Dynamic Pricing with enabling tech. | Large Industrial | Manufacturing | % of Load | 2037 | 0.0017076
ENS | Dynamic Pricing | Dynamic Pricing with enabling tech. | Large Industrial | Miscellaneous | % of Load | 2037 | 0.00080671
ENS | Dynamic Pricing | Dynamic Pricing with enabling tech. | Large Industrial | Offices | % of Load | 2037 | 7.429e-05
ENS | Dynamic Pricing | Dynamic Pricing with enabling tech. | Large Industrial | Retail Trade | % of Load | 2037 | 0.00034969
ENS | Dynamic Pricing | Dynamic Pricing with enabling tech. | Large Industrial | Services | % of Load | 2037 | 0.00017296
ENS | Dynamic Pricing | Dynamic Pricing w/o enabling tech. | Large Industrial | Manufacturing | % of Load | 2037 | 0.00089872
ENS | Dynamic Pricing | Dynamic Pricing w/o enabling tech. | Large Industrial | Miscellaneous | % of Load | 2037 | 0.00042458
ENS | Dynamic Pricing | Dynamic Pricing w/o enabling tech. | Large Industrial | Offices | % of Load | 2037 | 3.91e-05
ENS | Dynamic Pricing | Dynamic Pricing w/o enabling tech. | Large Industrial | Retail Trade | % of Load | 2037 | 0.00018405
ENS | Dynamic Pricing | Dynamic Pricing w/o enabling tech. | Large Industrial | Services | % of Load | 2037 | 9.1029e-05
ENS | Dynamic Pricing | Dynamic Pricing with enabling tech. | Interruptible Rider | Manufacturing | % of Load | 2037 | 0.00057784
ENS | Dynamic Pricing | Dynamic Pricing with enabling tech. | Interruptible Rider | Miscellaneous | % of Load | 2037 | 0.0013972
ENS | Dynamic Pricing | Dynamic Pricing with enabling tech. | Interruptible Rider | Retail Trade | % of Load | 2037 | 8.202e-05
ENS | Dynamic Pricing | Dynamic Pricing w/o enabling tech. | Interruptible Rider | Manufacturing | % of Load | 2037 | 0.00030413
ENS | Dynamic Pricing | Dynamic Pricing w/o enabling tech. | Interruptible Rider | Miscellaneous | % of Load | 2037 | 0.00073534
ENS | Dynamic Pricing | Dynamic Pricing w/o enabling tech. | Interruptible Rider | Retail Trade | % of Load | 2037 | 4.3168e-05
ENS | Dynamic Pricing | Dynamic Pricing with enabling tech. | Residential | Residential LI | % of Load | 2037 | 0.010293
ENS | Dynamic Pricing | Dynamic Pricing with enabling tech. | Residential | Residential Market Rate | % of Load | 2037 | 0.065494
ENS | Dynamic Pricing | Dynamic Pricing w/o enabling tech. | Residential | Residential LI | % of Load | 2037 | 0.0074492
ENS | Dynamic Pricing | Dynamic Pricing w/o enabling tech. | Residential | Residential Market Rate | % of Load | 2037 | 0.047397
ENS | BTM Battery Control | BTM Battery Control | Small Commercial | Manufacturing | % of Load | 2037 | 8.7086e-05
ENS | BTM Battery Control | BTM Battery Control | Small Commercial | Miscellaneous | % of Load | 2037 | 0.00064769
ENS | BTM Battery Control | BTM Battery Control | Small Commercial | Offices | % of Load | 2037 | 0.00022278
ENS | BTM Battery Control | BTM Battery Control | Small Commercial | Retail Trade | % of Load | 2037 | 0.00038877
ENS | BTM Battery Control | BTM Battery Control | Small Commercial | Services | % of Load | 2037 | 0.00084633
ENS | BTM Battery Control | BTM Battery Control | Large Commercial | Offices | % of Load | 2037 | 8.9487e-05
ENS | BTM Battery Control | BTM Battery Control | Large Commercial | Services | % of Load | 2037 | 0.00047726
ENS | BTM Battery Control | BTM Battery Control | Small Industrial | Manufacturing | % of Load | 2037 | 2.1262e-06
ENS | BTM Battery Control | BTM Battery Control | Small Industrial | Miscellaneous | % of Load | 2037 | 1.3844e-05
ENS | BTM Battery Control | BTM Battery Control | Small Industrial | Offices | % of Load | 2037 | 5.4845e-06
ENS | BTM Battery Control | BTM Battery Control | Small Industrial | Retail Trade | % of Load | 2037 | 9.5436e-06
ENS | BTM Battery Control | BTM Battery Control | Small Industrial | Services | % of Load | 2037 | 2.0754e-05
ENS | BTM Battery Control | BTM Battery Control | Large Industrial | Manufacturing | % of Load | 2037 | 5.8586e-05
ENS | BTM Battery Control | BTM Battery Control | Large Industrial | Miscellaneous | % of Load | 2037 | 0.00027163
ENS | BTM Battery Control | BTM Battery Control | Large Industrial | Offices | % of Load | 2037 | 3.1956e-05
ENS | BTM Battery Control | BTM Battery Control | Large Industrial | Retail Trade | % of Load | 2037 | 0.00015978
ENS | BTM Battery Control | BTM Battery Control | Large Industrial | Services | % of Load | 2037 | 0.00034619
ENS | BTM Battery Control | BTM Battery Control | Interruptible Rider | Manufacturing | % of Load | 2037 | 7.8312e-05
ENS | BTM Battery Control | BTM Battery Control | Interruptible Rider | Miscellaneous | % of Load | 2037 | 0.00020883
ENS | BTM Battery Control | BTM Battery Control | Interruptible Rider | Retail Trade | % of Load | 2037 | 0.00031325
ENS | BTM Battery Control | BTM Battery Control | Residential | Residential LI | % of Load | 2037 | 0.0025658
ENS | BTM Battery Control | BTM Battery Control | Residential | Residential Market Rate | % of Load | 2037 | 0.015973
ENS | EV Charging Control | EV Charging Control | EV | EV | % of Load | 2037 | 0.012473
ENS | Behavioral DR | Behavioral DR | Residential | Residential LI | % of Load | 2037 | 0.0019349
ENS | Behavioral DR | Behavioral DR | Residential | Residential Market Rate | % of Load | 2037 | 0.012458
ENS | DLC | DLC-Switch-Water Heating | Small Commercial | Miscellaneous | % of Load | 2038 | 0.00029229
ENS | DLC | DLC-Switch-Water Heating | Small Commercial | Offices | % of Load | 2038 | 0.00017036
ENS | DLC | DLC-Switch-Water Heating | Small Commercial | Retail Trade | % of Load | 2038 | 0.0010258
ENS | DLC | DLC-Switch-Water Heating | Small Commercial | Services | % of Load | 2038 | 0.0012297
ENS | DLC | DLC-Thermostat-HVAC | Small Commercial | Miscellaneous | % of Load | 2038 | 0.0040733
ENS | DLC | DLC-Thermostat-HVAC | Small Commercial | Offices | % of Load | 2038 | 0.0064377
ENS | DLC | DLC-Thermostat-HVAC | Small Commercial | Retail Trade | % of Load | 2038 | 0.0051246
ENS | DLC | DLC-Thermostat-HVAC | Small Commercial | Services | % of Load | 2038 | 0.0061626
ENS | DLC | DLC-Switch-Water Heating | Small Industrial | Miscellaneous | % of Load | 2038 | 7.9104e-05
ENS | DLC | DLC-Switch-Water Heating | Small Industrial | Offices | % of Load | 2038 | 3.0853e-06
ENS | DLC | DLC-Switch-Water Heating | Small Industrial | Retail Trade | % of Load | 2038 | 2.1759e-05
ENS | DLC | DLC-Switch-Water Heating | Small Industrial | Services | % of Load | 2038 | 2.7125e-05
ENS | DLC | DLC-Thermostat-HVAC | Small Industrial | Miscellaneous | % of Load | 2038 | 0.0012732
ENS | DLC | DLC-Thermostat-HVAC | Small Industrial | Offices | % of Load | 2038 | 0.00012709
ENS | DLC | DLC-Thermostat-HVAC | Small Industrial | Retail Trade | % of Load | 2038 | 0.00013682
ENS | DLC | DLC-Thermostat-HVAC | Small Industrial | Services | % of Load | 2038 | 0.00017056
ENS | DLC | DLC-Switch-Water Heating | Residential | Residential LI | % of Load | 2038 | 0.013653
ENS | DLC | DLC-Switch-Water Heating | Residential | Residential Market Rate | % of Load | 2038 | 0.085261
ENS | DLC | DLC-Thermostat-Heat Pump | Residential | Residential LI | % of Load | 2038 | 0.018656
ENS | DLC | DLC-Thermostat-Heat Pump | Residential | Residential Market Rate | % of Load | 2038 | 0.25204
ENS | DLC | DLC-Thermostat-Electric Furnace | Residential | Residential LI | % of Load | 2038 | 0.044569
ENS | DLC | DLC-Thermostat-Electric Furnace | Residential | Residential Market Rate | % of Load | 2038 | 0.078061
ENS | C&I Curtailment | C&I Curtailment- Manual HVAC Control | Large Commercial | Offices | % of Load | 2038 | 0.00010118
ENS | C&I Curtailment | C&I Curtailment- Manual HVAC Control | Large Commercial | Services | % of Load | 2038 | 0.00021564
ENS | C&I Curtailment | C&I Curtailment- Auto-DR HVAC Control | Large Commercial | Offices | % of Load | 2038 | 0.0006606
ENS | C&I Curtailment | C&I Curtailment- Auto-DR HVAC Control | Large Commercial | Services | % of Load | 2038 | 0.0014079
ENS | C&I Curtailment | C&I Curtailment- Standard Lighting Control | Large Commercial | Offices | % of Load | 2038 | 2.6199e-05
ENS | C&I Curtailment | C&I Curtailment- Standard Lighting Control | Large Commercial | Services | % of Load | 2038 | 0.0002809
ENS | C&I Curtailment | C&I Curtailment- Advanced Lighting Control | Large Commercial | Offices | % of Load | 2038 | 1.3099e-05
ENS | C&I Curtailment | C&I Curtailment- Advanced Lighting Control | Large Commercial | Services | % of Load | 2038 | 0.00014045
ENS | C&I Curtailment | C&I Curtailment- Water Heating Control | Large Commercial | Offices | % of Load | 2038 | 6.0149e-06
ENS | C&I Curtailment | C&I Curtailment- Water Heating Control | Large Commercial | Services | % of Load | 2038 | 8.9797e-05
ENS | C&I Curtailment | C&I Curtailment- Other | Large Commercial | Offices | % of Load | 2038 | 8.889e-05
ENS | C&I Curtailment | C&I Curtailment- Other | Large Commercial | Services | % of Load | 2038 | 0.00084105
ENS | C&I Curtailment | C&I Curtailment- Manual HVAC Control | Large Industrial | Miscellaneous | % of Load | 2038 | 0.00017912
ENS | C&I Curtailment | C&I Curtailment- Manual HVAC Control | Large Industrial | Offices | % of Load | 2038 | 3.0112e-05
ENS | C&I Curtailment | C&I Curtailment- Manual HVAC Control | Large Industrial | Retail Trade | % of Load | 2038 | 5.1614e-05
ENS | C&I Curtailment | C&I Curtailment- Manual HVAC Control | Large Industrial | Services | % of Load | 2038 | 2.5528e-05
ENS | C&I Curtailment | C&I Curtailment- Auto-DR HVAC Control | Large Industrial | Miscellaneous | % of Load | 2038 | 0.0011695
ENS | C&I Curtailment | C&I Curtailment- Auto-DR HVAC Control | Large Industrial | Offices | % of Load | 2038 | 0.00019659
ENS | C&I Curtailment | C&I Curtailment- Auto-DR HVAC Control | Large Industrial | Retail Trade | % of Load | 2038 | 0.00033698
ENS | C&I Curtailment | C&I Curtailment- Auto-DR HVAC Control | Large Industrial | Services | % of Load | 2038 | 0.00016667
ENS | C&I Curtailment | C&I Curtailment- Standard Lighting Control | Large Industrial | Miscellaneous | % of Load | 2038 | 0.00025121
ENS | C&I Curtailment | C&I Curtailment- Standard Lighting Control | Large Industrial | Offices | % of Load | 2038 | 1.1786e-05
ENS | C&I Curtailment | C&I Curtailment- Standard Lighting Control | Large Industrial | Retail Trade | % of Load | 2038 | 6.7234e-05
ENS | C&I Curtailment | C&I Curtailment- Standard Lighting Control | Large Industrial | Services | % of Load | 2038 | 3.3254e-05
ENS | C&I Curtailment | C&I Curtailment- Advanced Lighting Control | Large Industrial | Miscellaneous | % of Load | 2038 | 0.0001256
ENS | C&I Curtailment | C&I Curtailment- Advanced Lighting Control | Large Industrial | Offices | % of Load | 2038 | 5.8929e-06
ENS | C&I Curtailment | C&I Curtailment- Advanced Lighting Control | Large Industrial | Retail Trade | % of Load | 2038 | 3.3617e-05
ENS | C&I Curtailment | C&I Curtailment- Advanced Lighting Control | Large Industrial | Services | % of Load | 2038 | 1.6627e-05
ENS | C&I Curtailment | C&I Curtailment- Water Heating Control | Large Industrial | Miscellaneous | % of Load | 2038 | 1.8813e-05
ENS | C&I Curtailment | C&I Curtailment- Water Heating Control | Large Industrial | Offices | % of Load | 2038 | 1.489e-06
ENS | C&I Curtailment | C&I Curtailment- Water Heating Control | Large Industrial | Retail Trade | % of Load | 2038 | 2.1493e-05
ENS | C&I Curtailment | C&I Curtailment- Water Heating Control | Large Industrial | Services | % of Load | 2038 | 1.063e-05
ENS | C&I Curtailment | C&I Curtailment- Other | Large Industrial | Miscellaneous | % of Load | 2038 | 0.00039245
ENS | C&I Curtailment | C&I Curtailment- Other | Large Industrial | Offices | % of Load | 2038 | 2.8501e-05
ENS | C&I Curtailment | C&I Curtailment- Other | Large Industrial | Retail Trade | % of Load | 2038 | 0.00020131
ENS | C&I Curtailment | C&I Curtailment- Other | Large Industrial | Services | % of Load | 2038 | 9.9566e-05
ENS | C&I Curtailment | C&I Curtailment- Industrial | Large Industrial | Manufacturing | % of Load | 2038 | 0.0025732
ENS | C&I Curtailment | C&I Curtailment- Manual HVAC Control | Interruptible Rider | Miscellaneous | % of Load | 2038 | 0.00051803
ENS | C&I Curtailment | C&I Curtailment- Manual HVAC Control | Interruptible Rider | Retail Trade | % of Load | 2038 | 1.2677e-05
ENS | C&I Curtailment | C&I Curtailment- Auto-DR HVAC Control | Interruptible Rider | Miscellaneous | % of Load | 2038 | 0.0033822
ENS | C&I Curtailment | C&I Curtailment- Auto-DR HVAC Control | Interruptible Rider | Retail Trade | % of Load | 2038 | 8.2764e-05
ENS | C&I Curtailment | C&I Curtailment- Standard Lighting Control | Interruptible Rider | Miscellaneous | % of Load | 2038 | 0.0002566
ENS | C&I Curtailment | C&I Curtailment- Standard Lighting Control | Interruptible Rider | Retail Trade | % of Load | 2038 | 1.9973e-05
ENS | C&I Curtailment | C&I Curtailment- Advanced Lighting Control | Interruptible Rider | Miscellaneous | % of Load | 2038 | 0.0001283
ENS | C&I Curtailment | C&I Curtailment- Advanced Lighting Control | Interruptible Rider | Retail Trade | % of Load | 2038 | 9.9867e-06
ENS | C&I Curtailment | C&I Curtailment- Water Heating Control | Interruptible Rider | Miscellaneous | % of Load | 2038 | 3.0481e-05
ENS | C&I Curtailment | C&I Curtailment- Water Heating Control | Interruptible Rider | Retail Trade | % of Load | 2038 | 4.1306e-06
ENS | C&I Curtailment | C&I Curtailment- Other | Interruptible Rider | Miscellaneous | % of Load | 2038 | 0.00054394
ENS | C&I Curtailment | C&I Curtailment- Other | Interruptible Rider | Retail Trade | % of Load | 2038 | 4.46e-05
ENS | C&I Curtailment | C&I Curtailment- Industrial | Interruptible Rider | Manufacturing | % of Load | 2038 | 0.00085886
ENS | Dynamic Pricing | Dynamic Pricing with enabling tech. | Small Commercial | Manufacturing | % of Load | 2038 | 0.00015493
ENS | Dynamic Pricing | Dynamic Pricing with enabling tech. | Small Commercial | Miscellaneous | % of Load | 2038 | 0.0017432
ENS | Dynamic Pricing | Dynamic Pricing with enabling tech. | Small Commercial | Offices | % of Load | 2038 | 0.0013857
ENS | Dynamic Pricing | Dynamic Pricing with enabling tech. | Small Commercial | Retail Trade | % of Load | 2038 | 0.0030918
ENS | Dynamic Pricing | Dynamic Pricing with enabling tech. | Small Commercial | Services | % of Load | 2038 | 0.0037148
ENS | Dynamic Pricing | Dynamic Pricing w/o enabling tech. | Small Commercial | Manufacturing | % of Load | 2038 | 1.0167e-05
ENS | Dynamic Pricing | Dynamic Pricing w/o enabling tech. | Small Commercial | Miscellaneous | % of Load | 2038 | 0.0001144
ENS | Dynamic Pricing | Dynamic Pricing w/o enabling tech. | Small Commercial | Offices | % of Load | 2038 | 9.0935e-05
ENS | Dynamic Pricing | Dynamic Pricing w/o enabling tech. | Small Commercial | Retail Trade | % of Load | 2038 | 0.0002029
ENS | Dynamic Pricing | Dynamic Pricing w/o enabling tech. | Small Commercial | Services | % of Load | 2038 | 0.00024379
ENS | Dynamic Pricing | Dynamic Pricing with enabling tech. | Large Commercial | Offices | % of Load | 2038 | 0.00024001
ENS | Dynamic Pricing | Dynamic Pricing with enabling tech. | Large Commercial | Services | % of Load | 2038 | 0.0014837
ENS | Dynamic Pricing | Dynamic Pricing w/o enabling tech. | Large Commercial | Offices | % of Load | 2038 | 0.00012632
ENS | Dynamic Pricing | Dynamic Pricing w/o enabling tech. | Large Commercial | Services | % of Load | 2038 | 0.00078088
ENS | Dynamic Pricing | Dynamic Pricing with enabling tech. | Small Industrial | Manufacturing | % of Load | 2038 | 0.00030568
ENS | Dynamic Pricing | Dynamic Pricing with enabling tech. | Small Industrial | Miscellaneous | % of Load | 2038 | 0.00044869
ENS | Dynamic Pricing | Dynamic Pricing with enabling tech. | Small Industrial | Offices | % of Load | 2038 | 2.7996e-05
ENS | Dynamic Pricing | Dynamic Pricing with enabling tech. | Small Industrial | Retail Trade | % of Load | 2038 | 7.7738e-05
ENS | Dynamic Pricing | Dynamic Pricing with enabling tech. | Small Industrial | Services | % of Load | 2038 | 9.6909e-05
ENS | Dynamic Pricing | Dynamic Pricing w/o enabling tech. | Small Industrial | Manufacturing | % of Load | 2038 | 2.006e-05
ENS | Dynamic Pricing | Dynamic Pricing w/o enabling tech. | Small Industrial | Miscellaneous | % of Load | 2038 | 2.9446e-05
ENS | Dynamic Pricing | Dynamic Pricing w/o enabling tech. | Small Industrial | Offices | % of Load | 2038 | 1.8373e-06
ENS | Dynamic Pricing | Dynamic Pricing w/o enabling tech. | Small Industrial | Retail Trade | % of Load | 2038 | 5.1015e-06
ENS | Dynamic Pricing | Dynamic Pricing w/o enabling tech. | Small Industrial | Services | % of Load | 2038 | 6.3596e-06
ENS | Dynamic Pricing | Dynamic Pricing with enabling tech. | Large Industrial | Manufacturing | % of Load | 2038 | 0.0017112
ENS | Dynamic Pricing | Dynamic Pricing with enabling tech. | Large Industrial | Miscellaneous | % of Load | 2038 | 0.00081713
ENS | Dynamic Pricing | Dynamic Pricing with enabling tech. | Large Industrial | Offices | % of Load | 2038 | 7.5577e-05
ENS | Dynamic Pricing | Dynamic Pricing with enabling tech. | Large Industrial | Retail Trade | % of Load | 2038 | 0.00035512
ENS | Dynamic Pricing | Dynamic Pricing with enabling tech. | Large Industrial | Services | % of Load | 2038 | 0.00017564
ENS | Dynamic Pricing | Dynamic Pricing w/o enabling tech. | Large Industrial | Manufacturing | % of Load | 2038 | 0.00090062
ENS | Dynamic Pricing | Dynamic Pricing w/o enabling tech. | Large Industrial | Miscellaneous | % of Load | 2038 | 0.00043007
ENS | Dynamic Pricing | Dynamic Pricing w/o enabling tech. | Large Industrial | Offices | % of Load | 2038 | 3.9777e-05
ENS | Dynamic Pricing | Dynamic Pricing w/o enabling tech. | Large Industrial | Retail Trade | % of Load | 2038 | 0.0001869
ENS | Dynamic Pricing | Dynamic Pricing w/o enabling tech. | Large Industrial | Services | % of Load | 2038 | 9.2443e-05
ENS | Dynamic Pricing | Dynamic Pricing with enabling tech. | Interruptible Rider | Manufacturing | % of Load | 2038 | 0.00057114
ENS | Dynamic Pricing | Dynamic Pricing with enabling tech. | Interruptible Rider | Miscellaneous | % of Load | 2038 | 0.0013932
ENS | Dynamic Pricing | Dynamic Pricing with enabling tech. | Interruptible Rider | Retail Trade | % of Load | 2038 | 8.1781e-05
ENS | Dynamic Pricing | Dynamic Pricing w/o enabling tech. | Interruptible Rider | Manufacturing | % of Load | 2038 | 0.0003006
ENS | Dynamic Pricing | Dynamic Pricing w/o enabling tech. | Interruptible Rider | Miscellaneous | % of Load | 2038 | 0.00073324
ENS | Dynamic Pricing | Dynamic Pricing w/o enabling tech. | Interruptible Rider | Retail Trade | % of Load | 2038 | 4.3043e-05
ENS | Dynamic Pricing | Dynamic Pricing with enabling tech. | Residential | Residential LI | % of Load | 2038 | 0.010313
ENS | Dynamic Pricing | Dynamic Pricing with enabling tech. | Residential | Residential Market Rate | % of Load | 2038 | 0.065793
ENS | Dynamic Pricing | Dynamic Pricing w/o enabling tech. | Residential | Residential LI | % of Load | 2038 | 0.0074637
ENS | Dynamic Pricing | Dynamic Pricing w/o enabling tech. | Residential | Residential Market Rate | % of Load | 2038 | 0.047614
ENS | BTM Battery Control | BTM Battery Control | Small Commercial | Manufacturing | % of Load | 2038 | 8.7665e-05
ENS | BTM Battery Control | BTM Battery Control | Small Commercial | Miscellaneous | % of Load | 2038 | 0.00065239
ENS | BTM Battery Control | BTM Battery Control | Small Commercial | Offices | % of Load | 2038 | 0.00022426
ENS | BTM Battery Control | BTM Battery Control | Small Commercial | Retail Trade | % of Load | 2038 | 0.00039136
ENS | BTM Battery Control | BTM Battery Control | Small Commercial | Services | % of Load | 2038 | 0.0008519
ENS | BTM Battery Control | BTM Battery Control | Large Commercial | Offices | % of Load | 2038 | 9.0081e-05
ENS | BTM Battery Control | BTM Battery Control | Large Commercial | Services | % of Load | 2038 | 0.00048043
ENS | BTM Battery Control | BTM Battery Control | Small Industrial | Manufacturing | % of Load | 2038 | 2.1403e-06
ENS | BTM Battery Control | BTM Battery Control | Small Industrial | Miscellaneous | % of Load | 2038 | 1.3936e-05
ENS | BTM Battery Control | BTM Battery Control | Small Industrial | Offices | % of Load | 2038 | 5.4967e-06
ENS | BTM Battery Control | BTM Battery Control | Small Industrial | Retail Trade | % of Load | 2038 | 9.607e-06
ENS | BTM Battery Control | BTM Battery Control | Small Industrial | Services | % of Load | 2038 | 2.0892e-05
ENS | BTM Battery Control | BTM Battery Control | Large Industrial | Manufacturing | % of Load | 2038 | 5.8975e-05
ENS | BTM Battery Control | BTM Battery Control | Large Industrial | Miscellaneous | % of Load | 2038 | 0.00027343
ENS | BTM Battery Control | BTM Battery Control | Large Industrial | Offices | % of Load | 2038 | 3.2168e-05
ENS | BTM Battery Control | BTM Battery Control | Large Industrial | Retail Trade | % of Load | 2038 | 0.00016084
ENS | BTM Battery Control | BTM Battery Control | Large Industrial | Services | % of Load | 2038 | 0.00034849
ENS | BTM Battery Control | BTM Battery Control | Interruptible Rider | Manufacturing | % of Load | 2038 | 7.8832e-05
ENS | BTM Battery Control | BTM Battery Control | Interruptible Rider | Miscellaneous | % of Load | 2038 | 0.00021022
ENS | BTM Battery Control | BTM Battery Control | Interruptible Rider | Retail Trade | % of Load | 2038 | 0.00031533
ENS | BTM Battery Control | BTM Battery Control | Residential | Residential LI | % of Load | 2038 | 0.0025956
ENS | BTM Battery Control | BTM Battery Control | Residential | Residential Market Rate | % of Load | 2038 | 0.016159
ENS | EV Charging Control | EV Charging Control | EV | EV | % of Load | 2038 | 0.014095
ENS | Behavioral DR | Behavioral DR | Residential | Residential LI | % of Load | 2038 | 0.0019402
ENS | Behavioral DR | Behavioral DR | Residential | Residential Market Rate | % of Load | 2038 | 0.012537
ENS | DLC | DLC-Switch-Water Heating | Small Commercial | Miscellaneous | % of Load | 2039 | 0.00029426
ENS | DLC | DLC-Switch-Water Heating | Small Commercial | Offices | % of Load | 2039 | 0.00016946
ENS | DLC | DLC-Switch-Water Heating | Small Commercial | Retail Trade | % of Load | 2039 | 0.0010247
ENS | DLC | DLC-Switch-Water Heating | Small Commercial | Services | % of Load | 2039 | 0.0012282
ENS | DLC | DLC-Thermostat-HVAC | Small Commercial | Miscellaneous | % of Load | 2039 | 0.0040256
ENS | DLC | DLC-Thermostat-HVAC | Small Commercial | Offices | % of Load | 2039 | 0.0063597
ENS | DLC | DLC-Thermostat-HVAC | Small Commercial | Retail Trade | % of Load | 2039 | 0.0049569
ENS | DLC | DLC-Thermostat-HVAC | Small Commercial | Services | % of Load | 2039 | 0.0059606
ENS | DLC | DLC-Switch-Water Heating | Small Industrial | Miscellaneous | % of Load | 2039 | 7.9894e-05
ENS | DLC | DLC-Switch-Water Heating | Small Industrial | Offices | % of Load | 2039 | 3.1016e-06
ENS | DLC | DLC-Switch-Water Heating | Small Industrial | Retail Trade | % of Load | 2039 | 2.1939e-05
ENS | DLC | DLC-Switch-Water Heating | Small Industrial | Services | % of Load | 2039 | 2.7349e-05
ENS | DLC | DLC-Thermostat-HVAC | Small Industrial | Miscellaneous | % of Load | 2039 | 0.0012708
ENS | DLC | DLC-Thermostat-HVAC | Small Industrial | Offices | % of Load | 2039 | 0.00012746
ENS | DLC | DLC-Thermostat-HVAC | Small Industrial | Retail Trade | % of Load | 2039 | 0.00013561
ENS | DLC | DLC-Thermostat-HVAC | Small Industrial | Services | % of Load | 2039 | 0.00016905
ENS | DLC | DLC-Switch-Water Heating | Residential | Residential LI | % of Load | 2039 | 0.013778
ENS | DLC | DLC-Switch-Water Heating | Residential | Residential Market Rate | % of Load | 2039 | 0.086068
ENS | DLC | DLC-Thermostat-Heat Pump | Residential | Residential LI | % of Load | 2039 | 0.019108
ENS | DLC | DLC-Thermostat-Heat Pump | Residential | Residential Market Rate | % of Load | 2039 | 0.25587
ENS | DLC | DLC-Thermostat-Electric Furnace | Residential | Residential LI | % of Load | 2039 | 0.044381
ENS | DLC | DLC-Thermostat-Electric Furnace | Residential | Residential Market Rate | % of Load | 2039 | 0.074924
ENS | C&I Curtailment | C&I Curtailment- Manual HVAC Control | Large Commercial | Offices | % of Load | 2039 | 0.00010049
ENS | C&I Curtailment | C&I Curtailment- Manual HVAC Control | Large Commercial | Services | % of Load | 2039 | 0.00020963
ENS | C&I Curtailment | C&I Curtailment- Auto-DR HVAC Control | Large Commercial | Offices | % of Load | 2039 | 0.00065606
ENS | C&I Curtailment | C&I Curtailment- Auto-DR HVAC Control | Large Commercial | Services | % of Load | 2039 | 0.0013686
ENS | C&I Curtailment | C&I Curtailment- Standard Lighting Control | Large Commercial | Offices | % of Load | 2039 | 2.451e-05
ENS | C&I Curtailment | C&I Curtailment- Standard Lighting Control | Large Commercial | Services | % of Load | 2039 | 0.00026917
ENS | C&I Curtailment | C&I Curtailment- Advanced Lighting Control | Large Commercial | Offices | % of Load | 2039 | 1.2255e-05
ENS | C&I Curtailment | C&I Curtailment- Advanced Lighting Control | Large Commercial | Services | % of Load | 2039 | 0.00013459
ENS | C&I Curtailment | C&I Curtailment- Water Heating Control | Large Commercial | Offices | % of Load | 2039 | 6.0411e-06
ENS | C&I Curtailment | C&I Curtailment- Water Heating Control | Large Commercial | Services | % of Load | 2039 | 9.0228e-05
ENS | C&I Curtailment | C&I Curtailment- Other | Large Commercial | Offices | % of Load | 2039 | 8.8159e-05
ENS | C&I Curtailment | C&I Curtailment- Other | Large Commercial | Services | % of Load | 2039 | 0.00083761
ENS | C&I Curtailment | C&I Curtailment- Manual HVAC Control | Large Industrial | Miscellaneous | % of Load | 2039 | 0.00018255
ENS | C&I Curtailment | C&I Curtailment- Manual HVAC Control | Large Industrial | Offices | % of Load | 2039 | 3.0562e-05
ENS | C&I Curtailment | C&I Curtailment- Manual HVAC Control | Large Industrial | Retail Trade | % of Load | 2039 | 5.1424e-05
ENS | C&I Curtailment | C&I Curtailment- Manual HVAC Control | Large Industrial | Services | % of Load | 2039 | 2.5434e-05
ENS | C&I Curtailment | C&I Curtailment- Auto-DR HVAC Control | Large Industrial | Miscellaneous | % of Load | 2039 | 0.0011918
ENS | C&I Curtailment | C&I Curtailment- Auto-DR HVAC Control | Large Industrial | Offices | % of Load | 2039 | 0.00019954
ENS | C&I Curtailment | C&I Curtailment- Auto-DR HVAC Control | Large Industrial | Retail Trade | % of Load | 2039 | 0.00033574
ENS | C&I Curtailment | C&I Curtailment- Auto-DR HVAC Control | Large Industrial | Services | % of Load | 2039 | 0.00016606
ENS | C&I Curtailment | C&I Curtailment- Standard Lighting Control | Large Industrial | Miscellaneous | % of Load | 2039 | 0.00025408
ENS | C&I Curtailment | C&I Curtailment- Standard Lighting Control | Large Industrial | Offices | % of Load | 2039 | 1.1669e-05
ENS | C&I Curtailment | C&I Curtailment- Standard Lighting Control | Large Industrial | Retail Trade | % of Load | 2039 | 6.6032e-05
ENS | C&I Curtailment | C&I Curtailment- Standard Lighting Control | Large Industrial | Services | % of Load | 2039 | 3.2659e-05
ENS | C&I Curtailment | C&I Curtailment- Advanced Lighting Control | Large Industrial | Miscellaneous | % of Load | 2039 | 0.00012704
ENS | C&I Curtailment | C&I Curtailment- Advanced Lighting Control | Large Industrial | Offices | % of Load | 2039 | 5.8346e-06
ENS | C&I Curtailment | C&I Curtailment- Advanced Lighting Control | Large Industrial | Retail Trade | % of Load | 2039 | 3.3016e-05
ENS | C&I Curtailment | C&I Curtailment- Advanced Lighting Control | Large Industrial | Services | % of Load | 2039 | 1.633e-05
ENS | C&I Curtailment | C&I Curtailment- Water Heating Control | Large Industrial | Miscellaneous | % of Load | 2039 | 1.9365e-05
ENS | C&I Curtailment | C&I Curtailment- Water Heating Control | Large Industrial | Offices | % of Load | 2039 | 1.5146e-06
ENS | C&I Curtailment | C&I Curtailment- Water Heating Control | Large Industrial | Retail Trade | % of Load | 2039 | 2.2134e-05
ENS | C&I Curtailment | C&I Curtailment- Water Heating Control | Large Industrial | Services | % of Load | 2039 | 1.0948e-05
ENS | C&I Curtailment | C&I Curtailment- Other | Large Industrial | Miscellaneous | % of Load | 2039 | 0.00040321
ENS | C&I Curtailment | C&I Curtailment- Other | Large Industrial | Offices | % of Load | 2039 | 2.9018e-05
ENS | C&I Curtailment | C&I Curtailment- Other | Large Industrial | Retail Trade | % of Load | 2039 | 0.00020548
ENS | C&I Curtailment | C&I Curtailment- Other | Large Industrial | Services | % of Load | 2039 | 0.00010163
ENS | C&I Curtailment | C&I Curtailment- Industrial | Large Industrial | Manufacturing | % of Load | 2039 | 0.0025744
ENS | C&I Curtailment | C&I Curtailment- Manual HVAC Control | Interruptible Rider | Miscellaneous | % of Load | 2039 | 0.00051555
ENS | C&I Curtailment | C&I Curtailment- Manual HVAC Control | Interruptible Rider | Retail Trade | % of Load | 2039 | 1.2473e-05
ENS | C&I Curtailment | C&I Curtailment- Auto-DR HVAC Control | Interruptible Rider | Miscellaneous | % of Load | 2039 | 0.0033659
ENS | C&I Curtailment | C&I Curtailment- Auto-DR HVAC Control | Interruptible Rider | Retail Trade | % of Load | 2039 | 8.1434e-05
ENS | C&I Curtailment | C&I Curtailment- Standard Lighting Control | Interruptible Rider | Miscellaneous | % of Load | 2039 | 0.00025017
ENS | C&I Curtailment | C&I Curtailment- Standard Lighting Control | Interruptible Rider | Retail Trade | % of Load | 2039 | 1.9604e-05
ENS | C&I Curtailment | C&I Curtailment- Advanced Lighting Control | Interruptible Rider | Miscellaneous | % of Load | 2039 | 0.00012509
ENS | C&I Curtailment | C&I Curtailment- Advanced Lighting Control | Interruptible Rider | Retail Trade | % of Load | 2039 | 9.8021e-06
ENS | C&I Curtailment | C&I Curtailment- Water Heating Control | Interruptible Rider | Miscellaneous | % of Load | 2039 | 3.0435e-05
ENS | C&I Curtailment | C&I Curtailment- Water Heating Control | Interruptible Rider | Retail Trade | % of Load | 2039 | 4.1343e-06
ENS | C&I Curtailment | C&I Curtailment- Other | Interruptible Rider | Miscellaneous | % of Load | 2039 | 0.00054258
ENS | C&I Curtailment | C&I Curtailment- Other | Interruptible Rider | Retail Trade | % of Load | 2039 | 4.456e-05
ENS | C&I Curtailment | C&I Curtailment- Industrial | Interruptible Rider | Manufacturing | % of Load | 2039 | 0.00084739
ENS | Dynamic Pricing | Dynamic Pricing with enabling tech. | Small Commercial | Manufacturing | % of Load | 2039 | 0.00015114
ENS | Dynamic Pricing | Dynamic Pricing with enabling tech. | Small Commercial | Miscellaneous | % of Load | 2039 | 0.0017356
ENS | Dynamic Pricing | Dynamic Pricing with enabling tech. | Small Commercial | Offices | % of Load | 2039 | 0.0013671
ENS | Dynamic Pricing | Dynamic Pricing with enabling tech. | Small Commercial | Retail Trade | % of Load | 2039 | 0.0030432
ENS | Dynamic Pricing | Dynamic Pricing with enabling tech. | Small Commercial | Services | % of Load | 2039 | 0.0036559
ENS | Dynamic Pricing | Dynamic Pricing w/o enabling tech. | Small Commercial | Manufacturing | % of Load | 2039 | 9.9183e-06
ENS | Dynamic Pricing | Dynamic Pricing w/o enabling tech. | Small Commercial | Miscellaneous | % of Load | 2039 | 0.0001139
ENS | Dynamic Pricing | Dynamic Pricing w/o enabling tech. | Small Commercial | Offices | % of Load | 2039 | 8.9718e-05
ENS | Dynamic Pricing | Dynamic Pricing w/o enabling tech. | Small Commercial | Retail Trade | % of Load | 2039 | 0.00019971
ENS | Dynamic Pricing | Dynamic Pricing w/o enabling tech. | Small Commercial | Services | % of Load | 2039 | 0.00023992
ENS | Dynamic Pricing | Dynamic Pricing with enabling tech. | Large Commercial | Offices | % of Load | 2039 | 0.00023765
ENS | Dynamic Pricing | Dynamic Pricing with enabling tech. | Large Commercial | Services | % of Load | 2039 | 0.0014682
ENS | Dynamic Pricing | Dynamic Pricing w/o enabling tech. | Large Commercial | Offices | % of Load | 2039 | 0.00012508
ENS | Dynamic Pricing | Dynamic Pricing w/o enabling tech. | Large Commercial | Services | % of Load | 2039 | 0.00077274
ENS | Dynamic Pricing | Dynamic Pricing with enabling tech. | Small Industrial | Manufacturing | % of Load | 2039 | 0.00030382
ENS | Dynamic Pricing | Dynamic Pricing with enabling tech. | Small Industrial | Miscellaneous | % of Load | 2039 | 0.00044954
ENS | Dynamic Pricing | Dynamic Pricing with enabling tech. | Small Industrial | Offices | % of Load | 2039 | 2.8073e-05
ENS | Dynamic Pricing | Dynamic Pricing with enabling tech. | Small Industrial | Retail Trade | % of Load | 2039 | 7.7914e-05
ENS | Dynamic Pricing | Dynamic Pricing with enabling tech. | Small Industrial | Services | % of Load | 2039 | 9.7129e-05
ENS | Dynamic Pricing | Dynamic Pricing w/o enabling tech. | Small Industrial | Manufacturing | % of Load | 2039 | 1.9938e-05
ENS | Dynamic Pricing | Dynamic Pricing w/o enabling tech. | Small Industrial | Miscellaneous | % of Load | 2039 | 2.9501e-05
ENS | Dynamic Pricing | Dynamic Pricing w/o enabling tech. | Small Industrial | Offices | % of Load | 2039 | 1.8423e-06
ENS | Dynamic Pricing | Dynamic Pricing w/o enabling tech. | Small Industrial | Retail Trade | % of Load | 2039 | 5.1131e-06
ENS | Dynamic Pricing | Dynamic Pricing w/o enabling tech. | Small Industrial | Services | % of Load | 2039 | 6.3741e-06
ENS | Dynamic Pricing | Dynamic Pricing with enabling tech. | Large Industrial | Manufacturing | % of Load | 2039 | 0.001712
ENS | Dynamic Pricing | Dynamic Pricing with enabling tech. | Large Industrial | Miscellaneous | % of Load | 2039 | 0.0008364
ENS | Dynamic Pricing | Dynamic Pricing with enabling tech. | Large Industrial | Offices | % of Load | 2039 | 7.6719e-05
ENS | Dynamic Pricing | Dynamic Pricing with enabling tech. | Large Industrial | Retail Trade | % of Load | 2039 | 0.00036018
ENS | Dynamic Pricing | Dynamic Pricing with enabling tech. | Large Industrial | Services | % of Load | 2039 | 0.00017814
ENS | Dynamic Pricing | Dynamic Pricing w/o enabling tech. | Large Industrial | Manufacturing | % of Load | 2039 | 0.00090104
ENS | Dynamic Pricing | Dynamic Pricing w/o enabling tech. | Large Industrial | Miscellaneous | % of Load | 2039 | 0.00044021
ENS | Dynamic Pricing | Dynamic Pricing w/o enabling tech. | Large Industrial | Offices | % of Load | 2039 | 4.0378e-05
ENS | Dynamic Pricing | Dynamic Pricing w/o enabling tech. | Large Industrial | Retail Trade | % of Load | 2039 | 0.00018957
ENS | Dynamic Pricing | Dynamic Pricing w/o enabling tech. | Large Industrial | Services | % of Load | 2039 | 9.3759e-05
ENS | Dynamic Pricing | Dynamic Pricing with enabling tech. | Interruptible Rider | Manufacturing | % of Load | 2039 | 0.00056352
ENS | Dynamic Pricing | Dynamic Pricing with enabling tech. | Interruptible Rider | Miscellaneous | % of Load | 2039 | 0.0013862
ENS | Dynamic Pricing | Dynamic Pricing with enabling tech. | Interruptible Rider | Retail Trade | % of Load | 2039 | 8.1367e-05
ENS | Dynamic Pricing | Dynamic Pricing w/o enabling tech. | Interruptible Rider | Manufacturing | % of Load | 2039 | 0.00029659
ENS | Dynamic Pricing | Dynamic Pricing w/o enabling tech. | Interruptible Rider | Miscellaneous | % of Load | 2039 | 0.00072958
ENS | Dynamic Pricing | Dynamic Pricing w/o enabling tech. | Interruptible Rider | Retail Trade | % of Load | 2039 | 4.2825e-05
ENS | Dynamic Pricing | Dynamic Pricing with enabling tech. | Residential | Residential LI | % of Load | 2039 | 0.010334
ENS | Dynamic Pricing | Dynamic Pricing with enabling tech. | Residential | Residential Market Rate | % of Load | 2039 | 0.066094
ENS | Dynamic Pricing | Dynamic Pricing w/o enabling tech. | Residential | Residential LI | % of Load | 2039 | 0.0074782
ENS | Dynamic Pricing | Dynamic Pricing w/o enabling tech. | Residential | Residential Market Rate | % of Load | 2039 | 0.047832
ENS | BTM Battery Control | BTM Battery Control | Small Commercial | Manufacturing | % of Load | 2039 | 8.8016e-05
ENS | BTM Battery Control | BTM Battery Control | Small Commercial | Miscellaneous | % of Load | 2039 | 0.00065535
ENS | BTM Battery Control | BTM Battery Control | Small Commercial | Offices | % of Load | 2039 | 0.0002251
ENS | BTM Battery Control | BTM Battery Control | Small Commercial | Retail Trade | % of Load | 2039 | 0.00039286
ENS | BTM Battery Control | BTM Battery Control | Small Commercial | Services | % of Load | 2039 | 0.00085519
ENS | BTM Battery Control | BTM Battery Control | Large Commercial | Offices | % of Load | 2039 | 9.0442e-05
ENS | BTM Battery Control | BTM Battery Control | Large Commercial | Services | % of Load | 2039 | 0.00048236
ENS | BTM Battery Control | BTM Battery Control | Small Industrial | Manufacturing | % of Load | 2039 | 2.1489e-06
ENS | BTM Battery Control | BTM Battery Control | Small Industrial | Miscellaneous | % of Load | 2039 | 1.3992e-05
ENS | BTM Battery Control | BTM Battery Control | Small Industrial | Offices | % of Load | 2039 | 5.5186e-06
ENS | BTM Battery Control | BTM Battery Control | Small Industrial | Retail Trade | % of Load | 2039 | 9.6454e-06
ENS | BTM Battery Control | BTM Battery Control | Small Industrial | Services | % of Load | 2039 | 2.0976e-05
ENS | BTM Battery Control | BTM Battery Control | Large Industrial | Manufacturing | % of Load | 2039 | 5.9211e-05
ENS | BTM Battery Control | BTM Battery Control | Large Industrial | Miscellaneous | % of Load | 2039 | 0.00027453
ENS | BTM Battery Control | BTM Battery Control | Large Industrial | Offices | % of Load | 2039 | 3.2297e-05
ENS | BTM Battery Control | BTM Battery Control | Large Industrial | Retail Trade | % of Load | 2039 | 0.00016149
ENS | BTM Battery Control | BTM Battery Control | Large Industrial | Services | % of Load | 2039 | 0.00034989
ENS | BTM Battery Control | BTM Battery Control | Interruptible Rider | Manufacturing | % of Load | 2039 | 7.9148e-05
ENS | BTM Battery Control | BTM Battery Control | Interruptible Rider | Miscellaneous | % of Load | 2039 | 0.00021106
ENS | BTM Battery Control | BTM Battery Control | Interruptible Rider | Retail Trade | % of Load | 2039 | 0.00031659
ENS | BTM Battery Control | BTM Battery Control | Residential | Residential LI | % of Load | 2039 | 0.0026188
ENS | BTM Battery Control | BTM Battery Control | Residential | Residential Market Rate | % of Load | 2039 | 0.016303
ENS | EV Charging Control | EV Charging Control | EV | EV | % of Load | 2039 | 0.015791
ENS | Behavioral DR | Behavioral DR | Residential | Residential LI | % of Load | 2039 | 0.0019464
ENS | Behavioral DR | Behavioral DR | Residential | Residential Market Rate | % of Load | 2039 | 0.012617
ENS | DLC | DLC-Switch-Water Heating | Small Commercial | Miscellaneous | % of Load | 2040 | 0.00029387
ENS | DLC | DLC-Switch-Water Heating | Small Commercial | Offices | % of Load | 2040 | 0.00016864
ENS | DLC | DLC-Switch-Water Heating | Small Commercial | Retail Trade | % of Load | 2040 | 0.0010243
ENS | DLC | DLC-Switch-Water Heating | Small Commercial | Services | % of Load | 2040 | 0.0012274
ENS | DLC | DLC-Thermostat-HVAC | Small Commercial | Miscellaneous | % of Load | 2040 | 0.0039543
ENS | DLC | DLC-Thermostat-HVAC | Small Commercial | Offices | % of Load | 2040 | 0.0062929
ENS | DLC | DLC-Thermostat-HVAC | Small Commercial | Retail Trade | % of Load | 2040 | 0.0048115
ENS | DLC | DLC-Thermostat-HVAC | Small Commercial | Services | % of Load | 2040 | 0.0057854
ENS | DLC | DLC-Switch-Water Heating | Small Industrial | Miscellaneous | % of Load | 2040 | 8.0708e-05
ENS | DLC | DLC-Switch-Water Heating | Small Industrial | Offices | % of Load | 2040 | 3.1138e-06
ENS | DLC | DLC-Switch-Water Heating | Small Industrial | Retail Trade | % of Load | 2040 | 2.2094e-05
ENS | DLC | DLC-Switch-Water Heating | Small Industrial | Services | % of Load | 2040 | 2.7543e-05
ENS | DLC | DLC-Thermostat-HVAC | Small Industrial | Miscellaneous | % of Load | 2040 | 0.0012703
ENS | DLC | DLC-Thermostat-HVAC | Small Industrial | Offices | % of Load | 2040 | 0.00012775
ENS | DLC | DLC-Thermostat-HVAC | Small Industrial | Retail Trade | % of Load | 2040 | 0.00013442
ENS | DLC | DLC-Thermostat-HVAC | Small Industrial | Services | % of Load | 2040 | 0.00016757
ENS | DLC | DLC-Switch-Water Heating | Residential | Residential LI | % of Load | 2040 | 0.013889
ENS | DLC | DLC-Switch-Water Heating | Residential | Residential Market Rate | % of Load | 2040 | 0.086787
ENS | DLC | DLC-Thermostat-Heat Pump | Residential | Residential LI | % of Load | 2040 | 0.019501
ENS | DLC | DLC-Thermostat-Heat Pump | Residential | Residential Market Rate | % of Load | 2040 | 0.25923
ENS | DLC | DLC-Thermostat-Electric Furnace | Residential | Residential LI | % of Load | 2040 | 0.044173
ENS | DLC | DLC-Thermostat-Electric Furnace | Residential | Residential Market Rate | % of Load | 2040 | 0.071801
ENS | C&I Curtailment | C&I Curtailment- Manual HVAC Control | Large Commercial | Offices | % of Load | 2040 | 9.9869e-05
ENS | C&I Curtailment | C&I Curtailment- Manual HVAC Control | Large Commercial | Services | % of Load | 2040 | 0.00020428
ENS | C&I Curtailment | C&I Curtailment- Auto-DR HVAC Control | Large Commercial | Offices | % of Load | 2040 | 0.00065203
ENS | C&I Curtailment | C&I Curtailment- Auto-DR HVAC Control | Large Commercial | Services | % of Load | 2040 | 0.0013337
ENS | C&I Curtailment | C&I Curtailment- Standard Lighting Control | Large Commercial | Offices | % of Load | 2040 | 2.3015e-05
ENS | C&I Curtailment | C&I Curtailment- Standard Lighting Control | Large Commercial | Services | % of Load | 2040 | 0.00025878
ENS | C&I Curtailment | C&I Curtailment- Advanced Lighting Control | Large Commercial | Offices | % of Load | 2040 | 1.1508e-05
ENS | C&I Curtailment | C&I Curtailment- Advanced Lighting Control | Large Commercial | Services | % of Load | 2040 | 0.00012939
ENS | C&I Curtailment | C&I Curtailment- Water Heating Control | Large Commercial | Offices | % of Load | 2040 | 6.0644e-06
ENS | C&I Curtailment | C&I Curtailment- Water Heating Control | Large Commercial | Services | % of Load | 2040 | 9.0613e-05
ENS | C&I Curtailment | C&I Curtailment- Other | Large Commercial | Offices | % of Load | 2040 | 8.7473e-05
ENS | C&I Curtailment | C&I Curtailment- Other | Large Commercial | Services | % of Load | 2040 | 0.00083429
ENS | C&I Curtailment | C&I Curtailment- Manual HVAC Control | Large Industrial | Miscellaneous | % of Load | 2040 | 0.00018425
ENS | C&I Curtailment | C&I Curtailment- Manual HVAC Control | Large Industrial | Offices | % of Load | 2040 | 3.101e-05
ENS | C&I Curtailment | C&I Curtailment- Manual HVAC Control | Large Industrial | Retail Trade | % of Load | 2040 | 5.1345e-05
ENS | C&I Curtailment | C&I Curtailment- Manual HVAC Control | Large Industrial | Services | % of Load | 2040 | 2.5395e-05
ENS | C&I Curtailment | C&I Curtailment- Auto-DR HVAC Control | Large Industrial | Miscellaneous | % of Load | 2040 | 0.0012029
ENS | C&I Curtailment | C&I Curtailment- Auto-DR HVAC Control | Large Industrial | Offices | % of Load | 2040 | 0.00020246
ENS | C&I Curtailment | C&I Curtailment- Auto-DR HVAC Control | Large Industrial | Retail Trade | % of Load | 2040 | 0.00033522
ENS | C&I Curtailment | C&I Curtailment- Auto-DR HVAC Control | Large Industrial | Services | % of Load | 2040 | 0.0001658
ENS | C&I Curtailment | C&I Curtailment- Standard Lighting Control | Large Industrial | Miscellaneous | % of Load | 2040 | 0.0002544
ENS | C&I Curtailment | C&I Curtailment- Standard Lighting Control | Large Industrial | Offices | % of Load | 2040 | 1.1542e-05
ENS | C&I Curtailment | C&I Curtailment- Standard Lighting Control | Large Industrial | Retail Trade | % of Load | 2040 | 6.5045e-05
ENS | C&I Curtailment | C&I Curtailment- Standard Lighting Control | Large Industrial | Services | % of Load | 2040 | 3.2171e-05
ENS | C&I Curtailment | C&I Curtailment- Advanced Lighting Control | Large Industrial | Miscellaneous | % of Load | 2040 | 0.0001272
ENS | C&I Curtailment | C&I Curtailment- Advanced Lighting Control | Large Industrial | Offices | % of Load | 2040 | 5.7709e-06
ENS | C&I Curtailment | C&I Curtailment- Advanced Lighting Control | Large Industrial | Retail Trade | % of Load | 2040 | 3.2523e-05
ENS | C&I Curtailment | C&I Curtailment- Advanced Lighting Control | Large Industrial | Services | % of Load | 2040 | 1.6086e-05
ENS | C&I Curtailment | C&I Curtailment- Water Heating Control | Large Industrial | Miscellaneous | % of Load | 2040 | 1.9699e-05
ENS | C&I Curtailment | C&I Curtailment- Water Heating Control | Large Industrial | Offices | % of Load | 2040 | 1.5384e-06
ENS | C&I Curtailment | C&I Curtailment- Water Heating Control | Large Industrial | Retail Trade | % of Load | 2040 | 2.2776e-05
ENS | C&I Curtailment | C&I Curtailment- Water Heating Control | Large Industrial | Services | % of Load | 2040 | 1.1265e-05
ENS | C&I Curtailment | C&I Curtailment- Other | Large Industrial | Miscellaneous | % of Load | 2040 | 0.0004097
ENS | C&I Curtailment | C&I Curtailment- Other | Large Industrial | Offices | % of Load | 2040 | 2.9529e-05
ENS | C&I Curtailment | C&I Curtailment- Other | Large Industrial | Retail Trade | % of Load | 2040 | 0.0002097
ENS | C&I Curtailment | C&I Curtailment- Other | Large Industrial | Services | % of Load | 2040 | 0.00010372
ENS | C&I Curtailment | C&I Curtailment- Industrial | Large Industrial | Manufacturing | % of Load | 2040 | 0.0025765
ENS | C&I Curtailment | C&I Curtailment- Manual HVAC Control | Interruptible Rider | Miscellaneous | % of Load | 2040 | 0.0005129
ENS | C&I Curtailment | C&I Curtailment- Manual HVAC Control | Interruptible Rider | Retail Trade | % of Load | 2040 | 1.2275e-05
ENS | C&I Curtailment | C&I Curtailment- Auto-DR HVAC Control | Interruptible Rider | Miscellaneous | % of Load | 2040 | 0.0033487
ENS | C&I Curtailment | C&I Curtailment- Auto-DR HVAC Control | Interruptible Rider | Retail Trade | % of Load | 2040 | 8.0143e-05
ENS | C&I Curtailment | C&I Curtailment- Standard Lighting Control | Interruptible Rider | Miscellaneous | % of Load | 2040 | 0.00024392
ENS | C&I Curtailment | C&I Curtailment- Standard Lighting Control | Interruptible Rider | Retail Trade | % of Load | 2040 | 1.9242e-05
ENS | C&I Curtailment | C&I Curtailment- Advanced Lighting Control | Interruptible Rider | Miscellaneous | % of Load | 2040 | 0.00012196
ENS | C&I Curtailment | C&I Curtailment- Advanced Lighting Control | Interruptible Rider | Retail Trade | % of Load | 2040 | 9.6208e-06
ENS | C&I Curtailment | C&I Curtailment- Water Heating Control | Interruptible Rider | Miscellaneous | % of Load | 2040 | 3.0354e-05
ENS | C&I Curtailment | C&I Curtailment- Water Heating Control | Interruptible Rider | Retail Trade | % of Load | 2040 | 4.1339e-06
ENS | C&I Curtailment | C&I Curtailment- Other | Interruptible Rider | Miscellaneous | % of Load | 2040 | 0.00054079
ENS | C&I Curtailment | C&I Curtailment- Other | Interruptible Rider | Retail Trade | % of Load | 2040 | 4.4484e-05
ENS | C&I Curtailment | C&I Curtailment- Industrial | Interruptible Rider | Manufacturing | % of Load | 2040 | 0.00083626
ENS | Dynamic Pricing | Dynamic Pricing with enabling tech. | Small Commercial | Manufacturing | % of Load | 2040 | 0.00014772
ENS | Dynamic Pricing | Dynamic Pricing with enabling tech. | Small Commercial | Miscellaneous | % of Load | 2040 | 0.0017161
ENS | Dynamic Pricing | Dynamic Pricing with enabling tech. | Small Commercial | Offices | % of Load | 2040 | 0.001351
ENS | Dynamic Pricing | Dynamic Pricing with enabling tech. | Small Commercial | Retail Trade | % of Load | 2040 | 0.0030011
ENS | Dynamic Pricing | Dynamic Pricing with enabling tech. | Small Commercial | Services | % of Load | 2040 | 0.0036048
ENS | Dynamic Pricing | Dynamic Pricing w/o enabling tech. | Small Commercial | Manufacturing | % of Load | 2040 | 9.694e-06
ENS | Dynamic Pricing | Dynamic Pricing w/o enabling tech. | Small Commercial | Miscellaneous | % of Load | 2040 | 0.00011262
ENS | Dynamic Pricing | Dynamic Pricing w/o enabling tech. | Small Commercial | Offices | % of Load | 2040 | 8.8659e-05
ENS | Dynamic Pricing | Dynamic Pricing w/o enabling tech. | Small Commercial | Retail Trade | % of Load | 2040 | 0.00019695
ENS | Dynamic Pricing | Dynamic Pricing w/o enabling tech. | Small Commercial | Services | % of Load | 2040 | 0.00023657
ENS | Dynamic Pricing | Dynamic Pricing with enabling tech. | Large Commercial | Offices | % of Load | 2040 | 0.00023551
ENS | Dynamic Pricing | Dynamic Pricing with enabling tech. | Large Commercial | Services | % of Load | 2040 | 0.0014542
ENS | Dynamic Pricing | Dynamic Pricing w/o enabling tech. | Large Commercial | Offices | % of Load | 2040 | 0.00012395
ENS | Dynamic Pricing | Dynamic Pricing w/o enabling tech. | Large Commercial | Services | % of Load | 2040 | 0.00076534
ENS | Dynamic Pricing | Dynamic Pricing with enabling tech. | Small Industrial | Manufacturing | % of Load | 2040 | 0.00030199
ENS | Dynamic Pricing | Dynamic Pricing with enabling tech. | Small Industrial | Miscellaneous | % of Load | 2040 | 0.00045075
ENS | Dynamic Pricing | Dynamic Pricing with enabling tech. | Small Industrial | Offices | % of Load | 2040 | 2.813e-05
ENS | Dynamic Pricing | Dynamic Pricing with enabling tech. | Small Industrial | Retail Trade | % of Load | 2040 | 7.8037e-05
ENS | Dynamic Pricing | Dynamic Pricing with enabling tech. | Small Industrial | Services | % of Load | 2040 | 9.7282e-05
ENS | Dynamic Pricing | Dynamic Pricing w/o enabling tech. | Small Industrial | Manufacturing | % of Load | 2040 | 1.9818e-05
ENS | Dynamic Pricing | Dynamic Pricing w/o enabling tech. | Small Industrial | Miscellaneous | % of Load | 2040 | 2.9581e-05
ENS | Dynamic Pricing | Dynamic Pricing w/o enabling tech. | Small Industrial | Offices | % of Load | 2040 | 1.8461e-06
ENS | Dynamic Pricing | Dynamic Pricing w/o enabling tech. | Small Industrial | Retail Trade | % of Load | 2040 | 5.1212e-06
ENS | Dynamic Pricing | Dynamic Pricing w/o enabling tech. | Small Industrial | Services | % of Load | 2040 | 6.3841e-06
ENS | Dynamic Pricing | Dynamic Pricing with enabling tech. | Large Industrial | Manufacturing | % of Load | 2040 | 0.0017134
ENS | Dynamic Pricing | Dynamic Pricing with enabling tech. | Large Industrial | Miscellaneous | % of Load | 2040 | 0.00084709
ENS | Dynamic Pricing | Dynamic Pricing with enabling tech. | Large Industrial | Offices | % of Load | 2040 | 7.7844e-05
ENS | Dynamic Pricing | Dynamic Pricing with enabling tech. | Large Industrial | Retail Trade | % of Load | 2040 | 0.0003655
ENS | Dynamic Pricing | Dynamic Pricing with enabling tech. | Large Industrial | Services | % of Load | 2040 | 0.00018078
ENS | Dynamic Pricing | Dynamic Pricing w/o enabling tech. | Large Industrial | Manufacturing | % of Load | 2040 | 0.00090178
ENS | Dynamic Pricing | Dynamic Pricing w/o enabling tech. | Large Industrial | Miscellaneous | % of Load | 2040 | 0.00044584
ENS | Dynamic Pricing | Dynamic Pricing w/o enabling tech. | Large Industrial | Offices | % of Load | 2040 | 4.0971e-05
ENS | Dynamic Pricing | Dynamic Pricing w/o enabling tech. | Large Industrial | Retail Trade | % of Load | 2040 | 0.00019237
ENS | Dynamic Pricing | Dynamic Pricing w/o enabling tech. | Large Industrial | Services | % of Load | 2040 | 9.5146e-05
ENS | Dynamic Pricing | Dynamic Pricing with enabling tech. | Interruptible Rider | Manufacturing | % of Load | 2040 | 0.00055611
ENS | Dynamic Pricing | Dynamic Pricing with enabling tech. | Interruptible Rider | Miscellaneous | % of Load | 2040 | 0.0013785
ENS | Dynamic Pricing | Dynamic Pricing with enabling tech. | Interruptible Rider | Retail Trade | % of Load | 2040 | 8.0913e-05
ENS | Dynamic Pricing | Dynamic Pricing w/o enabling tech. | Interruptible Rider | Manufacturing | % of Load | 2040 | 0.00029269
ENS | Dynamic Pricing | Dynamic Pricing w/o enabling tech. | Interruptible Rider | Miscellaneous | % of Load | 2040 | 0.00072555
ENS | Dynamic Pricing | Dynamic Pricing w/o enabling tech. | Interruptible Rider | Retail Trade | % of Load | 2040 | 4.2586e-05
ENS | Dynamic Pricing | Dynamic Pricing with enabling tech. | Residential | Residential LI | % of Load | 2040 | 0.010347
ENS | Dynamic Pricing | Dynamic Pricing with enabling tech. | Residential | Residential Market Rate | % of Load | 2040 | 0.066351
ENS | Dynamic Pricing | Dynamic Pricing w/o enabling tech. | Residential | Residential LI | % of Load | 2040 | 0.0074879
ENS | Dynamic Pricing | Dynamic Pricing w/o enabling tech. | Residential | Residential Market Rate | % of Load | 2040 | 0.048017
ENS | BTM Battery Control | BTM Battery Control | Small Commercial | Manufacturing | % of Load | 2040 | 8.826e-05
ENS | BTM Battery Control | BTM Battery Control | Small Commercial | Miscellaneous | % of Load | 2040 | 0.00065758
ENS | BTM Battery Control | BTM Battery Control | Small Commercial | Offices | % of Load | 2040 | 0.00022572
ENS | BTM Battery Control | BTM Battery Control | Small Commercial | Retail Trade | % of Load | 2040 | 0.00039395
ENS | BTM Battery Control | BTM Battery Control | Small Commercial | Services | % of Load | 2040 | 0.00085757
ENS | BTM Battery Control | BTM Battery Control | Large Commercial | Offices | % of Load | 2040 | 9.0693e-05
ENS | BTM Battery Control | BTM Battery Control | Large Commercial | Services | % of Load | 2040 | 0.0004837
ENS | BTM Battery Control | BTM Battery Control | Small Industrial | Manufacturing | % of Load | 2040 | 2.1548e-06
ENS | BTM Battery Control | BTM Battery Control | Small Industrial | Miscellaneous | % of Load | 2040 | 1.4031e-05
ENS | BTM Battery Control | BTM Battery Control | Small Industrial | Offices | % of Load | 2040 | 5.534e-06
ENS | BTM Battery Control | BTM Battery Control | Small Industrial | Retail Trade | % of Load | 2040 | 9.6722e-06
ENS | BTM Battery Control | BTM Battery Control | Small Industrial | Services | % of Load | 2040 | 2.1034e-05
ENS | BTM Battery Control | BTM Battery Control | Large Industrial | Manufacturing | % of Load | 2040 | 5.9376e-05
ENS | BTM Battery Control | BTM Battery Control | Large Industrial | Miscellaneous | % of Load | 2040 | 0.00027529
ENS | BTM Battery Control | BTM Battery Control | Large Industrial | Offices | % of Load | 2040 | 3.2387e-05
ENS | BTM Battery Control | BTM Battery Control | Large Industrial | Retail Trade | % of Load | 2040 | 0.00016193
ENS | BTM Battery Control | BTM Battery Control | Large Industrial | Services | % of Load | 2040 | 0.00035086
ENS | BTM Battery Control | BTM Battery Control | Interruptible Rider | Manufacturing | % of Load | 2040 | 7.9368e-05
ENS | BTM Battery Control | BTM Battery Control | Interruptible Rider | Miscellaneous | % of Load | 2040 | 0.00021165
ENS | BTM Battery Control | BTM Battery Control | Interruptible Rider | Retail Trade | % of Load | 2040 | 0.00031747
ENS | BTM Battery Control | BTM Battery Control | Residential | Residential LI | % of Load | 2040 | 0.002639
ENS | BTM Battery Control | BTM Battery Control | Residential | Residential Market Rate | % of Load | 2040 | 0.016429
ENS | EV Charging Control | EV Charging Control | EV | EV | % of Load | 2040 | 0.017564
ENS | Behavioral DR | Behavioral DR | Residential | Residential LI | % of Load | 2040 | 0.0019511
ENS | Behavioral DR | Behavioral DR | Residential | Residential Market Rate | % of Load | 2040 | 0.012685
ENS | DLC | DLC-Switch-Water Heating | Small Commercial | Miscellaneous | % of Load | 2041 | 0.00029339
ENS | DLC | DLC-Switch-Water Heating | Small Commercial | Offices | % of Load | 2041 | 0.00016777
ENS | DLC | DLC-Switch-Water Heating | Small Commercial | Retail Trade | % of Load | 2041 | 0.0010235
ENS | DLC | DLC-Switch-Water Heating | Small Commercial | Services | % of Load | 2041 | 0.0012262
ENS | DLC | DLC-Thermostat-HVAC | Small Commercial | Miscellaneous | % of Load | 2041 | 0.0038856
ENS | DLC | DLC-Thermostat-HVAC | Small Commercial | Offices | % of Load | 2041 | 0.0062255
ENS | DLC | DLC-Thermostat-HVAC | Small Commercial | Retail Trade | % of Load | 2041 | 0.0046709
ENS | DLC | DLC-Thermostat-HVAC | Small Commercial | Services | % of Load | 2041 | 0.0056161
ENS | DLC | DLC-Switch-Water Heating | Small Industrial | Miscellaneous | % of Load | 2041 | 8.2289e-05
ENS | DLC | DLC-Switch-Water Heating | Small Industrial | Offices | % of Load | 2041 | 3.1234e-06
ENS | DLC | DLC-Switch-Water Heating | Small Industrial | Retail Trade | % of Load | 2041 | 2.2227e-05
ENS | DLC | DLC-Switch-Water Heating | Small Industrial | Services | % of Load | 2041 | 2.7709e-05
ENS | DLC | DLC-Thermostat-HVAC | Small Industrial | Miscellaneous | % of Load | 2041 | 0.0012829
ENS | DLC | DLC-Thermostat-HVAC | Small Industrial | Offices | % of Load | 2041 | 0.00012794
ENS | DLC | DLC-Thermostat-HVAC | Small Industrial | Retail Trade | % of Load | 2041 | 0.00013324
ENS | DLC | DLC-Thermostat-HVAC | Small Industrial | Services | % of Load | 2041 | 0.0001661
ENS | DLC | DLC-Switch-Water Heating | Residential | Residential LI | % of Load | 2041 | 0.013987
ENS | DLC | DLC-Switch-Water Heating | Residential | Residential Market Rate | % of Load | 2041 | 0.087416
ENS | DLC | DLC-Thermostat-Heat Pump | Residential | Residential LI | % of Load | 2041 | 0.019829
ENS | DLC | DLC-Thermostat-Heat Pump | Residential | Residential Market Rate | % of Load | 2041 | 0.26205
ENS | DLC | DLC-Thermostat-Electric Furnace | Residential | Residential LI | % of Load | 2041 | 0.043954
ENS | DLC | DLC-Thermostat-Electric Furnace | Residential | Residential Market Rate | % of Load | 2041 | 0.068745
ENS | C&I Curtailment | C&I Curtailment- Manual HVAC Control | Large Commercial | Offices | % of Load | 2041 | 9.9248e-05
ENS | C&I Curtailment | C&I Curtailment- Manual HVAC Control | Large Commercial | Services | % of Load | 2041 | 0.00019908
ENS | C&I Curtailment | C&I Curtailment- Auto-DR HVAC Control | Large Commercial | Offices | % of Load | 2041 | 0.00064798
ENS | C&I Curtailment | C&I Curtailment- Auto-DR HVAC Control | Large Commercial | Services | % of Load | 2041 | 0.0012998
ENS | C&I Curtailment | C&I Curtailment- Standard Lighting Control | Large Commercial | Offices | % of Load | 2041 | 2.1433e-05
ENS | C&I Curtailment | C&I Curtailment- Standard Lighting Control | Large Commercial | Services | % of Load | 2041 | 0.00024772
ENS | C&I Curtailment | C&I Curtailment- Advanced Lighting Control | Large Commercial | Offices | % of Load | 2041 | 1.0717e-05
ENS | C&I Curtailment | C&I Curtailment- Advanced Lighting Control | Large Commercial | Services | % of Load | 2041 | 0.00012386
ENS | C&I Curtailment | C&I Curtailment- Water Heating Control | Large Commercial | Offices | % of Load | 2041 | 6.0852e-06
ENS | C&I Curtailment | C&I Curtailment- Water Heating Control | Large Commercial | Services | % of Load | 2041 | 9.0961e-05
ENS | C&I Curtailment | C&I Curtailment- Other | Large Commercial | Offices | % of Load | 2041 | 8.6787e-05
ENS | C&I Curtailment | C&I Curtailment- Other | Large Commercial | Services | % of Load | 2041 | 0.00083089
ENS | C&I Curtailment | C&I Curtailment- Manual HVAC Control | Large Industrial | Miscellaneous | % of Load | 2041 | 0.00018604
ENS | C&I Curtailment | C&I Curtailment- Manual HVAC Control | Large Industrial | Offices | % of Load | 2041 | 3.1416e-05
ENS | C&I Curtailment | C&I Curtailment- Manual HVAC Control | Large Industrial | Retail Trade | % of Load | 2041 | 5.127e-05
ENS | C&I Curtailment | C&I Curtailment- Manual HVAC Control | Large Industrial | Services | % of Load | 2041 | 2.5358e-05
ENS | C&I Curtailment | C&I Curtailment- Auto-DR HVAC Control | Large Industrial | Miscellaneous | % of Load | 2041 | 0.0012146
ENS | C&I Curtailment | C&I Curtailment- Auto-DR HVAC Control | Large Industrial | Offices | % of Load | 2041 | 0.00020511
ENS | C&I Curtailment | C&I Curtailment- Auto-DR HVAC Control | Large Industrial | Retail Trade | % of Load | 2041 | 0.00033474
ENS | C&I Curtailment | C&I Curtailment- Auto-DR HVAC Control | Large Industrial | Services | % of Load | 2041 | 0.00016556
ENS | C&I Curtailment | C&I Curtailment- Standard Lighting Control | Large Industrial | Miscellaneous | % of Load | 2041 | 0.00025429
ENS | C&I Curtailment | C&I Curtailment- Standard Lighting Control | Large Industrial | Offices | % of Load | 2041 | 1.1353e-05
ENS | C&I Curtailment | C&I Curtailment- Standard Lighting Control | Large Industrial | Retail Trade | % of Load | 2041 | 6.3796e-05
ENS | C&I Curtailment | C&I Curtailment- Standard Lighting Control | Large Industrial | Services | % of Load | 2041 | 3.1553e-05
ENS | C&I Curtailment | C&I Curtailment- Advanced Lighting Control | Large Industrial | Miscellaneous | % of Load | 2041 | 0.00012715
ENS | C&I Curtailment | C&I Curtailment- Advanced Lighting Control | Large Industrial | Offices | % of Load | 2041 | 5.6766e-06
ENS | C&I Curtailment | C&I Curtailment- Advanced Lighting Control | Large Industrial | Retail Trade | % of Load | 2041 | 3.1898e-05
ENS | C&I Curtailment | C&I Curtailment- Advanced Lighting Control | Large Industrial | Services | % of Load | 2041 | 1.5777e-05
ENS | C&I Curtailment | C&I Curtailment- Water Heating Control | Large Industrial | Miscellaneous | % of Load | 2041 | 2.0032e-05
ENS | C&I Curtailment | C&I Curtailment- Water Heating Control | Large Industrial | Offices | % of Load | 2041 | 1.5603e-06
ENS | C&I Curtailment | C&I Curtailment- Water Heating Control | Large Industrial | Retail Trade | % of Load | 2041 | 2.3426e-05
ENS | C&I Curtailment | C&I Curtailment- Water Heating Control | Large Industrial | Services | % of Load | 2041 | 1.1586e-05
ENS | C&I Curtailment | C&I Curtailment- Other | Large Industrial | Miscellaneous | % of Load | 2041 | 0.00041626
ENS | C&I Curtailment | C&I Curtailment- Other | Large Industrial | Offices | % of Load | 2041 | 3.0005e-05
ENS | C&I Curtailment | C&I Curtailment- Other | Large Industrial | Retail Trade | % of Load | 2041 | 0.00021398
ENS | C&I Curtailment | C&I Curtailment- Other | Large Industrial | Services | % of Load | 2041 | 0.00010584
ENS | C&I Curtailment | C&I Curtailment- Industrial | Large Industrial | Manufacturing | % of Load | 2041 | 0.0025811
ENS | C&I Curtailment | C&I Curtailment- Manual HVAC Control | Interruptible Rider | Miscellaneous | % of Load | 2041 | 0.00051116
ENS | C&I Curtailment | C&I Curtailment- Manual HVAC Control | Interruptible Rider | Retail Trade | % of Load | 2041 | 1.2081e-05
ENS | C&I Curtailment | C&I Curtailment- Auto-DR HVAC Control | Interruptible Rider | Miscellaneous | % of Load | 2041 | 0.0033372
ENS | C&I Curtailment | C&I Curtailment- Auto-DR HVAC Control | Interruptible Rider | Retail Trade | % of Load | 2041 | 7.8872e-05
ENS | C&I Curtailment | C&I Curtailment- Standard Lighting Control | Interruptible Rider | Miscellaneous | % of Load | 2041 | 0.0002381
ENS | C&I Curtailment | C&I Curtailment- Standard Lighting Control | Interruptible Rider | Retail Trade | % of Load | 2041 | 1.8862e-05
ENS | C&I Curtailment | C&I Curtailment- Advanced Lighting Control | Interruptible Rider | Miscellaneous | % of Load | 2041 | 0.00011905
ENS | C&I Curtailment | C&I Curtailment- Advanced Lighting Control | Interruptible Rider | Retail Trade | % of Load | 2041 | 9.4312e-06
ENS | C&I Curtailment | C&I Curtailment- Water Heating Control | Interruptible Rider | Miscellaneous | % of Load | 2041 | 3.0324e-05
ENS | C&I Curtailment | C&I Curtailment- Water Heating Control | Interruptible Rider | Retail Trade | % of Load | 2041 | 4.129e-06
ENS | C&I Curtailment | C&I Curtailment- Other | Interruptible Rider | Miscellaneous | % of Load | 2041 | 0.00053974
ENS | C&I Curtailment | C&I Curtailment- Other | Interruptible Rider | Retail Trade | % of Load | 2041 | 4.4356e-05
ENS | C&I Curtailment | C&I Curtailment- Industrial | Interruptible Rider | Manufacturing | % of Load | 2041 | 0.00082598
ENS | Dynamic Pricing | Dynamic Pricing with enabling tech. | Small Commercial | Manufacturing | % of Load | 2041 | 0.00014451
ENS | Dynamic Pricing | Dynamic Pricing with enabling tech. | Small Commercial | Miscellaneous | % of Load | 2041 | 0.0016965
ENS | Dynamic Pricing | Dynamic Pricing with enabling tech. | Small Commercial | Offices | % of Load | 2041 | 0.0013345
ENS | Dynamic Pricing | Dynamic Pricing with enabling tech. | Small Commercial | Retail Trade | % of Load | 2041 | 0.0029589
ENS | Dynamic Pricing | Dynamic Pricing with enabling tech. | Small Commercial | Services | % of Load | 2041 | 0.0035537
ENS | Dynamic Pricing | Dynamic Pricing w/o enabling tech. | Small Commercial | Manufacturing | % of Load | 2041 | 9.4833e-06
ENS | Dynamic Pricing | Dynamic Pricing w/o enabling tech. | Small Commercial | Miscellaneous | % of Load | 2041 | 0.00011134
ENS | Dynamic Pricing | Dynamic Pricing w/o enabling tech. | Small Commercial | Offices | % of Load | 2041 | 8.7579e-05
ENS | Dynamic Pricing | Dynamic Pricing w/o enabling tech. | Small Commercial | Retail Trade | % of Load | 2041 | 0.00019418
ENS | Dynamic Pricing | Dynamic Pricing w/o enabling tech. | Small Commercial | Services | % of Load | 2041 | 0.00023321
ENS | Dynamic Pricing | Dynamic Pricing with enabling tech. | Large Commercial | Offices | % of Load | 2041 | 0.00023333
ENS | Dynamic Pricing | Dynamic Pricing with enabling tech. | Large Commercial | Services | % of Load | 2041 | 0.0014399
ENS | Dynamic Pricing | Dynamic Pricing w/o enabling tech. | Large Commercial | Offices | % of Load | 2041 | 0.0001228
ENS | Dynamic Pricing | Dynamic Pricing w/o enabling tech. | Large Commercial | Services | % of Load | 2041 | 0.00075783
ENS | Dynamic Pricing | Dynamic Pricing with enabling tech. | Small Industrial | Manufacturing | % of Load | 2041 | 0.00030042
ENS | Dynamic Pricing | Dynamic Pricing with enabling tech. | Small Industrial | Miscellaneous | % of Load | 2041 | 0.00045635
ENS | Dynamic Pricing | Dynamic Pricing with enabling tech. | Small Industrial | Offices | % of Load | 2041 | 2.8159e-05
ENS | Dynamic Pricing | Dynamic Pricing with enabling tech. | Small Industrial | Retail Trade | % of Load | 2041 | 7.8088e-05
ENS | Dynamic Pricing | Dynamic Pricing with enabling tech. | Small Industrial | Services | % of Load | 2041 | 9.7345e-05
ENS | Dynamic Pricing | Dynamic Pricing w/o enabling tech. | Small Industrial | Manufacturing | % of Load | 2041 | 1.9715e-05
ENS | Dynamic Pricing | Dynamic Pricing w/o enabling tech. | Small Industrial | Miscellaneous | % of Load | 2041 | 2.9948e-05
ENS | Dynamic Pricing | Dynamic Pricing w/o enabling tech. | Small Industrial | Offices | % of Load | 2041 | 1.8479e-06
ENS | Dynamic Pricing | Dynamic Pricing w/o enabling tech. | Small Industrial | Retail Trade | % of Load | 2041 | 5.1245e-06
ENS | Dynamic Pricing | Dynamic Pricing w/o enabling tech. | Small Industrial | Services | % of Load | 2041 | 6.3883e-06
ENS | Dynamic Pricing | Dynamic Pricing with enabling tech. | Large Industrial | Manufacturing | % of Load | 2041 | 0.0017164
ENS | Dynamic Pricing | Dynamic Pricing with enabling tech. | Large Industrial | Miscellaneous | % of Load | 2041 | 0.00085782
ENS | Dynamic Pricing | Dynamic Pricing with enabling tech. | Large Industrial | Offices | % of Load | 2041 | 7.8855e-05
ENS | Dynamic Pricing | Dynamic Pricing with enabling tech. | Large Industrial | Retail Trade | % of Load | 2041 | 0.00037082
ENS | Dynamic Pricing | Dynamic Pricing with enabling tech. | Large Industrial | Services | % of Load | 2041 | 0.00018341
ENS | Dynamic Pricing | Dynamic Pricing w/o enabling tech. | Large Industrial | Manufacturing | % of Load | 2041 | 0.00090339
ENS | Dynamic Pricing | Dynamic Pricing w/o enabling tech. | Large Industrial | Miscellaneous | % of Load | 2041 | 0.00045149
ENS | Dynamic Pricing | Dynamic Pricing w/o enabling tech. | Large Industrial | Offices | % of Load | 2041 | 4.1503e-05
ENS | Dynamic Pricing | Dynamic Pricing w/o enabling tech. | Large Industrial | Retail Trade | % of Load | 2041 | 0.00019517
ENS | Dynamic Pricing | Dynamic Pricing w/o enabling tech. | Large Industrial | Services | % of Load | 2041 | 9.653e-05
ENS | Dynamic Pricing | Dynamic Pricing with enabling tech. | Interruptible Rider | Manufacturing | % of Load | 2041 | 0.00054928
ENS | Dynamic Pricing | Dynamic Pricing with enabling tech. | Interruptible Rider | Miscellaneous | % of Load | 2041 | 0.001373
ENS | Dynamic Pricing | Dynamic Pricing with enabling tech. | Interruptible Rider | Retail Trade | % of Load | 2041 | 8.0386e-05
ENS | Dynamic Pricing | Dynamic Pricing w/o enabling tech. | Interruptible Rider | Manufacturing | % of Load | 2041 | 0.00028909
ENS | Dynamic Pricing | Dynamic Pricing w/o enabling tech. | Interruptible Rider | Miscellaneous | % of Load | 2041 | 0.00072265
ENS | Dynamic Pricing | Dynamic Pricing w/o enabling tech. | Interruptible Rider | Retail Trade | % of Load | 2041 | 4.2309e-05
ENS | Dynamic Pricing | Dynamic Pricing with enabling tech. | Residential | Residential LI | % of Load | 2041 | 0.01036
ENS | Dynamic Pricing | Dynamic Pricing with enabling tech. | Residential | Residential Market Rate | % of Load | 2041 | 0.066601
ENS | Dynamic Pricing | Dynamic Pricing w/o enabling tech. | Residential | Residential LI | % of Load | 2041 | 0.0074972
ENS | Dynamic Pricing | Dynamic Pricing w/o enabling tech. | Residential | Residential Market Rate | % of Load | 2041 | 0.048198
ENS | BTM Battery Control | BTM Battery Control | Small Commercial | Manufacturing | % of Load | 2041 | 8.8378e-05
ENS | BTM Battery Control | BTM Battery Control | Small Commercial | Miscellaneous | % of Load | 2041 | 0.00065886
ENS | BTM Battery Control | BTM Battery Control | Small Commercial | Offices | % of Load | 2041 | 0.00022602
ENS | BTM Battery Control | BTM Battery Control | Small Commercial | Retail Trade | % of Load | 2041 | 0.00039442
ENS | BTM Battery Control | BTM Battery Control | Small Commercial | Services | % of Load | 2041 | 0.00085859
ENS | BTM Battery Control | BTM Battery Control | Large Commercial | Offices | % of Load | 2041 | 9.0814e-05
ENS | BTM Battery Control | BTM Battery Control | Large Commercial | Services | % of Load | 2041 | 0.00048434
ENS | BTM Battery Control | BTM Battery Control | Small Industrial | Manufacturing | % of Load | 2041 | 2.1577e-06
ENS | BTM Battery Control | BTM Battery Control | Small Industrial | Miscellaneous | % of Load | 2041 | 1.405e-05
ENS | BTM Battery Control | BTM Battery Control | Small Industrial | Offices | % of Load | 2041 | 5.5413e-06
ENS | BTM Battery Control | BTM Battery Control | Small Industrial | Retail Trade | % of Load | 2041 | 9.6851e-06
ENS | BTM Battery Control | BTM Battery Control | Small Industrial | Services | % of Load | 2041 | 2.1062e-05
ENS | BTM Battery Control | BTM Battery Control | Large Industrial | Manufacturing | % of Load | 2041 | 5.9455e-05
ENS | BTM Battery Control | BTM Battery Control | Large Industrial | Miscellaneous | % of Load | 2041 | 0.00027565
ENS | BTM Battery Control | BTM Battery Control | Large Industrial | Offices | % of Load | 2041 | 3.243e-05
ENS | BTM Battery Control | BTM Battery Control | Large Industrial | Retail Trade | % of Load | 2041 | 0.00016215
ENS | BTM Battery Control | BTM Battery Control | Large Industrial | Services | % of Load | 2041 | 0.00035132
ENS | BTM Battery Control | BTM Battery Control | Interruptible Rider | Manufacturing | % of Load | 2041 | 7.9473e-05
ENS | BTM Battery Control | BTM Battery Control | Interruptible Rider | Miscellaneous | % of Load | 2041 | 0.00021193
ENS | BTM Battery Control | BTM Battery Control | Interruptible Rider | Retail Trade | % of Load | 2041 | 0.00031789
ENS | BTM Battery Control | BTM Battery Control | Residential | Residential LI | % of Load | 2041 | 0.0026555
ENS | BTM Battery Control | BTM Battery Control | Residential | Residential Market Rate | % of Load | 2041 | 0.016532
ENS | EV Charging Control | EV Charging Control | EV | EV | % of Load | 2041 | 0.019394
ENS | Behavioral DR | Behavioral DR | Residential | Residential LI | % of Load | 2041 | 0.0019542
ENS | Behavioral DR | Behavioral DR | Residential | Residential Market Rate | % of Load | 2041 | 0.012742
ENS | DLC | DLC-Switch-Water Heating | Small Commercial | Miscellaneous | % of Load | 2042 | 0.00029264
ENS | DLC | DLC-Switch-Water Heating | Small Commercial | Offices | % of Load | 2042 | 0.00016673
ENS | DLC | DLC-Switch-Water Heating | Small Commercial | Retail Trade | % of Load | 2042 | 0.0010217
ENS | DLC | DLC-Switch-Water Heating | Small Commercial | Services | % of Load | 2042 | 0.0012238
ENS | DLC | DLC-Thermostat-HVAC | Small Commercial | Miscellaneous | % of Load | 2042 | 0.0038159
ENS | DLC | DLC-Thermostat-HVAC | Small Commercial | Offices | % of Load | 2042 | 0.0061536
ENS | DLC | DLC-Thermostat-HVAC | Small Commercial | Retail Trade | % of Load | 2042 | 0.0045312
ENS | DLC | DLC-Thermostat-HVAC | Small Commercial | Services | % of Load | 2042 | 0.0054479
ENS | DLC | DLC-Switch-Water Heating | Small Industrial | Miscellaneous | % of Load | 2042 | 8.2678e-05
ENS | DLC | DLC-Switch-Water Heating | Small Industrial | Offices | % of Load | 2042 | 3.131e-06
ENS | DLC | DLC-Switch-Water Heating | Small Industrial | Retail Trade | % of Load | 2042 | 2.2346e-05
ENS | DLC | DLC-Switch-Water Heating | Small Industrial | Services | % of Load | 2042 | 2.7856e-05
ENS | DLC | DLC-Thermostat-HVAC | Small Industrial | Miscellaneous | % of Load | 2042 | 0.0012772
ENS | DLC | DLC-Thermostat-HVAC | Small Industrial | Offices | % of Load | 2042 | 0.00012806
ENS | DLC | DLC-Thermostat-HVAC | Small Industrial | Retail Trade | % of Load | 2042 | 0.00013205
ENS | DLC | DLC-Thermostat-HVAC | Small Industrial | Services | % of Load | 2042 | 0.00016462
ENS | DLC | DLC-Switch-Water Heating | Residential | Residential LI | % of Load | 2042 | 0.014087
ENS | DLC | DLC-Switch-Water Heating | Residential | Residential Market Rate | % of Load | 2042 | 0.088064
ENS | DLC | DLC-Thermostat-Heat Pump | Residential | Residential LI | % of Load | 2042 | 0.020113
ENS | DLC | DLC-Thermostat-Heat Pump | Residential | Residential Market Rate | % of Load | 2042 | 0.26452
ENS | DLC | DLC-Thermostat-Electric Furnace | Residential | Residential LI | % of Load | 2042 | 0.043711
ENS | DLC | DLC-Thermostat-Electric Furnace | Residential | Residential Market Rate | % of Load | 2042 | 0.065749
ENS | C&I Curtailment | C&I Curtailment- Manual HVAC Control | Large Commercial | Offices | % of Load | 2042 | 9.8563e-05
ENS | C&I Curtailment | C&I Curtailment- Manual HVAC Control | Large Commercial | Services | % of Load | 2042 | 0.00019387
ENS | C&I Curtailment | C&I Curtailment- Auto-DR HVAC Control | Large Commercial | Offices | % of Load | 2042 | 0.0006435
ENS | C&I Curtailment | C&I Curtailment- Auto-DR HVAC Control | Large Commercial | Services | % of Load | 2042 | 0.0012657
ENS | C&I Curtailment | C&I Curtailment- Standard Lighting Control | Large Commercial | Offices | % of Load | 2042 | 2.0008e-05
ENS | C&I Curtailment | C&I Curtailment- Standard Lighting Control | Large Commercial | Services | % of Load | 2042 | 0.00023769
ENS | C&I Curtailment | C&I Curtailment- Advanced Lighting Control | Large Commercial | Offices | % of Load | 2042 | 1.0004e-05
ENS | C&I Curtailment | C&I Curtailment- Advanced Lighting Control | Large Commercial | Services | % of Load | 2042 | 0.00011884
ENS | C&I Curtailment | C&I Curtailment- Water Heating Control | Large Commercial | Offices | % of Load | 2042 | 6.1002e-06
ENS | C&I Curtailment | C&I Curtailment- Water Heating Control | Large Commercial | Services | % of Load | 2042 | 9.1222e-05
ENS | C&I Curtailment | C&I Curtailment- Other | Large Commercial | Offices | % of Load | 2042 | 8.6034e-05
ENS | C&I Curtailment | C&I Curtailment- Other | Large Commercial | Services | % of Load | 2042 | 0.00082678
ENS | C&I Curtailment | C&I Curtailment- Manual HVAC Control | Large Industrial | Miscellaneous | % of Load | 2042 | 0.00018774
ENS | C&I Curtailment | C&I Curtailment- Manual HVAC Control | Large Industrial | Offices | % of Load | 2042 | 3.1795e-05
ENS | C&I Curtailment | C&I Curtailment- Manual HVAC Control | Large Industrial | Retail Trade | % of Load | 2042 | 5.1156e-05
ENS | C&I Curtailment | C&I Curtailment- Manual HVAC Control | Large Industrial | Services | % of Load | 2042 | 2.5302e-05
ENS | C&I Curtailment | C&I Curtailment- Auto-DR HVAC Control | Large Industrial | Miscellaneous | % of Load | 2042 | 0.0012257
ENS | C&I Curtailment | C&I Curtailment- Auto-DR HVAC Control | Large Industrial | Offices | % of Load | 2042 | 0.00020758
ENS | C&I Curtailment | C&I Curtailment- Auto-DR HVAC Control | Large Industrial | Retail Trade | % of Load | 2042 | 0.00033399
ENS | C&I Curtailment | C&I Curtailment- Auto-DR HVAC Control | Large Industrial | Services | % of Load | 2042 | 0.00016519
ENS | C&I Curtailment | C&I Curtailment- Standard Lighting Control | Large Industrial | Miscellaneous | % of Load | 2042 | 0.00025439
ENS | C&I Curtailment | C&I Curtailment- Standard Lighting Control | Large Industrial | Offices | % of Load | 2042 | 1.1166e-05
ENS | C&I Curtailment | C&I Curtailment- Standard Lighting Control | Large Industrial | Retail Trade | % of Load | 2042 | 6.2719e-05
ENS | C&I Curtailment | C&I Curtailment- Standard Lighting Control | Large Industrial | Services | % of Load | 2042 | 3.1021e-05
ENS | C&I Curtailment | C&I Curtailment- Advanced Lighting Control | Large Industrial | Miscellaneous | % of Load | 2042 | 0.0001272
ENS | C&I Curtailment | C&I Curtailment- Advanced Lighting Control | Large Industrial | Offices | % of Load | 2042 | 5.5832e-06
ENS | C&I Curtailment | C&I Curtailment- Advanced Lighting Control | Large Industrial | Retail Trade | % of Load | 2042 | 3.136e-05
ENS | C&I Curtailment | C&I Curtailment- Advanced Lighting Control | Large Industrial | Services | % of Load | 2042 | 1.5511e-05
ENS | C&I Curtailment | C&I Curtailment- Water Heating Control | Large Industrial | Miscellaneous | % of Load | 2042 | 2.0351e-05
ENS | C&I Curtailment | C&I Curtailment- Water Heating Control | Large Industrial | Offices | % of Load | 2042 | 1.5805e-06
ENS | C&I Curtailment | C&I Curtailment- Water Heating Control | Large Industrial | Retail Trade | % of Load | 2042 | 2.4071e-05
ENS | C&I Curtailment | C&I Curtailment- Water Heating Control | Large Industrial | Services | % of Load | 2042 | 1.1905e-05
ENS | C&I Curtailment | C&I Curtailment- Other | Large Industrial | Miscellaneous | % of Load | 2042 | 0.00042261
ENS | C&I Curtailment | C&I Curtailment- Other | Large Industrial | Offices | % of Load | 2042 | 3.0463e-05
ENS | C&I Curtailment | C&I Curtailment- Other | Large Industrial | Retail Trade | % of Load | 2042 | 0.00021816
ENS | C&I Curtailment | C&I Curtailment- Other | Large Industrial | Services | % of Load | 2042 | 0.0001079
ENS | C&I Curtailment | C&I Curtailment- Industrial | Large Industrial | Manufacturing | % of Load | 2042 | 0.0025849
ENS | C&I Curtailment | C&I Curtailment- Manual HVAC Control | Interruptible Rider | Miscellaneous | % of Load | 2042 | 0.00050795
ENS | C&I Curtailment | C&I Curtailment- Manual HVAC Control | Interruptible Rider | Retail Trade | % of Load | 2042 | 1.1887e-05
ENS | C&I Curtailment | C&I Curtailment- Auto-DR HVAC Control | Interruptible Rider | Miscellaneous | % of Load | 2042 | 0.0033164
ENS | C&I Curtailment | C&I Curtailment- Auto-DR HVAC Control | Interruptible Rider | Retail Trade | % of Load | 2042 | 7.7607e-05
ENS | C&I Curtailment | C&I Curtailment- Standard Lighting Control | Interruptible Rider | Miscellaneous | % of Load | 2042 | 0.00023227
ENS | C&I Curtailment | C&I Curtailment- Standard Lighting Control | Interruptible Rider | Retail Trade | % of Load | 2042 | 1.8515e-05
ENS | C&I Curtailment | C&I Curtailment- Advanced Lighting Control | Interruptible Rider | Miscellaneous | % of Load | 2042 | 0.00011614
ENS | C&I Curtailment | C&I Curtailment- Advanced Lighting Control | Interruptible Rider | Retail Trade | % of Load | 2042 | 9.2575e-06
ENS | C&I Curtailment | C&I Curtailment- Water Heating Control | Interruptible Rider | Miscellaneous | % of Load | 2042 | 3.0202e-05
ENS | C&I Curtailment | C&I Curtailment- Water Heating Control | Interruptible Rider | Retail Trade | % of Load | 2042 | 4.1213e-06
ENS | C&I Curtailment | C&I Curtailment- Other | Interruptible Rider | Miscellaneous | % of Load | 2042 | 0.00053705
ENS | C&I Curtailment | C&I Curtailment- Other | Interruptible Rider | Retail Trade | % of Load | 2042 | 4.4199e-05
ENS | C&I Curtailment | C&I Curtailment- Industrial | Interruptible Rider | Manufacturing | % of Load | 2042 | 0.0008155
ENS | Dynamic Pricing | Dynamic Pricing with enabling tech. | Small Commercial | Manufacturing | % of Load | 2042 | 0.00014131
ENS | Dynamic Pricing | Dynamic Pricing with enabling tech. | Small Commercial | Miscellaneous | % of Load | 2042 | 0.0016763
ENS | Dynamic Pricing | Dynamic Pricing with enabling tech. | Small Commercial | Offices | % of Load | 2042 | 0.0013174
ENS | Dynamic Pricing | Dynamic Pricing with enabling tech. | Small Commercial | Retail Trade | % of Load | 2042 | 0.0029158
ENS | Dynamic Pricing | Dynamic Pricing with enabling tech. | Small Commercial | Services | % of Load | 2042 | 0.0035015
ENS | Dynamic Pricing | Dynamic Pricing w/o enabling tech. | Small Commercial | Manufacturing | % of Load | 2042 | 9.2736e-06
ENS | Dynamic Pricing | Dynamic Pricing w/o enabling tech. | Small Commercial | Miscellaneous | % of Load | 2042 | 0.00011001
ENS | Dynamic Pricing | Dynamic Pricing w/o enabling tech. | Small Commercial | Offices | % of Load | 2042 | 8.6455e-05
ENS | Dynamic Pricing | Dynamic Pricing w/o enabling tech. | Small Commercial | Retail Trade | % of Load | 2042 | 0.00019135
ENS | Dynamic Pricing | Dynamic Pricing w/o enabling tech. | Small Commercial | Services | % of Load | 2042 | 0.00022979
ENS | Dynamic Pricing | Dynamic Pricing with enabling tech. | Large Commercial | Offices | % of Load | 2042 | 0.00023104
ENS | Dynamic Pricing | Dynamic Pricing with enabling tech. | Large Commercial | Services | % of Load | 2042 | 0.001425
ENS | Dynamic Pricing | Dynamic Pricing w/o enabling tech. | Large Commercial | Offices | % of Load | 2042 | 0.0001216
ENS | Dynamic Pricing | Dynamic Pricing w/o enabling tech. | Large Commercial | Services | % of Load | 2042 | 0.00075
ENS | Dynamic Pricing | Dynamic Pricing with enabling tech. | Small Industrial | Manufacturing | % of Load | 2042 | 0.00029875
ENS | Dynamic Pricing | Dynamic Pricing with enabling tech. | Small Industrial | Miscellaneous | % of Load | 2042 | 0.00045546
ENS | Dynamic Pricing | Dynamic Pricing with enabling tech. | Small Industrial | Offices | % of Load | 2042 | 2.8174e-05
ENS | Dynamic Pricing | Dynamic Pricing with enabling tech. | Small Industrial | Retail Trade | % of Load | 2042 | 7.8109e-05
ENS | Dynamic Pricing | Dynamic Pricing with enabling tech. | Small Industrial | Services | % of Load | 2042 | 9.7371e-05
ENS | Dynamic Pricing | Dynamic Pricing w/o enabling tech. | Small Industrial | Manufacturing | % of Load | 2042 | 1.9605e-05
ENS | Dynamic Pricing | Dynamic Pricing w/o enabling tech. | Small Industrial | Miscellaneous | % of Load | 2042 | 2.989e-05
ENS | Dynamic Pricing | Dynamic Pricing w/o enabling tech. | Small Industrial | Offices | % of Load | 2042 | 1.8489e-06
ENS | Dynamic Pricing | Dynamic Pricing w/o enabling tech. | Small Industrial | Retail Trade | % of Load | 2042 | 5.1259e-06
ENS | Dynamic Pricing | Dynamic Pricing w/o enabling tech. | Small Industrial | Services | % of Load | 2042 | 6.39e-06
ENS | Dynamic Pricing | Dynamic Pricing with enabling tech. | Large Industrial | Manufacturing | % of Load | 2042 | 0.001719
ENS | Dynamic Pricing | Dynamic Pricing with enabling tech. | Large Industrial | Miscellaneous | % of Load | 2042 | 0.00086824
ENS | Dynamic Pricing | Dynamic Pricing with enabling tech. | Large Industrial | Offices | % of Load | 2042 | 7.9812e-05
ENS | Dynamic Pricing | Dynamic Pricing with enabling tech. | Large Industrial | Retail Trade | % of Load | 2042 | 0.00037602
ENS | Dynamic Pricing | Dynamic Pricing with enabling tech. | Large Industrial | Services | % of Load | 2042 | 0.00018598
ENS | Dynamic Pricing | Dynamic Pricing w/o enabling tech. | Large Industrial | Manufacturing | % of Load | 2042 | 0.00090472
ENS | Dynamic Pricing | Dynamic Pricing w/o enabling tech. | Large Industrial | Miscellaneous | % of Load | 2042 | 0.00045697
ENS | Dynamic Pricing | Dynamic Pricing w/o enabling tech. | Large Industrial | Offices | % of Load | 2042 | 4.2006e-05
ENS | Dynamic Pricing | Dynamic Pricing w/o enabling tech. | Large Industrial | Retail Trade | % of Load | 2042 | 0.00019791
ENS | Dynamic Pricing | Dynamic Pricing w/o enabling tech. | Large Industrial | Services | % of Load | 2042 | 9.7884e-05
ENS | Dynamic Pricing | Dynamic Pricing with enabling tech. | Interruptible Rider | Manufacturing | % of Load | 2042 | 0.00054231
ENS | Dynamic Pricing | Dynamic Pricing with enabling tech. | Interruptible Rider | Miscellaneous | % of Load | 2042 | 0.0013637
ENS | Dynamic Pricing | Dynamic Pricing with enabling tech. | Interruptible Rider | Retail Trade | % of Load | 2042 | 7.9833e-05
ENS | Dynamic Pricing | Dynamic Pricing w/o enabling tech. | Interruptible Rider | Manufacturing | % of Load | 2042 | 0.00028543
ENS | Dynamic Pricing | Dynamic Pricing w/o enabling tech. | Interruptible Rider | Miscellaneous | % of Load | 2042 | 0.00071776
ENS | Dynamic Pricing | Dynamic Pricing w/o enabling tech. | Interruptible Rider | Retail Trade | % of Load | 2042 | 4.2017e-05
ENS | Dynamic Pricing | Dynamic Pricing with enabling tech. | Residential | Residential LI | % of Load | 2042 | 0.010371
ENS | Dynamic Pricing | Dynamic Pricing with enabling tech. | Residential | Residential Market Rate | % of Load | 2042 | 0.066868
ENS | Dynamic Pricing | Dynamic Pricing w/o enabling tech. | Residential | Residential LI | % of Load | 2042 | 0.007505
ENS | Dynamic Pricing | Dynamic Pricing w/o enabling tech. | Residential | Residential Market Rate | % of Load | 2042 | 0.048391
ENS | BTM Battery Control | BTM Battery Control | Small Commercial | Manufacturing | % of Load | 2042 | 8.8416e-05
ENS | BTM Battery Control | BTM Battery Control | Small Commercial | Miscellaneous | % of Load | 2042 | 0.00065955
ENS | BTM Battery Control | BTM Battery Control | Small Commercial | Offices | % of Load | 2042 | 0.00022612
ENS | BTM Battery Control | BTM Battery Control | Small Commercial | Retail Trade | % of Load | 2042 | 0.00039453
ENS | BTM Battery Control | BTM Battery Control | Small Commercial | Services | % of Load | 2042 | 0.00085891
ENS | BTM Battery Control | BTM Battery Control | Large Commercial | Offices | % of Load | 2042 | 9.0853e-05
ENS | BTM Battery Control | BTM Battery Control | Large Commercial | Services | % of Load | 2042 | 0.00048455
ENS | BTM Battery Control | BTM Battery Control | Small Industrial | Manufacturing | % of Load | 2042 | 2.1586e-06
ENS | BTM Battery Control | BTM Battery Control | Small Industrial | Miscellaneous | % of Load | 2042 | 1.4056e-05
ENS | BTM Battery Control | BTM Battery Control | Small Industrial | Offices | % of Load | 2042 | 5.5437e-06
ENS | BTM Battery Control | BTM Battery Control | Small Industrial | Retail Trade | % of Load | 2042 | 9.6893e-06
ENS | BTM Battery Control | BTM Battery Control | Small Industrial | Services | % of Load | 2042 | 2.1071e-05
ENS | BTM Battery Control | BTM Battery Control | Large Industrial | Manufacturing | % of Load | 2042 | 5.9481e-05
ENS | BTM Battery Control | BTM Battery Control | Large Industrial | Miscellaneous | % of Load | 2042 | 0.00027577
ENS | BTM Battery Control | BTM Battery Control | Large Industrial | Offices | % of Load | 2042 | 3.2444e-05
ENS | BTM Battery Control | BTM Battery Control | Large Industrial | Retail Trade | % of Load | 2042 | 0.00016222
ENS | BTM Battery Control | BTM Battery Control | Large Industrial | Services | % of Load | 2042 | 0.00035148
ENS | BTM Battery Control | BTM Battery Control | Interruptible Rider | Manufacturing | % of Load | 2042 | 7.9507e-05
ENS | BTM Battery Control | BTM Battery Control | Interruptible Rider | Miscellaneous | % of Load | 2042 | 0.00021202
ENS | BTM Battery Control | BTM Battery Control | Interruptible Rider | Retail Trade | % of Load | 2042 | 0.00031803
ENS | BTM Battery Control | BTM Battery Control | Residential | Residential LI | % of Load | 2042 | 0.0026697
ENS | BTM Battery Control | BTM Battery Control | Residential | Residential Market Rate | % of Load | 2042 | 0.01662
ENS | EV Charging Control | EV Charging Control | EV | EV | % of Load | 2042 | 0.02127
ENS | Behavioral DR | Behavioral DR | Residential | Residential LI | % of Load | 2042 | 0.0019584
ENS | Behavioral DR | Behavioral DR | Residential | Residential Market Rate | % of Load | 2042 | 0.012811
ENS | DLC | DLC-Switch-Water Heating | Small Commercial | Miscellaneous | % of Load | 2043 | 0.00029185
ENS | DLC | DLC-Switch-Water Heating | Small Commercial | Offices | % of Load | 2043 | 0.00016567
ENS | DLC | DLC-Switch-Water Heating | Small Commercial | Retail Trade | % of Load | 2043 | 0.0010196
ENS | DLC | DLC-Switch-Water Heating | Small Commercial | Services | % of Load | 2043 | 0.001221
ENS | DLC | DLC-Thermostat-HVAC | Small Commercial | Miscellaneous | % of Load | 2043 | 0.0037491
ENS | DLC | DLC-Thermostat-HVAC | Small Commercial | Offices | % of Load | 2043 | 0.0060831
ENS | DLC | DLC-Thermostat-HVAC | Small Commercial | Retail Trade | % of Load | 2043 | 0.0043978
ENS | DLC | DLC-Thermostat-HVAC | Small Commercial | Services | % of Load | 2043 | 0.0052873
ENS | DLC | DLC-Switch-Water Heating | Small Industrial | Miscellaneous | % of Load | 2043 | 8.3165e-05
ENS | DLC | DLC-Switch-Water Heating | Small Industrial | Offices | % of Load | 2043 | 3.1386e-06
ENS | DLC | DLC-Switch-Water Heating | Small Industrial | Retail Trade | % of Load | 2043 | 2.2476e-05
ENS | DLC | DLC-Switch-Water Heating | Small Industrial | Services | % of Load | 2043 | 2.8019e-05
ENS | DLC | DLC-Thermostat-HVAC | Small Industrial | Miscellaneous | % of Load | 2043 | 0.0012737
ENS | DLC | DLC-Thermostat-HVAC | Small Industrial | Offices | % of Load | 2043 | 0.00012821
ENS | DLC | DLC-Thermostat-HVAC | Small Industrial | Retail Trade | % of Load | 2043 | 0.00013102
ENS | DLC | DLC-Thermostat-HVAC | Small Industrial | Services | % of Load | 2043 | 0.00016334
ENS | DLC | DLC-Switch-Water Heating | Residential | Residential LI | % of Load | 2043 | 0.014189
ENS | DLC | DLC-Switch-Water Heating | Residential | Residential Market Rate | % of Load | 2043 | 0.08871
ENS | DLC | DLC-Thermostat-Heat Pump | Residential | Residential LI | % of Load | 2043 | 0.020368
ENS | DLC | DLC-Thermostat-Heat Pump | Residential | Residential Market Rate | % of Load | 2043 | 0.26682
ENS | DLC | DLC-Thermostat-Electric Furnace | Residential | Residential LI | % of Load | 2043 | 0.043475
ENS | DLC | DLC-Thermostat-Electric Furnace | Residential | Residential Market Rate | % of Load | 2043 | 0.062891
ENS | C&I Curtailment | C&I Curtailment- Manual HVAC Control | Large Commercial | Offices | % of Load | 2043 | 9.7897e-05
ENS | C&I Curtailment | C&I Curtailment- Manual HVAC Control | Large Commercial | Services | % of Load | 2043 | 0.00018889
ENS | C&I Curtailment | C&I Curtailment- Auto-DR HVAC Control | Large Commercial | Offices | % of Load | 2043 | 0.00063916
ENS | C&I Curtailment | C&I Curtailment- Auto-DR HVAC Control | Large Commercial | Services | % of Load | 2043 | 0.0012332
ENS | C&I Curtailment | C&I Curtailment- Standard Lighting Control | Large Commercial | Offices | % of Load | 2043 | 1.8613e-05
ENS | C&I Curtailment | C&I Curtailment- Standard Lighting Control | Large Commercial | Services | % of Load | 2043 | 0.00022784
ENS | C&I Curtailment | C&I Curtailment- Advanced Lighting Control | Large Commercial | Offices | % of Load | 2043 | 9.3064e-06
ENS | C&I Curtailment | C&I Curtailment- Advanced Lighting Control | Large Commercial | Services | % of Load | 2043 | 0.00011392
ENS | C&I Curtailment | C&I Curtailment- Water Heating Control | Large Commercial | Offices | % of Load | 2043 | 6.1136e-06
ENS | C&I Curtailment | C&I Curtailment- Water Heating Control | Large Commercial | Services | % of Load | 2043 | 9.1456e-05
ENS | C&I Curtailment | C&I Curtailment- Other | Large Commercial | Offices | % of Load | 2043 | 8.5284e-05
ENS | C&I Curtailment | C&I Curtailment- Other | Large Commercial | Services | % of Load | 2043 | 0.0008226
ENS | C&I Curtailment | C&I Curtailment- Manual HVAC Control | Large Industrial | Miscellaneous | % of Load | 2043 | 0.00018955
ENS | C&I Curtailment | C&I Curtailment- Manual HVAC Control | Large Industrial | Offices | % of Load | 2043 | 3.2187e-05
ENS | C&I Curtailment | C&I Curtailment- Manual HVAC Control | Large Industrial | Retail Trade | % of Load | 2043 | 5.1069e-05
ENS | C&I Curtailment | C&I Curtailment- Manual HVAC Control | Large Industrial | Services | % of Load | 2043 | 2.5259e-05
ENS | C&I Curtailment | C&I Curtailment- Auto-DR HVAC Control | Large Industrial | Miscellaneous | % of Load | 2043 | 0.0012375
ENS | C&I Curtailment | C&I Curtailment- Auto-DR HVAC Control | Large Industrial | Offices | % of Load | 2043 | 0.00021014
ENS | C&I Curtailment | C&I Curtailment- Auto-DR HVAC Control | Large Industrial | Retail Trade | % of Load | 2043 | 0.00033342
ENS | C&I Curtailment | C&I Curtailment- Auto-DR HVAC Control | Large Industrial | Services | % of Load | 2043 | 0.00016491
ENS | C&I Curtailment | C&I Curtailment- Standard Lighting Control | Large Industrial | Miscellaneous | % of Load | 2043 | 0.00025445
ENS | C&I Curtailment | C&I Curtailment- Standard Lighting Control | Large Industrial | Offices | % of Load | 2043 | 1.0977e-05
ENS | C&I Curtailment | C&I Curtailment- Standard Lighting Control | Large Industrial | Retail Trade | % of Load | 2043 | 6.16e-05
ENS | C&I Curtailment | C&I Curtailment- Standard Lighting Control | Large Industrial | Services | % of Load | 2043 | 3.0467e-05
ENS | C&I Curtailment | C&I Curtailment- Advanced Lighting Control | Large Industrial | Miscellaneous | % of Load | 2043 | 0.00012722
ENS | C&I Curtailment | C&I Curtailment- Advanced Lighting Control | Large Industrial | Offices | % of Load | 2043 | 5.4884e-06
ENS | C&I Curtailment | C&I Curtailment- Advanced Lighting Control | Large Industrial | Retail Trade | % of Load | 2043 | 3.08e-05
ENS | C&I Curtailment | C&I Curtailment- Advanced Lighting Control | Large Industrial | Services | % of Load | 2043 | 1.5234e-05
ENS | C&I Curtailment | C&I Curtailment- Water Heating Control | Large Industrial | Miscellaneous | % of Load | 2043 | 2.0673e-05
ENS | C&I Curtailment | C&I Curtailment- Water Heating Control | Large Industrial | Offices | % of Load | 2043 | 1.6014e-06
ENS | C&I Curtailment | C&I Curtailment- Water Heating Control | Large Industrial | Retail Trade | % of Load | 2043 | 2.4727e-05
ENS | C&I Curtailment | C&I Curtailment- Water Heating Control | Large Industrial | Services | % of Load | 2043 | 1.223e-05
ENS | C&I Curtailment | C&I Curtailment- Other | Large Industrial | Miscellaneous | % of Load | 2043 | 0.00042904
ENS | C&I Curtailment | C&I Curtailment- Other | Large Industrial | Offices | % of Load | 2043 | 3.0932e-05
ENS | C&I Curtailment | C&I Curtailment- Other | Large Industrial | Retail Trade | % of Load | 2043 | 0.0002224
ENS | C&I Curtailment | C&I Curtailment- Other | Large Industrial | Services | % of Load | 2043 | 0.00011
ENS | C&I Curtailment | C&I Curtailment- Industrial | Large Industrial | Manufacturing | % of Load | 2043 | 0.0025891
ENS | C&I Curtailment | C&I Curtailment- Manual HVAC Control | Interruptible Rider | Miscellaneous | % of Load | 2043 | 0.0005049
ENS | C&I Curtailment | C&I Curtailment- Manual HVAC Control | Interruptible Rider | Retail Trade | % of Load | 2043 | 1.171e-05
ENS | C&I Curtailment | C&I Curtailment- Auto-DR HVAC Control | Interruptible Rider | Miscellaneous | % of Load | 2043 | 0.0032964
ENS | C&I Curtailment | C&I Curtailment- Auto-DR HVAC Control | Interruptible Rider | Retail Trade | % of Load | 2043 | 7.6453e-05
ENS | C&I Curtailment | C&I Curtailment- Standard Lighting Control | Interruptible Rider | Miscellaneous | % of Load | 2043 | 0.00022653
ENS | C&I Curtailment | C&I Curtailment- Standard Lighting Control | Interruptible Rider | Retail Trade | % of Load | 2043 | 1.8183e-05
ENS | C&I Curtailment | C&I Curtailment- Advanced Lighting Control | Interruptible Rider | Miscellaneous | % of Load | 2043 | 0.00011326
ENS | C&I Curtailment | C&I Curtailment- Advanced Lighting Control | Interruptible Rider | Retail Trade | % of Load | 2043 | 9.0914e-06
ENS | C&I Curtailment | C&I Curtailment- Water Heating Control | Interruptible Rider | Miscellaneous | % of Load | 2043 | 3.0081e-05
ENS | C&I Curtailment | C&I Curtailment- Water Heating Control | Interruptible Rider | Retail Trade | % of Load | 2043 | 4.1158e-06
ENS | C&I Curtailment | C&I Curtailment- Other | Interruptible Rider | Miscellaneous | % of Load | 2043 | 0.00053444
ENS | C&I Curtailment | C&I Curtailment- Other | Interruptible Rider | Retail Trade | % of Load | 2043 | 4.407e-05
ENS | C&I Curtailment | C&I Curtailment- Industrial | Interruptible Rider | Manufacturing | % of Load | 2043 | 0.0008052
ENS | Dynamic Pricing | Dynamic Pricing with enabling tech. | Small Commercial | Manufacturing | % of Load | 2043 | 0.0001382
ENS | Dynamic Pricing | Dynamic Pricing with enabling tech. | Small Commercial | Miscellaneous | % of Load | 2043 | 0.0016564
ENS | Dynamic Pricing | Dynamic Pricing with enabling tech. | Small Commercial | Offices | % of Load | 2043 | 0.0013005
ENS | Dynamic Pricing | Dynamic Pricing with enabling tech. | Small Commercial | Retail Trade | % of Load | 2043 | 0.0028735
ENS | Dynamic Pricing | Dynamic Pricing with enabling tech. | Small Commercial | Services | % of Load | 2043 | 0.0034503
ENS | Dynamic Pricing | Dynamic Pricing w/o enabling tech. | Small Commercial | Manufacturing | % of Load | 2043 | 9.0692e-06
ENS | Dynamic Pricing | Dynamic Pricing w/o enabling tech. | Small Commercial | Miscellaneous | % of Load | 2043 | 0.0001087
ENS | Dynamic Pricing | Dynamic Pricing w/o enabling tech. | Small Commercial | Offices | % of Load | 2043 | 8.5346e-05
ENS | Dynamic Pricing | Dynamic Pricing w/o enabling tech. | Small Commercial | Retail Trade | % of Load | 2043 | 0.00018858
ENS | Dynamic Pricing | Dynamic Pricing w/o enabling tech. | Small Commercial | Services | % of Load | 2043 | 0.00022643
ENS | Dynamic Pricing | Dynamic Pricing with enabling tech. | Large Commercial | Offices | % of Load | 2043 | 0.00022879
ENS | Dynamic Pricing | Dynamic Pricing with enabling tech. | Large Commercial | Services | % of Load | 2043 | 0.0014104
ENS | Dynamic Pricing | Dynamic Pricing w/o enabling tech. | Large Commercial | Offices | % of Load | 2043 | 0.00012042
ENS | Dynamic Pricing | Dynamic Pricing w/o enabling tech. | Large Commercial | Services | % of Load | 2043 | 0.0007423
ENS | Dynamic Pricing | Dynamic Pricing with enabling tech. | Small Industrial | Manufacturing | % of Load | 2043 | 0.0002971
ENS | Dynamic Pricing | Dynamic Pricing with enabling tech. | Small Industrial | Miscellaneous | % of Load | 2043 | 0.0004552
ENS | Dynamic Pricing | Dynamic Pricing with enabling tech. | Small Industrial | Offices | % of Load | 2043 | 2.8193e-05
ENS | Dynamic Pricing | Dynamic Pricing with enabling tech. | Small Industrial | Retail Trade | % of Load | 2043 | 7.8188e-05
ENS | Dynamic Pricing | Dynamic Pricing with enabling tech. | Small Industrial | Services | % of Load | 2043 | 9.7469e-05
ENS | Dynamic Pricing | Dynamic Pricing w/o enabling tech. | Small Industrial | Manufacturing | % of Load | 2043 | 1.9497e-05
ENS | Dynamic Pricing | Dynamic Pricing w/o enabling tech. | Small Industrial | Miscellaneous | % of Load | 2043 | 2.9873e-05
ENS | Dynamic Pricing | Dynamic Pricing w/o enabling tech. | Small Industrial | Offices | % of Load | 2043 | 1.8502e-06
ENS | Dynamic Pricing | Dynamic Pricing w/o enabling tech. | Small Industrial | Retail Trade | % of Load | 2043 | 5.1311e-06
ENS | Dynamic Pricing | Dynamic Pricing w/o enabling tech. | Small Industrial | Services | % of Load | 2043 | 6.3964e-06
ENS | Dynamic Pricing | Dynamic Pricing with enabling tech. | Large Industrial | Manufacturing | % of Load | 2043 | 0.0017217
ENS | Dynamic Pricing | Dynamic Pricing with enabling tech. | Large Industrial | Miscellaneous | % of Load | 2043 | 0.00087887
ENS | Dynamic Pricing | Dynamic Pricing with enabling tech. | Large Industrial | Offices | % of Load | 2043 | 8.0797e-05
ENS | Dynamic Pricing | Dynamic Pricing with enabling tech. | Large Industrial | Retail Trade | % of Load | 2043 | 0.00038131
ENS | Dynamic Pricing | Dynamic Pricing with enabling tech. | Large Industrial | Services | % of Load | 2043 | 0.0001886
ENS | Dynamic Pricing | Dynamic Pricing w/o enabling tech. | Large Industrial | Manufacturing | % of Load | 2043 | 0.00090618
ENS | Dynamic Pricing | Dynamic Pricing w/o enabling tech. | Large Industrial | Miscellaneous | % of Load | 2043 | 0.00046257
ENS | Dynamic Pricing | Dynamic Pricing w/o enabling tech. | Large Industrial | Offices | % of Load | 2043 | 4.2525e-05
ENS | Dynamic Pricing | Dynamic Pricing w/o enabling tech. | Large Industrial | Retail Trade | % of Load | 2043 | 0.00020069
ENS | Dynamic Pricing | Dynamic Pricing w/o enabling tech. | Large Industrial | Services | % of Load | 2043 | 9.9262e-05
ENS | Dynamic Pricing | Dynamic Pricing with enabling tech. | Interruptible Rider | Manufacturing | % of Load | 2043 | 0.00053546
ENS | Dynamic Pricing | Dynamic Pricing with enabling tech. | Interruptible Rider | Miscellaneous | % of Load | 2043 | 0.0013547
ENS | Dynamic Pricing | Dynamic Pricing with enabling tech. | Interruptible Rider | Retail Trade | % of Load | 2043 | 7.9342e-05
ENS | Dynamic Pricing | Dynamic Pricing w/o enabling tech. | Interruptible Rider | Manufacturing | % of Load | 2043 | 0.00028182
ENS | Dynamic Pricing | Dynamic Pricing w/o enabling tech. | Interruptible Rider | Miscellaneous | % of Load | 2043 | 0.00071302
ENS | Dynamic Pricing | Dynamic Pricing w/o enabling tech. | Interruptible Rider | Retail Trade | % of Load | 2043 | 4.1759e-05
ENS | Dynamic Pricing | Dynamic Pricing with enabling tech. | Residential | Residential LI | % of Load | 2043 | 0.010386
ENS | Dynamic Pricing | Dynamic Pricing with enabling tech. | Residential | Residential Market Rate | % of Load | 2043 | 0.067113
ENS | Dynamic Pricing | Dynamic Pricing w/o enabling tech. | Residential | Residential LI | % of Load | 2043 | 0.0075164
ENS | Dynamic Pricing | Dynamic Pricing w/o enabling tech. | Residential | Residential Market Rate | % of Load | 2043 | 0.048569
ENS | BTM Battery Control | BTM Battery Control | Small Commercial | Manufacturing | % of Load | 2043 | 8.8435e-05
ENS | BTM Battery Control | BTM Battery Control | Small Commercial | Miscellaneous | % of Load | 2043 | 0.00066004
ENS | BTM Battery Control | BTM Battery Control | Small Commercial | Offices | % of Load | 2043 | 0.00022611
ENS | BTM Battery Control | BTM Battery Control | Small Commercial | Retail Trade | % of Load | 2043 | 0.00039462
ENS | BTM Battery Control | BTM Battery Control | Small Commercial | Services | % of Load | 2043 | 0.00085903
ENS | BTM Battery Control | BTM Battery Control | Large Commercial | Offices | % of Load | 2043 | 9.0872e-05
ENS | BTM Battery Control | BTM Battery Control | Large Commercial | Services | % of Load | 2043 | 0.00048465
ENS | BTM Battery Control | BTM Battery Control | Small Industrial | Manufacturing | % of Load | 2043 | 2.1591e-06
ENS | BTM Battery Control | BTM Battery Control | Small Industrial | Miscellaneous | % of Load | 2043 | 1.4059e-05
ENS | BTM Battery Control | BTM Battery Control | Small Industrial | Offices | % of Load | 2043 | 5.5449e-06
ENS | BTM Battery Control | BTM Battery Control | Small Industrial | Retail Trade | % of Load | 2043 | 9.6913e-06
ENS | BTM Battery Control | BTM Battery Control | Small Industrial | Services | % of Load | 2043 | 2.1076e-05
ENS | BTM Battery Control | BTM Battery Control | Large Industrial | Manufacturing | % of Load | 2043 | 5.9493e-05
ENS | BTM Battery Control | BTM Battery Control | Large Industrial | Miscellaneous | % of Load | 2043 | 0.00027583
ENS | BTM Battery Control | BTM Battery Control | Large Industrial | Offices | % of Load | 2043 | 3.2451e-05
ENS | BTM Battery Control | BTM Battery Control | Large Industrial | Retail Trade | % of Load | 2043 | 0.00016225
ENS | BTM Battery Control | BTM Battery Control | Large Industrial | Services | % of Load | 2043 | 0.00035155
ENS | BTM Battery Control | BTM Battery Control | Interruptible Rider | Manufacturing | % of Load | 2043 | 7.9524e-05
ENS | BTM Battery Control | BTM Battery Control | Interruptible Rider | Miscellaneous | % of Load | 2043 | 0.00021206
ENS | BTM Battery Control | BTM Battery Control | Interruptible Rider | Retail Trade | % of Load | 2043 | 0.0003181
ENS | BTM Battery Control | BTM Battery Control | Residential | Residential LI | % of Load | 2043 | 0.0026834
ENS | BTM Battery Control | BTM Battery Control | Residential | Residential Market Rate | % of Load | 2043 | 0.016705
ENS | EV Charging Control | EV Charging Control | EV | EV | % of Load | 2043 | 0.023195
ENS | Behavioral DR | Behavioral DR | Residential | Residential LI | % of Load | 2043 | 0.0019635
ENS | Behavioral DR | Behavioral DR | Residential | Residential Market Rate | % of Load | 2043 | 0.012874
ENS | DLC | DLC-Switch-Water Heating | Small Commercial | Miscellaneous | % of Load | 2044 | 0.00028874
ENS | DLC | DLC-Switch-Water Heating | Small Commercial | Offices | % of Load | 2044 | 0.00016447
ENS | DLC | DLC-Switch-Water Heating | Small Commercial | Retail Trade | % of Load | 2044 | 0.0010169
ENS | DLC | DLC-Switch-Water Heating | Small Commercial | Services | % of Load | 2044 | 0.0012176
ENS | DLC | DLC-Thermostat-HVAC | Small Commercial | Miscellaneous | % of Load | 2044 | 0.0037786
ENS | DLC | DLC-Thermostat-HVAC | Small Commercial | Offices | % of Load | 2044 | 0.0060108
ENS | DLC | DLC-Thermostat-HVAC | Small Commercial | Retail Trade | % of Load | 2044 | 0.0042674
ENS | DLC | DLC-Thermostat-HVAC | Small Commercial | Services | % of Load | 2044 | 0.0051303
ENS | DLC | DLC-Switch-Water Heating | Small Industrial | Miscellaneous | % of Load | 2044 | 8.2737e-05
ENS | DLC | DLC-Switch-Water Heating | Small Industrial | Offices | % of Load | 2044 | 3.1418e-06
ENS | DLC | DLC-Switch-Water Heating | Small Industrial | Retail Trade | % of Load | 2044 | 2.2598e-05
ENS | DLC | DLC-Switch-Water Heating | Small Industrial | Services | % of Load | 2044 | 2.8171e-05
ENS | DLC | DLC-Thermostat-HVAC | Small Industrial | Miscellaneous | % of Load | 2044 | 0.0013613
ENS | DLC | DLC-Thermostat-HVAC | Small Industrial | Offices | % of Load | 2044 | 0.00012825
ENS | DLC | DLC-Thermostat-HVAC | Small Industrial | Retail Trade | % of Load | 2044 | 0.00012998
ENS | DLC | DLC-Thermostat-HVAC | Small Industrial | Services | % of Load | 2044 | 0.00016203
ENS | DLC | DLC-Switch-Water Heating | Residential | Residential LI | % of Load | 2044 | 0.014281
ENS | DLC | DLC-Switch-Water Heating | Residential | Residential Market Rate | % of Load | 2044 | 0.089314
ENS | DLC | DLC-Thermostat-Heat Pump | Residential | Residential LI | % of Load | 2044 | 0.020584
ENS | DLC | DLC-Thermostat-Heat Pump | Residential | Residential Market Rate | % of Load | 2044 | 0.26864
ENS | DLC | DLC-Thermostat-Electric Furnace | Residential | Residential LI | % of Load | 2044 | 0.043229
ENS | DLC | DLC-Thermostat-Electric Furnace | Residential | Residential Market Rate | % of Load | 2044 | 0.060165
ENS | C&I Curtailment | C&I Curtailment- Manual HVAC Control | Large Commercial | Offices | % of Load | 2044 | 9.7205e-05
ENS | C&I Curtailment | C&I Curtailment- Manual HVAC Control | Large Commercial | Services | % of Load | 2044 | 0.000184
ENS | C&I Curtailment | C&I Curtailment- Auto-DR HVAC Control | Large Commercial | Offices | % of Load | 2044 | 0.00063463
ENS | C&I Curtailment | C&I Curtailment- Auto-DR HVAC Control | Large Commercial | Services | % of Load | 2044 | 0.0012013
ENS | C&I Curtailment | C&I Curtailment- Standard Lighting Control | Large Commercial | Offices | % of Load | 2044 | 1.7212e-05
ENS | C&I Curtailment | C&I Curtailment- Standard Lighting Control | Large Commercial | Services | % of Load | 2044 | 0.00021789
ENS | C&I Curtailment | C&I Curtailment- Advanced Lighting Control | Large Commercial | Offices | % of Load | 2044 | 8.6058e-06
ENS | C&I Curtailment | C&I Curtailment- Advanced Lighting Control | Large Commercial | Services | % of Load | 2044 | 0.00010894
ENS | C&I Curtailment | C&I Curtailment- Water Heating Control | Large Commercial | Offices | % of Load | 2044 | 6.1231e-06
ENS | C&I Curtailment | C&I Curtailment- Water Heating Control | Large Commercial | Services | % of Load | 2044 | 9.1635e-05
ENS | C&I Curtailment | C&I Curtailment- Other | Large Commercial | Offices | % of Load | 2044 | 8.4482e-05
ENS | C&I Curtailment | C&I Curtailment- Other | Large Commercial | Services | % of Load | 2044 | 0.00081794
ENS | C&I Curtailment | C&I Curtailment- Manual HVAC Control | Large Industrial | Miscellaneous | % of Load | 2044 | 0.00019856
ENS | C&I Curtailment | C&I Curtailment- Manual HVAC Control | Large Industrial | Offices | % of Load | 2044 | 3.2602e-05
ENS | C&I Curtailment | C&I Curtailment- Manual HVAC Control | Large Industrial | Retail Trade | % of Load | 2044 | 5.097e-05
ENS | C&I Curtailment | C&I Curtailment- Manual HVAC Control | Large Industrial | Services | % of Load | 2044 | 2.521e-05
ENS | C&I Curtailment | C&I Curtailment- Auto-DR HVAC Control | Large Industrial | Miscellaneous | % of Load | 2044 | 0.0012964
ENS | C&I Curtailment | C&I Curtailment- Auto-DR HVAC Control | Large Industrial | Offices | % of Load | 2044 | 0.00021285
ENS | C&I Curtailment | C&I Curtailment- Auto-DR HVAC Control | Large Industrial | Retail Trade | % of Load | 2044 | 0.00033278
ENS | C&I Curtailment | C&I Curtailment- Auto-DR HVAC Control | Large Industrial | Services | % of Load | 2044 | 0.00016459
ENS | C&I Curtailment | C&I Curtailment- Standard Lighting Control | Large Industrial | Miscellaneous | % of Load | 2044 | 0.00025134
ENS | C&I Curtailment | C&I Curtailment- Standard Lighting Control | Large Industrial | Offices | % of Load | 2044 | 1.0783e-05
ENS | C&I Curtailment | C&I Curtailment- Standard Lighting Control | Large Industrial | Retail Trade | % of Load | 2044 | 6.0359e-05
ENS | C&I Curtailment | C&I Curtailment- Standard Lighting Control | Large Industrial | Services | % of Load | 2044 | 2.9853e-05
ENS | C&I Curtailment | C&I Curtailment- Advanced Lighting Control | Large Industrial | Miscellaneous | % of Load | 2044 | 0.00012567
ENS | C&I Curtailment | C&I Curtailment- Advanced Lighting Control | Large Industrial | Offices | % of Load | 2044 | 5.3913e-06
ENS | C&I Curtailment | C&I Curtailment- Advanced Lighting Control | Large Industrial | Retail Trade | % of Load | 2044 | 3.0179e-05
ENS | C&I Curtailment | C&I Curtailment- Advanced Lighting Control | Large Industrial | Services | % of Load | 2044 | 1.4927e-05
ENS | C&I Curtailment | C&I Curtailment- Water Heating Control | Large Industrial | Miscellaneous | % of Load | 2044 | 2.074e-05
ENS | C&I Curtailment | C&I Curtailment- Water Heating Control | Large Industrial | Offices | % of Load | 2044 | 1.6222e-06
ENS | C&I Curtailment | C&I Curtailment- Water Heating Control | Large Industrial | Retail Trade | % of Load | 2044 | 2.5385e-05
ENS | C&I Curtailment | C&I Curtailment- Water Heating Control | Large Industrial | Services | % of Load | 2044 | 1.2555e-05
ENS | C&I Curtailment | C&I Curtailment- Other | Large Industrial | Miscellaneous | % of Load | 2044 | 0.00043031
ENS | C&I Curtailment | C&I Curtailment- Other | Large Industrial | Offices | % of Load | 2044 | 3.1425e-05
ENS | C&I Curtailment | C&I Curtailment- Other | Large Industrial | Retail Trade | % of Load | 2044 | 0.00022658
ENS | C&I Curtailment | C&I Curtailment- Other | Large Industrial | Services | % of Load | 2044 | 0.00011207
ENS | C&I Curtailment | C&I Curtailment- Industrial | Large Industrial | Manufacturing | % of Load | 2044 | 0.002592
ENS | C&I Curtailment | C&I Curtailment- Manual HVAC Control | Interruptible Rider | Miscellaneous | % of Load | 2044 | 0.00050387
ENS | C&I Curtailment | C&I Curtailment- Manual HVAC Control | Interruptible Rider | Retail Trade | % of Load | 2044 | 1.1534e-05
ENS | C&I Curtailment | C&I Curtailment- Auto-DR HVAC Control | Interruptible Rider | Miscellaneous | % of Load | 2044 | 0.0032897
ENS | C&I Curtailment | C&I Curtailment- Auto-DR HVAC Control | Interruptible Rider | Retail Trade | % of Load | 2044 | 7.5301e-05
ENS | C&I Curtailment | C&I Curtailment- Standard Lighting Control | Interruptible Rider | Miscellaneous | % of Load | 2044 | 0.00022043
ENS | C&I Curtailment | C&I Curtailment- Standard Lighting Control | Interruptible Rider | Retail Trade | % of Load | 2044 | 1.785e-05
ENS | C&I Curtailment | C&I Curtailment- Advanced Lighting Control | Interruptible Rider | Miscellaneous | % of Load | 2044 | 0.00011021
ENS | C&I Curtailment | C&I Curtailment- Advanced Lighting Control | Interruptible Rider | Retail Trade | % of Load | 2044 | 8.9249e-06
ENS | C&I Curtailment | C&I Curtailment- Water Heating Control | Interruptible Rider | Miscellaneous | % of Load | 2044 | 2.989e-05
ENS | C&I Curtailment | C&I Curtailment- Water Heating Control | Interruptible Rider | Retail Trade | % of Load | 2044 | 4.1085e-06
ENS | C&I Curtailment | C&I Curtailment- Other | Interruptible Rider | Miscellaneous | % of Load | 2044 | 0.00053081
ENS | C&I Curtailment | C&I Curtailment- Other | Interruptible Rider | Retail Trade | % of Load | 2044 | 4.3931e-05
ENS | C&I Curtailment | C&I Curtailment- Industrial | Interruptible Rider | Manufacturing | % of Load | 2044 | 0.00079459
ENS | Dynamic Pricing | Dynamic Pricing with enabling tech. | Small Commercial | Manufacturing | % of Load | 2044 | 0.00013508
ENS | Dynamic Pricing | Dynamic Pricing with enabling tech. | Small Commercial | Miscellaneous | % of Load | 2044 | 0.001636
ENS | Dynamic Pricing | Dynamic Pricing with enabling tech. | Small Commercial | Offices | % of Load | 2044 | 0.0012831
ENS | Dynamic Pricing | Dynamic Pricing with enabling tech. | Small Commercial | Retail Trade | % of Load | 2044 | 0.0028303
ENS | Dynamic Pricing | Dynamic Pricing with enabling tech. | Small Commercial | Services | % of Load | 2044 | 0.003398
ENS | Dynamic Pricing | Dynamic Pricing w/o enabling tech. | Small Commercial | Manufacturing | % of Load | 2044 | 8.8647e-06
ENS | Dynamic Pricing | Dynamic Pricing w/o enabling tech. | Small Commercial | Miscellaneous | % of Load | 2044 | 0.00010736
ENS | Dynamic Pricing | Dynamic Pricing w/o enabling tech. | Small Commercial | Offices | % of Load | 2044 | 8.4205e-05
ENS | Dynamic Pricing | Dynamic Pricing w/o enabling tech. | Small Commercial | Retail Trade | % of Load | 2044 | 0.00018574
ENS | Dynamic Pricing | Dynamic Pricing w/o enabling tech. | Small Commercial | Services | % of Load | 2044 | 0.00022299
ENS | Dynamic Pricing | Dynamic Pricing with enabling tech. | Large Commercial | Offices | % of Load | 2044 | 0.00022645
ENS | Dynamic Pricing | Dynamic Pricing with enabling tech. | Large Commercial | Services | % of Load | 2044 | 0.0013951
ENS | Dynamic Pricing | Dynamic Pricing w/o enabling tech. | Large Commercial | Offices | % of Load | 2044 | 0.00011918
ENS | Dynamic Pricing | Dynamic Pricing w/o enabling tech. | Large Commercial | Services | % of Load | 2044 | 0.00073427
ENS | Dynamic Pricing | Dynamic Pricing with enabling tech. | Small Industrial | Manufacturing | % of Load | 2044 | 0.0002953
ENS | Dynamic Pricing | Dynamic Pricing with enabling tech. | Small Industrial | Miscellaneous | % of Load | 2044 | 0.00046012
ENS | Dynamic Pricing | Dynamic Pricing with enabling tech. | Small Industrial | Offices | % of Load | 2044 | 2.8187e-05
ENS | Dynamic Pricing | Dynamic Pricing with enabling tech. | Small Industrial | Retail Trade | % of Load | 2044 | 7.825e-05
ENS | Dynamic Pricing | Dynamic Pricing with enabling tech. | Small Industrial | Services | % of Load | 2044 | 9.7547e-05
ENS | Dynamic Pricing | Dynamic Pricing w/o enabling tech. | Small Industrial | Manufacturing | % of Load | 2044 | 1.9379e-05
ENS | Dynamic Pricing | Dynamic Pricing w/o enabling tech. | Small Industrial | Miscellaneous | % of Load | 2044 | 3.0195e-05
ENS | Dynamic Pricing | Dynamic Pricing w/o enabling tech. | Small Industrial | Offices | % of Load | 2044 | 1.8498e-06
ENS | Dynamic Pricing | Dynamic Pricing w/o enabling tech. | Small Industrial | Retail Trade | % of Load | 2044 | 5.1351e-06
ENS | Dynamic Pricing | Dynamic Pricing w/o enabling tech. | Small Industrial | Services | % of Load | 2044 | 6.4015e-06
ENS | Dynamic Pricing | Dynamic Pricing with enabling tech. | Large Industrial | Manufacturing | % of Load | 2044 | 0.0017237
ENS | Dynamic Pricing | Dynamic Pricing with enabling tech. | Large Industrial | Miscellaneous | % of Load | 2044 | 0.00088923
ENS | Dynamic Pricing | Dynamic Pricing with enabling tech. | Large Industrial | Offices | % of Load | 2044 | 8.1837e-05
ENS | Dynamic Pricing | Dynamic Pricing with enabling tech. | Large Industrial | Retail Trade | % of Load | 2044 | 0.00038647
ENS | Dynamic Pricing | Dynamic Pricing with enabling tech. | Large Industrial | Services | % of Load | 2044 | 0.00019115
ENS | Dynamic Pricing | Dynamic Pricing w/o enabling tech. | Large Industrial | Manufacturing | % of Load | 2044 | 0.00090721
ENS | Dynamic Pricing | Dynamic Pricing w/o enabling tech. | Large Industrial | Miscellaneous | % of Load | 2044 | 0.00046801
ENS | Dynamic Pricing | Dynamic Pricing w/o enabling tech. | Large Industrial | Offices | % of Load | 2044 | 4.3072e-05
ENS | Dynamic Pricing | Dynamic Pricing w/o enabling tech. | Large Industrial | Retail Trade | % of Load | 2044 | 0.00020341
ENS | Dynamic Pricing | Dynamic Pricing w/o enabling tech. | Large Industrial | Services | % of Load | 2044 | 0.0001006
ENS | Dynamic Pricing | Dynamic Pricing with enabling tech. | Interruptible Rider | Manufacturing | % of Load | 2044 | 0.0005284
ENS | Dynamic Pricing | Dynamic Pricing with enabling tech. | Interruptible Rider | Miscellaneous | % of Load | 2044 | 0.0013464
ENS | Dynamic Pricing | Dynamic Pricing with enabling tech. | Interruptible Rider | Retail Trade | % of Load | 2044 | 7.8837e-05
ENS | Dynamic Pricing | Dynamic Pricing w/o enabling tech. | Interruptible Rider | Manufacturing | % of Load | 2044 | 0.00027811
ENS | Dynamic Pricing | Dynamic Pricing w/o enabling tech. | Interruptible Rider | Miscellaneous | % of Load | 2044 | 0.00070865
ENS | Dynamic Pricing | Dynamic Pricing w/o enabling tech. | Interruptible Rider | Retail Trade | % of Load | 2044 | 4.1493e-05
ENS | Dynamic Pricing | Dynamic Pricing with enabling tech. | Residential | Residential LI | % of Load | 2044 | 0.010391
ENS | Dynamic Pricing | Dynamic Pricing with enabling tech. | Residential | Residential Market Rate | % of Load | 2044 | 0.067332
ENS | Dynamic Pricing | Dynamic Pricing w/o enabling tech. | Residential | Residential LI | % of Load | 2044 | 0.00752
ENS | Dynamic Pricing | Dynamic Pricing w/o enabling tech. | Residential | Residential Market Rate | % of Load | 2044 | 0.048727
ENS | BTM Battery Control | BTM Battery Control | Small Commercial | Manufacturing | % of Load | 2044 | 8.8363e-05
ENS | BTM Battery Control | BTM Battery Control | Small Commercial | Miscellaneous | % of Load | 2044 | 0.00065985
ENS | BTM Battery Control | BTM Battery Control | Small Commercial | Offices | % of Load | 2044 | 0.00022587
ENS | BTM Battery Control | BTM Battery Control | Small Commercial | Retail Trade | % of Load | 2044 | 0.00039424
ENS | BTM Battery Control | BTM Battery Control | Small Commercial | Services | % of Load | 2044 | 0.00085822
ENS | BTM Battery Control | BTM Battery Control | Large Commercial | Offices | % of Load | 2044 | 9.0799e-05
ENS | BTM Battery Control | BTM Battery Control | Large Commercial | Services | % of Load | 2044 | 0.00048426
ENS | BTM Battery Control | BTM Battery Control | Small Industrial | Manufacturing | % of Load | 2044 | 2.1573e-06
ENS | BTM Battery Control | BTM Battery Control | Small Industrial | Miscellaneous | % of Load | 2044 | 1.4047e-05
ENS | BTM Battery Control | BTM Battery Control | Small Industrial | Offices | % of Load | 2044 | 5.5404e-06
ENS | BTM Battery Control | BTM Battery Control | Small Industrial | Retail Trade | % of Load | 2044 | 9.6835e-06
ENS | BTM Battery Control | BTM Battery Control | Small Industrial | Services | % of Load | 2044 | 2.1059e-05
ENS | BTM Battery Control | BTM Battery Control | Large Industrial | Manufacturing | % of Load | 2044 | 5.9445e-05
ENS | BTM Battery Control | BTM Battery Control | Large Industrial | Miscellaneous | % of Load | 2044 | 0.00027561
ENS | BTM Battery Control | BTM Battery Control | Large Industrial | Offices | % of Load | 2044 | 3.2425e-05
ENS | BTM Battery Control | BTM Battery Control | Large Industrial | Retail Trade | % of Load | 2044 | 0.00016212
ENS | BTM Battery Control | BTM Battery Control | Large Industrial | Services | % of Load | 2044 | 0.00035127
ENS | BTM Battery Control | BTM Battery Control | Interruptible Rider | Manufacturing | % of Load | 2044 | 7.946e-05
ENS | BTM Battery Control | BTM Battery Control | Interruptible Rider | Miscellaneous | % of Load | 2044 | 0.00021189
ENS | BTM Battery Control | BTM Battery Control | Interruptible Rider | Retail Trade | % of Load | 2044 | 0.00031784
ENS | BTM Battery Control | BTM Battery Control | Residential | Residential LI | % of Load | 2044 | 0.0026944
ENS | BTM Battery Control | BTM Battery Control | Residential | Residential Market Rate | % of Load | 2044 | 0.016774
ENS | EV Charging Control | EV Charging Control | EV | EV | % of Load | 2044 | 0.025132
ENS | Behavioral DR | Behavioral DR | Residential | Residential LI | % of Load | 2044 | 0.0019675
ENS | Behavioral DR | Behavioral DR | Residential | Residential Market Rate | % of Load | 2044 | 0.012941
ENS | DLC | DLC-Switch-Water Heating | Small Commercial | Miscellaneous | % of Load | 2045 | 0.00028761
ENS | DLC | DLC-Switch-Water Heating | Small Commercial | Offices | % of Load | 2045 | 0.00016322
ENS | DLC | DLC-Switch-Water Heating | Small Commercial | Retail Trade | % of Load | 2045 | 0.0010137
ENS | DLC | DLC-Switch-Water Heating | Small Commercial | Services | % of Load | 2045 | 0.0012136
ENS | DLC | DLC-Thermostat-HVAC | Small Commercial | Miscellaneous | % of Load | 2045 | 0.0037112
ENS | DLC | DLC-Thermostat-HVAC | Small Commercial | Offices | % of Load | 2045 | 0.0059363
ENS | DLC | DLC-Thermostat-HVAC | Small Commercial | Retail Trade | % of Load | 2045 | 0.0041352
ENS | DLC | DLC-Thermostat-HVAC | Small Commercial | Services | % of Load | 2045 | 0.0049713
ENS | DLC | DLC-Switch-Water Heating | Small Industrial | Miscellaneous | % of Load | 2045 | 8.3168e-05
ENS | DLC | DLC-Switch-Water Heating | Small Industrial | Offices | % of Load | 2045 | 3.1467e-06
ENS | DLC | DLC-Switch-Water Heating | Small Industrial | Retail Trade | % of Load | 2045 | 2.2727e-05
ENS | DLC | DLC-Switch-Water Heating | Small Industrial | Services | % of Load | 2045 | 2.8332e-05
ENS | DLC | DLC-Thermostat-HVAC | Small Industrial | Miscellaneous | % of Load | 2045 | 0.0013588
ENS | DLC | DLC-Thermostat-HVAC | Small Industrial | Offices | % of Load | 2045 | 0.00012836
ENS | DLC | DLC-Thermostat-HVAC | Small Industrial | Retail Trade | % of Load | 2045 | 0.00012898
ENS | DLC | DLC-Thermostat-HVAC | Small Industrial | Services | % of Load | 2045 | 0.00016079
ENS | DLC | DLC-Switch-Water Heating | Residential | Residential LI | % of Load | 2045 | 0.014371
ENS | DLC | DLC-Switch-Water Heating | Residential | Residential Market Rate | % of Load | 2045 | 0.089889
ENS | DLC | DLC-Thermostat-Heat Pump | Residential | Residential LI | % of Load | 2045 | 0.02078
ENS | DLC | DLC-Thermostat-Heat Pump | Residential | Residential Market Rate | % of Load | 2045 | 0.27031
ENS | DLC | DLC-Thermostat-Electric Furnace | Residential | Residential LI | % of Load | 2045 | 0.042985
ENS | DLC | DLC-Thermostat-Electric Furnace | Residential | Residential Market Rate | % of Load | 2045 | 0.057645
ENS | C&I Curtailment | C&I Curtailment- Manual HVAC Control | Large Commercial | Offices | % of Load | 2045 | 9.6462e-05
ENS | C&I Curtailment | C&I Curtailment- Manual HVAC Control | Large Commercial | Services | % of Load | 2045 | 0.00017898
ENS | C&I Curtailment | C&I Curtailment- Auto-DR HVAC Control | Large Commercial | Offices | % of Load | 2045 | 0.00062979
ENS | C&I Curtailment | C&I Curtailment- Auto-DR HVAC Control | Large Commercial | Services | % of Load | 2045 | 0.0011685
ENS | C&I Curtailment | C&I Curtailment- Standard Lighting Control | Large Commercial | Offices | % of Load | 2045 | 1.5888e-05
ENS | C&I Curtailment | C&I Curtailment- Standard Lighting Control | Large Commercial | Services | % of Load | 2045 | 0.00020845
ENS | C&I Curtailment | C&I Curtailment- Advanced Lighting Control | Large Commercial | Offices | % of Load | 2045 | 7.944e-06
ENS | C&I Curtailment | C&I Curtailment- Advanced Lighting Control | Large Commercial | Services | % of Load | 2045 | 0.00010423
ENS | C&I Curtailment | C&I Curtailment- Water Heating Control | Large Commercial | Offices | % of Load | 2045 | 6.13e-06
ENS | C&I Curtailment | C&I Curtailment- Water Heating Control | Large Commercial | Services | % of Load | 2045 | 9.1774e-05
ENS | C&I Curtailment | C&I Curtailment- Other | Large Commercial | Offices | % of Load | 2045 | 8.3663e-05
ENS | C&I Curtailment | C&I Curtailment- Other | Large Commercial | Services | % of Load | 2045 | 0.00081303
ENS | C&I Curtailment | C&I Curtailment- Manual HVAC Control | Large Industrial | Miscellaneous | % of Load | 2045 | 0.00020039
ENS | C&I Curtailment | C&I Curtailment- Manual HVAC Control | Large Industrial | Offices | % of Load | 2045 | 3.3031e-05
ENS | C&I Curtailment | C&I Curtailment- Manual HVAC Control | Large Industrial | Retail Trade | % of Load | 2045 | 5.08e-05
ENS | C&I Curtailment | C&I Curtailment- Manual HVAC Control | Large Industrial | Services | % of Load | 2045 | 2.5126e-05
ENS | C&I Curtailment | C&I Curtailment- Auto-DR HVAC Control | Large Industrial | Miscellaneous | % of Load | 2045 | 0.0013083
ENS | C&I Curtailment | C&I Curtailment- Auto-DR HVAC Control | Large Industrial | Offices | % of Load | 2045 | 0.00021565
ENS | C&I Curtailment | C&I Curtailment- Auto-DR HVAC Control | Large Industrial | Retail Trade | % of Load | 2045 | 0.00033166
ENS | C&I Curtailment | C&I Curtailment- Auto-DR HVAC Control | Large Industrial | Services | % of Load | 2045 | 0.00016404
ENS | C&I Curtailment | C&I Curtailment- Standard Lighting Control | Large Industrial | Miscellaneous | % of Load | 2045 | 0.00025129
ENS | C&I Curtailment | C&I Curtailment- Standard Lighting Control | Large Industrial | Offices | % of Load | 2045 | 1.0601e-05
ENS | C&I Curtailment | C&I Curtailment- Standard Lighting Control | Large Industrial | Retail Trade | % of Load | 2045 | 5.9165e-05
ENS | C&I Curtailment | C&I Curtailment- Standard Lighting Control | Large Industrial | Services | % of Load | 2045 | 2.9263e-05
ENS | C&I Curtailment | C&I Curtailment- Advanced Lighting Control | Large Industrial | Miscellaneous | % of Load | 2045 | 0.00012565
ENS | C&I Curtailment | C&I Curtailment- Advanced Lighting Control | Large Industrial | Offices | % of Load | 2045 | 5.3005e-06
ENS | C&I Curtailment | C&I Curtailment- Advanced Lighting Control | Large Industrial | Retail Trade | % of Load | 2045 | 2.9583e-05
ENS | C&I Curtailment | C&I Curtailment- Advanced Lighting Control | Large Industrial | Services | % of Load | 2045 | 1.4632e-05
ENS | C&I Curtailment | C&I Curtailment- Water Heating Control | Large Industrial | Miscellaneous | % of Load | 2045 | 2.1042e-05
ENS | C&I Curtailment | C&I Curtailment- Water Heating Control | Large Industrial | Offices | % of Load | 2045 | 1.6437e-06
ENS | C&I Curtailment | C&I Curtailment- Water Heating Control | Large Industrial | Retail Trade | % of Load | 2045 | 2.6049e-05
ENS | C&I Curtailment | C&I Curtailment- Water Heating Control | Large Industrial | Services | % of Load | 2045 | 1.2884e-05
ENS | C&I Curtailment | C&I Curtailment- Other | Large Industrial | Miscellaneous | % of Load | 2045 | 0.00043651
ENS | C&I Curtailment | C&I Curtailment- Other | Large Industrial | Offices | % of Load | 2045 | 3.1938e-05
ENS | C&I Curtailment | C&I Curtailment- Other | Large Industrial | Retail Trade | % of Load | 2045 | 0.00023077
ENS | C&I Curtailment | C&I Curtailment- Other | Large Industrial | Services | % of Load | 2045 | 0.00011414
ENS | C&I Curtailment | C&I Curtailment- Industrial | Large Industrial | Manufacturing | % of Load | 2045 | 0.0025948
ENS | C&I Curtailment | C&I Curtailment- Manual HVAC Control | Interruptible Rider | Miscellaneous | % of Load | 2045 | 0.00050121
ENS | C&I Curtailment | C&I Curtailment- Manual HVAC Control | Interruptible Rider | Retail Trade | % of Load | 2045 | 1.1363e-05
ENS | C&I Curtailment | C&I Curtailment- Auto-DR HVAC Control | Interruptible Rider | Miscellaneous | % of Load | 2045 | 0.0032723
ENS | C&I Curtailment | C&I Curtailment- Auto-DR HVAC Control | Interruptible Rider | Retail Trade | % of Load | 2045 | 7.419e-05
ENS | C&I Curtailment | C&I Curtailment- Standard Lighting Control | Interruptible Rider | Miscellaneous | % of Load | 2045 | 0.00021522
ENS | C&I Curtailment | C&I Curtailment- Standard Lighting Control | Interruptible Rider | Retail Trade | % of Load | 2045 | 1.7541e-05
ENS | C&I Curtailment | C&I Curtailment- Advanced Lighting Control | Interruptible Rider | Miscellaneous | % of Load | 2045 | 0.00010761
ENS | C&I Curtailment | C&I Curtailment- Advanced Lighting Control | Interruptible Rider | Retail Trade | % of Load | 2045 | 8.7706e-06
ENS | C&I Curtailment | C&I Curtailment- Water Heating Control | Interruptible Rider | Miscellaneous | % of Load | 2045 | 2.9775e-05
ENS | C&I Curtailment | C&I Curtailment- Water Heating Control | Interruptible Rider | Retail Trade | % of Load | 2045 | 4.1024e-06
ENS | C&I Curtailment | C&I Curtailment- Other | Interruptible Rider | Miscellaneous | % of Load | 2045 | 0.00052858
ENS | C&I Curtailment | C&I Curtailment- Other | Interruptible Rider | Retail Trade | % of Load | 2045 | 4.3808e-05
ENS | C&I Curtailment | C&I Curtailment- Industrial | Interruptible Rider | Manufacturing | % of Load | 2045 | 0.00078402
ENS | Dynamic Pricing | Dynamic Pricing with enabling tech. | Small Commercial | Manufacturing | % of Load | 2045 | 0.00013202
ENS | Dynamic Pricing | Dynamic Pricing with enabling tech. | Small Commercial | Miscellaneous | % of Load | 2045 | 0.0016154
ENS | Dynamic Pricing | Dynamic Pricing with enabling tech. | Small Commercial | Offices | % of Load | 2045 | 0.0012656
ENS | Dynamic Pricing | Dynamic Pricing with enabling tech. | Small Commercial | Retail Trade | % of Load | 2045 | 0.0027869
ENS | Dynamic Pricing | Dynamic Pricing with enabling tech. | Small Commercial | Services | % of Load | 2045 | 0.0033455
ENS | Dynamic Pricing | Dynamic Pricing w/o enabling tech. | Small Commercial | Manufacturing | % of Load | 2045 | 8.6638e-06
ENS | Dynamic Pricing | Dynamic Pricing w/o enabling tech. | Small Commercial | Miscellaneous | % of Load | 2045 | 0.00010601
ENS | Dynamic Pricing | Dynamic Pricing w/o enabling tech. | Small Commercial | Offices | % of Load | 2045 | 8.3053e-05
ENS | Dynamic Pricing | Dynamic Pricing w/o enabling tech. | Small Commercial | Retail Trade | % of Load | 2045 | 0.00018289
ENS | Dynamic Pricing | Dynamic Pricing w/o enabling tech. | Small Commercial | Services | % of Load | 2045 | 0.00021955
ENS | Dynamic Pricing | Dynamic Pricing with enabling tech. | Large Commercial | Offices | % of Load | 2045 | 0.00022405
ENS | Dynamic Pricing | Dynamic Pricing with enabling tech. | Large Commercial | Services | % of Load | 2045 | 0.0013796
ENS | Dynamic Pricing | Dynamic Pricing w/o enabling tech. | Large Commercial | Offices | % of Load | 2045 | 0.00011792
ENS | Dynamic Pricing | Dynamic Pricing w/o enabling tech. | Large Commercial | Services | % of Load | 2045 | 0.0007261
ENS | Dynamic Pricing | Dynamic Pricing with enabling tech. | Small Industrial | Manufacturing | % of Load | 2045 | 0.00029347
ENS | Dynamic Pricing | Dynamic Pricing with enabling tech. | Small Industrial | Miscellaneous | % of Load | 2045 | 0.00045991
ENS | Dynamic Pricing | Dynamic Pricing with enabling tech. | Small Industrial | Offices | % of Load | 2045 | 2.82e-05
ENS | Dynamic Pricing | Dynamic Pricing with enabling tech. | Small Industrial | Retail Trade | % of Load | 2045 | 7.8346e-05
ENS | Dynamic Pricing | Dynamic Pricing with enabling tech. | Small Industrial | Services | % of Load | 2045 | 9.7667e-05
ENS | Dynamic Pricing | Dynamic Pricing w/o enabling tech. | Small Industrial | Manufacturing | % of Load | 2045 | 1.9259e-05
ENS | Dynamic Pricing | Dynamic Pricing w/o enabling tech. | Small Industrial | Miscellaneous | % of Load | 2045 | 3.0181e-05
ENS | Dynamic Pricing | Dynamic Pricing w/o enabling tech. | Small Industrial | Offices | % of Load | 2045 | 1.8506e-06
ENS | Dynamic Pricing | Dynamic Pricing w/o enabling tech. | Small Industrial | Retail Trade | % of Load | 2045 | 5.1415e-06
ENS | Dynamic Pricing | Dynamic Pricing w/o enabling tech. | Small Industrial | Services | % of Load | 2045 | 6.4094e-06
ENS | Dynamic Pricing | Dynamic Pricing with enabling tech. | Large Industrial | Manufacturing | % of Load | 2045 | 0.0017256
ENS | Dynamic Pricing | Dynamic Pricing with enabling tech. | Large Industrial | Miscellaneous | % of Load | 2045 | 0.00089953
ENS | Dynamic Pricing | Dynamic Pricing with enabling tech. | Large Industrial | Offices | % of Load | 2045 | 8.2924e-05
ENS | Dynamic Pricing | Dynamic Pricing with enabling tech. | Large Industrial | Retail Trade | % of Load | 2045 | 0.00039157
ENS | Dynamic Pricing | Dynamic Pricing with enabling tech. | Large Industrial | Services | % of Load | 2045 | 0.00019367
ENS | Dynamic Pricing | Dynamic Pricing w/o enabling tech. | Large Industrial | Manufacturing | % of Load | 2045 | 0.0009082
ENS | Dynamic Pricing | Dynamic Pricing w/o enabling tech. | Large Industrial | Miscellaneous | % of Load | 2045 | 0.00047343
ENS | Dynamic Pricing | Dynamic Pricing w/o enabling tech. | Large Industrial | Offices | % of Load | 2045 | 4.3644e-05
ENS | Dynamic Pricing | Dynamic Pricing w/o enabling tech. | Large Industrial | Retail Trade | % of Load | 2045 | 0.00020609
ENS | Dynamic Pricing | Dynamic Pricing w/o enabling tech. | Large Industrial | Services | % of Load | 2045 | 0.00010193
ENS | Dynamic Pricing | Dynamic Pricing with enabling tech. | Interruptible Rider | Manufacturing | % of Load | 2045 | 0.00052137
ENS | Dynamic Pricing | Dynamic Pricing with enabling tech. | Interruptible Rider | Miscellaneous | % of Load | 2045 | 0.0013386
ENS | Dynamic Pricing | Dynamic Pricing with enabling tech. | Interruptible Rider | Retail Trade | % of Load | 2045 | 7.837e-05
ENS | Dynamic Pricing | Dynamic Pricing w/o enabling tech. | Interruptible Rider | Manufacturing | % of Load | 2045 | 0.00027441
ENS | Dynamic Pricing | Dynamic Pricing w/o enabling tech. | Interruptible Rider | Miscellaneous | % of Load | 2045 | 0.00070451
ENS | Dynamic Pricing | Dynamic Pricing w/o enabling tech. | Interruptible Rider | Retail Trade | % of Load | 2045 | 4.1248e-05
ENS | Dynamic Pricing | Dynamic Pricing with enabling tech. | Residential | Residential LI | % of Load | 2045 | 0.010405
ENS | Dynamic Pricing | Dynamic Pricing with enabling tech. | Residential | Residential Market Rate | % of Load | 2045 | 0.067591
ENS | Dynamic Pricing | Dynamic Pricing w/o enabling tech. | Residential | Residential LI | % of Load | 2045 | 0.0075296
ENS | Dynamic Pricing | Dynamic Pricing w/o enabling tech. | Residential | Residential Market Rate | % of Load | 2045 | 0.048915
ENS | BTM Battery Control | BTM Battery Control | Small Commercial | Manufacturing | % of Load | 2045 | 8.8273e-05
ENS | BTM Battery Control | BTM Battery Control | Small Commercial | Miscellaneous | % of Load | 2045 | 0.00065964
ENS | BTM Battery Control | BTM Battery Control | Small Commercial | Offices | % of Load | 2045 | 0.00022564
ENS | BTM Battery Control | BTM Battery Control | Small Commercial | Retail Trade | % of Load | 2045 | 0.00039384
ENS | BTM Battery Control | BTM Battery Control | Small Commercial | Services | % of Load | 2045 | 0.00085734
ENS | BTM Battery Control | BTM Battery Control | Large Commercial | Offices | % of Load | 2045 | 9.0706e-05
ENS | BTM Battery Control | BTM Battery Control | Large Commercial | Services | % of Load | 2045 | 0.00048377
ENS | BTM Battery Control | BTM Battery Control | Small Industrial | Manufacturing | % of Load | 2045 | 2.1551e-06
ENS | BTM Battery Control | BTM Battery Control | Small Industrial | Miscellaneous | % of Load | 2045 | 1.4033e-05
ENS | BTM Battery Control | BTM Battery Control | Small Industrial | Offices | % of Load | 2045 | 5.5348e-06
ENS | BTM Battery Control | BTM Battery Control | Small Industrial | Retail Trade | % of Load | 2045 | 9.6491e-06
ENS | BTM Battery Control | BTM Battery Control | Small Industrial | Services | % of Load | 2045 | 2.1037e-05
ENS | BTM Battery Control | BTM Battery Control | Large Industrial | Manufacturing | % of Load | 2045 | 5.9384e-05
ENS | BTM Battery Control | BTM Battery Control | Large Industrial | Miscellaneous | % of Load | 2045 | 0.00027533
ENS | BTM Battery Control | BTM Battery Control | Large Industrial | Offices | % of Load | 2045 | 3.2391e-05
ENS | BTM Battery Control | BTM Battery Control | Large Industrial | Retail Trade | % of Load | 2045 | 0.00016196
ENS | BTM Battery Control | BTM Battery Control | Large Industrial | Services | % of Load | 2045 | 0.00035091
ENS | BTM Battery Control | BTM Battery Control | Interruptible Rider | Manufacturing | % of Load | 2045 | 7.9379e-05
ENS | BTM Battery Control | BTM Battery Control | Interruptible Rider | Miscellaneous | % of Load | 2045 | 0.00021168
ENS | BTM Battery Control | BTM Battery Control | Interruptible Rider | Retail Trade | % of Load | 2045 | 0.00031752
ENS | BTM Battery Control | BTM Battery Control | Residential | Residential LI | % of Load | 2045 | 0.0027049
ENS | BTM Battery Control | BTM Battery Control | Residential | Residential Market Rate | % of Load | 2045 | 0.016839
ENS | EV Charging Control | EV Charging Control | EV | EV | % of Load | 2045 | 0.02709
ENS | Behavioral DR | Behavioral DR | Residential | Residential LI | % of Load | 2045 | 0.0019718
ENS | Behavioral DR | Behavioral DR | Residential | Residential Market Rate | % of Load | 2045 | 0.013005

## Achiev Potential
Utility | Cases | DR Option | DR SubOption | Customer Class | Building Type | MW or Percent of Load | Cost-Effectiveness Screen (DR Option) | Year | Achievable Potential (MW)
ENS | Base | DLC | DLC-Switch-Water Heating | Small Commercial | Miscellaneous | MW of Load | 1 | 2021 | 0.0045983
ENS | Base | DLC | DLC-Switch-Water Heating | Small Commercial | Offices | MW of Load | 1 | 2021 | 0.0028118
ENS | Base | DLC | DLC-Switch-Water Heating | Small Commercial | Retail Trade | MW of Load | 1 | 2021 | 0.015667
ENS | Base | DLC | DLC-Switch-Water Heating | Small Commercial | Services | MW of Load | 1 | 2021 | 0.018863
ENS | Base | DLC | DLC-Thermostat-HVAC | Small Commercial | Miscellaneous | MW of Load | 1 | 2021 | 0.03307
ENS | Base | DLC | DLC-Thermostat-HVAC | Small Commercial | Offices | MW of Load | 1 | 2021 | 0.047475
ENS | Base | DLC | DLC-Thermostat-HVAC | Small Commercial | Retail Trade | MW of Load | 1 | 2021 | 0.051315
ENS | Base | DLC | DLC-Thermostat-HVAC | Small Commercial | Services | MW of Load | 1 | 2021 | 0.061788
ENS | Base | DLC | DLC-Switch-Water Heating | Small Industrial | Miscellaneous | MW of Load | 1 | 2021 | 0.00089137
ENS | Base | DLC | DLC-Switch-Water Heating | Small Industrial | Offices | MW of Load | 1 | 2021 | 3.6112e-05
ENS | Base | DLC | DLC-Switch-Water Heating | Small Industrial | Retail Trade | MW of Load | 1 | 2021 | 0.00024128
ENS | Base | DLC | DLC-Switch-Water Heating | Small Industrial | Services | MW of Load | 1 | 2021 | 0.00030079
ENS | Base | DLC | DLC-Thermostat-HVAC | Small Industrial | Miscellaneous | MW of Load | 1 | 2021 | 0.0065895
ENS | Base | DLC | DLC-Thermostat-HVAC | Small Industrial | Offices | MW of Load | 1 | 2021 | 0.00061197
ENS | Base | DLC | DLC-Thermostat-HVAC | Small Industrial | Retail Trade | MW of Load | 1 | 2021 | 0.00079447
ENS | Base | DLC | DLC-Thermostat-HVAC | Small Industrial | Services | MW of Load | 1 | 2021 | 0.0009904
ENS | Base | DLC | DLC-Switch-Water Heating | Residential | Residential LI | MW of Load | 1 | 2021 | 0.45251
ENS | Base | DLC | DLC-Switch-Water Heating | Residential | Residential Market Rate | MW of Load | 1 | 2021 | 1.4079
ENS | Base | DLC | DLC-Thermostat-Heat Pump | Residential | Residential LI | MW of Load | 1 | 2021 | 0.01981
ENS | Base | DLC | DLC-Thermostat-Heat Pump | Residential | Residential Market Rate | MW of Load | 1 | 2021 | 0.72683
ENS | Base | DLC | DLC-Thermostat-Electric Furnace | Residential | Residential LI | MW of Load | 1 | 2021 | 0.49756
ENS | Base | DLC | DLC-Thermostat-Electric Furnace | Residential | Residential Market Rate | MW of Load | 1 | 2021 | 0.60875
ENS | Base | C&I Curtailment | C&I Curtailment- Manual HVAC Control | Large Commercial | Offices | MW of Load | 1 | 2021 | 0.012766
ENS | Base | C&I Curtailment | C&I Curtailment- Manual HVAC Control | Large Commercial | Services | MW of Load | 1 | 2021 | 0.027617
ENS | Base | C&I Curtailment | C&I Curtailment- Auto-DR HVAC Control | Large Commercial | Offices | MW of Load | 1 | 2021 | 0.0084037
ENS | Base | C&I Curtailment | C&I Curtailment- Auto-DR HVAC Control | Large Commercial | Services | MW of Load | 1 | 2021 | 0.01818
ENS | Base | C&I Curtailment | C&I Curtailment- Standard Lighting Control | Large Commercial | Offices | MW of Load | 1 | 2021 | 0.0021971
ENS | Base | C&I Curtailment | C&I Curtailment- Standard Lighting Control | Large Commercial | Services | MW of Load | 1 | 2021 | 0.013814
ENS | Base | C&I Curtailment | C&I Curtailment- Advanced Lighting Control | Large Commercial | Offices | MW of Load | 1 | 2021 | 0.0010985
ENS | Base | C&I Curtailment | C&I Curtailment- Advanced Lighting Control | Large Commercial | Services | MW of Load | 1 | 2021 | 0.0069069
ENS | Base | C&I Curtailment | C&I Curtailment- Water Heating Control | Large Commercial | Offices | MW of Load | 1 | 2021 | 0.00017424
ENS | Base | C&I Curtailment | C&I Curtailment- Water Heating Control | Large Commercial | Services | MW of Load | 1 | 2021 | 0.0019353
ENS | Base | C&I Curtailment | C&I Curtailment- Other | Large Commercial | Offices | MW of Load | 1 | 2021 | 0.0032468
ENS | Base | C&I Curtailment | C&I Curtailment- Other | Large Commercial | Services | MW of Load | 1 | 2021 | 0.021474
ENS | Base | C&I Curtailment | C&I Curtailment- Manual HVAC Control | Large Industrial | Miscellaneous | MW of Load | 1 | 2021 | 0.0037962
ENS | Base | C&I Curtailment | C&I Curtailment- Manual HVAC Control | Large Industrial | Offices | MW of Load | 1 | 2021 | 0.0021543
ENS | Base | C&I Curtailment | C&I Curtailment- Manual HVAC Control | Large Industrial | Retail Trade | MW of Load | 1 | 2021 | 0.0065777
ENS | Base | C&I Curtailment | C&I Curtailment- Manual HVAC Control | Large Industrial | Services | MW of Load | 1 | 2021 | 0.001952
ENS | Base | C&I Curtailment | C&I Curtailment- Auto-DR HVAC Control | Large Industrial | Miscellaneous | MW of Load | 1 | 2021 | 0.002499
ENS | Base | C&I Curtailment | C&I Curtailment- Auto-DR HVAC Control | Large Industrial | Offices | MW of Load | 1 | 2021 | 0.0014182
ENS | Base | C&I Curtailment | C&I Curtailment- Auto-DR HVAC Control | Large Industrial | Retail Trade | MW of Load | 1 | 2021 | 0.00433
ENS | Base | C&I Curtailment | C&I Curtailment- Auto-DR HVAC Control | Large Industrial | Services | MW of Load | 1 | 2021 | 0.001285
ENS | Base | C&I Curtailment | C&I Curtailment- Standard Lighting Control | Large Industrial | Miscellaneous | MW of Load | 1 | 2021 | 0.0019702
ENS | Base | C&I Curtailment | C&I Curtailment- Standard Lighting Control | Large Industrial | Offices | MW of Load | 1 | 2021 | 0.00037428
ENS | Base | C&I Curtailment | C&I Curtailment- Standard Lighting Control | Large Industrial | Retail Trade | MW of Load | 1 | 2021 | 0.0032902
ENS | Base | C&I Curtailment | C&I Curtailment- Standard Lighting Control | Large Industrial | Services | MW of Load | 1 | 2021 | 0.00097639
ENS | Base | C&I Curtailment | C&I Curtailment- Advanced Lighting Control | Large Industrial | Miscellaneous | MW of Load | 1 | 2021 | 0.00098508
ENS | Base | C&I Curtailment | C&I Curtailment- Advanced Lighting Control | Large Industrial | Offices | MW of Load | 1 | 2021 | 0.00018714
ENS | Base | C&I Curtailment | C&I Curtailment- Advanced Lighting Control | Large Industrial | Retail Trade | MW of Load | 1 | 2021 | 0.0016451
ENS | Base | C&I Curtailment | C&I Curtailment- Advanced Lighting Control | Large Industrial | Services | MW of Load | 1 | 2021 | 0.00048819
ENS | Base | C&I Curtailment | C&I Curtailment- Water Heating Control | Large Industrial | Miscellaneous | MW of Load | 1 | 2021 | 0.00010375
ENS | Base | C&I Curtailment | C&I Curtailment- Water Heating Control | Large Industrial | Offices | MW of Load | 1 | 2021 | 2.9151e-05
ENS | Base | C&I Curtailment | C&I Curtailment- Water Heating Control | Large Industrial | Retail Trade | MW of Load | 1 | 2021 | 0.00046095
ENS | Base | C&I Curtailment | C&I Curtailment- Water Heating Control | Large Industrial | Services | MW of Load | 1 | 2021 | 0.00013679
ENS | Base | C&I Curtailment | C&I Curtailment- Other | Large Industrial | Miscellaneous | MW of Load | 1 | 2021 | 0.0022173
ENS | Base | C&I Curtailment | C&I Curtailment- Other | Large Industrial | Offices | MW of Load | 1 | 2021 | 0.00055004
ENS | Base | C&I Curtailment | C&I Curtailment- Other | Large Industrial | Retail Trade | MW of Load | 1 | 2021 | 0.0051147
ENS | Base | C&I Curtailment | C&I Curtailment- Other | Large Industrial | Services | MW of Load | 1 | 2021 | 0.0015179
ENS | Base | C&I Curtailment | C&I Curtailment- Industrial | Large Industrial | Manufacturing | MW of Load | 1 | 2021 | 0.094702
ENS | Base | C&I Curtailment | C&I Curtailment- Manual HVAC Control | Interruptible Rider | Miscellaneous | MW of Load | 1 | 2021 | 0.141
ENS | Base | C&I Curtailment | C&I Curtailment- Manual HVAC Control | Interruptible Rider | Retail Trade | MW of Load | 1 | 2021 | 0.0041401
ENS | Base | C&I Curtailment | C&I Curtailment- Auto-DR HVAC Control | Interruptible Rider | Miscellaneous | MW of Load | 1 | 2021 | 0.092817
ENS | Base | C&I Curtailment | C&I Curtailment- Auto-DR HVAC Control | Interruptible Rider | Retail Trade | MW of Load | 1 | 2021 | 0.0027253
ENS | Base | C&I Curtailment | C&I Curtailment- Standard Lighting Control | Interruptible Rider | Miscellaneous | MW of Load | 1 | 2021 | 0.029747
ENS | Base | C&I Curtailment | C&I Curtailment- Standard Lighting Control | Interruptible Rider | Retail Trade | MW of Load | 1 | 2021 | 0.0020894
ENS | Base | C&I Curtailment | C&I Curtailment- Advanced Lighting Control | Interruptible Rider | Miscellaneous | MW of Load | 1 | 2021 | 0.014874
ENS | Base | C&I Curtailment | C&I Curtailment- Advanced Lighting Control | Interruptible Rider | Retail Trade | MW of Load | 1 | 2021 | 0.0010447
ENS | Base | C&I Curtailment | C&I Curtailment- Water Heating Control | Interruptible Rider | Miscellaneous | MW of Load | 1 | 2021 | 0.0022297
ENS | Base | C&I Curtailment | C&I Curtailment- Water Heating Control | Interruptible Rider | Retail Trade | MW of Load | 1 | 2021 | 0.00028848
ENS | Base | C&I Curtailment | C&I Curtailment- Other | Interruptible Rider | Miscellaneous | MW of Load | 1 | 2021 | 0.04044
ENS | Base | C&I Curtailment | C&I Curtailment- Other | Interruptible Rider | Retail Trade | MW of Load | 1 | 2021 | 0.0032208
ENS | Base | C&I Curtailment | C&I Curtailment- Industrial | Interruptible Rider | Manufacturing | MW of Load | 1 | 2021 | 0.082761
ENS | Base | DLC | DLC-Switch-Water Heating | Small Commercial | Miscellaneous | MW of Load | 1 | 2022 | 0.013909
ENS | Base | DLC | DLC-Switch-Water Heating | Small Commercial | Offices | MW of Load | 1 | 2022 | 0.0084906
ENS | Base | DLC | DLC-Switch-Water Heating | Small Commercial | Retail Trade | MW of Load | 1 | 2022 | 0.047515
ENS | Base | DLC | DLC-Switch-Water Heating | Small Commercial | Services | MW of Load | 1 | 2022 | 0.057197
ENS | Base | DLC | DLC-Thermostat-HVAC | Small Commercial | Miscellaneous | MW of Load | 1 | 2022 | 0.098904
ENS | Base | DLC | DLC-Thermostat-HVAC | Small Commercial | Offices | MW of Load | 1 | 2022 | 0.14293
ENS | Base | DLC | DLC-Thermostat-HVAC | Small Commercial | Retail Trade | MW of Load | 1 | 2022 | 0.15291
ENS | Base | DLC | DLC-Thermostat-HVAC | Small Commercial | Services | MW of Load | 1 | 2022 | 0.18411
ENS | Base | DLC | DLC-Switch-Water Heating | Small Industrial | Miscellaneous | MW of Load | 1 | 2022 | 0.0027509
ENS | Base | DLC | DLC-Switch-Water Heating | Small Industrial | Offices | MW of Load | 1 | 2022 | 0.00011107
ENS | Base | DLC | DLC-Switch-Water Heating | Small Industrial | Retail Trade | MW of Load | 1 | 2022 | 0.00074509
ENS | Base | DLC | DLC-Switch-Water Heating | Small Industrial | Services | MW of Load | 1 | 2022 | 0.00092884
ENS | Base | DLC | DLC-Thermostat-HVAC | Small Industrial | Miscellaneous | MW of Load | 1 | 2022 | 0.020164
ENS | Base | DLC | DLC-Thermostat-HVAC | Small Industrial | Offices | MW of Load | 1 | 2022 | 0.0018841
ENS | Base | DLC | DLC-Thermostat-HVAC | Small Industrial | Retail Trade | MW of Load | 1 | 2022 | 0.00243
ENS | Base | DLC | DLC-Thermostat-HVAC | Small Industrial | Services | MW of Load | 1 | 2022 | 0.0030292
ENS | Base | DLC | DLC-Switch-Water Heating | Residential | Residential LI | MW of Load | 1 | 2022 | 1.3734
ENS | Base | DLC | DLC-Switch-Water Heating | Residential | Residential Market Rate | MW of Load | 1 | 2022 | 4.2713
ENS | Base | DLC | DLC-Thermostat-Heat Pump | Residential | Residential LI | MW of Load | 1 | 2022 | 0.073936
ENS | Base | DLC | DLC-Thermostat-Heat Pump | Residential | Residential Market Rate | MW of Load | 1 | 2022 | 2.229
ENS | Base | DLC | DLC-Thermostat-Electric Furnace | Residential | Residential LI | MW of Load | 1 | 2022 | 1.4796
ENS | Base | DLC | DLC-Thermostat-Electric Furnace | Residential | Residential Market Rate | MW of Load | 1 | 2022 | 1.7808
ENS | Base | C&I Curtailment | C&I Curtailment- Manual HVAC Control | Large Commercial | Offices | MW of Load | 1 | 2022 | 0.034587
ENS | Base | C&I Curtailment | C&I Curtailment- Manual HVAC Control | Large Commercial | Services | MW of Load | 1 | 2022 | 0.074097
ENS | Base | C&I Curtailment | C&I Curtailment- Auto-DR HVAC Control | Large Commercial | Offices | MW of Load | 1 | 2022 | 0.032143
ENS | Base | C&I Curtailment | C&I Curtailment- Auto-DR HVAC Control | Large Commercial | Services | MW of Load | 1 | 2022 | 0.068862
ENS | Base | C&I Curtailment | C&I Curtailment- Standard Lighting Control | Large Commercial | Offices | MW of Load | 1 | 2022 | 0.0063664
ENS | Base | C&I Curtailment | C&I Curtailment- Standard Lighting Control | Large Commercial | Services | MW of Load | 1 | 2022 | 0.040328
ENS | Base | C&I Curtailment | C&I Curtailment- Advanced Lighting Control | Large Commercial | Offices | MW of Load | 1 | 2022 | 0.0031832
ENS | Base | C&I Curtailment | C&I Curtailment- Advanced Lighting Control | Large Commercial | Services | MW of Load | 1 | 2022 | 0.020164
ENS | Base | C&I Curtailment | C&I Curtailment- Water Heating Control | Large Commercial | Offices | MW of Load | 1 | 2022 | 0.0005316
ENS | Base | C&I Curtailment | C&I Curtailment- Water Heating Control | Large Commercial | Services | MW of Load | 1 | 2022 | 0.0059046
ENS | Base | C&I Curtailment | C&I Curtailment- Other | Large Commercial | Offices | MW of Load | 1 | 2022 | 0.0097975
ENS | Base | C&I Curtailment | C&I Curtailment- Other | Large Commercial | Services | MW of Load | 1 | 2022 | 0.064977
ENS | Base | C&I Curtailment | C&I Curtailment- Manual HVAC Control | Large Industrial | Miscellaneous | MW of Load | 1 | 2022 | 0.010595
ENS | Base | C&I Curtailment | C&I Curtailment- Manual HVAC Control | Large Industrial | Offices | MW of Load | 1 | 2022 | 0.0061009
ENS | Base | C&I Curtailment | C&I Curtailment- Manual HVAC Control | Large Industrial | Retail Trade | MW of Load | 1 | 2022 | 0.018419
ENS | Base | C&I Curtailment | C&I Curtailment- Manual HVAC Control | Large Industrial | Services | MW of Load | 1 | 2022 | 0.0054661
ENS | Base | C&I Curtailment | C&I Curtailment- Auto-DR HVAC Control | Large Industrial | Miscellaneous | MW of Load | 1 | 2022 | 0.0098468
ENS | Base | C&I Curtailment | C&I Curtailment- Auto-DR HVAC Control | Large Industrial | Offices | MW of Load | 1 | 2022 | 0.0056698
ENS | Base | C&I Curtailment | C&I Curtailment- Auto-DR HVAC Control | Large Industrial | Retail Trade | MW of Load | 1 | 2022 | 0.017118
ENS | Base | C&I Curtailment | C&I Curtailment- Auto-DR HVAC Control | Large Industrial | Services | MW of Load | 1 | 2022 | 0.0050799
ENS | Base | C&I Curtailment | C&I Curtailment- Standard Lighting Control | Large Industrial | Miscellaneous | MW of Load | 1 | 2022 | 0.0060084
ENS | Base | C&I Curtailment | C&I Curtailment- Standard Lighting Control | Large Industrial | Offices | MW of Load | 1 | 2022 | 0.0011454
ENS | Base | C&I Curtailment | C&I Curtailment- Standard Lighting Control | Large Industrial | Retail Trade | MW of Load | 1 | 2022 | 0.010025
ENS | Base | C&I Curtailment | C&I Curtailment- Standard Lighting Control | Large Industrial | Services | MW of Load | 1 | 2022 | 0.002975
ENS | Base | C&I Curtailment | C&I Curtailment- Advanced Lighting Control | Large Industrial | Miscellaneous | MW of Load | 1 | 2022 | 0.0030042
ENS | Base | C&I Curtailment | C&I Curtailment- Advanced Lighting Control | Large Industrial | Offices | MW of Load | 1 | 2022 | 0.00057268
ENS | Base | C&I Curtailment | C&I Curtailment- Advanced Lighting Control | Large Industrial | Retail Trade | MW of Load | 1 | 2022 | 0.0050124
ENS | Base | C&I Curtailment | C&I Curtailment- Advanced Lighting Control | Large Industrial | Services | MW of Load | 1 | 2022 | 0.0014875
ENS | Base | C&I Curtailment | C&I Curtailment- Water Heating Control | Large Industrial | Miscellaneous | MW of Load | 1 | 2022 | 0.00032185
ENS | Base | C&I Curtailment | C&I Curtailment- Water Heating Control | Large Industrial | Offices | MW of Load | 1 | 2022 | 9.1954e-05
ENS | Base | C&I Curtailment | C&I Curtailment- Water Heating Control | Large Industrial | Retail Trade | MW of Load | 1 | 2022 | 0.0014678
ENS | Base | C&I Curtailment | C&I Curtailment- Water Heating Control | Large Industrial | Services | MW of Load | 1 | 2022 | 0.00043558
ENS | Base | C&I Curtailment | C&I Curtailment- Other | Large Industrial | Miscellaneous | MW of Load | 1 | 2022 | 0.0069175
ENS | Base | C&I Curtailment | C&I Curtailment- Other | Large Industrial | Offices | MW of Load | 1 | 2022 | 0.0017421
ENS | Base | C&I Curtailment | C&I Curtailment- Other | Large Industrial | Retail Trade | MW of Load | 1 | 2022 | 0.016152
ENS | Base | C&I Curtailment | C&I Curtailment- Other | Large Industrial | Services | MW of Load | 1 | 2022 | 0.0047933
ENS | Base | C&I Curtailment | C&I Curtailment- Industrial | Large Industrial | Manufacturing | MW of Load | 1 | 2022 | 0.28918
ENS | Base | C&I Curtailment | C&I Curtailment- Manual HVAC Control | Interruptible Rider | Miscellaneous | MW of Load | 1 | 2022 | 0.38074
ENS | Base | C&I Curtailment | C&I Curtailment- Manual HVAC Control | Interruptible Rider | Retail Trade | MW of Load | 1 | 2022 | 0.011109
ENS | Base | C&I Curtailment | C&I Curtailment- Auto-DR HVAC Control | Interruptible Rider | Miscellaneous | MW of Load | 1 | 2022 | 0.35384
ENS | Base | C&I Curtailment | C&I Curtailment- Auto-DR HVAC Control | Interruptible Rider | Retail Trade | MW of Load | 1 | 2022 | 0.010324
ENS | Base | C&I Curtailment | C&I Curtailment- Standard Lighting Control | Interruptible Rider | Miscellaneous | MW of Load | 1 | 2022 | 0.087344
ENS | Base | C&I Curtailment | C&I Curtailment- Standard Lighting Control | Interruptible Rider | Retail Trade | MW of Load | 1 | 2022 | 0.0061666
ENS | Base | C&I Curtailment | C&I Curtailment- Advanced Lighting Control | Interruptible Rider | Miscellaneous | MW of Load | 1 | 2022 | 0.043672
ENS | Base | C&I Curtailment | C&I Curtailment- Advanced Lighting Control | Interruptible Rider | Retail Trade | MW of Load | 1 | 2022 | 0.0030833
ENS | Base | C&I Curtailment | C&I Curtailment- Water Heating Control | Interruptible Rider | Miscellaneous | MW of Load | 1 | 2022 | 0.0067238
ENS | Base | C&I Curtailment | C&I Curtailment- Water Heating Control | Interruptible Rider | Retail Trade | MW of Load | 1 | 2022 | 0.00087266
ENS | Base | C&I Curtailment | C&I Curtailment- Other | Interruptible Rider | Miscellaneous | MW of Load | 1 | 2022 | 0.12196
ENS | Base | C&I Curtailment | C&I Curtailment- Other | Interruptible Rider | Retail Trade | MW of Load | 1 | 2022 | 0.0097292
ENS | Base | C&I Curtailment | C&I Curtailment- Industrial | Interruptible Rider | Manufacturing | MW of Load | 1 | 2022 | 0.24556
ENS | Base | Dynamic Pricing | Dynamic Pricing with enabling tech. | Small Commercial | Manufacturing | MW of Load | 1 | 2022 | 0.0071565
ENS | Base | Dynamic Pricing | Dynamic Pricing with enabling tech. | Small Commercial | Miscellaneous | MW of Load | 1 | 2022 | 0.068248
ENS | Base | Dynamic Pricing | Dynamic Pricing with enabling tech. | Small Commercial | Offices | MW of Load | 1 | 2022 | 0.054678
ENS | Base | Dynamic Pricing | Dynamic Pricing with enabling tech. | Small Commercial | Retail Trade | MW of Load | 1 | 2022 | 0.12747
ENS | Base | Dynamic Pricing | Dynamic Pricing with enabling tech. | Small Commercial | Services | MW of Load | 1 | 2022 | 0.15348
ENS | Base | Dynamic Pricing | Dynamic Pricing w/o enabling tech. | Small Commercial | Manufacturing | MW of Load | 1 | 2022 | 0.00042268
ENS | Base | Dynamic Pricing | Dynamic Pricing w/o enabling tech. | Small Commercial | Miscellaneous | MW of Load | 1 | 2022 | 0.0040309
ENS | Base | Dynamic Pricing | Dynamic Pricing w/o enabling tech. | Small Commercial | Offices | MW of Load | 1 | 2022 | 0.0032294
ENS | Base | Dynamic Pricing | Dynamic Pricing w/o enabling tech. | Small Commercial | Retail Trade | MW of Load | 1 | 2022 | 0.0075285
ENS | Base | Dynamic Pricing | Dynamic Pricing w/o enabling tech. | Small Commercial | Services | MW of Load | 1 | 2022 | 0.0090647
ENS | Base | Dynamic Pricing | Dynamic Pricing with enabling tech. | Large Commercial | Offices | MW of Load | 1 | 2022 | 0.010778
ENS | Base | Dynamic Pricing | Dynamic Pricing with enabling tech. | Large Commercial | Services | MW of Load | 1 | 2022 | 0.068342
ENS | Base | Dynamic Pricing | Dynamic Pricing w/o enabling tech. | Large Commercial | Offices | MW of Load | 1 | 2022 | 0.0040844
ENS | Base | Dynamic Pricing | Dynamic Pricing w/o enabling tech. | Large Commercial | Services | MW of Load | 1 | 2022 | 0.025898
ENS | Base | Dynamic Pricing | Dynamic Pricing with enabling tech. | Small Industrial | Manufacturing | MW of Load | 1 | 2022 | 0.0096428
ENS | Base | Dynamic Pricing | Dynamic Pricing with enabling tech. | Small Industrial | Miscellaneous | MW of Load | 1 | 2022 | 0.012076
ENS | Base | Dynamic Pricing | Dynamic Pricing with enabling tech. | Small Industrial | Offices | MW of Load | 1 | 2022 | 0.00072245
ENS | Base | Dynamic Pricing | Dynamic Pricing with enabling tech. | Small Industrial | Retail Trade | MW of Load | 1 | 2022 | 0.0020281
ENS | Base | Dynamic Pricing | Dynamic Pricing with enabling tech. | Small Industrial | Services | MW of Load | 1 | 2022 | 0.0025282
ENS | Base | Dynamic Pricing | Dynamic Pricing w/o enabling tech. | Small Industrial | Manufacturing | MW of Load | 1 | 2022 | 0.00056953
ENS | Base | Dynamic Pricing | Dynamic Pricing w/o enabling tech. | Small Industrial | Miscellaneous | MW of Load | 1 | 2022 | 0.00071325
ENS | Base | Dynamic Pricing | Dynamic Pricing w/o enabling tech. | Small Industrial | Offices | MW of Load | 1 | 2022 | 4.2669e-05
ENS | Base | Dynamic Pricing | Dynamic Pricing w/o enabling tech. | Small Industrial | Retail Trade | MW of Load | 1 | 2022 | 0.00011978
ENS | Base | Dynamic Pricing | Dynamic Pricing w/o enabling tech. | Small Industrial | Services | MW of Load | 1 | 2022 | 0.00014932
ENS | Base | Dynamic Pricing | Dynamic Pricing with enabling tech. | Large Industrial | Manufacturing | MW of Load | 1 | 2022 | 0.059295
ENS | Base | Dynamic Pricing | Dynamic Pricing with enabling tech. | Large Industrial | Miscellaneous | MW of Load | 1 | 2022 | 0.024977
ENS | Base | Dynamic Pricing | Dynamic Pricing with enabling tech. | Large Industrial | Offices | MW of Load | 1 | 2022 | 0.0019116
ENS | Base | Dynamic Pricing | Dynamic Pricing with enabling tech. | Large Industrial | Retail Trade | MW of Load | 1 | 2022 | 0.0098729
ENS | Base | Dynamic Pricing | Dynamic Pricing with enabling tech. | Large Industrial | Services | MW of Load | 1 | 2022 | 0.0050415
ENS | Base | Dynamic Pricing | Dynamic Pricing w/o enabling tech. | Large Industrial | Manufacturing | MW of Load | 1 | 2022 | 0.02247
ENS | Base | Dynamic Pricing | Dynamic Pricing w/o enabling tech. | Large Industrial | Miscellaneous | MW of Load | 1 | 2022 | 0.009465
ENS | Base | Dynamic Pricing | Dynamic Pricing w/o enabling tech. | Large Industrial | Offices | MW of Load | 1 | 2022 | 0.00072438
ENS | Base | Dynamic Pricing | Dynamic Pricing w/o enabling tech. | Large Industrial | Retail Trade | MW of Load | 1 | 2022 | 0.0037413
ENS | Base | Dynamic Pricing | Dynamic Pricing w/o enabling tech. | Large Industrial | Services | MW of Load | 1 | 2022 | 0.0019105
ENS | Base | Dynamic Pricing | Dynamic Pricing with enabling tech. | Interruptible Rider | Manufacturing | MW of Load | 1 | 2022 | 0.023134
ENS | Base | Dynamic Pricing | Dynamic Pricing with enabling tech. | Interruptible Rider | Miscellaneous | MW of Load | 1 | 2022 | 0.046532
ENS | Base | Dynamic Pricing | Dynamic Pricing with enabling tech. | Interruptible Rider | Retail Trade | MW of Load | 1 | 2022 | 0.0027395
ENS | Base | Dynamic Pricing | Dynamic Pricing w/o enabling tech. | Interruptible Rider | Manufacturing | MW of Load | 1 | 2022 | 0.0087665
ENS | Base | Dynamic Pricing | Dynamic Pricing w/o enabling tech. | Interruptible Rider | Miscellaneous | MW of Load | 1 | 2022 | 0.017633
ENS | Base | Dynamic Pricing | Dynamic Pricing w/o enabling tech. | Interruptible Rider | Retail Trade | MW of Load | 1 | 2022 | 0.0010381
ENS | Base | Dynamic Pricing | Dynamic Pricing with enabling tech. | Residential | Residential Market Rate | MW of Load | 1 | 2022 | 2.1037
ENS | Base | Dynamic Pricing | Dynamic Pricing w/o enabling tech. | Residential | Residential Market Rate | MW of Load | 1 | 2022 | 1.1764
ENS | Base | BTM Battery Control | BTM Battery Control | Small Commercial | Manufacturing | MW of Load | 0 | 2022 | 0.00072813
ENS | Base | BTM Battery Control | BTM Battery Control | Small Commercial | Miscellaneous | MW of Load | 0 | 2022 | 0.0053627
ENS | Base | BTM Battery Control | BTM Battery Control | Small Commercial | Offices | MW of Load | 0 | 2022 | 0.0018618
ENS | Base | BTM Battery Control | BTM Battery Control | Small Commercial | Retail Trade | MW of Load | 0 | 2022 | 0.0032484
ENS | Base | BTM Battery Control | BTM Battery Control | Small Commercial | Services | MW of Load | 0 | 2022 | 0.0070714
ENS | Base | BTM Battery Control | BTM Battery Control | Large Commercial | Offices | MW of Load | 0 | 2022 | 0.00074673
ENS | Base | BTM Battery Control | BTM Battery Control | Large Commercial | Services | MW of Load | 0 | 2022 | 0.0039826
ENS | Base | BTM Battery Control | BTM Battery Control | Small Industrial | Manufacturing | MW of Load | 0 | 2022 | 1.7944e-05
ENS | Base | BTM Battery Control | BTM Battery Control | Small Industrial | Miscellaneous | MW of Load | 0 | 2022 | 0.00011593
ENS | Base | BTM Battery Control | BTM Battery Control | Small Industrial | Offices | MW of Load | 0 | 2022 | 4.5766e-05
ENS | Base | BTM Battery Control | BTM Battery Control | Small Industrial | Retail Trade | MW of Load | 0 | 2022 | 7.9637e-05
ENS | Base | BTM Battery Control | BTM Battery Control | Small Industrial | Services | MW of Load | 0 | 2022 | 0.00017339
ENS | Base | BTM Battery Control | BTM Battery Control | Large Industrial | Manufacturing | MW of Load | 0 | 2022 | 0.00048888
ENS | Base | BTM Battery Control | BTM Battery Control | Large Industrial | Miscellaneous | MW of Load | 0 | 2022 | 0.0022666
ENS | Base | BTM Battery Control | BTM Battery Control | Large Industrial | Offices | MW of Load | 0 | 2022 | 0.00026666
ENS | Base | BTM Battery Control | BTM Battery Control | Large Industrial | Retail Trade | MW of Load | 0 | 2022 | 0.0013333
ENS | Base | BTM Battery Control | BTM Battery Control | Large Industrial | Services | MW of Load | 0 | 2022 | 0.0028888
ENS | Base | BTM Battery Control | BTM Battery Control | Interruptible Rider | Manufacturing | MW of Load | 0 | 2022 | 0.00065348
ENS | Base | BTM Battery Control | BTM Battery Control | Interruptible Rider | Miscellaneous | MW of Load | 0 | 2022 | 0.0017426
ENS | Base | BTM Battery Control | BTM Battery Control | Interruptible Rider | Retail Trade | MW of Load | 0 | 2022 | 0.0026139
ENS | Base | BTM Battery Control | BTM Battery Control | Residential | Residential LI | MW of Load | 0 | 2022 | 0.019892
ENS | Base | BTM Battery Control | BTM Battery Control | Residential | Residential Market Rate | MW of Load | 0 | 2022 | 0.12384
ENS | Base | EV Charging Control | EV Charging Control | EV | EV | MW of Load | 0 | 2022 | 0.012819
ENS | Base | Behavioral DR | Behavioral DR | Residential | Residential LI | MW of Load | 0 | 2022 | 0.055625
ENS | Base | Behavioral DR | Behavioral DR | Residential | Residential Market Rate | MW of Load | 0 | 2022 | 0.35158
ENS | Base | DLC | DLC-Switch-Water Heating | Small Commercial | Miscellaneous | MW of Load | 1 | 2023 | 0.027563
ENS | Base | DLC | DLC-Switch-Water Heating | Small Commercial | Offices | MW of Load | 1 | 2023 | 0.016776
ENS | Base | DLC | DLC-Switch-Water Heating | Small Commercial | Retail Trade | MW of Load | 1 | 2023 | 0.094209
ENS | Base | DLC | DLC-Switch-Water Heating | Small Commercial | Services | MW of Load | 1 | 2023 | 0.11339
ENS | Base | DLC | DLC-Thermostat-HVAC | Small Commercial | Miscellaneous | MW of Load | 1 | 2023 | 0.19362
ENS | Base | DLC | DLC-Thermostat-HVAC | Small Commercial | Offices | MW of Load | 1 | 2023 | 0.2814
ENS | Base | DLC | DLC-Thermostat-HVAC | Small Commercial | Retail Trade | MW of Load | 1 | 2023 | 0.29822
ENS | Base | DLC | DLC-Thermostat-HVAC | Small Commercial | Services | MW of Load | 1 | 2023 | 0.35906
ENS | Base | DLC | DLC-Switch-Water Heating | Small Industrial | Miscellaneous | MW of Load | 1 | 2023 | 0.0055339
ENS | Base | DLC | DLC-Switch-Water Heating | Small Industrial | Offices | MW of Load | 1 | 2023 | 0.00022285
ENS | Base | DLC | DLC-Switch-Water Heating | Small Industrial | Retail Trade | MW of Load | 1 | 2023 | 0.0014996
ENS | Base | DLC | DLC-Switch-Water Heating | Small Industrial | Services | MW of Load | 1 | 2023 | 0.0018695
ENS | Base | DLC | DLC-Thermostat-HVAC | Small Industrial | Miscellaneous | MW of Load | 1 | 2023 | 0.040187
ENS | Base | DLC | DLC-Thermostat-HVAC | Small Industrial | Offices | MW of Load | 1 | 2023 | 0.0037788
ENS | Base | DLC | DLC-Thermostat-HVAC | Small Industrial | Retail Trade | MW of Load | 1 | 2023 | 0.0048424
ENS | Base | DLC | DLC-Thermostat-HVAC | Small Industrial | Services | MW of Load | 1 | 2023 | 0.0060366
ENS | Base | DLC | DLC-Switch-Water Heating | Residential | Residential LI | MW of Load | 1 | 2023 | 2.7476
ENS | Base | DLC | DLC-Switch-Water Heating | Residential | Residential Market Rate | MW of Load | 1 | 2023 | 8.5406
ENS | Base | DLC | DLC-Thermostat-Heat Pump | Residential | Residential LI | MW of Load | 1 | 2023 | 0.17876
ENS | Base | DLC | DLC-Thermostat-Heat Pump | Residential | Residential Market Rate | MW of Load | 1 | 2023 | 4.5553
ENS | Base | DLC | DLC-Thermostat-Electric Furnace | Residential | Residential LI | MW of Load | 1 | 2023 | 2.9282
ENS | Base | DLC | DLC-Thermostat-Electric Furnace | Residential | Residential Market Rate | MW of Load | 1 | 2023 | 3.4635
ENS | Base | C&I Curtailment | C&I Curtailment- Manual HVAC Control | Large Commercial | Offices | MW of Load | 1 | 2023 | 0.061856
ENS | Base | C&I Curtailment | C&I Curtailment- Manual HVAC Control | Large Commercial | Services | MW of Load | 1 | 2023 | 0.13131
ENS | Base | C&I Curtailment | C&I Curtailment- Auto-DR HVAC Control | Large Commercial | Offices | MW of Load | 1 | 2023 | 0.07319
ENS | Base | C&I Curtailment | C&I Curtailment- Auto-DR HVAC Control | Large Commercial | Services | MW of Load | 1 | 2023 | 0.15537
ENS | Base | C&I Curtailment | C&I Curtailment- Standard Lighting Control | Large Commercial | Offices | MW of Load | 1 | 2023 | 0.012039
ENS | Base | C&I Curtailment | C&I Curtailment- Standard Lighting Control | Large Commercial | Services | MW of Load | 1 | 2023 | 0.076784
ENS | Base | C&I Curtailment | C&I Curtailment- Advanced Lighting Control | Large Commercial | Offices | MW of Load | 1 | 2023 | 0.0060193
ENS | Base | C&I Curtailment | C&I Curtailment- Advanced Lighting Control | Large Commercial | Services | MW of Load | 1 | 2023 | 0.038392
ENS | Base | C&I Curtailment | C&I Curtailment- Water Heating Control | Large Commercial | Offices | MW of Load | 1 | 2023 | 0.0010519
ENS | Base | C&I Curtailment | C&I Curtailment- Water Heating Control | Large Commercial | Services | MW of Load | 1 | 2023 | 0.011684
ENS | Base | C&I Curtailment | C&I Curtailment- Other | Large Commercial | Offices | MW of Load | 1 | 2023 | 0.019179
ENS | Base | C&I Curtailment | C&I Curtailment- Other | Large Commercial | Services | MW of Load | 1 | 2023 | 0.12754
ENS | Base | C&I Curtailment | C&I Curtailment- Manual HVAC Control | Large Industrial | Miscellaneous | MW of Load | 1 | 2023 | 0.01971
ENS | Base | C&I Curtailment | C&I Curtailment- Manual HVAC Control | Large Industrial | Offices | MW of Load | 1 | 2023 | 0.011507
ENS | Base | C&I Curtailment | C&I Curtailment- Manual HVAC Control | Large Industrial | Retail Trade | MW of Load | 1 | 2023 | 0.034391
ENS | Base | C&I Curtailment | C&I Curtailment- Manual HVAC Control | Large Industrial | Services | MW of Load | 1 | 2023 | 0.010206
ENS | Base | C&I Curtailment | C&I Curtailment- Auto-DR HVAC Control | Large Industrial | Miscellaneous | MW of Load | 1 | 2023 | 0.023322
ENS | Base | C&I Curtailment | C&I Curtailment- Auto-DR HVAC Control | Large Industrial | Offices | MW of Load | 1 | 2023 | 0.013616
ENS | Base | C&I Curtailment | C&I Curtailment- Auto-DR HVAC Control | Large Industrial | Retail Trade | MW of Load | 1 | 2023 | 0.040692
ENS | Base | C&I Curtailment | C&I Curtailment- Auto-DR HVAC Control | Large Industrial | Services | MW of Load | 1 | 2023 | 0.012076
ENS | Base | C&I Curtailment | C&I Curtailment- Standard Lighting Control | Large Industrial | Miscellaneous | MW of Load | 1 | 2023 | 0.012046
ENS | Base | C&I Curtailment | C&I Curtailment- Standard Lighting Control | Large Industrial | Offices | MW of Load | 1 | 2023 | 0.0023036
ENS | Base | C&I Curtailment | C&I Curtailment- Standard Lighting Control | Large Industrial | Retail Trade | MW of Load | 1 | 2023 | 0.020109
ENS | Base | C&I Curtailment | C&I Curtailment- Standard Lighting Control | Large Industrial | Services | MW of Load | 1 | 2023 | 0.0059677
ENS | Base | C&I Curtailment | C&I Curtailment- Advanced Lighting Control | Large Industrial | Miscellaneous | MW of Load | 1 | 2023 | 0.0060232
ENS | Base | C&I Curtailment | C&I Curtailment- Advanced Lighting Control | Large Industrial | Offices | MW of Load | 1 | 2023 | 0.0011518
ENS | Base | C&I Curtailment | C&I Curtailment- Advanced Lighting Control | Large Industrial | Retail Trade | MW of Load | 1 | 2023 | 0.010055
ENS | Base | C&I Curtailment | C&I Curtailment- Advanced Lighting Control | Large Industrial | Services | MW of Load | 1 | 2023 | 0.0029838
ENS | Base | C&I Curtailment | C&I Curtailment- Water Heating Control | Large Industrial | Miscellaneous | MW of Load | 1 | 2023 | 0.00065455
ENS | Base | C&I Curtailment | C&I Curtailment- Water Heating Control | Large Industrial | Offices | MW of Load | 1 | 2023 | 0.00019027
ENS | Base | C&I Curtailment | C&I Curtailment- Water Heating Control | Large Industrial | Retail Trade | MW of Load | 1 | 2023 | 0.00306
ENS | Base | C&I Curtailment | C&I Curtailment- Water Heating Control | Large Industrial | Services | MW of Load | 1 | 2023 | 0.0009081
ENS | Base | C&I Curtailment | C&I Curtailment- Other | Large Industrial | Miscellaneous | MW of Load | 1 | 2023 | 0.014136
ENS | Base | C&I Curtailment | C&I Curtailment- Other | Large Industrial | Offices | MW of Load | 1 | 2023 | 0.0036118
ENS | Base | C&I Curtailment | C&I Curtailment- Other | Large Industrial | Retail Trade | MW of Load | 1 | 2023 | 0.033402
ENS | Base | C&I Curtailment | C&I Curtailment- Other | Large Industrial | Services | MW of Load | 1 | 2023 | 0.0099124
ENS | Base | C&I Curtailment | C&I Curtailment- Industrial | Large Industrial | Manufacturing | MW of Load | 1 | 2023 | 0.57847
ENS | Base | C&I Curtailment | C&I Curtailment- Manual HVAC Control | Interruptible Rider | Miscellaneous | MW of Load | 1 | 2023 | 0.68486
ENS | Base | C&I Curtailment | C&I Curtailment- Manual HVAC Control | Interruptible Rider | Retail Trade | MW of Load | 1 | 2023 | 0.01986
ENS | Base | C&I Curtailment | C&I Curtailment- Auto-DR HVAC Control | Interruptible Rider | Miscellaneous | MW of Load | 1 | 2023 | 0.81034
ENS | Base | C&I Curtailment | C&I Curtailment- Auto-DR HVAC Control | Interruptible Rider | Retail Trade | MW of Load | 1 | 2023 | 0.023499
ENS | Base | C&I Curtailment | C&I Curtailment- Standard Lighting Control | Interruptible Rider | Miscellaneous | MW of Load | 1 | 2023 | 0.16839
ENS | Base | C&I Curtailment | C&I Curtailment- Standard Lighting Control | Interruptible Rider | Retail Trade | MW of Load | 1 | 2023 | 0.011947
ENS | Base | C&I Curtailment | C&I Curtailment- Advanced Lighting Control | Interruptible Rider | Miscellaneous | MW of Load | 1 | 2023 | 0.084196
ENS | Base | C&I Curtailment | C&I Curtailment- Advanced Lighting Control | Interruptible Rider | Retail Trade | MW of Load | 1 | 2023 | 0.0059736
ENS | Base | C&I Curtailment | C&I Curtailment- Water Heating Control | Interruptible Rider | Miscellaneous | MW of Load | 1 | 2023 | 0.013295
ENS | Base | C&I Curtailment | C&I Curtailment- Water Heating Control | Interruptible Rider | Retail Trade | MW of Load | 1 | 2023 | 0.0017298
ENS | Base | C&I Curtailment | C&I Curtailment- Other | Interruptible Rider | Miscellaneous | MW of Load | 1 | 2023 | 0.2408
ENS | Base | C&I Curtailment | C&I Curtailment- Other | Interruptible Rider | Retail Trade | MW of Load | 1 | 2023 | 0.019241
ENS | Base | C&I Curtailment | C&I Curtailment- Industrial | Interruptible Rider | Manufacturing | MW of Load | 1 | 2023 | 0.47704
ENS | Base | Dynamic Pricing | Dynamic Pricing with enabling tech. | Small Commercial | Manufacturing | MW of Load | 1 | 2023 | 0.020159
ENS | Base | Dynamic Pricing | Dynamic Pricing with enabling tech. | Small Commercial | Miscellaneous | MW of Load | 1 | 2023 | 0.19458
ENS | Base | Dynamic Pricing | Dynamic Pricing with enabling tech. | Small Commercial | Offices | MW of Load | 1 | 2023 | 0.15598
ENS | Base | Dynamic Pricing | Dynamic Pricing with enabling tech. | Small Commercial | Retail Trade | MW of Load | 1 | 2023 | 0.36269
ENS | Base | Dynamic Pricing | Dynamic Pricing with enabling tech. | Small Commercial | Services | MW of Load | 1 | 2023 | 0.43669
ENS | Base | Dynamic Pricing | Dynamic Pricing w/o enabling tech. | Small Commercial | Manufacturing | MW of Load | 1 | 2023 | 0.0011907
ENS | Base | Dynamic Pricing | Dynamic Pricing w/o enabling tech. | Small Commercial | Miscellaneous | MW of Load | 1 | 2023 | 0.011493
ENS | Base | Dynamic Pricing | Dynamic Pricing w/o enabling tech. | Small Commercial | Offices | MW of Load | 1 | 2023 | 0.0092124
ENS | Base | Dynamic Pricing | Dynamic Pricing w/o enabling tech. | Small Commercial | Retail Trade | MW of Load | 1 | 2023 | 0.021421
ENS | Base | Dynamic Pricing | Dynamic Pricing w/o enabling tech. | Small Commercial | Services | MW of Load | 1 | 2023 | 0.025792
ENS | Base | Dynamic Pricing | Dynamic Pricing with enabling tech. | Large Commercial | Offices | MW of Load | 1 | 2023 | 0.02958
ENS | Base | Dynamic Pricing | Dynamic Pricing with enabling tech. | Large Commercial | Services | MW of Load | 1 | 2023 | 0.19074
ENS | Base | Dynamic Pricing | Dynamic Pricing w/o enabling tech. | Large Commercial | Offices | MW of Load | 1 | 2023 | 0.011209
ENS | Base | Dynamic Pricing | Dynamic Pricing w/o enabling tech. | Large Commercial | Services | MW of Load | 1 | 2023 | 0.072279
ENS | Base | Dynamic Pricing | Dynamic Pricing with enabling tech. | Small Industrial | Manufacturing | MW of Load | 1 | 2023 | 0.02765
ENS | Base | Dynamic Pricing | Dynamic Pricing with enabling tech. | Small Industrial | Miscellaneous | MW of Load | 1 | 2023 | 0.03501
ENS | Base | Dynamic Pricing | Dynamic Pricing with enabling tech. | Small Industrial | Offices | MW of Load | 1 | 2023 | 0.0021015
ENS | Base | Dynamic Pricing | Dynamic Pricing with enabling tech. | Small Industrial | Retail Trade | MW of Load | 1 | 2023 | 0.0058968
ENS | Base | Dynamic Pricing | Dynamic Pricing with enabling tech. | Small Industrial | Services | MW of Load | 1 | 2023 | 0.007351
ENS | Base | Dynamic Pricing | Dynamic Pricing w/o enabling tech. | Small Industrial | Manufacturing | MW of Load | 1 | 2023 | 0.0016331
ENS | Base | Dynamic Pricing | Dynamic Pricing w/o enabling tech. | Small Industrial | Miscellaneous | MW of Load | 1 | 2023 | 0.0020678
ENS | Base | Dynamic Pricing | Dynamic Pricing w/o enabling tech. | Small Industrial | Offices | MW of Load | 1 | 2023 | 0.00012412
ENS | Base | Dynamic Pricing | Dynamic Pricing w/o enabling tech. | Small Industrial | Retail Trade | MW of Load | 1 | 2023 | 0.00034828
ENS | Base | Dynamic Pricing | Dynamic Pricing w/o enabling tech. | Small Industrial | Services | MW of Load | 1 | 2023 | 0.00043417
ENS | Base | Dynamic Pricing | Dynamic Pricing with enabling tech. | Large Industrial | Manufacturing | MW of Load | 1 | 2023 | 0.16349
ENS | Base | Dynamic Pricing | Dynamic Pricing with enabling tech. | Large Industrial | Miscellaneous | MW of Load | 1 | 2023 | 0.07517
ENS | Base | Dynamic Pricing | Dynamic Pricing with enabling tech. | Large Industrial | Offices | MW of Load | 1 | 2023 | 0.0055476
ENS | Base | Dynamic Pricing | Dynamic Pricing with enabling tech. | Large Industrial | Retail Trade | MW of Load | 1 | 2023 | 0.027996
ENS | Base | Dynamic Pricing | Dynamic Pricing with enabling tech. | Large Industrial | Services | MW of Load | 1 | 2023 | 0.014824
ENS | Base | Dynamic Pricing | Dynamic Pricing w/o enabling tech. | Large Industrial | Manufacturing | MW of Load | 1 | 2023 | 0.061954
ENS | Base | Dynamic Pricing | Dynamic Pricing w/o enabling tech. | Large Industrial | Miscellaneous | MW of Load | 1 | 2023 | 0.028485
ENS | Base | Dynamic Pricing | Dynamic Pricing w/o enabling tech. | Large Industrial | Offices | MW of Load | 1 | 2023 | 0.0021022
ENS | Base | Dynamic Pricing | Dynamic Pricing w/o enabling tech. | Large Industrial | Retail Trade | MW of Load | 1 | 2023 | 0.010609
ENS | Base | Dynamic Pricing | Dynamic Pricing w/o enabling tech. | Large Industrial | Services | MW of Load | 1 | 2023 | 0.0056175
ENS | Base | Dynamic Pricing | Dynamic Pricing with enabling tech. | Interruptible Rider | Manufacturing | MW of Load | 1 | 2023 | 0.055516
ENS | Base | Dynamic Pricing | Dynamic Pricing with enabling tech. | Interruptible Rider | Miscellaneous | MW of Load | 1 | 2023 | 0.11323
ENS | Base | Dynamic Pricing | Dynamic Pricing with enabling tech. | Interruptible Rider | Retail Trade | MW of Load | 1 | 2023 | 0.0066663
ENS | Base | Dynamic Pricing | Dynamic Pricing w/o enabling tech. | Interruptible Rider | Manufacturing | MW of Load | 1 | 2023 | 0.021038
ENS | Base | Dynamic Pricing | Dynamic Pricing w/o enabling tech. | Interruptible Rider | Miscellaneous | MW of Load | 1 | 2023 | 0.042907
ENS | Base | Dynamic Pricing | Dynamic Pricing w/o enabling tech. | Interruptible Rider | Retail Trade | MW of Load | 1 | 2023 | 0.0025262
ENS | Base | Dynamic Pricing | Dynamic Pricing with enabling tech. | Residential | Residential Market Rate | MW of Load | 1 | 2023 | 6.0336
ENS | Base | Dynamic Pricing | Dynamic Pricing w/o enabling tech. | Residential | Residential Market Rate | MW of Load | 1 | 2023 | 3.374
ENS | Base | BTM Battery Control | BTM Battery Control | Small Commercial | Manufacturing | MW of Load | 0 | 2023 | 0.0036169
ENS | Base | BTM Battery Control | BTM Battery Control | Small Commercial | Miscellaneous | MW of Load | 0 | 2023 | 0.026653
ENS | Base | BTM Battery Control | BTM Battery Control | Small Commercial | Offices | MW of Load | 0 | 2023 | 0.0092462
ENS | Base | BTM Battery Control | BTM Battery Control | Small Commercial | Retail Trade | MW of Load | 0 | 2023 | 0.016136
ENS | Base | BTM Battery Control | BTM Battery Control | Small Commercial | Services | MW of Load | 0 | 2023 | 0.035122
ENS | Base | BTM Battery Control | BTM Battery Control | Large Commercial | Offices | MW of Load | 0 | 2023 | 0.0037093
ENS | Base | BTM Battery Control | BTM Battery Control | Large Commercial | Services | MW of Load | 0 | 2023 | 0.019783
ENS | Base | BTM Battery Control | BTM Battery Control | Small Industrial | Manufacturing | MW of Load | 0 | 2023 | 8.9133e-05
ENS | Base | BTM Battery Control | BTM Battery Control | Small Industrial | Miscellaneous | MW of Load | 0 | 2023 | 0.00057586
ENS | Base | BTM Battery Control | BTM Battery Control | Small Industrial | Offices | MW of Load | 0 | 2023 | 0.00022734
ENS | Base | BTM Battery Control | BTM Battery Control | Small Industrial | Retail Trade | MW of Load | 0 | 2023 | 0.00039559
ENS | Base | BTM Battery Control | BTM Battery Control | Small Industrial | Services | MW of Load | 0 | 2023 | 0.00086129
ENS | Base | BTM Battery Control | BTM Battery Control | Large Industrial | Manufacturing | MW of Load | 0 | 2023 | 0.0024285
ENS | Base | BTM Battery Control | BTM Battery Control | Large Industrial | Miscellaneous | MW of Load | 0 | 2023 | 0.011259
ENS | Base | BTM Battery Control | BTM Battery Control | Large Industrial | Offices | MW of Load | 0 | 2023 | 0.0013246
ENS | Base | BTM Battery Control | BTM Battery Control | Large Industrial | Retail Trade | MW of Load | 0 | 2023 | 0.0066231
ENS | Base | BTM Battery Control | BTM Battery Control | Large Industrial | Services | MW of Load | 0 | 2023 | 0.01435
ENS | Base | BTM Battery Control | BTM Battery Control | Interruptible Rider | Manufacturing | MW of Load | 0 | 2023 | 0.0032461
ENS | Base | BTM Battery Control | BTM Battery Control | Interruptible Rider | Miscellaneous | MW of Load | 0 | 2023 | 0.0086563
ENS | Base | BTM Battery Control | BTM Battery Control | Interruptible Rider | Retail Trade | MW of Load | 0 | 2023 | 0.012984
ENS | Base | BTM Battery Control | BTM Battery Control | Residential | Residential LI | MW of Load | 0 | 2023 | 0.099299
ENS | Base | BTM Battery Control | BTM Battery Control | Residential | Residential Market Rate | MW of Load | 0 | 2023 | 0.61818
ENS | Base | EV Charging Control | EV Charging Control | EV | EV | MW of Load | 0 | 2023 | 0.052756
ENS | Base | Behavioral DR | Behavioral DR | Residential | Residential LI | MW of Load | 0 | 2023 | 0.15267
ENS | Base | Behavioral DR | Behavioral DR | Residential | Residential Market Rate | MW of Load | 0 | 2023 | 0.96298
ENS | Base | DLC | DLC-Switch-Water Heating | Small Commercial | Miscellaneous | MW of Load | 1 | 2024 | 0.040911
ENS | Base | DLC | DLC-Switch-Water Heating | Small Commercial | Offices | MW of Load | 1 | 2024 | 0.024809
ENS | Base | DLC | DLC-Switch-Water Heating | Small Commercial | Retail Trade | MW of Load | 1 | 2024 | 0.1398
ENS | Base | DLC | DLC-Switch-Water Heating | Small Commercial | Services | MW of Load | 1 | 2024 | 0.16824
ENS | Base | DLC | DLC-Thermostat-HVAC | Small Commercial | Miscellaneous | MW of Load | 1 | 2024 | 0.28327
ENS | Base | DLC | DLC-Thermostat-HVAC | Small Commercial | Offices | MW of Load | 1 | 2024 | 0.41428
ENS | Base | DLC | DLC-Thermostat-HVAC | Small Commercial | Retail Trade | MW of Load | 1 | 2024 | 0.4341
ENS | Base | DLC | DLC-Thermostat-HVAC | Small Commercial | Services | MW of Load | 1 | 2024 | 0.52264
ENS | Base | DLC | DLC-Switch-Water Heating | Small Industrial | Miscellaneous | MW of Load | 1 | 2024 | 0.0083265
ENS | Base | DLC | DLC-Switch-Water Heating | Small Industrial | Offices | MW of Load | 1 | 2024 | 0.00033433
ENS | Base | DLC | DLC-Switch-Water Heating | Small Industrial | Retail Trade | MW of Load | 1 | 2024 | 0.0022575
ENS | Base | DLC | DLC-Switch-Water Heating | Small Industrial | Services | MW of Load | 1 | 2024 | 0.0028142
ENS | Base | DLC | DLC-Thermostat-HVAC | Small Industrial | Miscellaneous | MW of Load | 1 | 2024 | 0.05984
ENS | Base | DLC | DLC-Thermostat-HVAC | Small Industrial | Offices | MW of Load | 1 | 2024 | 0.0056648
ENS | Base | DLC | DLC-Thermostat-HVAC | Small Industrial | Retail Trade | MW of Load | 1 | 2024 | 0.0072048
ENS | Base | DLC | DLC-Thermostat-HVAC | Small Industrial | Services | MW of Load | 1 | 2024 | 0.0089816
ENS | Base | DLC | DLC-Switch-Water Heating | Residential | Residential LI | MW of Load | 1 | 2024 | 4.1389
ENS | Base | DLC | DLC-Switch-Water Heating | Residential | Residential Market Rate | MW of Load | 1 | 2024 | 12.8585
ENS | Base | DLC | DLC-Thermostat-Heat Pump | Residential | Residential LI | MW of Load | 1 | 2024 | 0.31702
ENS | Base | DLC | DLC-Thermostat-Heat Pump | Residential | Residential Market Rate | MW of Load | 1 | 2024 | 6.9805
ENS | Base | DLC | DLC-Thermostat-Electric Furnace | Residential | Residential LI | MW of Load | 1 | 2024 | 4.3358
ENS | Base | DLC | DLC-Thermostat-Electric Furnace | Residential | Residential Market Rate | MW of Load | 1 | 2024 | 5.0256
ENS | Base | C&I Curtailment | C&I Curtailment- Manual HVAC Control | Large Commercial | Offices | MW of Load | 1 | 2024 | 0.081618
ENS | Base | C&I Curtailment | C&I Curtailment- Manual HVAC Control | Large Commercial | Services | MW of Load | 1 | 2024 | 0.17141
ENS | Base | C&I Curtailment | C&I Curtailment- Auto-DR HVAC Control | Large Commercial | Offices | MW of Load | 1 | 2024 | 0.1196
ENS | Base | C&I Curtailment | C&I Curtailment- Auto-DR HVAC Control | Large Commercial | Services | MW of Load | 1 | 2024 | 0.25118
ENS | Base | C&I Curtailment | C&I Curtailment- Standard Lighting Control | Large Commercial | Offices | MW of Load | 1 | 2024 | 0.016782
ENS | Base | C&I Curtailment | C&I Curtailment- Standard Lighting Control | Large Commercial | Services | MW of Load | 1 | 2024 | 0.10786
ENS | Base | C&I Curtailment | C&I Curtailment- Advanced Lighting Control | Large Commercial | Offices | MW of Load | 1 | 2024 | 0.0083908
ENS | Base | C&I Curtailment | C&I Curtailment- Advanced Lighting Control | Large Commercial | Services | MW of Load | 1 | 2024 | 0.053928
ENS | Base | C&I Curtailment | C&I Curtailment- Water Heating Control | Large Commercial | Offices | MW of Load | 1 | 2024 | 0.0015393
ENS | Base | C&I Curtailment | C&I Curtailment- Water Heating Control | Large Commercial | Services | MW of Load | 1 | 2024 | 0.017098
ENS | Base | C&I Curtailment | C&I Curtailment- Other | Large Commercial | Offices | MW of Load | 1 | 2024 | 0.027749
ENS | Base | C&I Curtailment | C&I Curtailment- Other | Large Commercial | Services | MW of Load | 1 | 2024 | 0.18506
ENS | Base | C&I Curtailment | C&I Curtailment- Manual HVAC Control | Large Industrial | Miscellaneous | MW of Load | 1 | 2024 | 0.026808
ENS | Base | C&I Curtailment | C&I Curtailment- Manual HVAC Control | Large Industrial | Offices | MW of Load | 1 | 2024 | 0.01586
ENS | Base | C&I Curtailment | C&I Curtailment- Manual HVAC Control | Large Industrial | Retail Trade | MW of Load | 1 | 2024 | 0.046813
ENS | Base | C&I Curtailment | C&I Curtailment- Manual HVAC Control | Large Industrial | Services | MW of Load | 1 | 2024 | 0.013892
ENS | Base | C&I Curtailment | C&I Curtailment- Auto-DR HVAC Control | Large Industrial | Miscellaneous | MW of Load | 1 | 2024 | 0.039284
ENS | Base | C&I Curtailment | C&I Curtailment- Auto-DR HVAC Control | Large Industrial | Offices | MW of Load | 1 | 2024 | 0.023241
ENS | Base | C&I Curtailment | C&I Curtailment- Auto-DR HVAC Control | Large Industrial | Retail Trade | MW of Load | 1 | 2024 | 0.068598
ENS | Base | C&I Curtailment | C&I Curtailment- Auto-DR HVAC Control | Large Industrial | Services | MW of Load | 1 | 2024 | 0.020357
ENS | Base | C&I Curtailment | C&I Curtailment- Standard Lighting Control | Large Industrial | Miscellaneous | MW of Load | 1 | 2024 | 0.017716
ENS | Base | C&I Curtailment | C&I Curtailment- Standard Lighting Control | Large Industrial | Offices | MW of Load | 1 | 2024 | 0.0033895
ENS | Base | C&I Curtailment | C&I Curtailment- Standard Lighting Control | Large Industrial | Retail Trade | MW of Load | 1 | 2024 | 0.029456
ENS | Base | C&I Curtailment | C&I Curtailment- Standard Lighting Control | Large Industrial | Services | MW of Load | 1 | 2024 | 0.0087414
ENS | Base | C&I Curtailment | C&I Curtailment- Advanced Lighting Control | Large Industrial | Miscellaneous | MW of Load | 1 | 2024 | 0.0088578
ENS | Base | C&I Curtailment | C&I Curtailment- Advanced Lighting Control | Large Industrial | Offices | MW of Load | 1 | 2024 | 0.0016948
ENS | Base | C&I Curtailment | C&I Curtailment- Advanced Lighting Control | Large Industrial | Retail Trade | MW of Load | 1 | 2024 | 0.014728
ENS | Base | C&I Curtailment | C&I Curtailment- Advanced Lighting Control | Large Industrial | Services | MW of Load | 1 | 2024 | 0.0043707
ENS | Base | C&I Curtailment | C&I Curtailment- Water Heating Control | Large Industrial | Miscellaneous | MW of Load | 1 | 2024 | 0.00098008
ENS | Base | C&I Curtailment | C&I Curtailment- Water Heating Control | Large Industrial | Offices | MW of Load | 1 | 2024 | 0.00028817
ENS | Base | C&I Curtailment | C&I Curtailment- Water Heating Control | Large Industrial | Retail Trade | MW of Load | 1 | 2024 | 0.0046695
ENS | Base | C&I Curtailment | C&I Curtailment- Water Heating Control | Large Industrial | Services | MW of Load | 1 | 2024 | 0.0013857
ENS | Base | C&I Curtailment | C&I Curtailment- Other | Large Industrial | Miscellaneous | MW of Load | 1 | 2024 | 0.02121
ENS | Base | C&I Curtailment | C&I Curtailment- Other | Large Industrial | Offices | MW of Load | 1 | 2024 | 0.0054813
ENS | Base | C&I Curtailment | C&I Curtailment- Other | Large Industrial | Retail Trade | MW of Load | 1 | 2024 | 0.05054
ENS | Base | C&I Curtailment | C&I Curtailment- Other | Large Industrial | Services | MW of Load | 1 | 2024 | 0.014998
ENS | Base | C&I Curtailment | C&I Curtailment- Industrial | Large Industrial | Manufacturing | MW of Load | 1 | 2024 | 0.85089
ENS | Base | C&I Curtailment | C&I Curtailment- Manual HVAC Control | Interruptible Rider | Miscellaneous | MW of Load | 1 | 2024 | 0.91075
ENS | Base | C&I Curtailment | C&I Curtailment- Manual HVAC Control | Interruptible Rider | Retail Trade | MW of Load | 1 | 2024 | 0.02622
ENS | Base | C&I Curtailment | C&I Curtailment- Auto-DR HVAC Control | Interruptible Rider | Miscellaneous | MW of Load | 1 | 2024 | 1.3346
ENS | Base | C&I Curtailment | C&I Curtailment- Auto-DR HVAC Control | Interruptible Rider | Retail Trade | MW of Load | 1 | 2024 | 0.038422
ENS | Base | C&I Curtailment | C&I Curtailment- Standard Lighting Control | Interruptible Rider | Miscellaneous | MW of Load | 1 | 2024 | 0.24002
ENS | Base | C&I Curtailment | C&I Curtailment- Standard Lighting Control | Interruptible Rider | Retail Trade | MW of Load | 1 | 2024 | 0.017118
ENS | Base | C&I Curtailment | C&I Curtailment- Advanced Lighting Control | Interruptible Rider | Miscellaneous | MW of Load | 1 | 2024 | 0.12001
ENS | Base | C&I Curtailment | C&I Curtailment- Advanced Lighting Control | Interruptible Rider | Retail Trade | MW of Load | 1 | 2024 | 0.0085588
ENS | Base | C&I Curtailment | C&I Curtailment- Water Heating Control | Interruptible Rider | Miscellaneous | MW of Load | 1 | 2024 | 0.019466
ENS | Base | C&I Curtailment | C&I Curtailment- Water Heating Control | Interruptible Rider | Retail Trade | MW of Load | 1 | 2024 | 0.0025393
ENS | Base | C&I Curtailment | C&I Curtailment- Other | Interruptible Rider | Miscellaneous | MW of Load | 1 | 2024 | 0.35216
ENS | Base | C&I Curtailment | C&I Curtailment- Other | Interruptible Rider | Retail Trade | MW of Load | 1 | 2024 | 0.028188
ENS | Base | C&I Curtailment | C&I Curtailment- Industrial | Interruptible Rider | Manufacturing | MW of Load | 1 | 2024 | 0.68616
ENS | Base | Dynamic Pricing | Dynamic Pricing with enabling tech. | Small Commercial | Manufacturing | MW of Load | 1 | 2024 | 0.037713
ENS | Base | Dynamic Pricing | Dynamic Pricing with enabling tech. | Small Commercial | Miscellaneous | MW of Load | 1 | 2024 | 0.36864
ENS | Base | Dynamic Pricing | Dynamic Pricing with enabling tech. | Small Commercial | Offices | MW of Load | 1 | 2024 | 0.29555
ENS | Base | Dynamic Pricing | Dynamic Pricing with enabling tech. | Small Commercial | Retail Trade | MW of Load | 1 | 2024 | 0.68522
ENS | Base | Dynamic Pricing | Dynamic Pricing with enabling tech. | Small Commercial | Services | MW of Load | 1 | 2024 | 0.82498
ENS | Base | Dynamic Pricing | Dynamic Pricing w/o enabling tech. | Small Commercial | Manufacturing | MW of Load | 1 | 2024 | 0.0022274
ENS | Base | Dynamic Pricing | Dynamic Pricing w/o enabling tech. | Small Commercial | Miscellaneous | MW of Load | 1 | 2024 | 0.021773
ENS | Base | Dynamic Pricing | Dynamic Pricing w/o enabling tech. | Small Commercial | Offices | MW of Load | 1 | 2024 | 0.017456
ENS | Base | Dynamic Pricing | Dynamic Pricing w/o enabling tech. | Small Commercial | Retail Trade | MW of Load | 1 | 2024 | 0.040471
ENS | Base | Dynamic Pricing | Dynamic Pricing w/o enabling tech. | Small Commercial | Services | MW of Load | 1 | 2024 | 0.048726
ENS | Base | Dynamic Pricing | Dynamic Pricing with enabling tech. | Large Commercial | Offices | MW of Load | 1 | 2024 | 0.053065
ENS | Base | Dynamic Pricing | Dynamic Pricing with enabling tech. | Large Commercial | Services | MW of Load | 1 | 2024 | 0.34872
ENS | Base | Dynamic Pricing | Dynamic Pricing w/o enabling tech. | Large Commercial | Offices | MW of Load | 1 | 2024 | 0.020109
ENS | Base | Dynamic Pricing | Dynamic Pricing w/o enabling tech. | Large Commercial | Services | MW of Load | 1 | 2024 | 0.13215
ENS | Base | Dynamic Pricing | Dynamic Pricing with enabling tech. | Small Industrial | Manufacturing | MW of Load | 1 | 2024 | 0.05264
ENS | Base | Dynamic Pricing | Dynamic Pricing with enabling tech. | Small Industrial | Miscellaneous | MW of Load | 1 | 2024 | 0.067393
ENS | Base | Dynamic Pricing | Dynamic Pricing with enabling tech. | Small Industrial | Offices | MW of Load | 1 | 2024 | 0.0040588
ENS | Base | Dynamic Pricing | Dynamic Pricing with enabling tech. | Small Industrial | Retail Trade | MW of Load | 1 | 2024 | 0.011383
ENS | Base | Dynamic Pricing | Dynamic Pricing with enabling tech. | Small Industrial | Services | MW of Load | 1 | 2024 | 0.01419
ENS | Base | Dynamic Pricing | Dynamic Pricing w/o enabling tech. | Small Industrial | Manufacturing | MW of Load | 1 | 2024 | 0.0031091
ENS | Base | Dynamic Pricing | Dynamic Pricing w/o enabling tech. | Small Industrial | Miscellaneous | MW of Load | 1 | 2024 | 0.0039804
ENS | Base | Dynamic Pricing | Dynamic Pricing w/o enabling tech. | Small Industrial | Offices | MW of Load | 1 | 2024 | 0.00023972
ENS | Base | Dynamic Pricing | Dynamic Pricing w/o enabling tech. | Small Industrial | Retail Trade | MW of Load | 1 | 2024 | 0.0006723
ENS | Base | Dynamic Pricing | Dynamic Pricing w/o enabling tech. | Small Industrial | Services | MW of Load | 1 | 2024 | 0.0008381
ENS | Base | Dynamic Pricing | Dynamic Pricing with enabling tech. | Large Industrial | Manufacturing | MW of Load | 1 | 2024 | 0.29235
ENS | Base | Dynamic Pricing | Dynamic Pricing with enabling tech. | Large Industrial | Miscellaneous | MW of Load | 1 | 2024 | 0.14749
ENS | Base | Dynamic Pricing | Dynamic Pricing with enabling tech. | Large Industrial | Offices | MW of Load | 1 | 2024 | 0.010424
ENS | Base | Dynamic Pricing | Dynamic Pricing with enabling tech. | Large Industrial | Retail Trade | MW of Load | 1 | 2024 | 0.051197
ENS | Base | Dynamic Pricing | Dynamic Pricing with enabling tech. | Large Industrial | Services | MW of Load | 1 | 2024 | 0.028263
ENS | Base | Dynamic Pricing | Dynamic Pricing w/o enabling tech. | Large Industrial | Manufacturing | MW of Load | 1 | 2024 | 0.11079
ENS | Base | Dynamic Pricing | Dynamic Pricing w/o enabling tech. | Large Industrial | Miscellaneous | MW of Load | 1 | 2024 | 0.05589
ENS | Base | Dynamic Pricing | Dynamic Pricing w/o enabling tech. | Large Industrial | Offices | MW of Load | 1 | 2024 | 0.00395
ENS | Base | Dynamic Pricing | Dynamic Pricing w/o enabling tech. | Large Industrial | Retail Trade | MW of Load | 1 | 2024 | 0.019401
ENS | Base | Dynamic Pricing | Dynamic Pricing w/o enabling tech. | Large Industrial | Services | MW of Load | 1 | 2024 | 0.01071
ENS | Base | Dynamic Pricing | Dynamic Pricing with enabling tech. | Interruptible Rider | Manufacturing | MW of Load | 1 | 2024 | 0.083655
ENS | Base | Dynamic Pricing | Dynamic Pricing with enabling tech. | Interruptible Rider | Miscellaneous | MW of Load | 1 | 2024 | 0.173
ENS | Base | Dynamic Pricing | Dynamic Pricing with enabling tech. | Interruptible Rider | Retail Trade | MW of Load | 1 | 2024 | 0.010185
ENS | Base | Dynamic Pricing | Dynamic Pricing w/o enabling tech. | Interruptible Rider | Manufacturing | MW of Load | 1 | 2024 | 0.031701
ENS | Base | Dynamic Pricing | Dynamic Pricing w/o enabling tech. | Interruptible Rider | Miscellaneous | MW of Load | 1 | 2024 | 0.065556
ENS | Base | Dynamic Pricing | Dynamic Pricing w/o enabling tech. | Interruptible Rider | Retail Trade | MW of Load | 1 | 2024 | 0.0038596
ENS | Base | Dynamic Pricing | Dynamic Pricing with enabling tech. | Residential | Residential Market Rate | MW of Load | 1 | 2024 | 11.5907
ENS | Base | Dynamic Pricing | Dynamic Pricing w/o enabling tech. | Residential | Residential Market Rate | MW of Load | 1 | 2024 | 6.4817
ENS | Base | BTM Battery Control | BTM Battery Control | Small Commercial | Manufacturing | MW of Load | 0 | 2024 | 0.011047
ENS | Base | BTM Battery Control | BTM Battery Control | Small Commercial | Miscellaneous | MW of Load | 0 | 2024 | 0.08144
ENS | Base | BTM Battery Control | BTM Battery Control | Small Commercial | Offices | MW of Load | 0 | 2024 | 0.02824
ENS | Base | BTM Battery Control | BTM Battery Control | Small Commercial | Retail Trade | MW of Load | 0 | 2024 | 0.049277
ENS | Base | BTM Battery Control | BTM Battery Control | Small Commercial | Services | MW of Load | 0 | 2024 | 0.10726
ENS | Base | BTM Battery Control | BTM Battery Control | Large Commercial | Offices | MW of Load | 0 | 2024 | 0.011329
ENS | Base | BTM Battery Control | BTM Battery Control | Large Commercial | Services | MW of Load | 0 | 2024 | 0.060422
ENS | Base | BTM Battery Control | BTM Battery Control | Small Industrial | Manufacturing | MW of Load | 0 | 2024 | 0.00027223
ENS | Base | BTM Battery Control | BTM Battery Control | Small Industrial | Miscellaneous | MW of Load | 0 | 2024 | 0.0017588
ENS | Base | BTM Battery Control | BTM Battery Control | Small Industrial | Offices | MW of Load | 0 | 2024 | 0.00069434
ENS | Base | BTM Battery Control | BTM Battery Control | Small Industrial | Retail Trade | MW of Load | 0 | 2024 | 0.0012082
ENS | Base | BTM Battery Control | BTM Battery Control | Small Industrial | Services | MW of Load | 0 | 2024 | 0.0026305
ENS | Base | BTM Battery Control | BTM Battery Control | Large Industrial | Manufacturing | MW of Load | 0 | 2024 | 0.007417
ENS | Base | BTM Battery Control | BTM Battery Control | Large Industrial | Miscellaneous | MW of Load | 0 | 2024 | 0.034388
ENS | Base | BTM Battery Control | BTM Battery Control | Large Industrial | Offices | MW of Load | 0 | 2024 | 0.0040456
ENS | Base | BTM Battery Control | BTM Battery Control | Large Industrial | Retail Trade | MW of Load | 0 | 2024 | 0.020228
ENS | Base | BTM Battery Control | BTM Battery Control | Large Industrial | Services | MW of Load | 0 | 2024 | 0.043828
ENS | Base | BTM Battery Control | BTM Battery Control | Interruptible Rider | Manufacturing | MW of Load | 0 | 2024 | 0.0099143
ENS | Base | BTM Battery Control | BTM Battery Control | Interruptible Rider | Miscellaneous | MW of Load | 0 | 2024 | 0.026438
ENS | Base | BTM Battery Control | BTM Battery Control | Interruptible Rider | Retail Trade | MW of Load | 0 | 2024 | 0.039657
ENS | Base | BTM Battery Control | BTM Battery Control | Residential | Residential LI | MW of Load | 0 | 2024 | 0.30477
ENS | Base | BTM Battery Control | BTM Battery Control | Residential | Residential Market Rate | MW of Load | 0 | 2024 | 1.8973
ENS | Base | EV Charging Control | EV Charging Control | EV | EV | MW of Load | 0 | 2024 | 0.14088
ENS | Base | Behavioral DR | Behavioral DR | Residential | Residential LI | MW of Load | 0 | 2024 | 0.27864
ENS | Base | Behavioral DR | Behavioral DR | Residential | Residential Market Rate | MW of Load | 0 | 2024 | 1.7192
ENS | Base | DLC | DLC-Switch-Water Heating | Small Commercial | Miscellaneous | MW of Load | 1 | 2025 | 0.044789
ENS | Base | DLC | DLC-Switch-Water Heating | Small Commercial | Offices | MW of Load | 1 | 2025 | 0.027093
ENS | Base | DLC | DLC-Switch-Water Heating | Small Commercial | Retail Trade | MW of Load | 1 | 2025 | 0.15312
ENS | Base | DLC | DLC-Switch-Water Heating | Small Commercial | Services | MW of Load | 1 | 2025 | 0.18425
ENS | Base | DLC | DLC-Thermostat-HVAC | Small Commercial | Miscellaneous | MW of Load | 1 | 2025 | 0.30569
ENS | Base | DLC | DLC-Thermostat-HVAC | Small Commercial | Offices | MW of Load | 1 | 2025 | 0.45014
ENS | Base | DLC | DLC-Thermostat-HVAC | Small Commercial | Retail Trade | MW of Load | 1 | 2025 | 0.46614
ENS | Base | DLC | DLC-Thermostat-HVAC | Small Commercial | Services | MW of Load | 1 | 2025 | 0.56122
ENS | Base | DLC | DLC-Switch-Water Heating | Small Industrial | Miscellaneous | MW of Load | 1 | 2025 | 0.0092717
ENS | Base | DLC | DLC-Switch-Water Heating | Small Industrial | Offices | MW of Load | 1 | 2025 | 0.00037123
ENS | Base | DLC | DLC-Switch-Water Heating | Small Industrial | Retail Trade | MW of Load | 1 | 2025 | 0.0025147
ENS | Base | DLC | DLC-Switch-Water Heating | Small Industrial | Services | MW of Load | 1 | 2025 | 0.0031348
ENS | Base | DLC | DLC-Thermostat-HVAC | Small Industrial | Miscellaneous | MW of Load | 1 | 2025 | 0.065903
ENS | Base | DLC | DLC-Thermostat-HVAC | Small Industrial | Offices | MW of Load | 1 | 2025 | 0.006281
ENS | Base | DLC | DLC-Thermostat-HVAC | Small Industrial | Retail Trade | MW of Load | 1 | 2025 | 0.0079218
ENS | Base | DLC | DLC-Thermostat-HVAC | Small Industrial | Services | MW of Load | 1 | 2025 | 0.0098755
ENS | Base | DLC | DLC-Switch-Water Heating | Residential | Residential LI | MW of Load | 1 | 2025 | 4.5685
ENS | Base | DLC | DLC-Switch-Water Heating | Residential | Residential Market Rate | MW of Load | 1 | 2025 | 14.1847
ENS | Base | DLC | DLC-Thermostat-Heat Pump | Residential | Residential LI | MW of Load | 1 | 2025 | 0.41133
ENS | Base | DLC | DLC-Thermostat-Heat Pump | Residential | Residential Market Rate | MW of Load | 1 | 2025 | 7.9279
ENS | Base | DLC | DLC-Thermostat-Electric Furnace | Residential | Residential LI | MW of Load | 1 | 2025 | 4.7405
ENS | Base | DLC | DLC-Thermostat-Electric Furnace | Residential | Residential Market Rate | MW of Load | 1 | 2025 | 5.3614
ENS | Base | C&I Curtailment | C&I Curtailment- Manual HVAC Control | Large Commercial | Offices | MW of Load | 1 | 2025 | 0.07881
ENS | Base | C&I Curtailment | C&I Curtailment- Manual HVAC Control | Large Commercial | Services | MW of Load | 1 | 2025 | 0.16368
ENS | Base | C&I Curtailment | C&I Curtailment- Auto-DR HVAC Control | Large Commercial | Offices | MW of Load | 1 | 2025 | 0.13944
ENS | Base | C&I Curtailment | C&I Curtailment- Auto-DR HVAC Control | Large Commercial | Services | MW of Load | 1 | 2025 | 0.28961
ENS | Base | C&I Curtailment | C&I Curtailment- Standard Lighting Control | Large Commercial | Offices | MW of Load | 1 | 2025 | 0.017136
ENS | Base | C&I Curtailment | C&I Curtailment- Standard Lighting Control | Large Commercial | Services | MW of Load | 1 | 2025 | 0.11096
ENS | Base | C&I Curtailment | C&I Curtailment- Advanced Lighting Control | Large Commercial | Offices | MW of Load | 1 | 2025 | 0.008568
ENS | Base | C&I Curtailment | C&I Curtailment- Advanced Lighting Control | Large Commercial | Services | MW of Load | 1 | 2025 | 0.055482
ENS | Base | C&I Curtailment | C&I Curtailment- Water Heating Control | Large Commercial | Offices | MW of Load | 1 | 2025 | 0.0016457
ENS | Base | C&I Curtailment | C&I Curtailment- Water Heating Control | Large Commercial | Services | MW of Load | 1 | 2025 | 0.018279
ENS | Base | C&I Curtailment | C&I Curtailment- Other | Large Commercial | Offices | MW of Load | 1 | 2025 | 0.029345
ENS | Base | C&I Curtailment | C&I Curtailment- Other | Large Commercial | Services | MW of Load | 1 | 2025 | 0.19624
ENS | Base | C&I Curtailment | C&I Curtailment- Manual HVAC Control | Large Industrial | Miscellaneous | MW of Load | 1 | 2025 | 0.026436
ENS | Base | C&I Curtailment | C&I Curtailment- Manual HVAC Control | Large Industrial | Offices | MW of Load | 1 | 2025 | 0.015827
ENS | Base | C&I Curtailment | C&I Curtailment- Manual HVAC Control | Large Industrial | Retail Trade | MW of Load | 1 | 2025 | 0.046112
ENS | Base | C&I Curtailment | C&I Curtailment- Manual HVAC Control | Large Industrial | Services | MW of Load | 1 | 2025 | 0.013684
ENS | Base | C&I Curtailment | C&I Curtailment- Auto-DR HVAC Control | Large Industrial | Miscellaneous | MW of Load | 1 | 2025 | 0.046774
ENS | Base | C&I Curtailment | C&I Curtailment- Auto-DR HVAC Control | Large Industrial | Offices | MW of Load | 1 | 2025 | 0.028004
ENS | Base | C&I Curtailment | C&I Curtailment- Auto-DR HVAC Control | Large Industrial | Retail Trade | MW of Load | 1 | 2025 | 0.081588
ENS | Base | C&I Curtailment | C&I Curtailment- Auto-DR HVAC Control | Large Industrial | Services | MW of Load | 1 | 2025 | 0.024212
ENS | Base | C&I Curtailment | C&I Curtailment- Standard Lighting Control | Large Industrial | Miscellaneous | MW of Load | 1 | 2025 | 0.01892
ENS | Base | C&I Curtailment | C&I Curtailment- Standard Lighting Control | Large Industrial | Offices | MW of Load | 1 | 2025 | 0.0036158
ENS | Base | C&I Curtailment | C&I Curtailment- Standard Lighting Control | Large Industrial | Retail Trade | MW of Load | 1 | 2025 | 0.03126
ENS | Base | C&I Curtailment | C&I Curtailment- Standard Lighting Control | Large Industrial | Services | MW of Load | 1 | 2025 | 0.0092768
ENS | Base | C&I Curtailment | C&I Curtailment- Advanced Lighting Control | Large Industrial | Miscellaneous | MW of Load | 1 | 2025 | 0.0094602
ENS | Base | C&I Curtailment | C&I Curtailment- Advanced Lighting Control | Large Industrial | Offices | MW of Load | 1 | 2025 | 0.0018079
ENS | Base | C&I Curtailment | C&I Curtailment- Advanced Lighting Control | Large Industrial | Retail Trade | MW of Load | 1 | 2025 | 0.01563
ENS | Base | C&I Curtailment | C&I Curtailment- Advanced Lighting Control | Large Industrial | Services | MW of Load | 1 | 2025 | 0.0046384
ENS | Base | C&I Curtailment | C&I Curtailment- Water Heating Control | Large Industrial | Miscellaneous | MW of Load | 1 | 2025 | 0.0010671
ENS | Base | C&I Curtailment | C&I Curtailment- Water Heating Control | Large Industrial | Offices | MW of Load | 1 | 2025 | 0.00031583
ENS | Base | C&I Curtailment | C&I Curtailment- Water Heating Control | Large Industrial | Retail Trade | MW of Load | 1 | 2025 | 0.0051494
ENS | Base | C&I Curtailment | C&I Curtailment- Water Heating Control | Large Industrial | Services | MW of Load | 1 | 2025 | 0.0015281
ENS | Base | C&I Curtailment | C&I Curtailment- Other | Large Industrial | Miscellaneous | MW of Load | 1 | 2025 | 0.02308
ENS | Base | C&I Curtailment | C&I Curtailment- Other | Large Industrial | Offices | MW of Load | 1 | 2025 | 0.0060149
ENS | Base | C&I Curtailment | C&I Curtailment- Other | Large Industrial | Retail Trade | MW of Load | 1 | 2025 | 0.055285
ENS | Base | C&I Curtailment | C&I Curtailment- Other | Large Industrial | Services | MW of Load | 1 | 2025 | 0.016406
ENS | Base | C&I Curtailment | C&I Curtailment- Industrial | Large Industrial | Manufacturing | MW of Load | 1 | 2025 | 0.9098
ENS | Base | C&I Curtailment | C&I Curtailment- Manual HVAC Control | Interruptible Rider | Miscellaneous | MW of Load | 1 | 2025 | 0.88715
ENS | Base | C&I Curtailment | C&I Curtailment- Manual HVAC Control | Interruptible Rider | Retail Trade | MW of Load | 1 | 2025 | 0.025338
ENS | Base | C&I Curtailment | C&I Curtailment- Auto-DR HVAC Control | Interruptible Rider | Miscellaneous | MW of Load | 1 | 2025 | 1.5697
ENS | Base | C&I Curtailment | C&I Curtailment- Auto-DR HVAC Control | Interruptible Rider | Retail Trade | MW of Load | 1 | 2025 | 0.044831
ENS | Base | C&I Curtailment | C&I Curtailment- Standard Lighting Control | Interruptible Rider | Miscellaneous | MW of Load | 1 | 2025 | 0.25037
ENS | Base | C&I Curtailment | C&I Curtailment- Standard Lighting Control | Interruptible Rider | Retail Trade | MW of Load | 1 | 2025 | 0.017949
ENS | Base | C&I Curtailment | C&I Curtailment- Advanced Lighting Control | Interruptible Rider | Miscellaneous | MW of Load | 1 | 2025 | 0.12519
ENS | Base | C&I Curtailment | C&I Curtailment- Advanced Lighting Control | Interruptible Rider | Retail Trade | MW of Load | 1 | 2025 | 0.0089743
ENS | Base | C&I Curtailment | C&I Curtailment- Water Heating Control | Interruptible Rider | Miscellaneous | MW of Load | 1 | 2025 | 0.02085
ENS | Base | C&I Curtailment | C&I Curtailment- Water Heating Control | Interruptible Rider | Retail Trade | MW of Load | 1 | 2025 | 0.0027272
ENS | Base | C&I Curtailment | C&I Curtailment- Other | Interruptible Rider | Miscellaneous | MW of Load | 1 | 2025 | 0.3769
ENS | Base | C&I Curtailment | C&I Curtailment- Other | Interruptible Rider | Retail Trade | MW of Load | 1 | 2025 | 0.030218
ENS | Base | C&I Curtailment | C&I Curtailment- Industrial | Interruptible Rider | Manufacturing | MW of Load | 1 | 2025 | 0.7227
ENS | Base | Dynamic Pricing | Dynamic Pricing with enabling tech. | Small Commercial | Manufacturing | MW of Load | 1 | 2025 | 0.053939
ENS | Base | Dynamic Pricing | Dynamic Pricing with enabling tech. | Small Commercial | Miscellaneous | MW of Load | 1 | 2025 | 0.53323
ENS | Base | Dynamic Pricing | Dynamic Pricing with enabling tech. | Small Commercial | Offices | MW of Load | 1 | 2025 | 0.42776
ENS | Base | Dynamic Pricing | Dynamic Pricing with enabling tech. | Small Commercial | Retail Trade | MW of Load | 1 | 2025 | 0.98884
ENS | Base | Dynamic Pricing | Dynamic Pricing with enabling tech. | Small Commercial | Services | MW of Load | 1 | 2025 | 1.1906
ENS | Base | Dynamic Pricing | Dynamic Pricing w/o enabling tech. | Small Commercial | Manufacturing | MW of Load | 1 | 2025 | 0.0031858
ENS | Base | Dynamic Pricing | Dynamic Pricing w/o enabling tech. | Small Commercial | Miscellaneous | MW of Load | 1 | 2025 | 0.031494
ENS | Base | Dynamic Pricing | Dynamic Pricing w/o enabling tech. | Small Commercial | Offices | MW of Load | 1 | 2025 | 0.025265
ENS | Base | Dynamic Pricing | Dynamic Pricing w/o enabling tech. | Small Commercial | Retail Trade | MW of Load | 1 | 2025 | 0.058403
ENS | Base | Dynamic Pricing | Dynamic Pricing w/o enabling tech. | Small Commercial | Services | MW of Load | 1 | 2025 | 0.070317
ENS | Base | Dynamic Pricing | Dynamic Pricing with enabling tech. | Large Commercial | Offices | MW of Load | 1 | 2025 | 0.073761
ENS | Base | Dynamic Pricing | Dynamic Pricing with enabling tech. | Large Commercial | Services | MW of Load | 1 | 2025 | 0.48781
ENS | Base | Dynamic Pricing | Dynamic Pricing w/o enabling tech. | Large Commercial | Offices | MW of Load | 1 | 2025 | 0.027952
ENS | Base | Dynamic Pricing | Dynamic Pricing w/o enabling tech. | Large Commercial | Services | MW of Load | 1 | 2025 | 0.18485
ENS | Base | Dynamic Pricing | Dynamic Pricing with enabling tech. | Small Industrial | Manufacturing | MW of Load | 1 | 2025 | 0.076777
ENS | Base | Dynamic Pricing | Dynamic Pricing with enabling tech. | Small Industrial | Miscellaneous | MW of Load | 1 | 2025 | 0.099333
ENS | Base | Dynamic Pricing | Dynamic Pricing with enabling tech. | Small Industrial | Offices | MW of Load | 1 | 2025 | 0.0060004
ENS | Base | Dynamic Pricing | Dynamic Pricing with enabling tech. | Small Industrial | Retail Trade | MW of Load | 1 | 2025 | 0.016818
ENS | Base | Dynamic Pricing | Dynamic Pricing with enabling tech. | Small Industrial | Services | MW of Load | 1 | 2025 | 0.020966
ENS | Base | Dynamic Pricing | Dynamic Pricing w/o enabling tech. | Small Industrial | Manufacturing | MW of Load | 1 | 2025 | 0.0045347
ENS | Base | Dynamic Pricing | Dynamic Pricing w/o enabling tech. | Small Industrial | Miscellaneous | MW of Load | 1 | 2025 | 0.0058669
ENS | Base | Dynamic Pricing | Dynamic Pricing w/o enabling tech. | Small Industrial | Offices | MW of Load | 1 | 2025 | 0.0003544
ENS | Base | Dynamic Pricing | Dynamic Pricing w/o enabling tech. | Small Industrial | Retail Trade | MW of Load | 1 | 2025 | 0.00099334
ENS | Base | Dynamic Pricing | Dynamic Pricing w/o enabling tech. | Small Industrial | Services | MW of Load | 1 | 2025 | 0.0012383
ENS | Base | Dynamic Pricing | Dynamic Pricing with enabling tech. | Large Industrial | Manufacturing | MW of Load | 1 | 2025 | 0.40839
ENS | Base | Dynamic Pricing | Dynamic Pricing with enabling tech. | Large Industrial | Miscellaneous | MW of Load | 1 | 2025 | 0.21465
ENS | Base | Dynamic Pricing | Dynamic Pricing with enabling tech. | Large Industrial | Offices | MW of Load | 1 | 2025 | 0.015015
ENS | Base | Dynamic Pricing | Dynamic Pricing with enabling tech. | Large Industrial | Retail Trade | MW of Load | 1 | 2025 | 0.072753
ENS | Base | Dynamic Pricing | Dynamic Pricing with enabling tech. | Large Industrial | Services | MW of Load | 1 | 2025 | 0.040782
ENS | Base | Dynamic Pricing | Dynamic Pricing w/o enabling tech. | Large Industrial | Manufacturing | MW of Load | 1 | 2025 | 0.15476
ENS | Base | Dynamic Pricing | Dynamic Pricing w/o enabling tech. | Large Industrial | Miscellaneous | MW of Load | 1 | 2025 | 0.081341
ENS | Base | Dynamic Pricing | Dynamic Pricing w/o enabling tech. | Large Industrial | Offices | MW of Load | 1 | 2025 | 0.0056898
ENS | Base | Dynamic Pricing | Dynamic Pricing w/o enabling tech. | Large Industrial | Retail Trade | MW of Load | 1 | 2025 | 0.02757
ENS | Base | Dynamic Pricing | Dynamic Pricing w/o enabling tech. | Large Industrial | Services | MW of Load | 1 | 2025 | 0.015454
ENS | Base | Dynamic Pricing | Dynamic Pricing with enabling tech. | Interruptible Rider | Manufacturing | MW of Load | 1 | 2025 | 0.10813
ENS | Base | Dynamic Pricing | Dynamic Pricing with enabling tech. | Interruptible Rider | Miscellaneous | MW of Load | 1 | 2025 | 0.22654
ENS | Base | Dynamic Pricing | Dynamic Pricing with enabling tech. | Interruptible Rider | Retail Trade | MW of Load | 1 | 2025 | 0.013337
ENS | Base | Dynamic Pricing | Dynamic Pricing w/o enabling tech. | Interruptible Rider | Manufacturing | MW of Load | 1 | 2025 | 0.040977
ENS | Base | Dynamic Pricing | Dynamic Pricing w/o enabling tech. | Interruptible Rider | Miscellaneous | MW of Load | 1 | 2025 | 0.085846
ENS | Base | Dynamic Pricing | Dynamic Pricing w/o enabling tech. | Interruptible Rider | Retail Trade | MW of Load | 1 | 2025 | 0.005054
ENS | Base | Dynamic Pricing | Dynamic Pricing with enabling tech. | Residential | Residential Market Rate | MW of Load | 1 | 2025 | 16.9669
ENS | Base | Dynamic Pricing | Dynamic Pricing w/o enabling tech. | Residential | Residential Market Rate | MW of Load | 1 | 2025 | 9.488
ENS | Base | BTM Battery Control | BTM Battery Control | Small Commercial | Manufacturing | MW of Load | 0 | 2025 | 0.022902
ENS | Base | BTM Battery Control | BTM Battery Control | Small Commercial | Miscellaneous | MW of Load | 0 | 2025 | 0.16914
ENS | Base | BTM Battery Control | BTM Battery Control | Small Commercial | Offices | MW of Load | 0 | 2025 | 0.058608
ENS | Base | BTM Battery Control | BTM Battery Control | Small Commercial | Retail Trade | MW of Load | 0 | 2025 | 0.10228
ENS | Base | BTM Battery Control | BTM Battery Control | Small Commercial | Services | MW of Load | 0 | 2025 | 0.22265
ENS | Base | BTM Battery Control | BTM Battery Control | Large Commercial | Offices | MW of Load | 0 | 2025 | 0.023518
ENS | Base | BTM Battery Control | BTM Battery Control | Large Commercial | Services | MW of Load | 0 | 2025 | 0.12543
ENS | Base | BTM Battery Control | BTM Battery Control | Small Industrial | Manufacturing | MW of Load | 0 | 2025 | 0.00056512
ENS | Base | BTM Battery Control | BTM Battery Control | Small Industrial | Miscellaneous | MW of Load | 0 | 2025 | 0.0036511
ENS | Base | BTM Battery Control | BTM Battery Control | Small Industrial | Offices | MW of Load | 0 | 2025 | 0.0014414
ENS | Base | BTM Battery Control | BTM Battery Control | Small Industrial | Retail Trade | MW of Load | 0 | 2025 | 0.0025081
ENS | Base | BTM Battery Control | BTM Battery Control | Small Industrial | Services | MW of Load | 0 | 2025 | 0.0054607
ENS | Base | BTM Battery Control | BTM Battery Control | Large Industrial | Manufacturing | MW of Load | 0 | 2025 | 0.015397
ENS | Base | BTM Battery Control | BTM Battery Control | Large Industrial | Miscellaneous | MW of Load | 0 | 2025 | 0.071386
ENS | Base | BTM Battery Control | BTM Battery Control | Large Industrial | Offices | MW of Load | 0 | 2025 | 0.0083983
ENS | Base | BTM Battery Control | BTM Battery Control | Large Industrial | Retail Trade | MW of Load | 0 | 2025 | 0.041992
ENS | Base | BTM Battery Control | BTM Battery Control | Large Industrial | Services | MW of Load | 0 | 2025 | 0.090982
ENS | Base | BTM Battery Control | BTM Battery Control | Interruptible Rider | Manufacturing | MW of Load | 0 | 2025 | 0.020581
ENS | Base | BTM Battery Control | BTM Battery Control | Interruptible Rider | Miscellaneous | MW of Load | 0 | 2025 | 0.054883
ENS | Base | BTM Battery Control | BTM Battery Control | Interruptible Rider | Retail Trade | MW of Load | 0 | 2025 | 0.082324
ENS | Base | BTM Battery Control | BTM Battery Control | Residential | Residential LI | MW of Load | 0 | 2025 | 0.63578
ENS | Base | BTM Battery Control | BTM Battery Control | Residential | Residential Market Rate | MW of Load | 0 | 2025 | 3.958
ENS | Base | EV Charging Control | EV Charging Control | EV | EV | MW of Load | 0 | 2025 | 0.28079
ENS | Base | Behavioral DR | Behavioral DR | Residential | Residential LI | MW of Load | 0 | 2025 | 0.40018
ENS | Base | Behavioral DR | Behavioral DR | Residential | Residential Market Rate | MW of Load | 0 | 2025 | 2.3253
ENS | Base | DLC | DLC-Switch-Water Heating | Small Commercial | Miscellaneous | MW of Load | 1 | 2026 | 0.044375
ENS | Base | DLC | DLC-Switch-Water Heating | Small Commercial | Offices | MW of Load | 1 | 2026 | 0.026806
ENS | Base | DLC | DLC-Switch-Water Heating | Small Commercial | Retail Trade | MW of Load | 1 | 2026 | 0.15202
ENS | Base | DLC | DLC-Switch-Water Heating | Small Commercial | Services | MW of Load | 1 | 2026 | 0.18289
ENS | Base | DLC | DLC-Thermostat-HVAC | Small Commercial | Miscellaneous | MW of Load | 1 | 2026 | 0.29782
ENS | Base | DLC | DLC-Thermostat-HVAC | Small Commercial | Offices | MW of Load | 1 | 2026 | 0.44255
ENS | Base | DLC | DLC-Thermostat-HVAC | Small Commercial | Retail Trade | MW of Load | 1 | 2026 | 0.45133
ENS | Base | DLC | DLC-Thermostat-HVAC | Small Commercial | Services | MW of Load | 1 | 2026 | 0.54335
ENS | Base | DLC | DLC-Switch-Water Heating | Small Industrial | Miscellaneous | MW of Load | 1 | 2026 | 0.009296
ENS | Base | DLC | DLC-Switch-Water Heating | Small Industrial | Offices | MW of Load | 1 | 2026 | 0.00037106
ENS | Base | DLC | DLC-Switch-Water Heating | Small Industrial | Retail Trade | MW of Load | 1 | 2026 | 0.0025224
ENS | Base | DLC | DLC-Switch-Water Heating | Small Industrial | Services | MW of Load | 1 | 2026 | 0.0031445
ENS | Base | DLC | DLC-Thermostat-HVAC | Small Industrial | Miscellaneous | MW of Load | 1 | 2026 | 0.06525
ENS | Base | DLC | DLC-Thermostat-HVAC | Small Industrial | Offices | MW of Load | 1 | 2026 | 0.0062672
ENS | Base | DLC | DLC-Thermostat-HVAC | Small Industrial | Retail Trade | MW of Load | 1 | 2026 | 0.0078313
ENS | Base | DLC | DLC-Thermostat-HVAC | Small Industrial | Services | MW of Load | 1 | 2026 | 0.0097626
ENS | Base | DLC | DLC-Switch-Water Heating | Residential | Residential LI | MW of Load | 1 | 2026 | 4.5492
ENS | Base | DLC | DLC-Switch-Water Heating | Residential | Residential Market Rate | MW of Load | 1 | 2026 | 14.116
ENS | Base | DLC | DLC-Thermostat-Heat Pump | Residential | Residential LI | MW of Load | 1 | 2026 | 0.47461
ENS | Base | DLC | DLC-Thermostat-Heat Pump | Residential | Residential Market Rate | MW of Load | 1 | 2026 | 8.1163
ENS | Base | DLC | DLC-Thermostat-Electric Furnace | Residential | Residential LI | MW of Load | 1 | 2026 | 4.6623
ENS | Base | DLC | DLC-Thermostat-Electric Furnace | Residential | Residential Market Rate | MW of Load | 1 | 2026 | 5.1301
ENS | Base | C&I Curtailment | C&I Curtailment- Manual HVAC Control | Large Commercial | Offices | MW of Load | 1 | 2026 | 0.067916
ENS | Base | C&I Curtailment | C&I Curtailment- Manual HVAC Control | Large Commercial | Services | MW of Load | 1 | 2026 | 0.13905
ENS | Base | C&I Curtailment | C&I Curtailment- Auto-DR HVAC Control | Large Commercial | Offices | MW of Load | 1 | 2026 | 0.14625
ENS | Base | C&I Curtailment | C&I Curtailment- Auto-DR HVAC Control | Large Commercial | Services | MW of Load | 1 | 2026 | 0.29945
ENS | Base | C&I Curtailment | C&I Curtailment- Standard Lighting Control | Large Commercial | Offices | MW of Load | 1 | 2026 | 0.015703
ENS | Base | C&I Curtailment | C&I Curtailment- Standard Lighting Control | Large Commercial | Services | MW of Load | 1 | 2026 | 0.10266
ENS | Base | C&I Curtailment | C&I Curtailment- Advanced Lighting Control | Large Commercial | Offices | MW of Load | 1 | 2026 | 0.0078515
ENS | Base | C&I Curtailment | C&I Curtailment- Advanced Lighting Control | Large Commercial | Services | MW of Load | 1 | 2026 | 0.051331
ENS | Base | C&I Curtailment | C&I Curtailment- Water Heating Control | Large Commercial | Offices | MW of Load | 1 | 2026 | 0.001595
ENS | Base | C&I Curtailment | C&I Curtailment- Water Heating Control | Large Commercial | Services | MW of Load | 1 | 2026 | 0.017717
ENS | Base | C&I Curtailment | C&I Curtailment- Other | Large Commercial | Offices | MW of Load | 1 | 2026 | 0.028105
ENS | Base | C&I Curtailment | C&I Curtailment- Other | Large Commercial | Services | MW of Load | 1 | 2026 | 0.18852
ENS | Base | C&I Curtailment | C&I Curtailment- Manual HVAC Control | Large Industrial | Miscellaneous | MW of Load | 1 | 2026 | 0.023217
ENS | Base | C&I Curtailment | C&I Curtailment- Manual HVAC Control | Large Industrial | Offices | MW of Load | 1 | 2026 | 0.014092
ENS | Base | C&I Curtailment | C&I Curtailment- Manual HVAC Control | Large Industrial | Retail Trade | MW of Load | 1 | 2026 | 0.040365
ENS | Base | C&I Curtailment | C&I Curtailment- Manual HVAC Control | Large Industrial | Services | MW of Load | 1 | 2026 | 0.011979
ENS | Base | C&I Curtailment | C&I Curtailment- Auto-DR HVAC Control | Large Industrial | Miscellaneous | MW of Load | 1 | 2026 | 0.049998
ENS | Base | C&I Curtailment | C&I Curtailment- Auto-DR HVAC Control | Large Industrial | Offices | MW of Load | 1 | 2026 | 0.030348
ENS | Base | C&I Curtailment | C&I Curtailment- Auto-DR HVAC Control | Large Industrial | Retail Trade | MW of Load | 1 | 2026 | 0.086924
ENS | Base | C&I Curtailment | C&I Curtailment- Auto-DR HVAC Control | Large Industrial | Services | MW of Load | 1 | 2026 | 0.025796
ENS | Base | C&I Curtailment | C&I Curtailment- Standard Lighting Control | Large Industrial | Miscellaneous | MW of Load | 1 | 2026 | 0.018225
ENS | Base | C&I Curtailment | C&I Curtailment- Standard Lighting Control | Large Industrial | Offices | MW of Load | 1 | 2026 | 0.003478
ENS | Base | C&I Curtailment | C&I Curtailment- Standard Lighting Control | Large Industrial | Retail Trade | MW of Load | 1 | 2026 | 0.029801
ENS | Base | C&I Curtailment | C&I Curtailment- Standard Lighting Control | Large Industrial | Services | MW of Load | 1 | 2026 | 0.0088437
ENS | Base | C&I Curtailment | C&I Curtailment- Advanced Lighting Control | Large Industrial | Miscellaneous | MW of Load | 1 | 2026 | 0.0091127
ENS | Base | C&I Curtailment | C&I Curtailment- Advanced Lighting Control | Large Industrial | Offices | MW of Load | 1 | 2026 | 0.001739
ENS | Base | C&I Curtailment | C&I Curtailment- Advanced Lighting Control | Large Industrial | Retail Trade | MW of Load | 1 | 2026 | 0.0149
ENS | Base | C&I Curtailment | C&I Curtailment- Advanced Lighting Control | Large Industrial | Services | MW of Load | 1 | 2026 | 0.0044219
ENS | Base | C&I Curtailment | C&I Curtailment- Water Heating Control | Large Industrial | Miscellaneous | MW of Load | 1 | 2026 | 0.001052
ENS | Base | C&I Curtailment | C&I Curtailment- Water Heating Control | Large Industrial | Offices | MW of Load | 1 | 2026 | 0.00031302
ENS | Base | C&I Curtailment | C&I Curtailment- Water Heating Control | Large Industrial | Retail Trade | MW of Load | 1 | 2026 | 0.0051427
ENS | Base | C&I Curtailment | C&I Curtailment- Water Heating Control | Large Industrial | Services | MW of Load | 1 | 2026 | 0.0015262
ENS | Base | C&I Curtailment | C&I Curtailment- Other | Large Industrial | Miscellaneous | MW of Load | 1 | 2026 | 0.022738
ENS | Base | C&I Curtailment | C&I Curtailment- Other | Large Industrial | Offices | MW of Load | 1 | 2026 | 0.0059758
ENS | Base | C&I Curtailment | C&I Curtailment- Other | Large Industrial | Retail Trade | MW of Load | 1 | 2026 | 0.054724
ENS | Base | C&I Curtailment | C&I Curtailment- Other | Large Industrial | Services | MW of Load | 1 | 2026 | 0.01624
ENS | Base | C&I Curtailment | C&I Curtailment- Industrial | Large Industrial | Manufacturing | MW of Load | 1 | 2026 | 0.87922
ENS | Base | C&I Curtailment | C&I Curtailment- Manual HVAC Control | Interruptible Rider | Miscellaneous | MW of Load | 1 | 2026 | 0.77214
ENS | Base | C&I Curtailment | C&I Curtailment- Manual HVAC Control | Interruptible Rider | Retail Trade | MW of Load | 1 | 2026 | 0.021856
ENS | Base | C&I Curtailment | C&I Curtailment- Auto-DR HVAC Control | Interruptible Rider | Miscellaneous | MW of Load | 1 | 2026 | 1.6628
ENS | Base | C&I Curtailment | C&I Curtailment- Auto-DR HVAC Control | Interruptible Rider | Retail Trade | MW of Load | 1 | 2026 | 0.047067
ENS | Base | C&I Curtailment | C&I Curtailment- Standard Lighting Control | Interruptible Rider | Miscellaneous | MW of Load | 1 | 2026 | 0.2362
ENS | Base | C&I Curtailment | C&I Curtailment- Standard Lighting Control | Interruptible Rider | Retail Trade | MW of Load | 1 | 2026 | 0.01703
ENS | Base | C&I Curtailment | C&I Curtailment- Advanced Lighting Control | Interruptible Rider | Miscellaneous | MW of Load | 1 | 2026 | 0.1181
ENS | Base | C&I Curtailment | C&I Curtailment- Advanced Lighting Control | Interruptible Rider | Retail Trade | MW of Load | 1 | 2026 | 0.0085152
ENS | Base | C&I Curtailment | C&I Curtailment- Water Heating Control | Interruptible Rider | Miscellaneous | MW of Load | 1 | 2026 | 0.020233
ENS | Base | C&I Curtailment | C&I Curtailment- Water Heating Control | Interruptible Rider | Retail Trade | MW of Load | 1 | 2026 | 0.002654
ENS | Base | C&I Curtailment | C&I Curtailment- Other | Interruptible Rider | Miscellaneous | MW of Load | 1 | 2026 | 0.36551
ENS | Base | C&I Curtailment | C&I Curtailment- Other | Interruptible Rider | Retail Trade | MW of Load | 1 | 2026 | 0.029353
ENS | Base | C&I Curtailment | C&I Curtailment- Industrial | Interruptible Rider | Manufacturing | MW of Load | 1 | 2026 | 0.68818
ENS | Base | Dynamic Pricing | Dynamic Pricing with enabling tech. | Small Commercial | Manufacturing | MW of Load | 1 | 2026 | 0.058002
ENS | Base | Dynamic Pricing | Dynamic Pricing with enabling tech. | Small Commercial | Miscellaneous | MW of Load | 1 | 2026 | 0.58041
ENS | Base | Dynamic Pricing | Dynamic Pricing with enabling tech. | Small Commercial | Offices | MW of Load | 1 | 2026 | 0.46631
ENS | Base | Dynamic Pricing | Dynamic Pricing with enabling tech. | Small Commercial | Retail Trade | MW of Load | 1 | 2026 | 1.074
ENS | Base | Dynamic Pricing | Dynamic Pricing with enabling tech. | Small Commercial | Services | MW of Load | 1 | 2026 | 1.293
ENS | Base | Dynamic Pricing | Dynamic Pricing w/o enabling tech. | Small Commercial | Manufacturing | MW of Load | 1 | 2026 | 0.0034257
ENS | Base | Dynamic Pricing | Dynamic Pricing w/o enabling tech. | Small Commercial | Miscellaneous | MW of Load | 1 | 2026 | 0.03428
ENS | Base | Dynamic Pricing | Dynamic Pricing w/o enabling tech. | Small Commercial | Offices | MW of Load | 1 | 2026 | 0.027542
ENS | Base | Dynamic Pricing | Dynamic Pricing w/o enabling tech. | Small Commercial | Retail Trade | MW of Load | 1 | 2026 | 0.063434
ENS | Base | Dynamic Pricing | Dynamic Pricing w/o enabling tech. | Small Commercial | Services | MW of Load | 1 | 2026 | 0.076366
ENS | Base | Dynamic Pricing | Dynamic Pricing with enabling tech. | Large Commercial | Offices | MW of Load | 1 | 2026 | 0.078243
ENS | Base | Dynamic Pricing | Dynamic Pricing with enabling tech. | Large Commercial | Services | MW of Load | 1 | 2026 | 0.51692
ENS | Base | Dynamic Pricing | Dynamic Pricing w/o enabling tech. | Large Commercial | Offices | MW of Load | 1 | 2026 | 0.02965
ENS | Base | Dynamic Pricing | Dynamic Pricing w/o enabling tech. | Large Commercial | Services | MW of Load | 1 | 2026 | 0.19589
ENS | Base | Dynamic Pricing | Dynamic Pricing with enabling tech. | Small Industrial | Manufacturing | MW of Load | 1 | 2026 | 0.083734
ENS | Base | Dynamic Pricing | Dynamic Pricing with enabling tech. | Small Industrial | Miscellaneous | MW of Load | 1 | 2026 | 0.10964
ENS | Base | Dynamic Pricing | Dynamic Pricing with enabling tech. | Small Industrial | Offices | MW of Load | 1 | 2026 | 0.0066451
ENS | Base | Dynamic Pricing | Dynamic Pricing with enabling tech. | Small Industrial | Retail Trade | MW of Load | 1 | 2026 | 0.018616
ENS | Base | Dynamic Pricing | Dynamic Pricing with enabling tech. | Small Industrial | Services | MW of Load | 1 | 2026 | 0.023207
ENS | Base | Dynamic Pricing | Dynamic Pricing w/o enabling tech. | Small Industrial | Manufacturing | MW of Load | 1 | 2026 | 0.0049455
ENS | Base | Dynamic Pricing | Dynamic Pricing w/o enabling tech. | Small Industrial | Miscellaneous | MW of Load | 1 | 2026 | 0.0064753
ENS | Base | Dynamic Pricing | Dynamic Pricing w/o enabling tech. | Small Industrial | Offices | MW of Load | 1 | 2026 | 0.00039248
ENS | Base | Dynamic Pricing | Dynamic Pricing w/o enabling tech. | Small Industrial | Retail Trade | MW of Load | 1 | 2026 | 0.0010995
ENS | Base | Dynamic Pricing | Dynamic Pricing w/o enabling tech. | Small Industrial | Services | MW of Load | 1 | 2026 | 0.0013706
ENS | Base | Dynamic Pricing | Dynamic Pricing with enabling tech. | Large Industrial | Manufacturing | MW of Load | 1 | 2026 | 0.43851
ENS | Base | Dynamic Pricing | Dynamic Pricing with enabling tech. | Large Industrial | Miscellaneous | MW of Load | 1 | 2026 | 0.23372
ENS | Base | Dynamic Pricing | Dynamic Pricing with enabling tech. | Large Industrial | Offices | MW of Load | 1 | 2026 | 0.016505
ENS | Base | Dynamic Pricing | Dynamic Pricing with enabling tech. | Large Industrial | Retail Trade | MW of Load | 1 | 2026 | 0.079439
ENS | Base | Dynamic Pricing | Dynamic Pricing with enabling tech. | Large Industrial | Services | MW of Load | 1 | 2026 | 0.044529
ENS | Base | Dynamic Pricing | Dynamic Pricing w/o enabling tech. | Large Industrial | Manufacturing | MW of Load | 1 | 2026 | 0.16617
ENS | Base | Dynamic Pricing | Dynamic Pricing w/o enabling tech. | Large Industrial | Miscellaneous | MW of Load | 1 | 2026 | 0.088566
ENS | Base | Dynamic Pricing | Dynamic Pricing w/o enabling tech. | Large Industrial | Offices | MW of Load | 1 | 2026 | 0.0062546
ENS | Base | Dynamic Pricing | Dynamic Pricing w/o enabling tech. | Large Industrial | Retail Trade | MW of Load | 1 | 2026 | 0.030103
ENS | Base | Dynamic Pricing | Dynamic Pricing w/o enabling tech. | Large Industrial | Services | MW of Load | 1 | 2026 | 0.016874
ENS | Base | Dynamic Pricing | Dynamic Pricing with enabling tech. | Interruptible Rider | Manufacturing | MW of Load | 1 | 2026 | 0.11441
ENS | Base | Dynamic Pricing | Dynamic Pricing with enabling tech. | Interruptible Rider | Miscellaneous | MW of Load | 1 | 2026 | 0.24327
ENS | Base | Dynamic Pricing | Dynamic Pricing with enabling tech. | Interruptible Rider | Retail Trade | MW of Load | 1 | 2026 | 0.014321
ENS | Base | Dynamic Pricing | Dynamic Pricing w/o enabling tech. | Interruptible Rider | Manufacturing | MW of Load | 1 | 2026 | 0.043355
ENS | Base | Dynamic Pricing | Dynamic Pricing w/o enabling tech. | Interruptible Rider | Miscellaneous | MW of Load | 1 | 2026 | 0.092185
ENS | Base | Dynamic Pricing | Dynamic Pricing w/o enabling tech. | Interruptible Rider | Retail Trade | MW of Load | 1 | 2026 | 0.0054271
ENS | Base | Dynamic Pricing | Dynamic Pricing with enabling tech. | Residential | Residential Market Rate | MW of Load | 1 | 2026 | 18.7008
ENS | Base | Dynamic Pricing | Dynamic Pricing w/o enabling tech. | Residential | Residential Market Rate | MW of Load | 1 | 2026 | 10.4577
ENS | Base | BTM Battery Control | BTM Battery Control | Small Commercial | Manufacturing | MW of Load | 0 | 2026 | 0.031891
ENS | Base | BTM Battery Control | BTM Battery Control | Small Commercial | Miscellaneous | MW of Load | 0 | 2026 | 0.23567
ENS | Base | BTM Battery Control | BTM Battery Control | Small Commercial | Offices | MW of Load | 0 | 2026 | 0.081611
ENS | Base | BTM Battery Control | BTM Battery Control | Small Commercial | Retail Trade | MW of Load | 0 | 2026 | 0.1424
ENS | Base | BTM Battery Control | BTM Battery Control | Small Commercial | Services | MW of Load | 0 | 2026 | 0.31
ENS | Base | BTM Battery Control | BTM Battery Control | Large Commercial | Offices | MW of Load | 0 | 2026 | 0.032748
ENS | Base | BTM Battery Control | BTM Battery Control | Large Commercial | Services | MW of Load | 0 | 2026 | 0.17466
ENS | Base | BTM Battery Control | BTM Battery Control | Small Industrial | Manufacturing | MW of Load | 0 | 2026 | 0.00078693
ENS | Base | BTM Battery Control | BTM Battery Control | Small Industrial | Miscellaneous | MW of Load | 0 | 2026 | 0.0050664
ENS | Base | BTM Battery Control | BTM Battery Control | Small Industrial | Offices | MW of Load | 0 | 2026 | 0.0020071
ENS | Base | BTM Battery Control | BTM Battery Control | Small Industrial | Retail Trade | MW of Load | 0 | 2026 | 0.0034926
ENS | Base | BTM Battery Control | BTM Battery Control | Small Industrial | Services | MW of Load | 0 | 2026 | 0.007604
ENS | Base | BTM Battery Control | BTM Battery Control | Large Industrial | Manufacturing | MW of Load | 0 | 2026 | 0.02144
ENS | Base | BTM Battery Control | BTM Battery Control | Large Industrial | Miscellaneous | MW of Load | 0 | 2026 | 0.099404
ENS | Base | BTM Battery Control | BTM Battery Control | Large Industrial | Offices | MW of Load | 0 | 2026 | 0.011695
ENS | Base | BTM Battery Control | BTM Battery Control | Large Industrial | Retail Trade | MW of Load | 0 | 2026 | 0.058473
ENS | Base | BTM Battery Control | BTM Battery Control | Large Industrial | Services | MW of Load | 0 | 2026 | 0.12669
ENS | Base | BTM Battery Control | BTM Battery Control | Interruptible Rider | Manufacturing | MW of Load | 0 | 2026 | 0.028659
ENS | Base | BTM Battery Control | BTM Battery Control | Interruptible Rider | Miscellaneous | MW of Load | 0 | 2026 | 0.076424
ENS | Base | BTM Battery Control | BTM Battery Control | Interruptible Rider | Retail Trade | MW of Load | 0 | 2026 | 0.11464
ENS | Base | BTM Battery Control | BTM Battery Control | Residential | Residential LI | MW of Load | 0 | 2026 | 0.88967
ENS | Base | BTM Battery Control | BTM Battery Control | Residential | Residential Market Rate | MW of Load | 0 | 2026 | 5.5386
ENS | Base | EV Charging Control | EV Charging Control | EV | EV | MW of Load | 0 | 2026 | 0.40316
ENS | Base | Behavioral DR | Behavioral DR | Residential | Residential LI | MW of Load | 0 | 2026 | 0.44072
ENS | Base | Behavioral DR | Behavioral DR | Residential | Residential Market Rate | MW of Load | 0 | 2026 | 2.4926
ENS | Base | DLC | DLC-Switch-Water Heating | Small Commercial | Miscellaneous | MW of Load | 1 | 2027 | 0.043785
ENS | Base | DLC | DLC-Switch-Water Heating | Small Commercial | Offices | MW of Load | 1 | 2027 | 0.026393
ENS | Base | DLC | DLC-Switch-Water Heating | Small Commercial | Retail Trade | MW of Load | 1 | 2027 | 0.15016
ENS | Base | DLC | DLC-Switch-Water Heating | Small Commercial | Services | MW of Load | 1 | 2027 | 0.18061
ENS | Base | DLC | DLC-Thermostat-HVAC | Small Commercial | Miscellaneous | MW of Load | 1 | 2027 | 0.28848
ENS | Base | DLC | DLC-Thermostat-HVAC | Small Commercial | Offices | MW of Load | 1 | 2027 | 0.43272
ENS | Base | DLC | DLC-Thermostat-HVAC | Small Commercial | Retail Trade | MW of Load | 1 | 2027 | 0.43423
ENS | Base | DLC | DLC-Thermostat-HVAC | Small Commercial | Services | MW of Load | 1 | 2027 | 0.52272
ENS | Base | DLC | DLC-Switch-Water Heating | Small Industrial | Miscellaneous | MW of Load | 1 | 2027 | 0.0093279
ENS | Base | DLC | DLC-Switch-Water Heating | Small Industrial | Offices | MW of Load | 1 | 2027 | 0.00037109
ENS | Base | DLC | DLC-Switch-Water Heating | Small Industrial | Retail Trade | MW of Load | 1 | 2027 | 0.0025321
ENS | Base | DLC | DLC-Switch-Water Heating | Small Industrial | Services | MW of Load | 1 | 2027 | 0.0031566
ENS | Base | DLC | DLC-Thermostat-HVAC | Small Industrial | Miscellaneous | MW of Load | 1 | 2027 | 0.064554
ENS | Base | DLC | DLC-Thermostat-HVAC | Small Industrial | Offices | MW of Load | 1 | 2027 | 0.0062538
ENS | Base | DLC | DLC-Thermostat-HVAC | Small Industrial | Retail Trade | MW of Load | 1 | 2027 | 0.0077308
ENS | Base | DLC | DLC-Thermostat-HVAC | Small Industrial | Services | MW of Load | 1 | 2027 | 0.0096373
ENS | Base | DLC | DLC-Switch-Water Heating | Residential | Residential LI | MW of Load | 1 | 2027 | 4.5246
ENS | Base | DLC | DLC-Switch-Water Heating | Residential | Residential Market Rate | MW of Load | 1 | 2027 | 14.0306
ENS | Base | DLC | DLC-Thermostat-Heat Pump | Residential | Residential LI | MW of Load | 1 | 2027 | 0.54103
ENS | Base | DLC | DLC-Thermostat-Heat Pump | Residential | Residential Market Rate | MW of Load | 1 | 2027 | 8.3228
ENS | Base | DLC | DLC-Thermostat-Electric Furnace | Residential | Residential LI | MW of Load | 1 | 2027 | 4.5865
ENS | Base | DLC | DLC-Thermostat-Electric Furnace | Residential | Residential Market Rate | MW of Load | 1 | 2027 | 4.8944
ENS | Base | C&I Curtailment | C&I Curtailment- Manual HVAC Control | Large Commercial | Offices | MW of Load | 1 | 2027 | 0.05915
ENS | Base | C&I Curtailment | C&I Curtailment- Manual HVAC Control | Large Commercial | Services | MW of Load | 1 | 2027 | 0.11929
ENS | Base | C&I Curtailment | C&I Curtailment- Auto-DR HVAC Control | Large Commercial | Offices | MW of Load | 1 | 2027 | 0.15274
ENS | Base | C&I Curtailment | C&I Curtailment- Auto-DR HVAC Control | Large Commercial | Services | MW of Load | 1 | 2027 | 0.30804
ENS | Base | C&I Curtailment | C&I Curtailment- Standard Lighting Control | Large Commercial | Offices | MW of Load | 1 | 2027 | 0.014565
ENS | Base | C&I Curtailment | C&I Curtailment- Standard Lighting Control | Large Commercial | Services | MW of Load | 1 | 2027 | 0.096166
ENS | Base | C&I Curtailment | C&I Curtailment- Advanced Lighting Control | Large Commercial | Offices | MW of Load | 1 | 2027 | 0.0072823
ENS | Base | C&I Curtailment | C&I Curtailment- Advanced Lighting Control | Large Commercial | Services | MW of Load | 1 | 2027 | 0.048083
ENS | Base | C&I Curtailment | C&I Curtailment- Water Heating Control | Large Commercial | Offices | MW of Load | 1 | 2027 | 0.0015636
ENS | Base | C&I Curtailment | C&I Curtailment- Water Heating Control | Large Commercial | Services | MW of Load | 1 | 2027 | 0.017367
ENS | Base | C&I Curtailment | C&I Curtailment- Other | Large Commercial | Offices | MW of Load | 1 | 2027 | 0.027222
ENS | Base | C&I Curtailment | C&I Curtailment- Other | Large Commercial | Services | MW of Load | 1 | 2027 | 0.18317
ENS | Base | C&I Curtailment | C&I Curtailment- Manual HVAC Control | Large Industrial | Miscellaneous | MW of Load | 1 | 2027 | 0.020501
ENS | Base | C&I Curtailment | C&I Curtailment- Manual HVAC Control | Large Industrial | Offices | MW of Load | 1 | 2027 | 0.01262
ENS | Base | C&I Curtailment | C&I Curtailment- Manual HVAC Control | Large Industrial | Retail Trade | MW of Load | 1 | 2027 | 0.035509
ENS | Base | C&I Curtailment | C&I Curtailment- Manual HVAC Control | Large Industrial | Services | MW of Load | 1 | 2027 | 0.010538
ENS | Base | C&I Curtailment | C&I Curtailment- Auto-DR HVAC Control | Large Industrial | Miscellaneous | MW of Load | 1 | 2027 | 0.052938
ENS | Base | C&I Curtailment | C&I Curtailment- Auto-DR HVAC Control | Large Industrial | Offices | MW of Load | 1 | 2027 | 0.032589
ENS | Base | C&I Curtailment | C&I Curtailment- Auto-DR HVAC Control | Large Industrial | Retail Trade | MW of Load | 1 | 2027 | 0.091692
ENS | Base | C&I Curtailment | C&I Curtailment- Auto-DR HVAC Control | Large Industrial | Services | MW of Load | 1 | 2027 | 0.02721
ENS | Base | C&I Curtailment | C&I Curtailment- Standard Lighting Control | Large Industrial | Miscellaneous | MW of Load | 1 | 2027 | 0.017684
ENS | Base | C&I Curtailment | C&I Curtailment- Standard Lighting Control | Large Industrial | Offices | MW of Load | 1 | 2027 | 0.0033632
ENS | Base | C&I Curtailment | C&I Curtailment- Standard Lighting Control | Large Industrial | Retail Trade | MW of Load | 1 | 2027 | 0.028625
ENS | Base | C&I Curtailment | C&I Curtailment- Standard Lighting Control | Large Industrial | Services | MW of Load | 1 | 2027 | 0.0084947
ENS | Base | C&I Curtailment | C&I Curtailment- Advanced Lighting Control | Large Industrial | Miscellaneous | MW of Load | 1 | 2027 | 0.008842
ENS | Base | C&I Curtailment | C&I Curtailment- Advanced Lighting Control | Large Industrial | Offices | MW of Load | 1 | 2027 | 0.0016816
ENS | Base | C&I Curtailment | C&I Curtailment- Advanced Lighting Control | Large Industrial | Retail Trade | MW of Load | 1 | 2027 | 0.014312
ENS | Base | C&I Curtailment | C&I Curtailment- Advanced Lighting Control | Large Industrial | Services | MW of Load | 1 | 2027 | 0.0042473
ENS | Base | C&I Curtailment | C&I Curtailment- Water Heating Control | Large Industrial | Miscellaneous | MW of Load | 1 | 2027 | 0.0010458
ENS | Base | C&I Curtailment | C&I Curtailment- Water Heating Control | Large Industrial | Offices | MW of Load | 1 | 2027 | 0.0003124
ENS | Base | C&I Curtailment | C&I Curtailment- Water Heating Control | Large Industrial | Retail Trade | MW of Load | 1 | 2027 | 0.0051694
ENS | Base | C&I Curtailment | C&I Curtailment- Water Heating Control | Large Industrial | Services | MW of Load | 1 | 2027 | 0.0015341
ENS | Base | C&I Curtailment | C&I Curtailment- Other | Large Industrial | Miscellaneous | MW of Load | 1 | 2027 | 0.022565
ENS | Base | C&I Curtailment | C&I Curtailment- Other | Large Industrial | Offices | MW of Load | 1 | 2027 | 0.0059758
ENS | Base | C&I Curtailment | C&I Curtailment- Other | Large Industrial | Retail Trade | MW of Load | 1 | 2027 | 0.054522
ENS | Base | C&I Curtailment | C&I Curtailment- Other | Large Industrial | Services | MW of Load | 1 | 2027 | 0.01618
ENS | Base | C&I Curtailment | C&I Curtailment- Industrial | Large Industrial | Manufacturing | MW of Load | 1 | 2027 | 0.85502
ENS | Base | C&I Curtailment | C&I Curtailment- Manual HVAC Control | Interruptible Rider | Miscellaneous | MW of Load | 1 | 2027 | 0.67823
ENS | Base | C&I Curtailment | C&I Curtailment- Manual HVAC Control | Interruptible Rider | Retail Trade | MW of Load | 1 | 2027 | 0.019001
ENS | Base | C&I Curtailment | C&I Curtailment- Auto-DR HVAC Control | Interruptible Rider | Miscellaneous | MW of Load | 1 | 2027 | 1.7514
ENS | Base | C&I Curtailment | C&I Curtailment- Auto-DR HVAC Control | Interruptible Rider | Retail Trade | MW of Load | 1 | 2027 | 0.049066
ENS | Base | C&I Curtailment | C&I Curtailment- Standard Lighting Control | Interruptible Rider | Miscellaneous | MW of Load | 1 | 2027 | 0.22471
ENS | Base | C&I Curtailment | C&I Curtailment- Standard Lighting Control | Interruptible Rider | Retail Trade | MW of Load | 1 | 2027 | 0.016304
ENS | Base | C&I Curtailment | C&I Curtailment- Advanced Lighting Control | Interruptible Rider | Miscellaneous | MW of Load | 1 | 2027 | 0.11236
ENS | Base | C&I Curtailment | C&I Curtailment- Advanced Lighting Control | Interruptible Rider | Retail Trade | MW of Load | 1 | 2027 | 0.0081519
ENS | Base | C&I Curtailment | C&I Curtailment- Water Heating Control | Interruptible Rider | Miscellaneous | MW of Load | 1 | 2027 | 0.019833
ENS | Base | C&I Curtailment | C&I Curtailment- Water Heating Control | Interruptible Rider | Retail Trade | MW of Load | 1 | 2027 | 0.0026096
ENS | Base | C&I Curtailment | C&I Curtailment- Other | Interruptible Rider | Miscellaneous | MW of Load | 1 | 2027 | 0.3582
ENS | Base | C&I Curtailment | C&I Curtailment- Other | Interruptible Rider | Retail Trade | MW of Load | 1 | 2027 | 0.028816
ENS | Base | C&I Curtailment | C&I Curtailment- Industrial | Interruptible Rider | Manufacturing | MW of Load | 1 | 2027 | 0.66112
ENS | Base | Dynamic Pricing | Dynamic Pricing with enabling tech. | Small Commercial | Manufacturing | MW of Load | 1 | 2027 | 0.055751
ENS | Base | Dynamic Pricing | Dynamic Pricing with enabling tech. | Small Commercial | Miscellaneous | MW of Load | 1 | 2027 | 0.56588
ENS | Base | Dynamic Pricing | Dynamic Pricing with enabling tech. | Small Commercial | Offices | MW of Load | 1 | 2027 | 0.45516
ENS | Base | Dynamic Pricing | Dynamic Pricing with enabling tech. | Small Commercial | Retail Trade | MW of Load | 1 | 2027 | 1.0445
ENS | Base | Dynamic Pricing | Dynamic Pricing with enabling tech. | Small Commercial | Services | MW of Load | 1 | 2027 | 1.2574
ENS | Base | Dynamic Pricing | Dynamic Pricing w/o enabling tech. | Small Commercial | Manufacturing | MW of Load | 1 | 2027 | 0.0032928
ENS | Base | Dynamic Pricing | Dynamic Pricing w/o enabling tech. | Small Commercial | Miscellaneous | MW of Load | 1 | 2027 | 0.033422
ENS | Base | Dynamic Pricing | Dynamic Pricing w/o enabling tech. | Small Commercial | Offices | MW of Load | 1 | 2027 | 0.026883
ENS | Base | Dynamic Pricing | Dynamic Pricing w/o enabling tech. | Small Commercial | Retail Trade | MW of Load | 1 | 2027 | 0.061693
ENS | Base | Dynamic Pricing | Dynamic Pricing w/o enabling tech. | Small Commercial | Services | MW of Load | 1 | 2027 | 0.074263
ENS | Base | Dynamic Pricing | Dynamic Pricing with enabling tech. | Large Commercial | Offices | MW of Load | 1 | 2027 | 0.075551
ENS | Base | Dynamic Pricing | Dynamic Pricing with enabling tech. | Large Commercial | Services | MW of Load | 1 | 2027 | 0.49864
ENS | Base | Dynamic Pricing | Dynamic Pricing w/o enabling tech. | Large Commercial | Offices | MW of Load | 1 | 2027 | 0.02863
ENS | Base | Dynamic Pricing | Dynamic Pricing w/o enabling tech. | Large Commercial | Services | MW of Load | 1 | 2027 | 0.18896
ENS | Base | Dynamic Pricing | Dynamic Pricing with enabling tech. | Small Industrial | Manufacturing | MW of Load | 1 | 2027 | 0.082124
ENS | Base | Dynamic Pricing | Dynamic Pricing with enabling tech. | Small Industrial | Miscellaneous | MW of Load | 1 | 2027 | 0.10894
ENS | Base | Dynamic Pricing | Dynamic Pricing with enabling tech. | Small Industrial | Offices | MW of Load | 1 | 2027 | 0.006626
ENS | Base | Dynamic Pricing | Dynamic Pricing with enabling tech. | Small Industrial | Retail Trade | MW of Load | 1 | 2027 | 0.018551
ENS | Base | Dynamic Pricing | Dynamic Pricing with enabling tech. | Small Industrial | Services | MW of Load | 1 | 2027 | 0.023126
ENS | Base | Dynamic Pricing | Dynamic Pricing w/o enabling tech. | Small Industrial | Manufacturing | MW of Load | 1 | 2027 | 0.0048505
ENS | Base | Dynamic Pricing | Dynamic Pricing w/o enabling tech. | Small Industrial | Miscellaneous | MW of Load | 1 | 2027 | 0.006434
ENS | Base | Dynamic Pricing | Dynamic Pricing w/o enabling tech. | Small Industrial | Offices | MW of Load | 1 | 2027 | 0.00039135
ENS | Base | Dynamic Pricing | Dynamic Pricing w/o enabling tech. | Small Industrial | Retail Trade | MW of Load | 1 | 2027 | 0.0010957
ENS | Base | Dynamic Pricing | Dynamic Pricing w/o enabling tech. | Small Industrial | Services | MW of Load | 1 | 2027 | 0.0013659
ENS | Base | Dynamic Pricing | Dynamic Pricing with enabling tech. | Large Industrial | Manufacturing | MW of Load | 1 | 2027 | 0.42644
ENS | Base | Dynamic Pricing | Dynamic Pricing with enabling tech. | Large Industrial | Miscellaneous | MW of Load | 1 | 2027 | 0.23065
ENS | Base | Dynamic Pricing | Dynamic Pricing with enabling tech. | Large Industrial | Offices | MW of Load | 1 | 2027 | 0.016434
ENS | Base | Dynamic Pricing | Dynamic Pricing with enabling tech. | Large Industrial | Retail Trade | MW of Load | 1 | 2027 | 0.078578
ENS | Base | Dynamic Pricing | Dynamic Pricing with enabling tech. | Large Industrial | Services | MW of Load | 1 | 2027 | 0.044046
ENS | Base | Dynamic Pricing | Dynamic Pricing w/o enabling tech. | Large Industrial | Manufacturing | MW of Load | 1 | 2027 | 0.1616
ENS | Base | Dynamic Pricing | Dynamic Pricing w/o enabling tech. | Large Industrial | Miscellaneous | MW of Load | 1 | 2027 | 0.087403
ENS | Base | Dynamic Pricing | Dynamic Pricing w/o enabling tech. | Large Industrial | Offices | MW of Load | 1 | 2027 | 0.0062274
ENS | Base | Dynamic Pricing | Dynamic Pricing w/o enabling tech. | Large Industrial | Retail Trade | MW of Load | 1 | 2027 | 0.029777
ENS | Base | Dynamic Pricing | Dynamic Pricing w/o enabling tech. | Large Industrial | Services | MW of Load | 1 | 2027 | 0.016691
ENS | Base | Dynamic Pricing | Dynamic Pricing with enabling tech. | Interruptible Rider | Manufacturing | MW of Load | 1 | 2027 | 0.10991
ENS | Base | Dynamic Pricing | Dynamic Pricing with enabling tech. | Interruptible Rider | Miscellaneous | MW of Load | 1 | 2027 | 0.23746
ENS | Base | Dynamic Pricing | Dynamic Pricing with enabling tech. | Interruptible Rider | Retail Trade | MW of Load | 1 | 2027 | 0.013979
ENS | Base | Dynamic Pricing | Dynamic Pricing w/o enabling tech. | Interruptible Rider | Manufacturing | MW of Load | 1 | 2027 | 0.041651
ENS | Base | Dynamic Pricing | Dynamic Pricing w/o enabling tech. | Interruptible Rider | Miscellaneous | MW of Load | 1 | 2027 | 0.089986
ENS | Base | Dynamic Pricing | Dynamic Pricing w/o enabling tech. | Interruptible Rider | Retail Trade | MW of Load | 1 | 2027 | 0.0052975
ENS | Base | Dynamic Pricing | Dynamic Pricing with enabling tech. | Residential | Residential Market Rate | MW of Load | 1 | 2027 | 18.5284
ENS | Base | Dynamic Pricing | Dynamic Pricing w/o enabling tech. | Residential | Residential Market Rate | MW of Load | 1 | 2027 | 10.3613
ENS | Base | BTM Battery Control | BTM Battery Control | Small Commercial | Manufacturing | MW of Load | 0 | 2027 | 0.036795
ENS | Base | BTM Battery Control | BTM Battery Control | Small Commercial | Miscellaneous | MW of Load | 0 | 2027 | 0.27205
ENS | Base | BTM Battery Control | BTM Battery Control | Small Commercial | Offices | MW of Load | 0 | 2027 | 0.094161
ENS | Base | BTM Battery Control | BTM Battery Control | Small Commercial | Retail Trade | MW of Load | 0 | 2027 | 0.1643
ENS | Base | BTM Battery Control | BTM Battery Control | Small Commercial | Services | MW of Load | 0 | 2027 | 0.35764
ENS | Base | BTM Battery Control | BTM Battery Control | Large Commercial | Offices | MW of Load | 0 | 2027 | 0.037785
ENS | Base | BTM Battery Control | BTM Battery Control | Large Commercial | Services | MW of Load | 0 | 2027 | 0.20152
ENS | Base | BTM Battery Control | BTM Battery Control | Small Industrial | Manufacturing | MW of Load | 0 | 2027 | 0.00090794
ENS | Base | BTM Battery Control | BTM Battery Control | Small Industrial | Miscellaneous | MW of Load | 0 | 2027 | 0.0058455
ENS | Base | BTM Battery Control | BTM Battery Control | Small Industrial | Offices | MW of Load | 0 | 2027 | 0.0023158
ENS | Base | BTM Battery Control | BTM Battery Control | Small Industrial | Retail Trade | MW of Load | 0 | 2027 | 0.0040296
ENS | Base | BTM Battery Control | BTM Battery Control | Small Industrial | Services | MW of Load | 0 | 2027 | 0.0087734
ENS | Base | BTM Battery Control | BTM Battery Control | Large Industrial | Manufacturing | MW of Load | 0 | 2027 | 0.024737
ENS | Base | BTM Battery Control | BTM Battery Control | Large Industrial | Miscellaneous | MW of Load | 0 | 2027 | 0.11469
ENS | Base | BTM Battery Control | BTM Battery Control | Large Industrial | Offices | MW of Load | 0 | 2027 | 0.013493
ENS | Base | BTM Battery Control | BTM Battery Control | Large Industrial | Retail Trade | MW of Load | 0 | 2027 | 0.067465
ENS | Base | BTM Battery Control | BTM Battery Control | Large Industrial | Services | MW of Load | 0 | 2027 | 0.14617
ENS | Base | BTM Battery Control | BTM Battery Control | Interruptible Rider | Manufacturing | MW of Load | 0 | 2027 | 0.033066
ENS | Base | BTM Battery Control | BTM Battery Control | Interruptible Rider | Miscellaneous | MW of Load | 0 | 2027 | 0.088176
ENS | Base | BTM Battery Control | BTM Battery Control | Interruptible Rider | Retail Trade | MW of Load | 0 | 2027 | 0.13226
ENS | Base | BTM Battery Control | BTM Battery Control | Residential | Residential LI | MW of Load | 0 | 2027 | 1.0315
ENS | Base | BTM Battery Control | BTM Battery Control | Residential | Residential Market Rate | MW of Load | 0 | 2027 | 6.4217
ENS | Base | EV Charging Control | EV Charging Control | EV | EV | MW of Load | 0 | 2027 | 0.51264
ENS | Base | Behavioral DR | Behavioral DR | Residential | Residential LI | MW of Load | 0 | 2027 | 0.43617
ENS | Base | Behavioral DR | Behavioral DR | Residential | Residential Market Rate | MW of Load | 0 | 2027 | 2.4696
ENS | Base | DLC | DLC-Switch-Water Heating | Small Commercial | Miscellaneous | MW of Load | 1 | 2028 | 0.043382
ENS | Base | DLC | DLC-Switch-Water Heating | Small Commercial | Offices | MW of Load | 1 | 2028 | 0.026087
ENS | Base | DLC | DLC-Switch-Water Heating | Small Commercial | Retail Trade | MW of Load | 1 | 2028 | 0.14899
ENS | Base | DLC | DLC-Switch-Water Heating | Small Commercial | Services | MW of Load | 1 | 2028 | 0.17916
ENS | Base | DLC | DLC-Thermostat-HVAC | Small Commercial | Miscellaneous | MW of Load | 1 | 2028 | 0.27946
ENS | Base | DLC | DLC-Thermostat-HVAC | Small Commercial | Offices | MW of Load | 1 | 2028 | 0.42408
ENS | Base | DLC | DLC-Thermostat-HVAC | Small Commercial | Retail Trade | MW of Load | 1 | 2028 | 0.41692
ENS | Base | DLC | DLC-Thermostat-HVAC | Small Commercial | Services | MW of Load | 1 | 2028 | 0.50184
ENS | Base | DLC | DLC-Switch-Water Heating | Small Industrial | Miscellaneous | MW of Load | 1 | 2028 | 0.00936
ENS | Base | DLC | DLC-Switch-Water Heating | Small Industrial | Offices | MW of Load | 1 | 2028 | 0.00037096
ENS | Base | DLC | DLC-Switch-Water Heating | Small Industrial | Retail Trade | MW of Load | 1 | 2028 | 0.0025421
ENS | Base | DLC | DLC-Switch-Water Heating | Small Industrial | Services | MW of Load | 1 | 2028 | 0.003169
ENS | Base | DLC | DLC-Thermostat-HVAC | Small Industrial | Miscellaneous | MW of Load | 1 | 2028 | 0.063702
ENS | Base | DLC | DLC-Thermostat-HVAC | Small Industrial | Offices | MW of Load | 1 | 2028 | 0.0062338
ENS | Base | DLC | DLC-Thermostat-HVAC | Small Industrial | Retail Trade | MW of Load | 1 | 2028 | 0.0076081
ENS | Base | DLC | DLC-Thermostat-HVAC | Small Industrial | Services | MW of Load | 1 | 2028 | 0.0094843
ENS | Base | DLC | DLC-Switch-Water Heating | Residential | Residential LI | MW of Load | 1 | 2028 | 4.5243
ENS | Base | DLC | DLC-Switch-Water Heating | Residential | Residential Market Rate | MW of Load | 1 | 2028 | 14.0205
ENS | Base | DLC | DLC-Thermostat-Heat Pump | Residential | Residential LI | MW of Load | 1 | 2028 | 0.60965
ENS | Base | DLC | DLC-Thermostat-Heat Pump | Residential | Residential Market Rate | MW of Load | 1 | 2028 | 8.5373
ENS | Base | DLC | DLC-Thermostat-Electric Furnace | Residential | Residential LI | MW of Load | 1 | 2028 | 4.5104
ENS | Base | DLC | DLC-Thermostat-Electric Furnace | Residential | Residential Market Rate | MW of Load | 1 | 2028 | 4.6562
ENS | Base | C&I Curtailment | C&I Curtailment- Manual HVAC Control | Large Commercial | Offices | MW of Load | 1 | 2028 | 0.051226
ENS | Base | C&I Curtailment | C&I Curtailment- Manual HVAC Control | Large Commercial | Services | MW of Load | 1 | 2028 | 0.10135
ENS | Base | C&I Curtailment | C&I Curtailment- Auto-DR HVAC Control | Large Commercial | Offices | MW of Load | 1 | 2028 | 0.15875
ENS | Base | C&I Curtailment | C&I Curtailment- Auto-DR HVAC Control | Large Commercial | Services | MW of Load | 1 | 2028 | 0.31409
ENS | Base | C&I Curtailment | C&I Curtailment- Standard Lighting Control | Large Commercial | Offices | MW of Load | 1 | 2028 | 0.013457
ENS | Base | C&I Curtailment | C&I Curtailment- Standard Lighting Control | Large Commercial | Services | MW of Load | 1 | 2028 | 0.08994
ENS | Base | C&I Curtailment | C&I Curtailment- Advanced Lighting Control | Large Commercial | Offices | MW of Load | 1 | 2028 | 0.0067287
ENS | Base | C&I Curtailment | C&I Curtailment- Advanced Lighting Control | Large Commercial | Services | MW of Load | 1 | 2028 | 0.04497
ENS | Base | C&I Curtailment | C&I Curtailment- Water Heating Control | Large Commercial | Offices | MW of Load | 1 | 2028 | 0.0015411
ENS | Base | C&I Curtailment | C&I Curtailment- Water Heating Control | Large Commercial | Services | MW of Load | 1 | 2028 | 0.017118
ENS | Base | C&I Curtailment | C&I Curtailment- Other | Large Commercial | Offices | MW of Load | 1 | 2028 | 0.026444
ENS | Base | C&I Curtailment | C&I Curtailment- Other | Large Commercial | Services | MW of Load | 1 | 2028 | 0.17861
ENS | Base | C&I Curtailment | C&I Curtailment- Manual HVAC Control | Large Industrial | Miscellaneous | MW of Load | 1 | 2028 | 0.017959
ENS | Base | C&I Curtailment | C&I Curtailment- Manual HVAC Control | Large Industrial | Offices | MW of Load | 1 | 2028 | 0.011241
ENS | Base | C&I Curtailment | C&I Curtailment- Manual HVAC Control | Large Industrial | Retail Trade | MW of Load | 1 | 2028 | 0.030915
ENS | Base | C&I Curtailment | C&I Curtailment- Manual HVAC Control | Large Industrial | Services | MW of Load | 1 | 2028 | 0.0091742
ENS | Base | C&I Curtailment | C&I Curtailment- Auto-DR HVAC Control | Large Industrial | Miscellaneous | MW of Load | 1 | 2028 | 0.055657
ENS | Base | C&I Curtailment | C&I Curtailment- Auto-DR HVAC Control | Large Industrial | Offices | MW of Load | 1 | 2028 | 0.034837
ENS | Base | C&I Curtailment | C&I Curtailment- Auto-DR HVAC Control | Large Industrial | Retail Trade | MW of Load | 1 | 2028 | 0.095805
ENS | Base | C&I Curtailment | C&I Curtailment- Auto-DR HVAC Control | Large Industrial | Services | MW of Load | 1 | 2028 | 0.028431
ENS | Base | C&I Curtailment | C&I Curtailment- Standard Lighting Control | Large Industrial | Miscellaneous | MW of Load | 1 | 2028 | 0.017179
ENS | Base | C&I Curtailment | C&I Curtailment- Standard Lighting Control | Large Industrial | Offices | MW of Load | 1 | 2028 | 0.0032515
ENS | Base | C&I Curtailment | C&I Curtailment- Standard Lighting Control | Large Industrial | Retail Trade | MW of Load | 1 | 2028 | 0.027434
ENS | Base | C&I Curtailment | C&I Curtailment- Standard Lighting Control | Large Industrial | Services | MW of Load | 1 | 2028 | 0.0081412
ENS | Base | C&I Curtailment | C&I Curtailment- Advanced Lighting Control | Large Industrial | Miscellaneous | MW of Load | 1 | 2028 | 0.0085897
ENS | Base | C&I Curtailment | C&I Curtailment- Advanced Lighting Control | Large Industrial | Offices | MW of Load | 1 | 2028 | 0.0016257
ENS | Base | C&I Curtailment | C&I Curtailment- Advanced Lighting Control | Large Industrial | Retail Trade | MW of Load | 1 | 2028 | 0.013717
ENS | Base | C&I Curtailment | C&I Curtailment- Advanced Lighting Control | Large Industrial | Services | MW of Load | 1 | 2028 | 0.0040706
ENS | Base | C&I Curtailment | C&I Curtailment- Water Heating Control | Large Industrial | Miscellaneous | MW of Load | 1 | 2028 | 0.0010443
ENS | Base | C&I Curtailment | C&I Curtailment- Water Heating Control | Large Industrial | Offices | MW of Load | 1 | 2028 | 0.00031285
ENS | Base | C&I Curtailment | C&I Curtailment- Water Heating Control | Large Industrial | Retail Trade | MW of Load | 1 | 2028 | 0.0052213
ENS | Base | C&I Curtailment | C&I Curtailment- Water Heating Control | Large Industrial | Services | MW of Load | 1 | 2028 | 0.0015495
ENS | Base | C&I Curtailment | C&I Curtailment- Other | Large Industrial | Miscellaneous | MW of Load | 1 | 2028 | 0.022471
ENS | Base | C&I Curtailment | C&I Curtailment- Other | Large Industrial | Offices | MW of Load | 1 | 2028 | 0.0059967
ENS | Base | C&I Curtailment | C&I Curtailment- Other | Large Industrial | Retail Trade | MW of Load | 1 | 2028 | 0.054479
ENS | Base | C&I Curtailment | C&I Curtailment- Other | Large Industrial | Services | MW of Load | 1 | 2028 | 0.016167
ENS | Base | C&I Curtailment | C&I Curtailment- Industrial | Large Industrial | Manufacturing | MW of Load | 1 | 2028 | 0.83314
ENS | Base | C&I Curtailment | C&I Curtailment- Manual HVAC Control | Interruptible Rider | Miscellaneous | MW of Load | 1 | 2028 | 0.5927
ENS | Base | C&I Curtailment | C&I Curtailment- Manual HVAC Control | Interruptible Rider | Retail Trade | MW of Load | 1 | 2028 | 0.016402
ENS | Base | C&I Curtailment | C&I Curtailment- Auto-DR HVAC Control | Interruptible Rider | Miscellaneous | MW of Load | 1 | 2028 | 1.8368
ENS | Base | C&I Curtailment | C&I Curtailment- Auto-DR HVAC Control | Interruptible Rider | Retail Trade | MW of Load | 1 | 2028 | 0.050831
ENS | Base | C&I Curtailment | C&I Curtailment- Standard Lighting Control | Interruptible Rider | Miscellaneous | MW of Load | 1 | 2028 | 0.21422
ENS | Base | C&I Curtailment | C&I Curtailment- Standard Lighting Control | Interruptible Rider | Retail Trade | MW of Load | 1 | 2028 | 0.015651
ENS | Base | C&I Curtailment | C&I Curtailment- Advanced Lighting Control | Interruptible Rider | Miscellaneous | MW of Load | 1 | 2028 | 0.10711
ENS | Base | C&I Curtailment | C&I Curtailment- Advanced Lighting Control | Interruptible Rider | Retail Trade | MW of Load | 1 | 2028 | 0.0078256
ENS | Base | C&I Curtailment | C&I Curtailment- Water Heating Control | Interruptible Rider | Miscellaneous | MW of Load | 1 | 2028 | 0.019521
ENS | Base | C&I Curtailment | C&I Curtailment- Water Heating Control | Interruptible Rider | Retail Trade | MW of Load | 1 | 2028 | 0.0025775
ENS | Base | C&I Curtailment | C&I Curtailment- Other | Interruptible Rider | Miscellaneous | MW of Load | 1 | 2028 | 0.35267
ENS | Base | C&I Curtailment | C&I Curtailment- Other | Interruptible Rider | Retail Trade | MW of Load | 1 | 2028 | 0.028422
ENS | Base | C&I Curtailment | C&I Curtailment- Industrial | Interruptible Rider | Manufacturing | MW of Load | 1 | 2028 | 0.63636
ENS | Base | Dynamic Pricing | Dynamic Pricing with enabling tech. | Small Commercial | Manufacturing | MW of Load | 1 | 2028 | 0.053657
ENS | Base | Dynamic Pricing | Dynamic Pricing with enabling tech. | Small Commercial | Miscellaneous | MW of Load | 1 | 2028 | 0.55295
ENS | Base | Dynamic Pricing | Dynamic Pricing with enabling tech. | Small Commercial | Offices | MW of Load | 1 | 2028 | 0.44527
ENS | Base | Dynamic Pricing | Dynamic Pricing with enabling tech. | Small Commercial | Retail Trade | MW of Load | 1 | 2028 | 1.0174
ENS | Base | Dynamic Pricing | Dynamic Pricing with enabling tech. | Small Commercial | Services | MW of Load | 1 | 2028 | 1.2246
ENS | Base | Dynamic Pricing | Dynamic Pricing w/o enabling tech. | Small Commercial | Manufacturing | MW of Load | 1 | 2028 | 0.0031691
ENS | Base | Dynamic Pricing | Dynamic Pricing w/o enabling tech. | Small Commercial | Miscellaneous | MW of Load | 1 | 2028 | 0.032659
ENS | Base | Dynamic Pricing | Dynamic Pricing w/o enabling tech. | Small Commercial | Offices | MW of Load | 1 | 2028 | 0.026299
ENS | Base | Dynamic Pricing | Dynamic Pricing w/o enabling tech. | Small Commercial | Retail Trade | MW of Load | 1 | 2028 | 0.060091
ENS | Base | Dynamic Pricing | Dynamic Pricing w/o enabling tech. | Small Commercial | Services | MW of Load | 1 | 2028 | 0.072325
ENS | Base | Dynamic Pricing | Dynamic Pricing with enabling tech. | Large Commercial | Offices | MW of Load | 1 | 2028 | 0.073134
ENS | Base | Dynamic Pricing | Dynamic Pricing with enabling tech. | Large Commercial | Services | MW of Load | 1 | 2028 | 0.48213
ENS | Base | Dynamic Pricing | Dynamic Pricing w/o enabling tech. | Large Commercial | Offices | MW of Load | 1 | 2028 | 0.027714
ENS | Base | Dynamic Pricing | Dynamic Pricing w/o enabling tech. | Large Commercial | Services | MW of Load | 1 | 2028 | 0.1827
ENS | Base | Dynamic Pricing | Dynamic Pricing with enabling tech. | Small Industrial | Manufacturing | MW of Load | 1 | 2028 | 0.080348
ENS | Base | Dynamic Pricing | Dynamic Pricing with enabling tech. | Small Industrial | Miscellaneous | MW of Load | 1 | 2028 | 0.10814
ENS | Base | Dynamic Pricing | Dynamic Pricing with enabling tech. | Small Industrial | Offices | MW of Load | 1 | 2028 | 0.0066034
ENS | Base | Dynamic Pricing | Dynamic Pricing with enabling tech. | Small Industrial | Retail Trade | MW of Load | 1 | 2028 | 0.018478
ENS | Base | Dynamic Pricing | Dynamic Pricing with enabling tech. | Small Industrial | Services | MW of Load | 1 | 2028 | 0.023035
ENS | Base | Dynamic Pricing | Dynamic Pricing w/o enabling tech. | Small Industrial | Manufacturing | MW of Load | 1 | 2028 | 0.0047455
ENS | Base | Dynamic Pricing | Dynamic Pricing w/o enabling tech. | Small Industrial | Miscellaneous | MW of Load | 1 | 2028 | 0.0063872
ENS | Base | Dynamic Pricing | Dynamic Pricing w/o enabling tech. | Small Industrial | Offices | MW of Load | 1 | 2028 | 0.00039001
ENS | Base | Dynamic Pricing | Dynamic Pricing w/o enabling tech. | Small Industrial | Retail Trade | MW of Load | 1 | 2028 | 0.0010914
ENS | Base | Dynamic Pricing | Dynamic Pricing w/o enabling tech. | Small Industrial | Services | MW of Load | 1 | 2028 | 0.0013605
ENS | Base | Dynamic Pricing | Dynamic Pricing with enabling tech. | Large Industrial | Manufacturing | MW of Load | 1 | 2028 | 0.41553
ENS | Base | Dynamic Pricing | Dynamic Pricing with enabling tech. | Large Industrial | Miscellaneous | MW of Load | 1 | 2028 | 0.22819
ENS | Base | Dynamic Pricing | Dynamic Pricing with enabling tech. | Large Industrial | Offices | MW of Load | 1 | 2028 | 0.016412
ENS | Base | Dynamic Pricing | Dynamic Pricing with enabling tech. | Large Industrial | Retail Trade | MW of Load | 1 | 2028 | 0.077855
ENS | Base | Dynamic Pricing | Dynamic Pricing with enabling tech. | Large Industrial | Services | MW of Load | 1 | 2028 | 0.043641
ENS | Base | Dynamic Pricing | Dynamic Pricing w/o enabling tech. | Large Industrial | Manufacturing | MW of Load | 1 | 2028 | 0.15746
ENS | Base | Dynamic Pricing | Dynamic Pricing w/o enabling tech. | Large Industrial | Miscellaneous | MW of Load | 1 | 2028 | 0.08647
ENS | Base | Dynamic Pricing | Dynamic Pricing w/o enabling tech. | Large Industrial | Offices | MW of Load | 1 | 2028 | 0.0062195
ENS | Base | Dynamic Pricing | Dynamic Pricing w/o enabling tech. | Large Industrial | Retail Trade | MW of Load | 1 | 2028 | 0.029503
ENS | Base | Dynamic Pricing | Dynamic Pricing w/o enabling tech. | Large Industrial | Services | MW of Load | 1 | 2028 | 0.016538
ENS | Base | Dynamic Pricing | Dynamic Pricing with enabling tech. | Interruptible Rider | Manufacturing | MW of Load | 1 | 2028 | 0.1058
ENS | Base | Dynamic Pricing | Dynamic Pricing with enabling tech. | Interruptible Rider | Miscellaneous | MW of Load | 1 | 2028 | 0.23271
ENS | Base | Dynamic Pricing | Dynamic Pricing with enabling tech. | Interruptible Rider | Retail Trade | MW of Load | 1 | 2028 | 0.013699
ENS | Base | Dynamic Pricing | Dynamic Pricing w/o enabling tech. | Interruptible Rider | Manufacturing | MW of Load | 1 | 2028 | 0.040091
ENS | Base | Dynamic Pricing | Dynamic Pricing w/o enabling tech. | Interruptible Rider | Miscellaneous | MW of Load | 1 | 2028 | 0.088186
ENS | Base | Dynamic Pricing | Dynamic Pricing w/o enabling tech. | Interruptible Rider | Retail Trade | MW of Load | 1 | 2028 | 0.0051913
ENS | Base | Dynamic Pricing | Dynamic Pricing with enabling tech. | Residential | Residential Market Rate | MW of Load | 1 | 2028 | 18.4571
ENS | Base | Dynamic Pricing | Dynamic Pricing w/o enabling tech. | Residential | Residential Market Rate | MW of Load | 1 | 2028 | 10.3214
ENS | Base | BTM Battery Control | BTM Battery Control | Small Commercial | Manufacturing | MW of Load | 0 | 2028 | 0.040036
ENS | Base | BTM Battery Control | BTM Battery Control | Small Commercial | Miscellaneous | MW of Load | 0 | 2028 | 0.29614
ENS | Base | BTM Battery Control | BTM Battery Control | Small Commercial | Offices | MW of Load | 0 | 2028 | 0.10245
ENS | Base | BTM Battery Control | BTM Battery Control | Small Commercial | Retail Trade | MW of Load | 0 | 2028 | 0.17877
ENS | Base | BTM Battery Control | BTM Battery Control | Small Commercial | Services | MW of Load | 0 | 2028 | 0.38911
ENS | Base | BTM Battery Control | BTM Battery Control | Large Commercial | Offices | MW of Load | 0 | 2028 | 0.041112
ENS | Base | BTM Battery Control | BTM Battery Control | Large Commercial | Services | MW of Load | 0 | 2028 | 0.21926
ENS | Base | BTM Battery Control | BTM Battery Control | Small Industrial | Manufacturing | MW of Load | 0 | 2028 | 0.0009879
ENS | Base | BTM Battery Control | BTM Battery Control | Small Industrial | Miscellaneous | MW of Load | 0 | 2028 | 0.0063603
ENS | Base | BTM Battery Control | BTM Battery Control | Small Industrial | Offices | MW of Load | 0 | 2028 | 0.0025197
ENS | Base | BTM Battery Control | BTM Battery Control | Small Industrial | Retail Trade | MW of Load | 0 | 2028 | 0.0043845
ENS | Base | BTM Battery Control | BTM Battery Control | Small Industrial | Services | MW of Load | 0 | 2028 | 0.009546
ENS | Base | BTM Battery Control | BTM Battery Control | Large Industrial | Manufacturing | MW of Load | 0 | 2028 | 0.026916
ENS | Base | BTM Battery Control | BTM Battery Control | Large Industrial | Miscellaneous | MW of Load | 0 | 2028 | 0.12479
ENS | Base | BTM Battery Control | BTM Battery Control | Large Industrial | Offices | MW of Load | 0 | 2028 | 0.014681
ENS | Base | BTM Battery Control | BTM Battery Control | Large Industrial | Retail Trade | MW of Load | 0 | 2028 | 0.073406
ENS | Base | BTM Battery Control | BTM Battery Control | Large Industrial | Services | MW of Load | 0 | 2028 | 0.15905
ENS | Base | BTM Battery Control | BTM Battery Control | Interruptible Rider | Manufacturing | MW of Load | 0 | 2028 | 0.035978
ENS | Base | BTM Battery Control | BTM Battery Control | Interruptible Rider | Miscellaneous | MW of Load | 0 | 2028 | 0.095942
ENS | Base | BTM Battery Control | BTM Battery Control | Interruptible Rider | Retail Trade | MW of Load | 0 | 2028 | 0.14391
ENS | Base | BTM Battery Control | BTM Battery Control | Residential | Residential LI | MW of Load | 0 | 2028 | 1.1279
ENS | Base | BTM Battery Control | BTM Battery Control | Residential | Residential Market Rate | MW of Load | 0 | 2028 | 7.0216
ENS | Base | EV Charging Control | EV Charging Control | EV | EV | MW of Load | 0 | 2028 | 0.63717
ENS | Base | Behavioral DR | Behavioral DR | Residential | Residential LI | MW of Load | 0 | 2028 | 0.43394
ENS | Base | Behavioral DR | Behavioral DR | Residential | Residential Market Rate | MW of Load | 0 | 2028 | 2.4601
ENS | Base | DLC | DLC-Switch-Water Heating | Small Commercial | Miscellaneous | MW of Load | 1 | 2029 | 0.042686
ENS | Base | DLC | DLC-Switch-Water Heating | Small Commercial | Offices | MW of Load | 1 | 2029 | 0.025621
ENS | Base | DLC | DLC-Switch-Water Heating | Small Commercial | Retail Trade | MW of Load | 1 | 2029 | 0.14664
ENS | Base | DLC | DLC-Switch-Water Heating | Small Commercial | Services | MW of Load | 1 | 2029 | 0.1763
ENS | Base | DLC | DLC-Thermostat-HVAC | Small Commercial | Miscellaneous | MW of Load | 1 | 2029 | 0.26923
ENS | Base | DLC | DLC-Thermostat-HVAC | Small Commercial | Offices | MW of Load | 1 | 2029 | 0.41289
ENS | Base | DLC | DLC-Thermostat-HVAC | Small Commercial | Retail Trade | MW of Load | 1 | 2029 | 0.3979
ENS | Base | DLC | DLC-Thermostat-HVAC | Small Commercial | Services | MW of Load | 1 | 2029 | 0.47893
ENS | Base | DLC | DLC-Switch-Water Heating | Small Industrial | Miscellaneous | MW of Load | 1 | 2029 | 0.0094063
ENS | Base | DLC | DLC-Switch-Water Heating | Small Industrial | Offices | MW of Load | 1 | 2029 | 0.00037183
ENS | Base | DLC | DLC-Switch-Water Heating | Small Industrial | Retail Trade | MW of Load | 1 | 2029 | 0.0025553
ENS | Base | DLC | DLC-Switch-Water Heating | Small Industrial | Services | MW of Load | 1 | 2029 | 0.0031855
ENS | Base | DLC | DLC-Thermostat-HVAC | Small Industrial | Miscellaneous | MW of Load | 1 | 2029 | 0.063022
ENS | Base | DLC | DLC-Thermostat-HVAC | Small Industrial | Offices | MW of Load | 1 | 2029 | 0.0062235
ENS | Base | DLC | DLC-Thermostat-HVAC | Small Industrial | Retail Trade | MW of Load | 1 | 2029 | 0.0075075
ENS | Base | DLC | DLC-Thermostat-HVAC | Small Industrial | Services | MW of Load | 1 | 2029 | 0.0093589
ENS | Base | DLC | DLC-Switch-Water Heating | Residential | Residential LI | MW of Load | 1 | 2029 | 4.4807
ENS | Base | DLC | DLC-Switch-Water Heating | Residential | Residential Market Rate | MW of Load | 1 | 2029 | 13.8764
ENS | Base | DLC | DLC-Thermostat-Heat Pump | Residential | Residential LI | MW of Load | 1 | 2029 | 0.67982
ENS | Base | DLC | DLC-Thermostat-Heat Pump | Residential | Residential Market Rate | MW of Load | 1 | 2029 | 8.7568
ENS | Base | DLC | DLC-Thermostat-Electric Furnace | Residential | Residential LI | MW of Load | 1 | 2029 | 4.4343
ENS | Base | DLC | DLC-Thermostat-Electric Furnace | Residential | Residential Market Rate | MW of Load | 1 | 2029 | 4.4179
ENS | Base | C&I Curtailment | C&I Curtailment- Manual HVAC Control | Large Commercial | Offices | MW of Load | 1 | 2029 | 0.044327
ENS | Base | C&I Curtailment | C&I Curtailment- Manual HVAC Control | Large Commercial | Services | MW of Load | 1 | 2029 | 0.086118
ENS | Base | C&I Curtailment | C&I Curtailment- Auto-DR HVAC Control | Large Commercial | Offices | MW of Load | 1 | 2029 | 0.16426
ENS | Base | C&I Curtailment | C&I Curtailment- Auto-DR HVAC Control | Large Commercial | Services | MW of Load | 1 | 2029 | 0.31913
ENS | Base | C&I Curtailment | C&I Curtailment- Standard Lighting Control | Large Commercial | Offices | MW of Load | 1 | 2029 | 0.012586
ENS | Base | C&I Curtailment | C&I Curtailment- Standard Lighting Control | Large Commercial | Services | MW of Load | 1 | 2029 | 0.085042
ENS | Base | C&I Curtailment | C&I Curtailment- Advanced Lighting Control | Large Commercial | Offices | MW of Load | 1 | 2029 | 0.0062929
ENS | Base | C&I Curtailment | C&I Curtailment- Advanced Lighting Control | Large Commercial | Services | MW of Load | 1 | 2029 | 0.042521
ENS | Base | C&I Curtailment | C&I Curtailment- Water Heating Control | Large Commercial | Offices | MW of Load | 1 | 2029 | 0.0015237
ENS | Base | C&I Curtailment | C&I Curtailment- Water Heating Control | Large Commercial | Services | MW of Load | 1 | 2029 | 0.016925
ENS | Base | C&I Curtailment | C&I Curtailment- Other | Large Commercial | Offices | MW of Load | 1 | 2029 | 0.02579
ENS | Base | C&I Curtailment | C&I Curtailment- Other | Large Commercial | Services | MW of Load | 1 | 2029 | 0.17482
ENS | Base | C&I Curtailment | C&I Curtailment- Manual HVAC Control | Large Industrial | Miscellaneous | MW of Load | 1 | 2029 | 0.01573
ENS | Base | C&I Curtailment | C&I Curtailment- Manual HVAC Control | Large Industrial | Offices | MW of Load | 1 | 2029 | 0.010001
ENS | Base | C&I Curtailment | C&I Curtailment- Manual HVAC Control | Large Industrial | Retail Trade | MW of Load | 1 | 2029 | 0.026885
ENS | Base | C&I Curtailment | C&I Curtailment- Manual HVAC Control | Large Industrial | Services | MW of Load | 1 | 2029 | 0.0079785
ENS | Base | C&I Curtailment | C&I Curtailment- Auto-DR HVAC Control | Large Industrial | Miscellaneous | MW of Load | 1 | 2029 | 0.058291
ENS | Base | C&I Curtailment | C&I Curtailment- Auto-DR HVAC Control | Large Industrial | Offices | MW of Load | 1 | 2029 | 0.037059
ENS | Base | C&I Curtailment | C&I Curtailment- Auto-DR HVAC Control | Large Industrial | Retail Trade | MW of Load | 1 | 2029 | 0.099628
ENS | Base | C&I Curtailment | C&I Curtailment- Auto-DR HVAC Control | Large Industrial | Services | MW of Load | 1 | 2029 | 0.029566
ENS | Base | C&I Curtailment | C&I Curtailment- Standard Lighting Control | Large Industrial | Miscellaneous | MW of Load | 1 | 2029 | 0.016851
ENS | Base | C&I Curtailment | C&I Curtailment- Standard Lighting Control | Large Industrial | Offices | MW of Load | 1 | 2029 | 0.0031873
ENS | Base | C&I Curtailment | C&I Curtailment- Standard Lighting Control | Large Industrial | Retail Trade | MW of Load | 1 | 2029 | 0.026549
ENS | Base | C&I Curtailment | C&I Curtailment- Standard Lighting Control | Large Industrial | Services | MW of Load | 1 | 2029 | 0.0078787
ENS | Base | C&I Curtailment | C&I Curtailment- Advanced Lighting Control | Large Industrial | Miscellaneous | MW of Load | 1 | 2029 | 0.0084253
ENS | Base | C&I Curtailment | C&I Curtailment- Advanced Lighting Control | Large Industrial | Offices | MW of Load | 1 | 2029 | 0.0015936
ENS | Base | C&I Curtailment | C&I Curtailment- Advanced Lighting Control | Large Industrial | Retail Trade | MW of Load | 1 | 2029 | 0.013275
ENS | Base | C&I Curtailment | C&I Curtailment- Advanced Lighting Control | Large Industrial | Services | MW of Load | 1 | 2029 | 0.0039394
ENS | Base | C&I Curtailment | C&I Curtailment- Water Heating Control | Large Industrial | Miscellaneous | MW of Load | 1 | 2029 | 0.0010468
ENS | Base | C&I Curtailment | C&I Curtailment- Water Heating Control | Large Industrial | Offices | MW of Load | 1 | 2029 | 0.00031502
ENS | Base | C&I Curtailment | C&I Curtailment- Water Heating Control | Large Industrial | Retail Trade | MW of Load | 1 | 2029 | 0.0052837
ENS | Base | C&I Curtailment | C&I Curtailment- Water Heating Control | Large Industrial | Services | MW of Load | 1 | 2029 | 0.001568
ENS | Base | C&I Curtailment | C&I Curtailment- Other | Large Industrial | Miscellaneous | MW of Load | 1 | 2029 | 0.022448
ENS | Base | C&I Curtailment | C&I Curtailment- Other | Large Industrial | Offices | MW of Load | 1 | 2029 | 0.006034
ENS | Base | C&I Curtailment | C&I Curtailment- Other | Large Industrial | Retail Trade | MW of Load | 1 | 2029 | 0.054577
ENS | Base | C&I Curtailment | C&I Curtailment- Other | Large Industrial | Services | MW of Load | 1 | 2029 | 0.016196
ENS | Base | C&I Curtailment | C&I Curtailment- Industrial | Large Industrial | Manufacturing | MW of Load | 1 | 2029 | 0.8168
ENS | Base | C&I Curtailment | C&I Curtailment- Manual HVAC Control | Interruptible Rider | Miscellaneous | MW of Load | 1 | 2029 | 0.51764
ENS | Base | C&I Curtailment | C&I Curtailment- Manual HVAC Control | Interruptible Rider | Retail Trade | MW of Load | 1 | 2029 | 0.014167
ENS | Base | C&I Curtailment | C&I Curtailment- Auto-DR HVAC Control | Interruptible Rider | Miscellaneous | MW of Load | 1 | 2029 | 1.9182
ENS | Base | C&I Curtailment | C&I Curtailment- Auto-DR HVAC Control | Interruptible Rider | Retail Trade | MW of Load | 1 | 2029 | 0.052497
ENS | Base | C&I Curtailment | C&I Curtailment- Standard Lighting Control | Interruptible Rider | Miscellaneous | MW of Load | 1 | 2029 | 0.20638
ENS | Base | C&I Curtailment | C&I Curtailment- Standard Lighting Control | Interruptible Rider | Retail Trade | MW of Load | 1 | 2029 | 0.015166
ENS | Base | C&I Curtailment | C&I Curtailment- Advanced Lighting Control | Interruptible Rider | Miscellaneous | MW of Load | 1 | 2029 | 0.10319
ENS | Base | C&I Curtailment | C&I Curtailment- Advanced Lighting Control | Interruptible Rider | Retail Trade | MW of Load | 1 | 2029 | 0.0075828
ENS | Base | C&I Curtailment | C&I Curtailment- Water Heating Control | Interruptible Rider | Miscellaneous | MW of Load | 1 | 2029 | 0.019314
ENS | Base | C&I Curtailment | C&I Curtailment- Water Heating Control | Interruptible Rider | Retail Trade | MW of Load | 1 | 2029 | 0.0025564
ENS | Base | C&I Curtailment | C&I Curtailment- Other | Interruptible Rider | Miscellaneous | MW of Load | 1 | 2029 | 0.34853
ENS | Base | C&I Curtailment | C&I Curtailment- Other | Interruptible Rider | Retail Trade | MW of Load | 1 | 2029 | 0.028134
ENS | Base | C&I Curtailment | C&I Curtailment- Industrial | Interruptible Rider | Manufacturing | MW of Load | 1 | 2029 | 0.61674
ENS | Base | Dynamic Pricing | Dynamic Pricing with enabling tech. | Small Commercial | Manufacturing | MW of Load | 1 | 2029 | 0.051432
ENS | Base | Dynamic Pricing | Dynamic Pricing with enabling tech. | Small Commercial | Miscellaneous | MW of Load | 1 | 2029 | 0.53711
ENS | Base | Dynamic Pricing | Dynamic Pricing with enabling tech. | Small Commercial | Offices | MW of Load | 1 | 2029 | 0.43291
ENS | Base | Dynamic Pricing | Dynamic Pricing with enabling tech. | Small Commercial | Retail Trade | MW of Load | 1 | 2029 | 0.98476
ENS | Base | Dynamic Pricing | Dynamic Pricing with enabling tech. | Small Commercial | Services | MW of Load | 1 | 2029 | 1.1852
ENS | Base | Dynamic Pricing | Dynamic Pricing w/o enabling tech. | Small Commercial | Manufacturing | MW of Load | 1 | 2029 | 0.0030377
ENS | Base | Dynamic Pricing | Dynamic Pricing w/o enabling tech. | Small Commercial | Miscellaneous | MW of Load | 1 | 2029 | 0.031723
ENS | Base | Dynamic Pricing | Dynamic Pricing w/o enabling tech. | Small Commercial | Offices | MW of Load | 1 | 2029 | 0.025569
ENS | Base | Dynamic Pricing | Dynamic Pricing w/o enabling tech. | Small Commercial | Retail Trade | MW of Load | 1 | 2029 | 0.058162
ENS | Base | Dynamic Pricing | Dynamic Pricing w/o enabling tech. | Small Commercial | Services | MW of Load | 1 | 2029 | 0.069999
ENS | Base | Dynamic Pricing | Dynamic Pricing with enabling tech. | Large Commercial | Offices | MW of Load | 1 | 2029 | 0.071134
ENS | Base | Dynamic Pricing | Dynamic Pricing with enabling tech. | Large Commercial | Services | MW of Load | 1 | 2029 | 0.46846
ENS | Base | Dynamic Pricing | Dynamic Pricing w/o enabling tech. | Large Commercial | Offices | MW of Load | 1 | 2029 | 0.026956
ENS | Base | Dynamic Pricing | Dynamic Pricing w/o enabling tech. | Large Commercial | Services | MW of Load | 1 | 2029 | 0.17752
ENS | Base | Dynamic Pricing | Dynamic Pricing with enabling tech. | Small Industrial | Manufacturing | MW of Load | 1 | 2029 | 0.078921
ENS | Base | Dynamic Pricing | Dynamic Pricing with enabling tech. | Small Industrial | Miscellaneous | MW of Load | 1 | 2029 | 0.10761
ENS | Base | Dynamic Pricing | Dynamic Pricing with enabling tech. | Small Industrial | Offices | MW of Load | 1 | 2029 | 0.0065925
ENS | Base | Dynamic Pricing | Dynamic Pricing with enabling tech. | Small Industrial | Retail Trade | MW of Load | 1 | 2029 | 0.018438
ENS | Base | Dynamic Pricing | Dynamic Pricing with enabling tech. | Small Industrial | Services | MW of Load | 1 | 2029 | 0.022985
ENS | Base | Dynamic Pricing | Dynamic Pricing w/o enabling tech. | Small Industrial | Manufacturing | MW of Load | 1 | 2029 | 0.0046613
ENS | Base | Dynamic Pricing | Dynamic Pricing w/o enabling tech. | Small Industrial | Miscellaneous | MW of Load | 1 | 2029 | 0.0063556
ENS | Base | Dynamic Pricing | Dynamic Pricing w/o enabling tech. | Small Industrial | Offices | MW of Load | 1 | 2029 | 0.00038937
ENS | Base | Dynamic Pricing | Dynamic Pricing w/o enabling tech. | Small Industrial | Retail Trade | MW of Load | 1 | 2029 | 0.001089
ENS | Base | Dynamic Pricing | Dynamic Pricing w/o enabling tech. | Small Industrial | Services | MW of Load | 1 | 2029 | 0.0013576
ENS | Base | Dynamic Pricing | Dynamic Pricing with enabling tech. | Large Industrial | Manufacturing | MW of Load | 1 | 2029 | 0.40738
ENS | Base | Dynamic Pricing | Dynamic Pricing with enabling tech. | Large Industrial | Miscellaneous | MW of Load | 1 | 2029 | 0.22677
ENS | Base | Dynamic Pricing | Dynamic Pricing with enabling tech. | Large Industrial | Offices | MW of Load | 1 | 2029 | 0.016459
ENS | Base | Dynamic Pricing | Dynamic Pricing with enabling tech. | Large Industrial | Retail Trade | MW of Load | 1 | 2029 | 0.077426
ENS | Base | Dynamic Pricing | Dynamic Pricing with enabling tech. | Large Industrial | Services | MW of Load | 1 | 2029 | 0.043401
ENS | Base | Dynamic Pricing | Dynamic Pricing w/o enabling tech. | Large Industrial | Manufacturing | MW of Load | 1 | 2029 | 0.15438
ENS | Base | Dynamic Pricing | Dynamic Pricing w/o enabling tech. | Large Industrial | Miscellaneous | MW of Load | 1 | 2029 | 0.085934
ENS | Base | Dynamic Pricing | Dynamic Pricing w/o enabling tech. | Large Industrial | Offices | MW of Load | 1 | 2029 | 0.0062371
ENS | Base | Dynamic Pricing | Dynamic Pricing w/o enabling tech. | Large Industrial | Retail Trade | MW of Load | 1 | 2029 | 0.02934
ENS | Base | Dynamic Pricing | Dynamic Pricing w/o enabling tech. | Large Industrial | Services | MW of Load | 1 | 2029 | 0.016447
ENS | Base | Dynamic Pricing | Dynamic Pricing with enabling tech. | Interruptible Rider | Manufacturing | MW of Load | 1 | 2029 | 0.10253
ENS | Base | Dynamic Pricing | Dynamic Pricing with enabling tech. | Interruptible Rider | Miscellaneous | MW of Load | 1 | 2029 | 0.22913
ENS | Base | Dynamic Pricing | Dynamic Pricing with enabling tech. | Interruptible Rider | Retail Trade | MW of Load | 1 | 2029 | 0.013488
ENS | Base | Dynamic Pricing | Dynamic Pricing w/o enabling tech. | Interruptible Rider | Manufacturing | MW of Load | 1 | 2029 | 0.038855
ENS | Base | Dynamic Pricing | Dynamic Pricing w/o enabling tech. | Interruptible Rider | Miscellaneous | MW of Load | 1 | 2029 | 0.086828
ENS | Base | Dynamic Pricing | Dynamic Pricing w/o enabling tech. | Interruptible Rider | Retail Trade | MW of Load | 1 | 2029 | 0.0051112
ENS | Base | Dynamic Pricing | Dynamic Pricing with enabling tech. | Residential | Residential Market Rate | MW of Load | 1 | 2029 | 18.2002
ENS | Base | Dynamic Pricing | Dynamic Pricing w/o enabling tech. | Residential | Residential Market Rate | MW of Load | 1 | 2029 | 10.1777
ENS | Base | BTM Battery Control | BTM Battery Control | Small Commercial | Manufacturing | MW of Load | 0 | 2029 | 0.041981
ENS | Base | BTM Battery Control | BTM Battery Control | Small Commercial | Miscellaneous | MW of Load | 0 | 2029 | 0.3107
ENS | Base | BTM Battery Control | BTM Battery Control | Small Commercial | Offices | MW of Load | 0 | 2029 | 0.10741
ENS | Base | BTM Battery Control | BTM Battery Control | Small Commercial | Retail Trade | MW of Load | 0 | 2029 | 0.18743
ENS | Base | BTM Battery Control | BTM Battery Control | Small Commercial | Services | MW of Load | 0 | 2029 | 0.408
ENS | Base | BTM Battery Control | BTM Battery Control | Large Commercial | Offices | MW of Load | 0 | 2029 | 0.04311
ENS | Base | BTM Battery Control | BTM Battery Control | Large Commercial | Services | MW of Load | 0 | 2029 | 0.22992
ENS | Base | BTM Battery Control | BTM Battery Control | Small Industrial | Manufacturing | MW of Load | 0 | 2029 | 0.0010243
ENS | Base | BTM Battery Control | BTM Battery Control | Small Industrial | Miscellaneous | MW of Load | 0 | 2029 | 0.0066695
ENS | Base | BTM Battery Control | BTM Battery Control | Small Industrial | Offices | MW of Load | 0 | 2029 | 0.0026422
ENS | Base | BTM Battery Control | BTM Battery Control | Small Industrial | Retail Trade | MW of Load | 0 | 2029 | 0.0045976
ENS | Base | BTM Battery Control | BTM Battery Control | Small Industrial | Services | MW of Load | 0 | 2029 | 0.01001
ENS | Base | BTM Battery Control | BTM Battery Control | Large Industrial | Manufacturing | MW of Load | 0 | 2029 | 0.028224
ENS | Base | BTM Battery Control | BTM Battery Control | Large Industrial | Miscellaneous | MW of Load | 0 | 2029 | 0.13086
ENS | Base | BTM Battery Control | BTM Battery Control | Large Industrial | Offices | MW of Load | 0 | 2029 | 0.015395
ENS | Base | BTM Battery Control | BTM Battery Control | Large Industrial | Retail Trade | MW of Load | 0 | 2029 | 0.076974
ENS | Base | BTM Battery Control | BTM Battery Control | Large Industrial | Services | MW of Load | 0 | 2029 | 0.16678
ENS | Base | BTM Battery Control | BTM Battery Control | Interruptible Rider | Manufacturing | MW of Load | 0 | 2029 | 0.037727
ENS | Base | BTM Battery Control | BTM Battery Control | Interruptible Rider | Miscellaneous | MW of Load | 0 | 2029 | 0.1006
ENS | Base | BTM Battery Control | BTM Battery Control | Interruptible Rider | Retail Trade | MW of Load | 0 | 2029 | 0.15091
ENS | Base | BTM Battery Control | BTM Battery Control | Residential | Residential LI | MW of Load | 0 | 2029 | 1.1885
ENS | Base | BTM Battery Control | BTM Battery Control | Residential | Residential Market Rate | MW of Load | 0 | 2029 | 7.3991
ENS | Base | EV Charging Control | EV Charging Control | EV | EV | MW of Load | 0 | 2029 | 0.77689
ENS | Base | Behavioral DR | Behavioral DR | Residential | Residential LI | MW of Load | 0 | 2029 | 0.42724
ENS | Base | Behavioral DR | Behavioral DR | Residential | Residential Market Rate | MW of Load | 0 | 2029 | 2.4259
ENS | Base | DLC | DLC-Switch-Water Heating | Small Commercial | Miscellaneous | MW of Load | 1 | 2030 | 0.042067
ENS | Base | DLC | DLC-Switch-Water Heating | Small Commercial | Offices | MW of Load | 1 | 2030 | 0.025192
ENS | Base | DLC | DLC-Switch-Water Heating | Small Commercial | Retail Trade | MW of Load | 1 | 2030 | 0.14451
ENS | Base | DLC | DLC-Switch-Water Heating | Small Commercial | Services | MW of Load | 1 | 2030 | 0.1737
ENS | Base | DLC | DLC-Thermostat-HVAC | Small Commercial | Miscellaneous | MW of Load | 1 | 2030 | 0.2597
ENS | Base | DLC | DLC-Thermostat-HVAC | Small Commercial | Offices | MW of Load | 1 | 2030 | 0.40251
ENS | Base | DLC | DLC-Thermostat-HVAC | Small Commercial | Retail Trade | MW of Load | 1 | 2030 | 0.37999
ENS | Base | DLC | DLC-Thermostat-HVAC | Small Commercial | Services | MW of Load | 1 | 2030 | 0.45735
ENS | Base | DLC | DLC-Switch-Water Heating | Small Industrial | Miscellaneous | MW of Load | 1 | 2030 | 0.0094546
ENS | Base | DLC | DLC-Switch-Water Heating | Small Industrial | Offices | MW of Load | 1 | 2030 | 0.00037273
ENS | Base | DLC | DLC-Switch-Water Heating | Small Industrial | Retail Trade | MW of Load | 1 | 2030 | 0.0025691
ENS | Base | DLC | DLC-Switch-Water Heating | Small Industrial | Services | MW of Load | 1 | 2030 | 0.0032027
ENS | Base | DLC | DLC-Thermostat-HVAC | Small Industrial | Miscellaneous | MW of Load | 1 | 2030 | 0.06236
ENS | Base | DLC | DLC-Thermostat-HVAC | Small Industrial | Offices | MW of Load | 1 | 2030 | 0.0062154
ENS | Base | DLC | DLC-Thermostat-HVAC | Small Industrial | Retail Trade | MW of Load | 1 | 2030 | 0.0074101
ENS | Base | DLC | DLC-Thermostat-HVAC | Small Industrial | Services | MW of Load | 1 | 2030 | 0.0092375
ENS | Base | DLC | DLC-Switch-Water Heating | Residential | Residential LI | MW of Load | 1 | 2030 | 4.4563
ENS | Base | DLC | DLC-Switch-Water Heating | Residential | Residential Market Rate | MW of Load | 1 | 2030 | 13.7914
ENS | Base | DLC | DLC-Thermostat-Heat Pump | Residential | Residential LI | MW of Load | 1 | 2030 | 0.76036
ENS | Base | DLC | DLC-Thermostat-Heat Pump | Residential | Residential Market Rate | MW of Load | 1 | 2030 | 9.0057
ENS | Base | DLC | DLC-Thermostat-Electric Furnace | Residential | Residential LI | MW of Load | 1 | 2030 | 4.3451
ENS | Base | DLC | DLC-Thermostat-Electric Furnace | Residential | Residential Market Rate | MW of Load | 1 | 2030 | 4.1429
ENS | Base | C&I Curtailment | C&I Curtailment- Manual HVAC Control | Large Commercial | Offices | MW of Load | 1 | 2030 | 0.038011
ENS | Base | C&I Curtailment | C&I Curtailment- Manual HVAC Control | Large Commercial | Services | MW of Load | 1 | 2030 | 0.072471
ENS | Base | C&I Curtailment | C&I Curtailment- Auto-DR HVAC Control | Large Commercial | Offices | MW of Load | 1 | 2030 | 0.16952
ENS | Base | C&I Curtailment | C&I Curtailment- Auto-DR HVAC Control | Large Commercial | Services | MW of Load | 1 | 2030 | 0.32321
ENS | Base | C&I Curtailment | C&I Curtailment- Standard Lighting Control | Large Commercial | Offices | MW of Load | 1 | 2030 | 0.011776
ENS | Base | C&I Curtailment | C&I Curtailment- Standard Lighting Control | Large Commercial | Services | MW of Load | 1 | 2030 | 0.080518
ENS | Base | C&I Curtailment | C&I Curtailment- Advanced Lighting Control | Large Commercial | Offices | MW of Load | 1 | 2030 | 0.0058878
ENS | Base | C&I Curtailment | C&I Curtailment- Advanced Lighting Control | Large Commercial | Services | MW of Load | 1 | 2030 | 0.040259
ENS | Base | C&I Curtailment | C&I Curtailment- Water Heating Control | Large Commercial | Offices | MW of Load | 1 | 2030 | 0.0015102
ENS | Base | C&I Curtailment | C&I Curtailment- Water Heating Control | Large Commercial | Services | MW of Load | 1 | 2030 | 0.016774
ENS | Base | C&I Curtailment | C&I Curtailment- Other | Large Commercial | Offices | MW of Load | 1 | 2030 | 0.025208
ENS | Base | C&I Curtailment | C&I Curtailment- Other | Large Commercial | Services | MW of Load | 1 | 2030 | 0.17151
ENS | Base | C&I Curtailment | C&I Curtailment- Manual HVAC Control | Large Industrial | Miscellaneous | MW of Load | 1 | 2030 | 0.013659
ENS | Base | C&I Curtailment | C&I Curtailment- Manual HVAC Control | Large Industrial | Offices | MW of Load | 1 | 2030 | 0.0088221
ENS | Base | C&I Curtailment | C&I Curtailment- Manual HVAC Control | Large Industrial | Retail Trade | MW of Load | 1 | 2030 | 0.023168
ENS | Base | C&I Curtailment | C&I Curtailment- Manual HVAC Control | Large Industrial | Services | MW of Load | 1 | 2030 | 0.0068755
ENS | Base | C&I Curtailment | C&I Curtailment- Auto-DR HVAC Control | Large Industrial | Miscellaneous | MW of Load | 1 | 2030 | 0.060915
ENS | Base | C&I Curtailment | C&I Curtailment- Auto-DR HVAC Control | Large Industrial | Offices | MW of Load | 1 | 2030 | 0.039344
ENS | Base | C&I Curtailment | C&I Curtailment- Auto-DR HVAC Control | Large Industrial | Retail Trade | MW of Load | 1 | 2030 | 0.10333
ENS | Base | C&I Curtailment | C&I Curtailment- Auto-DR HVAC Control | Large Industrial | Services | MW of Load | 1 | 2030 | 0.030663
ENS | Base | C&I Curtailment | C&I Curtailment- Standard Lighting Control | Large Industrial | Miscellaneous | MW of Load | 1 | 2030 | 0.016575
ENS | Base | C&I Curtailment | C&I Curtailment- Standard Lighting Control | Large Industrial | Offices | MW of Load | 1 | 2030 | 0.0031333
ENS | Base | C&I Curtailment | C&I Curtailment- Standard Lighting Control | Large Industrial | Retail Trade | MW of Load | 1 | 2030 | 0.025741
ENS | Base | C&I Curtailment | C&I Curtailment- Standard Lighting Control | Large Industrial | Services | MW of Load | 1 | 2030 | 0.0076389
ENS | Base | C&I Curtailment | C&I Curtailment- Advanced Lighting Control | Large Industrial | Miscellaneous | MW of Load | 1 | 2030 | 0.0082873
ENS | Base | C&I Curtailment | C&I Curtailment- Advanced Lighting Control | Large Industrial | Offices | MW of Load | 1 | 2030 | 0.0015667
ENS | Base | C&I Curtailment | C&I Curtailment- Advanced Lighting Control | Large Industrial | Retail Trade | MW of Load | 1 | 2030 | 0.012871
ENS | Base | C&I Curtailment | C&I Curtailment- Advanced Lighting Control | Large Industrial | Services | MW of Load | 1 | 2030 | 0.0038195
ENS | Base | C&I Curtailment | C&I Curtailment- Water Heating Control | Large Industrial | Miscellaneous | MW of Load | 1 | 2030 | 0.0010521
ENS | Base | C&I Curtailment | C&I Curtailment- Water Heating Control | Large Industrial | Offices | MW of Load | 1 | 2030 | 0.00031808
ENS | Base | C&I Curtailment | C&I Curtailment- Water Heating Control | Large Industrial | Retail Trade | MW of Load | 1 | 2030 | 0.0053626
ENS | Base | C&I Curtailment | C&I Curtailment- Water Heating Control | Large Industrial | Services | MW of Load | 1 | 2030 | 0.0015914
ENS | Base | C&I Curtailment | C&I Curtailment- Other | Large Industrial | Miscellaneous | MW of Load | 1 | 2030 | 0.022488
ENS | Base | C&I Curtailment | C&I Curtailment- Other | Large Industrial | Offices | MW of Load | 1 | 2030 | 0.0060896
ENS | Base | C&I Curtailment | C&I Curtailment- Other | Large Industrial | Retail Trade | MW of Load | 1 | 2030 | 0.054831
ENS | Base | C&I Curtailment | C&I Curtailment- Other | Large Industrial | Services | MW of Load | 1 | 2030 | 0.016272
ENS | Base | C&I Curtailment | C&I Curtailment- Industrial | Large Industrial | Manufacturing | MW of Load | 1 | 2030 | 0.80261
ENS | Base | C&I Curtailment | C&I Curtailment- Manual HVAC Control | Interruptible Rider | Miscellaneous | MW of Load | 1 | 2030 | 0.44798
ENS | Base | C&I Curtailment | C&I Curtailment- Manual HVAC Control | Interruptible Rider | Retail Trade | MW of Load | 1 | 2030 | 0.012124
ENS | Base | C&I Curtailment | C&I Curtailment- Auto-DR HVAC Control | Interruptible Rider | Miscellaneous | MW of Load | 1 | 2030 | 1.9979
ENS | Base | C&I Curtailment | C&I Curtailment- Auto-DR HVAC Control | Interruptible Rider | Retail Trade | MW of Load | 1 | 2030 | 0.054069
ENS | Base | C&I Curtailment | C&I Curtailment- Standard Lighting Control | Interruptible Rider | Miscellaneous | MW of Load | 1 | 2030 | 0.19924
ENS | Base | C&I Curtailment | C&I Curtailment- Standard Lighting Control | Interruptible Rider | Retail Trade | MW of Load | 1 | 2030 | 0.014728
ENS | Base | C&I Curtailment | C&I Curtailment- Advanced Lighting Control | Interruptible Rider | Miscellaneous | MW of Load | 1 | 2030 | 0.099618
ENS | Base | C&I Curtailment | C&I Curtailment- Advanced Lighting Control | Interruptible Rider | Retail Trade | MW of Load | 1 | 2030 | 0.0073642
ENS | Base | C&I Curtailment | C&I Curtailment- Water Heating Control | Interruptible Rider | Miscellaneous | MW of Load | 1 | 2030 | 0.019152
ENS | Base | C&I Curtailment | C&I Curtailment- Water Heating Control | Interruptible Rider | Retail Trade | MW of Load | 1 | 2030 | 0.0025413
ENS | Base | C&I Curtailment | C&I Curtailment- Other | Interruptible Rider | Miscellaneous | MW of Load | 1 | 2030 | 0.34525
ENS | Base | C&I Curtailment | C&I Curtailment- Other | Interruptible Rider | Retail Trade | MW of Load | 1 | 2030 | 0.027915
ENS | Base | C&I Curtailment | C&I Curtailment- Industrial | Interruptible Rider | Manufacturing | MW of Load | 1 | 2030 | 0.59882
ENS | Base | Dynamic Pricing | Dynamic Pricing with enabling tech. | Small Commercial | Manufacturing | MW of Load | 1 | 2030 | 0.049316
ENS | Base | Dynamic Pricing | Dynamic Pricing with enabling tech. | Small Commercial | Miscellaneous | MW of Load | 1 | 2030 | 0.52244
ENS | Base | Dynamic Pricing | Dynamic Pricing with enabling tech. | Small Commercial | Offices | MW of Load | 1 | 2030 | 0.42141
ENS | Base | Dynamic Pricing | Dynamic Pricing with enabling tech. | Small Commercial | Retail Trade | MW of Load | 1 | 2030 | 0.95416
ENS | Base | Dynamic Pricing | Dynamic Pricing with enabling tech. | Small Commercial | Services | MW of Load | 1 | 2030 | 1.1482
ENS | Base | Dynamic Pricing | Dynamic Pricing w/o enabling tech. | Small Commercial | Manufacturing | MW of Load | 1 | 2030 | 0.0029127
ENS | Base | Dynamic Pricing | Dynamic Pricing w/o enabling tech. | Small Commercial | Miscellaneous | MW of Load | 1 | 2030 | 0.030857
ENS | Base | Dynamic Pricing | Dynamic Pricing w/o enabling tech. | Small Commercial | Offices | MW of Load | 1 | 2030 | 0.024889
ENS | Base | Dynamic Pricing | Dynamic Pricing w/o enabling tech. | Small Commercial | Retail Trade | MW of Load | 1 | 2030 | 0.056355
ENS | Base | Dynamic Pricing | Dynamic Pricing w/o enabling tech. | Small Commercial | Services | MW of Load | 1 | 2030 | 0.067816
ENS | Base | Dynamic Pricing | Dynamic Pricing with enabling tech. | Large Commercial | Offices | MW of Load | 1 | 2030 | 0.06935
ENS | Base | Dynamic Pricing | Dynamic Pricing with enabling tech. | Large Commercial | Services | MW of Load | 1 | 2030 | 0.45623
ENS | Base | Dynamic Pricing | Dynamic Pricing w/o enabling tech. | Large Commercial | Offices | MW of Load | 1 | 2030 | 0.02628
ENS | Base | Dynamic Pricing | Dynamic Pricing w/o enabling tech. | Large Commercial | Services | MW of Load | 1 | 2030 | 0.17289
ENS | Base | Dynamic Pricing | Dynamic Pricing with enabling tech. | Small Industrial | Manufacturing | MW of Load | 1 | 2030 | 0.0775
ENS | Base | Dynamic Pricing | Dynamic Pricing with enabling tech. | Small Industrial | Miscellaneous | MW of Load | 1 | 2030 | 0.1071
ENS | Base | Dynamic Pricing | Dynamic Pricing with enabling tech. | Small Industrial | Offices | MW of Load | 1 | 2030 | 0.0065839
ENS | Base | Dynamic Pricing | Dynamic Pricing with enabling tech. | Small Industrial | Retail Trade | MW of Load | 1 | 2030 | 0.018405
ENS | Base | Dynamic Pricing | Dynamic Pricing with enabling tech. | Small Industrial | Services | MW of Load | 1 | 2030 | 0.022944
ENS | Base | Dynamic Pricing | Dynamic Pricing w/o enabling tech. | Small Industrial | Manufacturing | MW of Load | 1 | 2030 | 0.0045773
ENS | Base | Dynamic Pricing | Dynamic Pricing w/o enabling tech. | Small Industrial | Miscellaneous | MW of Load | 1 | 2030 | 0.0063257
ENS | Base | Dynamic Pricing | Dynamic Pricing w/o enabling tech. | Small Industrial | Offices | MW of Load | 1 | 2030 | 0.00038886
ENS | Base | Dynamic Pricing | Dynamic Pricing w/o enabling tech. | Small Industrial | Retail Trade | MW of Load | 1 | 2030 | 0.001087
ENS | Base | Dynamic Pricing | Dynamic Pricing w/o enabling tech. | Small Industrial | Services | MW of Load | 1 | 2030 | 0.0013551
ENS | Base | Dynamic Pricing | Dynamic Pricing with enabling tech. | Large Industrial | Manufacturing | MW of Load | 1 | 2030 | 0.4003
ENS | Base | Dynamic Pricing | Dynamic Pricing with enabling tech. | Large Industrial | Miscellaneous | MW of Load | 1 | 2030 | 0.22601
ENS | Base | Dynamic Pricing | Dynamic Pricing with enabling tech. | Large Industrial | Offices | MW of Load | 1 | 2030 | 0.016556
ENS | Base | Dynamic Pricing | Dynamic Pricing with enabling tech. | Large Industrial | Retail Trade | MW of Load | 1 | 2030 | 0.077216
ENS | Base | Dynamic Pricing | Dynamic Pricing with enabling tech. | Large Industrial | Services | MW of Load | 1 | 2030 | 0.043283
ENS | Base | Dynamic Pricing | Dynamic Pricing w/o enabling tech. | Large Industrial | Manufacturing | MW of Load | 1 | 2030 | 0.15169
ENS | Base | Dynamic Pricing | Dynamic Pricing w/o enabling tech. | Large Industrial | Miscellaneous | MW of Load | 1 | 2030 | 0.085645
ENS | Base | Dynamic Pricing | Dynamic Pricing w/o enabling tech. | Large Industrial | Offices | MW of Load | 1 | 2030 | 0.0062739
ENS | Base | Dynamic Pricing | Dynamic Pricing w/o enabling tech. | Large Industrial | Retail Trade | MW of Load | 1 | 2030 | 0.029261
ENS | Base | Dynamic Pricing | Dynamic Pricing w/o enabling tech. | Large Industrial | Services | MW of Load | 1 | 2030 | 0.016402
ENS | Base | Dynamic Pricing | Dynamic Pricing with enabling tech. | Interruptible Rider | Manufacturing | MW of Load | 1 | 2030 | 0.099555
ENS | Base | Dynamic Pricing | Dynamic Pricing with enabling tech. | Interruptible Rider | Miscellaneous | MW of Load | 1 | 2030 | 0.22615
ENS | Base | Dynamic Pricing | Dynamic Pricing with enabling tech. | Interruptible Rider | Retail Trade | MW of Load | 1 | 2030 | 0.013312
ENS | Base | Dynamic Pricing | Dynamic Pricing w/o enabling tech. | Interruptible Rider | Manufacturing | MW of Load | 1 | 2030 | 0.037726
ENS | Base | Dynamic Pricing | Dynamic Pricing w/o enabling tech. | Interruptible Rider | Miscellaneous | MW of Load | 1 | 2030 | 0.085697
ENS | Base | Dynamic Pricing | Dynamic Pricing w/o enabling tech. | Interruptible Rider | Retail Trade | MW of Load | 1 | 2030 | 0.0050444
ENS | Base | Dynamic Pricing | Dynamic Pricing with enabling tech. | Residential | Residential Market Rate | MW of Load | 1 | 2030 | 18.0313
ENS | Base | Dynamic Pricing | Dynamic Pricing w/o enabling tech. | Residential | Residential Market Rate | MW of Load | 1 | 2030 | 10.0833
ENS | Base | BTM Battery Control | BTM Battery Control | Small Commercial | Manufacturing | MW of Load | 0 | 2030 | 0.043084
ENS | Base | BTM Battery Control | BTM Battery Control | Small Commercial | Miscellaneous | MW of Load | 0 | 2030 | 0.31906
ENS | Base | BTM Battery Control | BTM Battery Control | Small Commercial | Offices | MW of Load | 0 | 2030 | 0.1102
ENS | Base | BTM Battery Control | BTM Battery Control | Small Commercial | Retail Trade | MW of Load | 0 | 2030 | 0.19232
ENS | Base | BTM Battery Control | BTM Battery Control | Small Commercial | Services | MW of Load | 0 | 2030 | 0.41868
ENS | Base | BTM Battery Control | BTM Battery Control | Large Commercial | Offices | MW of Load | 0 | 2030 | 0.044242
ENS | Base | BTM Battery Control | BTM Battery Control | Large Commercial | Services | MW of Load | 0 | 2030 | 0.23596
ENS | Base | BTM Battery Control | BTM Battery Control | Small Industrial | Manufacturing | MW of Load | 0 | 2030 | 0.0010512
ENS | Base | BTM Battery Control | BTM Battery Control | Small Industrial | Miscellaneous | MW of Load | 0 | 2030 | 0.0068445
ENS | Base | BTM Battery Control | BTM Battery Control | Small Industrial | Offices | MW of Load | 0 | 2030 | 0.0027115
ENS | Base | BTM Battery Control | BTM Battery Control | Small Industrial | Retail Trade | MW of Load | 0 | 2030 | 0.0047183
ENS | Base | BTM Battery Control | BTM Battery Control | Small Industrial | Services | MW of Load | 0 | 2030 | 0.010273
ENS | Base | BTM Battery Control | BTM Battery Control | Large Industrial | Manufacturing | MW of Load | 0 | 2030 | 0.028965
ENS | Base | BTM Battery Control | BTM Battery Control | Large Industrial | Miscellaneous | MW of Load | 0 | 2030 | 0.13429
ENS | Base | BTM Battery Control | BTM Battery Control | Large Industrial | Offices | MW of Load | 0 | 2030 | 0.015799
ENS | Base | BTM Battery Control | BTM Battery Control | Large Industrial | Retail Trade | MW of Load | 0 | 2030 | 0.078995
ENS | Base | BTM Battery Control | BTM Battery Control | Large Industrial | Services | MW of Load | 0 | 2030 | 0.17116
ENS | Base | BTM Battery Control | BTM Battery Control | Interruptible Rider | Manufacturing | MW of Load | 0 | 2030 | 0.038717
ENS | Base | BTM Battery Control | BTM Battery Control | Interruptible Rider | Miscellaneous | MW of Load | 0 | 2030 | 0.10325
ENS | Base | BTM Battery Control | BTM Battery Control | Interruptible Rider | Retail Trade | MW of Load | 0 | 2030 | 0.15487
ENS | Base | BTM Battery Control | BTM Battery Control | Residential | Residential LI | MW of Load | 0 | 2030 | 1.2257
ENS | Base | BTM Battery Control | BTM Battery Control | Residential | Residential Market Rate | MW of Load | 0 | 2030 | 7.6306
ENS | Base | EV Charging Control | EV Charging Control | EV | EV | MW of Load | 0 | 2030 | 0.93218
ENS | Base | Behavioral DR | Behavioral DR | Residential | Residential LI | MW of Load | 0 | 2030 | 0.42252
ENS | Base | Behavioral DR | Behavioral DR | Residential | Residential Market Rate | MW of Load | 0 | 2030 | 2.4034
ENS | Base | DLC | DLC-Switch-Water Heating | Small Commercial | Miscellaneous | MW of Load | 1 | 2031 | 0.041474
ENS | Base | DLC | DLC-Switch-Water Heating | Small Commercial | Offices | MW of Load | 1 | 2031 | 0.024779
ENS | Base | DLC | DLC-Switch-Water Heating | Small Commercial | Retail Trade | MW of Load | 1 | 2031 | 0.14247
ENS | Base | DLC | DLC-Switch-Water Heating | Small Commercial | Services | MW of Load | 1 | 2031 | 0.17119
ENS | Base | DLC | DLC-Thermostat-HVAC | Small Commercial | Miscellaneous | MW of Load | 1 | 2031 | 0.25062
ENS | Base | DLC | DLC-Thermostat-HVAC | Small Commercial | Offices | MW of Load | 1 | 2031 | 0.39257
ENS | Base | DLC | DLC-Thermostat-HVAC | Small Commercial | Retail Trade | MW of Load | 1 | 2031 | 0.36282
ENS | Base | DLC | DLC-Thermostat-HVAC | Small Commercial | Services | MW of Load | 1 | 2031 | 0.43664
ENS | Base | DLC | DLC-Switch-Water Heating | Small Industrial | Miscellaneous | MW of Load | 1 | 2031 | 0.0095028
ENS | Base | DLC | DLC-Switch-Water Heating | Small Industrial | Offices | MW of Load | 1 | 2031 | 0.00037353
ENS | Base | DLC | DLC-Switch-Water Heating | Small Industrial | Retail Trade | MW of Load | 1 | 2031 | 0.0025829
ENS | Base | DLC | DLC-Switch-Water Heating | Small Industrial | Services | MW of Load | 1 | 2031 | 0.0032198
ENS | Base | DLC | DLC-Thermostat-HVAC | Small Industrial | Miscellaneous | MW of Load | 1 | 2031 | 0.061727
ENS | Base | DLC | DLC-Thermostat-HVAC | Small Industrial | Offices | MW of Load | 1 | 2031 | 0.006206
ENS | Base | DLC | DLC-Thermostat-HVAC | Small Industrial | Retail Trade | MW of Load | 1 | 2031 | 0.0073058
ENS | Base | DLC | DLC-Thermostat-HVAC | Small Industrial | Services | MW of Load | 1 | 2031 | 0.0091075
ENS | Base | DLC | DLC-Switch-Water Heating | Residential | Residential LI | MW of Load | 1 | 2031 | 4.4344
ENS | Base | DLC | DLC-Switch-Water Heating | Residential | Residential Market Rate | MW of Load | 1 | 2031 | 13.7145
ENS | Base | DLC | DLC-Thermostat-Heat Pump | Residential | Residential LI | MW of Load | 1 | 2031 | 0.83287
ENS | Base | DLC | DLC-Thermostat-Heat Pump | Residential | Residential Market Rate | MW of Load | 1 | 2031 | 9.2328
ENS | Base | DLC | DLC-Thermostat-Electric Furnace | Residential | Residential LI | MW of Load | 1 | 2031 | 4.2683
ENS | Base | DLC | DLC-Thermostat-Electric Furnace | Residential | Residential Market Rate | MW of Load | 1 | 2031 | 3.9017
ENS | Base | C&I Curtailment | C&I Curtailment- Manual HVAC Control | Large Commercial | Offices | MW of Load | 1 | 2031 | 0.032439
ENS | Base | C&I Curtailment | C&I Curtailment- Manual HVAC Control | Large Commercial | Services | MW of Load | 1 | 2031 | 0.060661
ENS | Base | C&I Curtailment | C&I Curtailment- Auto-DR HVAC Control | Large Commercial | Offices | MW of Load | 1 | 2031 | 0.17407
ENS | Base | C&I Curtailment | C&I Curtailment- Auto-DR HVAC Control | Large Commercial | Services | MW of Load | 1 | 2031 | 0.32551
ENS | Base | C&I Curtailment | C&I Curtailment- Standard Lighting Control | Large Commercial | Offices | MW of Load | 1 | 2031 | 0.011058
ENS | Base | C&I Curtailment | C&I Curtailment- Standard Lighting Control | Large Commercial | Services | MW of Load | 1 | 2031 | 0.076524
ENS | Base | C&I Curtailment | C&I Curtailment- Advanced Lighting Control | Large Commercial | Offices | MW of Load | 1 | 2031 | 0.0055289
ENS | Base | C&I Curtailment | C&I Curtailment- Advanced Lighting Control | Large Commercial | Services | MW of Load | 1 | 2031 | 0.038262
ENS | Base | C&I Curtailment | C&I Curtailment- Water Heating Control | Large Commercial | Offices | MW of Load | 1 | 2031 | 0.0014995
ENS | Base | C&I Curtailment | C&I Curtailment- Water Heating Control | Large Commercial | Services | MW of Load | 1 | 2031 | 0.016655
ENS | Base | C&I Curtailment | C&I Curtailment- Other | Large Commercial | Offices | MW of Load | 1 | 2031 | 0.024681
ENS | Base | C&I Curtailment | C&I Curtailment- Other | Large Commercial | Services | MW of Load | 1 | 2031 | 0.16856
ENS | Base | C&I Curtailment | C&I Curtailment- Manual HVAC Control | Large Industrial | Miscellaneous | MW of Load | 1 | 2031 | 0.0118
ENS | Base | C&I Curtailment | C&I Curtailment- Manual HVAC Control | Large Industrial | Offices | MW of Load | 1 | 2031 | 0.0077455
ENS | Base | C&I Curtailment | C&I Curtailment- Manual HVAC Control | Large Industrial | Retail Trade | MW of Load | 1 | 2031 | 0.019858
ENS | Base | C&I Curtailment | C&I Curtailment- Manual HVAC Control | Large Industrial | Services | MW of Load | 1 | 2031 | 0.005893
ENS | Base | C&I Curtailment | C&I Curtailment- Auto-DR HVAC Control | Large Industrial | Miscellaneous | MW of Load | 1 | 2031 | 0.063318
ENS | Base | C&I Curtailment | C&I Curtailment- Auto-DR HVAC Control | Large Industrial | Offices | MW of Load | 1 | 2031 | 0.041563
ENS | Base | C&I Curtailment | C&I Curtailment- Auto-DR HVAC Control | Large Industrial | Retail Trade | MW of Load | 1 | 2031 | 0.10656
ENS | Base | C&I Curtailment | C&I Curtailment- Auto-DR HVAC Control | Large Industrial | Services | MW of Load | 1 | 2031 | 0.031622
ENS | Base | C&I Curtailment | C&I Curtailment- Standard Lighting Control | Large Industrial | Miscellaneous | MW of Load | 1 | 2031 | 0.016348
ENS | Base | C&I Curtailment | C&I Curtailment- Standard Lighting Control | Large Industrial | Offices | MW of Load | 1 | 2031 | 0.0030937
ENS | Base | C&I Curtailment | C&I Curtailment- Standard Lighting Control | Large Industrial | Retail Trade | MW of Load | 1 | 2031 | 0.025051
ENS | Base | C&I Curtailment | C&I Curtailment- Standard Lighting Control | Large Industrial | Services | MW of Load | 1 | 2031 | 0.0074341
ENS | Base | C&I Curtailment | C&I Curtailment- Advanced Lighting Control | Large Industrial | Miscellaneous | MW of Load | 1 | 2031 | 0.0081738
ENS | Base | C&I Curtailment | C&I Curtailment- Advanced Lighting Control | Large Industrial | Offices | MW of Load | 1 | 2031 | 0.0015468
ENS | Base | C&I Curtailment | C&I Curtailment- Advanced Lighting Control | Large Industrial | Retail Trade | MW of Load | 1 | 2031 | 0.012525
ENS | Base | C&I Curtailment | C&I Curtailment- Advanced Lighting Control | Large Industrial | Services | MW of Load | 1 | 2031 | 0.003717
ENS | Base | C&I Curtailment | C&I Curtailment- Water Heating Control | Large Industrial | Miscellaneous | MW of Load | 1 | 2031 | 0.0010543
ENS | Base | C&I Curtailment | C&I Curtailment- Water Heating Control | Large Industrial | Offices | MW of Load | 1 | 2031 | 0.00032171
ENS | Base | C&I Curtailment | C&I Curtailment- Water Heating Control | Large Industrial | Retail Trade | MW of Load | 1 | 2031 | 0.0054521
ENS | Base | C&I Curtailment | C&I Curtailment- Water Heating Control | Large Industrial | Services | MW of Load | 1 | 2031 | 0.001618
ENS | Base | C&I Curtailment | C&I Curtailment- Other | Large Industrial | Miscellaneous | MW of Load | 1 | 2031 | 0.022517
ENS | Base | C&I Curtailment | C&I Curtailment- Other | Large Industrial | Offices | MW of Load | 1 | 2031 | 0.006157
ENS | Base | C&I Curtailment | C&I Curtailment- Other | Large Industrial | Retail Trade | MW of Load | 1 | 2031 | 0.055179
ENS | Base | C&I Curtailment | C&I Curtailment- Other | Large Industrial | Services | MW of Load | 1 | 2031 | 0.016375
ENS | Base | C&I Curtailment | C&I Curtailment- Industrial | Large Industrial | Manufacturing | MW of Load | 1 | 2031 | 0.78851
ENS | Base | C&I Curtailment | C&I Curtailment- Manual HVAC Control | Interruptible Rider | Miscellaneous | MW of Load | 1 | 2031 | 0.38113
ENS | Base | C&I Curtailment | C&I Curtailment- Manual HVAC Control | Interruptible Rider | Retail Trade | MW of Load | 1 | 2031 | 0.01019
ENS | Base | C&I Curtailment | C&I Curtailment- Auto-DR HVAC Control | Interruptible Rider | Miscellaneous | MW of Load | 1 | 2031 | 2.0451
ENS | Base | C&I Curtailment | C&I Curtailment- Auto-DR HVAC Control | Interruptible Rider | Retail Trade | MW of Load | 1 | 2031 | 0.054682
ENS | Base | C&I Curtailment | C&I Curtailment- Standard Lighting Control | Interruptible Rider | Miscellaneous | MW of Load | 1 | 2031 | 0.19035
ENS | Base | C&I Curtailment | C&I Curtailment- Standard Lighting Control | Interruptible Rider | Retail Trade | MW of Load | 1 | 2031 | 0.014155
ENS | Base | C&I Curtailment | C&I Curtailment- Advanced Lighting Control | Interruptible Rider | Miscellaneous | MW of Load | 1 | 2031 | 0.095176
ENS | Base | C&I Curtailment | C&I Curtailment- Advanced Lighting Control | Interruptible Rider | Retail Trade | MW of Load | 1 | 2031 | 0.0070776
ENS | Base | C&I Curtailment | C&I Curtailment- Water Heating Control | Interruptible Rider | Miscellaneous | MW of Load | 1 | 2031 | 0.018791
ENS | Base | C&I Curtailment | C&I Curtailment- Water Heating Control | Interruptible Rider | Retail Trade | MW of Load | 1 | 2031 | 0.0025003
ENS | Base | C&I Curtailment | C&I Curtailment- Other | Interruptible Rider | Miscellaneous | MW of Load | 1 | 2031 | 0.33833
ENS | Base | C&I Curtailment | C&I Curtailment- Other | Interruptible Rider | Retail Trade | MW of Load | 1 | 2031 | 0.027404
ENS | Base | C&I Curtailment | C&I Curtailment- Industrial | Interruptible Rider | Manufacturing | MW of Load | 1 | 2031 | 0.57679
ENS | Base | Dynamic Pricing | Dynamic Pricing with enabling tech. | Small Commercial | Manufacturing | MW of Load | 1 | 2031 | 0.047405
ENS | Base | Dynamic Pricing | Dynamic Pricing with enabling tech. | Small Commercial | Miscellaneous | MW of Load | 1 | 2031 | 0.50856
ENS | Base | Dynamic Pricing | Dynamic Pricing with enabling tech. | Small Commercial | Offices | MW of Load | 1 | 2031 | 0.41048
ENS | Base | Dynamic Pricing | Dynamic Pricing with enabling tech. | Small Commercial | Retail Trade | MW of Load | 1 | 2031 | 0.92504
ENS | Base | Dynamic Pricing | Dynamic Pricing with enabling tech. | Small Commercial | Services | MW of Load | 1 | 2031 | 1.113
ENS | Base | Dynamic Pricing | Dynamic Pricing w/o enabling tech. | Small Commercial | Manufacturing | MW of Load | 1 | 2031 | 0.0027999
ENS | Base | Dynamic Pricing | Dynamic Pricing w/o enabling tech. | Small Commercial | Miscellaneous | MW of Load | 1 | 2031 | 0.030037
ENS | Base | Dynamic Pricing | Dynamic Pricing w/o enabling tech. | Small Commercial | Offices | MW of Load | 1 | 2031 | 0.024244
ENS | Base | Dynamic Pricing | Dynamic Pricing w/o enabling tech. | Small Commercial | Retail Trade | MW of Load | 1 | 2031 | 0.054635
ENS | Base | Dynamic Pricing | Dynamic Pricing w/o enabling tech. | Small Commercial | Services | MW of Load | 1 | 2031 | 0.065737
ENS | Base | Dynamic Pricing | Dynamic Pricing with enabling tech. | Large Commercial | Offices | MW of Load | 1 | 2031 | 0.067745
ENS | Base | Dynamic Pricing | Dynamic Pricing with enabling tech. | Large Commercial | Services | MW of Load | 1 | 2031 | 0.44521
ENS | Base | Dynamic Pricing | Dynamic Pricing w/o enabling tech. | Large Commercial | Offices | MW of Load | 1 | 2031 | 0.025672
ENS | Base | Dynamic Pricing | Dynamic Pricing w/o enabling tech. | Large Commercial | Services | MW of Load | 1 | 2031 | 0.16871
ENS | Base | Dynamic Pricing | Dynamic Pricing with enabling tech. | Small Industrial | Manufacturing | MW of Load | 1 | 2031 | 0.076277
ENS | Base | Dynamic Pricing | Dynamic Pricing with enabling tech. | Small Industrial | Miscellaneous | MW of Load | 1 | 2031 | 0.10664
ENS | Base | Dynamic Pricing | Dynamic Pricing with enabling tech. | Small Industrial | Offices | MW of Load | 1 | 2031 | 0.0065734
ENS | Base | Dynamic Pricing | Dynamic Pricing with enabling tech. | Small Industrial | Retail Trade | MW of Load | 1 | 2031 | 0.018363
ENS | Base | Dynamic Pricing | Dynamic Pricing with enabling tech. | Small Industrial | Services | MW of Load | 1 | 2031 | 0.022892
ENS | Base | Dynamic Pricing | Dynamic Pricing w/o enabling tech. | Small Industrial | Manufacturing | MW of Load | 1 | 2031 | 0.0045051
ENS | Base | Dynamic Pricing | Dynamic Pricing w/o enabling tech. | Small Industrial | Miscellaneous | MW of Load | 1 | 2031 | 0.0062983
ENS | Base | Dynamic Pricing | Dynamic Pricing w/o enabling tech. | Small Industrial | Offices | MW of Load | 1 | 2031 | 0.00038824
ENS | Base | Dynamic Pricing | Dynamic Pricing w/o enabling tech. | Small Industrial | Retail Trade | MW of Load | 1 | 2031 | 0.0010846
ENS | Base | Dynamic Pricing | Dynamic Pricing w/o enabling tech. | Small Industrial | Services | MW of Load | 1 | 2031 | 0.0013521
ENS | Base | Dynamic Pricing | Dynamic Pricing with enabling tech. | Large Industrial | Manufacturing | MW of Load | 1 | 2031 | 0.39327
ENS | Base | Dynamic Pricing | Dynamic Pricing with enabling tech. | Large Industrial | Miscellaneous | MW of Load | 1 | 2031 | 0.22535
ENS | Base | Dynamic Pricing | Dynamic Pricing with enabling tech. | Large Industrial | Offices | MW of Load | 1 | 2031 | 0.016688
ENS | Base | Dynamic Pricing | Dynamic Pricing with enabling tech. | Large Industrial | Retail Trade | MW of Load | 1 | 2031 | 0.077158
ENS | Base | Dynamic Pricing | Dynamic Pricing with enabling tech. | Large Industrial | Services | MW of Load | 1 | 2031 | 0.043251
ENS | Base | Dynamic Pricing | Dynamic Pricing w/o enabling tech. | Large Industrial | Manufacturing | MW of Load | 1 | 2031 | 0.14903
ENS | Base | Dynamic Pricing | Dynamic Pricing w/o enabling tech. | Large Industrial | Miscellaneous | MW of Load | 1 | 2031 | 0.085396
ENS | Base | Dynamic Pricing | Dynamic Pricing w/o enabling tech. | Large Industrial | Offices | MW of Load | 1 | 2031 | 0.0063239
ENS | Base | Dynamic Pricing | Dynamic Pricing w/o enabling tech. | Large Industrial | Retail Trade | MW of Load | 1 | 2031 | 0.029239
ENS | Base | Dynamic Pricing | Dynamic Pricing w/o enabling tech. | Large Industrial | Services | MW of Load | 1 | 2031 | 0.01639
ENS | Base | Dynamic Pricing | Dynamic Pricing with enabling tech. | Interruptible Rider | Manufacturing | MW of Load | 1 | 2031 | 0.095891
ENS | Base | Dynamic Pricing | Dynamic Pricing with enabling tech. | Interruptible Rider | Miscellaneous | MW of Load | 1 | 2031 | 0.22085
ENS | Base | Dynamic Pricing | Dynamic Pricing with enabling tech. | Interruptible Rider | Retail Trade | MW of Load | 1 | 2031 | 0.012998
ENS | Base | Dynamic Pricing | Dynamic Pricing w/o enabling tech. | Interruptible Rider | Manufacturing | MW of Load | 1 | 2031 | 0.036337
ENS | Base | Dynamic Pricing | Dynamic Pricing w/o enabling tech. | Interruptible Rider | Miscellaneous | MW of Load | 1 | 2031 | 0.083689
ENS | Base | Dynamic Pricing | Dynamic Pricing w/o enabling tech. | Interruptible Rider | Retail Trade | MW of Load | 1 | 2031 | 0.0049256
ENS | Base | Dynamic Pricing | Dynamic Pricing with enabling tech. | Residential | Residential Market Rate | MW of Load | 1 | 2031 | 17.8707
ENS | Base | Dynamic Pricing | Dynamic Pricing w/o enabling tech. | Residential | Residential Market Rate | MW of Load | 1 | 2031 | 9.9935
ENS | Base | BTM Battery Control | BTM Battery Control | Small Commercial | Manufacturing | MW of Load | 0 | 2031 | 0.043687
ENS | Base | BTM Battery Control | BTM Battery Control | Small Commercial | Miscellaneous | MW of Load | 0 | 2031 | 0.3237
ENS | Base | BTM Battery Control | BTM Battery Control | Small Commercial | Offices | MW of Load | 0 | 2031 | 0.11174
ENS | Base | BTM Battery Control | BTM Battery Control | Small Commercial | Retail Trade | MW of Load | 0 | 2031 | 0.19499
ENS | Base | BTM Battery Control | BTM Battery Control | Small Commercial | Services | MW of Load | 0 | 2031 | 0.42449
ENS | Base | BTM Battery Control | BTM Battery Control | Large Commercial | Offices | MW of Load | 0 | 2031 | 0.044862
ENS | Base | BTM Battery Control | BTM Battery Control | Large Commercial | Services | MW of Load | 0 | 2031 | 0.23926
ENS | Base | BTM Battery Control | BTM Battery Control | Small Industrial | Manufacturing | MW of Load | 0 | 2031 | 0.0010659
ENS | Base | BTM Battery Control | BTM Battery Control | Small Industrial | Miscellaneous | MW of Load | 0 | 2031 | 0.0069404
ENS | Base | BTM Battery Control | BTM Battery Control | Small Industrial | Offices | MW of Load | 0 | 2031 | 0.0027495
ENS | Base | BTM Battery Control | BTM Battery Control | Small Industrial | Retail Trade | MW of Load | 0 | 2031 | 0.0047844
ENS | Base | BTM Battery Control | BTM Battery Control | Small Industrial | Services | MW of Load | 0 | 2031 | 0.010417
ENS | Base | BTM Battery Control | BTM Battery Control | Large Industrial | Manufacturing | MW of Load | 0 | 2031 | 0.029371
ENS | Base | BTM Battery Control | BTM Battery Control | Large Industrial | Miscellaneous | MW of Load | 0 | 2031 | 0.13617
ENS | Base | BTM Battery Control | BTM Battery Control | Large Industrial | Offices | MW of Load | 0 | 2031 | 0.01602
ENS | Base | BTM Battery Control | BTM Battery Control | Large Industrial | Retail Trade | MW of Load | 0 | 2031 | 0.080102
ENS | Base | BTM Battery Control | BTM Battery Control | Large Industrial | Services | MW of Load | 0 | 2031 | 0.17355
ENS | Base | BTM Battery Control | BTM Battery Control | Interruptible Rider | Manufacturing | MW of Load | 0 | 2031 | 0.03926
ENS | Base | BTM Battery Control | BTM Battery Control | Interruptible Rider | Miscellaneous | MW of Load | 0 | 2031 | 0.10469
ENS | Base | BTM Battery Control | BTM Battery Control | Interruptible Rider | Retail Trade | MW of Load | 0 | 2031 | 0.15704
ENS | Base | BTM Battery Control | BTM Battery Control | Residential | Residential LI | MW of Load | 0 | 2031 | 1.249
ENS | Base | BTM Battery Control | BTM Battery Control | Residential | Residential Market Rate | MW of Load | 0 | 2031 | 7.7756
ENS | Base | EV Charging Control | EV Charging Control | EV | EV | MW of Load | 0 | 2031 | 1.1037
ENS | Base | Behavioral DR | Behavioral DR | Residential | Residential LI | MW of Load | 0 | 2031 | 0.41794
ENS | Base | Behavioral DR | Behavioral DR | Residential | Residential Market Rate | MW of Load | 0 | 2031 | 2.3819
ENS | Base | DLC | DLC-Switch-Water Heating | Small Commercial | Miscellaneous | MW of Load | 1 | 2032 | 0.040908
ENS | Base | DLC | DLC-Switch-Water Heating | Small Commercial | Offices | MW of Load | 1 | 2032 | 0.024382
ENS | Base | DLC | DLC-Switch-Water Heating | Small Commercial | Retail Trade | MW of Load | 1 | 2032 | 0.14051
ENS | Base | DLC | DLC-Switch-Water Heating | Small Commercial | Services | MW of Load | 1 | 2032 | 0.1688
ENS | Base | DLC | DLC-Thermostat-HVAC | Small Commercial | Miscellaneous | MW of Load | 1 | 2032 | 0.24197
ENS | Base | DLC | DLC-Thermostat-HVAC | Small Commercial | Offices | MW of Load | 1 | 2032 | 0.38308
ENS | Base | DLC | DLC-Thermostat-HVAC | Small Commercial | Retail Trade | MW of Load | 1 | 2032 | 0.34646
ENS | Base | DLC | DLC-Thermostat-HVAC | Small Commercial | Services | MW of Load | 1 | 2032 | 0.41692
ENS | Base | DLC | DLC-Switch-Water Heating | Small Industrial | Miscellaneous | MW of Load | 1 | 2032 | 0.0095517
ENS | Base | DLC | DLC-Switch-Water Heating | Small Industrial | Offices | MW of Load | 1 | 2032 | 0.00037432
ENS | Base | DLC | DLC-Switch-Water Heating | Small Industrial | Retail Trade | MW of Load | 1 | 2032 | 0.0025968
ENS | Base | DLC | DLC-Switch-Water Heating | Small Industrial | Services | MW of Load | 1 | 2032 | 0.0032373
ENS | Base | DLC | DLC-Thermostat-HVAC | Small Industrial | Miscellaneous | MW of Load | 1 | 2032 | 0.061106
ENS | Base | DLC | DLC-Thermostat-HVAC | Small Industrial | Offices | MW of Load | 1 | 2032 | 0.0061976
ENS | Base | DLC | DLC-Thermostat-HVAC | Small Industrial | Retail Trade | MW of Load | 1 | 2032 | 0.0072026
ENS | Base | DLC | DLC-Thermostat-HVAC | Small Industrial | Services | MW of Load | 1 | 2032 | 0.0089789
ENS | Base | DLC | DLC-Switch-Water Heating | Residential | Residential LI | MW of Load | 1 | 2032 | 4.417
ENS | Base | DLC | DLC-Switch-Water Heating | Residential | Residential Market Rate | MW of Load | 1 | 2032 | 13.6528
ENS | Base | DLC | DLC-Thermostat-Heat Pump | Residential | Residential LI | MW of Load | 1 | 2032 | 0.90538
ENS | Base | DLC | DLC-Thermostat-Heat Pump | Residential | Residential Market Rate | MW of Load | 1 | 2032 | 9.458
ENS | Base | DLC | DLC-Thermostat-Electric Furnace | Residential | Residential LI | MW of Load | 1 | 2032 | 4.192
ENS | Base | DLC | DLC-Thermostat-Electric Furnace | Residential | Residential Market Rate | MW of Load | 1 | 2032 | 3.665
ENS | Base | C&I Curtailment | C&I Curtailment- Manual HVAC Control | Large Commercial | Offices | MW of Load | 1 | 2032 | 0.027303
ENS | Base | C&I Curtailment | C&I Curtailment- Manual HVAC Control | Large Commercial | Services | MW of Load | 1 | 2032 | 0.050055
ENS | Base | C&I Curtailment | C&I Curtailment- Auto-DR HVAC Control | Large Commercial | Offices | MW of Load | 1 | 2032 | 0.17826
ENS | Base | C&I Curtailment | C&I Curtailment- Auto-DR HVAC Control | Large Commercial | Services | MW of Load | 1 | 2032 | 0.3268
ENS | Base | C&I Curtailment | C&I Curtailment- Standard Lighting Control | Large Commercial | Offices | MW of Load | 1 | 2032 | 0.010335
ENS | Base | C&I Curtailment | C&I Curtailment- Standard Lighting Control | Large Commercial | Services | MW of Load | 1 | 2032 | 0.072523
ENS | Base | C&I Curtailment | C&I Curtailment- Advanced Lighting Control | Large Commercial | Offices | MW of Load | 1 | 2032 | 0.0051677
ENS | Base | C&I Curtailment | C&I Curtailment- Advanced Lighting Control | Large Commercial | Services | MW of Load | 1 | 2032 | 0.036262
ENS | Base | C&I Curtailment | C&I Curtailment- Water Heating Control | Large Commercial | Offices | MW of Load | 1 | 2032 | 0.0014904
ENS | Base | C&I Curtailment | C&I Curtailment- Water Heating Control | Large Commercial | Services | MW of Load | 1 | 2032 | 0.016554
ENS | Base | C&I Curtailment | C&I Curtailment- Other | Large Commercial | Offices | MW of Load | 1 | 2032 | 0.024186
ENS | Base | C&I Curtailment | C&I Curtailment- Other | Large Commercial | Services | MW of Load | 1 | 2032 | 0.16581
ENS | Base | C&I Curtailment | C&I Curtailment- Manual HVAC Control | Large Industrial | Miscellaneous | MW of Load | 1 | 2032 | 0.010054
ENS | Base | C&I Curtailment | C&I Curtailment- Manual HVAC Control | Large Industrial | Offices | MW of Load | 1 | 2032 | 0.0067065
ENS | Base | C&I Curtailment | C&I Curtailment- Manual HVAC Control | Large Industrial | Retail Trade | MW of Load | 1 | 2032 | 0.016779
ENS | Base | C&I Curtailment | C&I Curtailment- Manual HVAC Control | Large Industrial | Services | MW of Load | 1 | 2032 | 0.0049794
ENS | Base | C&I Curtailment | C&I Curtailment- Auto-DR HVAC Control | Large Industrial | Miscellaneous | MW of Load | 1 | 2032 | 0.065643
ENS | Base | C&I Curtailment | C&I Curtailment- Auto-DR HVAC Control | Large Industrial | Offices | MW of Load | 1 | 2032 | 0.043785
ENS | Base | C&I Curtailment | C&I Curtailment- Auto-DR HVAC Control | Large Industrial | Retail Trade | MW of Load | 1 | 2032 | 0.10955
ENS | Base | C&I Curtailment | C&I Curtailment- Auto-DR HVAC Control | Large Industrial | Services | MW of Load | 1 | 2032 | 0.03251
ENS | Base | C&I Curtailment | C&I Curtailment- Standard Lighting Control | Large Industrial | Miscellaneous | MW of Load | 1 | 2032 | 0.016109
ENS | Base | C&I Curtailment | C&I Curtailment- Standard Lighting Control | Large Industrial | Offices | MW of Load | 1 | 2032 | 0.0030488
ENS | Base | C&I Curtailment | C&I Curtailment- Standard Lighting Control | Large Industrial | Retail Trade | MW of Load | 1 | 2032 | 0.024311
ENS | Base | C&I Curtailment | C&I Curtailment- Standard Lighting Control | Large Industrial | Services | MW of Load | 1 | 2032 | 0.0072145
ENS | Base | C&I Curtailment | C&I Curtailment- Advanced Lighting Control | Large Industrial | Miscellaneous | MW of Load | 1 | 2032 | 0.0080546
ENS | Base | C&I Curtailment | C&I Curtailment- Advanced Lighting Control | Large Industrial | Offices | MW of Load | 1 | 2032 | 0.0015244
ENS | Base | C&I Curtailment | C&I Curtailment- Advanced Lighting Control | Large Industrial | Retail Trade | MW of Load | 1 | 2032 | 0.012155
ENS | Base | C&I Curtailment | C&I Curtailment- Advanced Lighting Control | Large Industrial | Services | MW of Load | 1 | 2032 | 0.0036073
ENS | Base | C&I Curtailment | C&I Curtailment- Water Heating Control | Large Industrial | Miscellaneous | MW of Load | 1 | 2032 | 0.0010575
ENS | Base | C&I Curtailment | C&I Curtailment- Water Heating Control | Large Industrial | Offices | MW of Load | 1 | 2032 | 0.00032571
ENS | Base | C&I Curtailment | C&I Curtailment- Water Heating Control | Large Industrial | Retail Trade | MW of Load | 1 | 2032 | 0.0055491
ENS | Base | C&I Curtailment | C&I Curtailment- Water Heating Control | Large Industrial | Services | MW of Load | 1 | 2032 | 0.0016467
ENS | Base | C&I Curtailment | C&I Curtailment- Other | Large Industrial | Miscellaneous | MW of Load | 1 | 2032 | 0.022569
ENS | Base | C&I Curtailment | C&I Curtailment- Other | Large Industrial | Offices | MW of Load | 1 | 2032 | 0.0062314
ENS | Base | C&I Curtailment | C&I Curtailment- Other | Large Industrial | Retail Trade | MW of Load | 1 | 2032 | 0.055583
ENS | Base | C&I Curtailment | C&I Curtailment- Other | Large Industrial | Services | MW of Load | 1 | 2032 | 0.016495
ENS | Base | C&I Curtailment | C&I Curtailment- Industrial | Large Industrial | Manufacturing | MW of Load | 1 | 2032 | 0.77493
ENS | Base | C&I Curtailment | C&I Curtailment- Manual HVAC Control | Interruptible Rider | Miscellaneous | MW of Load | 1 | 2032 | 0.31954
ENS | Base | C&I Curtailment | C&I Curtailment- Manual HVAC Control | Interruptible Rider | Retail Trade | MW of Load | 1 | 2032 | 0.0084394
ENS | Base | C&I Curtailment | C&I Curtailment- Auto-DR HVAC Control | Interruptible Rider | Miscellaneous | MW of Load | 1 | 2032 | 2.0862
ENS | Base | C&I Curtailment | C&I Curtailment- Auto-DR HVAC Control | Interruptible Rider | Retail Trade | MW of Load | 1 | 2032 | 0.055099
ENS | Base | C&I Curtailment | C&I Curtailment- Standard Lighting Control | Interruptible Rider | Miscellaneous | MW of Load | 1 | 2032 | 0.18141
ENS | Base | C&I Curtailment | C&I Curtailment- Standard Lighting Control | Interruptible Rider | Retail Trade | MW of Load | 1 | 2032 | 0.01358
ENS | Base | C&I Curtailment | C&I Curtailment- Advanced Lighting Control | Interruptible Rider | Miscellaneous | MW of Load | 1 | 2032 | 0.090703
ENS | Base | C&I Curtailment | C&I Curtailment- Advanced Lighting Control | Interruptible Rider | Retail Trade | MW of Load | 1 | 2032 | 0.00679
ENS | Base | C&I Curtailment | C&I Curtailment- Water Heating Control | Interruptible Rider | Miscellaneous | MW of Load | 1 | 2032 | 0.018443
ENS | Base | C&I Curtailment | C&I Curtailment- Water Heating Control | Interruptible Rider | Retail Trade | MW of Load | 1 | 2032 | 0.0024609
ENS | Base | C&I Curtailment | C&I Curtailment- Other | Interruptible Rider | Miscellaneous | MW of Load | 1 | 2032 | 0.33157
ENS | Base | C&I Curtailment | C&I Curtailment- Other | Interruptible Rider | Retail Trade | MW of Load | 1 | 2032 | 0.026907
ENS | Base | C&I Curtailment | C&I Curtailment- Industrial | Interruptible Rider | Manufacturing | MW of Load | 1 | 2032 | 0.55538
ENS | Base | Dynamic Pricing | Dynamic Pricing with enabling tech. | Small Commercial | Manufacturing | MW of Load | 1 | 2032 | 0.045555
ENS | Base | Dynamic Pricing | Dynamic Pricing with enabling tech. | Small Commercial | Miscellaneous | MW of Load | 1 | 2032 | 0.49513
ENS | Base | Dynamic Pricing | Dynamic Pricing with enabling tech. | Small Commercial | Offices | MW of Load | 1 | 2032 | 0.39991
ENS | Base | Dynamic Pricing | Dynamic Pricing with enabling tech. | Small Commercial | Retail Trade | MW of Load | 1 | 2032 | 0.89685
ENS | Base | Dynamic Pricing | Dynamic Pricing with enabling tech. | Small Commercial | Services | MW of Load | 1 | 2032 | 1.0789
ENS | Base | Dynamic Pricing | Dynamic Pricing w/o enabling tech. | Small Commercial | Manufacturing | MW of Load | 1 | 2032 | 0.0026906
ENS | Base | Dynamic Pricing | Dynamic Pricing w/o enabling tech. | Small Commercial | Miscellaneous | MW of Load | 1 | 2032 | 0.029243
ENS | Base | Dynamic Pricing | Dynamic Pricing w/o enabling tech. | Small Commercial | Offices | MW of Load | 1 | 2032 | 0.02362
ENS | Base | Dynamic Pricing | Dynamic Pricing w/o enabling tech. | Small Commercial | Retail Trade | MW of Load | 1 | 2032 | 0.05297
ENS | Base | Dynamic Pricing | Dynamic Pricing w/o enabling tech. | Small Commercial | Services | MW of Load | 1 | 2032 | 0.063725
ENS | Base | Dynamic Pricing | Dynamic Pricing with enabling tech. | Large Commercial | Offices | MW of Load | 1 | 2032 | 0.066229
ENS | Base | Dynamic Pricing | Dynamic Pricing with enabling tech. | Large Commercial | Services | MW of Load | 1 | 2032 | 0.43477
ENS | Base | Dynamic Pricing | Dynamic Pricing w/o enabling tech. | Large Commercial | Offices | MW of Load | 1 | 2032 | 0.025097
ENS | Base | Dynamic Pricing | Dynamic Pricing w/o enabling tech. | Large Commercial | Services | MW of Load | 1 | 2032 | 0.16475
ENS | Base | Dynamic Pricing | Dynamic Pricing with enabling tech. | Small Industrial | Manufacturing | MW of Load | 1 | 2032 | 0.075027
ENS | Base | Dynamic Pricing | Dynamic Pricing with enabling tech. | Small Industrial | Miscellaneous | MW of Load | 1 | 2032 | 0.10615
ENS | Base | Dynamic Pricing | Dynamic Pricing with enabling tech. | Small Industrial | Offices | MW of Load | 1 | 2032 | 0.0065617
ENS | Base | Dynamic Pricing | Dynamic Pricing with enabling tech. | Small Industrial | Retail Trade | MW of Load | 1 | 2032 | 0.018318
ENS | Base | Dynamic Pricing | Dynamic Pricing with enabling tech. | Small Industrial | Services | MW of Load | 1 | 2032 | 0.022835
ENS | Base | Dynamic Pricing | Dynamic Pricing w/o enabling tech. | Small Industrial | Manufacturing | MW of Load | 1 | 2032 | 0.0044313
ENS | Base | Dynamic Pricing | Dynamic Pricing w/o enabling tech. | Small Industrial | Miscellaneous | MW of Load | 1 | 2032 | 0.0062695
ENS | Base | Dynamic Pricing | Dynamic Pricing w/o enabling tech. | Small Industrial | Offices | MW of Load | 1 | 2032 | 0.00038755
ENS | Base | Dynamic Pricing | Dynamic Pricing w/o enabling tech. | Small Industrial | Retail Trade | MW of Load | 1 | 2032 | 0.0010819
ENS | Base | Dynamic Pricing | Dynamic Pricing w/o enabling tech. | Small Industrial | Services | MW of Load | 1 | 2032 | 0.0013487
ENS | Base | Dynamic Pricing | Dynamic Pricing with enabling tech. | Large Industrial | Manufacturing | MW of Load | 1 | 2032 | 0.3865
ENS | Base | Dynamic Pricing | Dynamic Pricing with enabling tech. | Large Industrial | Miscellaneous | MW of Load | 1 | 2032 | 0.22489
ENS | Base | Dynamic Pricing | Dynamic Pricing with enabling tech. | Large Industrial | Offices | MW of Load | 1 | 2032 | 0.016836
ENS | Base | Dynamic Pricing | Dynamic Pricing with enabling tech. | Large Industrial | Retail Trade | MW of Load | 1 | 2032 | 0.077157
ENS | Base | Dynamic Pricing | Dynamic Pricing with enabling tech. | Large Industrial | Services | MW of Load | 1 | 2032 | 0.04325
ENS | Base | Dynamic Pricing | Dynamic Pricing w/o enabling tech. | Large Industrial | Manufacturing | MW of Load | 1 | 2032 | 0.14646
ENS | Base | Dynamic Pricing | Dynamic Pricing w/o enabling tech. | Large Industrial | Miscellaneous | MW of Load | 1 | 2032 | 0.08522
ENS | Base | Dynamic Pricing | Dynamic Pricing w/o enabling tech. | Large Industrial | Offices | MW of Load | 1 | 2032 | 0.0063801
ENS | Base | Dynamic Pricing | Dynamic Pricing w/o enabling tech. | Large Industrial | Retail Trade | MW of Load | 1 | 2032 | 0.029239
ENS | Base | Dynamic Pricing | Dynamic Pricing w/o enabling tech. | Large Industrial | Services | MW of Load | 1 | 2032 | 0.01639
ENS | Base | Dynamic Pricing | Dynamic Pricing with enabling tech. | Interruptible Rider | Manufacturing | MW of Load | 1 | 2032 | 0.092331
ENS | Base | Dynamic Pricing | Dynamic Pricing with enabling tech. | Interruptible Rider | Miscellaneous | MW of Load | 1 | 2032 | 0.21568
ENS | Base | Dynamic Pricing | Dynamic Pricing with enabling tech. | Interruptible Rider | Retail Trade | MW of Load | 1 | 2032 | 0.012693
ENS | Base | Dynamic Pricing | Dynamic Pricing w/o enabling tech. | Interruptible Rider | Manufacturing | MW of Load | 1 | 2032 | 0.034989
ENS | Base | Dynamic Pricing | Dynamic Pricing w/o enabling tech. | Interruptible Rider | Miscellaneous | MW of Load | 1 | 2032 | 0.081733
ENS | Base | Dynamic Pricing | Dynamic Pricing w/o enabling tech. | Interruptible Rider | Retail Trade | MW of Load | 1 | 2032 | 0.0048098
ENS | Base | Dynamic Pricing | Dynamic Pricing with enabling tech. | Residential | Residential Market Rate | MW of Load | 1 | 2032 | 17.7252
ENS | Base | Dynamic Pricing | Dynamic Pricing w/o enabling tech. | Residential | Residential Market Rate | MW of Load | 1 | 2032 | 9.9121
ENS | Base | BTM Battery Control | BTM Battery Control | Small Commercial | Manufacturing | MW of Load | 0 | 2032 | 0.044012
ENS | Base | BTM Battery Control | BTM Battery Control | Small Commercial | Miscellaneous | MW of Load | 0 | 2032 | 0.3263
ENS | Base | BTM Battery Control | BTM Battery Control | Small Commercial | Offices | MW of Load | 0 | 2032 | 0.11257
ENS | Base | BTM Battery Control | BTM Battery Control | Small Commercial | Retail Trade | MW of Load | 0 | 2032 | 0.19644
ENS | Base | BTM Battery Control | BTM Battery Control | Small Commercial | Services | MW of Load | 0 | 2032 | 0.42761
ENS | Base | BTM Battery Control | BTM Battery Control | Large Commercial | Offices | MW of Load | 0 | 2032 | 0.045195
ENS | Base | BTM Battery Control | BTM Battery Control | Large Commercial | Services | MW of Load | 0 | 2032 | 0.24104
ENS | Base | BTM Battery Control | BTM Battery Control | Small Industrial | Manufacturing | MW of Load | 0 | 2032 | 0.0010738
ENS | Base | BTM Battery Control | BTM Battery Control | Small Industrial | Miscellaneous | MW of Load | 0 | 2032 | 0.006992
ENS | Base | BTM Battery Control | BTM Battery Control | Small Industrial | Offices | MW of Load | 0 | 2032 | 0.00277
ENS | Base | BTM Battery Control | BTM Battery Control | Small Industrial | Retail Trade | MW of Load | 0 | 2032 | 0.00482
ENS | Base | BTM Battery Control | BTM Battery Control | Small Industrial | Services | MW of Load | 0 | 2032 | 0.010494
ENS | Base | BTM Battery Control | BTM Battery Control | Large Industrial | Manufacturing | MW of Load | 0 | 2032 | 0.029589
ENS | Base | BTM Battery Control | BTM Battery Control | Large Industrial | Miscellaneous | MW of Load | 0 | 2032 | 0.13718
ENS | Base | BTM Battery Control | BTM Battery Control | Large Industrial | Offices | MW of Load | 0 | 2032 | 0.016139
ENS | Base | BTM Battery Control | BTM Battery Control | Large Industrial | Retail Trade | MW of Load | 0 | 2032 | 0.080697
ENS | Base | BTM Battery Control | BTM Battery Control | Large Industrial | Services | MW of Load | 0 | 2032 | 0.17484
ENS | Base | BTM Battery Control | BTM Battery Control | Interruptible Rider | Manufacturing | MW of Load | 0 | 2032 | 0.039551
ENS | Base | BTM Battery Control | BTM Battery Control | Interruptible Rider | Miscellaneous | MW of Load | 0 | 2032 | 0.10547
ENS | Base | BTM Battery Control | BTM Battery Control | Interruptible Rider | Retail Trade | MW of Load | 0 | 2032 | 0.15821
ENS | Base | BTM Battery Control | BTM Battery Control | Residential | Residential LI | MW of Load | 0 | 2032 | 1.2645
ENS | Base | BTM Battery Control | BTM Battery Control | Residential | Residential Market Rate | MW of Load | 0 | 2032 | 7.8718
ENS | Base | EV Charging Control | EV Charging Control | EV | EV | MW of Load | 0 | 2032 | 1.2928
ENS | Base | Behavioral DR | Behavioral DR | Residential | Residential LI | MW of Load | 0 | 2032 | 0.41361
ENS | Base | Behavioral DR | Behavioral DR | Residential | Residential Market Rate | MW of Load | 0 | 2032 | 2.3626
ENS | Base | DLC | DLC-Switch-Water Heating | Small Commercial | Miscellaneous | MW of Load | 1 | 2033 | 0.040374
ENS | Base | DLC | DLC-Switch-Water Heating | Small Commercial | Offices | MW of Load | 1 | 2033 | 0.024005
ENS | Base | DLC | DLC-Switch-Water Heating | Small Commercial | Retail Trade | MW of Load | 1 | 2033 | 0.13865
ENS | Base | DLC | DLC-Switch-Water Heating | Small Commercial | Services | MW of Load | 1 | 2033 | 0.16653
ENS | Base | DLC | DLC-Thermostat-HVAC | Small Commercial | Miscellaneous | MW of Load | 1 | 2033 | 0.23379
ENS | Base | DLC | DLC-Thermostat-HVAC | Small Commercial | Offices | MW of Load | 1 | 2033 | 0.37408
ENS | Base | DLC | DLC-Thermostat-HVAC | Small Commercial | Retail Trade | MW of Load | 1 | 2033 | 0.33092
ENS | Base | DLC | DLC-Thermostat-HVAC | Small Commercial | Services | MW of Load | 1 | 2033 | 0.39817
ENS | Base | DLC | DLC-Switch-Water Heating | Small Industrial | Miscellaneous | MW of Load | 1 | 2033 | 0.0096009
ENS | Base | DLC | DLC-Switch-Water Heating | Small Industrial | Offices | MW of Load | 1 | 2033 | 0.00037509
ENS | Base | DLC | DLC-Switch-Water Heating | Small Industrial | Retail Trade | MW of Load | 1 | 2033 | 0.0026109
ENS | Base | DLC | DLC-Switch-Water Heating | Small Industrial | Services | MW of Load | 1 | 2033 | 0.0032548
ENS | Base | DLC | DLC-Thermostat-HVAC | Small Industrial | Miscellaneous | MW of Load | 1 | 2033 | 0.060523
ENS | Base | DLC | DLC-Thermostat-HVAC | Small Industrial | Offices | MW of Load | 1 | 2033 | 0.0061895
ENS | Base | DLC | DLC-Thermostat-HVAC | Small Industrial | Retail Trade | MW of Load | 1 | 2033 | 0.0070989
ENS | Base | DLC | DLC-Thermostat-HVAC | Small Industrial | Services | MW of Load | 1 | 2033 | 0.0088495
ENS | Base | DLC | DLC-Switch-Water Heating | Residential | Residential LI | MW of Load | 1 | 2033 | 4.4033
ENS | Base | DLC | DLC-Switch-Water Heating | Residential | Residential Market Rate | MW of Load | 1 | 2033 | 13.6032
ENS | Base | DLC | DLC-Thermostat-Heat Pump | Residential | Residential LI | MW of Load | 1 | 2033 | 0.97712
ENS | Base | DLC | DLC-Thermostat-Heat Pump | Residential | Residential Market Rate | MW of Load | 1 | 2033 | 9.681
ENS | Base | DLC | DLC-Thermostat-Electric Furnace | Residential | Residential LI | MW of Load | 1 | 2033 | 4.1173
ENS | Base | DLC | DLC-Thermostat-Electric Furnace | Residential | Residential Market Rate | MW of Load | 1 | 2033 | 3.4327
ENS | Base | C&I Curtailment | C&I Curtailment- Manual HVAC Control | Large Commercial | Offices | MW of Load | 1 | 2033 | 0.026802
ENS | Base | C&I Curtailment | C&I Curtailment- Manual HVAC Control | Large Commercial | Services | MW of Load | 1 | 2033 | 0.048151
ENS | Base | C&I Curtailment | C&I Curtailment- Auto-DR HVAC Control | Large Commercial | Offices | MW of Load | 1 | 2033 | 0.17499
ENS | Base | C&I Curtailment | C&I Curtailment- Auto-DR HVAC Control | Large Commercial | Services | MW of Load | 1 | 2033 | 0.31437
ENS | Base | C&I Curtailment | C&I Curtailment- Standard Lighting Control | Large Commercial | Offices | MW of Load | 1 | 2033 | 0.0097
ENS | Base | C&I Curtailment | C&I Curtailment- Standard Lighting Control | Large Commercial | Services | MW of Load | 1 | 2033 | 0.069006
ENS | Base | C&I Curtailment | C&I Curtailment- Advanced Lighting Control | Large Commercial | Offices | MW of Load | 1 | 2033 | 0.00485
ENS | Base | C&I Curtailment | C&I Curtailment- Advanced Lighting Control | Large Commercial | Services | MW of Load | 1 | 2033 | 0.034503
ENS | Base | C&I Curtailment | C&I Curtailment- Water Heating Control | Large Commercial | Offices | MW of Load | 1 | 2033 | 0.0014824
ENS | Base | C&I Curtailment | C&I Curtailment- Water Heating Control | Large Commercial | Services | MW of Load | 1 | 2033 | 0.016465
ENS | Base | C&I Curtailment | C&I Curtailment- Other | Large Commercial | Offices | MW of Load | 1 | 2033 | 0.023716
ENS | Base | C&I Curtailment | C&I Curtailment- Other | Large Commercial | Services | MW of Load | 1 | 2033 | 0.16323
ENS | Base | C&I Curtailment | C&I Curtailment- Manual HVAC Control | Large Industrial | Miscellaneous | MW of Load | 1 | 2033 | 0.009925
ENS | Base | C&I Curtailment | C&I Curtailment- Manual HVAC Control | Large Industrial | Offices | MW of Load | 1 | 2033 | 0.0067211
ENS | Base | C&I Curtailment | C&I Curtailment- Manual HVAC Control | Large Industrial | Retail Trade | MW of Load | 1 | 2033 | 0.016402
ENS | Base | C&I Curtailment | C&I Curtailment- Manual HVAC Control | Large Industrial | Services | MW of Load | 1 | 2033 | 0.0048675
ENS | Base | C&I Curtailment | C&I Curtailment- Auto-DR HVAC Control | Large Industrial | Miscellaneous | MW of Load | 1 | 2033 | 0.064799
ENS | Base | C&I Curtailment | C&I Curtailment- Auto-DR HVAC Control | Large Industrial | Offices | MW of Load | 1 | 2033 | 0.043881
ENS | Base | C&I Curtailment | C&I Curtailment- Auto-DR HVAC Control | Large Industrial | Retail Trade | MW of Load | 1 | 2033 | 0.10709
ENS | Base | C&I Curtailment | C&I Curtailment- Auto-DR HVAC Control | Large Industrial | Services | MW of Load | 1 | 2033 | 0.031779
ENS | Base | C&I Curtailment | C&I Curtailment- Standard Lighting Control | Large Industrial | Miscellaneous | MW of Load | 1 | 2033 | 0.015832
ENS | Base | C&I Curtailment | C&I Curtailment- Standard Lighting Control | Large Industrial | Offices | MW of Load | 1 | 2033 | 0.0029937
ENS | Base | C&I Curtailment | C&I Curtailment- Standard Lighting Control | Large Industrial | Retail Trade | MW of Load | 1 | 2033 | 0.023506
ENS | Base | C&I Curtailment | C&I Curtailment- Standard Lighting Control | Large Industrial | Services | MW of Load | 1 | 2033 | 0.0069757
ENS | Base | C&I Curtailment | C&I Curtailment- Advanced Lighting Control | Large Industrial | Miscellaneous | MW of Load | 1 | 2033 | 0.0079158
ENS | Base | C&I Curtailment | C&I Curtailment- Advanced Lighting Control | Large Industrial | Offices | MW of Load | 1 | 2033 | 0.0014968
ENS | Base | C&I Curtailment | C&I Curtailment- Advanced Lighting Control | Large Industrial | Retail Trade | MW of Load | 1 | 2033 | 0.011753
ENS | Base | C&I Curtailment | C&I Curtailment- Advanced Lighting Control | Large Industrial | Services | MW of Load | 1 | 2033 | 0.0034878
ENS | Base | C&I Curtailment | C&I Curtailment- Water Heating Control | Large Industrial | Miscellaneous | MW of Load | 1 | 2033 | 0.0010566
ENS | Base | C&I Curtailment | C&I Curtailment- Water Heating Control | Large Industrial | Offices | MW of Load | 1 | 2033 | 0.00032745
ENS | Base | C&I Curtailment | C&I Curtailment- Water Heating Control | Large Industrial | Retail Trade | MW of Load | 1 | 2033 | 0.0056087
ENS | Base | C&I Curtailment | C&I Curtailment- Water Heating Control | Large Industrial | Services | MW of Load | 1 | 2033 | 0.0016644
ENS | Base | C&I Curtailment | C&I Curtailment- Other | Large Industrial | Miscellaneous | MW of Load | 1 | 2033 | 0.022501
ENS | Base | C&I Curtailment | C&I Curtailment- Other | Large Industrial | Offices | MW of Load | 1 | 2033 | 0.006263
ENS | Base | C&I Curtailment | C&I Curtailment- Other | Large Industrial | Retail Trade | MW of Load | 1 | 2033 | 0.055603
ENS | Base | C&I Curtailment | C&I Curtailment- Other | Large Industrial | Services | MW of Load | 1 | 2033 | 0.016501
ENS | Base | C&I Curtailment | C&I Curtailment- Industrial | Large Industrial | Manufacturing | MW of Load | 1 | 2033 | 0.75965
ENS | Base | C&I Curtailment | C&I Curtailment- Manual HVAC Control | Interruptible Rider | Miscellaneous | MW of Load | 1 | 2033 | 0.31222
ENS | Base | C&I Curtailment | C&I Curtailment- Manual HVAC Control | Interruptible Rider | Retail Trade | MW of Load | 1 | 2033 | 0.0081423
ENS | Base | C&I Curtailment | C&I Curtailment- Auto-DR HVAC Control | Interruptible Rider | Miscellaneous | MW of Load | 1 | 2033 | 2.0384
ENS | Base | C&I Curtailment | C&I Curtailment- Auto-DR HVAC Control | Interruptible Rider | Retail Trade | MW of Load | 1 | 2033 | 0.05316
ENS | Base | C&I Curtailment | C&I Curtailment- Standard Lighting Control | Interruptible Rider | Miscellaneous | MW of Load | 1 | 2033 | 0.17326
ENS | Base | C&I Curtailment | C&I Curtailment- Standard Lighting Control | Interruptible Rider | Retail Trade | MW of Load | 1 | 2033 | 0.013051
ENS | Base | C&I Curtailment | C&I Curtailment- Advanced Lighting Control | Interruptible Rider | Miscellaneous | MW of Load | 1 | 2033 | 0.086628
ENS | Base | C&I Curtailment | C&I Curtailment- Advanced Lighting Control | Interruptible Rider | Retail Trade | MW of Load | 1 | 2033 | 0.0065257
ENS | Base | C&I Curtailment | C&I Curtailment- Water Heating Control | Interruptible Rider | Miscellaneous | MW of Load | 1 | 2033 | 0.018099
ENS | Base | C&I Curtailment | C&I Curtailment- Water Heating Control | Interruptible Rider | Retail Trade | MW of Load | 1 | 2033 | 0.002422
ENS | Base | C&I Curtailment | C&I Curtailment- Other | Interruptible Rider | Miscellaneous | MW of Load | 1 | 2033 | 0.32496
ENS | Base | C&I Curtailment | C&I Curtailment- Other | Interruptible Rider | Retail Trade | MW of Load | 1 | 2033 | 0.026419
ENS | Base | C&I Curtailment | C&I Curtailment- Industrial | Interruptible Rider | Manufacturing | MW of Load | 1 | 2033 | 0.53579
ENS | Base | Dynamic Pricing | Dynamic Pricing with enabling tech. | Small Commercial | Manufacturing | MW of Load | 1 | 2033 | 0.043885
ENS | Base | Dynamic Pricing | Dynamic Pricing with enabling tech. | Small Commercial | Miscellaneous | MW of Load | 1 | 2033 | 0.48257
ENS | Base | Dynamic Pricing | Dynamic Pricing with enabling tech. | Small Commercial | Offices | MW of Load | 1 | 2033 | 0.38997
ENS | Base | Dynamic Pricing | Dynamic Pricing with enabling tech. | Small Commercial | Retail Trade | MW of Load | 1 | 2033 | 0.87034
ENS | Base | Dynamic Pricing | Dynamic Pricing with enabling tech. | Small Commercial | Services | MW of Load | 1 | 2033 | 1.0469
ENS | Base | Dynamic Pricing | Dynamic Pricing w/o enabling tech. | Small Commercial | Manufacturing | MW of Load | 1 | 2033 | 0.002592
ENS | Base | Dynamic Pricing | Dynamic Pricing w/o enabling tech. | Small Commercial | Miscellaneous | MW of Load | 1 | 2033 | 0.028502
ENS | Base | Dynamic Pricing | Dynamic Pricing w/o enabling tech. | Small Commercial | Offices | MW of Load | 1 | 2033 | 0.023033
ENS | Base | Dynamic Pricing | Dynamic Pricing w/o enabling tech. | Small Commercial | Retail Trade | MW of Load | 1 | 2033 | 0.051404
ENS | Base | Dynamic Pricing | Dynamic Pricing w/o enabling tech. | Small Commercial | Services | MW of Load | 1 | 2033 | 0.061832
ENS | Base | Dynamic Pricing | Dynamic Pricing with enabling tech. | Large Commercial | Offices | MW of Load | 1 | 2033 | 0.064816
ENS | Base | Dynamic Pricing | Dynamic Pricing with enabling tech. | Large Commercial | Services | MW of Load | 1 | 2033 | 0.42505
ENS | Base | Dynamic Pricing | Dynamic Pricing w/o enabling tech. | Large Commercial | Offices | MW of Load | 1 | 2033 | 0.024562
ENS | Base | Dynamic Pricing | Dynamic Pricing w/o enabling tech. | Large Commercial | Services | MW of Load | 1 | 2033 | 0.16107
ENS | Base | Dynamic Pricing | Dynamic Pricing with enabling tech. | Small Industrial | Manufacturing | MW of Load | 1 | 2033 | 0.073942
ENS | Base | Dynamic Pricing | Dynamic Pricing with enabling tech. | Small Industrial | Miscellaneous | MW of Load | 1 | 2033 | 0.10573
ENS | Base | Dynamic Pricing | Dynamic Pricing with enabling tech. | Small Industrial | Offices | MW of Load | 1 | 2033 | 0.0065516
ENS | Base | Dynamic Pricing | Dynamic Pricing with enabling tech. | Small Industrial | Retail Trade | MW of Load | 1 | 2033 | 0.018277
ENS | Base | Dynamic Pricing | Dynamic Pricing with enabling tech. | Small Industrial | Services | MW of Load | 1 | 2033 | 0.022784
ENS | Base | Dynamic Pricing | Dynamic Pricing w/o enabling tech. | Small Industrial | Manufacturing | MW of Load | 1 | 2033 | 0.0043672
ENS | Base | Dynamic Pricing | Dynamic Pricing w/o enabling tech. | Small Industrial | Miscellaneous | MW of Load | 1 | 2033 | 0.0062448
ENS | Base | Dynamic Pricing | Dynamic Pricing w/o enabling tech. | Small Industrial | Offices | MW of Load | 1 | 2033 | 0.00038695
ENS | Base | Dynamic Pricing | Dynamic Pricing w/o enabling tech. | Small Industrial | Retail Trade | MW of Load | 1 | 2033 | 0.0010795
ENS | Base | Dynamic Pricing | Dynamic Pricing w/o enabling tech. | Small Industrial | Services | MW of Load | 1 | 2033 | 0.0013457
ENS | Base | Dynamic Pricing | Dynamic Pricing with enabling tech. | Large Industrial | Manufacturing | MW of Load | 1 | 2033 | 0.37888
ENS | Base | Dynamic Pricing | Dynamic Pricing with enabling tech. | Large Industrial | Miscellaneous | MW of Load | 1 | 2033 | 0.22329
ENS | Base | Dynamic Pricing | Dynamic Pricing with enabling tech. | Large Industrial | Offices | MW of Load | 1 | 2033 | 0.016874
ENS | Base | Dynamic Pricing | Dynamic Pricing with enabling tech. | Large Industrial | Retail Trade | MW of Load | 1 | 2033 | 0.076653
ENS | Base | Dynamic Pricing | Dynamic Pricing with enabling tech. | Large Industrial | Services | MW of Load | 1 | 2033 | 0.042967
ENS | Base | Dynamic Pricing | Dynamic Pricing w/o enabling tech. | Large Industrial | Manufacturing | MW of Load | 1 | 2033 | 0.14357
ENS | Base | Dynamic Pricing | Dynamic Pricing w/o enabling tech. | Large Industrial | Miscellaneous | MW of Load | 1 | 2033 | 0.084614
ENS | Base | Dynamic Pricing | Dynamic Pricing w/o enabling tech. | Large Industrial | Offices | MW of Load | 1 | 2033 | 0.0063944
ENS | Base | Dynamic Pricing | Dynamic Pricing w/o enabling tech. | Large Industrial | Retail Trade | MW of Load | 1 | 2033 | 0.029047
ENS | Base | Dynamic Pricing | Dynamic Pricing w/o enabling tech. | Large Industrial | Services | MW of Load | 1 | 2033 | 0.016282
ENS | Base | Dynamic Pricing | Dynamic Pricing with enabling tech. | Interruptible Rider | Manufacturing | MW of Load | 1 | 2033 | 0.089076
ENS | Base | Dynamic Pricing | Dynamic Pricing with enabling tech. | Interruptible Rider | Miscellaneous | MW of Load | 1 | 2033 | 0.2107
ENS | Base | Dynamic Pricing | Dynamic Pricing with enabling tech. | Interruptible Rider | Retail Trade | MW of Load | 1 | 2033 | 0.012397
ENS | Base | Dynamic Pricing | Dynamic Pricing w/o enabling tech. | Interruptible Rider | Manufacturing | MW of Load | 1 | 2033 | 0.033755
ENS | Base | Dynamic Pricing | Dynamic Pricing w/o enabling tech. | Interruptible Rider | Miscellaneous | MW of Load | 1 | 2033 | 0.079844
ENS | Base | Dynamic Pricing | Dynamic Pricing w/o enabling tech. | Interruptible Rider | Retail Trade | MW of Load | 1 | 2033 | 0.0046978
ENS | Base | Dynamic Pricing | Dynamic Pricing with enabling tech. | Residential | Residential Market Rate | MW of Load | 1 | 2033 | 17.5965
ENS | Base | Dynamic Pricing | Dynamic Pricing w/o enabling tech. | Residential | Residential Market Rate | MW of Load | 1 | 2033 | 9.8402
ENS | Base | BTM Battery Control | BTM Battery Control | Small Commercial | Manufacturing | MW of Load | 0 | 2033 | 0.044184
ENS | Base | BTM Battery Control | BTM Battery Control | Small Commercial | Miscellaneous | MW of Load | 0 | 2033 | 0.32776
ENS | Base | BTM Battery Control | BTM Battery Control | Small Commercial | Offices | MW of Load | 0 | 2033 | 0.11301
ENS | Base | BTM Battery Control | BTM Battery Control | Small Commercial | Retail Trade | MW of Load | 0 | 2033 | 0.19721
ENS | Base | BTM Battery Control | BTM Battery Control | Small Commercial | Services | MW of Load | 0 | 2033 | 0.42926
ENS | Base | BTM Battery Control | BTM Battery Control | Large Commercial | Offices | MW of Load | 0 | 2033 | 0.045373
ENS | Base | BTM Battery Control | BTM Battery Control | Large Commercial | Services | MW of Load | 0 | 2033 | 0.24199
ENS | Base | BTM Battery Control | BTM Battery Control | Small Industrial | Manufacturing | MW of Load | 0 | 2033 | 0.001078
ENS | Base | BTM Battery Control | BTM Battery Control | Small Industrial | Miscellaneous | MW of Load | 0 | 2033 | 0.0070194
ENS | Base | BTM Battery Control | BTM Battery Control | Small Industrial | Offices | MW of Load | 0 | 2033 | 0.0027808
ENS | Base | BTM Battery Control | BTM Battery Control | Small Industrial | Retail Trade | MW of Load | 0 | 2033 | 0.0048389
ENS | Base | BTM Battery Control | BTM Battery Control | Small Industrial | Services | MW of Load | 0 | 2033 | 0.010535
ENS | Base | BTM Battery Control | BTM Battery Control | Large Industrial | Manufacturing | MW of Load | 0 | 2033 | 0.029705
ENS | Base | BTM Battery Control | BTM Battery Control | Large Industrial | Miscellaneous | MW of Load | 0 | 2033 | 0.13772
ENS | Base | BTM Battery Control | BTM Battery Control | Large Industrial | Offices | MW of Load | 0 | 2033 | 0.016203
ENS | Base | BTM Battery Control | BTM Battery Control | Large Industrial | Retail Trade | MW of Load | 0 | 2033 | 0.081014
ENS | Base | BTM Battery Control | BTM Battery Control | Large Industrial | Services | MW of Load | 0 | 2033 | 0.17553
ENS | Base | BTM Battery Control | BTM Battery Control | Interruptible Rider | Manufacturing | MW of Load | 0 | 2033 | 0.039707
ENS | Base | BTM Battery Control | BTM Battery Control | Interruptible Rider | Miscellaneous | MW of Load | 0 | 2033 | 0.10588
ENS | Base | BTM Battery Control | BTM Battery Control | Interruptible Rider | Retail Trade | MW of Load | 0 | 2033 | 0.15883
ENS | Base | BTM Battery Control | BTM Battery Control | Residential | Residential LI | MW of Load | 0 | 2033 | 1.2757
ENS | Base | BTM Battery Control | BTM Battery Control | Residential | Residential Market Rate | MW of Load | 0 | 2033 | 7.9416
ENS | Base | EV Charging Control | EV Charging Control | EV | EV | MW of Load | 0 | 2033 | 1.5006
ENS | Base | Behavioral DR | Behavioral DR | Residential | Residential LI | MW of Load | 0 | 2033 | 0.40961
ENS | Base | Behavioral DR | Behavioral DR | Residential | Residential Market Rate | MW of Load | 0 | 2033 | 2.3454
ENS | Base | DLC | DLC-Switch-Water Heating | Small Commercial | Miscellaneous | MW of Load | 1 | 2034 | 0.039098
ENS | Base | DLC | DLC-Switch-Water Heating | Small Commercial | Offices | MW of Load | 1 | 2034 | 0.023146
ENS | Base | DLC | DLC-Switch-Water Heating | Small Commercial | Retail Trade | MW of Load | 1 | 2034 | 0.13401
ENS | Base | DLC | DLC-Switch-Water Heating | Small Commercial | Services | MW of Load | 1 | 2034 | 0.16092
ENS | Base | DLC | DLC-Thermostat-HVAC | Small Commercial | Miscellaneous | MW of Load | 1 | 2034 | 0.22086
ENS | Base | DLC | DLC-Thermostat-HVAC | Small Commercial | Offices | MW of Load | 1 | 2034 | 0.35725
ENS | Base | DLC | DLC-Thermostat-HVAC | Small Commercial | Retail Trade | MW of Load | 1 | 2034 | 0.3077
ENS | Base | DLC | DLC-Thermostat-HVAC | Small Commercial | Services | MW of Load | 1 | 2034 | 0.37024
ENS | Base | DLC | DLC-Switch-Water Heating | Small Industrial | Miscellaneous | MW of Load | 1 | 2034 | 0.0096479
ENS | Base | DLC | DLC-Switch-Water Heating | Small Industrial | Offices | MW of Load | 1 | 2034 | 0.00037597
ENS | Base | DLC | DLC-Switch-Water Heating | Small Industrial | Retail Trade | MW of Load | 1 | 2034 | 0.0026245
ENS | Base | DLC | DLC-Switch-Water Heating | Small Industrial | Services | MW of Load | 1 | 2034 | 0.0032717
ENS | Base | DLC | DLC-Thermostat-HVAC | Small Industrial | Miscellaneous | MW of Load | 1 | 2034 | 0.059921
ENS | Base | DLC | DLC-Thermostat-HVAC | Small Industrial | Offices | MW of Load | 1 | 2034 | 0.006181
ENS | Base | DLC | DLC-Thermostat-HVAC | Small Industrial | Retail Trade | MW of Load | 1 | 2034 | 0.0070035
ENS | Base | DLC | DLC-Thermostat-HVAC | Small Industrial | Services | MW of Load | 1 | 2034 | 0.0087306
ENS | Base | DLC | DLC-Switch-Water Heating | Residential | Residential LI | MW of Load | 1 | 2034 | 4.3346
ENS | Base | DLC | DLC-Switch-Water Heating | Residential | Residential Market Rate | MW of Load | 1 | 2034 | 13.383
ENS | Base | DLC | DLC-Thermostat-Heat Pump | Residential | Residential LI | MW of Load | 1 | 2034 | 1.0473
ENS | Base | DLC | DLC-Thermostat-Heat Pump | Residential | Residential Market Rate | MW of Load | 1 | 2034 | 9.8992
ENS | Base | DLC | DLC-Thermostat-Electric Furnace | Residential | Residential LI | MW of Load | 1 | 2034 | 4.0449
ENS | Base | DLC | DLC-Thermostat-Electric Furnace | Residential | Residential Market Rate | MW of Load | 1 | 2034 | 3.2081
ENS | Base | C&I Curtailment | C&I Curtailment- Manual HVAC Control | Large Commercial | Offices | MW of Load | 1 | 2034 | 0.025683
ENS | Base | C&I Curtailment | C&I Curtailment- Manual HVAC Control | Large Commercial | Services | MW of Load | 1 | 2034 | 0.045019
ENS | Base | C&I Curtailment | C&I Curtailment- Auto-DR HVAC Control | Large Commercial | Offices | MW of Load | 1 | 2034 | 0.16768
ENS | Base | C&I Curtailment | C&I Curtailment- Auto-DR HVAC Control | Large Commercial | Services | MW of Load | 1 | 2034 | 0.29392
ENS | Base | C&I Curtailment | C&I Curtailment- Standard Lighting Control | Large Commercial | Offices | MW of Load | 1 | 2034 | 0.0087052
ENS | Base | C&I Curtailment | C&I Curtailment- Standard Lighting Control | Large Commercial | Services | MW of Load | 1 | 2034 | 0.06319
ENS | Base | C&I Curtailment | C&I Curtailment- Advanced Lighting Control | Large Commercial | Offices | MW of Load | 1 | 2034 | 0.0043526
ENS | Base | C&I Curtailment | C&I Curtailment- Advanced Lighting Control | Large Commercial | Services | MW of Load | 1 | 2034 | 0.031595
ENS | Base | C&I Curtailment | C&I Curtailment- Water Heating Control | Large Commercial | Offices | MW of Load | 1 | 2034 | 0.0014425
ENS | Base | C&I Curtailment | C&I Curtailment- Water Heating Control | Large Commercial | Services | MW of Load | 1 | 2034 | 0.016022
ENS | Base | C&I Curtailment | C&I Curtailment- Other | Large Commercial | Offices | MW of Load | 1 | 2034 | 0.022704
ENS | Base | C&I Curtailment | C&I Curtailment- Other | Large Commercial | Services | MW of Load | 1 | 2034 | 0.15697
ENS | Base | C&I Curtailment | C&I Curtailment- Manual HVAC Control | Large Industrial | Miscellaneous | MW of Load | 1 | 2034 | 0.0097749
ENS | Base | C&I Curtailment | C&I Curtailment- Manual HVAC Control | Large Industrial | Offices | MW of Load | 1 | 2034 | 0.0067281
ENS | Base | C&I Curtailment | C&I Curtailment- Manual HVAC Control | Large Industrial | Retail Trade | MW of Load | 1 | 2034 | 0.015924
ENS | Base | C&I Curtailment | C&I Curtailment- Manual HVAC Control | Large Industrial | Services | MW of Load | 1 | 2034 | 0.0047257
ENS | Base | C&I Curtailment | C&I Curtailment- Auto-DR HVAC Control | Large Industrial | Miscellaneous | MW of Load | 1 | 2034 | 0.063819
ENS | Base | C&I Curtailment | C&I Curtailment- Auto-DR HVAC Control | Large Industrial | Offices | MW of Load | 1 | 2034 | 0.043927
ENS | Base | C&I Curtailment | C&I Curtailment- Auto-DR HVAC Control | Large Industrial | Retail Trade | MW of Load | 1 | 2034 | 0.10397
ENS | Base | C&I Curtailment | C&I Curtailment- Auto-DR HVAC Control | Large Industrial | Services | MW of Load | 1 | 2034 | 0.030853
ENS | Base | C&I Curtailment | C&I Curtailment- Standard Lighting Control | Large Industrial | Miscellaneous | MW of Load | 1 | 2034 | 0.015479
ENS | Base | C&I Curtailment | C&I Curtailment- Standard Lighting Control | Large Industrial | Offices | MW of Load | 1 | 2034 | 0.0029173
ENS | Base | C&I Curtailment | C&I Curtailment- Standard Lighting Control | Large Industrial | Retail Trade | MW of Load | 1 | 2034 | 0.022351
ENS | Base | C&I Curtailment | C&I Curtailment- Standard Lighting Control | Large Industrial | Services | MW of Load | 1 | 2034 | 0.006633
ENS | Base | C&I Curtailment | C&I Curtailment- Advanced Lighting Control | Large Industrial | Miscellaneous | MW of Load | 1 | 2034 | 0.0077393
ENS | Base | C&I Curtailment | C&I Curtailment- Advanced Lighting Control | Large Industrial | Offices | MW of Load | 1 | 2034 | 0.0014586
ENS | Base | C&I Curtailment | C&I Curtailment- Advanced Lighting Control | Large Industrial | Retail Trade | MW of Load | 1 | 2034 | 0.011176
ENS | Base | C&I Curtailment | C&I Curtailment- Advanced Lighting Control | Large Industrial | Services | MW of Load | 1 | 2034 | 0.0033165
ENS | Base | C&I Curtailment | C&I Curtailment- Water Heating Control | Large Industrial | Miscellaneous | MW of Load | 1 | 2034 | 0.0010605
ENS | Base | C&I Curtailment | C&I Curtailment- Water Heating Control | Large Industrial | Offices | MW of Load | 1 | 2034 | 0.00032905
ENS | Base | C&I Curtailment | C&I Curtailment- Water Heating Control | Large Industrial | Retail Trade | MW of Load | 1 | 2034 | 0.0056674
ENS | Base | C&I Curtailment | C&I Curtailment- Water Heating Control | Large Industrial | Services | MW of Load | 1 | 2034 | 0.0016819
ENS | Base | C&I Curtailment | C&I Curtailment- Other | Large Industrial | Miscellaneous | MW of Load | 1 | 2034 | 0.02246
ENS | Base | C&I Curtailment | C&I Curtailment- Other | Large Industrial | Offices | MW of Load | 1 | 2034 | 0.0062895
ENS | Base | C&I Curtailment | C&I Curtailment- Other | Large Industrial | Retail Trade | MW of Load | 1 | 2034 | 0.055524
ENS | Base | C&I Curtailment | C&I Curtailment- Other | Large Industrial | Services | MW of Load | 1 | 2034 | 0.016477
ENS | Base | C&I Curtailment | C&I Curtailment- Industrial | Large Industrial | Manufacturing | MW of Load | 1 | 2034 | 0.74659
ENS | Base | C&I Curtailment | C&I Curtailment- Manual HVAC Control | Interruptible Rider | Miscellaneous | MW of Load | 1 | 2034 | 0.30907
ENS | Base | C&I Curtailment | C&I Curtailment- Manual HVAC Control | Interruptible Rider | Retail Trade | MW of Load | 1 | 2034 | 0.0079657
ENS | Base | C&I Curtailment | C&I Curtailment- Auto-DR HVAC Control | Interruptible Rider | Miscellaneous | MW of Load | 1 | 2034 | 2.0178
ENS | Base | C&I Curtailment | C&I Curtailment- Auto-DR HVAC Control | Interruptible Rider | Retail Trade | MW of Load | 1 | 2034 | 0.052007
ENS | Base | C&I Curtailment | C&I Curtailment- Standard Lighting Control | Interruptible Rider | Miscellaneous | MW of Load | 1 | 2034 | 0.16764
ENS | Base | C&I Curtailment | C&I Curtailment- Standard Lighting Control | Interruptible Rider | Retail Trade | MW of Load | 1 | 2034 | 0.01271
ENS | Base | C&I Curtailment | C&I Curtailment- Advanced Lighting Control | Interruptible Rider | Miscellaneous | MW of Load | 1 | 2034 | 0.083819
ENS | Base | C&I Curtailment | C&I Curtailment- Advanced Lighting Control | Interruptible Rider | Retail Trade | MW of Load | 1 | 2034 | 0.0063548
ENS | Base | C&I Curtailment | C&I Curtailment- Water Heating Control | Interruptible Rider | Miscellaneous | MW of Load | 1 | 2034 | 0.017999
ENS | Base | C&I Curtailment | C&I Curtailment- Water Heating Control | Interruptible Rider | Retail Trade | MW of Load | 1 | 2034 | 0.0024143
ENS | Base | C&I Curtailment | C&I Curtailment- Other | Interruptible Rider | Miscellaneous | MW of Load | 1 | 2034 | 0.32261
ENS | Base | C&I Curtailment | C&I Curtailment- Other | Interruptible Rider | Retail Trade | MW of Load | 1 | 2034 | 0.026274
ENS | Base | C&I Curtailment | C&I Curtailment- Industrial | Interruptible Rider | Manufacturing | MW of Load | 1 | 2034 | 0.52253
ENS | Base | Dynamic Pricing | Dynamic Pricing with enabling tech. | Small Commercial | Manufacturing | MW of Load | 1 | 2034 | 0.041348
ENS | Base | Dynamic Pricing | Dynamic Pricing with enabling tech. | Small Commercial | Miscellaneous | MW of Load | 1 | 2034 | 0.46028
ENS | Base | Dynamic Pricing | Dynamic Pricing with enabling tech. | Small Commercial | Offices | MW of Load | 1 | 2034 | 0.37171
ENS | Base | Dynamic Pricing | Dynamic Pricing with enabling tech. | Small Commercial | Retail Trade | MW of Load | 1 | 2034 | 0.8246
ENS | Base | Dynamic Pricing | Dynamic Pricing with enabling tech. | Small Commercial | Services | MW of Load | 1 | 2034 | 0.99178
ENS | Base | Dynamic Pricing | Dynamic Pricing w/o enabling tech. | Small Commercial | Manufacturing | MW of Load | 1 | 2034 | 0.0024421
ENS | Base | Dynamic Pricing | Dynamic Pricing w/o enabling tech. | Small Commercial | Miscellaneous | MW of Load | 1 | 2034 | 0.027185
ENS | Base | Dynamic Pricing | Dynamic Pricing w/o enabling tech. | Small Commercial | Offices | MW of Load | 1 | 2034 | 0.021954
ENS | Base | Dynamic Pricing | Dynamic Pricing w/o enabling tech. | Small Commercial | Retail Trade | MW of Load | 1 | 2034 | 0.048703
ENS | Base | Dynamic Pricing | Dynamic Pricing w/o enabling tech. | Small Commercial | Services | MW of Load | 1 | 2034 | 0.058577
ENS | Base | Dynamic Pricing | Dynamic Pricing with enabling tech. | Large Commercial | Offices | MW of Load | 1 | 2034 | 0.061863
ENS | Base | Dynamic Pricing | Dynamic Pricing with enabling tech. | Large Commercial | Services | MW of Load | 1 | 2034 | 0.40514
ENS | Base | Dynamic Pricing | Dynamic Pricing w/o enabling tech. | Large Commercial | Offices | MW of Load | 1 | 2034 | 0.023443
ENS | Base | Dynamic Pricing | Dynamic Pricing w/o enabling tech. | Large Commercial | Services | MW of Load | 1 | 2034 | 0.15353
ENS | Base | Dynamic Pricing | Dynamic Pricing with enabling tech. | Small Industrial | Manufacturing | MW of Load | 1 | 2034 | 0.07272
ENS | Base | Dynamic Pricing | Dynamic Pricing with enabling tech. | Small Industrial | Miscellaneous | MW of Load | 1 | 2034 | 0.10525
ENS | Base | Dynamic Pricing | Dynamic Pricing with enabling tech. | Small Industrial | Offices | MW of Load | 1 | 2034 | 0.0065408
ENS | Base | Dynamic Pricing | Dynamic Pricing with enabling tech. | Small Industrial | Retail Trade | MW of Load | 1 | 2034 | 0.018239
ENS | Base | Dynamic Pricing | Dynamic Pricing with enabling tech. | Small Industrial | Services | MW of Load | 1 | 2034 | 0.022737
ENS | Base | Dynamic Pricing | Dynamic Pricing w/o enabling tech. | Small Industrial | Manufacturing | MW of Load | 1 | 2034 | 0.004295
ENS | Base | Dynamic Pricing | Dynamic Pricing w/o enabling tech. | Small Industrial | Miscellaneous | MW of Load | 1 | 2034 | 0.0062162
ENS | Base | Dynamic Pricing | Dynamic Pricing w/o enabling tech. | Small Industrial | Offices | MW of Load | 1 | 2034 | 0.00038632
ENS | Base | Dynamic Pricing | Dynamic Pricing w/o enabling tech. | Small Industrial | Retail Trade | MW of Load | 1 | 2034 | 0.0010772
ENS | Base | Dynamic Pricing | Dynamic Pricing w/o enabling tech. | Small Industrial | Services | MW of Load | 1 | 2034 | 0.0013429
ENS | Base | Dynamic Pricing | Dynamic Pricing with enabling tech. | Large Industrial | Manufacturing | MW of Load | 1 | 2034 | 0.37236
ENS | Base | Dynamic Pricing | Dynamic Pricing with enabling tech. | Large Industrial | Miscellaneous | MW of Load | 1 | 2034 | 0.22162
ENS | Base | Dynamic Pricing | Dynamic Pricing with enabling tech. | Large Industrial | Offices | MW of Load | 1 | 2034 | 0.016888
ENS | Base | Dynamic Pricing | Dynamic Pricing with enabling tech. | Large Industrial | Retail Trade | MW of Load | 1 | 2034 | 0.075868
ENS | Base | Dynamic Pricing | Dynamic Pricing with enabling tech. | Large Industrial | Services | MW of Load | 1 | 2034 | 0.042528
ENS | Base | Dynamic Pricing | Dynamic Pricing w/o enabling tech. | Large Industrial | Manufacturing | MW of Load | 1 | 2034 | 0.14111
ENS | Base | Dynamic Pricing | Dynamic Pricing w/o enabling tech. | Large Industrial | Miscellaneous | MW of Load | 1 | 2034 | 0.083983
ENS | Base | Dynamic Pricing | Dynamic Pricing w/o enabling tech. | Large Industrial | Offices | MW of Load | 1 | 2034 | 0.0063998
ENS | Base | Dynamic Pricing | Dynamic Pricing w/o enabling tech. | Large Industrial | Retail Trade | MW of Load | 1 | 2034 | 0.02875
ENS | Base | Dynamic Pricing | Dynamic Pricing w/o enabling tech. | Large Industrial | Services | MW of Load | 1 | 2034 | 0.016116
ENS | Base | Dynamic Pricing | Dynamic Pricing with enabling tech. | Interruptible Rider | Manufacturing | MW of Load | 1 | 2034 | 0.086871
ENS | Base | Dynamic Pricing | Dynamic Pricing with enabling tech. | Interruptible Rider | Miscellaneous | MW of Load | 1 | 2034 | 0.20852
ENS | Base | Dynamic Pricing | Dynamic Pricing with enabling tech. | Interruptible Rider | Retail Trade | MW of Load | 1 | 2034 | 0.012268
ENS | Base | Dynamic Pricing | Dynamic Pricing w/o enabling tech. | Interruptible Rider | Manufacturing | MW of Load | 1 | 2034 | 0.03292
ENS | Base | Dynamic Pricing | Dynamic Pricing w/o enabling tech. | Interruptible Rider | Miscellaneous | MW of Load | 1 | 2034 | 0.079018
ENS | Base | Dynamic Pricing | Dynamic Pricing w/o enabling tech. | Interruptible Rider | Retail Trade | MW of Load | 1 | 2034 | 0.0046488
ENS | Base | Dynamic Pricing | Dynamic Pricing with enabling tech. | Residential | Residential Market Rate | MW of Load | 1 | 2034 | 17.2351
ENS | Base | Dynamic Pricing | Dynamic Pricing w/o enabling tech. | Residential | Residential Market Rate | MW of Load | 1 | 2034 | 9.638
ENS | Base | BTM Battery Control | BTM Battery Control | Small Commercial | Manufacturing | MW of Load | 0 | 2034 | 0.044276
ENS | Base | BTM Battery Control | BTM Battery Control | Small Commercial | Miscellaneous | MW of Load | 0 | 2034 | 0.32861
ENS | Base | BTM Battery Control | BTM Battery Control | Small Commercial | Offices | MW of Load | 0 | 2034 | 0.11325
ENS | Base | BTM Battery Control | BTM Battery Control | Small Commercial | Retail Trade | MW of Load | 0 | 2034 | 0.19759
ENS | Base | BTM Battery Control | BTM Battery Control | Small Commercial | Services | MW of Load | 0 | 2034 | 0.43012
ENS | Base | BTM Battery Control | BTM Battery Control | Large Commercial | Offices | MW of Load | 0 | 2034 | 0.045466
ENS | Base | BTM Battery Control | BTM Battery Control | Large Commercial | Services | MW of Load | 0 | 2034 | 0.24249
ENS | Base | BTM Battery Control | BTM Battery Control | Small Industrial | Manufacturing | MW of Load | 0 | 2034 | 0.0010803
ENS | Base | BTM Battery Control | BTM Battery Control | Small Industrial | Miscellaneous | MW of Load | 0 | 2034 | 0.007034
ENS | Base | BTM Battery Control | BTM Battery Control | Small Industrial | Offices | MW of Load | 0 | 2034 | 0.0027866
ENS | Base | BTM Battery Control | BTM Battery Control | Small Industrial | Retail Trade | MW of Load | 0 | 2034 | 0.0048489
ENS | Base | BTM Battery Control | BTM Battery Control | Small Industrial | Services | MW of Load | 0 | 2034 | 0.010545
ENS | Base | BTM Battery Control | BTM Battery Control | Large Industrial | Manufacturing | MW of Load | 0 | 2034 | 0.029766
ENS | Base | BTM Battery Control | BTM Battery Control | Large Industrial | Miscellaneous | MW of Load | 0 | 2034 | 0.13801
ENS | Base | BTM Battery Control | BTM Battery Control | Large Industrial | Offices | MW of Load | 0 | 2034 | 0.016236
ENS | Base | BTM Battery Control | BTM Battery Control | Large Industrial | Retail Trade | MW of Load | 0 | 2034 | 0.081181
ENS | Base | BTM Battery Control | BTM Battery Control | Large Industrial | Services | MW of Load | 0 | 2034 | 0.17589
ENS | Base | BTM Battery Control | BTM Battery Control | Interruptible Rider | Manufacturing | MW of Load | 0 | 2034 | 0.039789
ENS | Base | BTM Battery Control | BTM Battery Control | Interruptible Rider | Miscellaneous | MW of Load | 0 | 2034 | 0.1061
ENS | Base | BTM Battery Control | BTM Battery Control | Interruptible Rider | Retail Trade | MW of Load | 0 | 2034 | 0.15916
ENS | Base | BTM Battery Control | BTM Battery Control | Residential | Residential LI | MW of Load | 0 | 2034 | 1.2846
ENS | Base | BTM Battery Control | BTM Battery Control | Residential | Residential Market Rate | MW of Load | 0 | 2034 | 7.9972
ENS | Base | EV Charging Control | EV Charging Control | EV | EV | MW of Load | 0 | 2034 | 1.7288
ENS | Base | Behavioral DR | Behavioral DR | Residential | Residential LI | MW of Load | 0 | 2034 | 0.4002
ENS | Base | Behavioral DR | Behavioral DR | Residential | Residential Market Rate | MW of Load | 0 | 2034 | 2.2972
ENS | Base | DLC | DLC-Switch-Water Heating | Small Commercial | Miscellaneous | MW of Load | 1 | 2035 | 0.037827
ENS | Base | DLC | DLC-Switch-Water Heating | Small Commercial | Offices | MW of Load | 1 | 2035 | 0.022283
ENS | Base | DLC | DLC-Switch-Water Heating | Small Commercial | Retail Trade | MW of Load | 1 | 2035 | 0.12939
ENS | Base | DLC | DLC-Switch-Water Heating | Small Commercial | Services | MW of Load | 1 | 2035 | 0.15533
ENS | Base | DLC | DLC-Thermostat-HVAC | Small Commercial | Miscellaneous | MW of Load | 1 | 2035 | 0.20808
ENS | Base | DLC | DLC-Thermostat-HVAC | Small Commercial | Offices | MW of Load | 1 | 2035 | 0.34055
ENS | Base | DLC | DLC-Thermostat-HVAC | Small Commercial | Retail Trade | MW of Load | 1 | 2035 | 0.28468
ENS | Base | DLC | DLC-Thermostat-HVAC | Small Commercial | Services | MW of Load | 1 | 2035 | 0.34256
ENS | Base | DLC | DLC-Switch-Water Heating | Small Industrial | Miscellaneous | MW of Load | 1 | 2035 | 0.00969
ENS | Base | DLC | DLC-Switch-Water Heating | Small Industrial | Offices | MW of Load | 1 | 2035 | 0.00037644
ENS | Base | DLC | DLC-Switch-Water Heating | Small Industrial | Retail Trade | MW of Load | 1 | 2035 | 0.002637
ENS | Base | DLC | DLC-Switch-Water Heating | Small Industrial | Services | MW of Load | 1 | 2035 | 0.0032873
ENS | Base | DLC | DLC-Thermostat-HVAC | Small Industrial | Miscellaneous | MW of Load | 1 | 2035 | 0.059271
ENS | Base | DLC | DLC-Thermostat-HVAC | Small Industrial | Offices | MW of Load | 1 | 2035 | 0.0061702
ENS | Base | DLC | DLC-Thermostat-HVAC | Small Industrial | Retail Trade | MW of Load | 1 | 2035 | 0.0069015
ENS | Base | DLC | DLC-Thermostat-HVAC | Small Industrial | Services | MW of Load | 1 | 2035 | 0.0086034
ENS | Base | DLC | DLC-Switch-Water Heating | Residential | Residential LI | MW of Load | 1 | 2035 | 4.2718
ENS | Base | DLC | DLC-Switch-Water Heating | Residential | Residential Market Rate | MW of Load | 1 | 2035 | 13.1818
ENS | Base | DLC | DLC-Thermostat-Heat Pump | Residential | Residential LI | MW of Load | 1 | 2035 | 1.1355
ENS | Base | DLC | DLC-Thermostat-Heat Pump | Residential | Residential Market Rate | MW of Load | 1 | 2035 | 10.1641
ENS | Base | DLC | DLC-Thermostat-Electric Furnace | Residential | Residential LI | MW of Load | 1 | 2035 | 3.9474
ENS | Base | DLC | DLC-Thermostat-Electric Furnace | Residential | Residential Market Rate | MW of Load | 1 | 2035 | 2.918
ENS | Base | C&I Curtailment | C&I Curtailment- Manual HVAC Control | Large Commercial | Offices | MW of Load | 1 | 2035 | 0.024553
ENS | Base | C&I Curtailment | C&I Curtailment- Manual HVAC Control | Large Commercial | Services | MW of Load | 1 | 2035 | 0.041865
ENS | Base | C&I Curtailment | C&I Curtailment- Auto-DR HVAC Control | Large Commercial | Offices | MW of Load | 1 | 2035 | 0.1603
ENS | Base | C&I Curtailment | C&I Curtailment- Auto-DR HVAC Control | Large Commercial | Services | MW of Load | 1 | 2035 | 0.27333
ENS | Base | C&I Curtailment | C&I Curtailment- Standard Lighting Control | Large Commercial | Offices | MW of Load | 1 | 2035 | 0.0077408
ENS | Base | C&I Curtailment | C&I Curtailment- Standard Lighting Control | Large Commercial | Services | MW of Load | 1 | 2035 | 0.057531
ENS | Base | C&I Curtailment | C&I Curtailment- Advanced Lighting Control | Large Commercial | Offices | MW of Load | 1 | 2035 | 0.0038704
ENS | Base | C&I Curtailment | C&I Curtailment- Advanced Lighting Control | Large Commercial | Services | MW of Load | 1 | 2035 | 0.028765
ENS | Base | C&I Curtailment | C&I Curtailment- Water Heating Control | Large Commercial | Offices | MW of Load | 1 | 2035 | 0.001402
ENS | Base | C&I Curtailment | C&I Curtailment- Water Heating Control | Large Commercial | Services | MW of Load | 1 | 2035 | 0.015573
ENS | Base | C&I Curtailment | C&I Curtailment- Other | Large Commercial | Offices | MW of Load | 1 | 2035 | 0.021667
ENS | Base | C&I Curtailment | C&I Curtailment- Other | Large Commercial | Services | MW of Load | 1 | 2035 | 0.15058
ENS | Base | C&I Curtailment | C&I Curtailment- Manual HVAC Control | Large Industrial | Miscellaneous | MW of Load | 1 | 2035 | 0.0096131
ENS | Base | C&I Curtailment | C&I Curtailment- Manual HVAC Control | Large Industrial | Offices | MW of Load | 1 | 2035 | 0.0067344
ENS | Base | C&I Curtailment | C&I Curtailment- Manual HVAC Control | Large Industrial | Retail Trade | MW of Load | 1 | 2035 | 0.015402
ENS | Base | C&I Curtailment | C&I Curtailment- Manual HVAC Control | Large Industrial | Services | MW of Load | 1 | 2035 | 0.0045706
ENS | Base | C&I Curtailment | C&I Curtailment- Auto-DR HVAC Control | Large Industrial | Miscellaneous | MW of Load | 1 | 2035 | 0.062763
ENS | Base | C&I Curtailment | C&I Curtailment- Auto-DR HVAC Control | Large Industrial | Offices | MW of Load | 1 | 2035 | 0.043968
ENS | Base | C&I Curtailment | C&I Curtailment- Auto-DR HVAC Control | Large Industrial | Retail Trade | MW of Load | 1 | 2035 | 0.10055
ENS | Base | C&I Curtailment | C&I Curtailment- Auto-DR HVAC Control | Large Industrial | Services | MW of Load | 1 | 2035 | 0.029841
ENS | Base | C&I Curtailment | C&I Curtailment- Standard Lighting Control | Large Industrial | Miscellaneous | MW of Load | 1 | 2035 | 0.015126
ENS | Base | C&I Curtailment | C&I Curtailment- Standard Lighting Control | Large Industrial | Offices | MW of Load | 1 | 2035 | 0.0028413
ENS | Base | C&I Curtailment | C&I Curtailment- Standard Lighting Control | Large Industrial | Retail Trade | MW of Load | 1 | 2035 | 0.021165
ENS | Base | C&I Curtailment | C&I Curtailment- Standard Lighting Control | Large Industrial | Services | MW of Load | 1 | 2035 | 0.0062809
ENS | Base | C&I Curtailment | C&I Curtailment- Advanced Lighting Control | Large Industrial | Miscellaneous | MW of Load | 1 | 2035 | 0.0075629
ENS | Base | C&I Curtailment | C&I Curtailment- Advanced Lighting Control | Large Industrial | Offices | MW of Load | 1 | 2035 | 0.0014206
ENS | Base | C&I Curtailment | C&I Curtailment- Advanced Lighting Control | Large Industrial | Retail Trade | MW of Load | 1 | 2035 | 0.010582
ENS | Base | C&I Curtailment | C&I Curtailment- Advanced Lighting Control | Large Industrial | Services | MW of Load | 1 | 2035 | 0.0031404
ENS | Base | C&I Curtailment | C&I Curtailment- Water Heating Control | Large Industrial | Miscellaneous | MW of Load | 1 | 2035 | 0.0010644
ENS | Base | C&I Curtailment | C&I Curtailment- Water Heating Control | Large Industrial | Offices | MW of Load | 1 | 2035 | 0.00033039
ENS | Base | C&I Curtailment | C&I Curtailment- Water Heating Control | Large Industrial | Retail Trade | MW of Load | 1 | 2035 | 0.005729
ENS | Base | C&I Curtailment | C&I Curtailment- Water Heating Control | Large Industrial | Services | MW of Load | 1 | 2035 | 0.0017001
ENS | Base | C&I Curtailment | C&I Curtailment- Other | Large Industrial | Miscellaneous | MW of Load | 1 | 2035 | 0.022407
ENS | Base | C&I Curtailment | C&I Curtailment- Other | Large Industrial | Offices | MW of Load | 1 | 2035 | 0.0063166
ENS | Base | C&I Curtailment | C&I Curtailment- Other | Large Industrial | Retail Trade | MW of Load | 1 | 2035 | 0.055395
ENS | Base | C&I Curtailment | C&I Curtailment- Other | Large Industrial | Services | MW of Load | 1 | 2035 | 0.016439
ENS | Base | C&I Curtailment | C&I Curtailment- Industrial | Large Industrial | Manufacturing | MW of Load | 1 | 2035 | 0.73295
ENS | Base | C&I Curtailment | C&I Curtailment- Manual HVAC Control | Interruptible Rider | Miscellaneous | MW of Load | 1 | 2035 | 0.30592
ENS | Base | C&I Curtailment | C&I Curtailment- Manual HVAC Control | Interruptible Rider | Retail Trade | MW of Load | 1 | 2035 | 0.0077864
ENS | Base | C&I Curtailment | C&I Curtailment- Auto-DR HVAC Control | Interruptible Rider | Miscellaneous | MW of Load | 1 | 2035 | 1.9973
ENS | Base | C&I Curtailment | C&I Curtailment- Auto-DR HVAC Control | Interruptible Rider | Retail Trade | MW of Load | 1 | 2035 | 0.050836
ENS | Base | C&I Curtailment | C&I Curtailment- Standard Lighting Control | Interruptible Rider | Miscellaneous | MW of Load | 1 | 2035 | 0.16226
ENS | Base | C&I Curtailment | C&I Curtailment- Standard Lighting Control | Interruptible Rider | Retail Trade | MW of Load | 1 | 2035 | 0.012383
ENS | Base | C&I Curtailment | C&I Curtailment- Advanced Lighting Control | Interruptible Rider | Miscellaneous | MW of Load | 1 | 2035 | 0.081129
ENS | Base | C&I Curtailment | C&I Curtailment- Advanced Lighting Control | Interruptible Rider | Retail Trade | MW of Load | 1 | 2035 | 0.0061915
ENS | Base | C&I Curtailment | C&I Curtailment- Water Heating Control | Interruptible Rider | Miscellaneous | MW of Load | 1 | 2035 | 0.017888
ENS | Base | C&I Curtailment | C&I Curtailment- Water Heating Control | Interruptible Rider | Retail Trade | MW of Load | 1 | 2035 | 0.0024062
ENS | Base | C&I Curtailment | C&I Curtailment- Other | Interruptible Rider | Miscellaneous | MW of Load | 1 | 2035 | 0.32029
ENS | Base | C&I Curtailment | C&I Curtailment- Other | Interruptible Rider | Retail Trade | MW of Load | 1 | 2035 | 0.026133
ENS | Base | C&I Curtailment | C&I Curtailment- Industrial | Interruptible Rider | Manufacturing | MW of Load | 1 | 2035 | 0.509
ENS | Base | Dynamic Pricing | Dynamic Pricing with enabling tech. | Small Commercial | Manufacturing | MW of Load | 1 | 2035 | 0.038859
ENS | Base | Dynamic Pricing | Dynamic Pricing with enabling tech. | Small Commercial | Miscellaneous | MW of Load | 1 | 2035 | 0.43827
ENS | Base | Dynamic Pricing | Dynamic Pricing with enabling tech. | Small Commercial | Offices | MW of Load | 1 | 2035 | 0.35359
ENS | Base | Dynamic Pricing | Dynamic Pricing with enabling tech. | Small Commercial | Retail Trade | MW of Load | 1 | 2035 | 0.77915
ENS | Base | Dynamic Pricing | Dynamic Pricing with enabling tech. | Small Commercial | Services | MW of Load | 1 | 2035 | 0.93704
ENS | Base | Dynamic Pricing | Dynamic Pricing w/o enabling tech. | Small Commercial | Manufacturing | MW of Load | 1 | 2035 | 0.0022951
ENS | Base | Dynamic Pricing | Dynamic Pricing w/o enabling tech. | Small Commercial | Miscellaneous | MW of Load | 1 | 2035 | 0.025885
ENS | Base | Dynamic Pricing | Dynamic Pricing w/o enabling tech. | Small Commercial | Offices | MW of Load | 1 | 2035 | 0.020884
ENS | Base | Dynamic Pricing | Dynamic Pricing w/o enabling tech. | Small Commercial | Retail Trade | MW of Load | 1 | 2035 | 0.046018
ENS | Base | Dynamic Pricing | Dynamic Pricing w/o enabling tech. | Small Commercial | Services | MW of Load | 1 | 2035 | 0.055344
ENS | Base | Dynamic Pricing | Dynamic Pricing with enabling tech. | Large Commercial | Offices | MW of Load | 1 | 2035 | 0.058878
ENS | Base | Dynamic Pricing | Dynamic Pricing with enabling tech. | Large Commercial | Services | MW of Load | 1 | 2035 | 0.38502
ENS | Base | Dynamic Pricing | Dynamic Pricing w/o enabling tech. | Large Commercial | Offices | MW of Load | 1 | 2035 | 0.022312
ENS | Base | Dynamic Pricing | Dynamic Pricing w/o enabling tech. | Large Commercial | Services | MW of Load | 1 | 2035 | 0.1459
ENS | Base | Dynamic Pricing | Dynamic Pricing with enabling tech. | Small Industrial | Manufacturing | MW of Load | 1 | 2035 | 0.071413
ENS | Base | Dynamic Pricing | Dynamic Pricing with enabling tech. | Small Industrial | Miscellaneous | MW of Load | 1 | 2035 | 0.10472
ENS | Base | Dynamic Pricing | Dynamic Pricing with enabling tech. | Small Industrial | Offices | MW of Load | 1 | 2035 | 0.0065284
ENS | Base | Dynamic Pricing | Dynamic Pricing with enabling tech. | Small Industrial | Retail Trade | MW of Load | 1 | 2035 | 0.018197
ENS | Base | Dynamic Pricing | Dynamic Pricing with enabling tech. | Small Industrial | Services | MW of Load | 1 | 2035 | 0.022684
ENS | Base | Dynamic Pricing | Dynamic Pricing w/o enabling tech. | Small Industrial | Manufacturing | MW of Load | 1 | 2035 | 0.0042178
ENS | Base | Dynamic Pricing | Dynamic Pricing w/o enabling tech. | Small Industrial | Miscellaneous | MW of Load | 1 | 2035 | 0.0061849
ENS | Base | Dynamic Pricing | Dynamic Pricing w/o enabling tech. | Small Industrial | Offices | MW of Load | 1 | 2035 | 0.00038559
ENS | Base | Dynamic Pricing | Dynamic Pricing w/o enabling tech. | Small Industrial | Retail Trade | MW of Load | 1 | 2035 | 0.0010747
ENS | Base | Dynamic Pricing | Dynamic Pricing w/o enabling tech. | Small Industrial | Services | MW of Load | 1 | 2035 | 0.0013398
ENS | Base | Dynamic Pricing | Dynamic Pricing with enabling tech. | Large Industrial | Manufacturing | MW of Load | 1 | 2035 | 0.36556
ENS | Base | Dynamic Pricing | Dynamic Pricing with enabling tech. | Large Industrial | Miscellaneous | MW of Load | 1 | 2035 | 0.21982
ENS | Base | Dynamic Pricing | Dynamic Pricing with enabling tech. | Large Industrial | Offices | MW of Load | 1 | 2035 | 0.016903
ENS | Base | Dynamic Pricing | Dynamic Pricing with enabling tech. | Large Industrial | Retail Trade | MW of Load | 1 | 2035 | 0.074988
ENS | Base | Dynamic Pricing | Dynamic Pricing with enabling tech. | Large Industrial | Services | MW of Load | 1 | 2035 | 0.042034
ENS | Base | Dynamic Pricing | Dynamic Pricing w/o enabling tech. | Large Industrial | Manufacturing | MW of Load | 1 | 2035 | 0.13853
ENS | Base | Dynamic Pricing | Dynamic Pricing w/o enabling tech. | Large Industrial | Miscellaneous | MW of Load | 1 | 2035 | 0.083301
ENS | Base | Dynamic Pricing | Dynamic Pricing w/o enabling tech. | Large Industrial | Offices | MW of Load | 1 | 2035 | 0.0064054
ENS | Base | Dynamic Pricing | Dynamic Pricing w/o enabling tech. | Large Industrial | Retail Trade | MW of Load | 1 | 2035 | 0.028417
ENS | Base | Dynamic Pricing | Dynamic Pricing w/o enabling tech. | Large Industrial | Services | MW of Load | 1 | 2035 | 0.015929
ENS | Base | Dynamic Pricing | Dynamic Pricing with enabling tech. | Interruptible Rider | Manufacturing | MW of Load | 1 | 2035 | 0.084621
ENS | Base | Dynamic Pricing | Dynamic Pricing with enabling tech. | Interruptible Rider | Miscellaneous | MW of Load | 1 | 2035 | 0.20638
ENS | Base | Dynamic Pricing | Dynamic Pricing with enabling tech. | Interruptible Rider | Retail Trade | MW of Load | 1 | 2035 | 0.012141
ENS | Base | Dynamic Pricing | Dynamic Pricing w/o enabling tech. | Interruptible Rider | Manufacturing | MW of Load | 1 | 2035 | 0.032067
ENS | Base | Dynamic Pricing | Dynamic Pricing w/o enabling tech. | Interruptible Rider | Miscellaneous | MW of Load | 1 | 2035 | 0.078206
ENS | Base | Dynamic Pricing | Dynamic Pricing w/o enabling tech. | Interruptible Rider | Retail Trade | MW of Load | 1 | 2035 | 0.0046006
ENS | Base | Dynamic Pricing | Dynamic Pricing with enabling tech. | Residential | Residential Market Rate | MW of Load | 1 | 2035 | 16.9024
ENS | Base | Dynamic Pricing | Dynamic Pricing w/o enabling tech. | Residential | Residential Market Rate | MW of Load | 1 | 2035 | 9.452
ENS | Base | BTM Battery Control | BTM Battery Control | Small Commercial | Manufacturing | MW of Load | 0 | 2035 | 0.044324
ENS | Base | BTM Battery Control | BTM Battery Control | Small Commercial | Miscellaneous | MW of Load | 0 | 2035 | 0.32912
ENS | Base | BTM Battery Control | BTM Battery Control | Small Commercial | Offices | MW of Load | 0 | 2035 | 0.11334
ENS | Base | BTM Battery Control | BTM Battery Control | Small Commercial | Retail Trade | MW of Load | 0 | 2035 | 0.1978
ENS | Base | BTM Battery Control | BTM Battery Control | Small Commercial | Services | MW of Load | 0 | 2035 | 0.43056
ENS | Base | BTM Battery Control | BTM Battery Control | Large Commercial | Offices | MW of Load | 0 | 2035 | 0.045516
ENS | Base | BTM Battery Control | BTM Battery Control | Large Commercial | Services | MW of Load | 0 | 2035 | 0.24275
ENS | Base | BTM Battery Control | BTM Battery Control | Small Industrial | Manufacturing | MW of Load | 0 | 2035 | 0.0010814
ENS | Base | BTM Battery Control | BTM Battery Control | Small Industrial | Miscellaneous | MW of Load | 0 | 2035 | 0.0070416
ENS | Base | BTM Battery Control | BTM Battery Control | Small Industrial | Offices | MW of Load | 0 | 2035 | 0.0027896
ENS | Base | BTM Battery Control | BTM Battery Control | Small Industrial | Retail Trade | MW of Load | 0 | 2035 | 0.0048542
ENS | Base | BTM Battery Control | BTM Battery Control | Small Industrial | Services | MW of Load | 0 | 2035 | 0.010556
ENS | Base | BTM Battery Control | BTM Battery Control | Large Industrial | Manufacturing | MW of Load | 0 | 2035 | 0.029799
ENS | Base | BTM Battery Control | BTM Battery Control | Large Industrial | Miscellaneous | MW of Load | 0 | 2035 | 0.13816
ENS | Base | BTM Battery Control | BTM Battery Control | Large Industrial | Offices | MW of Load | 0 | 2035 | 0.016254
ENS | Base | BTM Battery Control | BTM Battery Control | Large Industrial | Retail Trade | MW of Load | 0 | 2035 | 0.08127
ENS | Base | BTM Battery Control | BTM Battery Control | Large Industrial | Services | MW of Load | 0 | 2035 | 0.17608
ENS | Base | BTM Battery Control | BTM Battery Control | Interruptible Rider | Manufacturing | MW of Load | 0 | 2035 | 0.039832
ENS | Base | BTM Battery Control | BTM Battery Control | Interruptible Rider | Miscellaneous | MW of Load | 0 | 2035 | 0.10622
ENS | Base | BTM Battery Control | BTM Battery Control | Interruptible Rider | Retail Trade | MW of Load | 0 | 2035 | 0.15933
ENS | Base | BTM Battery Control | BTM Battery Control | Residential | Residential LI | MW of Load | 0 | 2035 | 1.2923
ENS | Base | BTM Battery Control | BTM Battery Control | Residential | Residential Market Rate | MW of Load | 0 | 2035 | 8.0453
ENS | Base | EV Charging Control | EV Charging Control | EV | EV | MW of Load | 0 | 2035 | 1.978
ENS | Base | Behavioral DR | Behavioral DR | Residential | Residential LI | MW of Load | 0 | 2035 | 0.39134
ENS | Base | Behavioral DR | Behavioral DR | Residential | Residential Market Rate | MW of Load | 0 | 2035 | 2.2529
ENS | Base | DLC | DLC-Switch-Water Heating | Small Commercial | Miscellaneous | MW of Load | 1 | 2036 | 0.036574
ENS | Base | DLC | DLC-Switch-Water Heating | Small Commercial | Offices | MW of Load | 1 | 2036 | 0.021427
ENS | Base | DLC | DLC-Switch-Water Heating | Small Commercial | Retail Trade | MW of Load | 1 | 2036 | 0.12478
ENS | Base | DLC | DLC-Switch-Water Heating | Small Commercial | Services | MW of Load | 1 | 2036 | 0.14975
ENS | Base | DLC | DLC-Thermostat-HVAC | Small Commercial | Miscellaneous | MW of Load | 1 | 2036 | 0.20073
ENS | Base | DLC | DLC-Thermostat-HVAC | Small Commercial | Offices | MW of Load | 1 | 2036 | 0.32418
ENS | Base | DLC | DLC-Thermostat-HVAC | Small Commercial | Retail Trade | MW of Load | 1 | 2036 | 0.26232
ENS | Base | DLC | DLC-Thermostat-HVAC | Small Commercial | Services | MW of Load | 1 | 2036 | 0.31568
ENS | Base | DLC | DLC-Switch-Water Heating | Small Industrial | Miscellaneous | MW of Load | 1 | 2036 | 0.0097321
ENS | Base | DLC | DLC-Switch-Water Heating | Small Industrial | Offices | MW of Load | 1 | 2036 | 0.00037687
ENS | Base | DLC | DLC-Switch-Water Heating | Small Industrial | Retail Trade | MW of Load | 1 | 2036 | 0.0026494
ENS | Base | DLC | DLC-Switch-Water Heating | Small Industrial | Services | MW of Load | 1 | 2036 | 0.0033028
ENS | Base | DLC | DLC-Thermostat-HVAC | Small Industrial | Miscellaneous | MW of Load | 1 | 2036 | 0.062436
ENS | Base | DLC | DLC-Thermostat-HVAC | Small Industrial | Offices | MW of Load | 1 | 2036 | 0.0061596
ENS | Base | DLC | DLC-Thermostat-HVAC | Small Industrial | Retail Trade | MW of Load | 1 | 2036 | 0.0067992
ENS | Base | DLC | DLC-Thermostat-HVAC | Small Industrial | Services | MW of Load | 1 | 2036 | 0.008476
ENS | Base | DLC | DLC-Switch-Water Heating | Residential | Residential LI | MW of Load | 1 | 2036 | 4.2163
ENS | Base | DLC | DLC-Switch-Water Heating | Residential | Residential Market Rate | MW of Load | 1 | 2036 | 13.0042
ENS | Base | DLC | DLC-Thermostat-Heat Pump | Residential | Residential LI | MW of Load | 1 | 2036 | 1.2019
ENS | Base | DLC | DLC-Thermostat-Heat Pump | Residential | Residential Market Rate | MW of Load | 1 | 2036 | 10.37
ENS | Base | DLC | DLC-Thermostat-Electric Furnace | Residential | Residential LI | MW of Load | 1 | 2036 | 3.8809
ENS | Base | DLC | DLC-Thermostat-Electric Furnace | Residential | Residential Market Rate | MW of Load | 1 | 2036 | 2.7119
ENS | Base | C&I Curtailment | C&I Curtailment- Manual HVAC Control | Large Commercial | Offices | MW of Load | 1 | 2036 | 0.023427
ENS | Base | C&I Curtailment | C&I Curtailment- Manual HVAC Control | Large Commercial | Services | MW of Load | 1 | 2036 | 0.038764
ENS | Base | C&I Curtailment | C&I Curtailment- Auto-DR HVAC Control | Large Commercial | Offices | MW of Load | 1 | 2036 | 0.15295
ENS | Base | C&I Curtailment | C&I Curtailment- Auto-DR HVAC Control | Large Commercial | Services | MW of Load | 1 | 2036 | 0.25309
ENS | Base | C&I Curtailment | C&I Curtailment- Standard Lighting Control | Large Commercial | Offices | MW of Load | 1 | 2036 | 0.006814
ENS | Base | C&I Curtailment | C&I Curtailment- Standard Lighting Control | Large Commercial | Services | MW of Load | 1 | 2036 | 0.052067
ENS | Base | C&I Curtailment | C&I Curtailment- Advanced Lighting Control | Large Commercial | Offices | MW of Load | 1 | 2036 | 0.003407
ENS | Base | C&I Curtailment | C&I Curtailment- Advanced Lighting Control | Large Commercial | Services | MW of Load | 1 | 2036 | 0.026034
ENS | Base | C&I Curtailment | C&I Curtailment- Water Heating Control | Large Commercial | Offices | MW of Load | 1 | 2036 | 0.0013609
ENS | Base | C&I Curtailment | C&I Curtailment- Water Heating Control | Large Commercial | Services | MW of Load | 1 | 2036 | 0.015115
ENS | Base | C&I Curtailment | C&I Curtailment- Other | Large Commercial | Offices | MW of Load | 1 | 2036 | 0.020636
ENS | Base | C&I Curtailment | C&I Curtailment- Other | Large Commercial | Services | MW of Load | 1 | 2036 | 0.14419
ENS | Base | C&I Curtailment | C&I Curtailment- Manual HVAC Control | Large Industrial | Miscellaneous | MW of Load | 1 | 2036 | 0.0099569
ENS | Base | C&I Curtailment | C&I Curtailment- Manual HVAC Control | Large Industrial | Offices | MW of Load | 1 | 2036 | 0.0067999
ENS | Base | C&I Curtailment | C&I Curtailment- Manual HVAC Control | Large Industrial | Retail Trade | MW of Load | 1 | 2036 | 0.014979
ENS | Base | C&I Curtailment | C&I Curtailment- Manual HVAC Control | Large Industrial | Services | MW of Load | 1 | 2036 | 0.0044451
ENS | Base | C&I Curtailment | C&I Curtailment- Auto-DR HVAC Control | Large Industrial | Miscellaneous | MW of Load | 1 | 2036 | 0.065007
ENS | Base | C&I Curtailment | C&I Curtailment- Auto-DR HVAC Control | Large Industrial | Offices | MW of Load | 1 | 2036 | 0.044395
ENS | Base | C&I Curtailment | C&I Curtailment- Auto-DR HVAC Control | Large Industrial | Retail Trade | MW of Load | 1 | 2036 | 0.097793
ENS | Base | C&I Curtailment | C&I Curtailment- Auto-DR HVAC Control | Large Industrial | Services | MW of Load | 1 | 2036 | 0.029021
ENS | Base | C&I Curtailment | C&I Curtailment- Standard Lighting Control | Large Industrial | Miscellaneous | MW of Load | 1 | 2036 | 0.014913
ENS | Base | C&I Curtailment | C&I Curtailment- Standard Lighting Control | Large Industrial | Offices | MW of Load | 1 | 2036 | 0.0027942
ENS | Base | C&I Curtailment | C&I Curtailment- Standard Lighting Control | Large Industrial | Retail Trade | MW of Load | 1 | 2036 | 0.020119
ENS | Base | C&I Curtailment | C&I Curtailment- Standard Lighting Control | Large Industrial | Services | MW of Load | 1 | 2036 | 0.0059705
ENS | Base | C&I Curtailment | C&I Curtailment- Advanced Lighting Control | Large Industrial | Miscellaneous | MW of Load | 1 | 2036 | 0.0074563
ENS | Base | C&I Curtailment | C&I Curtailment- Advanced Lighting Control | Large Industrial | Offices | MW of Load | 1 | 2036 | 0.0013971
ENS | Base | C&I Curtailment | C&I Curtailment- Advanced Lighting Control | Large Industrial | Retail Trade | MW of Load | 1 | 2036 | 0.01006
ENS | Base | C&I Curtailment | C&I Curtailment- Advanced Lighting Control | Large Industrial | Services | MW of Load | 1 | 2036 | 0.0029853
ENS | Base | C&I Curtailment | C&I Curtailment- Water Heating Control | Large Industrial | Miscellaneous | MW of Load | 1 | 2036 | 0.0010764
ENS | Base | C&I Curtailment | C&I Curtailment- Water Heating Control | Large Industrial | Offices | MW of Load | 1 | 2036 | 0.00033459
ENS | Base | C&I Curtailment | C&I Curtailment- Water Heating Control | Large Industrial | Retail Trade | MW of Load | 1 | 2036 | 0.0058407
ENS | Base | C&I Curtailment | C&I Curtailment- Water Heating Control | Large Industrial | Services | MW of Load | 1 | 2036 | 0.0017333
ENS | Base | C&I Curtailment | C&I Curtailment- Other | Large Industrial | Miscellaneous | MW of Load | 1 | 2036 | 0.022556
ENS | Base | C&I Curtailment | C&I Curtailment- Other | Large Industrial | Offices | MW of Load | 1 | 2036 | 0.0063989
ENS | Base | C&I Curtailment | C&I Curtailment- Other | Large Industrial | Retail Trade | MW of Load | 1 | 2036 | 0.055715
ENS | Base | C&I Curtailment | C&I Curtailment- Other | Large Industrial | Services | MW of Load | 1 | 2036 | 0.016534
ENS | Base | C&I Curtailment | C&I Curtailment- Industrial | Large Industrial | Manufacturing | MW of Load | 1 | 2036 | 0.72244
ENS | Base | C&I Curtailment | C&I Curtailment- Manual HVAC Control | Interruptible Rider | Miscellaneous | MW of Load | 1 | 2036 | 0.30423
ENS | Base | C&I Curtailment | C&I Curtailment- Manual HVAC Control | Interruptible Rider | Retail Trade | MW of Load | 1 | 2036 | 0.0076107
ENS | Base | C&I Curtailment | C&I Curtailment- Auto-DR HVAC Control | Interruptible Rider | Miscellaneous | MW of Load | 1 | 2036 | 1.9863
ENS | Base | C&I Curtailment | C&I Curtailment- Auto-DR HVAC Control | Interruptible Rider | Retail Trade | MW of Load | 1 | 2036 | 0.049689
ENS | Base | C&I Curtailment | C&I Curtailment- Standard Lighting Control | Interruptible Rider | Miscellaneous | MW of Load | 1 | 2036 | 0.1571
ENS | Base | C&I Curtailment | C&I Curtailment- Standard Lighting Control | Interruptible Rider | Retail Trade | MW of Load | 1 | 2036 | 0.012071
ENS | Base | C&I Curtailment | C&I Curtailment- Advanced Lighting Control | Interruptible Rider | Miscellaneous | MW of Load | 1 | 2036 | 0.078548
ENS | Base | C&I Curtailment | C&I Curtailment- Advanced Lighting Control | Interruptible Rider | Retail Trade | MW of Load | 1 | 2036 | 0.0060357
ENS | Base | C&I Curtailment | C&I Curtailment- Water Heating Control | Interruptible Rider | Miscellaneous | MW of Load | 1 | 2036 | 0.017778
ENS | Base | C&I Curtailment | C&I Curtailment- Water Heating Control | Interruptible Rider | Retail Trade | MW of Load | 1 | 2036 | 0.0023985
ENS | Base | C&I Curtailment | C&I Curtailment- Other | Interruptible Rider | Miscellaneous | MW of Load | 1 | 2036 | 0.31805
ENS | Base | C&I Curtailment | C&I Curtailment- Other | Interruptible Rider | Retail Trade | MW of Load | 1 | 2036 | 0.025998
ENS | Base | C&I Curtailment | C&I Curtailment- Industrial | Interruptible Rider | Manufacturing | MW of Load | 1 | 2036 | 0.495
ENS | Base | Dynamic Pricing | Dynamic Pricing with enabling tech. | Small Commercial | Manufacturing | MW of Load | 1 | 2036 | 0.036407
ENS | Base | Dynamic Pricing | Dynamic Pricing with enabling tech. | Small Commercial | Miscellaneous | MW of Load | 1 | 2036 | 0.41915
ENS | Base | Dynamic Pricing | Dynamic Pricing with enabling tech. | Small Commercial | Offices | MW of Load | 1 | 2036 | 0.3359
ENS | Base | Dynamic Pricing | Dynamic Pricing with enabling tech. | Small Commercial | Retail Trade | MW of Load | 1 | 2036 | 0.73471
ENS | Base | Dynamic Pricing | Dynamic Pricing with enabling tech. | Small Commercial | Services | MW of Load | 1 | 2036 | 0.88354
ENS | Base | Dynamic Pricing | Dynamic Pricing w/o enabling tech. | Small Commercial | Manufacturing | MW of Load | 1 | 2036 | 0.0021503
ENS | Base | Dynamic Pricing | Dynamic Pricing w/o enabling tech. | Small Commercial | Miscellaneous | MW of Load | 1 | 2036 | 0.024756
ENS | Base | Dynamic Pricing | Dynamic Pricing w/o enabling tech. | Small Commercial | Offices | MW of Load | 1 | 2036 | 0.019839
ENS | Base | Dynamic Pricing | Dynamic Pricing w/o enabling tech. | Small Commercial | Retail Trade | MW of Load | 1 | 2036 | 0.043394
ENS | Base | Dynamic Pricing | Dynamic Pricing w/o enabling tech. | Small Commercial | Services | MW of Load | 1 | 2036 | 0.052184
ENS | Base | Dynamic Pricing | Dynamic Pricing with enabling tech. | Large Commercial | Offices | MW of Load | 1 | 2036 | 0.055918
ENS | Base | Dynamic Pricing | Dynamic Pricing with enabling tech. | Large Commercial | Services | MW of Load | 1 | 2036 | 0.3651
ENS | Base | Dynamic Pricing | Dynamic Pricing w/o enabling tech. | Large Commercial | Offices | MW of Load | 1 | 2036 | 0.02119
ENS | Base | Dynamic Pricing | Dynamic Pricing w/o enabling tech. | Large Commercial | Services | MW of Load | 1 | 2036 | 0.13835
ENS | Base | Dynamic Pricing | Dynamic Pricing with enabling tech. | Small Industrial | Manufacturing | MW of Load | 1 | 2036 | 0.069999
ENS | Base | Dynamic Pricing | Dynamic Pricing with enabling tech. | Small Industrial | Miscellaneous | MW of Load | 1 | 2036 | 0.10594
ENS | Base | Dynamic Pricing | Dynamic Pricing with enabling tech. | Small Industrial | Offices | MW of Load | 1 | 2036 | 0.0065166
ENS | Base | Dynamic Pricing | Dynamic Pricing with enabling tech. | Small Industrial | Retail Trade | MW of Load | 1 | 2036 | 0.018156
ENS | Base | Dynamic Pricing | Dynamic Pricing with enabling tech. | Small Industrial | Services | MW of Load | 1 | 2036 | 0.022633
ENS | Base | Dynamic Pricing | Dynamic Pricing w/o enabling tech. | Small Industrial | Manufacturing | MW of Load | 1 | 2036 | 0.0041343
ENS | Base | Dynamic Pricing | Dynamic Pricing w/o enabling tech. | Small Industrial | Miscellaneous | MW of Load | 1 | 2036 | 0.006257
ENS | Base | Dynamic Pricing | Dynamic Pricing w/o enabling tech. | Small Industrial | Offices | MW of Load | 1 | 2036 | 0.00038489
ENS | Base | Dynamic Pricing | Dynamic Pricing w/o enabling tech. | Small Industrial | Retail Trade | MW of Load | 1 | 2036 | 0.0010723
ENS | Base | Dynamic Pricing | Dynamic Pricing w/o enabling tech. | Small Industrial | Services | MW of Load | 1 | 2036 | 0.0013368
ENS | Base | Dynamic Pricing | Dynamic Pricing with enabling tech. | Large Industrial | Manufacturing | MW of Load | 1 | 2036 | 0.36032
ENS | Base | Dynamic Pricing | Dynamic Pricing with enabling tech. | Large Industrial | Miscellaneous | MW of Load | 1 | 2036 | 0.22217
ENS | Base | Dynamic Pricing | Dynamic Pricing with enabling tech. | Large Industrial | Offices | MW of Load | 1 | 2036 | 0.017067
ENS | Base | Dynamic Pricing | Dynamic Pricing with enabling tech. | Large Industrial | Retail Trade | MW of Load | 1 | 2036 | 0.074687
ENS | Base | Dynamic Pricing | Dynamic Pricing with enabling tech. | Large Industrial | Services | MW of Load | 1 | 2036 | 0.041866
ENS | Base | Dynamic Pricing | Dynamic Pricing w/o enabling tech. | Large Industrial | Manufacturing | MW of Load | 1 | 2036 | 0.13654
ENS | Base | Dynamic Pricing | Dynamic Pricing w/o enabling tech. | Large Industrial | Miscellaneous | MW of Load | 1 | 2036 | 0.084192
ENS | Base | Dynamic Pricing | Dynamic Pricing w/o enabling tech. | Large Industrial | Offices | MW of Load | 1 | 2036 | 0.0064676
ENS | Base | Dynamic Pricing | Dynamic Pricing w/o enabling tech. | Large Industrial | Retail Trade | MW of Load | 1 | 2036 | 0.028303
ENS | Base | Dynamic Pricing | Dynamic Pricing w/o enabling tech. | Large Industrial | Services | MW of Load | 1 | 2036 | 0.015865
ENS | Base | Dynamic Pricing | Dynamic Pricing with enabling tech. | Interruptible Rider | Manufacturing | MW of Load | 1 | 2036 | 0.082294
ENS | Base | Dynamic Pricing | Dynamic Pricing with enabling tech. | Interruptible Rider | Miscellaneous | MW of Load | 1 | 2036 | 0.20468
ENS | Base | Dynamic Pricing | Dynamic Pricing with enabling tech. | Interruptible Rider | Retail Trade | MW of Load | 1 | 2036 | 0.012018
ENS | Base | Dynamic Pricing | Dynamic Pricing w/o enabling tech. | Interruptible Rider | Manufacturing | MW of Load | 1 | 2036 | 0.031185
ENS | Base | Dynamic Pricing | Dynamic Pricing w/o enabling tech. | Interruptible Rider | Miscellaneous | MW of Load | 1 | 2036 | 0.077561
ENS | Base | Dynamic Pricing | Dynamic Pricing w/o enabling tech. | Interruptible Rider | Retail Trade | MW of Load | 1 | 2036 | 0.0045542
ENS | Base | Dynamic Pricing | Dynamic Pricing with enabling tech. | Residential | Residential Market Rate | MW of Load | 1 | 2036 | 16.6028
ENS | Base | Dynamic Pricing | Dynamic Pricing w/o enabling tech. | Residential | Residential Market Rate | MW of Load | 1 | 2036 | 9.2844
ENS | Base | BTM Battery Control | BTM Battery Control | Small Commercial | Manufacturing | MW of Load | 0 | 2036 | 0.044321
ENS | Base | BTM Battery Control | BTM Battery Control | Small Commercial | Miscellaneous | MW of Load | 0 | 2036 | 0.32948
ENS | Base | BTM Battery Control | BTM Battery Control | Small Commercial | Offices | MW of Load | 0 | 2036 | 0.11341
ENS | Base | BTM Battery Control | BTM Battery Control | Small Commercial | Retail Trade | MW of Load | 0 | 2036 | 0.19786
ENS | Base | BTM Battery Control | BTM Battery Control | Small Commercial | Services | MW of Load | 0 | 2036 | 0.43075
ENS | Base | BTM Battery Control | BTM Battery Control | Large Commercial | Offices | MW of Load | 0 | 2036 | 0.045542
ENS | Base | BTM Battery Control | BTM Battery Control | Large Commercial | Services | MW of Load | 0 | 2036 | 0.24289
ENS | Base | BTM Battery Control | BTM Battery Control | Small Industrial | Manufacturing | MW of Load | 0 | 2036 | 0.0010821
ENS | Base | BTM Battery Control | BTM Battery Control | Small Industrial | Miscellaneous | MW of Load | 0 | 2036 | 0.0070457
ENS | Base | BTM Battery Control | BTM Battery Control | Small Industrial | Offices | MW of Load | 0 | 2036 | 0.0027912
ENS | Base | BTM Battery Control | BTM Battery Control | Small Industrial | Retail Trade | MW of Load | 0 | 2036 | 0.004857
ENS | Base | BTM Battery Control | BTM Battery Control | Small Industrial | Services | MW of Load | 0 | 2036 | 0.010562
ENS | Base | BTM Battery Control | BTM Battery Control | Large Industrial | Manufacturing | MW of Load | 0 | 2036 | 0.029816
ENS | Base | BTM Battery Control | BTM Battery Control | Large Industrial | Miscellaneous | MW of Load | 0 | 2036 | 0.13824
ENS | Base | BTM Battery Control | BTM Battery Control | Large Industrial | Offices | MW of Load | 0 | 2036 | 0.016263
ENS | Base | BTM Battery Control | BTM Battery Control | Large Industrial | Retail Trade | MW of Load | 0 | 2036 | 0.081317
ENS | Base | BTM Battery Control | BTM Battery Control | Large Industrial | Services | MW of Load | 0 | 2036 | 0.17619
ENS | Base | BTM Battery Control | BTM Battery Control | Interruptible Rider | Manufacturing | MW of Load | 0 | 2036 | 0.039855
ENS | Base | BTM Battery Control | BTM Battery Control | Interruptible Rider | Miscellaneous | MW of Load | 0 | 2036 | 0.10628
ENS | Base | BTM Battery Control | BTM Battery Control | Interruptible Rider | Retail Trade | MW of Load | 0 | 2036 | 0.15942
ENS | Base | BTM Battery Control | BTM Battery Control | Residential | Residential LI | MW of Load | 0 | 2036 | 1.2994
ENS | Base | BTM Battery Control | BTM Battery Control | Residential | Residential Market Rate | MW of Load | 0 | 2036 | 8.0895
ENS | Base | EV Charging Control | EV Charging Control | EV | EV | MW of Load | 0 | 2036 | 2.2484
ENS | Base | Behavioral DR | Behavioral DR | Residential | Residential LI | MW of Load | 0 | 2036 | 0.38322
ENS | Base | Behavioral DR | Behavioral DR | Residential | Residential Market Rate | MW of Load | 0 | 2036 | 2.2129
ENS | Base | DLC | DLC-Switch-Water Heating | Small Commercial | Miscellaneous | MW of Load | 1 | 2037 | 0.03623
ENS | Base | DLC | DLC-Switch-Water Heating | Small Commercial | Offices | MW of Load | 1 | 2037 | 0.021162
ENS | Base | DLC | DLC-Switch-Water Heating | Small Commercial | Retail Trade | MW of Load | 1 | 2037 | 0.12353
ENS | Base | DLC | DLC-Switch-Water Heating | Small Commercial | Services | MW of Load | 1 | 2037 | 0.14822
ENS | Base | DLC | DLC-Thermostat-HVAC | Small Commercial | Miscellaneous | MW of Load | 1 | 2037 | 0.20316
ENS | Base | DLC | DLC-Thermostat-HVAC | Small Commercial | Offices | MW of Load | 1 | 2037 | 0.31794
ENS | Base | DLC | DLC-Thermostat-HVAC | Small Commercial | Retail Trade | MW of Load | 1 | 2037 | 0.25178
ENS | Base | DLC | DLC-Thermostat-HVAC | Small Commercial | Services | MW of Load | 1 | 2037 | 0.30298
ENS | Base | DLC | DLC-Switch-Water Heating | Small Industrial | Miscellaneous | MW of Load | 1 | 2037 | 0.009788
ENS | Base | DLC | DLC-Switch-Water Heating | Small Industrial | Offices | MW of Load | 1 | 2037 | 0.0003781
ENS | Base | DLC | DLC-Switch-Water Heating | Small Industrial | Retail Trade | MW of Load | 1 | 2037 | 0.0026655
ENS | Base | DLC | DLC-Switch-Water Heating | Small Industrial | Services | MW of Load | 1 | 2037 | 0.0033228
ENS | Base | DLC | DLC-Thermostat-HVAC | Small Industrial | Miscellaneous | MW of Load | 1 | 2037 | 0.062952
ENS | Base | DLC | DLC-Thermostat-HVAC | Small Industrial | Offices | MW of Load | 1 | 2037 | 0.0061638
ENS | Base | DLC | DLC-Thermostat-HVAC | Small Industrial | Retail Trade | MW of Load | 1 | 2037 | 0.0067294
ENS | Base | DLC | DLC-Thermostat-HVAC | Small Industrial | Services | MW of Load | 1 | 2037 | 0.008389
ENS | Base | DLC | DLC-Switch-Water Heating | Residential | Residential LI | MW of Load | 1 | 2037 | 4.2226
ENS | Base | DLC | DLC-Switch-Water Heating | Residential | Residential Market Rate | MW of Load | 1 | 2037 | 13.0194
ENS | Base | DLC | DLC-Thermostat-Heat Pump | Residential | Residential LI | MW of Load | 1 | 2037 | 1.2658
ENS | Base | DLC | DLC-Thermostat-Heat Pump | Residential | Residential Market Rate | MW of Load | 1 | 2037 | 10.5658
ENS | Base | DLC | DLC-Thermostat-Electric Furnace | Residential | Residential LI | MW of Load | 1 | 2037 | 3.818
ENS | Base | DLC | DLC-Thermostat-Electric Furnace | Residential | Residential Market Rate | MW of Load | 1 | 2037 | 2.5205
ENS | Base | C&I Curtailment | C&I Curtailment- Manual HVAC Control | Large Commercial | Offices | MW of Load | 1 | 2037 | 0.023072
ENS | Base | C&I Curtailment | C&I Curtailment- Manual HVAC Control | Large Commercial | Services | MW of Load | 1 | 2037 | 0.037403
ENS | Base | C&I Curtailment | C&I Curtailment- Auto-DR HVAC Control | Large Commercial | Offices | MW of Load | 1 | 2037 | 0.15063
ENS | Base | C&I Curtailment | C&I Curtailment- Auto-DR HVAC Control | Large Commercial | Services | MW of Load | 1 | 2037 | 0.2442
ENS | Base | C&I Curtailment | C&I Curtailment- Standard Lighting Control | Large Commercial | Offices | MW of Load | 1 | 2037 | 0.0063494
ENS | Base | C&I Curtailment | C&I Curtailment- Standard Lighting Control | Large Commercial | Services | MW of Load | 1 | 2037 | 0.0495
ENS | Base | C&I Curtailment | C&I Curtailment- Advanced Lighting Control | Large Commercial | Offices | MW of Load | 1 | 2037 | 0.0031747
ENS | Base | C&I Curtailment | C&I Curtailment- Advanced Lighting Control | Large Commercial | Services | MW of Load | 1 | 2037 | 0.02475
ENS | Base | C&I Curtailment | C&I Curtailment- Water Heating Control | Large Commercial | Offices | MW of Load | 1 | 2037 | 0.0013555
ENS | Base | C&I Curtailment | C&I Curtailment- Water Heating Control | Large Commercial | Services | MW of Load | 1 | 2037 | 0.015056
ENS | Base | C&I Curtailment | C&I Curtailment- Other | Large Commercial | Offices | MW of Load | 1 | 2037 | 0.020294
ENS | Base | C&I Curtailment | C&I Curtailment- Other | Large Commercial | Services | MW of Load | 1 | 2037 | 0.14232
ENS | Base | C&I Curtailment | C&I Curtailment- Manual HVAC Control | Large Industrial | Miscellaneous | MW of Load | 1 | 2037 | 0.010466
ENS | Base | C&I Curtailment | C&I Curtailment- Manual HVAC Control | Large Industrial | Offices | MW of Load | 1 | 2037 | 0.0068856
ENS | Base | C&I Curtailment | C&I Curtailment- Manual HVAC Control | Large Industrial | Retail Trade | MW of Load | 1 | 2037 | 0.014811
ENS | Base | C&I Curtailment | C&I Curtailment- Manual HVAC Control | Large Industrial | Services | MW of Load | 1 | 2037 | 0.0043953
ENS | Base | C&I Curtailment | C&I Curtailment- Auto-DR HVAC Control | Large Industrial | Miscellaneous | MW of Load | 1 | 2037 | 0.068329
ENS | Base | C&I Curtailment | C&I Curtailment- Auto-DR HVAC Control | Large Industrial | Offices | MW of Load | 1 | 2037 | 0.044955
ENS | Base | C&I Curtailment | C&I Curtailment- Auto-DR HVAC Control | Large Industrial | Retail Trade | MW of Load | 1 | 2037 | 0.096698
ENS | Base | C&I Curtailment | C&I Curtailment- Auto-DR HVAC Control | Large Industrial | Services | MW of Load | 1 | 2037 | 0.028696
ENS | Base | C&I Curtailment | C&I Curtailment- Standard Lighting Control | Large Industrial | Miscellaneous | MW of Load | 1 | 2037 | 0.014794
ENS | Base | C&I Curtailment | C&I Curtailment- Standard Lighting Control | Large Industrial | Offices | MW of Load | 1 | 2037 | 0.0027622
ENS | Base | C&I Curtailment | C&I Curtailment- Standard Lighting Control | Large Industrial | Retail Trade | MW of Load | 1 | 2037 | 0.019601
ENS | Base | C&I Curtailment | C&I Curtailment- Standard Lighting Control | Large Industrial | Services | MW of Load | 1 | 2037 | 0.0058169
ENS | Base | C&I Curtailment | C&I Curtailment- Advanced Lighting Control | Large Industrial | Miscellaneous | MW of Load | 1 | 2037 | 0.007397
ENS | Base | C&I Curtailment | C&I Curtailment- Advanced Lighting Control | Large Industrial | Offices | MW of Load | 1 | 2037 | 0.0013811
ENS | Base | C&I Curtailment | C&I Curtailment- Advanced Lighting Control | Large Industrial | Retail Trade | MW of Load | 1 | 2037 | 0.0098007
ENS | Base | C&I Curtailment | C&I Curtailment- Advanced Lighting Control | Large Industrial | Services | MW of Load | 1 | 2037 | 0.0029085
ENS | Base | C&I Curtailment | C&I Curtailment- Water Heating Control | Large Industrial | Miscellaneous | MW of Load | 1 | 2037 | 0.0010874
ENS | Base | C&I Curtailment | C&I Curtailment- Water Heating Control | Large Industrial | Offices | MW of Load | 1 | 2037 | 0.00033966
ENS | Base | C&I Curtailment | C&I Curtailment- Water Heating Control | Large Industrial | Retail Trade | MW of Load | 1 | 2037 | 0.0059619
ENS | Base | C&I Curtailment | C&I Curtailment- Water Heating Control | Large Industrial | Services | MW of Load | 1 | 2037 | 0.0017692
ENS | Base | C&I Curtailment | C&I Curtailment- Other | Large Industrial | Miscellaneous | MW of Load | 1 | 2037 | 0.022733
ENS | Base | C&I Curtailment | C&I Curtailment- Other | Large Industrial | Offices | MW of Load | 1 | 2037 | 0.0064976
ENS | Base | C&I Curtailment | C&I Curtailment- Other | Large Industrial | Retail Trade | MW of Load | 1 | 2037 | 0.056356
ENS | Base | C&I Curtailment | C&I Curtailment- Other | Large Industrial | Services | MW of Load | 1 | 2037 | 0.016724
ENS | Base | C&I Curtailment | C&I Curtailment- Industrial | Large Industrial | Manufacturing | MW of Load | 1 | 2037 | 0.71404
ENS | Base | C&I Curtailment | C&I Curtailment- Manual HVAC Control | Interruptible Rider | Miscellaneous | MW of Load | 1 | 2037 | 0.30206
ENS | Base | C&I Curtailment | C&I Curtailment- Manual HVAC Control | Interruptible Rider | Retail Trade | MW of Load | 1 | 2037 | 0.0074762
ENS | Base | C&I Curtailment | C&I Curtailment- Auto-DR HVAC Control | Interruptible Rider | Miscellaneous | MW of Load | 1 | 2037 | 1.9721
ENS | Base | C&I Curtailment | C&I Curtailment- Auto-DR HVAC Control | Interruptible Rider | Retail Trade | MW of Load | 1 | 2037 | 0.048811
ENS | Base | C&I Curtailment | C&I Curtailment- Standard Lighting Control | Interruptible Rider | Miscellaneous | MW of Load | 1 | 2037 | 0.15278
ENS | Base | C&I Curtailment | C&I Curtailment- Standard Lighting Control | Interruptible Rider | Retail Trade | MW of Load | 1 | 2037 | 0.011815
ENS | Base | C&I Curtailment | C&I Curtailment- Advanced Lighting Control | Interruptible Rider | Miscellaneous | MW of Load | 1 | 2037 | 0.076388
ENS | Base | C&I Curtailment | C&I Curtailment- Advanced Lighting Control | Interruptible Rider | Retail Trade | MW of Load | 1 | 2037 | 0.0059076
ENS | Base | C&I Curtailment | C&I Curtailment- Water Heating Control | Interruptible Rider | Miscellaneous | MW of Load | 1 | 2037 | 0.017712
ENS | Base | C&I Curtailment | C&I Curtailment- Water Heating Control | Interruptible Rider | Retail Trade | MW of Load | 1 | 2037 | 0.002395
ENS | Base | C&I Curtailment | C&I Curtailment- Other | Interruptible Rider | Miscellaneous | MW of Load | 1 | 2037 | 0.31643
ENS | Base | C&I Curtailment | C&I Curtailment- Other | Interruptible Rider | Retail Trade | MW of Load | 1 | 2037 | 0.025908
ENS | Base | C&I Curtailment | C&I Curtailment- Industrial | Interruptible Rider | Manufacturing | MW of Load | 1 | 2037 | 0.48264
ENS | Base | Dynamic Pricing | Dynamic Pricing with enabling tech. | Small Commercial | Manufacturing | MW of Load | 1 | 2037 | 0.035077
ENS | Base | Dynamic Pricing | Dynamic Pricing with enabling tech. | Small Commercial | Miscellaneous | MW of Load | 1 | 2037 | 0.4142
ENS | Base | Dynamic Pricing | Dynamic Pricing with enabling tech. | Small Commercial | Offices | MW of Load | 1 | 2037 | 0.32895
ENS | Base | Dynamic Pricing | Dynamic Pricing with enabling tech. | Small Commercial | Retail Trade | MW of Load | 1 | 2037 | 0.71651
ENS | Base | Dynamic Pricing | Dynamic Pricing with enabling tech. | Small Commercial | Services | MW of Load | 1 | 2037 | 0.86155
ENS | Base | Dynamic Pricing | Dynamic Pricing w/o enabling tech. | Small Commercial | Manufacturing | MW of Load | 1 | 2037 | 0.0020717
ENS | Base | Dynamic Pricing | Dynamic Pricing w/o enabling tech. | Small Commercial | Miscellaneous | MW of Load | 1 | 2037 | 0.024463
ENS | Base | Dynamic Pricing | Dynamic Pricing w/o enabling tech. | Small Commercial | Offices | MW of Load | 1 | 2037 | 0.019428
ENS | Base | Dynamic Pricing | Dynamic Pricing w/o enabling tech. | Small Commercial | Retail Trade | MW of Load | 1 | 2037 | 0.042319
ENS | Base | Dynamic Pricing | Dynamic Pricing w/o enabling tech. | Small Commercial | Services | MW of Load | 1 | 2037 | 0.050885
ENS | Base | Dynamic Pricing | Dynamic Pricing with enabling tech. | Large Commercial | Offices | MW of Load | 1 | 2037 | 0.054899
ENS | Base | Dynamic Pricing | Dynamic Pricing with enabling tech. | Large Commercial | Services | MW of Load | 1 | 2037 | 0.35808
ENS | Base | Dynamic Pricing | Dynamic Pricing w/o enabling tech. | Large Commercial | Offices | MW of Load | 1 | 2037 | 0.020804
ENS | Base | Dynamic Pricing | Dynamic Pricing w/o enabling tech. | Large Commercial | Services | MW of Load | 1 | 2037 | 0.13569
ENS | Base | Dynamic Pricing | Dynamic Pricing with enabling tech. | Small Industrial | Manufacturing | MW of Load | 1 | 2037 | 0.068765
ENS | Base | Dynamic Pricing | Dynamic Pricing with enabling tech. | Small Industrial | Miscellaneous | MW of Load | 1 | 2037 | 0.10608
ENS | Base | Dynamic Pricing | Dynamic Pricing with enabling tech. | Small Industrial | Offices | MW of Load | 1 | 2037 | 0.0065188
ENS | Base | Dynamic Pricing | Dynamic Pricing with enabling tech. | Small Industrial | Retail Trade | MW of Load | 1 | 2037 | 0.018154
ENS | Base | Dynamic Pricing | Dynamic Pricing with enabling tech. | Small Industrial | Services | MW of Load | 1 | 2037 | 0.022631
ENS | Base | Dynamic Pricing | Dynamic Pricing w/o enabling tech. | Small Industrial | Manufacturing | MW of Load | 1 | 2037 | 0.0040614
ENS | Base | Dynamic Pricing | Dynamic Pricing w/o enabling tech. | Small Industrial | Miscellaneous | MW of Load | 1 | 2037 | 0.0062651
ENS | Base | Dynamic Pricing | Dynamic Pricing w/o enabling tech. | Small Industrial | Offices | MW of Load | 1 | 2037 | 0.00038502
ENS | Base | Dynamic Pricing | Dynamic Pricing w/o enabling tech. | Small Industrial | Retail Trade | MW of Load | 1 | 2037 | 0.0010722
ENS | Base | Dynamic Pricing | Dynamic Pricing w/o enabling tech. | Small Industrial | Services | MW of Load | 1 | 2037 | 0.0013366
ENS | Base | Dynamic Pricing | Dynamic Pricing with enabling tech. | Large Industrial | Manufacturing | MW of Load | 1 | 2037 | 0.35613
ENS | Base | Dynamic Pricing | Dynamic Pricing with enabling tech. | Large Industrial | Miscellaneous | MW of Load | 1 | 2037 | 0.22573
ENS | Base | Dynamic Pricing | Dynamic Pricing with enabling tech. | Large Industrial | Offices | MW of Load | 1 | 2037 | 0.017281
ENS | Base | Dynamic Pricing | Dynamic Pricing with enabling tech. | Large Industrial | Retail Trade | MW of Load | 1 | 2037 | 0.075067
ENS | Base | Dynamic Pricing | Dynamic Pricing with enabling tech. | Large Industrial | Services | MW of Load | 1 | 2037 | 0.042079
ENS | Base | Dynamic Pricing | Dynamic Pricing w/o enabling tech. | Large Industrial | Manufacturing | MW of Load | 1 | 2037 | 0.13495
ENS | Base | Dynamic Pricing | Dynamic Pricing w/o enabling tech. | Large Industrial | Miscellaneous | MW of Load | 1 | 2037 | 0.08554
ENS | Base | Dynamic Pricing | Dynamic Pricing w/o enabling tech. | Large Industrial | Offices | MW of Load | 1 | 2037 | 0.0065486
ENS | Base | Dynamic Pricing | Dynamic Pricing w/o enabling tech. | Large Industrial | Retail Trade | MW of Load | 1 | 2037 | 0.028447
ENS | Base | Dynamic Pricing | Dynamic Pricing w/o enabling tech. | Large Industrial | Services | MW of Load | 1 | 2037 | 0.015946
ENS | Base | Dynamic Pricing | Dynamic Pricing with enabling tech. | Interruptible Rider | Manufacturing | MW of Load | 1 | 2037 | 0.080238
ENS | Base | Dynamic Pricing | Dynamic Pricing with enabling tech. | Interruptible Rider | Miscellaneous | MW of Load | 1 | 2037 | 0.20313
ENS | Base | Dynamic Pricing | Dynamic Pricing with enabling tech. | Interruptible Rider | Retail Trade | MW of Load | 1 | 2037 | 0.011927
ENS | Base | Dynamic Pricing | Dynamic Pricing w/o enabling tech. | Interruptible Rider | Manufacturing | MW of Load | 1 | 2037 | 0.030406
ENS | Base | Dynamic Pricing | Dynamic Pricing w/o enabling tech. | Interruptible Rider | Miscellaneous | MW of Load | 1 | 2037 | 0.076976
ENS | Base | Dynamic Pricing | Dynamic Pricing w/o enabling tech. | Interruptible Rider | Retail Trade | MW of Load | 1 | 2037 | 0.0045197
ENS | Base | Dynamic Pricing | Dynamic Pricing with enabling tech. | Residential | Residential Market Rate | MW of Load | 1 | 2037 | 16.5657
ENS | Base | Dynamic Pricing | Dynamic Pricing w/o enabling tech. | Residential | Residential Market Rate | MW of Load | 1 | 2037 | 9.2637
ENS | Base | BTM Battery Control | BTM Battery Control | Small Commercial | Manufacturing | MW of Load | 0 | 2037 | 0.044334
ENS | Base | BTM Battery Control | BTM Battery Control | Small Commercial | Miscellaneous | MW of Load | 0 | 2037 | 0.32973
ENS | Base | BTM Battery Control | BTM Battery Control | Small Commercial | Offices | MW of Load | 0 | 2037 | 0.11341
ENS | Base | BTM Battery Control | BTM Battery Control | Small Commercial | Retail Trade | MW of Load | 0 | 2037 | 0.19792
ENS | Base | BTM Battery Control | BTM Battery Control | Small Commercial | Services | MW of Load | 0 | 2037 | 0.43085
ENS | Base | BTM Battery Control | BTM Battery Control | Large Commercial | Offices | MW of Load | 0 | 2037 | 0.045556
ENS | Base | BTM Battery Control | BTM Battery Control | Large Commercial | Services | MW of Load | 0 | 2037 | 0.24297
ENS | Base | BTM Battery Control | BTM Battery Control | Small Industrial | Manufacturing | MW of Load | 0 | 2037 | 0.0010824
ENS | Base | BTM Battery Control | BTM Battery Control | Small Industrial | Miscellaneous | MW of Load | 0 | 2037 | 0.0070478
ENS | Base | BTM Battery Control | BTM Battery Control | Small Industrial | Offices | MW of Load | 0 | 2037 | 0.0027921
ENS | Base | BTM Battery Control | BTM Battery Control | Small Industrial | Retail Trade | MW of Load | 0 | 2037 | 0.0048584
ENS | Base | BTM Battery Control | BTM Battery Control | Small Industrial | Services | MW of Load | 0 | 2037 | 0.010566
ENS | Base | BTM Battery Control | BTM Battery Control | Large Industrial | Manufacturing | MW of Load | 0 | 2037 | 0.029825
ENS | Base | BTM Battery Control | BTM Battery Control | Large Industrial | Miscellaneous | MW of Load | 0 | 2037 | 0.13828
ENS | Base | BTM Battery Control | BTM Battery Control | Large Industrial | Offices | MW of Load | 0 | 2037 | 0.016268
ENS | Base | BTM Battery Control | BTM Battery Control | Large Industrial | Retail Trade | MW of Load | 0 | 2037 | 0.081341
ENS | Base | BTM Battery Control | BTM Battery Control | Large Industrial | Services | MW of Load | 0 | 2037 | 0.17624
ENS | Base | BTM Battery Control | BTM Battery Control | Interruptible Rider | Manufacturing | MW of Load | 0 | 2037 | 0.039867
ENS | Base | BTM Battery Control | BTM Battery Control | Interruptible Rider | Miscellaneous | MW of Load | 0 | 2037 | 0.10631
ENS | Base | BTM Battery Control | BTM Battery Control | Interruptible Rider | Retail Trade | MW of Load | 0 | 2037 | 0.15947
ENS | Base | BTM Battery Control | BTM Battery Control | Residential | Residential LI | MW of Load | 0 | 2037 | 1.3062
ENS | Base | BTM Battery Control | BTM Battery Control | Residential | Residential Market Rate | MW of Load | 0 | 2037 | 8.1317
ENS | Base | EV Charging Control | EV Charging Control | EV | EV | MW of Load | 0 | 2037 | 2.5399
ENS | Base | Behavioral DR | Behavioral DR | Residential | Residential LI | MW of Load | 0 | 2037 | 0.38135
ENS | Base | Behavioral DR | Behavioral DR | Residential | Residential Market Rate | MW of Load | 0 | 2037 | 2.208
ENS | Base | DLC | DLC-Switch-Water Heating | Small Commercial | Miscellaneous | MW of Load | 1 | 2038 | 0.035861
ENS | Base | DLC | DLC-Switch-Water Heating | Small Commercial | Offices | MW of Load | 1 | 2038 | 0.02088
ENS | Base | DLC | DLC-Switch-Water Heating | Small Commercial | Retail Trade | MW of Load | 1 | 2038 | 0.12218
ENS | Base | DLC | DLC-Switch-Water Heating | Small Commercial | Services | MW of Load | 1 | 2038 | 0.14657
ENS | Base | DLC | DLC-Thermostat-HVAC | Small Commercial | Miscellaneous | MW of Load | 1 | 2038 | 0.19727
ENS | Base | DLC | DLC-Thermostat-HVAC | Small Commercial | Offices | MW of Load | 1 | 2038 | 0.31145
ENS | Base | DLC | DLC-Thermostat-HVAC | Small Commercial | Retail Trade | MW of Load | 1 | 2038 | 0.24095
ENS | Base | DLC | DLC-Thermostat-HVAC | Small Commercial | Services | MW of Load | 1 | 2038 | 0.28994
ENS | Base | DLC | DLC-Switch-Water Heating | Small Industrial | Miscellaneous | MW of Load | 1 | 2038 | 0.0098434
ENS | Base | DLC | DLC-Switch-Water Heating | Small Industrial | Offices | MW of Load | 1 | 2038 | 0.00037926
ENS | Base | DLC | DLC-Switch-Water Heating | Small Industrial | Retail Trade | MW of Load | 1 | 2038 | 0.0026815
ENS | Base | DLC | DLC-Switch-Water Heating | Small Industrial | Services | MW of Load | 1 | 2038 | 0.0033428
ENS | Base | DLC | DLC-Thermostat-HVAC | Small Industrial | Miscellaneous | MW of Load | 1 | 2038 | 0.062539
ENS | Base | DLC | DLC-Thermostat-HVAC | Small Industrial | Offices | MW of Load | 1 | 2038 | 0.0061668
ENS | Base | DLC | DLC-Thermostat-HVAC | Small Industrial | Retail Trade | MW of Load | 1 | 2038 | 0.0066557
ENS | Base | DLC | DLC-Thermostat-HVAC | Small Industrial | Services | MW of Load | 1 | 2038 | 0.0082971
ENS | Base | DLC | DLC-Switch-Water Heating | Residential | Residential LI | MW of Load | 1 | 2038 | 4.2296
ENS | Base | DLC | DLC-Switch-Water Heating | Residential | Residential Market Rate | MW of Load | 1 | 2038 | 13.0378
ENS | Base | DLC | DLC-Thermostat-Heat Pump | Residential | Residential LI | MW of Load | 1 | 2038 | 1.3272
ENS | Base | DLC | DLC-Thermostat-Heat Pump | Residential | Residential Market Rate | MW of Load | 1 | 2038 | 10.7538
ENS | Base | DLC | DLC-Thermostat-Electric Furnace | Residential | Residential LI | MW of Load | 1 | 2038 | 3.7588
ENS | Base | DLC | DLC-Thermostat-Electric Furnace | Residential | Residential Market Rate | MW of Load | 1 | 2038 | 2.3407
ENS | Base | C&I Curtailment | C&I Curtailment- Manual HVAC Control | Large Commercial | Offices | MW of Load | 1 | 2038 | 0.022705
ENS | Base | C&I Curtailment | C&I Curtailment- Manual HVAC Control | Large Commercial | Services | MW of Load | 1 | 2038 | 0.036002
ENS | Base | C&I Curtailment | C&I Curtailment- Auto-DR HVAC Control | Large Commercial | Offices | MW of Load | 1 | 2038 | 0.14824
ENS | Base | C&I Curtailment | C&I Curtailment- Auto-DR HVAC Control | Large Commercial | Services | MW of Load | 1 | 2038 | 0.23505
ENS | Base | C&I Curtailment | C&I Curtailment- Standard Lighting Control | Large Commercial | Offices | MW of Load | 1 | 2038 | 0.0058789
ENS | Base | C&I Curtailment | C&I Curtailment- Standard Lighting Control | Large Commercial | Services | MW of Load | 1 | 2038 | 0.046897
ENS | Base | C&I Curtailment | C&I Curtailment- Advanced Lighting Control | Large Commercial | Offices | MW of Load | 1 | 2038 | 0.0029395
ENS | Base | C&I Curtailment | C&I Curtailment- Advanced Lighting Control | Large Commercial | Services | MW of Load | 1 | 2038 | 0.023448
ENS | Base | C&I Curtailment | C&I Curtailment- Water Heating Control | Large Commercial | Offices | MW of Load | 1 | 2038 | 0.0013497
ENS | Base | C&I Curtailment | C&I Curtailment- Water Heating Control | Large Commercial | Services | MW of Load | 1 | 2038 | 0.014992
ENS | Base | C&I Curtailment | C&I Curtailment- Other | Large Commercial | Offices | MW of Load | 1 | 2038 | 0.019947
ENS | Base | C&I Curtailment | C&I Curtailment- Other | Large Commercial | Services | MW of Load | 1 | 2038 | 0.14042
ENS | Base | C&I Curtailment | C&I Curtailment- Manual HVAC Control | Large Industrial | Miscellaneous | MW of Load | 1 | 2038 | 0.010464
ENS | Base | C&I Curtailment | C&I Curtailment- Manual HVAC Control | Large Industrial | Offices | MW of Load | 1 | 2038 | 0.0069712
ENS | Base | C&I Curtailment | C&I Curtailment- Manual HVAC Control | Large Industrial | Retail Trade | MW of Load | 1 | 2038 | 0.014615
ENS | Base | C&I Curtailment | C&I Curtailment- Manual HVAC Control | Large Industrial | Services | MW of Load | 1 | 2038 | 0.004337
ENS | Base | C&I Curtailment | C&I Curtailment- Auto-DR HVAC Control | Large Industrial | Miscellaneous | MW of Load | 1 | 2038 | 0.068315
ENS | Base | C&I Curtailment | C&I Curtailment- Auto-DR HVAC Control | Large Industrial | Offices | MW of Load | 1 | 2038 | 0.045514
ENS | Base | C&I Curtailment | C&I Curtailment- Auto-DR HVAC Control | Large Industrial | Retail Trade | MW of Load | 1 | 2038 | 0.095416
ENS | Base | C&I Curtailment | C&I Curtailment- Auto-DR HVAC Control | Large Industrial | Services | MW of Load | 1 | 2038 | 0.028316
ENS | Base | C&I Curtailment | C&I Curtailment- Standard Lighting Control | Large Industrial | Miscellaneous | MW of Load | 1 | 2038 | 0.014675
ENS | Base | C&I Curtailment | C&I Curtailment- Standard Lighting Control | Large Industrial | Offices | MW of Load | 1 | 2038 | 0.0027286
ENS | Base | C&I Curtailment | C&I Curtailment- Standard Lighting Control | Large Industrial | Retail Trade | MW of Load | 1 | 2038 | 0.019037
ENS | Base | C&I Curtailment | C&I Curtailment- Standard Lighting Control | Large Industrial | Services | MW of Load | 1 | 2038 | 0.0056494
ENS | Base | C&I Curtailment | C&I Curtailment- Advanced Lighting Control | Large Industrial | Miscellaneous | MW of Load | 1 | 2038 | 0.0073373
ENS | Base | C&I Curtailment | C&I Curtailment- Advanced Lighting Control | Large Industrial | Offices | MW of Load | 1 | 2038 | 0.0013643
ENS | Base | C&I Curtailment | C&I Curtailment- Advanced Lighting Control | Large Industrial | Retail Trade | MW of Load | 1 | 2038 | 0.0095185
ENS | Base | C&I Curtailment | C&I Curtailment- Advanced Lighting Control | Large Industrial | Services | MW of Load | 1 | 2038 | 0.0028247
ENS | Base | C&I Curtailment | C&I Curtailment- Water Heating Control | Large Industrial | Miscellaneous | MW of Load | 1 | 2038 | 0.001099
ENS | Base | C&I Curtailment | C&I Curtailment- Water Heating Control | Large Industrial | Offices | MW of Load | 1 | 2038 | 0.00034473
ENS | Base | C&I Curtailment | C&I Curtailment- Water Heating Control | Large Industrial | Retail Trade | MW of Load | 1 | 2038 | 0.0060857
ENS | Base | C&I Curtailment | C&I Curtailment- Water Heating Control | Large Industrial | Services | MW of Load | 1 | 2038 | 0.001806
ENS | Base | C&I Curtailment | C&I Curtailment- Other | Large Industrial | Miscellaneous | MW of Load | 1 | 2038 | 0.022926
ENS | Base | C&I Curtailment | C&I Curtailment- Other | Large Industrial | Offices | MW of Load | 1 | 2038 | 0.0065983
ENS | Base | C&I Curtailment | C&I Curtailment- Other | Large Industrial | Retail Trade | MW of Load | 1 | 2038 | 0.057
ENS | Base | C&I Curtailment | C&I Curtailment- Other | Large Industrial | Services | MW of Load | 1 | 2038 | 0.016915
ENS | Base | C&I Curtailment | C&I Curtailment- Industrial | Large Industrial | Manufacturing | MW of Load | 1 | 2038 | 0.70532
ENS | Base | C&I Curtailment | C&I Curtailment- Manual HVAC Control | Interruptible Rider | Miscellaneous | MW of Load | 1 | 2038 | 0.29981
ENS | Base | C&I Curtailment | C&I Curtailment- Manual HVAC Control | Interruptible Rider | Retail Trade | MW of Load | 1 | 2038 | 0.0073381
ENS | Base | C&I Curtailment | C&I Curtailment- Auto-DR HVAC Control | Interruptible Rider | Miscellaneous | MW of Load | 1 | 2038 | 1.9574
ENS | Base | C&I Curtailment | C&I Curtailment- Auto-DR HVAC Control | Interruptible Rider | Retail Trade | MW of Load | 1 | 2038 | 0.047909
ENS | Base | C&I Curtailment | C&I Curtailment- Standard Lighting Control | Interruptible Rider | Miscellaneous | MW of Load | 1 | 2038 | 0.14851
ENS | Base | C&I Curtailment | C&I Curtailment- Standard Lighting Control | Interruptible Rider | Retail Trade | MW of Load | 1 | 2038 | 0.011562
ENS | Base | C&I Curtailment | C&I Curtailment- Advanced Lighting Control | Interruptible Rider | Miscellaneous | MW of Load | 1 | 2038 | 0.074253
ENS | Base | C&I Curtailment | C&I Curtailment- Advanced Lighting Control | Interruptible Rider | Retail Trade | MW of Load | 1 | 2038 | 0.0057809
ENS | Base | C&I Curtailment | C&I Curtailment- Water Heating Control | Interruptible Rider | Miscellaneous | MW of Load | 1 | 2038 | 0.017641
ENS | Base | C&I Curtailment | C&I Curtailment- Water Heating Control | Interruptible Rider | Retail Trade | MW of Load | 1 | 2038 | 0.0023911
ENS | Base | C&I Curtailment | C&I Curtailment- Other | Interruptible Rider | Miscellaneous | MW of Load | 1 | 2038 | 0.3148
ENS | Base | C&I Curtailment | C&I Curtailment- Other | Interruptible Rider | Retail Trade | MW of Load | 1 | 2038 | 0.025817
ENS | Base | C&I Curtailment | C&I Curtailment- Industrial | Interruptible Rider | Manufacturing | MW of Load | 1 | 2038 | 0.47023
ENS | Base | Dynamic Pricing | Dynamic Pricing with enabling tech. | Small Commercial | Manufacturing | MW of Load | 1 | 2038 | 0.033739
ENS | Base | Dynamic Pricing | Dynamic Pricing with enabling tech. | Small Commercial | Miscellaneous | MW of Load | 1 | 2038 | 0.40524
ENS | Base | Dynamic Pricing | Dynamic Pricing with enabling tech. | Small Commercial | Offices | MW of Load | 1 | 2038 | 0.32178
ENS | Base | Dynamic Pricing | Dynamic Pricing with enabling tech. | Small Commercial | Retail Trade | MW of Load | 1 | 2038 | 0.69779
ENS | Base | Dynamic Pricing | Dynamic Pricing with enabling tech. | Small Commercial | Services | MW of Load | 1 | 2038 | 0.83894
ENS | Base | Dynamic Pricing | Dynamic Pricing w/o enabling tech. | Small Commercial | Manufacturing | MW of Load | 1 | 2038 | 0.0019927
ENS | Base | Dynamic Pricing | Dynamic Pricing w/o enabling tech. | Small Commercial | Miscellaneous | MW of Load | 1 | 2038 | 0.023935
ENS | Base | Dynamic Pricing | Dynamic Pricing w/o enabling tech. | Small Commercial | Offices | MW of Load | 1 | 2038 | 0.019005
ENS | Base | Dynamic Pricing | Dynamic Pricing w/o enabling tech. | Small Commercial | Retail Trade | MW of Load | 1 | 2038 | 0.041213
ENS | Base | Dynamic Pricing | Dynamic Pricing w/o enabling tech. | Small Commercial | Services | MW of Load | 1 | 2038 | 0.04955
ENS | Base | Dynamic Pricing | Dynamic Pricing with enabling tech. | Large Commercial | Offices | MW of Load | 1 | 2038 | 0.053858
ENS | Base | Dynamic Pricing | Dynamic Pricing with enabling tech. | Large Commercial | Services | MW of Load | 1 | 2038 | 0.35091
ENS | Base | Dynamic Pricing | Dynamic Pricing w/o enabling tech. | Large Commercial | Offices | MW of Load | 1 | 2038 | 0.020409
ENS | Base | Dynamic Pricing | Dynamic Pricing w/o enabling tech. | Large Commercial | Services | MW of Load | 1 | 2038 | 0.13298
ENS | Base | Dynamic Pricing | Dynamic Pricing with enabling tech. | Small Industrial | Manufacturing | MW of Load | 1 | 2038 | 0.06751
ENS | Base | Dynamic Pricing | Dynamic Pricing with enabling tech. | Small Industrial | Miscellaneous | MW of Load | 1 | 2038 | 0.10579
ENS | Base | Dynamic Pricing | Dynamic Pricing with enabling tech. | Small Industrial | Offices | MW of Load | 1 | 2038 | 0.0065207
ENS | Base | Dynamic Pricing | Dynamic Pricing with enabling tech. | Small Industrial | Retail Trade | MW of Load | 1 | 2038 | 0.018152
ENS | Base | Dynamic Pricing | Dynamic Pricing with enabling tech. | Small Industrial | Services | MW of Load | 1 | 2038 | 0.022628
ENS | Base | Dynamic Pricing | Dynamic Pricing w/o enabling tech. | Small Industrial | Manufacturing | MW of Load | 1 | 2038 | 0.0039873
ENS | Base | Dynamic Pricing | Dynamic Pricing w/o enabling tech. | Small Industrial | Miscellaneous | MW of Load | 1 | 2038 | 0.0062482
ENS | Base | Dynamic Pricing | Dynamic Pricing w/o enabling tech. | Small Industrial | Offices | MW of Load | 1 | 2038 | 0.00038513
ENS | Base | Dynamic Pricing | Dynamic Pricing w/o enabling tech. | Small Industrial | Retail Trade | MW of Load | 1 | 2038 | 0.0010721
ENS | Base | Dynamic Pricing | Dynamic Pricing w/o enabling tech. | Small Industrial | Services | MW of Load | 1 | 2038 | 0.0013365
ENS | Base | Dynamic Pricing | Dynamic Pricing with enabling tech. | Large Industrial | Manufacturing | MW of Load | 1 | 2038 | 0.35178
ENS | Base | Dynamic Pricing | Dynamic Pricing with enabling tech. | Large Industrial | Miscellaneous | MW of Load | 1 | 2038 | 0.22673
ENS | Base | Dynamic Pricing | Dynamic Pricing with enabling tech. | Large Industrial | Offices | MW of Load | 1 | 2038 | 0.017497
ENS | Base | Dynamic Pricing | Dynamic Pricing with enabling tech. | Large Industrial | Retail Trade | MW of Load | 1 | 2038 | 0.075413
ENS | Base | Dynamic Pricing | Dynamic Pricing with enabling tech. | Large Industrial | Services | MW of Load | 1 | 2038 | 0.042273
ENS | Base | Dynamic Pricing | Dynamic Pricing w/o enabling tech. | Large Industrial | Manufacturing | MW of Load | 1 | 2038 | 0.13331
ENS | Base | Dynamic Pricing | Dynamic Pricing w/o enabling tech. | Large Industrial | Miscellaneous | MW of Load | 1 | 2038 | 0.08592
ENS | Base | Dynamic Pricing | Dynamic Pricing w/o enabling tech. | Large Industrial | Offices | MW of Load | 1 | 2038 | 0.0066305
ENS | Base | Dynamic Pricing | Dynamic Pricing w/o enabling tech. | Large Industrial | Retail Trade | MW of Load | 1 | 2038 | 0.028578
ENS | Base | Dynamic Pricing | Dynamic Pricing w/o enabling tech. | Large Industrial | Services | MW of Load | 1 | 2038 | 0.016019
ENS | Base | Dynamic Pricing | Dynamic Pricing with enabling tech. | Interruptible Rider | Manufacturing | MW of Load | 1 | 2038 | 0.078175
ENS | Base | Dynamic Pricing | Dynamic Pricing with enabling tech. | Interruptible Rider | Miscellaneous | MW of Load | 1 | 2038 | 0.20157
ENS | Base | Dynamic Pricing | Dynamic Pricing with enabling tech. | Interruptible Rider | Retail Trade | MW of Load | 1 | 2038 | 0.011835
ENS | Base | Dynamic Pricing | Dynamic Pricing w/o enabling tech. | Interruptible Rider | Manufacturing | MW of Load | 1 | 2038 | 0.029624
ENS | Base | Dynamic Pricing | Dynamic Pricing w/o enabling tech. | Interruptible Rider | Miscellaneous | MW of Load | 1 | 2038 | 0.076385
ENS | Base | Dynamic Pricing | Dynamic Pricing w/o enabling tech. | Interruptible Rider | Retail Trade | MW of Load | 1 | 2038 | 0.0044848
ENS | Base | Dynamic Pricing | Dynamic Pricing with enabling tech. | Residential | Residential Market Rate | MW of Load | 1 | 2038 | 16.5333
ENS | Base | Dynamic Pricing | Dynamic Pricing w/o enabling tech. | Residential | Residential Market Rate | MW of Load | 1 | 2038 | 9.2456
ENS | Base | BTM Battery Control | BTM Battery Control | Small Commercial | Manufacturing | MW of Load | 0 | 2038 | 0.044341
ENS | Base | BTM Battery Control | BTM Battery Control | Small Commercial | Miscellaneous | MW of Load | 0 | 2038 | 0.32998
ENS | Base | BTM Battery Control | BTM Battery Control | Small Commercial | Offices | MW of Load | 0 | 2038 | 0.11343
ENS | Base | BTM Battery Control | BTM Battery Control | Small Commercial | Retail Trade | MW of Load | 0 | 2038 | 0.19795
ENS | Base | BTM Battery Control | BTM Battery Control | Small Commercial | Services | MW of Load | 0 | 2038 | 0.43089
ENS | Base | BTM Battery Control | BTM Battery Control | Large Commercial | Offices | MW of Load | 0 | 2038 | 0.045563
ENS | Base | BTM Battery Control | BTM Battery Control | Large Commercial | Services | MW of Load | 0 | 2038 | 0.243
ENS | Base | BTM Battery Control | BTM Battery Control | Small Industrial | Manufacturing | MW of Load | 0 | 2038 | 0.0010826
ENS | Base | BTM Battery Control | BTM Battery Control | Small Industrial | Miscellaneous | MW of Load | 0 | 2038 | 0.0070489
ENS | Base | BTM Battery Control | BTM Battery Control | Small Industrial | Offices | MW of Load | 0 | 2038 | 0.0027802
ENS | Base | BTM Battery Control | BTM Battery Control | Small Industrial | Retail Trade | MW of Load | 0 | 2038 | 0.0048592
ENS | Base | BTM Battery Control | BTM Battery Control | Small Industrial | Services | MW of Load | 0 | 2038 | 0.010567
ENS | Base | BTM Battery Control | BTM Battery Control | Large Industrial | Manufacturing | MW of Load | 0 | 2038 | 0.02983
ENS | Base | BTM Battery Control | BTM Battery Control | Large Industrial | Miscellaneous | MW of Load | 0 | 2038 | 0.1383
ENS | Base | BTM Battery Control | BTM Battery Control | Large Industrial | Offices | MW of Load | 0 | 2038 | 0.016271
ENS | Base | BTM Battery Control | BTM Battery Control | Large Industrial | Retail Trade | MW of Load | 0 | 2038 | 0.081354
ENS | Base | BTM Battery Control | BTM Battery Control | Large Industrial | Services | MW of Load | 0 | 2038 | 0.17627
ENS | Base | BTM Battery Control | BTM Battery Control | Interruptible Rider | Manufacturing | MW of Load | 0 | 2038 | 0.039873
ENS | Base | BTM Battery Control | BTM Battery Control | Interruptible Rider | Miscellaneous | MW of Load | 0 | 2038 | 0.10633
ENS | Base | BTM Battery Control | BTM Battery Control | Interruptible Rider | Retail Trade | MW of Load | 0 | 2038 | 0.15949
ENS | Base | BTM Battery Control | BTM Battery Control | Residential | Residential LI | MW of Load | 0 | 2038 | 1.3128
ENS | Base | BTM Battery Control | BTM Battery Control | Residential | Residential Market Rate | MW of Load | 0 | 2038 | 8.173
ENS | Base | EV Charging Control | EV Charging Control | EV | EV | MW of Load | 0 | 2038 | 2.8516
ENS | Base | Behavioral DR | Behavioral DR | Residential | Residential LI | MW of Load | 0 | 2038 | 0.3796
ENS | Base | Behavioral DR | Behavioral DR | Residential | Residential Market Rate | MW of Load | 0 | 2038 | 2.2037
ENS | Base | DLC | DLC-Switch-Water Heating | Small Commercial | Miscellaneous | MW of Load | 1 | 2039 | 0.035552
ENS | Base | DLC | DLC-Switch-Water Heating | Small Commercial | Offices | MW of Load | 1 | 2039 | 0.020632
ENS | Base | DLC | DLC-Switch-Water Heating | Small Commercial | Retail Trade | MW of Load | 1 | 2039 | 0.12105
ENS | Base | DLC | DLC-Switch-Water Heating | Small Commercial | Services | MW of Load | 1 | 2039 | 0.14519
ENS | Base | DLC | DLC-Thermostat-HVAC | Small Commercial | Miscellaneous | MW of Load | 1 | 2039 | 0.19198
ENS | Base | DLC | DLC-Thermostat-HVAC | Small Commercial | Offices | MW of Load | 1 | 2039 | 0.30566
ENS | Base | DLC | DLC-Thermostat-HVAC | Small Commercial | Retail Trade | MW of Load | 1 | 2039 | 0.23114
ENS | Base | DLC | DLC-Thermostat-HVAC | Small Commercial | Services | MW of Load | 1 | 2039 | 0.27813
ENS | Base | DLC | DLC-Switch-Water Heating | Small Industrial | Miscellaneous | MW of Load | 1 | 2039 | 0.0098987
ENS | Base | DLC | DLC-Switch-Water Heating | Small Industrial | Offices | MW of Load | 1 | 2039 | 0.00038038
ENS | Base | DLC | DLC-Switch-Water Heating | Small Industrial | Retail Trade | MW of Load | 1 | 2039 | 0.0026975
ENS | Base | DLC | DLC-Switch-Water Heating | Small Industrial | Services | MW of Load | 1 | 2039 | 0.0033628
ENS | Base | DLC | DLC-Thermostat-HVAC | Small Industrial | Miscellaneous | MW of Load | 1 | 2039 | 0.062151
ENS | Base | DLC | DLC-Thermostat-HVAC | Small Industrial | Offices | MW of Load | 1 | 2039 | 0.0061701
ENS | Base | DLC | DLC-Thermostat-HVAC | Small Industrial | Retail Trade | MW of Load | 1 | 2039 | 0.006582
ENS | Base | DLC | DLC-Thermostat-HVAC | Small Industrial | Services | MW of Load | 1 | 2039 | 0.0082052
ENS | Base | DLC | DLC-Switch-Water Heating | Residential | Residential LI | MW of Load | 1 | 2039 | 4.2443
ENS | Base | DLC | DLC-Switch-Water Heating | Residential | Residential Market Rate | MW of Load | 1 | 2039 | 13.0806
ENS | Base | DLC | DLC-Thermostat-Heat Pump | Residential | Residential LI | MW of Load | 1 | 2039 | 1.3799
ENS | Base | DLC | DLC-Thermostat-Heat Pump | Residential | Residential Market Rate | MW of Load | 1 | 2039 | 10.9194
ENS | Base | DLC | DLC-Thermostat-Electric Furnace | Residential | Residential LI | MW of Load | 1 | 2039 | 3.7119
ENS | Base | DLC | DLC-Thermostat-Electric Furnace | Residential | Residential Market Rate | MW of Load | 1 | 2039 | 2.1929
ENS | Base | C&I Curtailment | C&I Curtailment- Manual HVAC Control | Large Commercial | Offices | MW of Load | 1 | 2039 | 0.022369
ENS | Base | C&I Curtailment | C&I Curtailment- Manual HVAC Control | Large Commercial | Services | MW of Load | 1 | 2039 | 0.034702
ENS | Base | C&I Curtailment | C&I Curtailment- Auto-DR HVAC Control | Large Commercial | Offices | MW of Load | 1 | 2039 | 0.14604
ENS | Base | C&I Curtailment | C&I Curtailment- Auto-DR HVAC Control | Large Commercial | Services | MW of Load | 1 | 2039 | 0.22657
ENS | Base | C&I Curtailment | C&I Curtailment- Standard Lighting Control | Large Commercial | Offices | MW of Load | 1 | 2039 | 0.0054561
ENS | Base | C&I Curtailment | C&I Curtailment- Standard Lighting Control | Large Commercial | Services | MW of Load | 1 | 2039 | 0.04456
ENS | Base | C&I Curtailment | C&I Curtailment- Advanced Lighting Control | Large Commercial | Offices | MW of Load | 1 | 2039 | 0.0027281
ENS | Base | C&I Curtailment | C&I Curtailment- Advanced Lighting Control | Large Commercial | Services | MW of Load | 1 | 2039 | 0.02228
ENS | Base | C&I Curtailment | C&I Curtailment- Water Heating Control | Large Commercial | Offices | MW of Load | 1 | 2039 | 0.0013448
ENS | Base | C&I Curtailment | C&I Curtailment- Water Heating Control | Large Commercial | Services | MW of Load | 1 | 2039 | 0.014937
ENS | Base | C&I Curtailment | C&I Curtailment- Other | Large Commercial | Offices | MW of Load | 1 | 2039 | 0.019625
ENS | Base | C&I Curtailment | C&I Curtailment- Other | Large Commercial | Services | MW of Load | 1 | 2039 | 0.13866
ENS | Base | C&I Curtailment | C&I Curtailment- Manual HVAC Control | Large Industrial | Miscellaneous | MW of Load | 1 | 2039 | 0.010474
ENS | Base | C&I Curtailment | C&I Curtailment- Manual HVAC Control | Large Industrial | Offices | MW of Load | 1 | 2039 | 0.0070602
ENS | Base | C&I Curtailment | C&I Curtailment- Manual HVAC Control | Large Industrial | Retail Trade | MW of Load | 1 | 2039 | 0.014438
ENS | Base | C&I Curtailment | C&I Curtailment- Manual HVAC Control | Large Industrial | Services | MW of Load | 1 | 2039 | 0.0042846
ENS | Base | C&I Curtailment | C&I Curtailment- Auto-DR HVAC Control | Large Industrial | Miscellaneous | MW of Load | 1 | 2039 | 0.068382
ENS | Base | C&I Curtailment | C&I Curtailment- Auto-DR HVAC Control | Large Industrial | Offices | MW of Load | 1 | 2039 | 0.046095
ENS | Base | C&I Curtailment | C&I Curtailment- Auto-DR HVAC Control | Large Industrial | Retail Trade | MW of Load | 1 | 2039 | 0.094263
ENS | Base | C&I Curtailment | C&I Curtailment- Auto-DR HVAC Control | Large Industrial | Services | MW of Load | 1 | 2039 | 0.027974
ENS | Base | C&I Curtailment | C&I Curtailment- Standard Lighting Control | Large Industrial | Miscellaneous | MW of Load | 1 | 2039 | 0.014578
ENS | Base | C&I Curtailment | C&I Curtailment- Standard Lighting Control | Large Industrial | Offices | MW of Load | 1 | 2039 | 0.0026957
ENS | Base | C&I Curtailment | C&I Curtailment- Standard Lighting Control | Large Industrial | Retail Trade | MW of Load | 1 | 2039 | 0.018539
ENS | Base | C&I Curtailment | C&I Curtailment- Standard Lighting Control | Large Industrial | Services | MW of Load | 1 | 2039 | 0.0055017
ENS | Base | C&I Curtailment | C&I Curtailment- Advanced Lighting Control | Large Industrial | Miscellaneous | MW of Load | 1 | 2039 | 0.0072889
ENS | Base | C&I Curtailment | C&I Curtailment- Advanced Lighting Control | Large Industrial | Offices | MW of Load | 1 | 2039 | 0.0013479
ENS | Base | C&I Curtailment | C&I Curtailment- Advanced Lighting Control | Large Industrial | Retail Trade | MW of Load | 1 | 2039 | 0.0092696
ENS | Base | C&I Curtailment | C&I Curtailment- Advanced Lighting Control | Large Industrial | Services | MW of Load | 1 | 2039 | 0.0027509
ENS | Base | C&I Curtailment | C&I Curtailment- Water Heating Control | Large Industrial | Miscellaneous | MW of Load | 1 | 2039 | 0.001111
ENS | Base | C&I Curtailment | C&I Curtailment- Water Heating Control | Large Industrial | Offices | MW of Load | 1 | 2039 | 0.0003499
ENS | Base | C&I Curtailment | C&I Curtailment- Water Heating Control | Large Industrial | Retail Trade | MW of Load | 1 | 2039 | 0.0062145
ENS | Base | C&I Curtailment | C&I Curtailment- Water Heating Control | Large Industrial | Services | MW of Load | 1 | 2039 | 0.0018442
ENS | Base | C&I Curtailment | C&I Curtailment- Other | Large Industrial | Miscellaneous | MW of Load | 1 | 2039 | 0.023134
ENS | Base | C&I Curtailment | C&I Curtailment- Other | Large Industrial | Offices | MW of Load | 1 | 2039 | 0.0067034
ENS | Base | C&I Curtailment | C&I Curtailment- Other | Large Industrial | Retail Trade | MW of Load | 1 | 2039 | 0.05769
ENS | Base | C&I Curtailment | C&I Curtailment- Other | Large Industrial | Services | MW of Load | 1 | 2039 | 0.01712
ENS | Base | C&I Curtailment | C&I Curtailment- Industrial | Large Industrial | Manufacturing | MW of Load | 1 | 2039 | 0.697
ENS | Base | C&I Curtailment | C&I Curtailment- Manual HVAC Control | Interruptible Rider | Miscellaneous | MW of Load | 1 | 2039 | 0.29769
ENS | Base | C&I Curtailment | C&I Curtailment- Manual HVAC Control | Interruptible Rider | Retail Trade | MW of Load | 1 | 2039 | 0.0072037
ENS | Base | C&I Curtailment | C&I Curtailment- Auto-DR HVAC Control | Interruptible Rider | Miscellaneous | MW of Load | 1 | 2039 | 1.9436
ENS | Base | C&I Curtailment | C&I Curtailment- Auto-DR HVAC Control | Interruptible Rider | Retail Trade | MW of Load | 1 | 2039 | 0.047032
ENS | Base | C&I Curtailment | C&I Curtailment- Standard Lighting Control | Interruptible Rider | Miscellaneous | MW of Load | 1 | 2039 | 0.14445
ENS | Base | C&I Curtailment | C&I Curtailment- Standard Lighting Control | Interruptible Rider | Retail Trade | MW of Load | 1 | 2039 | 0.011322
ENS | Base | C&I Curtailment | C&I Curtailment- Advanced Lighting Control | Interruptible Rider | Miscellaneous | MW of Load | 1 | 2039 | 0.072227
ENS | Base | C&I Curtailment | C&I Curtailment- Advanced Lighting Control | Interruptible Rider | Retail Trade | MW of Load | 1 | 2039 | 0.0056611
ENS | Base | C&I Curtailment | C&I Curtailment- Water Heating Control | Interruptible Rider | Miscellaneous | MW of Load | 1 | 2039 | 0.017574
ENS | Base | C&I Curtailment | C&I Curtailment- Water Heating Control | Interruptible Rider | Retail Trade | MW of Load | 1 | 2039 | 0.0023877
ENS | Base | C&I Curtailment | C&I Curtailment- Other | Interruptible Rider | Miscellaneous | MW of Load | 1 | 2039 | 0.3133
ENS | Base | C&I Curtailment | C&I Curtailment- Other | Interruptible Rider | Retail Trade | MW of Load | 1 | 2039 | 0.025735
ENS | Base | C&I Curtailment | C&I Curtailment- Industrial | Interruptible Rider | Manufacturing | MW of Load | 1 | 2039 | 0.45825
ENS | Base | Dynamic Pricing | Dynamic Pricing with enabling tech. | Small Commercial | Manufacturing | MW of Load | 1 | 2039 | 0.03251
ENS | Base | Dynamic Pricing | Dynamic Pricing with enabling tech. | Small Commercial | Miscellaneous | MW of Load | 1 | 2039 | 0.39732
ENS | Base | Dynamic Pricing | Dynamic Pricing with enabling tech. | Small Commercial | Offices | MW of Load | 1 | 2039 | 0.31539
ENS | Base | Dynamic Pricing | Dynamic Pricing with enabling tech. | Small Commercial | Retail Trade | MW of Load | 1 | 2039 | 0.68114
ENS | Base | Dynamic Pricing | Dynamic Pricing with enabling tech. | Small Commercial | Services | MW of Load | 1 | 2039 | 0.81883
ENS | Base | Dynamic Pricing | Dynamic Pricing w/o enabling tech. | Small Commercial | Manufacturing | MW of Load | 1 | 2039 | 0.0019201
ENS | Base | Dynamic Pricing | Dynamic Pricing w/o enabling tech. | Small Commercial | Miscellaneous | MW of Load | 1 | 2039 | 0.023467
ENS | Base | Dynamic Pricing | Dynamic Pricing w/o enabling tech. | Small Commercial | Offices | MW of Load | 1 | 2039 | 0.018628
ENS | Base | Dynamic Pricing | Dynamic Pricing w/o enabling tech. | Small Commercial | Retail Trade | MW of Load | 1 | 2039 | 0.04023
ENS | Base | Dynamic Pricing | Dynamic Pricing w/o enabling tech. | Small Commercial | Services | MW of Load | 1 | 2039 | 0.048362
ENS | Base | Dynamic Pricing | Dynamic Pricing with enabling tech. | Large Commercial | Offices | MW of Load | 1 | 2039 | 0.052903
ENS | Base | Dynamic Pricing | Dynamic Pricing with enabling tech. | Large Commercial | Services | MW of Load | 1 | 2039 | 0.34433
ENS | Base | Dynamic Pricing | Dynamic Pricing w/o enabling tech. | Large Commercial | Offices | MW of Load | 1 | 2039 | 0.020047
ENS | Base | Dynamic Pricing | Dynamic Pricing w/o enabling tech. | Large Commercial | Services | MW of Load | 1 | 2039 | 0.13048
ENS | Base | Dynamic Pricing | Dynamic Pricing with enabling tech. | Small Industrial | Manufacturing | MW of Load | 1 | 2039 | 0.066277
ENS | Base | Dynamic Pricing | Dynamic Pricing with enabling tech. | Small Industrial | Miscellaneous | MW of Load | 1 | 2039 | 0.10553
ENS | Base | Dynamic Pricing | Dynamic Pricing with enabling tech. | Small Industrial | Offices | MW of Load | 1 | 2039 | 0.0065233
ENS | Base | Dynamic Pricing | Dynamic Pricing with enabling tech. | Small Industrial | Retail Trade | MW of Load | 1 | 2039 | 0.018152
ENS | Base | Dynamic Pricing | Dynamic Pricing with enabling tech. | Small Industrial | Services | MW of Load | 1 | 2039 | 0.022628
ENS | Base | Dynamic Pricing | Dynamic Pricing w/o enabling tech. | Small Industrial | Manufacturing | MW of Load | 1 | 2039 | 0.0039145
ENS | Base | Dynamic Pricing | Dynamic Pricing w/o enabling tech. | Small Industrial | Miscellaneous | MW of Load | 1 | 2039 | 0.0062329
ENS | Base | Dynamic Pricing | Dynamic Pricing w/o enabling tech. | Small Industrial | Offices | MW of Load | 1 | 2039 | 0.00038528
ENS | Base | Dynamic Pricing | Dynamic Pricing w/o enabling tech. | Small Industrial | Retail Trade | MW of Load | 1 | 2039 | 0.0010721
ENS | Base | Dynamic Pricing | Dynamic Pricing w/o enabling tech. | Small Industrial | Services | MW of Load | 1 | 2039 | 0.0013365
ENS | Base | Dynamic Pricing | Dynamic Pricing with enabling tech. | Large Industrial | Manufacturing | MW of Load | 1 | 2039 | 0.34763
ENS | Base | Dynamic Pricing | Dynamic Pricing with enabling tech. | Large Industrial | Miscellaneous | MW of Load | 1 | 2039 | 0.22794
ENS | Base | Dynamic Pricing | Dynamic Pricing with enabling tech. | Large Industrial | Offices | MW of Load | 1 | 2039 | 0.017723
ENS | Base | Dynamic Pricing | Dynamic Pricing with enabling tech. | Large Industrial | Retail Trade | MW of Load | 1 | 2039 | 0.075843
ENS | Base | Dynamic Pricing | Dynamic Pricing with enabling tech. | Large Industrial | Services | MW of Load | 1 | 2039 | 0.042513
ENS | Base | Dynamic Pricing | Dynamic Pricing w/o enabling tech. | Large Industrial | Manufacturing | MW of Load | 1 | 2039 | 0.13173
ENS | Base | Dynamic Pricing | Dynamic Pricing w/o enabling tech. | Large Industrial | Miscellaneous | MW of Load | 1 | 2039 | 0.086379
ENS | Base | Dynamic Pricing | Dynamic Pricing w/o enabling tech. | Large Industrial | Offices | MW of Load | 1 | 2039 | 0.006716
ENS | Base | Dynamic Pricing | Dynamic Pricing w/o enabling tech. | Large Industrial | Retail Trade | MW of Load | 1 | 2039 | 0.02874
ENS | Base | Dynamic Pricing | Dynamic Pricing w/o enabling tech. | Large Industrial | Services | MW of Load | 1 | 2039 | 0.01611
ENS | Base | Dynamic Pricing | Dynamic Pricing with enabling tech. | Interruptible Rider | Manufacturing | MW of Load | 1 | 2039 | 0.076185
ENS | Base | Dynamic Pricing | Dynamic Pricing with enabling tech. | Interruptible Rider | Miscellaneous | MW of Load | 1 | 2039 | 0.20011
ENS | Base | Dynamic Pricing | Dynamic Pricing with enabling tech. | Interruptible Rider | Retail Trade | MW of Load | 1 | 2039 | 0.011748
ENS | Base | Dynamic Pricing | Dynamic Pricing w/o enabling tech. | Interruptible Rider | Manufacturing | MW of Load | 1 | 2039 | 0.02887
ENS | Base | Dynamic Pricing | Dynamic Pricing w/o enabling tech. | Interruptible Rider | Miscellaneous | MW of Load | 1 | 2039 | 0.07583
ENS | Base | Dynamic Pricing | Dynamic Pricing w/o enabling tech. | Interruptible Rider | Retail Trade | MW of Load | 1 | 2039 | 0.004452
ENS | Base | Dynamic Pricing | Dynamic Pricing with enabling tech. | Residential | Residential Market Rate | MW of Load | 1 | 2039 | 16.5371
ENS | Base | Dynamic Pricing | Dynamic Pricing w/o enabling tech. | Residential | Residential Market Rate | MW of Load | 1 | 2039 | 9.2477
ENS | Base | BTM Battery Control | BTM Battery Control | Small Commercial | Manufacturing | MW of Load | 0 | 2039 | 0.044345
ENS | Base | BTM Battery Control | BTM Battery Control | Small Commercial | Miscellaneous | MW of Load | 0 | 2039 | 0.33018
ENS | Base | BTM Battery Control | BTM Battery Control | Small Commercial | Offices | MW of Load | 0 | 2039 | 0.11341
ENS | Base | BTM Battery Control | BTM Battery Control | Small Commercial | Retail Trade | MW of Load | 0 | 2039 | 0.19794
ENS | Base | BTM Battery Control | BTM Battery Control | Small Commercial | Services | MW of Load | 0 | 2039 | 0.43087
ENS | Base | BTM Battery Control | BTM Battery Control | Large Commercial | Offices | MW of Load | 0 | 2039 | 0.045567
ENS | Base | BTM Battery Control | BTM Battery Control | Large Commercial | Services | MW of Load | 0 | 2039 | 0.24302
ENS | Base | BTM Battery Control | BTM Battery Control | Small Industrial | Manufacturing | MW of Load | 0 | 2039 | 0.0010827
ENS | Base | BTM Battery Control | BTM Battery Control | Small Industrial | Miscellaneous | MW of Load | 0 | 2039 | 0.0070495
ENS | Base | BTM Battery Control | BTM Battery Control | Small Industrial | Offices | MW of Load | 0 | 2039 | 0.0027804
ENS | Base | BTM Battery Control | BTM Battery Control | Small Industrial | Retail Trade | MW of Load | 0 | 2039 | 0.0048596
ENS | Base | BTM Battery Control | BTM Battery Control | Small Industrial | Services | MW of Load | 0 | 2039 | 0.010568
ENS | Base | BTM Battery Control | BTM Battery Control | Large Industrial | Manufacturing | MW of Load | 0 | 2039 | 0.029832
ENS | Base | BTM Battery Control | BTM Battery Control | Large Industrial | Miscellaneous | MW of Load | 0 | 2039 | 0.13831
ENS | Base | BTM Battery Control | BTM Battery Control | Large Industrial | Offices | MW of Load | 0 | 2039 | 0.016272
ENS | Base | BTM Battery Control | BTM Battery Control | Large Industrial | Retail Trade | MW of Load | 0 | 2039 | 0.081361
ENS | Base | BTM Battery Control | BTM Battery Control | Large Industrial | Services | MW of Load | 0 | 2039 | 0.17628
ENS | Base | BTM Battery Control | BTM Battery Control | Interruptible Rider | Manufacturing | MW of Load | 0 | 2039 | 0.039877
ENS | Base | BTM Battery Control | BTM Battery Control | Interruptible Rider | Miscellaneous | MW of Load | 0 | 2039 | 0.10634
ENS | Base | BTM Battery Control | BTM Battery Control | Interruptible Rider | Retail Trade | MW of Load | 0 | 2039 | 0.15951
ENS | Base | BTM Battery Control | BTM Battery Control | Residential | Residential LI | MW of Load | 0 | 2039 | 1.3194
ENS | Base | BTM Battery Control | BTM Battery Control | Residential | Residential Market Rate | MW of Load | 0 | 2039 | 8.2139
ENS | Base | EV Charging Control | EV Charging Control | EV | EV | MW of Load | 0 | 2039 | 3.1823
ENS | Base | Behavioral DR | Behavioral DR | Residential | Residential LI | MW of Load | 0 | 2039 | 0.3787
ENS | Base | Behavioral DR | Behavioral DR | Residential | Residential Market Rate | MW of Load | 0 | 2039 | 2.2042
ENS | Base | DLC | DLC-Switch-Water Heating | Small Commercial | Miscellaneous | MW of Load | 1 | 2040 | 0.035294
ENS | Base | DLC | DLC-Switch-Water Heating | Small Commercial | Offices | MW of Load | 1 | 2040 | 0.020415
ENS | Base | DLC | DLC-Switch-Water Heating | Small Commercial | Retail Trade | MW of Load | 1 | 2040 | 0.12013
ENS | Base | DLC | DLC-Switch-Water Heating | Small Commercial | Services | MW of Load | 1 | 2040 | 0.14406
ENS | Base | DLC | DLC-Thermostat-HVAC | Small Commercial | Miscellaneous | MW of Load | 1 | 2040 | 0.18747
ENS | Base | DLC | DLC-Thermostat-HVAC | Small Commercial | Offices | MW of Load | 1 | 2040 | 0.30072
ENS | Base | DLC | DLC-Thermostat-HVAC | Small Commercial | Retail Trade | MW of Load | 1 | 2040 | 0.22275
ENS | Base | DLC | DLC-Thermostat-HVAC | Small Commercial | Services | MW of Load | 1 | 2040 | 0.26802
ENS | Base | DLC | DLC-Switch-Water Heating | Small Industrial | Miscellaneous | MW of Load | 1 | 2040 | 0.0099528
ENS | Base | DLC | DLC-Switch-Water Heating | Small Industrial | Offices | MW of Load | 1 | 2040 | 0.00038138
ENS | Base | DLC | DLC-Switch-Water Heating | Small Industrial | Retail Trade | MW of Load | 1 | 2040 | 0.0027134
ENS | Base | DLC | DLC-Switch-Water Heating | Small Industrial | Services | MW of Load | 1 | 2040 | 0.0033826
ENS | Base | DLC | DLC-Thermostat-HVAC | Small Industrial | Miscellaneous | MW of Load | 1 | 2040 | 0.061838
ENS | Base | DLC | DLC-Thermostat-HVAC | Small Industrial | Offices | MW of Load | 1 | 2040 | 0.0061766
ENS | Base | DLC | DLC-Thermostat-HVAC | Small Industrial | Retail Trade | MW of Load | 1 | 2040 | 0.0065164
ENS | Base | DLC | DLC-Thermostat-HVAC | Small Industrial | Services | MW of Load | 1 | 2040 | 0.0081234
ENS | Base | DLC | DLC-Switch-Water Heating | Residential | Residential LI | MW of Load | 1 | 2040 | 4.261
ENS | Base | DLC | DLC-Switch-Water Heating | Residential | Residential Market Rate | MW of Load | 1 | 2040 | 13.1299
ENS | Base | DLC | DLC-Thermostat-Heat Pump | Residential | Residential LI | MW of Load | 1 | 2040 | 1.4293
ENS | Base | DLC | DLC-Thermostat-Heat Pump | Residential | Residential Market Rate | MW of Load | 1 | 2040 | 11.0791
ENS | Base | DLC | DLC-Thermostat-Electric Furnace | Residential | Residential LI | MW of Load | 1 | 2040 | 3.67
ENS | Base | DLC | DLC-Thermostat-Electric Furnace | Residential | Residential Market Rate | MW of Load | 1 | 2040 | 2.0538
ENS | Base | C&I Curtailment | C&I Curtailment- Manual HVAC Control | Large Commercial | Offices | MW of Load | 1 | 2040 | 0.022077
ENS | Base | C&I Curtailment | C&I Curtailment- Manual HVAC Control | Large Commercial | Services | MW of Load | 1 | 2040 | 0.033569
ENS | Base | C&I Curtailment | C&I Curtailment- Auto-DR HVAC Control | Large Commercial | Offices | MW of Load | 1 | 2040 | 0.14414
ENS | Base | C&I Curtailment | C&I Curtailment- Auto-DR HVAC Control | Large Commercial | Services | MW of Load | 1 | 2040 | 0.21917
ENS | Base | C&I Curtailment | C&I Curtailment- Standard Lighting Control | Large Commercial | Offices | MW of Load | 1 | 2040 | 0.0050878
ENS | Base | C&I Curtailment | C&I Curtailment- Standard Lighting Control | Large Commercial | Services | MW of Load | 1 | 2040 | 0.042526
ENS | Base | C&I Curtailment | C&I Curtailment- Advanced Lighting Control | Large Commercial | Offices | MW of Load | 1 | 2040 | 0.0025439
ENS | Base | C&I Curtailment | C&I Curtailment- Advanced Lighting Control | Large Commercial | Services | MW of Load | 1 | 2040 | 0.021263
ENS | Base | C&I Curtailment | C&I Curtailment- Water Heating Control | Large Commercial | Offices | MW of Load | 1 | 2040 | 0.0013406
ENS | Base | C&I Curtailment | C&I Curtailment- Water Heating Control | Large Commercial | Services | MW of Load | 1 | 2040 | 0.014891
ENS | Base | C&I Curtailment | C&I Curtailment- Other | Large Commercial | Offices | MW of Load | 1 | 2040 | 0.019337
ENS | Base | C&I Curtailment | C&I Curtailment- Other | Large Commercial | Services | MW of Load | 1 | 2040 | 0.1371
ENS | Base | C&I Curtailment | C&I Curtailment- Manual HVAC Control | Large Industrial | Miscellaneous | MW of Load | 1 | 2040 | 0.010506
ENS | Base | C&I Curtailment | C&I Curtailment- Manual HVAC Control | Large Industrial | Offices | MW of Load | 1 | 2040 | 0.0071554
ENS | Base | C&I Curtailment | C&I Curtailment- Manual HVAC Control | Large Industrial | Retail Trade | MW of Load | 1 | 2040 | 0.01431
ENS | Base | C&I Curtailment | C&I Curtailment- Manual HVAC Control | Large Industrial | Services | MW of Load | 1 | 2040 | 0.0042467
ENS | Base | C&I Curtailment | C&I Curtailment- Auto-DR HVAC Control | Large Industrial | Miscellaneous | MW of Load | 1 | 2040 | 0.068594
ENS | Base | C&I Curtailment | C&I Curtailment- Auto-DR HVAC Control | Large Industrial | Offices | MW of Load | 1 | 2040 | 0.046716
ENS | Base | C&I Curtailment | C&I Curtailment- Auto-DR HVAC Control | Large Industrial | Retail Trade | MW of Load | 1 | 2040 | 0.093429
ENS | Base | C&I Curtailment | C&I Curtailment- Auto-DR HVAC Control | Large Industrial | Services | MW of Load | 1 | 2040 | 0.027726
ENS | Base | C&I Curtailment | C&I Curtailment- Standard Lighting Control | Large Industrial | Miscellaneous | MW of Load | 1 | 2040 | 0.014506
ENS | Base | C&I Curtailment | C&I Curtailment- Standard Lighting Control | Large Industrial | Offices | MW of Load | 1 | 2040 | 0.0026632
ENS | Base | C&I Curtailment | C&I Curtailment- Standard Lighting Control | Large Industrial | Retail Trade | MW of Load | 1 | 2040 | 0.018128
ENS | Base | C&I Curtailment | C&I Curtailment- Standard Lighting Control | Large Industrial | Services | MW of Load | 1 | 2040 | 0.0053798
ENS | Base | C&I Curtailment | C&I Curtailment- Advanced Lighting Control | Large Industrial | Miscellaneous | MW of Load | 1 | 2040 | 0.0072532
ENS | Base | C&I Curtailment | C&I Curtailment- Advanced Lighting Control | Large Industrial | Offices | MW of Load | 1 | 2040 | 0.0013316
ENS | Base | C&I Curtailment | C&I Curtailment- Advanced Lighting Control | Large Industrial | Retail Trade | MW of Load | 1 | 2040 | 0.0090642
ENS | Base | C&I Curtailment | C&I Curtailment- Advanced Lighting Control | Large Industrial | Services | MW of Load | 1 | 2040 | 0.0026899
ENS | Base | C&I Curtailment | C&I Curtailment- Water Heating Control | Large Industrial | Miscellaneous | MW of Load | 1 | 2040 | 0.0011233
ENS | Base | C&I Curtailment | C&I Curtailment- Water Heating Control | Large Industrial | Offices | MW of Load | 1 | 2040 | 0.00035497
ENS | Base | C&I Curtailment | C&I Curtailment- Water Heating Control | Large Industrial | Retail Trade | MW of Load | 1 | 2040 | 0.0063477
ENS | Base | C&I Curtailment | C&I Curtailment- Water Heating Control | Large Industrial | Services | MW of Load | 1 | 2040 | 0.0018837
ENS | Base | C&I Curtailment | C&I Curtailment- Other | Large Industrial | Miscellaneous | MW of Load | 1 | 2040 | 0.023362
ENS | Base | C&I Curtailment | C&I Curtailment- Other | Large Industrial | Offices | MW of Load | 1 | 2040 | 0.0068137
ENS | Base | C&I Curtailment | C&I Curtailment- Other | Large Industrial | Retail Trade | MW of Load | 1 | 2040 | 0.058445
ENS | Base | C&I Curtailment | C&I Curtailment- Other | Large Industrial | Services | MW of Load | 1 | 2040 | 0.017344
ENS | Base | C&I Curtailment | C&I Curtailment- Industrial | Large Industrial | Manufacturing | MW of Load | 1 | 2040 | 0.68945
ENS | Base | C&I Curtailment | C&I Curtailment- Manual HVAC Control | Interruptible Rider | Miscellaneous | MW of Load | 1 | 2040 | 0.2958
ENS | Base | C&I Curtailment | C&I Curtailment- Manual HVAC Control | Interruptible Rider | Retail Trade | MW of Load | 1 | 2040 | 0.0070808
ENS | Base | C&I Curtailment | C&I Curtailment- Auto-DR HVAC Control | Interruptible Rider | Miscellaneous | MW of Load | 1 | 2040 | 1.9312
ENS | Base | C&I Curtailment | C&I Curtailment- Auto-DR HVAC Control | Interruptible Rider | Retail Trade | MW of Load | 1 | 2040 | 0.04623
ENS | Base | C&I Curtailment | C&I Curtailment- Standard Lighting Control | Interruptible Rider | Miscellaneous | MW of Load | 1 | 2040 | 0.14067
ENS | Base | C&I Curtailment | C&I Curtailment- Standard Lighting Control | Interruptible Rider | Retail Trade | MW of Load | 1 | 2040 | 0.011099
ENS | Base | C&I Curtailment | C&I Curtailment- Advanced Lighting Control | Interruptible Rider | Miscellaneous | MW of Load | 1 | 2040 | 0.070336
ENS | Base | C&I Curtailment | C&I Curtailment- Advanced Lighting Control | Interruptible Rider | Retail Trade | MW of Load | 1 | 2040 | 0.0055497
ENS | Base | C&I Curtailment | C&I Curtailment- Water Heating Control | Interruptible Rider | Miscellaneous | MW of Load | 1 | 2040 | 0.017506
ENS | Base | C&I Curtailment | C&I Curtailment- Water Heating Control | Interruptible Rider | Retail Trade | MW of Load | 1 | 2040 | 0.0023846
ENS | Base | C&I Curtailment | C&I Curtailment- Other | Interruptible Rider | Miscellaneous | MW of Load | 1 | 2040 | 0.31188
ENS | Base | C&I Curtailment | C&I Curtailment- Other | Interruptible Rider | Retail Trade | MW of Load | 1 | 2040 | 0.02566
ENS | Base | C&I Curtailment | C&I Curtailment- Industrial | Interruptible Rider | Manufacturing | MW of Load | 1 | 2040 | 0.44697
ENS | Base | Dynamic Pricing | Dynamic Pricing with enabling tech. | Small Commercial | Manufacturing | MW of Load | 1 | 2040 | 0.031405
ENS | Base | Dynamic Pricing | Dynamic Pricing with enabling tech. | Small Commercial | Miscellaneous | MW of Load | 1 | 2040 | 0.39052
ENS | Base | Dynamic Pricing | Dynamic Pricing with enabling tech. | Small Commercial | Offices | MW of Load | 1 | 2040 | 0.30988
ENS | Base | Dynamic Pricing | Dynamic Pricing with enabling tech. | Small Commercial | Retail Trade | MW of Load | 1 | 2040 | 0.66689
ENS | Base | Dynamic Pricing | Dynamic Pricing with enabling tech. | Small Commercial | Services | MW of Load | 1 | 2040 | 0.80162
ENS | Base | Dynamic Pricing | Dynamic Pricing w/o enabling tech. | Small Commercial | Manufacturing | MW of Load | 1 | 2040 | 0.0018549
ENS | Base | Dynamic Pricing | Dynamic Pricing w/o enabling tech. | Small Commercial | Miscellaneous | MW of Load | 1 | 2040 | 0.023065
ENS | Base | Dynamic Pricing | Dynamic Pricing w/o enabling tech. | Small Commercial | Offices | MW of Load | 1 | 2040 | 0.018303
ENS | Base | Dynamic Pricing | Dynamic Pricing w/o enabling tech. | Small Commercial | Retail Trade | MW of Load | 1 | 2040 | 0.039388
ENS | Base | Dynamic Pricing | Dynamic Pricing w/o enabling tech. | Small Commercial | Services | MW of Load | 1 | 2040 | 0.047346
ENS | Base | Dynamic Pricing | Dynamic Pricing with enabling tech. | Large Commercial | Offices | MW of Load | 1 | 2040 | 0.052062
ENS | Base | Dynamic Pricing | Dynamic Pricing with enabling tech. | Large Commercial | Services | MW of Load | 1 | 2040 | 0.33853
ENS | Base | Dynamic Pricing | Dynamic Pricing w/o enabling tech. | Large Commercial | Offices | MW of Load | 1 | 2040 | 0.019729
ENS | Base | Dynamic Pricing | Dynamic Pricing w/o enabling tech. | Large Commercial | Services | MW of Load | 1 | 2040 | 0.12829
ENS | Base | Dynamic Pricing | Dynamic Pricing with enabling tech. | Small Industrial | Manufacturing | MW of Load | 1 | 2040 | 0.06511
ENS | Base | Dynamic Pricing | Dynamic Pricing with enabling tech. | Small Industrial | Miscellaneous | MW of Load | 1 | 2040 | 0.10532
ENS | Base | Dynamic Pricing | Dynamic Pricing with enabling tech. | Small Industrial | Offices | MW of Load | 1 | 2040 | 0.0065282
ENS | Base | Dynamic Pricing | Dynamic Pricing with enabling tech. | Small Industrial | Retail Trade | MW of Load | 1 | 2040 | 0.018159
ENS | Base | Dynamic Pricing | Dynamic Pricing with enabling tech. | Small Industrial | Services | MW of Load | 1 | 2040 | 0.022637
ENS | Base | Dynamic Pricing | Dynamic Pricing w/o enabling tech. | Small Industrial | Manufacturing | MW of Load | 1 | 2040 | 0.0038455
ENS | Base | Dynamic Pricing | Dynamic Pricing w/o enabling tech. | Small Industrial | Miscellaneous | MW of Load | 1 | 2040 | 0.0062206
ENS | Base | Dynamic Pricing | Dynamic Pricing w/o enabling tech. | Small Industrial | Offices | MW of Load | 1 | 2040 | 0.00038557
ENS | Base | Dynamic Pricing | Dynamic Pricing w/o enabling tech. | Small Industrial | Retail Trade | MW of Load | 1 | 2040 | 0.0010725
ENS | Base | Dynamic Pricing | Dynamic Pricing w/o enabling tech. | Small Industrial | Services | MW of Load | 1 | 2040 | 0.001337
ENS | Base | Dynamic Pricing | Dynamic Pricing with enabling tech. | Large Industrial | Manufacturing | MW of Load | 1 | 2040 | 0.34386
ENS | Base | Dynamic Pricing | Dynamic Pricing with enabling tech. | Large Industrial | Miscellaneous | MW of Load | 1 | 2040 | 0.22944
ENS | Base | Dynamic Pricing | Dynamic Pricing with enabling tech. | Large Industrial | Offices | MW of Load | 1 | 2040 | 0.017962
ENS | Base | Dynamic Pricing | Dynamic Pricing with enabling tech. | Large Industrial | Retail Trade | MW of Load | 1 | 2040 | 0.076401
ENS | Base | Dynamic Pricing | Dynamic Pricing with enabling tech. | Large Industrial | Services | MW of Load | 1 | 2040 | 0.042826
ENS | Base | Dynamic Pricing | Dynamic Pricing w/o enabling tech. | Large Industrial | Manufacturing | MW of Load | 1 | 2040 | 0.13031
ENS | Base | Dynamic Pricing | Dynamic Pricing w/o enabling tech. | Large Industrial | Miscellaneous | MW of Load | 1 | 2040 | 0.086946
ENS | Base | Dynamic Pricing | Dynamic Pricing w/o enabling tech. | Large Industrial | Offices | MW of Load | 1 | 2040 | 0.0068068
ENS | Base | Dynamic Pricing | Dynamic Pricing w/o enabling tech. | Large Industrial | Retail Trade | MW of Load | 1 | 2040 | 0.028952
ENS | Base | Dynamic Pricing | Dynamic Pricing w/o enabling tech. | Large Industrial | Services | MW of Load | 1 | 2040 | 0.016229
ENS | Base | Dynamic Pricing | Dynamic Pricing with enabling tech. | Interruptible Rider | Manufacturing | MW of Load | 1 | 2040 | 0.074308
ENS | Base | Dynamic Pricing | Dynamic Pricing with enabling tech. | Interruptible Rider | Miscellaneous | MW of Load | 1 | 2040 | 0.19876
ENS | Base | Dynamic Pricing | Dynamic Pricing with enabling tech. | Interruptible Rider | Retail Trade | MW of Load | 1 | 2040 | 0.011669
ENS | Base | Dynamic Pricing | Dynamic Pricing w/o enabling tech. | Interruptible Rider | Manufacturing | MW of Load | 1 | 2040 | 0.028159
ENS | Base | Dynamic Pricing | Dynamic Pricing w/o enabling tech. | Interruptible Rider | Miscellaneous | MW of Load | 1 | 2040 | 0.075318
ENS | Base | Dynamic Pricing | Dynamic Pricing w/o enabling tech. | Interruptible Rider | Retail Trade | MW of Load | 1 | 2040 | 0.0044218
ENS | Base | Dynamic Pricing | Dynamic Pricing with enabling tech. | Residential | Residential Market Rate | MW of Load | 1 | 2040 | 16.5509
ENS | Base | Dynamic Pricing | Dynamic Pricing w/o enabling tech. | Residential | Residential Market Rate | MW of Load | 1 | 2040 | 9.2554
ENS | Base | BTM Battery Control | BTM Battery Control | Small Commercial | Manufacturing | MW of Load | 0 | 2040 | 0.044347
ENS | Base | BTM Battery Control | BTM Battery Control | Small Commercial | Miscellaneous | MW of Load | 0 | 2040 | 0.3304
ENS | Base | BTM Battery Control | BTM Battery Control | Small Commercial | Offices | MW of Load | 0 | 2040 | 0.11341
ENS | Base | BTM Battery Control | BTM Battery Control | Small Commercial | Retail Trade | MW of Load | 0 | 2040 | 0.19794
ENS | Base | BTM Battery Control | BTM Battery Control | Small Commercial | Services | MW of Load | 0 | 2040 | 0.43089
ENS | Base | BTM Battery Control | BTM Battery Control | Large Commercial | Offices | MW of Load | 0 | 2040 | 0.045569
ENS | Base | BTM Battery Control | BTM Battery Control | Large Commercial | Services | MW of Load | 0 | 2040 | 0.24304
ENS | Base | BTM Battery Control | BTM Battery Control | Small Industrial | Manufacturing | MW of Load | 0 | 2040 | 0.0010827
ENS | Base | BTM Battery Control | BTM Battery Control | Small Industrial | Miscellaneous | MW of Load | 0 | 2040 | 0.0070498
ENS | Base | BTM Battery Control | BTM Battery Control | Small Industrial | Offices | MW of Load | 0 | 2040 | 0.0027806
ENS | Base | BTM Battery Control | BTM Battery Control | Small Industrial | Retail Trade | MW of Load | 0 | 2040 | 0.0048598
ENS | Base | BTM Battery Control | BTM Battery Control | Small Industrial | Services | MW of Load | 0 | 2040 | 0.010569
ENS | Base | BTM Battery Control | BTM Battery Control | Large Industrial | Manufacturing | MW of Load | 0 | 2040 | 0.029834
ENS | Base | BTM Battery Control | BTM Battery Control | Large Industrial | Miscellaneous | MW of Load | 0 | 2040 | 0.13832
ENS | Base | BTM Battery Control | BTM Battery Control | Large Industrial | Offices | MW of Load | 0 | 2040 | 0.016273
ENS | Base | BTM Battery Control | BTM Battery Control | Large Industrial | Retail Trade | MW of Load | 0 | 2040 | 0.081364
ENS | Base | BTM Battery Control | BTM Battery Control | Large Industrial | Services | MW of Load | 0 | 2040 | 0.17629
ENS | Base | BTM Battery Control | BTM Battery Control | Interruptible Rider | Manufacturing | MW of Load | 0 | 2040 | 0.039879
ENS | Base | BTM Battery Control | BTM Battery Control | Interruptible Rider | Miscellaneous | MW of Load | 0 | 2040 | 0.10634
ENS | Base | BTM Battery Control | BTM Battery Control | Interruptible Rider | Retail Trade | MW of Load | 0 | 2040 | 0.15951
ENS | Base | BTM Battery Control | BTM Battery Control | Residential | Residential LI | MW of Load | 0 | 2040 | 1.326
ENS | Base | BTM Battery Control | BTM Battery Control | Residential | Residential Market Rate | MW of Load | 0 | 2040 | 8.2547
ENS | Base | EV Charging Control | EV Charging Control | EV | EV | MW of Load | 0 | 2040 | 3.5301
ENS | Base | Behavioral DR | Behavioral DR | Residential | Residential LI | MW of Load | 0 | 2040 | 0.37804
ENS | Base | Behavioral DR | Behavioral DR | Residential | Residential Market Rate | MW of Load | 0 | 2040 | 2.206
ENS | Base | DLC | DLC-Switch-Water Heating | Small Commercial | Miscellaneous | MW of Load | 1 | 2041 | 0.035044
ENS | Base | DLC | DLC-Switch-Water Heating | Small Commercial | Offices | MW of Load | 1 | 2041 | 0.020202
ENS | Base | DLC | DLC-Switch-Water Heating | Small Commercial | Retail Trade | MW of Load | 1 | 2041 | 0.11922
ENS | Base | DLC | DLC-Switch-Water Heating | Small Commercial | Services | MW of Load | 1 | 2041 | 0.14294
ENS | Base | DLC | DLC-Thermostat-HVAC | Small Commercial | Miscellaneous | MW of Load | 1 | 2041 | 0.18321
ENS | Base | DLC | DLC-Thermostat-HVAC | Small Commercial | Offices | MW of Load | 1 | 2041 | 0.29592
ENS | Base | DLC | DLC-Thermostat-HVAC | Small Commercial | Retail Trade | MW of Load | 1 | 2041 | 0.21478
ENS | Base | DLC | DLC-Thermostat-HVAC | Small Commercial | Services | MW of Load | 1 | 2041 | 0.25844
ENS | Base | DLC | DLC-Switch-Water Heating | Small Industrial | Miscellaneous | MW of Load | 1 | 2041 | 0.01001
ENS | Base | DLC | DLC-Switch-Water Heating | Small Industrial | Offices | MW of Load | 1 | 2041 | 0.0003826
ENS | Base | DLC | DLC-Switch-Water Heating | Small Industrial | Retail Trade | MW of Load | 1 | 2041 | 0.0027301
ENS | Base | DLC | DLC-Switch-Water Heating | Small Industrial | Services | MW of Load | 1 | 2041 | 0.0034034
ENS | Base | DLC | DLC-Thermostat-HVAC | Small Industrial | Miscellaneous | MW of Load | 1 | 2041 | 0.0616
ENS | Base | DLC | DLC-Thermostat-HVAC | Small Industrial | Offices | MW of Load | 1 | 2041 | 0.0061864
ENS | Base | DLC | DLC-Thermostat-HVAC | Small Industrial | Retail Trade | MW of Load | 1 | 2041 | 0.0064603
ENS | Base | DLC | DLC-Thermostat-HVAC | Small Industrial | Services | MW of Load | 1 | 2041 | 0.0080535
ENS | Base | DLC | DLC-Switch-Water Heating | Residential | Residential LI | MW of Load | 1 | 2041 | 4.2794
ENS | Base | DLC | DLC-Switch-Water Heating | Residential | Residential Market Rate | MW of Load | 1 | 2041 | 13.185
ENS | Base | DLC | DLC-Thermostat-Heat Pump | Residential | Residential LI | MW of Load | 1 | 2041 | 1.4752
ENS | Base | DLC | DLC-Thermostat-Heat Pump | Residential | Residential Market Rate | MW of Load | 1 | 2041 | 11.2257
ENS | Base | DLC | DLC-Thermostat-Electric Furnace | Residential | Residential LI | MW of Load | 1 | 2041 | 3.6331
ENS | Base | DLC | DLC-Thermostat-Electric Furnace | Residential | Residential Market Rate | MW of Load | 1 | 2041 | 1.9338
ENS | Base | C&I Curtailment | C&I Curtailment- Manual HVAC Control | Large Commercial | Offices | MW of Load | 1 | 2041 | 0.021798
ENS | Base | C&I Curtailment | C&I Curtailment- Manual HVAC Control | Large Commercial | Services | MW of Load | 1 | 2041 | 0.03249
ENS | Base | C&I Curtailment | C&I Curtailment- Auto-DR HVAC Control | Large Commercial | Offices | MW of Load | 1 | 2041 | 0.14232
ENS | Base | C&I Curtailment | C&I Curtailment- Auto-DR HVAC Control | Large Commercial | Services | MW of Load | 1 | 2041 | 0.21212
ENS | Base | C&I Curtailment | C&I Curtailment- Standard Lighting Control | Large Commercial | Offices | MW of Load | 1 | 2041 | 0.0047075
ENS | Base | C&I Curtailment | C&I Curtailment- Standard Lighting Control | Large Commercial | Services | MW of Load | 1 | 2041 | 0.040427
ENS | Base | C&I Curtailment | C&I Curtailment- Advanced Lighting Control | Large Commercial | Offices | MW of Load | 1 | 2041 | 0.0023537
ENS | Base | C&I Curtailment | C&I Curtailment- Advanced Lighting Control | Large Commercial | Services | MW of Load | 1 | 2041 | 0.020214
ENS | Base | C&I Curtailment | C&I Curtailment- Water Heating Control | Large Commercial | Offices | MW of Load | 1 | 2041 | 0.0013365
ENS | Base | C&I Curtailment | C&I Curtailment- Water Heating Control | Large Commercial | Services | MW of Load | 1 | 2041 | 0.014845
ENS | Base | C&I Curtailment | C&I Curtailment- Other | Large Commercial | Offices | MW of Load | 1 | 2041 | 0.019061
ENS | Base | C&I Curtailment | C&I Curtailment- Other | Large Commercial | Services | MW of Load | 1 | 2041 | 0.1356
ENS | Base | C&I Curtailment | C&I Curtailment- Manual HVAC Control | Large Industrial | Miscellaneous | MW of Load | 1 | 2041 | 0.010548
ENS | Base | C&I Curtailment | C&I Curtailment- Manual HVAC Control | Large Industrial | Offices | MW of Load | 1 | 2041 | 0.0072518
ENS | Base | C&I Curtailment | C&I Curtailment- Manual HVAC Control | Large Industrial | Retail Trade | MW of Load | 1 | 2041 | 0.014191
ENS | Base | C&I Curtailment | C&I Curtailment- Manual HVAC Control | Large Industrial | Services | MW of Load | 1 | 2041 | 0.0042113
ENS | Base | C&I Curtailment | C&I Curtailment- Auto-DR HVAC Control | Large Industrial | Miscellaneous | MW of Load | 1 | 2041 | 0.068869
ENS | Base | C&I Curtailment | C&I Curtailment- Auto-DR HVAC Control | Large Industrial | Offices | MW of Load | 1 | 2041 | 0.047346
ENS | Base | C&I Curtailment | C&I Curtailment- Auto-DR HVAC Control | Large Industrial | Retail Trade | MW of Load | 1 | 2041 | 0.09265
ENS | Base | C&I Curtailment | C&I Curtailment- Auto-DR HVAC Control | Large Industrial | Services | MW of Load | 1 | 2041 | 0.027495
ENS | Base | C&I Curtailment | C&I Curtailment- Standard Lighting Control | Large Industrial | Miscellaneous | MW of Load | 1 | 2041 | 0.014419
ENS | Base | C&I Curtailment | C&I Curtailment- Standard Lighting Control | Large Industrial | Offices | MW of Load | 1 | 2041 | 0.0026207
ENS | Base | C&I Curtailment | C&I Curtailment- Standard Lighting Control | Large Industrial | Retail Trade | MW of Load | 1 | 2041 | 0.017658
ENS | Base | C&I Curtailment | C&I Curtailment- Standard Lighting Control | Large Industrial | Services | MW of Load | 1 | 2041 | 0.0052401
ENS | Base | C&I Curtailment | C&I Curtailment- Advanced Lighting Control | Large Industrial | Miscellaneous | MW of Load | 1 | 2041 | 0.0072094
ENS | Base | C&I Curtailment | C&I Curtailment- Advanced Lighting Control | Large Industrial | Offices | MW of Load | 1 | 2041 | 0.0013103
ENS | Base | C&I Curtailment | C&I Curtailment- Advanced Lighting Control | Large Industrial | Retail Trade | MW of Load | 1 | 2041 | 0.0088289
ENS | Base | C&I Curtailment | C&I Curtailment- Advanced Lighting Control | Large Industrial | Services | MW of Load | 1 | 2041 | 0.0026201
ENS | Base | C&I Curtailment | C&I Curtailment- Water Heating Control | Large Industrial | Miscellaneous | MW of Load | 1 | 2041 | 0.0011359
ENS | Base | C&I Curtailment | C&I Curtailment- Water Heating Control | Large Industrial | Offices | MW of Load | 1 | 2041 | 0.00036016
ENS | Base | C&I Curtailment | C&I Curtailment- Water Heating Control | Large Industrial | Retail Trade | MW of Load | 1 | 2041 | 0.0064839
ENS | Base | C&I Curtailment | C&I Curtailment- Water Heating Control | Large Industrial | Services | MW of Load | 1 | 2041 | 0.0019242
ENS | Base | C&I Curtailment | C&I Curtailment- Other | Large Industrial | Miscellaneous | MW of Load | 1 | 2041 | 0.023603
ENS | Base | C&I Curtailment | C&I Curtailment- Other | Large Industrial | Offices | MW of Load | 1 | 2041 | 0.0069261
ENS | Base | C&I Curtailment | C&I Curtailment- Other | Large Industrial | Retail Trade | MW of Load | 1 | 2041 | 0.059228
ENS | Base | C&I Curtailment | C&I Curtailment- Other | Large Industrial | Services | MW of Load | 1 | 2041 | 0.017576
ENS | Base | C&I Curtailment | C&I Curtailment- Industrial | Large Industrial | Manufacturing | MW of Load | 1 | 2041 | 0.68324
ENS | Base | C&I Curtailment | C&I Curtailment- Manual HVAC Control | Interruptible Rider | Miscellaneous | MW of Load | 1 | 2041 | 0.29411
ENS | Base | C&I Curtailment | C&I Curtailment- Manual HVAC Control | Interruptible Rider | Retail Trade | MW of Load | 1 | 2041 | 0.0069697
ENS | Base | C&I Curtailment | C&I Curtailment- Auto-DR HVAC Control | Interruptible Rider | Miscellaneous | MW of Load | 1 | 2041 | 1.9202
ENS | Base | C&I Curtailment | C&I Curtailment- Auto-DR HVAC Control | Interruptible Rider | Retail Trade | MW of Load | 1 | 2041 | 0.045504
ENS | Base | C&I Curtailment | C&I Curtailment- Standard Lighting Control | Interruptible Rider | Miscellaneous | MW of Load | 1 | 2041 | 0.137
ENS | Base | C&I Curtailment | C&I Curtailment- Standard Lighting Control | Interruptible Rider | Retail Trade | MW of Load | 1 | 2041 | 0.010882
ENS | Base | C&I Curtailment | C&I Curtailment- Advanced Lighting Control | Interruptible Rider | Miscellaneous | MW of Load | 1 | 2041 | 0.068499
ENS | Base | C&I Curtailment | C&I Curtailment- Advanced Lighting Control | Interruptible Rider | Retail Trade | MW of Load | 1 | 2041 | 0.0054412
ENS | Base | C&I Curtailment | C&I Curtailment- Water Heating Control | Interruptible Rider | Miscellaneous | MW of Load | 1 | 2041 | 0.017448
ENS | Base | C&I Curtailment | C&I Curtailment- Water Heating Control | Interruptible Rider | Retail Trade | MW of Load | 1 | 2041 | 0.0023821
ENS | Base | C&I Curtailment | C&I Curtailment- Other | Interruptible Rider | Miscellaneous | MW of Load | 1 | 2041 | 0.31056
ENS | Base | C&I Curtailment | C&I Curtailment- Other | Interruptible Rider | Retail Trade | MW of Load | 1 | 2041 | 0.02559
ENS | Base | C&I Curtailment | C&I Curtailment- Industrial | Interruptible Rider | Manufacturing | MW of Load | 1 | 2041 | 0.43672
ENS | Base | Dynamic Pricing | Dynamic Pricing with enabling tech. | Small Commercial | Manufacturing | MW of Load | 1 | 2041 | 0.030392
ENS | Base | Dynamic Pricing | Dynamic Pricing with enabling tech. | Small Commercial | Miscellaneous | MW of Load | 1 | 2041 | 0.38395
ENS | Base | Dynamic Pricing | Dynamic Pricing with enabling tech. | Small Commercial | Offices | MW of Load | 1 | 2041 | 0.30449
ENS | Base | Dynamic Pricing | Dynamic Pricing with enabling tech. | Small Commercial | Retail Trade | MW of Load | 1 | 2041 | 0.65308
ENS | Base | Dynamic Pricing | Dynamic Pricing with enabling tech. | Small Commercial | Services | MW of Load | 1 | 2041 | 0.78494
ENS | Base | Dynamic Pricing | Dynamic Pricing w/o enabling tech. | Small Commercial | Manufacturing | MW of Load | 1 | 2041 | 0.001795
ENS | Base | Dynamic Pricing | Dynamic Pricing w/o enabling tech. | Small Commercial | Miscellaneous | MW of Load | 1 | 2041 | 0.022677
ENS | Base | Dynamic Pricing | Dynamic Pricing w/o enabling tech. | Small Commercial | Offices | MW of Load | 1 | 2041 | 0.017984
ENS | Base | Dynamic Pricing | Dynamic Pricing w/o enabling tech. | Small Commercial | Retail Trade | MW of Load | 1 | 2041 | 0.038573
ENS | Base | Dynamic Pricing | Dynamic Pricing w/o enabling tech. | Small Commercial | Services | MW of Load | 1 | 2041 | 0.046361
ENS | Base | Dynamic Pricing | Dynamic Pricing with enabling tech. | Large Commercial | Offices | MW of Load | 1 | 2041 | 0.051246
ENS | Base | Dynamic Pricing | Dynamic Pricing with enabling tech. | Large Commercial | Services | MW of Load | 1 | 2041 | 0.3329
ENS | Base | Dynamic Pricing | Dynamic Pricing w/o enabling tech. | Large Commercial | Offices | MW of Load | 1 | 2041 | 0.019419
ENS | Base | Dynamic Pricing | Dynamic Pricing w/o enabling tech. | Large Commercial | Services | MW of Load | 1 | 2041 | 0.12615
ENS | Base | Dynamic Pricing | Dynamic Pricing with enabling tech. | Small Industrial | Manufacturing | MW of Load | 1 | 2041 | 0.064075
ENS | Base | Dynamic Pricing | Dynamic Pricing with enabling tech. | Small Industrial | Miscellaneous | MW of Load | 1 | 2041 | 0.10518
ENS | Base | Dynamic Pricing | Dynamic Pricing with enabling tech. | Small Industrial | Offices | MW of Load | 1 | 2041 | 0.0065354
ENS | Base | Dynamic Pricing | Dynamic Pricing with enabling tech. | Small Industrial | Retail Trade | MW of Load | 1 | 2041 | 0.018173
ENS | Base | Dynamic Pricing | Dynamic Pricing with enabling tech. | Small Industrial | Services | MW of Load | 1 | 2041 | 0.022655
ENS | Base | Dynamic Pricing | Dynamic Pricing w/o enabling tech. | Small Industrial | Manufacturing | MW of Load | 1 | 2041 | 0.0037844
ENS | Base | Dynamic Pricing | Dynamic Pricing w/o enabling tech. | Small Industrial | Miscellaneous | MW of Load | 1 | 2041 | 0.0062123
ENS | Base | Dynamic Pricing | Dynamic Pricing w/o enabling tech. | Small Industrial | Offices | MW of Load | 1 | 2041 | 0.000386
ENS | Base | Dynamic Pricing | Dynamic Pricing w/o enabling tech. | Small Industrial | Retail Trade | MW of Load | 1 | 2041 | 0.0010734
ENS | Base | Dynamic Pricing | Dynamic Pricing w/o enabling tech. | Small Industrial | Services | MW of Load | 1 | 2041 | 0.0013381
ENS | Base | Dynamic Pricing | Dynamic Pricing with enabling tech. | Large Industrial | Manufacturing | MW of Load | 1 | 2041 | 0.34077
ENS | Base | Dynamic Pricing | Dynamic Pricing with enabling tech. | Large Industrial | Miscellaneous | MW of Load | 1 | 2041 | 0.23104
ENS | Base | Dynamic Pricing | Dynamic Pricing with enabling tech. | Large Industrial | Offices | MW of Load | 1 | 2041 | 0.018202
ENS | Base | Dynamic Pricing | Dynamic Pricing with enabling tech. | Large Industrial | Retail Trade | MW of Load | 1 | 2041 | 0.076978
ENS | Base | Dynamic Pricing | Dynamic Pricing with enabling tech. | Large Industrial | Services | MW of Load | 1 | 2041 | 0.04315
ENS | Base | Dynamic Pricing | Dynamic Pricing w/o enabling tech. | Large Industrial | Manufacturing | MW of Load | 1 | 2041 | 0.12913
ENS | Base | Dynamic Pricing | Dynamic Pricing w/o enabling tech. | Large Industrial | Miscellaneous | MW of Load | 1 | 2041 | 0.087551
ENS | Base | Dynamic Pricing | Dynamic Pricing w/o enabling tech. | Large Industrial | Offices | MW of Load | 1 | 2041 | 0.0068977
ENS | Base | Dynamic Pricing | Dynamic Pricing w/o enabling tech. | Large Industrial | Retail Trade | MW of Load | 1 | 2041 | 0.029171
ENS | Base | Dynamic Pricing | Dynamic Pricing w/o enabling tech. | Large Industrial | Services | MW of Load | 1 | 2041 | 0.016352
ENS | Base | Dynamic Pricing | Dynamic Pricing with enabling tech. | Interruptible Rider | Manufacturing | MW of Load | 1 | 2041 | 0.072604
ENS | Base | Dynamic Pricing | Dynamic Pricing with enabling tech. | Interruptible Rider | Miscellaneous | MW of Load | 1 | 2041 | 0.19751
ENS | Base | Dynamic Pricing | Dynamic Pricing with enabling tech. | Interruptible Rider | Retail Trade | MW of Load | 1 | 2041 | 0.011594
ENS | Base | Dynamic Pricing | Dynamic Pricing w/o enabling tech. | Interruptible Rider | Manufacturing | MW of Load | 1 | 2041 | 0.027513
ENS | Base | Dynamic Pricing | Dynamic Pricing w/o enabling tech. | Interruptible Rider | Miscellaneous | MW of Load | 1 | 2041 | 0.074845
ENS | Base | Dynamic Pricing | Dynamic Pricing w/o enabling tech. | Interruptible Rider | Retail Trade | MW of Load | 1 | 2041 | 0.0043937
ENS | Base | Dynamic Pricing | Dynamic Pricing with enabling tech. | Residential | Residential Market Rate | MW of Load | 1 | 2041 | 16.5741
ENS | Base | Dynamic Pricing | Dynamic Pricing w/o enabling tech. | Residential | Residential Market Rate | MW of Load | 1 | 2041 | 9.2684
ENS | Base | BTM Battery Control | BTM Battery Control | Small Commercial | Manufacturing | MW of Load | 0 | 2041 | 0.044348
ENS | Base | BTM Battery Control | BTM Battery Control | Small Commercial | Miscellaneous | MW of Load | 0 | 2041 | 0.33061
ENS | Base | BTM Battery Control | BTM Battery Control | Small Commercial | Offices | MW of Load | 0 | 2041 | 0.11342
ENS | Base | BTM Battery Control | BTM Battery Control | Small Commercial | Retail Trade | MW of Load | 0 | 2041 | 0.19792
ENS | Base | BTM Battery Control | BTM Battery Control | Small Commercial | Services | MW of Load | 0 | 2041 | 0.43084
ENS | Base | BTM Battery Control | BTM Battery Control | Large Commercial | Offices | MW of Load | 0 | 2041 | 0.04557
ENS | Base | BTM Battery Control | BTM Battery Control | Large Commercial | Services | MW of Load | 0 | 2041 | 0.24304
ENS | Base | BTM Battery Control | BTM Battery Control | Small Industrial | Manufacturing | MW of Load | 0 | 2041 | 0.0010827
ENS | Base | BTM Battery Control | BTM Battery Control | Small Industrial | Miscellaneous | MW of Load | 0 | 2041 | 0.00705
ENS | Base | BTM Battery Control | BTM Battery Control | Small Industrial | Offices | MW of Load | 0 | 2041 | 0.0027806
ENS | Base | BTM Battery Control | BTM Battery Control | Small Industrial | Retail Trade | MW of Load | 0 | 2041 | 0.00486
ENS | Base | BTM Battery Control | BTM Battery Control | Small Industrial | Services | MW of Load | 0 | 2041 | 0.010569
ENS | Base | BTM Battery Control | BTM Battery Control | Large Industrial | Manufacturing | MW of Load | 0 | 2041 | 0.029834
ENS | Base | BTM Battery Control | BTM Battery Control | Large Industrial | Miscellaneous | MW of Load | 0 | 2041 | 0.13832
ENS | Base | BTM Battery Control | BTM Battery Control | Large Industrial | Offices | MW of Load | 0 | 2041 | 0.016273
ENS | Base | BTM Battery Control | BTM Battery Control | Large Industrial | Retail Trade | MW of Load | 0 | 2041 | 0.081366
ENS | Base | BTM Battery Control | BTM Battery Control | Large Industrial | Services | MW of Load | 0 | 2041 | 0.17629
ENS | Base | BTM Battery Control | BTM Battery Control | Interruptible Rider | Manufacturing | MW of Load | 0 | 2041 | 0.039879
ENS | Base | BTM Battery Control | BTM Battery Control | Interruptible Rider | Miscellaneous | MW of Load | 0 | 2041 | 0.10635
ENS | Base | BTM Battery Control | BTM Battery Control | Interruptible Rider | Retail Trade | MW of Load | 0 | 2041 | 0.15952
ENS | Base | BTM Battery Control | BTM Battery Control | Residential | Residential LI | MW of Load | 0 | 2041 | 1.3325
ENS | Base | BTM Battery Control | BTM Battery Control | Residential | Residential Market Rate | MW of Load | 0 | 2041 | 8.2955
ENS | Base | EV Charging Control | EV Charging Control | EV | EV | MW of Load | 0 | 2041 | 3.8927
ENS | Base | Behavioral DR | Behavioral DR | Residential | Residential LI | MW of Load | 0 | 2041 | 0.37762
ENS | Base | Behavioral DR | Behavioral DR | Residential | Residential Market Rate | MW of Load | 0 | 2041 | 2.2091
ENS | Base | DLC | DLC-Switch-Water Heating | Small Commercial | Miscellaneous | MW of Load | 1 | 2042 | 0.034797
ENS | Base | DLC | DLC-Switch-Water Heating | Small Commercial | Offices | MW of Load | 1 | 2042 | 0.019989
ENS | Base | DLC | DLC-Switch-Water Heating | Small Commercial | Retail Trade | MW of Load | 1 | 2042 | 0.11833
ENS | Base | DLC | DLC-Switch-Water Heating | Small Commercial | Services | MW of Load | 1 | 2042 | 0.14184
ENS | Base | DLC | DLC-Thermostat-HVAC | Small Commercial | Miscellaneous | MW of Load | 1 | 2042 | 0.17911
ENS | Base | DLC | DLC-Thermostat-HVAC | Small Commercial | Offices | MW of Load | 1 | 2042 | 0.29122
ENS | Base | DLC | DLC-Thermostat-HVAC | Small Commercial | Retail Trade | MW of Load | 1 | 2042 | 0.20715
ENS | Base | DLC | DLC-Thermostat-HVAC | Small Commercial | Services | MW of Load | 1 | 2042 | 0.24926
ENS | Base | DLC | DLC-Switch-Water Heating | Small Industrial | Miscellaneous | MW of Load | 1 | 2042 | 0.010068
ENS | Base | DLC | DLC-Switch-Water Heating | Small Industrial | Offices | MW of Load | 1 | 2042 | 0.00038386
ENS | Base | DLC | DLC-Switch-Water Heating | Small Industrial | Retail Trade | MW of Load | 1 | 2042 | 0.0027472
ENS | Base | DLC | DLC-Switch-Water Heating | Small Industrial | Services | MW of Load | 1 | 2042 | 0.0034247
ENS | Base | DLC | DLC-Thermostat-HVAC | Small Industrial | Miscellaneous | MW of Load | 1 | 2042 | 0.061392
ENS | Base | DLC | DLC-Thermostat-HVAC | Small Industrial | Offices | MW of Load | 1 | 2042 | 0.0061977
ENS | Base | DLC | DLC-Thermostat-HVAC | Small Industrial | Retail Trade | MW of Load | 1 | 2042 | 0.0064084
ENS | Base | DLC | DLC-Thermostat-HVAC | Small Industrial | Services | MW of Load | 1 | 2042 | 0.0079888
ENS | Base | DLC | DLC-Switch-Water Heating | Residential | Residential LI | MW of Load | 1 | 2042 | 4.3007
ENS | Base | DLC | DLC-Switch-Water Heating | Residential | Residential Market Rate | MW of Load | 1 | 2042 | 13.2496
ENS | Base | DLC | DLC-Thermostat-Heat Pump | Residential | Residential LI | MW of Load | 1 | 2042 | 1.5185
ENS | Base | DLC | DLC-Thermostat-Heat Pump | Residential | Residential Market Rate | MW of Load | 1 | 2042 | 11.3661
ENS | Base | DLC | DLC-Thermostat-Electric Furnace | Residential | Residential LI | MW of Load | 1 | 2042 | 3.6001
ENS | Base | DLC | DLC-Thermostat-Electric Furnace | Residential | Residential Market Rate | MW of Load | 1 | 2042 | 1.823
ENS | Base | C&I Curtailment | C&I Curtailment- Manual HVAC Control | Large Commercial | Offices | MW of Load | 1 | 2042 | 0.021528
ENS | Base | C&I Curtailment | C&I Curtailment- Manual HVAC Control | Large Commercial | Services | MW of Load | 1 | 2042 | 0.031453
ENS | Base | C&I Curtailment | C&I Curtailment- Auto-DR HVAC Control | Large Commercial | Offices | MW of Load | 1 | 2042 | 0.14056
ENS | Base | C&I Curtailment | C&I Curtailment- Auto-DR HVAC Control | Large Commercial | Services | MW of Load | 1 | 2042 | 0.20535
ENS | Base | C&I Curtailment | C&I Curtailment- Standard Lighting Control | Large Commercial | Offices | MW of Load | 1 | 2042 | 0.0043703
ENS | Base | C&I Curtailment | C&I Curtailment- Standard Lighting Control | Large Commercial | Services | MW of Load | 1 | 2042 | 0.038562
ENS | Base | C&I Curtailment | C&I Curtailment- Advanced Lighting Control | Large Commercial | Offices | MW of Load | 1 | 2042 | 0.0021851
ENS | Base | C&I Curtailment | C&I Curtailment- Advanced Lighting Control | Large Commercial | Services | MW of Load | 1 | 2042 | 0.019281
ENS | Base | C&I Curtailment | C&I Curtailment- Water Heating Control | Large Commercial | Offices | MW of Load | 1 | 2042 | 0.0013324
ENS | Base | C&I Curtailment | C&I Curtailment- Water Heating Control | Large Commercial | Services | MW of Load | 1 | 2042 | 0.0148
ENS | Base | C&I Curtailment | C&I Curtailment- Other | Large Commercial | Offices | MW of Load | 1 | 2042 | 0.018792
ENS | Base | C&I Curtailment | C&I Curtailment- Other | Large Commercial | Services | MW of Load | 1 | 2042 | 0.13413
ENS | Base | C&I Curtailment | C&I Curtailment- Manual HVAC Control | Large Industrial | Miscellaneous | MW of Load | 1 | 2042 | 0.010595
ENS | Base | C&I Curtailment | C&I Curtailment- Manual HVAC Control | Large Industrial | Offices | MW of Load | 1 | 2042 | 0.0073482
ENS | Base | C&I Curtailment | C&I Curtailment- Manual HVAC Control | Large Industrial | Retail Trade | MW of Load | 1 | 2042 | 0.014076
ENS | Base | C&I Curtailment | C&I Curtailment- Manual HVAC Control | Large Industrial | Services | MW of Load | 1 | 2042 | 0.0041772
ENS | Base | C&I Curtailment | C&I Curtailment- Auto-DR HVAC Control | Large Industrial | Miscellaneous | MW of Load | 1 | 2042 | 0.069174
ENS | Base | C&I Curtailment | C&I Curtailment- Auto-DR HVAC Control | Large Industrial | Offices | MW of Load | 1 | 2042 | 0.047975
ENS | Base | C&I Curtailment | C&I Curtailment- Auto-DR HVAC Control | Large Industrial | Retail Trade | MW of Load | 1 | 2042 | 0.091899
ENS | Base | C&I Curtailment | C&I Curtailment- Auto-DR HVAC Control | Large Industrial | Services | MW of Load | 1 | 2042 | 0.027272
ENS | Base | C&I Curtailment | C&I Curtailment- Standard Lighting Control | Large Industrial | Miscellaneous | MW of Load | 1 | 2042 | 0.014357
ENS | Base | C&I Curtailment | C&I Curtailment- Standard Lighting Control | Large Industrial | Offices | MW of Load | 1 | 2042 | 0.0025807
ENS | Base | C&I Curtailment | C&I Curtailment- Standard Lighting Control | Large Industrial | Retail Trade | MW of Load | 1 | 2042 | 0.017257
ENS | Base | C&I Curtailment | C&I Curtailment- Standard Lighting Control | Large Industrial | Services | MW of Load | 1 | 2042 | 0.0051213
ENS | Base | C&I Curtailment | C&I Curtailment- Advanced Lighting Control | Large Industrial | Miscellaneous | MW of Load | 1 | 2042 | 0.0071784
ENS | Base | C&I Curtailment | C&I Curtailment- Advanced Lighting Control | Large Industrial | Offices | MW of Load | 1 | 2042 | 0.0012903
ENS | Base | C&I Curtailment | C&I Curtailment- Advanced Lighting Control | Large Industrial | Retail Trade | MW of Load | 1 | 2042 | 0.0086287
ENS | Base | C&I Curtailment | C&I Curtailment- Advanced Lighting Control | Large Industrial | Services | MW of Load | 1 | 2042 | 0.0025607
ENS | Base | C&I Curtailment | C&I Curtailment- Water Heating Control | Large Industrial | Miscellaneous | MW of Load | 1 | 2042 | 0.0011485
ENS | Base | C&I Curtailment | C&I Curtailment- Water Heating Control | Large Industrial | Offices | MW of Load | 1 | 2042 | 0.00036527
ENS | Base | C&I Curtailment | C&I Curtailment- Water Heating Control | Large Industrial | Retail Trade | MW of Load | 1 | 2042 | 0.0066232
ENS | Base | C&I Curtailment | C&I Curtailment- Water Heating Control | Large Industrial | Services | MW of Load | 1 | 2042 | 0.0019655
ENS | Base | C&I Curtailment | C&I Curtailment- Other | Large Industrial | Miscellaneous | MW of Load | 1 | 2042 | 0.02385
ENS | Base | C&I Curtailment | C&I Curtailment- Other | Large Industrial | Offices | MW of Load | 1 | 2042 | 0.0070403
ENS | Base | C&I Curtailment | C&I Curtailment- Other | Large Industrial | Retail Trade | MW of Load | 1 | 2042 | 0.060028
ENS | Base | C&I Curtailment | C&I Curtailment- Other | Large Industrial | Services | MW of Load | 1 | 2042 | 0.017814
ENS | Base | C&I Curtailment | C&I Curtailment- Industrial | Large Industrial | Manufacturing | MW of Load | 1 | 2042 | 0.67753
ENS | Base | C&I Curtailment | C&I Curtailment- Manual HVAC Control | Interruptible Rider | Miscellaneous | MW of Load | 1 | 2042 | 0.29252
ENS | Base | C&I Curtailment | C&I Curtailment- Manual HVAC Control | Interruptible Rider | Retail Trade | MW of Load | 1 | 2042 | 0.0068642
ENS | Base | C&I Curtailment | C&I Curtailment- Auto-DR HVAC Control | Interruptible Rider | Miscellaneous | MW of Load | 1 | 2042 | 1.9098
ENS | Base | C&I Curtailment | C&I Curtailment- Auto-DR HVAC Control | Interruptible Rider | Retail Trade | MW of Load | 1 | 2042 | 0.044815
ENS | Base | C&I Curtailment | C&I Curtailment- Standard Lighting Control | Interruptible Rider | Miscellaneous | MW of Load | 1 | 2042 | 0.13376
ENS | Base | C&I Curtailment | C&I Curtailment- Standard Lighting Control | Interruptible Rider | Retail Trade | MW of Load | 1 | 2042 | 0.010692
ENS | Base | C&I Curtailment | C&I Curtailment- Advanced Lighting Control | Interruptible Rider | Miscellaneous | MW of Load | 1 | 2042 | 0.066881
ENS | Base | C&I Curtailment | C&I Curtailment- Advanced Lighting Control | Interruptible Rider | Retail Trade | MW of Load | 1 | 2042 | 0.0053459
ENS | Base | C&I Curtailment | C&I Curtailment- Water Heating Control | Interruptible Rider | Miscellaneous | MW of Load | 1 | 2042 | 0.017393
ENS | Base | C&I Curtailment | C&I Curtailment- Water Heating Control | Interruptible Rider | Retail Trade | MW of Load | 1 | 2042 | 0.0023799
ENS | Base | C&I Curtailment | C&I Curtailment- Other | Interruptible Rider | Miscellaneous | MW of Load | 1 | 2042 | 0.30928
ENS | Base | C&I Curtailment | C&I Curtailment- Other | Interruptible Rider | Retail Trade | MW of Load | 1 | 2042 | 0.025523
ENS | Base | C&I Curtailment | C&I Curtailment- Industrial | Interruptible Rider | Manufacturing | MW of Load | 1 | 2042 | 0.42695
ENS | Base | Dynamic Pricing | Dynamic Pricing with enabling tech. | Small Commercial | Manufacturing | MW of Load | 1 | 2042 | 0.029428
ENS | Base | Dynamic Pricing | Dynamic Pricing with enabling tech. | Small Commercial | Miscellaneous | MW of Load | 1 | 2042 | 0.37766
ENS | Base | Dynamic Pricing | Dynamic Pricing with enabling tech. | Small Commercial | Offices | MW of Load | 1 | 2042 | 0.29926
ENS | Base | Dynamic Pricing | Dynamic Pricing with enabling tech. | Small Commercial | Retail Trade | MW of Load | 1 | 2042 | 0.63986
ENS | Base | Dynamic Pricing | Dynamic Pricing with enabling tech. | Small Commercial | Services | MW of Load | 1 | 2042 | 0.76898
ENS | Base | Dynamic Pricing | Dynamic Pricing w/o enabling tech. | Small Commercial | Manufacturing | MW of Load | 1 | 2042 | 0.0017381
ENS | Base | Dynamic Pricing | Dynamic Pricing w/o enabling tech. | Small Commercial | Miscellaneous | MW of Load | 1 | 2042 | 0.022306
ENS | Base | Dynamic Pricing | Dynamic Pricing w/o enabling tech. | Small Commercial | Offices | MW of Load | 1 | 2042 | 0.017675
ENS | Base | Dynamic Pricing | Dynamic Pricing w/o enabling tech. | Small Commercial | Retail Trade | MW of Load | 1 | 2042 | 0.037792
ENS | Base | Dynamic Pricing | Dynamic Pricing w/o enabling tech. | Small Commercial | Services | MW of Load | 1 | 2042 | 0.045418
ENS | Base | Dynamic Pricing | Dynamic Pricing with enabling tech. | Large Commercial | Offices | MW of Load | 1 | 2042 | 0.050465
ENS | Base | Dynamic Pricing | Dynamic Pricing with enabling tech. | Large Commercial | Services | MW of Load | 1 | 2042 | 0.32752
ENS | Base | Dynamic Pricing | Dynamic Pricing w/o enabling tech. | Large Commercial | Offices | MW of Load | 1 | 2042 | 0.019123
ENS | Base | Dynamic Pricing | Dynamic Pricing w/o enabling tech. | Large Commercial | Services | MW of Load | 1 | 2042 | 0.12411
ENS | Base | Dynamic Pricing | Dynamic Pricing with enabling tech. | Small Industrial | Manufacturing | MW of Load | 1 | 2042 | 0.063093
ENS | Base | Dynamic Pricing | Dynamic Pricing with enabling tech. | Small Industrial | Miscellaneous | MW of Load | 1 | 2042 | 0.10509
ENS | Base | Dynamic Pricing | Dynamic Pricing with enabling tech. | Small Industrial | Offices | MW of Load | 1 | 2042 | 0.0065447
ENS | Base | Dynamic Pricing | Dynamic Pricing with enabling tech. | Small Industrial | Retail Trade | MW of Load | 1 | 2042 | 0.018195
ENS | Base | Dynamic Pricing | Dynamic Pricing with enabling tech. | Small Industrial | Services | MW of Load | 1 | 2042 | 0.022682
ENS | Base | Dynamic Pricing | Dynamic Pricing w/o enabling tech. | Small Industrial | Manufacturing | MW of Load | 1 | 2042 | 0.0037264
ENS | Base | Dynamic Pricing | Dynamic Pricing w/o enabling tech. | Small Industrial | Miscellaneous | MW of Load | 1 | 2042 | 0.0062066
ENS | Base | Dynamic Pricing | Dynamic Pricing w/o enabling tech. | Small Industrial | Offices | MW of Load | 1 | 2042 | 0.00038655
ENS | Base | Dynamic Pricing | Dynamic Pricing w/o enabling tech. | Small Industrial | Retail Trade | MW of Load | 1 | 2042 | 0.0010746
ENS | Base | Dynamic Pricing | Dynamic Pricing w/o enabling tech. | Small Industrial | Services | MW of Load | 1 | 2042 | 0.0013396
ENS | Base | Dynamic Pricing | Dynamic Pricing with enabling tech. | Large Industrial | Manufacturing | MW of Load | 1 | 2042 | 0.33792
ENS | Base | Dynamic Pricing | Dynamic Pricing with enabling tech. | Large Industrial | Miscellaneous | MW of Load | 1 | 2042 | 0.23275
ENS | Base | Dynamic Pricing | Dynamic Pricing with enabling tech. | Large Industrial | Offices | MW of Load | 1 | 2042 | 0.018445
ENS | Base | Dynamic Pricing | Dynamic Pricing with enabling tech. | Large Industrial | Retail Trade | MW of Load | 1 | 2042 | 0.077597
ENS | Base | Dynamic Pricing | Dynamic Pricing with enabling tech. | Large Industrial | Services | MW of Load | 1 | 2042 | 0.043497
ENS | Base | Dynamic Pricing | Dynamic Pricing w/o enabling tech. | Large Industrial | Manufacturing | MW of Load | 1 | 2042 | 0.12805
ENS | Base | Dynamic Pricing | Dynamic Pricing w/o enabling tech. | Large Industrial | Miscellaneous | MW of Load | 1 | 2042 | 0.0882
ENS | Base | Dynamic Pricing | Dynamic Pricing w/o enabling tech. | Large Industrial | Offices | MW of Load | 1 | 2042 | 0.0069898
ENS | Base | Dynamic Pricing | Dynamic Pricing w/o enabling tech. | Large Industrial | Retail Trade | MW of Load | 1 | 2042 | 0.029405
ENS | Base | Dynamic Pricing | Dynamic Pricing w/o enabling tech. | Large Industrial | Services | MW of Load | 1 | 2042 | 0.016483
ENS | Base | Dynamic Pricing | Dynamic Pricing with enabling tech. | Interruptible Rider | Manufacturing | MW of Load | 1 | 2042 | 0.07098
ENS | Base | Dynamic Pricing | Dynamic Pricing with enabling tech. | Interruptible Rider | Miscellaneous | MW of Load | 1 | 2042 | 0.19634
ENS | Base | Dynamic Pricing | Dynamic Pricing with enabling tech. | Interruptible Rider | Retail Trade | MW of Load | 1 | 2042 | 0.011525
ENS | Base | Dynamic Pricing | Dynamic Pricing w/o enabling tech. | Interruptible Rider | Manufacturing | MW of Load | 1 | 2042 | 0.026898
ENS | Base | Dynamic Pricing | Dynamic Pricing w/o enabling tech. | Interruptible Rider | Miscellaneous | MW of Load | 1 | 2042 | 0.074402
ENS | Base | Dynamic Pricing | Dynamic Pricing w/o enabling tech. | Interruptible Rider | Retail Trade | MW of Load | 1 | 2042 | 0.0043674
ENS | Base | Dynamic Pricing | Dynamic Pricing with enabling tech. | Residential | Residential Market Rate | MW of Load | 1 | 2042 | 16.6226
ENS | Base | Dynamic Pricing | Dynamic Pricing w/o enabling tech. | Residential | Residential Market Rate | MW of Load | 1 | 2042 | 9.2956
ENS | Base | BTM Battery Control | BTM Battery Control | Small Commercial | Manufacturing | MW of Load | 0 | 2042 | 0.044348
ENS | Base | BTM Battery Control | BTM Battery Control | Small Commercial | Miscellaneous | MW of Load | 0 | 2042 | 0.33082
ENS | Base | BTM Battery Control | BTM Battery Control | Small Commercial | Offices | MW of Load | 0 | 2042 | 0.11342
ENS | Base | BTM Battery Control | BTM Battery Control | Small Commercial | Retail Trade | MW of Load | 0 | 2042 | 0.19789
ENS | Base | BTM Battery Control | BTM Battery Control | Small Commercial | Services | MW of Load | 0 | 2042 | 0.43082
ENS | Base | BTM Battery Control | BTM Battery Control | Large Commercial | Offices | MW of Load | 0 | 2042 | 0.045571
ENS | Base | BTM Battery Control | BTM Battery Control | Large Commercial | Services | MW of Load | 0 | 2042 | 0.24304
ENS | Base | BTM Battery Control | BTM Battery Control | Small Industrial | Manufacturing | MW of Load | 0 | 2042 | 0.0010827
ENS | Base | BTM Battery Control | BTM Battery Control | Small Industrial | Miscellaneous | MW of Load | 0 | 2042 | 0.0070501
ENS | Base | BTM Battery Control | BTM Battery Control | Small Industrial | Offices | MW of Load | 0 | 2042 | 0.0027807
ENS | Base | BTM Battery Control | BTM Battery Control | Small Industrial | Retail Trade | MW of Load | 0 | 2042 | 0.00486
ENS | Base | BTM Battery Control | BTM Battery Control | Small Industrial | Services | MW of Load | 0 | 2042 | 0.010569
ENS | Base | BTM Battery Control | BTM Battery Control | Large Industrial | Manufacturing | MW of Load | 0 | 2042 | 0.029835
ENS | Base | BTM Battery Control | BTM Battery Control | Large Industrial | Miscellaneous | MW of Load | 0 | 2042 | 0.13832
ENS | Base | BTM Battery Control | BTM Battery Control | Large Industrial | Offices | MW of Load | 0 | 2042 | 0.016273
ENS | Base | BTM Battery Control | BTM Battery Control | Large Industrial | Retail Trade | MW of Load | 0 | 2042 | 0.081367
ENS | Base | BTM Battery Control | BTM Battery Control | Large Industrial | Services | MW of Load | 0 | 2042 | 0.1763
ENS | Base | BTM Battery Control | BTM Battery Control | Interruptible Rider | Manufacturing | MW of Load | 0 | 2042 | 0.03988
ENS | Base | BTM Battery Control | BTM Battery Control | Interruptible Rider | Miscellaneous | MW of Load | 0 | 2042 | 0.10635
ENS | Base | BTM Battery Control | BTM Battery Control | Interruptible Rider | Retail Trade | MW of Load | 0 | 2042 | 0.15952
ENS | Base | BTM Battery Control | BTM Battery Control | Residential | Residential LI | MW of Load | 0 | 2042 | 1.3391
ENS | Base | BTM Battery Control | BTM Battery Control | Residential | Residential Market Rate | MW of Load | 0 | 2042 | 8.3364
ENS | Base | EV Charging Control | EV Charging Control | EV | EV | MW of Load | 0 | 2042 | 4.2676
ENS | Base | Behavioral DR | Behavioral DR | Residential | Residential LI | MW of Load | 0 | 2042 | 0.3776
ENS | Base | Behavioral DR | Behavioral DR | Residential | Residential Market Rate | MW of Load | 0 | 2042 | 2.2156
ENS | Base | DLC | DLC-Switch-Water Heating | Small Commercial | Miscellaneous | MW of Load | 1 | 2043 | 0.034556
ENS | Base | DLC | DLC-Switch-Water Heating | Small Commercial | Offices | MW of Load | 1 | 2043 | 0.01978
ENS | Base | DLC | DLC-Switch-Water Heating | Small Commercial | Retail Trade | MW of Load | 1 | 2043 | 0.11744
ENS | Base | DLC | DLC-Switch-Water Heating | Small Commercial | Services | MW of Load | 1 | 2043 | 0.14076
ENS | Base | DLC | DLC-Thermostat-HVAC | Small Commercial | Miscellaneous | MW of Load | 1 | 2043 | 0.17523
ENS | Base | DLC | DLC-Thermostat-HVAC | Small Commercial | Offices | MW of Load | 1 | 2043 | 0.28669
ENS | Base | DLC | DLC-Thermostat-HVAC | Small Commercial | Retail Trade | MW of Load | 1 | 2043 | 0.19996
ENS | Base | DLC | DLC-Thermostat-HVAC | Small Commercial | Services | MW of Load | 1 | 2043 | 0.24059
ENS | Base | DLC | DLC-Switch-Water Heating | Small Industrial | Miscellaneous | MW of Load | 1 | 2043 | 0.010127
ENS | Base | DLC | DLC-Switch-Water Heating | Small Industrial | Offices | MW of Load | 1 | 2043 | 0.00038518
ENS | Base | DLC | DLC-Switch-Water Heating | Small Industrial | Retail Trade | MW of Load | 1 | 2043 | 0.0027646
ENS | Base | DLC | DLC-Switch-Water Heating | Small Industrial | Services | MW of Load | 1 | 2043 | 0.0034463
ENS | Base | DLC | DLC-Thermostat-HVAC | Small Industrial | Miscellaneous | MW of Load | 1 | 2043 | 0.061222
ENS | Base | DLC | DLC-Thermostat-HVAC | Small Industrial | Offices | MW of Load | 1 | 2043 | 0.0062111
ENS | Base | DLC | DLC-Thermostat-HVAC | Small Industrial | Retail Trade | MW of Load | 1 | 2043 | 0.0063614
ENS | Base | DLC | DLC-Thermostat-HVAC | Small Industrial | Services | MW of Load | 1 | 2043 | 0.0079302
ENS | Base | DLC | DLC-Switch-Water Heating | Residential | Residential LI | MW of Load | 1 | 2043 | 4.3236
ENS | Base | DLC | DLC-Switch-Water Heating | Residential | Residential Market Rate | MW of Load | 1 | 2043 | 13.3194
ENS | Base | DLC | DLC-Thermostat-Heat Pump | Residential | Residential LI | MW of Load | 1 | 2043 | 1.5574
ENS | Base | DLC | DLC-Thermostat-Heat Pump | Residential | Residential Market Rate | MW of Load | 1 | 2043 | 11.4978
ENS | Base | DLC | DLC-Thermostat-Electric Furnace | Residential | Residential LI | MW of Load | 1 | 2043 | 3.5734
ENS | Base | DLC | DLC-Thermostat-Electric Furnace | Residential | Residential Market Rate | MW of Load | 1 | 2043 | 1.7248
ENS | Base | C&I Curtailment | C&I Curtailment- Manual HVAC Control | Large Commercial | Offices | MW of Load | 1 | 2043 | 0.021271
ENS | Base | C&I Curtailment | C&I Curtailment- Manual HVAC Control | Large Commercial | Services | MW of Load | 1 | 2043 | 0.030473
ENS | Base | C&I Curtailment | C&I Curtailment- Auto-DR HVAC Control | Large Commercial | Offices | MW of Load | 1 | 2043 | 0.13888
ENS | Base | C&I Curtailment | C&I Curtailment- Auto-DR HVAC Control | Large Commercial | Services | MW of Load | 1 | 2043 | 0.19895
ENS | Base | C&I Curtailment | C&I Curtailment- Standard Lighting Control | Large Commercial | Offices | MW of Load | 1 | 2043 | 0.0040442
ENS | Base | C&I Curtailment | C&I Curtailment- Standard Lighting Control | Large Commercial | Services | MW of Load | 1 | 2043 | 0.036757
ENS | Base | C&I Curtailment | C&I Curtailment- Advanced Lighting Control | Large Commercial | Offices | MW of Load | 1 | 2043 | 0.0020221
ENS | Base | C&I Curtailment | C&I Curtailment- Advanced Lighting Control | Large Commercial | Services | MW of Load | 1 | 2043 | 0.018379
ENS | Base | C&I Curtailment | C&I Curtailment- Water Heating Control | Large Commercial | Offices | MW of Load | 1 | 2043 | 0.0013284
ENS | Base | C&I Curtailment | C&I Curtailment- Water Heating Control | Large Commercial | Services | MW of Load | 1 | 2043 | 0.014755
ENS | Base | C&I Curtailment | C&I Curtailment- Other | Large Commercial | Offices | MW of Load | 1 | 2043 | 0.018531
ENS | Base | C&I Curtailment | C&I Curtailment- Other | Large Commercial | Services | MW of Load | 1 | 2043 | 0.13271
ENS | Base | C&I Curtailment | C&I Curtailment- Manual HVAC Control | Large Industrial | Miscellaneous | MW of Load | 1 | 2043 | 0.010651
ENS | Base | C&I Curtailment | C&I Curtailment- Manual HVAC Control | Large Industrial | Offices | MW of Load | 1 | 2043 | 0.0074478
ENS | Base | C&I Curtailment | C&I Curtailment- Manual HVAC Control | Large Industrial | Retail Trade | MW of Load | 1 | 2043 | 0.013973
ENS | Base | C&I Curtailment | C&I Curtailment- Manual HVAC Control | Large Industrial | Services | MW of Load | 1 | 2043 | 0.0041467
ENS | Base | C&I Curtailment | C&I Curtailment- Auto-DR HVAC Control | Large Industrial | Miscellaneous | MW of Load | 1 | 2043 | 0.069536
ENS | Base | C&I Curtailment | C&I Curtailment- Auto-DR HVAC Control | Large Industrial | Offices | MW of Load | 1 | 2043 | 0.048625
ENS | Base | C&I Curtailment | C&I Curtailment- Auto-DR HVAC Control | Large Industrial | Retail Trade | MW of Load | 1 | 2043 | 0.091228
ENS | Base | C&I Curtailment | C&I Curtailment- Auto-DR HVAC Control | Large Industrial | Services | MW of Load | 1 | 2043 | 0.027073
ENS | Base | C&I Curtailment | C&I Curtailment- Standard Lighting Control | Large Industrial | Miscellaneous | MW of Load | 1 | 2043 | 0.014297
ENS | Base | C&I Curtailment | C&I Curtailment- Standard Lighting Control | Large Industrial | Offices | MW of Load | 1 | 2043 | 0.0025399
ENS | Base | C&I Curtailment | C&I Curtailment- Standard Lighting Control | Large Industrial | Retail Trade | MW of Load | 1 | 2043 | 0.016855
ENS | Base | C&I Curtailment | C&I Curtailment- Standard Lighting Control | Large Industrial | Services | MW of Load | 1 | 2043 | 0.0050018
ENS | Base | C&I Curtailment | C&I Curtailment- Advanced Lighting Control | Large Industrial | Miscellaneous | MW of Load | 1 | 2043 | 0.0071485
ENS | Base | C&I Curtailment | C&I Curtailment- Advanced Lighting Control | Large Industrial | Offices | MW of Load | 1 | 2043 | 0.00127
ENS | Base | C&I Curtailment | C&I Curtailment- Advanced Lighting Control | Large Industrial | Retail Trade | MW of Load | 1 | 2043 | 0.0084273
ENS | Base | C&I Curtailment | C&I Curtailment- Advanced Lighting Control | Large Industrial | Services | MW of Load | 1 | 2043 | 0.0025009
ENS | Base | C&I Curtailment | C&I Curtailment- Water Heating Control | Large Industrial | Miscellaneous | MW of Load | 1 | 2043 | 0.0011616
ENS | Base | C&I Curtailment | C&I Curtailment- Water Heating Control | Large Industrial | Offices | MW of Load | 1 | 2043 | 0.00037054
ENS | Base | C&I Curtailment | C&I Curtailment- Water Heating Control | Large Industrial | Retail Trade | MW of Load | 1 | 2043 | 0.0067656
ENS | Base | C&I Curtailment | C&I Curtailment- Water Heating Control | Large Industrial | Services | MW of Load | 1 | 2043 | 0.0020077
ENS | Base | C&I Curtailment | C&I Curtailment- Other | Large Industrial | Miscellaneous | MW of Load | 1 | 2043 | 0.024107
ENS | Base | C&I Curtailment | C&I Curtailment- Other | Large Industrial | Offices | MW of Load | 1 | 2043 | 0.0071573
ENS | Base | C&I Curtailment | C&I Curtailment- Other | Large Industrial | Retail Trade | MW of Load | 1 | 2043 | 0.060853
ENS | Base | C&I Curtailment | C&I Curtailment- Other | Large Industrial | Services | MW of Load | 1 | 2043 | 0.018059
ENS | Base | C&I Curtailment | C&I Curtailment- Industrial | Large Industrial | Manufacturing | MW of Load | 1 | 2043 | 0.6721
ENS | Base | C&I Curtailment | C&I Curtailment- Manual HVAC Control | Interruptible Rider | Miscellaneous | MW of Load | 1 | 2043 | 0.29105
ENS | Base | C&I Curtailment | C&I Curtailment- Manual HVAC Control | Interruptible Rider | Retail Trade | MW of Load | 1 | 2043 | 0.0067652
ENS | Base | C&I Curtailment | C&I Curtailment- Auto-DR HVAC Control | Interruptible Rider | Miscellaneous | MW of Load | 1 | 2043 | 1.9002
ENS | Base | C&I Curtailment | C&I Curtailment- Auto-DR HVAC Control | Interruptible Rider | Retail Trade | MW of Load | 1 | 2043 | 0.044169
ENS | Base | C&I Curtailment | C&I Curtailment- Standard Lighting Control | Interruptible Rider | Miscellaneous | MW of Load | 1 | 2043 | 0.13058
ENS | Base | C&I Curtailment | C&I Curtailment- Standard Lighting Control | Interruptible Rider | Retail Trade | MW of Load | 1 | 2043 | 0.010505
ENS | Base | C&I Curtailment | C&I Curtailment- Advanced Lighting Control | Interruptible Rider | Miscellaneous | MW of Load | 1 | 2043 | 0.065291
ENS | Base | C&I Curtailment | C&I Curtailment- Advanced Lighting Control | Interruptible Rider | Retail Trade | MW of Load | 1 | 2043 | 0.0052523
ENS | Base | C&I Curtailment | C&I Curtailment- Water Heating Control | Interruptible Rider | Miscellaneous | MW of Load | 1 | 2043 | 0.01734
ENS | Base | C&I Curtailment | C&I Curtailment- Water Heating Control | Interruptible Rider | Retail Trade | MW of Load | 1 | 2043 | 0.0023778
ENS | Base | C&I Curtailment | C&I Curtailment- Other | Interruptible Rider | Miscellaneous | MW of Load | 1 | 2043 | 0.30807
ENS | Base | C&I Curtailment | C&I Curtailment- Other | Interruptible Rider | Retail Trade | MW of Load | 1 | 2043 | 0.02546
ENS | Base | C&I Curtailment | C&I Curtailment- Industrial | Interruptible Rider | Manufacturing | MW of Load | 1 | 2043 | 0.41751
ENS | Base | Dynamic Pricing | Dynamic Pricing with enabling tech. | Small Commercial | Manufacturing | MW of Load | 1 | 2043 | 0.028503
ENS | Base | Dynamic Pricing | Dynamic Pricing with enabling tech. | Small Commercial | Miscellaneous | MW of Load | 1 | 2043 | 0.37161
ENS | Base | Dynamic Pricing | Dynamic Pricing with enabling tech. | Small Commercial | Offices | MW of Load | 1 | 2043 | 0.2942
ENS | Base | Dynamic Pricing | Dynamic Pricing with enabling tech. | Small Commercial | Retail Trade | MW of Load | 1 | 2043 | 0.62714
ENS | Base | Dynamic Pricing | Dynamic Pricing with enabling tech. | Small Commercial | Services | MW of Load | 1 | 2043 | 0.75361
ENS | Base | Dynamic Pricing | Dynamic Pricing w/o enabling tech. | Small Commercial | Manufacturing | MW of Load | 1 | 2043 | 0.0016835
ENS | Base | Dynamic Pricing | Dynamic Pricing w/o enabling tech. | Small Commercial | Miscellaneous | MW of Load | 1 | 2043 | 0.021948
ENS | Base | Dynamic Pricing | Dynamic Pricing w/o enabling tech. | Small Commercial | Offices | MW of Load | 1 | 2043 | 0.017376
ENS | Base | Dynamic Pricing | Dynamic Pricing w/o enabling tech. | Small Commercial | Retail Trade | MW of Load | 1 | 2043 | 0.03704
ENS | Base | Dynamic Pricing | Dynamic Pricing w/o enabling tech. | Small Commercial | Services | MW of Load | 1 | 2043 | 0.04451
ENS | Base | Dynamic Pricing | Dynamic Pricing with enabling tech. | Large Commercial | Offices | MW of Load | 1 | 2043 | 0.049713
ENS | Base | Dynamic Pricing | Dynamic Pricing with enabling tech. | Large Commercial | Services | MW of Load | 1 | 2043 | 0.32234
ENS | Base | Dynamic Pricing | Dynamic Pricing w/o enabling tech. | Large Commercial | Offices | MW of Load | 1 | 2043 | 0.018839
ENS | Base | Dynamic Pricing | Dynamic Pricing w/o enabling tech. | Large Commercial | Services | MW of Load | 1 | 2043 | 0.12215
ENS | Base | Dynamic Pricing | Dynamic Pricing with enabling tech. | Small Industrial | Manufacturing | MW of Load | 1 | 2043 | 0.062142
ENS | Base | Dynamic Pricing | Dynamic Pricing with enabling tech. | Small Industrial | Miscellaneous | MW of Load | 1 | 2043 | 0.10502
ENS | Base | Dynamic Pricing | Dynamic Pricing with enabling tech. | Small Industrial | Offices | MW of Load | 1 | 2043 | 0.0065558
ENS | Base | Dynamic Pricing | Dynamic Pricing with enabling tech. | Small Industrial | Retail Trade | MW of Load | 1 | 2043 | 0.018221
ENS | Base | Dynamic Pricing | Dynamic Pricing with enabling tech. | Small Industrial | Services | MW of Load | 1 | 2043 | 0.022715
ENS | Base | Dynamic Pricing | Dynamic Pricing w/o enabling tech. | Small Industrial | Manufacturing | MW of Load | 1 | 2043 | 0.0036703
ENS | Base | Dynamic Pricing | Dynamic Pricing w/o enabling tech. | Small Industrial | Miscellaneous | MW of Load | 1 | 2043 | 0.0062029
ENS | Base | Dynamic Pricing | Dynamic Pricing w/o enabling tech. | Small Industrial | Offices | MW of Load | 1 | 2043 | 0.0003872
ENS | Base | Dynamic Pricing | Dynamic Pricing w/o enabling tech. | Small Industrial | Retail Trade | MW of Load | 1 | 2043 | 0.0010762
ENS | Base | Dynamic Pricing | Dynamic Pricing w/o enabling tech. | Small Industrial | Services | MW of Load | 1 | 2043 | 0.0013416
ENS | Base | Dynamic Pricing | Dynamic Pricing with enabling tech. | Large Industrial | Manufacturing | MW of Load | 1 | 2043 | 0.33521
ENS | Base | Dynamic Pricing | Dynamic Pricing with enabling tech. | Large Industrial | Miscellaneous | MW of Load | 1 | 2043 | 0.23457
ENS | Base | Dynamic Pricing | Dynamic Pricing with enabling tech. | Large Industrial | Offices | MW of Load | 1 | 2043 | 0.018696
ENS | Base | Dynamic Pricing | Dynamic Pricing with enabling tech. | Large Industrial | Retail Trade | MW of Load | 1 | 2043 | 0.07825
ENS | Base | Dynamic Pricing | Dynamic Pricing with enabling tech. | Large Industrial | Services | MW of Load | 1 | 2043 | 0.043863
ENS | Base | Dynamic Pricing | Dynamic Pricing w/o enabling tech. | Large Industrial | Manufacturing | MW of Load | 1 | 2043 | 0.12703
ENS | Base | Dynamic Pricing | Dynamic Pricing w/o enabling tech. | Large Industrial | Miscellaneous | MW of Load | 1 | 2043 | 0.088889
ENS | Base | Dynamic Pricing | Dynamic Pricing w/o enabling tech. | Large Industrial | Offices | MW of Load | 1 | 2043 | 0.0070846
ENS | Base | Dynamic Pricing | Dynamic Pricing w/o enabling tech. | Large Industrial | Retail Trade | MW of Load | 1 | 2043 | 0.029652
ENS | Base | Dynamic Pricing | Dynamic Pricing w/o enabling tech. | Large Industrial | Services | MW of Load | 1 | 2043 | 0.016622
ENS | Base | Dynamic Pricing | Dynamic Pricing with enabling tech. | Interruptible Rider | Manufacturing | MW of Load | 1 | 2043 | 0.06941
ENS | Base | Dynamic Pricing | Dynamic Pricing with enabling tech. | Interruptible Rider | Miscellaneous | MW of Load | 1 | 2043 | 0.19523
ENS | Base | Dynamic Pricing | Dynamic Pricing with enabling tech. | Interruptible Rider | Retail Trade | MW of Load | 1 | 2043 | 0.011459
ENS | Base | Dynamic Pricing | Dynamic Pricing w/o enabling tech. | Interruptible Rider | Manufacturing | MW of Load | 1 | 2043 | 0.026303
ENS | Base | Dynamic Pricing | Dynamic Pricing w/o enabling tech. | Interruptible Rider | Miscellaneous | MW of Load | 1 | 2043 | 0.073983
ENS | Base | Dynamic Pricing | Dynamic Pricing w/o enabling tech. | Interruptible Rider | Retail Trade | MW of Load | 1 | 2043 | 0.0043425
ENS | Base | Dynamic Pricing | Dynamic Pricing with enabling tech. | Residential | Residential Market Rate | MW of Load | 1 | 2043 | 16.67
ENS | Base | Dynamic Pricing | Dynamic Pricing w/o enabling tech. | Residential | Residential Market Rate | MW of Load | 1 | 2043 | 9.3221
ENS | Base | BTM Battery Control | BTM Battery Control | Small Commercial | Manufacturing | MW of Load | 0 | 2043 | 0.044349
ENS | Base | BTM Battery Control | BTM Battery Control | Small Commercial | Miscellaneous | MW of Load | 0 | 2043 | 0.331
ENS | Base | BTM Battery Control | BTM Battery Control | Small Commercial | Offices | MW of Load | 0 | 2043 | 0.11339
ENS | Base | BTM Battery Control | BTM Battery Control | Small Commercial | Retail Trade | MW of Load | 0 | 2043 | 0.19789
ENS | Base | BTM Battery Control | BTM Battery Control | Small Commercial | Services | MW of Load | 0 | 2043 | 0.43079
ENS | Base | BTM Battery Control | BTM Battery Control | Large Commercial | Offices | MW of Load | 0 | 2043 | 0.045571
ENS | Base | BTM Battery Control | BTM Battery Control | Large Commercial | Services | MW of Load | 0 | 2043 | 0.24305
ENS | Base | BTM Battery Control | BTM Battery Control | Small Industrial | Manufacturing | MW of Load | 0 | 2043 | 0.0010827
ENS | Base | BTM Battery Control | BTM Battery Control | Small Industrial | Miscellaneous | MW of Load | 0 | 2043 | 0.0070501
ENS | Base | BTM Battery Control | BTM Battery Control | Small Industrial | Offices | MW of Load | 0 | 2043 | 0.0027807
ENS | Base | BTM Battery Control | BTM Battery Control | Small Industrial | Retail Trade | MW of Load | 0 | 2043 | 0.00486
ENS | Base | BTM Battery Control | BTM Battery Control | Small Industrial | Services | MW of Load | 0 | 2043 | 0.010569
ENS | Base | BTM Battery Control | BTM Battery Control | Large Industrial | Manufacturing | MW of Load | 0 | 2043 | 0.029835
ENS | Base | BTM Battery Control | BTM Battery Control | Large Industrial | Miscellaneous | MW of Load | 0 | 2043 | 0.13833
ENS | Base | BTM Battery Control | BTM Battery Control | Large Industrial | Offices | MW of Load | 0 | 2043 | 0.016274
ENS | Base | BTM Battery Control | BTM Battery Control | Large Industrial | Retail Trade | MW of Load | 0 | 2043 | 0.081368
ENS | Base | BTM Battery Control | BTM Battery Control | Large Industrial | Services | MW of Load | 0 | 2043 | 0.1763
ENS | Base | BTM Battery Control | BTM Battery Control | Interruptible Rider | Manufacturing | MW of Load | 0 | 2043 | 0.03988
ENS | Base | BTM Battery Control | BTM Battery Control | Interruptible Rider | Miscellaneous | MW of Load | 0 | 2043 | 0.10635
ENS | Base | BTM Battery Control | BTM Battery Control | Interruptible Rider | Retail Trade | MW of Load | 0 | 2043 | 0.15952
ENS | Base | BTM Battery Control | BTM Battery Control | Residential | Residential LI | MW of Load | 0 | 2043 | 1.3457
ENS | Base | BTM Battery Control | BTM Battery Control | Residential | Residential Market Rate | MW of Load | 0 | 2043 | 8.3775
ENS | Base | EV Charging Control | EV Charging Control | EV | EV | MW of Load | 0 | 2043 | 4.6528
ENS | Base | Behavioral DR | Behavioral DR | Residential | Residential LI | MW of Load | 0 | 2043 | 0.37787
ENS | Base | Behavioral DR | Behavioral DR | Residential | Residential Market Rate | MW of Load | 0 | 2043 | 2.2219
ENS | Base | DLC | DLC-Switch-Water Heating | Small Commercial | Miscellaneous | MW of Load | 1 | 2044 | 0.034313
ENS | Base | DLC | DLC-Switch-Water Heating | Small Commercial | Offices | MW of Load | 1 | 2044 | 0.019569
ENS | Base | DLC | DLC-Switch-Water Heating | Small Commercial | Retail Trade | MW of Load | 1 | 2044 | 0.11656
ENS | Base | DLC | DLC-Switch-Water Heating | Small Commercial | Services | MW of Load | 1 | 2044 | 0.13968
ENS | Base | DLC | DLC-Thermostat-HVAC | Small Commercial | Miscellaneous | MW of Load | 1 | 2044 | 0.17725
ENS | Base | DLC | DLC-Thermostat-HVAC | Small Commercial | Offices | MW of Load | 1 | 2044 | 0.2823
ENS | Base | DLC | DLC-Thermostat-HVAC | Small Commercial | Retail Trade | MW of Load | 1 | 2044 | 0.19309
ENS | Base | DLC | DLC-Thermostat-HVAC | Small Commercial | Services | MW of Load | 1 | 2044 | 0.23233
ENS | Base | DLC | DLC-Switch-Water Heating | Small Industrial | Miscellaneous | MW of Load | 1 | 2044 | 0.010184
ENS | Base | DLC | DLC-Switch-Water Heating | Small Industrial | Offices | MW of Load | 1 | 2044 | 0.00038634
ENS | Base | DLC | DLC-Switch-Water Heating | Small Industrial | Retail Trade | MW of Load | 1 | 2044 | 0.0027816
ENS | Base | DLC | DLC-Switch-Water Heating | Small Industrial | Services | MW of Load | 1 | 2044 | 0.0034676
ENS | Base | DLC | DLC-Thermostat-HVAC | Small Industrial | Miscellaneous | MW of Load | 1 | 2044 | 0.066141
ENS | Base | DLC | DLC-Thermostat-HVAC | Small Industrial | Offices | MW of Load | 1 | 2044 | 0.0062251
ENS | Base | DLC | DLC-Thermostat-HVAC | Small Industrial | Retail Trade | MW of Load | 1 | 2044 | 0.0063155
ENS | Base | DLC | DLC-Thermostat-HVAC | Small Industrial | Services | MW of Load | 1 | 2044 | 0.007873
ENS | Base | DLC | DLC-Switch-Water Heating | Residential | Residential LI | MW of Load | 1 | 2044 | 4.3479
ENS | Base | DLC | DLC-Switch-Water Heating | Residential | Residential Market Rate | MW of Load | 1 | 2044 | 13.3939
ENS | Base | DLC | DLC-Thermostat-Heat Pump | Residential | Residential LI | MW of Load | 1 | 2044 | 1.5942
ENS | Base | DLC | DLC-Thermostat-Heat Pump | Residential | Residential Market Rate | MW of Load | 1 | 2044 | 11.6208
ENS | Base | DLC | DLC-Thermostat-Electric Furnace | Residential | Residential LI | MW of Load | 1 | 2044 | 3.5497
ENS | Base | DLC | DLC-Thermostat-Electric Furnace | Residential | Residential Market Rate | MW of Load | 1 | 2044 | 1.6395
ENS | Base | C&I Curtailment | C&I Curtailment- Manual HVAC Control | Large Commercial | Offices | MW of Load | 1 | 2044 | 0.021024
ENS | Base | C&I Curtailment | C&I Curtailment- Manual HVAC Control | Large Commercial | Services | MW of Load | 1 | 2044 | 0.029537
ENS | Base | C&I Curtailment | C&I Curtailment- Auto-DR HVAC Control | Large Commercial | Offices | MW of Load | 1 | 2044 | 0.13726
ENS | Base | C&I Curtailment | C&I Curtailment- Auto-DR HVAC Control | Large Commercial | Services | MW of Load | 1 | 2044 | 0.19284
ENS | Base | C&I Curtailment | C&I Curtailment- Standard Lighting Control | Large Commercial | Offices | MW of Load | 1 | 2044 | 0.0037227
ENS | Base | C&I Curtailment | C&I Curtailment- Standard Lighting Control | Large Commercial | Services | MW of Load | 1 | 2044 | 0.034977
ENS | Base | C&I Curtailment | C&I Curtailment- Advanced Lighting Control | Large Commercial | Offices | MW of Load | 1 | 2044 | 0.0018614
ENS | Base | C&I Curtailment | C&I Curtailment- Advanced Lighting Control | Large Commercial | Services | MW of Load | 1 | 2044 | 0.017489
ENS | Base | C&I Curtailment | C&I Curtailment- Water Heating Control | Large Commercial | Offices | MW of Load | 1 | 2044 | 0.0013244
ENS | Base | C&I Curtailment | C&I Curtailment- Water Heating Control | Large Commercial | Services | MW of Load | 1 | 2044 | 0.01471
ENS | Base | C&I Curtailment | C&I Curtailment- Other | Large Commercial | Offices | MW of Load | 1 | 2044 | 0.018273
ENS | Base | C&I Curtailment | C&I Curtailment- Other | Large Commercial | Services | MW of Load | 1 | 2044 | 0.1313
ENS | Base | C&I Curtailment | C&I Curtailment- Manual HVAC Control | Large Industrial | Miscellaneous | MW of Load | 1 | 2044 | 0.011275
ENS | Base | C&I Curtailment | C&I Curtailment- Manual HVAC Control | Large Industrial | Offices | MW of Load | 1 | 2044 | 0.0075495
ENS | Base | C&I Curtailment | C&I Curtailment- Manual HVAC Control | Large Industrial | Retail Trade | MW of Load | 1 | 2044 | 0.013877
ENS | Base | C&I Curtailment | C&I Curtailment- Manual HVAC Control | Large Industrial | Services | MW of Load | 1 | 2044 | 0.0041181
ENS | Base | C&I Curtailment | C&I Curtailment- Auto-DR HVAC Control | Large Industrial | Miscellaneous | MW of Load | 1 | 2044 | 0.073609
ENS | Base | C&I Curtailment | C&I Curtailment- Auto-DR HVAC Control | Large Industrial | Offices | MW of Load | 1 | 2044 | 0.04929
ENS | Base | C&I Curtailment | C&I Curtailment- Auto-DR HVAC Control | Large Industrial | Retail Trade | MW of Load | 1 | 2044 | 0.090601
ENS | Base | C&I Curtailment | C&I Curtailment- Auto-DR HVAC Control | Large Industrial | Services | MW of Load | 1 | 2044 | 0.026887
ENS | Base | C&I Curtailment | C&I Curtailment- Standard Lighting Control | Large Industrial | Miscellaneous | MW of Load | 1 | 2044 | 0.014271
ENS | Base | C&I Curtailment | C&I Curtailment- Standard Lighting Control | Large Industrial | Offices | MW of Load | 1 | 2044 | 0.0024969
ENS | Base | C&I Curtailment | C&I Curtailment- Standard Lighting Control | Large Industrial | Retail Trade | MW of Load | 1 | 2044 | 0.016433
ENS | Base | C&I Curtailment | C&I Curtailment- Standard Lighting Control | Large Industrial | Services | MW of Load | 1 | 2044 | 0.0048767
ENS | Base | C&I Curtailment | C&I Curtailment- Advanced Lighting Control | Large Industrial | Miscellaneous | MW of Load | 1 | 2044 | 0.0071356
ENS | Base | C&I Curtailment | C&I Curtailment- Advanced Lighting Control | Large Industrial | Offices | MW of Load | 1 | 2044 | 0.0012484
ENS | Base | C&I Curtailment | C&I Curtailment- Advanced Lighting Control | Large Industrial | Retail Trade | MW of Load | 1 | 2044 | 0.0082165
ENS | Base | C&I Curtailment | C&I Curtailment- Advanced Lighting Control | Large Industrial | Services | MW of Load | 1 | 2044 | 0.0024383
ENS | Base | C&I Curtailment | C&I Curtailment- Water Heating Control | Large Industrial | Miscellaneous | MW of Load | 1 | 2044 | 0.0011776
ENS | Base | C&I Curtailment | C&I Curtailment- Water Heating Control | Large Industrial | Offices | MW of Load | 1 | 2044 | 0.00037564
ENS | Base | C&I Curtailment | C&I Curtailment- Water Heating Control | Large Industrial | Retail Trade | MW of Load | 1 | 2044 | 0.0069111
ENS | Base | C&I Curtailment | C&I Curtailment- Water Heating Control | Large Industrial | Services | MW of Load | 1 | 2044 | 0.0020509
ENS | Base | C&I Curtailment | C&I Curtailment- Other | Large Industrial | Miscellaneous | MW of Load | 1 | 2044 | 0.024434
ENS | Base | C&I Curtailment | C&I Curtailment- Other | Large Industrial | Offices | MW of Load | 1 | 2044 | 0.0072769
ENS | Base | C&I Curtailment | C&I Curtailment- Other | Large Industrial | Retail Trade | MW of Load | 1 | 2044 | 0.061689
ENS | Base | C&I Curtailment | C&I Curtailment- Other | Large Industrial | Services | MW of Load | 1 | 2044 | 0.018307
ENS | Base | C&I Curtailment | C&I Curtailment- Industrial | Large Industrial | Manufacturing | MW of Load | 1 | 2044 | 0.66676
ENS | Base | C&I Curtailment | C&I Curtailment- Manual HVAC Control | Interruptible Rider | Miscellaneous | MW of Load | 1 | 2044 | 0.29132
ENS | Base | C&I Curtailment | C&I Curtailment- Manual HVAC Control | Interruptible Rider | Retail Trade | MW of Load | 1 | 2044 | 0.0066683
ENS | Base | C&I Curtailment | C&I Curtailment- Auto-DR HVAC Control | Interruptible Rider | Miscellaneous | MW of Load | 1 | 2044 | 1.902
ENS | Base | C&I Curtailment | C&I Curtailment- Auto-DR HVAC Control | Interruptible Rider | Retail Trade | MW of Load | 1 | 2044 | 0.043536
ENS | Base | C&I Curtailment | C&I Curtailment- Standard Lighting Control | Interruptible Rider | Miscellaneous | MW of Load | 1 | 2044 | 0.12744
ENS | Base | C&I Curtailment | C&I Curtailment- Standard Lighting Control | Interruptible Rider | Retail Trade | MW of Load | 1 | 2044 | 0.01032
ENS | Base | C&I Curtailment | C&I Curtailment- Advanced Lighting Control | Interruptible Rider | Miscellaneous | MW of Load | 1 | 2044 | 0.063721
ENS | Base | C&I Curtailment | C&I Curtailment- Advanced Lighting Control | Interruptible Rider | Retail Trade | MW of Load | 1 | 2044 | 0.00516
ENS | Base | C&I Curtailment | C&I Curtailment- Water Heating Control | Interruptible Rider | Miscellaneous | MW of Load | 1 | 2044 | 0.017281
ENS | Base | C&I Curtailment | C&I Curtailment- Water Heating Control | Interruptible Rider | Retail Trade | MW of Load | 1 | 2044 | 0.0023754
ENS | Base | C&I Curtailment | C&I Curtailment- Other | Interruptible Rider | Miscellaneous | MW of Load | 1 | 2044 | 0.30689
ENS | Base | C&I Curtailment | C&I Curtailment- Other | Interruptible Rider | Retail Trade | MW of Load | 1 | 2044 | 0.025399
ENS | Base | C&I Curtailment | C&I Curtailment- Industrial | Interruptible Rider | Manufacturing | MW of Load | 1 | 2044 | 0.40826
ENS | Base | Dynamic Pricing | Dynamic Pricing with enabling tech. | Small Commercial | Manufacturing | MW of Load | 1 | 2044 | 0.027607
ENS | Base | Dynamic Pricing | Dynamic Pricing with enabling tech. | Small Commercial | Miscellaneous | MW of Load | 1 | 2044 | 0.36836
ENS | Base | Dynamic Pricing | Dynamic Pricing with enabling tech. | Small Commercial | Offices | MW of Load | 1 | 2044 | 0.28926
ENS | Base | Dynamic Pricing | Dynamic Pricing with enabling tech. | Small Commercial | Retail Trade | MW of Load | 1 | 2044 | 0.61472
ENS | Base | Dynamic Pricing | Dynamic Pricing with enabling tech. | Small Commercial | Services | MW of Load | 1 | 2044 | 0.73862
ENS | Base | Dynamic Pricing | Dynamic Pricing w/o enabling tech. | Small Commercial | Manufacturing | MW of Load | 1 | 2044 | 0.0016306
ENS | Base | Dynamic Pricing | Dynamic Pricing w/o enabling tech. | Small Commercial | Miscellaneous | MW of Load | 1 | 2044 | 0.021756
ENS | Base | Dynamic Pricing | Dynamic Pricing w/o enabling tech. | Small Commercial | Offices | MW of Load | 1 | 2044 | 0.017084
ENS | Base | Dynamic Pricing | Dynamic Pricing w/o enabling tech. | Small Commercial | Retail Trade | MW of Load | 1 | 2044 | 0.036307
ENS | Base | Dynamic Pricing | Dynamic Pricing w/o enabling tech. | Small Commercial | Services | MW of Load | 1 | 2044 | 0.043625
ENS | Base | Dynamic Pricing | Dynamic Pricing with enabling tech. | Large Commercial | Offices | MW of Load | 1 | 2044 | 0.048978
ENS | Base | Dynamic Pricing | Dynamic Pricing with enabling tech. | Large Commercial | Services | MW of Load | 1 | 2044 | 0.31727
ENS | Base | Dynamic Pricing | Dynamic Pricing w/o enabling tech. | Large Commercial | Offices | MW of Load | 1 | 2044 | 0.01856
ENS | Base | Dynamic Pricing | Dynamic Pricing w/o enabling tech. | Large Commercial | Services | MW of Load | 1 | 2044 | 0.12023
ENS | Base | Dynamic Pricing | Dynamic Pricing with enabling tech. | Small Industrial | Manufacturing | MW of Load | 1 | 2044 | 0.061204
ENS | Base | Dynamic Pricing | Dynamic Pricing with enabling tech. | Small Industrial | Miscellaneous | MW of Load | 1 | 2044 | 0.10731
ENS | Base | Dynamic Pricing | Dynamic Pricing with enabling tech. | Small Industrial | Offices | MW of Load | 1 | 2044 | 0.0065674
ENS | Base | Dynamic Pricing | Dynamic Pricing with enabling tech. | Small Industrial | Retail Trade | MW of Load | 1 | 2044 | 0.01825
ENS | Base | Dynamic Pricing | Dynamic Pricing with enabling tech. | Small Industrial | Services | MW of Load | 1 | 2044 | 0.02275
ENS | Base | Dynamic Pricing | Dynamic Pricing w/o enabling tech. | Small Industrial | Manufacturing | MW of Load | 1 | 2044 | 0.0036149
ENS | Base | Dynamic Pricing | Dynamic Pricing w/o enabling tech. | Small Industrial | Miscellaneous | MW of Load | 1 | 2044 | 0.006338
ENS | Base | Dynamic Pricing | Dynamic Pricing w/o enabling tech. | Small Industrial | Offices | MW of Load | 1 | 2044 | 0.00038789
ENS | Base | Dynamic Pricing | Dynamic Pricing w/o enabling tech. | Small Industrial | Retail Trade | MW of Load | 1 | 2044 | 0.0010779
ENS | Base | Dynamic Pricing | Dynamic Pricing w/o enabling tech. | Small Industrial | Services | MW of Load | 1 | 2044 | 0.0013437
ENS | Base | Dynamic Pricing | Dynamic Pricing with enabling tech. | Large Industrial | Manufacturing | MW of Load | 1 | 2044 | 0.33254
ENS | Base | Dynamic Pricing | Dynamic Pricing with enabling tech. | Large Industrial | Miscellaneous | MW of Load | 1 | 2044 | 0.23983
ENS | Base | Dynamic Pricing | Dynamic Pricing with enabling tech. | Large Industrial | Offices | MW of Load | 1 | 2044 | 0.018951
ENS | Base | Dynamic Pricing | Dynamic Pricing with enabling tech. | Large Industrial | Retail Trade | MW of Load | 1 | 2044 | 0.078915
ENS | Base | Dynamic Pricing | Dynamic Pricing with enabling tech. | Large Industrial | Services | MW of Load | 1 | 2044 | 0.044235
ENS | Base | Dynamic Pricing | Dynamic Pricing w/o enabling tech. | Large Industrial | Manufacturing | MW of Load | 1 | 2044 | 0.12602
ENS | Base | Dynamic Pricing | Dynamic Pricing w/o enabling tech. | Large Industrial | Miscellaneous | MW of Load | 1 | 2044 | 0.090884
ENS | Base | Dynamic Pricing | Dynamic Pricing w/o enabling tech. | Large Industrial | Offices | MW of Load | 1 | 2044 | 0.0071813
ENS | Base | Dynamic Pricing | Dynamic Pricing w/o enabling tech. | Large Industrial | Retail Trade | MW of Load | 1 | 2044 | 0.029904
ENS | Base | Dynamic Pricing | Dynamic Pricing w/o enabling tech. | Large Industrial | Services | MW of Load | 1 | 2044 | 0.016763
ENS | Base | Dynamic Pricing | Dynamic Pricing with enabling tech. | Interruptible Rider | Manufacturing | MW of Load | 1 | 2044 | 0.067874
ENS | Base | Dynamic Pricing | Dynamic Pricing with enabling tech. | Interruptible Rider | Miscellaneous | MW of Load | 1 | 2044 | 0.19461
ENS | Base | Dynamic Pricing | Dynamic Pricing with enabling tech. | Interruptible Rider | Retail Trade | MW of Load | 1 | 2044 | 0.011395
ENS | Base | Dynamic Pricing | Dynamic Pricing w/o enabling tech. | Interruptible Rider | Manufacturing | MW of Load | 1 | 2044 | 0.025721
ENS | Base | Dynamic Pricing | Dynamic Pricing w/o enabling tech. | Interruptible Rider | Miscellaneous | MW of Load | 1 | 2044 | 0.073748
ENS | Base | Dynamic Pricing | Dynamic Pricing w/o enabling tech. | Interruptible Rider | Retail Trade | MW of Load | 1 | 2044 | 0.0043182
ENS | Base | Dynamic Pricing | Dynamic Pricing with enabling tech. | Residential | Residential Market Rate | MW of Load | 1 | 2044 | 16.7369
ENS | Base | Dynamic Pricing | Dynamic Pricing w/o enabling tech. | Residential | Residential Market Rate | MW of Load | 1 | 2044 | 9.3594
ENS | Base | BTM Battery Control | BTM Battery Control | Small Commercial | Manufacturing | MW of Load | 0 | 2044 | 0.044349
ENS | Base | BTM Battery Control | BTM Battery Control | Small Commercial | Miscellaneous | MW of Load | 0 | 2044 | 0.33117
ENS | Base | BTM Battery Control | BTM Battery Control | Small Commercial | Offices | MW of Load | 0 | 2044 | 0.11336
ENS | Base | BTM Battery Control | BTM Battery Control | Small Commercial | Retail Trade | MW of Load | 0 | 2044 | 0.19787
ENS | Base | BTM Battery Control | BTM Battery Control | Small Commercial | Services | MW of Load | 0 | 2044 | 0.43073
ENS | Base | BTM Battery Control | BTM Battery Control | Large Commercial | Offices | MW of Load | 0 | 2044 | 0.045571
ENS | Base | BTM Battery Control | BTM Battery Control | Large Commercial | Services | MW of Load | 0 | 2044 | 0.24305
ENS | Base | BTM Battery Control | BTM Battery Control | Small Industrial | Manufacturing | MW of Load | 0 | 2044 | 0.0010827
ENS | Base | BTM Battery Control | BTM Battery Control | Small Industrial | Miscellaneous | MW of Load | 0 | 2044 | 0.0070502
ENS | Base | BTM Battery Control | BTM Battery Control | Small Industrial | Offices | MW of Load | 0 | 2044 | 0.0027807
ENS | Base | BTM Battery Control | BTM Battery Control | Small Industrial | Retail Trade | MW of Load | 0 | 2044 | 0.0048601
ENS | Base | BTM Battery Control | BTM Battery Control | Small Industrial | Services | MW of Load | 0 | 2044 | 0.010569
ENS | Base | BTM Battery Control | BTM Battery Control | Large Industrial | Manufacturing | MW of Load | 0 | 2044 | 0.029835
ENS | Base | BTM Battery Control | BTM Battery Control | Large Industrial | Miscellaneous | MW of Load | 0 | 2044 | 0.13833
ENS | Base | BTM Battery Control | BTM Battery Control | Large Industrial | Offices | MW of Load | 0 | 2044 | 0.016274
ENS | Base | BTM Battery Control | BTM Battery Control | Large Industrial | Retail Trade | MW of Load | 0 | 2044 | 0.081368
ENS | Base | BTM Battery Control | BTM Battery Control | Large Industrial | Services | MW of Load | 0 | 2044 | 0.1763
ENS | Base | BTM Battery Control | BTM Battery Control | Interruptible Rider | Manufacturing | MW of Load | 0 | 2044 | 0.03988
ENS | Base | BTM Battery Control | BTM Battery Control | Interruptible Rider | Miscellaneous | MW of Load | 0 | 2044 | 0.10635
ENS | Base | BTM Battery Control | BTM Battery Control | Interruptible Rider | Retail Trade | MW of Load | 0 | 2044 | 0.15952
ENS | Base | BTM Battery Control | BTM Battery Control | Residential | Residential LI | MW of Load | 0 | 2044 | 1.3523
ENS | Base | BTM Battery Control | BTM Battery Control | Residential | Residential Market Rate | MW of Load | 0 | 2044 | 8.4187
ENS | Base | EV Charging Control | EV Charging Control | EV | EV | MW of Load | 0 | 2044 | 5.0455
ENS | Base | Behavioral DR | Behavioral DR | Residential | Residential LI | MW of Load | 0 | 2044 | 0.37833
ENS | Base | Behavioral DR | Behavioral DR | Residential | Residential Market Rate | MW of Load | 0 | 2044 | 2.2308
ENS | Base | DLC | DLC-Switch-Water Heating | Small Commercial | Miscellaneous | MW of Load | 1 | 2045 | 0.034075
ENS | Base | DLC | DLC-Switch-Water Heating | Small Commercial | Offices | MW of Load | 1 | 2045 | 0.019361
ENS | Base | DLC | DLC-Switch-Water Heating | Small Commercial | Retail Trade | MW of Load | 1 | 2045 | 0.1157
ENS | Base | DLC | DLC-Switch-Water Heating | Small Commercial | Services | MW of Load | 1 | 2045 | 0.13862
ENS | Base | DLC | DLC-Thermostat-HVAC | Small Commercial | Miscellaneous | MW of Load | 1 | 2045 | 0.17356
ENS | Base | DLC | DLC-Thermostat-HVAC | Small Commercial | Offices | MW of Load | 1 | 2045 | 0.27796
ENS | Base | DLC | DLC-Thermostat-HVAC | Small Commercial | Retail Trade | MW of Load | 1 | 2045 | 0.18629
ENS | Base | DLC | DLC-Thermostat-HVAC | Small Commercial | Services | MW of Load | 1 | 2045 | 0.22415
ENS | Base | DLC | DLC-Switch-Water Heating | Small Industrial | Miscellaneous | MW of Load | 1 | 2045 | 0.010242
ENS | Base | DLC | DLC-Switch-Water Heating | Small Industrial | Offices | MW of Load | 1 | 2045 | 0.00038751
ENS | Base | DLC | DLC-Switch-Water Heating | Small Industrial | Retail Trade | MW of Load | 1 | 2045 | 0.0027988
ENS | Base | DLC | DLC-Switch-Water Heating | Small Industrial | Services | MW of Load | 1 | 2045 | 0.0034891
ENS | Base | DLC | DLC-Thermostat-HVAC | Small Industrial | Miscellaneous | MW of Load | 1 | 2045 | 0.066055
ENS | Base | DLC | DLC-Thermostat-HVAC | Small Industrial | Offices | MW of Load | 1 | 2045 | 0.0062396
ENS | Base | DLC | DLC-Thermostat-HVAC | Small Industrial | Retail Trade | MW of Load | 1 | 2045 | 0.0062701
ENS | Base | DLC | DLC-Thermostat-HVAC | Small Industrial | Services | MW of Load | 1 | 2045 | 0.0078163
ENS | Base | DLC | DLC-Switch-Water Heating | Residential | Residential LI | MW of Load | 1 | 2045 | 4.3735
ENS | Base | DLC | DLC-Switch-Water Heating | Residential | Residential Market Rate | MW of Load | 1 | 2045 | 13.4727
ENS | Base | DLC | DLC-Thermostat-Heat Pump | Residential | Residential LI | MW of Load | 1 | 2045 | 1.6275
ENS | Base | DLC | DLC-Thermostat-Heat Pump | Residential | Residential Market Rate | MW of Load | 1 | 2045 | 11.7348
ENS | Base | DLC | DLC-Thermostat-Electric Furnace | Residential | Residential LI | MW of Load | 1 | 2045 | 3.5313
ENS | Base | DLC | DLC-Thermostat-Electric Furnace | Residential | Residential Market Rate | MW of Load | 1 | 2045 | 1.5673
ENS | Base | C&I Curtailment | C&I Curtailment- Manual HVAC Control | Large Commercial | Offices | MW of Load | 1 | 2045 | 0.020778
ENS | Base | C&I Curtailment | C&I Curtailment- Manual HVAC Control | Large Commercial | Services | MW of Load | 1 | 2045 | 0.028602
ENS | Base | C&I Curtailment | C&I Curtailment- Auto-DR HVAC Control | Large Commercial | Offices | MW of Load | 1 | 2045 | 0.13566
ENS | Base | C&I Curtailment | C&I Curtailment- Auto-DR HVAC Control | Large Commercial | Services | MW of Load | 1 | 2045 | 0.18674
ENS | Base | C&I Curtailment | C&I Curtailment- Standard Lighting Control | Large Commercial | Offices | MW of Load | 1 | 2045 | 0.0034223
ENS | Base | C&I Curtailment | C&I Curtailment- Standard Lighting Control | Large Commercial | Services | MW of Load | 1 | 2045 | 0.033312
ENS | Base | C&I Curtailment | C&I Curtailment- Advanced Lighting Control | Large Commercial | Offices | MW of Load | 1 | 2045 | 0.0017111
ENS | Base | C&I Curtailment | C&I Curtailment- Advanced Lighting Control | Large Commercial | Services | MW of Load | 1 | 2045 | 0.016656
ENS | Base | C&I Curtailment | C&I Curtailment- Water Heating Control | Large Commercial | Offices | MW of Load | 1 | 2045 | 0.0013204
ENS | Base | C&I Curtailment | C&I Curtailment- Water Heating Control | Large Commercial | Services | MW of Load | 1 | 2045 | 0.014666
ENS | Base | C&I Curtailment | C&I Curtailment- Other | Large Commercial | Offices | MW of Load | 1 | 2045 | 0.018021
ENS | Base | C&I Curtailment | C&I Curtailment- Other | Large Commercial | Services | MW of Load | 1 | 2045 | 0.12993
ENS | Base | C&I Curtailment | C&I Curtailment- Manual HVAC Control | Large Industrial | Miscellaneous | MW of Load | 1 | 2045 | 0.011341
ENS | Base | C&I Curtailment | C&I Curtailment- Manual HVAC Control | Large Industrial | Offices | MW of Load | 1 | 2045 | 0.0076524
ENS | Base | C&I Curtailment | C&I Curtailment- Manual HVAC Control | Large Industrial | Retail Trade | MW of Load | 1 | 2045 | 0.013768
ENS | Base | C&I Curtailment | C&I Curtailment- Manual HVAC Control | Large Industrial | Services | MW of Load | 1 | 2045 | 0.0040859
ENS | Base | C&I Curtailment | C&I Curtailment- Auto-DR HVAC Control | Large Industrial | Miscellaneous | MW of Load | 1 | 2045 | 0.074047
ENS | Base | C&I Curtailment | C&I Curtailment- Auto-DR HVAC Control | Large Industrial | Offices | MW of Load | 1 | 2045 | 0.049961
ENS | Base | C&I Curtailment | C&I Curtailment- Auto-DR HVAC Control | Large Industrial | Retail Trade | MW of Load | 1 | 2045 | 0.089891
ENS | Base | C&I Curtailment | C&I Curtailment- Auto-DR HVAC Control | Large Industrial | Services | MW of Load | 1 | 2045 | 0.026676
ENS | Base | C&I Curtailment | C&I Curtailment- Standard Lighting Control | Large Industrial | Miscellaneous | MW of Load | 1 | 2045 | 0.014222
ENS | Base | C&I Curtailment | C&I Curtailment- Standard Lighting Control | Large Industrial | Offices | MW of Load | 1 | 2045 | 0.002456
ENS | Base | C&I Curtailment | C&I Curtailment- Standard Lighting Control | Large Industrial | Retail Trade | MW of Load | 1 | 2045 | 0.016036
ENS | Base | C&I Curtailment | C&I Curtailment- Standard Lighting Control | Large Industrial | Services | MW of Load | 1 | 2045 | 0.0047587
ENS | Base | C&I Curtailment | C&I Curtailment- Advanced Lighting Control | Large Industrial | Miscellaneous | MW of Load | 1 | 2045 | 0.0071112
ENS | Base | C&I Curtailment | C&I Curtailment- Advanced Lighting Control | Large Industrial | Offices | MW of Load | 1 | 2045 | 0.001228
ENS | Base | C&I Curtailment | C&I Curtailment- Advanced Lighting Control | Large Industrial | Retail Trade | MW of Load | 1 | 2045 | 0.0080178
ENS | Base | C&I Curtailment | C&I Curtailment- Advanced Lighting Control | Large Industrial | Services | MW of Load | 1 | 2045 | 0.0023794
ENS | Base | C&I Curtailment | C&I Curtailment- Water Heating Control | Large Industrial | Miscellaneous | MW of Load | 1 | 2045 | 0.0011909
ENS | Base | C&I Curtailment | C&I Curtailment- Water Heating Control | Large Industrial | Offices | MW of Load | 1 | 2045 | 0.00038082
ENS | Base | C&I Curtailment | C&I Curtailment- Water Heating Control | Large Industrial | Retail Trade | MW of Load | 1 | 2045 | 0.00706
ENS | Base | C&I Curtailment | C&I Curtailment- Water Heating Control | Large Industrial | Services | MW of Load | 1 | 2045 | 0.0020951
ENS | Base | C&I Curtailment | C&I Curtailment- Other | Large Industrial | Miscellaneous | MW of Load | 1 | 2045 | 0.024705
ENS | Base | C&I Curtailment | C&I Curtailment- Other | Large Industrial | Offices | MW of Load | 1 | 2045 | 0.0073993
ENS | Base | C&I Curtailment | C&I Curtailment- Other | Large Industrial | Retail Trade | MW of Load | 1 | 2045 | 0.062545
ENS | Base | C&I Curtailment | C&I Curtailment- Other | Large Industrial | Services | MW of Load | 1 | 2045 | 0.018561
ENS | Base | C&I Curtailment | C&I Curtailment- Industrial | Large Industrial | Manufacturing | MW of Load | 1 | 2045 | 0.66171
ENS | Base | C&I Curtailment | C&I Curtailment- Manual HVAC Control | Interruptible Rider | Miscellaneous | MW of Load | 1 | 2045 | 0.28992
ENS | Base | C&I Curtailment | C&I Curtailment- Manual HVAC Control | Interruptible Rider | Retail Trade | MW of Load | 1 | 2045 | 0.006573
ENS | Base | C&I Curtailment | C&I Curtailment- Auto-DR HVAC Control | Interruptible Rider | Miscellaneous | MW of Load | 1 | 2045 | 1.8928
ENS | Base | C&I Curtailment | C&I Curtailment- Auto-DR HVAC Control | Interruptible Rider | Retail Trade | MW of Load | 1 | 2045 | 0.042914
ENS | Base | C&I Curtailment | C&I Curtailment- Standard Lighting Control | Interruptible Rider | Miscellaneous | MW of Load | 1 | 2045 | 0.12449
ENS | Base | C&I Curtailment | C&I Curtailment- Standard Lighting Control | Interruptible Rider | Retail Trade | MW of Load | 1 | 2045 | 0.010146
ENS | Base | C&I Curtailment | C&I Curtailment- Advanced Lighting Control | Interruptible Rider | Miscellaneous | MW of Load | 1 | 2045 | 0.062244
ENS | Base | C&I Curtailment | C&I Curtailment- Advanced Lighting Control | Interruptible Rider | Retail Trade | MW of Load | 1 | 2045 | 0.0050732
ENS | Base | C&I Curtailment | C&I Curtailment- Water Heating Control | Interruptible Rider | Miscellaneous | MW of Load | 1 | 2045 | 0.017223
ENS | Base | C&I Curtailment | C&I Curtailment- Water Heating Control | Interruptible Rider | Retail Trade | MW of Load | 1 | 2045 | 0.002373
ENS | Base | C&I Curtailment | C&I Curtailment- Other | Interruptible Rider | Miscellaneous | MW of Load | 1 | 2045 | 0.30575
ENS | Base | C&I Curtailment | C&I Curtailment- Other | Interruptible Rider | Retail Trade | MW of Load | 1 | 2045 | 0.02534
ENS | Base | C&I Curtailment | C&I Curtailment- Industrial | Interruptible Rider | Manufacturing | MW of Load | 1 | 2045 | 0.39935
ENS | Base | Dynamic Pricing | Dynamic Pricing with enabling tech. | Small Commercial | Manufacturing | MW of Load | 1 | 2045 | 0.026749
ENS | Base | Dynamic Pricing | Dynamic Pricing with enabling tech. | Small Commercial | Miscellaneous | MW of Load | 1 | 2045 | 0.36264
ENS | Base | Dynamic Pricing | Dynamic Pricing with enabling tech. | Small Commercial | Offices | MW of Load | 1 | 2045 | 0.28444
ENS | Base | Dynamic Pricing | Dynamic Pricing with enabling tech. | Small Commercial | Retail Trade | MW of Load | 1 | 2045 | 0.60264
ENS | Base | Dynamic Pricing | Dynamic Pricing with enabling tech. | Small Commercial | Services | MW of Load | 1 | 2045 | 0.72403
ENS | Base | Dynamic Pricing | Dynamic Pricing w/o enabling tech. | Small Commercial | Manufacturing | MW of Load | 1 | 2045 | 0.0015798
ENS | Base | Dynamic Pricing | Dynamic Pricing w/o enabling tech. | Small Commercial | Miscellaneous | MW of Load | 1 | 2045 | 0.021418
ENS | Base | Dynamic Pricing | Dynamic Pricing w/o enabling tech. | Small Commercial | Offices | MW of Load | 1 | 2045 | 0.0168
ENS | Base | Dynamic Pricing | Dynamic Pricing w/o enabling tech. | Small Commercial | Retail Trade | MW of Load | 1 | 2045 | 0.035594
ENS | Base | Dynamic Pricing | Dynamic Pricing w/o enabling tech. | Small Commercial | Services | MW of Load | 1 | 2045 | 0.042763
ENS | Base | Dynamic Pricing | Dynamic Pricing with enabling tech. | Large Commercial | Offices | MW of Load | 1 | 2045 | 0.04826
ENS | Base | Dynamic Pricing | Dynamic Pricing with enabling tech. | Large Commercial | Services | MW of Load | 1 | 2045 | 0.31233
ENS | Base | Dynamic Pricing | Dynamic Pricing w/o enabling tech. | Large Commercial | Offices | MW of Load | 1 | 2045 | 0.018288
ENS | Base | Dynamic Pricing | Dynamic Pricing w/o enabling tech. | Large Commercial | Services | MW of Load | 1 | 2045 | 0.11836
ENS | Base | Dynamic Pricing | Dynamic Pricing with enabling tech. | Small Industrial | Manufacturing | MW of Load | 1 | 2045 | 0.060299
ENS | Base | Dynamic Pricing | Dynamic Pricing with enabling tech. | Small Industrial | Miscellaneous | MW of Load | 1 | 2045 | 0.10731
ENS | Base | Dynamic Pricing | Dynamic Pricing with enabling tech. | Small Industrial | Offices | MW of Load | 1 | 2045 | 0.00658
ENS | Base | Dynamic Pricing | Dynamic Pricing with enabling tech. | Small Industrial | Retail Trade | MW of Load | 1 | 2045 | 0.018281
ENS | Base | Dynamic Pricing | Dynamic Pricing with enabling tech. | Small Industrial | Services | MW of Load | 1 | 2045 | 0.022789
ENS | Base | Dynamic Pricing | Dynamic Pricing w/o enabling tech. | Small Industrial | Manufacturing | MW of Load | 1 | 2045 | 0.0035614
ENS | Base | Dynamic Pricing | Dynamic Pricing w/o enabling tech. | Small Industrial | Miscellaneous | MW of Load | 1 | 2045 | 0.0063381
ENS | Base | Dynamic Pricing | Dynamic Pricing w/o enabling tech. | Small Industrial | Offices | MW of Load | 1 | 2045 | 0.00038863
ENS | Base | Dynamic Pricing | Dynamic Pricing w/o enabling tech. | Small Industrial | Retail Trade | MW of Load | 1 | 2045 | 0.0010797
ENS | Base | Dynamic Pricing | Dynamic Pricing w/o enabling tech. | Small Industrial | Services | MW of Load | 1 | 2045 | 0.001346
ENS | Base | Dynamic Pricing | Dynamic Pricing with enabling tech. | Large Industrial | Manufacturing | MW of Load | 1 | 2045 | 0.33003
ENS | Base | Dynamic Pricing | Dynamic Pricing with enabling tech. | Large Industrial | Miscellaneous | MW of Load | 1 | 2045 | 0.24183
ENS | Base | Dynamic Pricing | Dynamic Pricing with enabling tech. | Large Industrial | Offices | MW of Load | 1 | 2045 | 0.019211
ENS | Base | Dynamic Pricing | Dynamic Pricing with enabling tech. | Large Industrial | Retail Trade | MW of Load | 1 | 2045 | 0.079597
ENS | Base | Dynamic Pricing | Dynamic Pricing with enabling tech. | Large Industrial | Services | MW of Load | 1 | 2045 | 0.044618
ENS | Base | Dynamic Pricing | Dynamic Pricing w/o enabling tech. | Large Industrial | Manufacturing | MW of Load | 1 | 2045 | 0.12506
ENS | Base | Dynamic Pricing | Dynamic Pricing w/o enabling tech. | Large Industrial | Miscellaneous | MW of Load | 1 | 2045 | 0.091639
ENS | Base | Dynamic Pricing | Dynamic Pricing w/o enabling tech. | Large Industrial | Offices | MW of Load | 1 | 2045 | 0.0072801
ENS | Base | Dynamic Pricing | Dynamic Pricing w/o enabling tech. | Large Industrial | Retail Trade | MW of Load | 1 | 2045 | 0.030163
ENS | Base | Dynamic Pricing | Dynamic Pricing w/o enabling tech. | Large Industrial | Services | MW of Load | 1 | 2045 | 0.016908
ENS | Base | Dynamic Pricing | Dynamic Pricing with enabling tech. | Interruptible Rider | Manufacturing | MW of Load | 1 | 2045 | 0.066392
ENS | Base | Dynamic Pricing | Dynamic Pricing with enabling tech. | Interruptible Rider | Miscellaneous | MW of Load | 1 | 2045 | 0.19357
ENS | Base | Dynamic Pricing | Dynamic Pricing with enabling tech. | Interruptible Rider | Retail Trade | MW of Load | 1 | 2045 | 0.011333
ENS | Base | Dynamic Pricing | Dynamic Pricing w/o enabling tech. | Interruptible Rider | Manufacturing | MW of Load | 1 | 2045 | 0.025159
ENS | Base | Dynamic Pricing | Dynamic Pricing w/o enabling tech. | Interruptible Rider | Miscellaneous | MW of Load | 1 | 2045 | 0.073353
ENS | Base | Dynamic Pricing | Dynamic Pricing w/o enabling tech. | Interruptible Rider | Retail Trade | MW of Load | 1 | 2045 | 0.0042946
ENS | Base | Dynamic Pricing | Dynamic Pricing with enabling tech. | Residential | Residential Market Rate | MW of Load | 1 | 2045 | 16.8094
ENS | Base | Dynamic Pricing | Dynamic Pricing w/o enabling tech. | Residential | Residential Market Rate | MW of Load | 1 | 2045 | 9.4
ENS | Base | BTM Battery Control | BTM Battery Control | Small Commercial | Manufacturing | MW of Load | 0 | 2045 | 0.044349
ENS | Base | BTM Battery Control | BTM Battery Control | Small Commercial | Miscellaneous | MW of Load | 0 | 2045 | 0.33141
ENS | Base | BTM Battery Control | BTM Battery Control | Small Commercial | Offices | MW of Load | 0 | 2045 | 0.11336
ENS | Base | BTM Battery Control | BTM Battery Control | Small Commercial | Retail Trade | MW of Load | 0 | 2045 | 0.19787
ENS | Base | BTM Battery Control | BTM Battery Control | Small Commercial | Services | MW of Load | 0 | 2045 | 0.43073
ENS | Base | BTM Battery Control | BTM Battery Control | Large Commercial | Offices | MW of Load | 0 | 2045 | 0.045571
ENS | Base | BTM Battery Control | BTM Battery Control | Large Commercial | Services | MW of Load | 0 | 2045 | 0.24305
ENS | Base | BTM Battery Control | BTM Battery Control | Small Industrial | Manufacturing | MW of Load | 0 | 2045 | 0.0010827
ENS | Base | BTM Battery Control | BTM Battery Control | Small Industrial | Miscellaneous | MW of Load | 0 | 2045 | 0.0070502
ENS | Base | BTM Battery Control | BTM Battery Control | Small Industrial | Offices | MW of Load | 0 | 2045 | 0.0027807
ENS | Base | BTM Battery Control | BTM Battery Control | Small Industrial | Retail Trade | MW of Load | 0 | 2045 | 0.0048478
ENS | Base | BTM Battery Control | BTM Battery Control | Small Industrial | Services | MW of Load | 0 | 2045 | 0.010569
ENS | Base | BTM Battery Control | BTM Battery Control | Large Industrial | Manufacturing | MW of Load | 0 | 2045 | 0.029835
ENS | Base | BTM Battery Control | BTM Battery Control | Large Industrial | Miscellaneous | MW of Load | 0 | 2045 | 0.13833
ENS | Base | BTM Battery Control | BTM Battery Control | Large Industrial | Offices | MW of Load | 0 | 2045 | 0.016274
ENS | Base | BTM Battery Control | BTM Battery Control | Large Industrial | Retail Trade | MW of Load | 0 | 2045 | 0.081368
ENS | Base | BTM Battery Control | BTM Battery Control | Large Industrial | Services | MW of Load | 0 | 2045 | 0.1763
ENS | Base | BTM Battery Control | BTM Battery Control | Interruptible Rider | Manufacturing | MW of Load | 0 | 2045 | 0.03988
ENS | Base | BTM Battery Control | BTM Battery Control | Interruptible Rider | Miscellaneous | MW of Load | 0 | 2045 | 0.10635
ENS | Base | BTM Battery Control | BTM Battery Control | Interruptible Rider | Retail Trade | MW of Load | 0 | 2045 | 0.15952
ENS | Base | BTM Battery Control | BTM Battery Control | Residential | Residential LI | MW of Load | 0 | 2045 | 1.359
ENS | Base | BTM Battery Control | BTM Battery Control | Residential | Residential Market Rate | MW of Load | 0 | 2045 | 8.4602
ENS | Base | EV Charging Control | EV Charging Control | EV | EV | MW of Load | 0 | 2045 | 5.4441
ENS | Base | Behavioral DR | Behavioral DR | Residential | Residential LI | MW of Load | 0 | 2045 | 0.379
ENS | Base | Behavioral DR | Behavioral DR | Residential | Residential Market Rate | MW of Load | 0 | 2045 | 2.2405
ENS | Low | DLC | DLC-Switch-Water Heating | Small Commercial | Miscellaneous | MW of Load | 1 | 2021 | 0.0027667
ENS | Low | DLC | DLC-Switch-Water Heating | Small Commercial | Offices | MW of Load | 1 | 2021 | 0.0016911
ENS | Low | DLC | DLC-Switch-Water Heating | Small Commercial | Retail Trade | MW of Load | 1 | 2021 | 0.0094304
ENS | Low | DLC | DLC-Switch-Water Heating | Small Commercial | Services | MW of Load | 1 | 2021 | 0.011354
ENS | Low | DLC | DLC-Thermostat-HVAC | Small Commercial | Miscellaneous | MW of Load | 1 | 2021 | 0.019897
ENS | Low | DLC | DLC-Thermostat-HVAC | Small Commercial | Offices | MW of Load | 1 | 2021 | 0.028553
ENS | Low | DLC | DLC-Thermostat-HVAC | Small Commercial | Retail Trade | MW of Load | 1 | 2021 | 0.030888
ENS | Low | DLC | DLC-Thermostat-HVAC | Small Commercial | Services | MW of Load | 1 | 2021 | 0.037192
ENS | Low | DLC | DLC-Switch-Water Heating | Small Industrial | Miscellaneous | MW of Load | 1 | 2021 | 0.00053621
ENS | Low | DLC | DLC-Switch-Water Heating | Small Industrial | Offices | MW of Load | 1 | 2021 | 2.1709e-05
ENS | Low | DLC | DLC-Switch-Water Heating | Small Industrial | Retail Trade | MW of Load | 1 | 2021 | 0.00014508
ENS | Low | DLC | DLC-Switch-Water Heating | Small Industrial | Services | MW of Load | 1 | 2021 | 0.00018085
ENS | Low | DLC | DLC-Thermostat-HVAC | Small Industrial | Miscellaneous | MW of Load | 1 | 2021 | 0.003964
ENS | Low | DLC | DLC-Thermostat-HVAC | Small Industrial | Offices | MW of Load | 1 | 2021 | 0.00036788
ENS | Low | DLC | DLC-Thermostat-HVAC | Small Industrial | Retail Trade | MW of Load | 1 | 2021 | 0.00047769
ENS | Low | DLC | DLC-Thermostat-HVAC | Small Industrial | Services | MW of Load | 1 | 2021 | 0.00059549
ENS | Low | DLC | DLC-Switch-Water Heating | Residential | Residential LI | MW of Load | 1 | 2021 | 0.31775
ENS | Low | DLC | DLC-Switch-Water Heating | Residential | Residential Market Rate | MW of Load | 1 | 2021 | 0.9892
ENS | Low | DLC | DLC-Thermostat-Heat Pump | Residential | Residential LI | MW of Load | 1 | 2021 | 0.0085132
ENS | Low | DLC | DLC-Thermostat-Heat Pump | Residential | Residential Market Rate | MW of Load | 1 | 2021 | 0.49549
ENS | Low | DLC | DLC-Thermostat-Electric Furnace | Residential | Residential LI | MW of Load | 1 | 2021 | 0.35586
ENS | Low | DLC | DLC-Thermostat-Electric Furnace | Residential | Residential Market Rate | MW of Load | 1 | 2021 | 0.44491
ENS | Low | C&I Curtailment | C&I Curtailment- Manual HVAC Control | Large Commercial | Offices | MW of Load | 1 | 2021 | 0.010884
ENS | Low | C&I Curtailment | C&I Curtailment- Manual HVAC Control | Large Commercial | Services | MW of Load | 1 | 2021 | 0.023552
ENS | Low | C&I Curtailment | C&I Curtailment- Auto-DR HVAC Control | Large Commercial | Offices | MW of Load | 1 | 2021 | 0.0071646
ENS | Low | C&I Curtailment | C&I Curtailment- Auto-DR HVAC Control | Large Commercial | Services | MW of Load | 1 | 2021 | 0.015504
ENS | Low | C&I Curtailment | C&I Curtailment- Standard Lighting Control | Large Commercial | Offices | MW of Load | 1 | 2021 | 0.0018731
ENS | Low | C&I Curtailment | C&I Curtailment- Standard Lighting Control | Large Commercial | Services | MW of Load | 1 | 2021 | 0.011781
ENS | Low | C&I Curtailment | C&I Curtailment- Advanced Lighting Control | Large Commercial | Offices | MW of Load | 1 | 2021 | 0.00093656
ENS | Low | C&I Curtailment | C&I Curtailment- Advanced Lighting Control | Large Commercial | Services | MW of Load | 1 | 2021 | 0.0058903
ENS | Low | C&I Curtailment | C&I Curtailment- Water Heating Control | Large Commercial | Offices | MW of Load | 1 | 2021 | 0.00014855
ENS | Low | C&I Curtailment | C&I Curtailment- Water Heating Control | Large Commercial | Services | MW of Load | 1 | 2021 | 0.0016505
ENS | Low | C&I Curtailment | C&I Curtailment- Other | Large Commercial | Offices | MW of Load | 1 | 2021 | 0.0027681
ENS | Low | C&I Curtailment | C&I Curtailment- Other | Large Commercial | Services | MW of Load | 1 | 2021 | 0.018314
ENS | Low | C&I Curtailment | C&I Curtailment- Manual HVAC Control | Large Industrial | Miscellaneous | MW of Load | 1 | 2021 | 0.0032364
ENS | Low | C&I Curtailment | C&I Curtailment- Manual HVAC Control | Large Industrial | Offices | MW of Load | 1 | 2021 | 0.0018345
ENS | Low | C&I Curtailment | C&I Curtailment- Manual HVAC Control | Large Industrial | Retail Trade | MW of Load | 1 | 2021 | 0.0056096
ENS | Low | C&I Curtailment | C&I Curtailment- Manual HVAC Control | Large Industrial | Services | MW of Load | 1 | 2021 | 0.0016647
ENS | Low | C&I Curtailment | C&I Curtailment- Auto-DR HVAC Control | Large Industrial | Miscellaneous | MW of Load | 1 | 2021 | 0.0021305
ENS | Low | C&I Curtailment | C&I Curtailment- Auto-DR HVAC Control | Large Industrial | Offices | MW of Load | 1 | 2021 | 0.0012076
ENS | Low | C&I Curtailment | C&I Curtailment- Auto-DR HVAC Control | Large Industrial | Retail Trade | MW of Load | 1 | 2021 | 0.0036927
ENS | Low | C&I Curtailment | C&I Curtailment- Auto-DR HVAC Control | Large Industrial | Services | MW of Load | 1 | 2021 | 0.0010959
ENS | Low | C&I Curtailment | C&I Curtailment- Standard Lighting Control | Large Industrial | Miscellaneous | MW of Load | 1 | 2021 | 0.0016797
ENS | Low | C&I Curtailment | C&I Curtailment- Standard Lighting Control | Large Industrial | Offices | MW of Load | 1 | 2021 | 0.00031872
ENS | Low | C&I Curtailment | C&I Curtailment- Standard Lighting Control | Large Industrial | Retail Trade | MW of Load | 1 | 2021 | 0.0028059
ENS | Low | C&I Curtailment | C&I Curtailment- Standard Lighting Control | Large Industrial | Services | MW of Load | 1 | 2021 | 0.00083268
ENS | Low | C&I Curtailment | C&I Curtailment- Advanced Lighting Control | Large Industrial | Miscellaneous | MW of Load | 1 | 2021 | 0.00083984
ENS | Low | C&I Curtailment | C&I Curtailment- Advanced Lighting Control | Large Industrial | Offices | MW of Load | 1 | 2021 | 0.00015936
ENS | Low | C&I Curtailment | C&I Curtailment- Advanced Lighting Control | Large Industrial | Retail Trade | MW of Load | 1 | 2021 | 0.001403
ENS | Low | C&I Curtailment | C&I Curtailment- Advanced Lighting Control | Large Industrial | Services | MW of Load | 1 | 2021 | 0.00041634
ENS | Low | C&I Curtailment | C&I Curtailment- Water Heating Control | Large Industrial | Miscellaneous | MW of Load | 1 | 2021 | 8.845e-05
ENS | Low | C&I Curtailment | C&I Curtailment- Water Heating Control | Large Industrial | Offices | MW of Load | 1 | 2021 | 2.4824e-05
ENS | Low | C&I Curtailment | C&I Curtailment- Water Heating Control | Large Industrial | Retail Trade | MW of Load | 1 | 2021 | 0.00039311
ENS | Low | C&I Curtailment | C&I Curtailment- Water Heating Control | Large Industrial | Services | MW of Load | 1 | 2021 | 0.00011666
ENS | Low | C&I Curtailment | C&I Curtailment- Other | Large Industrial | Miscellaneous | MW of Load | 1 | 2021 | 0.0018904
ENS | Low | C&I Curtailment | C&I Curtailment- Other | Large Industrial | Offices | MW of Load | 1 | 2021 | 0.00046839
ENS | Low | C&I Curtailment | C&I Curtailment- Other | Large Industrial | Retail Trade | MW of Load | 1 | 2021 | 0.004362
ENS | Low | C&I Curtailment | C&I Curtailment- Other | Large Industrial | Services | MW of Load | 1 | 2021 | 0.0012945
ENS | Low | C&I Curtailment | C&I Curtailment- Industrial | Large Industrial | Manufacturing | MW of Load | 1 | 2021 | 0.080852
ENS | Low | C&I Curtailment | C&I Curtailment- Manual HVAC Control | Interruptible Rider | Miscellaneous | MW of Load | 1 | 2021 | 0.1201
ENS | Low | C&I Curtailment | C&I Curtailment- Manual HVAC Control | Interruptible Rider | Retail Trade | MW of Load | 1 | 2021 | 0.0035265
ENS | Low | C&I Curtailment | C&I Curtailment- Auto-DR HVAC Control | Interruptible Rider | Miscellaneous | MW of Load | 1 | 2021 | 0.079059
ENS | Low | C&I Curtailment | C&I Curtailment- Auto-DR HVAC Control | Interruptible Rider | Retail Trade | MW of Load | 1 | 2021 | 0.0023214
ENS | Low | C&I Curtailment | C&I Curtailment- Standard Lighting Control | Interruptible Rider | Miscellaneous | MW of Load | 1 | 2021 | 0.025338
ENS | Low | C&I Curtailment | C&I Curtailment- Standard Lighting Control | Interruptible Rider | Retail Trade | MW of Load | 1 | 2021 | 0.0017797
ENS | Low | C&I Curtailment | C&I Curtailment- Advanced Lighting Control | Interruptible Rider | Miscellaneous | MW of Load | 1 | 2021 | 0.012669
ENS | Low | C&I Curtailment | C&I Curtailment- Advanced Lighting Control | Interruptible Rider | Retail Trade | MW of Load | 1 | 2021 | 0.00088987
ENS | Low | C&I Curtailment | C&I Curtailment- Water Heating Control | Interruptible Rider | Miscellaneous | MW of Load | 1 | 2021 | 0.0018992
ENS | Low | C&I Curtailment | C&I Curtailment- Water Heating Control | Interruptible Rider | Retail Trade | MW of Load | 1 | 2021 | 0.00024573
ENS | Low | C&I Curtailment | C&I Curtailment- Other | Interruptible Rider | Miscellaneous | MW of Load | 1 | 2021 | 0.034446
ENS | Low | C&I Curtailment | C&I Curtailment- Other | Interruptible Rider | Retail Trade | MW of Load | 1 | 2021 | 0.0027434
ENS | Low | C&I Curtailment | C&I Curtailment- Industrial | Interruptible Rider | Manufacturing | MW of Load | 1 | 2021 | 0.070658
ENS | Low | DLC | DLC-Switch-Water Heating | Small Commercial | Miscellaneous | MW of Load | 1 | 2022 | 0.0083955
ENS | Low | DLC | DLC-Switch-Water Heating | Small Commercial | Offices | MW of Load | 1 | 2022 | 0.0051209
ENS | Low | DLC | DLC-Switch-Water Heating | Small Commercial | Retail Trade | MW of Load | 1 | 2022 | 0.028708
ENS | Low | DLC | DLC-Switch-Water Heating | Small Commercial | Services | MW of Load | 1 | 2022 | 0.034556
ENS | Low | DLC | DLC-Thermostat-HVAC | Small Commercial | Miscellaneous | MW of Load | 1 | 2022 | 0.0597
ENS | Low | DLC | DLC-Thermostat-HVAC | Small Commercial | Offices | MW of Load | 1 | 2022 | 0.086203
ENS | Low | DLC | DLC-Thermostat-HVAC | Small Commercial | Retail Trade | MW of Load | 1 | 2022 | 0.092387
ENS | Low | DLC | DLC-Thermostat-HVAC | Small Commercial | Services | MW of Load | 1 | 2022 | 0.11123
ENS | Low | DLC | DLC-Switch-Water Heating | Small Industrial | Miscellaneous | MW of Load | 1 | 2022 | 0.0016595
ENS | Low | DLC | DLC-Switch-Water Heating | Small Industrial | Offices | MW of Load | 1 | 2022 | 6.6903e-05
ENS | Low | DLC | DLC-Switch-Water Heating | Small Industrial | Retail Trade | MW of Load | 1 | 2022 | 0.00044899
ENS | Low | DLC | DLC-Switch-Water Heating | Small Industrial | Services | MW of Load | 1 | 2022 | 0.00055972
ENS | Low | DLC | DLC-Thermostat-HVAC | Small Industrial | Miscellaneous | MW of Load | 1 | 2022 | 0.012164
ENS | Low | DLC | DLC-Thermostat-HVAC | Small Industrial | Offices | MW of Load | 1 | 2022 | 0.0011349
ENS | Low | DLC | DLC-Thermostat-HVAC | Small Industrial | Retail Trade | MW of Load | 1 | 2022 | 0.0014643
ENS | Low | DLC | DLC-Thermostat-HVAC | Small Industrial | Services | MW of Load | 1 | 2022 | 0.0018254
ENS | Low | DLC | DLC-Switch-Water Heating | Residential | Residential LI | MW of Load | 1 | 2022 | 0.96774
ENS | Low | DLC | DLC-Switch-Water Heating | Residential | Residential Market Rate | MW of Load | 1 | 2022 | 3.013
ENS | Low | DLC | DLC-Thermostat-Heat Pump | Residential | Residential LI | MW of Load | 1 | 2022 | 0.02945
ENS | Low | DLC | DLC-Thermostat-Heat Pump | Residential | Residential Market Rate | MW of Load | 1 | 2022 | 1.5044
ENS | Low | DLC | DLC-Thermostat-Electric Furnace | Residential | Residential LI | MW of Load | 1 | 2022 | 1.0673
ENS | Low | DLC | DLC-Thermostat-Electric Furnace | Residential | Residential Market Rate | MW of Load | 1 | 2022 | 1.3257
ENS | Low | C&I Curtailment | C&I Curtailment- Manual HVAC Control | Large Commercial | Offices | MW of Load | 1 | 2022 | 0.029595
ENS | Low | C&I Curtailment | C&I Curtailment- Manual HVAC Control | Large Commercial | Services | MW of Load | 1 | 2022 | 0.063446
ENS | Low | C&I Curtailment | C&I Curtailment- Auto-DR HVAC Control | Large Commercial | Offices | MW of Load | 1 | 2022 | 0.027504
ENS | Low | C&I Curtailment | C&I Curtailment- Auto-DR HVAC Control | Large Commercial | Services | MW of Load | 1 | 2022 | 0.058963
ENS | Low | C&I Curtailment | C&I Curtailment- Standard Lighting Control | Large Commercial | Offices | MW of Load | 1 | 2022 | 0.0054476
ENS | Low | C&I Curtailment | C&I Curtailment- Standard Lighting Control | Large Commercial | Services | MW of Load | 1 | 2022 | 0.034531
ENS | Low | C&I Curtailment | C&I Curtailment- Advanced Lighting Control | Large Commercial | Offices | MW of Load | 1 | 2022 | 0.0027238
ENS | Low | C&I Curtailment | C&I Curtailment- Advanced Lighting Control | Large Commercial | Services | MW of Load | 1 | 2022 | 0.017265
ENS | Low | C&I Curtailment | C&I Curtailment- Water Heating Control | Large Commercial | Offices | MW of Load | 1 | 2022 | 0.00045488
ENS | Low | C&I Curtailment | C&I Curtailment- Water Heating Control | Large Commercial | Services | MW of Load | 1 | 2022 | 0.0050558
ENS | Low | C&I Curtailment | C&I Curtailment- Other | Large Commercial | Offices | MW of Load | 1 | 2022 | 0.0083836
ENS | Low | C&I Curtailment | C&I Curtailment- Other | Large Commercial | Services | MW of Load | 1 | 2022 | 0.055637
ENS | Low | C&I Curtailment | C&I Curtailment- Manual HVAC Control | Large Industrial | Miscellaneous | MW of Load | 1 | 2022 | 0.0090658
ENS | Low | C&I Curtailment | C&I Curtailment- Manual HVAC Control | Large Industrial | Offices | MW of Load | 1 | 2022 | 0.0052069
ENS | Low | C&I Curtailment | C&I Curtailment- Manual HVAC Control | Large Industrial | Retail Trade | MW of Load | 1 | 2022 | 0.015771
ENS | Low | C&I Curtailment | C&I Curtailment- Manual HVAC Control | Large Industrial | Services | MW of Load | 1 | 2022 | 0.0046801
ENS | Low | C&I Curtailment | C&I Curtailment- Auto-DR HVAC Control | Large Industrial | Miscellaneous | MW of Load | 1 | 2022 | 0.0084253
ENS | Low | C&I Curtailment | C&I Curtailment- Auto-DR HVAC Control | Large Industrial | Offices | MW of Load | 1 | 2022 | 0.004839
ENS | Low | C&I Curtailment | C&I Curtailment- Auto-DR HVAC Control | Large Industrial | Retail Trade | MW of Load | 1 | 2022 | 0.014656
ENS | Low | C&I Curtailment | C&I Curtailment- Auto-DR HVAC Control | Large Industrial | Services | MW of Load | 1 | 2022 | 0.0043495
ENS | Low | C&I Curtailment | C&I Curtailment- Standard Lighting Control | Large Industrial | Miscellaneous | MW of Load | 1 | 2022 | 0.005141
ENS | Low | C&I Curtailment | C&I Curtailment- Standard Lighting Control | Large Industrial | Offices | MW of Load | 1 | 2022 | 0.00097754
ENS | Low | C&I Curtailment | C&I Curtailment- Standard Lighting Control | Large Industrial | Retail Trade | MW of Load | 1 | 2022 | 0.0085834
ENS | Low | C&I Curtailment | C&I Curtailment- Standard Lighting Control | Large Industrial | Services | MW of Load | 1 | 2022 | 0.0025472
ENS | Low | C&I Curtailment | C&I Curtailment- Advanced Lighting Control | Large Industrial | Miscellaneous | MW of Load | 1 | 2022 | 0.0025705
ENS | Low | C&I Curtailment | C&I Curtailment- Advanced Lighting Control | Large Industrial | Offices | MW of Load | 1 | 2022 | 0.00048877
ENS | Low | C&I Curtailment | C&I Curtailment- Advanced Lighting Control | Large Industrial | Retail Trade | MW of Load | 1 | 2022 | 0.0042917
ENS | Low | C&I Curtailment | C&I Curtailment- Advanced Lighting Control | Large Industrial | Services | MW of Load | 1 | 2022 | 0.0012736
ENS | Low | C&I Curtailment | C&I Curtailment- Water Heating Control | Large Industrial | Miscellaneous | MW of Load | 1 | 2022 | 0.00027539
ENS | Low | C&I Curtailment | C&I Curtailment- Water Heating Control | Large Industrial | Offices | MW of Load | 1 | 2022 | 7.848e-05
ENS | Low | C&I Curtailment | C&I Curtailment- Water Heating Control | Large Industrial | Retail Trade | MW of Load | 1 | 2022 | 0.0012567
ENS | Low | C&I Curtailment | C&I Curtailment- Water Heating Control | Large Industrial | Services | MW of Load | 1 | 2022 | 0.00037295
ENS | Low | C&I Curtailment | C&I Curtailment- Other | Large Industrial | Miscellaneous | MW of Load | 1 | 2022 | 0.0059189
ENS | Low | C&I Curtailment | C&I Curtailment- Other | Large Industrial | Offices | MW of Load | 1 | 2022 | 0.0014868
ENS | Low | C&I Curtailment | C&I Curtailment- Other | Large Industrial | Retail Trade | MW of Load | 1 | 2022 | 0.01383
ENS | Low | C&I Curtailment | C&I Curtailment- Other | Large Industrial | Services | MW of Load | 1 | 2022 | 0.0041041
ENS | Low | C&I Curtailment | C&I Curtailment- Industrial | Large Industrial | Manufacturing | MW of Load | 1 | 2022 | 0.24821
ENS | Low | C&I Curtailment | C&I Curtailment- Manual HVAC Control | Interruptible Rider | Miscellaneous | MW of Load | 1 | 2022 | 0.3251
ENS | Low | C&I Curtailment | C&I Curtailment- Manual HVAC Control | Interruptible Rider | Retail Trade | MW of Load | 1 | 2022 | 0.0094858
ENS | Low | C&I Curtailment | C&I Curtailment- Auto-DR HVAC Control | Interruptible Rider | Miscellaneous | MW of Load | 1 | 2022 | 0.30213
ENS | Low | C&I Curtailment | C&I Curtailment- Auto-DR HVAC Control | Interruptible Rider | Retail Trade | MW of Load | 1 | 2022 | 0.0088156
ENS | Low | C&I Curtailment | C&I Curtailment- Standard Lighting Control | Interruptible Rider | Miscellaneous | MW of Load | 1 | 2022 | 0.074579
ENS | Low | C&I Curtailment | C&I Curtailment- Standard Lighting Control | Interruptible Rider | Retail Trade | MW of Load | 1 | 2022 | 0.0052655
ENS | Low | C&I Curtailment | C&I Curtailment- Advanced Lighting Control | Interruptible Rider | Miscellaneous | MW of Load | 1 | 2022 | 0.03729
ENS | Low | C&I Curtailment | C&I Curtailment- Advanced Lighting Control | Interruptible Rider | Retail Trade | MW of Load | 1 | 2022 | 0.0026328
ENS | Low | C&I Curtailment | C&I Curtailment- Water Heating Control | Interruptible Rider | Miscellaneous | MW of Load | 1 | 2022 | 0.0057412
ENS | Low | C&I Curtailment | C&I Curtailment- Water Heating Control | Interruptible Rider | Retail Trade | MW of Load | 1 | 2022 | 0.00074514
ENS | Low | C&I Curtailment | C&I Curtailment- Other | Interruptible Rider | Miscellaneous | MW of Load | 1 | 2022 | 0.10414
ENS | Low | C&I Curtailment | C&I Curtailment- Other | Interruptible Rider | Retail Trade | MW of Load | 1 | 2022 | 0.0083075
ENS | Low | C&I Curtailment | C&I Curtailment- Industrial | Interruptible Rider | Manufacturing | MW of Load | 1 | 2022 | 0.21077
ENS | Low | Dynamic Pricing | Dynamic Pricing with enabling tech. | Small Commercial | Manufacturing | MW of Load | 1 | 2022 | 0.0043889
ENS | Low | Dynamic Pricing | Dynamic Pricing with enabling tech. | Small Commercial | Miscellaneous | MW of Load | 1 | 2022 | 0.041705
ENS | Low | Dynamic Pricing | Dynamic Pricing with enabling tech. | Small Commercial | Offices | MW of Load | 1 | 2022 | 0.033386
ENS | Low | Dynamic Pricing | Dynamic Pricing with enabling tech. | Small Commercial | Retail Trade | MW of Load | 1 | 2022 | 0.077966
ENS | Low | Dynamic Pricing | Dynamic Pricing with enabling tech. | Small Commercial | Services | MW of Load | 1 | 2022 | 0.093871
ENS | Low | Dynamic Pricing | Dynamic Pricing w/o enabling tech. | Small Commercial | Manufacturing | MW of Load | 1 | 2022 | 0.00025922
ENS | Low | Dynamic Pricing | Dynamic Pricing w/o enabling tech. | Small Commercial | Miscellaneous | MW of Load | 1 | 2022 | 0.0024632
ENS | Low | Dynamic Pricing | Dynamic Pricing w/o enabling tech. | Small Commercial | Offices | MW of Load | 1 | 2022 | 0.0019718
ENS | Low | Dynamic Pricing | Dynamic Pricing w/o enabling tech. | Small Commercial | Retail Trade | MW of Load | 1 | 2022 | 0.0046049
ENS | Low | Dynamic Pricing | Dynamic Pricing w/o enabling tech. | Small Commercial | Services | MW of Load | 1 | 2022 | 0.0055443
ENS | Low | Dynamic Pricing | Dynamic Pricing with enabling tech. | Large Commercial | Offices | MW of Load | 1 | 2022 | 0.0093113
ENS | Low | Dynamic Pricing | Dynamic Pricing with enabling tech. | Large Commercial | Services | MW of Load | 1 | 2022 | 0.058931
ENS | Low | Dynamic Pricing | Dynamic Pricing w/o enabling tech. | Large Commercial | Offices | MW of Load | 1 | 2022 | 0.0035285
ENS | Low | Dynamic Pricing | Dynamic Pricing w/o enabling tech. | Large Commercial | Services | MW of Load | 1 | 2022 | 0.022332
ENS | Low | Dynamic Pricing | Dynamic Pricing with enabling tech. | Small Industrial | Manufacturing | MW of Load | 1 | 2022 | 0.0059131
ENS | Low | Dynamic Pricing | Dynamic Pricing with enabling tech. | Small Industrial | Miscellaneous | MW of Load | 1 | 2022 | 0.0073754
ENS | Low | Dynamic Pricing | Dynamic Pricing with enabling tech. | Small Industrial | Offices | MW of Load | 1 | 2022 | 0.00044056
ENS | Low | Dynamic Pricing | Dynamic Pricing with enabling tech. | Small Industrial | Retail Trade | MW of Load | 1 | 2022 | 0.0012372
ENS | Low | Dynamic Pricing | Dynamic Pricing with enabling tech. | Small Industrial | Services | MW of Load | 1 | 2022 | 0.0015423
ENS | Low | Dynamic Pricing | Dynamic Pricing w/o enabling tech. | Small Industrial | Manufacturing | MW of Load | 1 | 2022 | 0.00034925
ENS | Low | Dynamic Pricing | Dynamic Pricing w/o enabling tech. | Small Industrial | Miscellaneous | MW of Load | 1 | 2022 | 0.00043561
ENS | Low | Dynamic Pricing | Dynamic Pricing w/o enabling tech. | Small Industrial | Offices | MW of Load | 1 | 2022 | 2.602e-05
ENS | Low | Dynamic Pricing | Dynamic Pricing w/o enabling tech. | Small Industrial | Retail Trade | MW of Load | 1 | 2022 | 7.3074e-05
ENS | Low | Dynamic Pricing | Dynamic Pricing w/o enabling tech. | Small Industrial | Services | MW of Load | 1 | 2022 | 9.1094e-05
ENS | Low | Dynamic Pricing | Dynamic Pricing with enabling tech. | Large Industrial | Manufacturing | MW of Load | 1 | 2022 | 0.051511
ENS | Low | Dynamic Pricing | Dynamic Pricing with enabling tech. | Large Industrial | Miscellaneous | MW of Load | 1 | 2022 | 0.02142
ENS | Low | Dynamic Pricing | Dynamic Pricing with enabling tech. | Large Industrial | Offices | MW of Load | 1 | 2022 | 0.0016471
ENS | Low | Dynamic Pricing | Dynamic Pricing with enabling tech. | Large Industrial | Retail Trade | MW of Load | 1 | 2022 | 0.0085561
ENS | Low | Dynamic Pricing | Dynamic Pricing with enabling tech. | Large Industrial | Services | MW of Load | 1 | 2022 | 0.0043471
ENS | Low | Dynamic Pricing | Dynamic Pricing w/o enabling tech. | Large Industrial | Manufacturing | MW of Load | 1 | 2022 | 0.01952
ENS | Low | Dynamic Pricing | Dynamic Pricing w/o enabling tech. | Large Industrial | Miscellaneous | MW of Load | 1 | 2022 | 0.0081171
ENS | Low | Dynamic Pricing | Dynamic Pricing w/o enabling tech. | Large Industrial | Offices | MW of Load | 1 | 2022 | 0.00062416
ENS | Low | Dynamic Pricing | Dynamic Pricing w/o enabling tech. | Large Industrial | Retail Trade | MW of Load | 1 | 2022 | 0.0032423
ENS | Low | Dynamic Pricing | Dynamic Pricing w/o enabling tech. | Large Industrial | Services | MW of Load | 1 | 2022 | 0.0016473
ENS | Low | Dynamic Pricing | Dynamic Pricing with enabling tech. | Interruptible Rider | Manufacturing | MW of Load | 1 | 2022 | 0.020381
ENS | Low | Dynamic Pricing | Dynamic Pricing with enabling tech. | Interruptible Rider | Miscellaneous | MW of Load | 1 | 2022 | 0.040783
ENS | Low | Dynamic Pricing | Dynamic Pricing with enabling tech. | Interruptible Rider | Retail Trade | MW of Load | 1 | 2022 | 0.0024011
ENS | Low | Dynamic Pricing | Dynamic Pricing w/o enabling tech. | Interruptible Rider | Manufacturing | MW of Load | 1 | 2022 | 0.0077235
ENS | Low | Dynamic Pricing | Dynamic Pricing w/o enabling tech. | Interruptible Rider | Miscellaneous | MW of Load | 1 | 2022 | 0.015455
ENS | Low | Dynamic Pricing | Dynamic Pricing w/o enabling tech. | Interruptible Rider | Retail Trade | MW of Load | 1 | 2022 | 0.00090989
ENS | Low | Dynamic Pricing | Dynamic Pricing with enabling tech. | Residential | Residential Market Rate | MW of Load | 1 | 2022 | 1.5013
ENS | Low | Dynamic Pricing | Dynamic Pricing w/o enabling tech. | Residential | Residential Market Rate | MW of Load | 1 | 2022 | 0.83955
ENS | Low | BTM Battery Control | BTM Battery Control | Small Commercial | Manufacturing | MW of Load | 0 | 2022 | 0.00043688
ENS | Low | BTM Battery Control | BTM Battery Control | Small Commercial | Miscellaneous | MW of Load | 0 | 2022 | 0.0032176
ENS | Low | BTM Battery Control | BTM Battery Control | Small Commercial | Offices | MW of Load | 0 | 2022 | 0.0011171
ENS | Low | BTM Battery Control | BTM Battery Control | Small Commercial | Retail Trade | MW of Load | 0 | 2022 | 0.0019491
ENS | Low | BTM Battery Control | BTM Battery Control | Small Commercial | Services | MW of Load | 0 | 2022 | 0.0042428
ENS | Low | BTM Battery Control | BTM Battery Control | Large Commercial | Offices | MW of Load | 0 | 2022 | 0.00063472
ENS | Low | BTM Battery Control | BTM Battery Control | Large Commercial | Services | MW of Load | 0 | 2022 | 0.0033852
ENS | Low | BTM Battery Control | BTM Battery Control | Small Industrial | Manufacturing | MW of Load | 0 | 2022 | 1.0766e-05
ENS | Low | BTM Battery Control | BTM Battery Control | Small Industrial | Miscellaneous | MW of Load | 0 | 2022 | 6.9556e-05
ENS | Low | BTM Battery Control | BTM Battery Control | Small Industrial | Offices | MW of Load | 0 | 2022 | 2.746e-05
ENS | Low | BTM Battery Control | BTM Battery Control | Small Industrial | Retail Trade | MW of Load | 0 | 2022 | 4.7782e-05
ENS | Low | BTM Battery Control | BTM Battery Control | Small Industrial | Services | MW of Load | 0 | 2022 | 0.00010403
ENS | Low | BTM Battery Control | BTM Battery Control | Large Industrial | Manufacturing | MW of Load | 0 | 2022 | 0.00041555
ENS | Low | BTM Battery Control | BTM Battery Control | Large Industrial | Miscellaneous | MW of Load | 0 | 2022 | 0.0019266
ENS | Low | BTM Battery Control | BTM Battery Control | Large Industrial | Offices | MW of Load | 0 | 2022 | 0.00022666
ENS | Low | BTM Battery Control | BTM Battery Control | Large Industrial | Retail Trade | MW of Load | 0 | 2022 | 0.0011333
ENS | Low | BTM Battery Control | BTM Battery Control | Large Industrial | Services | MW of Load | 0 | 2022 | 0.0024555
ENS | Low | BTM Battery Control | BTM Battery Control | Interruptible Rider | Manufacturing | MW of Load | 0 | 2022 | 0.00055546
ENS | Low | BTM Battery Control | BTM Battery Control | Interruptible Rider | Miscellaneous | MW of Load | 0 | 2022 | 0.0014812
ENS | Low | BTM Battery Control | BTM Battery Control | Interruptible Rider | Retail Trade | MW of Load | 0 | 2022 | 0.0022218
ENS | Low | BTM Battery Control | BTM Battery Control | Residential | Residential LI | MW of Load | 0 | 2022 | 0.013925
ENS | Low | BTM Battery Control | BTM Battery Control | Residential | Residential Market Rate | MW of Load | 0 | 2022 | 0.086687
ENS | Low | EV Charging Control | EV Charging Control | EV | EV | MW of Load | 0 | 2022 | 0.012819
ENS | Low | Behavioral DR | Behavioral DR | Residential | Residential LI | MW of Load | 0 | 2022 | 0.040147
ENS | Low | Behavioral DR | Behavioral DR | Residential | Residential Market Rate | MW of Load | 0 | 2022 | 0.2526
ENS | Low | DLC | DLC-Switch-Water Heating | Small Commercial | Miscellaneous | MW of Load | 1 | 2023 | 0.016698
ENS | Low | DLC | DLC-Switch-Water Heating | Small Commercial | Offices | MW of Load | 1 | 2023 | 0.01015
ENS | Low | DLC | DLC-Switch-Water Heating | Small Commercial | Retail Trade | MW of Load | 1 | 2023 | 0.057156
ENS | Low | DLC | DLC-Switch-Water Heating | Small Commercial | Services | MW of Load | 1 | 2023 | 0.06879
ENS | Low | DLC | DLC-Thermostat-HVAC | Small Commercial | Miscellaneous | MW of Load | 1 | 2023 | 0.1173
ENS | Low | DLC | DLC-Thermostat-HVAC | Small Commercial | Offices | MW of Load | 1 | 2023 | 0.17027
ENS | Low | DLC | DLC-Thermostat-HVAC | Small Commercial | Retail Trade | MW of Load | 1 | 2023 | 0.18093
ENS | Low | DLC | DLC-Thermostat-HVAC | Small Commercial | Services | MW of Load | 1 | 2023 | 0.21783
ENS | Low | DLC | DLC-Switch-Water Heating | Small Industrial | Miscellaneous | MW of Load | 1 | 2023 | 0.0033488
ENS | Low | DLC | DLC-Switch-Water Heating | Small Industrial | Offices | MW of Load | 1 | 2023 | 0.00013453
ENS | Low | DLC | DLC-Switch-Water Heating | Small Industrial | Retail Trade | MW of Load | 1 | 2023 | 0.00090588
ENS | Low | DLC | DLC-Switch-Water Heating | Small Industrial | Services | MW of Load | 1 | 2023 | 0.0011293
ENS | Low | DLC | DLC-Thermostat-HVAC | Small Industrial | Miscellaneous | MW of Load | 1 | 2023 | 0.024319
ENS | Low | DLC | DLC-Thermostat-HVAC | Small Industrial | Offices | MW of Load | 1 | 2023 | 0.0022813
ENS | Low | DLC | DLC-Thermostat-HVAC | Small Industrial | Retail Trade | MW of Load | 1 | 2023 | 0.0029251
ENS | Low | DLC | DLC-Thermostat-HVAC | Small Industrial | Services | MW of Load | 1 | 2023 | 0.0036465
ENS | Low | DLC | DLC-Switch-Water Heating | Residential | Residential LI | MW of Load | 1 | 2023 | 1.9437
ENS | Low | DLC | DLC-Switch-Water Heating | Residential | Residential Market Rate | MW of Load | 1 | 2023 | 6.0516
ENS | Low | DLC | DLC-Thermostat-Heat Pump | Residential | Residential LI | MW of Load | 1 | 2023 | 0.06728
ENS | Low | DLC | DLC-Thermostat-Heat Pump | Residential | Residential Market Rate | MW of Load | 1 | 2023 | 3.0454
ENS | Low | DLC | DLC-Thermostat-Electric Furnace | Residential | Residential LI | MW of Load | 1 | 2023 | 2.1323
ENS | Low | DLC | DLC-Thermostat-Electric Furnace | Residential | Residential Market Rate | MW of Load | 1 | 2023 | 2.6294
ENS | Low | C&I Curtailment | C&I Curtailment- Manual HVAC Control | Large Commercial | Offices | MW of Load | 1 | 2023 | 0.053173
ENS | Low | C&I Curtailment | C&I Curtailment- Manual HVAC Control | Large Commercial | Services | MW of Load | 1 | 2023 | 0.11299
ENS | Low | C&I Curtailment | C&I Curtailment- Auto-DR HVAC Control | Large Commercial | Offices | MW of Load | 1 | 2023 | 0.062916
ENS | Low | C&I Curtailment | C&I Curtailment- Auto-DR HVAC Control | Large Commercial | Services | MW of Load | 1 | 2023 | 0.13369
ENS | Low | C&I Curtailment | C&I Curtailment- Standard Lighting Control | Large Commercial | Offices | MW of Load | 1 | 2023 | 0.010349
ENS | Low | C&I Curtailment | C&I Curtailment- Standard Lighting Control | Large Commercial | Services | MW of Load | 1 | 2023 | 0.066069
ENS | Low | C&I Curtailment | C&I Curtailment- Advanced Lighting Control | Large Commercial | Offices | MW of Load | 1 | 2023 | 0.0051743
ENS | Low | C&I Curtailment | C&I Curtailment- Advanced Lighting Control | Large Commercial | Services | MW of Load | 1 | 2023 | 0.033035
ENS | Low | C&I Curtailment | C&I Curtailment- Water Heating Control | Large Commercial | Offices | MW of Load | 1 | 2023 | 0.00090427
ENS | Low | C&I Curtailment | C&I Curtailment- Water Heating Control | Large Commercial | Services | MW of Load | 1 | 2023 | 0.010054
ENS | Low | C&I Curtailment | C&I Curtailment- Other | Large Commercial | Offices | MW of Load | 1 | 2023 | 0.016487
ENS | Low | C&I Curtailment | C&I Curtailment- Other | Large Commercial | Services | MW of Load | 1 | 2023 | 0.10974
ENS | Low | C&I Curtailment | C&I Curtailment- Manual HVAC Control | Large Industrial | Miscellaneous | MW of Load | 1 | 2023 | 0.01694
ENS | Low | C&I Curtailment | C&I Curtailment- Manual HVAC Control | Large Industrial | Offices | MW of Load | 1 | 2023 | 0.0098515
ENS | Low | C&I Curtailment | C&I Curtailment- Manual HVAC Control | Large Industrial | Retail Trade | MW of Load | 1 | 2023 | 0.029586
ENS | Low | C&I Curtailment | C&I Curtailment- Manual HVAC Control | Large Industrial | Services | MW of Load | 1 | 2023 | 0.0087799
ENS | Low | C&I Curtailment | C&I Curtailment- Auto-DR HVAC Control | Large Industrial | Miscellaneous | MW of Load | 1 | 2023 | 0.020043
ENS | Low | C&I Curtailment | C&I Curtailment- Auto-DR HVAC Control | Large Industrial | Offices | MW of Load | 1 | 2023 | 0.011657
ENS | Low | C&I Curtailment | C&I Curtailment- Auto-DR HVAC Control | Large Industrial | Retail Trade | MW of Load | 1 | 2023 | 0.035007
ENS | Low | C&I Curtailment | C&I Curtailment- Auto-DR HVAC Control | Large Industrial | Services | MW of Load | 1 | 2023 | 0.010389
ENS | Low | C&I Curtailment | C&I Curtailment- Standard Lighting Control | Large Industrial | Miscellaneous | MW of Load | 1 | 2023 | 0.010353
ENS | Low | C&I Curtailment | C&I Curtailment- Standard Lighting Control | Large Industrial | Offices | MW of Load | 1 | 2023 | 0.0019721
ENS | Low | C&I Curtailment | C&I Curtailment- Standard Lighting Control | Large Industrial | Retail Trade | MW of Load | 1 | 2023 | 0.0173
ENS | Low | C&I Curtailment | C&I Curtailment- Standard Lighting Control | Large Industrial | Services | MW of Load | 1 | 2023 | 0.005134
ENS | Low | C&I Curtailment | C&I Curtailment- Advanced Lighting Control | Large Industrial | Miscellaneous | MW of Load | 1 | 2023 | 0.0051766
ENS | Low | C&I Curtailment | C&I Curtailment- Advanced Lighting Control | Large Industrial | Offices | MW of Load | 1 | 2023 | 0.00098604
ENS | Low | C&I Curtailment | C&I Curtailment- Advanced Lighting Control | Large Industrial | Retail Trade | MW of Load | 1 | 2023 | 0.00865
ENS | Low | C&I Curtailment | C&I Curtailment- Advanced Lighting Control | Large Industrial | Services | MW of Load | 1 | 2023 | 0.002567
ENS | Low | C&I Curtailment | C&I Curtailment- Water Heating Control | Large Industrial | Miscellaneous | MW of Load | 1 | 2023 | 0.00056254
ENS | Low | C&I Curtailment | C&I Curtailment- Water Heating Control | Large Industrial | Offices | MW of Load | 1 | 2023 | 0.00016289
ENS | Low | C&I Curtailment | C&I Curtailment- Water Heating Control | Large Industrial | Retail Trade | MW of Load | 1 | 2023 | 0.0026325
ENS | Low | C&I Curtailment | C&I Curtailment- Water Heating Control | Large Industrial | Services | MW of Load | 1 | 2023 | 0.00078123
ENS | Low | C&I Curtailment | C&I Curtailment- Other | Large Industrial | Miscellaneous | MW of Load | 1 | 2023 | 0.012149
ENS | Low | C&I Curtailment | C&I Curtailment- Other | Large Industrial | Offices | MW of Load | 1 | 2023 | 0.0030921
ENS | Low | C&I Curtailment | C&I Curtailment- Other | Large Industrial | Retail Trade | MW of Load | 1 | 2023 | 0.028736
ENS | Low | C&I Curtailment | C&I Curtailment- Other | Large Industrial | Services | MW of Load | 1 | 2023 | 0.0085276
ENS | Low | C&I Curtailment | C&I Curtailment- Industrial | Large Industrial | Manufacturing | MW of Load | 1 | 2023 | 0.49968
ENS | Low | C&I Curtailment | C&I Curtailment- Manual HVAC Control | Interruptible Rider | Miscellaneous | MW of Load | 1 | 2023 | 0.5867
ENS | Low | C&I Curtailment | C&I Curtailment- Manual HVAC Control | Interruptible Rider | Retail Trade | MW of Load | 1 | 2023 | 0.017014
ENS | Low | C&I Curtailment | C&I Curtailment- Auto-DR HVAC Control | Interruptible Rider | Miscellaneous | MW of Load | 1 | 2023 | 0.69421
ENS | Low | C&I Curtailment | C&I Curtailment- Auto-DR HVAC Control | Interruptible Rider | Retail Trade | MW of Load | 1 | 2023 | 0.020131
ENS | Low | C&I Curtailment | C&I Curtailment- Standard Lighting Control | Interruptible Rider | Miscellaneous | MW of Load | 1 | 2023 | 0.14426
ENS | Low | C&I Curtailment | C&I Curtailment- Standard Lighting Control | Interruptible Rider | Retail Trade | MW of Load | 1 | 2023 | 0.010235
ENS | Low | C&I Curtailment | C&I Curtailment- Advanced Lighting Control | Interruptible Rider | Miscellaneous | MW of Load | 1 | 2023 | 0.07213
ENS | Low | C&I Curtailment | C&I Curtailment- Advanced Lighting Control | Interruptible Rider | Retail Trade | MW of Load | 1 | 2023 | 0.0051175
ENS | Low | C&I Curtailment | C&I Curtailment- Water Heating Control | Interruptible Rider | Miscellaneous | MW of Load | 1 | 2023 | 0.01139
ENS | Low | C&I Curtailment | C&I Curtailment- Water Heating Control | Interruptible Rider | Retail Trade | MW of Load | 1 | 2023 | 0.0014819
ENS | Low | C&I Curtailment | C&I Curtailment- Other | Interruptible Rider | Miscellaneous | MW of Load | 1 | 2023 | 0.20629
ENS | Low | C&I Curtailment | C&I Curtailment- Other | Interruptible Rider | Retail Trade | MW of Load | 1 | 2023 | 0.016484
ENS | Low | C&I Curtailment | C&I Curtailment- Industrial | Interruptible Rider | Manufacturing | MW of Load | 1 | 2023 | 0.41208
ENS | Low | Dynamic Pricing | Dynamic Pricing with enabling tech. | Small Commercial | Manufacturing | MW of Load | 1 | 2023 | 0.012598
ENS | Low | Dynamic Pricing | Dynamic Pricing with enabling tech. | Small Commercial | Miscellaneous | MW of Load | 1 | 2023 | 0.12089
ENS | Low | Dynamic Pricing | Dynamic Pricing with enabling tech. | Small Commercial | Offices | MW of Load | 1 | 2023 | 0.096786
ENS | Low | Dynamic Pricing | Dynamic Pricing with enabling tech. | Small Commercial | Retail Trade | MW of Load | 1 | 2023 | 0.22566
ENS | Low | Dynamic Pricing | Dynamic Pricing with enabling tech. | Small Commercial | Services | MW of Load | 1 | 2023 | 0.27168
ENS | Low | Dynamic Pricing | Dynamic Pricing w/o enabling tech. | Small Commercial | Manufacturing | MW of Load | 1 | 2023 | 0.00074405
ENS | Low | Dynamic Pricing | Dynamic Pricing w/o enabling tech. | Small Commercial | Miscellaneous | MW of Load | 1 | 2023 | 0.0071403
ENS | Low | Dynamic Pricing | Dynamic Pricing w/o enabling tech. | Small Commercial | Offices | MW of Load | 1 | 2023 | 0.0057164
ENS | Low | Dynamic Pricing | Dynamic Pricing w/o enabling tech. | Small Commercial | Retail Trade | MW of Load | 1 | 2023 | 0.013328
ENS | Low | Dynamic Pricing | Dynamic Pricing w/o enabling tech. | Small Commercial | Services | MW of Load | 1 | 2023 | 0.016046
ENS | Low | Dynamic Pricing | Dynamic Pricing with enabling tech. | Large Commercial | Offices | MW of Load | 1 | 2023 | 0.025948
ENS | Low | Dynamic Pricing | Dynamic Pricing with enabling tech. | Large Commercial | Services | MW of Load | 1 | 2023 | 0.16655
ENS | Low | Dynamic Pricing | Dynamic Pricing w/o enabling tech. | Large Commercial | Offices | MW of Load | 1 | 2023 | 0.0098329
ENS | Low | Dynamic Pricing | Dynamic Pricing w/o enabling tech. | Large Commercial | Services | MW of Load | 1 | 2023 | 0.063116
ENS | Low | Dynamic Pricing | Dynamic Pricing with enabling tech. | Small Industrial | Manufacturing | MW of Load | 1 | 2023 | 0.017271
ENS | Low | Dynamic Pricing | Dynamic Pricing with enabling tech. | Small Industrial | Miscellaneous | MW of Load | 1 | 2023 | 0.021727
ENS | Low | Dynamic Pricing | Dynamic Pricing with enabling tech. | Small Industrial | Offices | MW of Load | 1 | 2023 | 0.0013011
ENS | Low | Dynamic Pricing | Dynamic Pricing with enabling tech. | Small Industrial | Retail Trade | MW of Load | 1 | 2023 | 0.003653
ENS | Low | Dynamic Pricing | Dynamic Pricing with enabling tech. | Small Industrial | Services | MW of Load | 1 | 2023 | 0.0045538
ENS | Low | Dynamic Pricing | Dynamic Pricing w/o enabling tech. | Small Industrial | Manufacturing | MW of Load | 1 | 2023 | 0.0010201
ENS | Low | Dynamic Pricing | Dynamic Pricing w/o enabling tech. | Small Industrial | Miscellaneous | MW of Load | 1 | 2023 | 0.0012832
ENS | Low | Dynamic Pricing | Dynamic Pricing w/o enabling tech. | Small Industrial | Offices | MW of Load | 1 | 2023 | 7.6846e-05
ENS | Low | Dynamic Pricing | Dynamic Pricing w/o enabling tech. | Small Industrial | Retail Trade | MW of Load | 1 | 2023 | 0.00021575
ENS | Low | Dynamic Pricing | Dynamic Pricing w/o enabling tech. | Small Industrial | Services | MW of Load | 1 | 2023 | 0.00026896
ENS | Low | Dynamic Pricing | Dynamic Pricing with enabling tech. | Large Industrial | Manufacturing | MW of Load | 1 | 2023 | 0.14496
ENS | Low | Dynamic Pricing | Dynamic Pricing with enabling tech. | Large Industrial | Miscellaneous | MW of Load | 1 | 2023 | 0.064903
ENS | Low | Dynamic Pricing | Dynamic Pricing with enabling tech. | Large Industrial | Offices | MW of Load | 1 | 2023 | 0.0048464
ENS | Low | Dynamic Pricing | Dynamic Pricing with enabling tech. | Large Industrial | Retail Trade | MW of Load | 1 | 2023 | 0.024722
ENS | Low | Dynamic Pricing | Dynamic Pricing with enabling tech. | Large Industrial | Services | MW of Load | 1 | 2023 | 0.012942
ENS | Low | Dynamic Pricing | Dynamic Pricing w/o enabling tech. | Large Industrial | Manufacturing | MW of Load | 1 | 2023 | 0.054932
ENS | Low | Dynamic Pricing | Dynamic Pricing w/o enabling tech. | Large Industrial | Miscellaneous | MW of Load | 1 | 2023 | 0.024595
ENS | Low | Dynamic Pricing | Dynamic Pricing w/o enabling tech. | Large Industrial | Offices | MW of Load | 1 | 2023 | 0.0018365
ENS | Low | Dynamic Pricing | Dynamic Pricing w/o enabling tech. | Large Industrial | Retail Trade | MW of Load | 1 | 2023 | 0.0093683
ENS | Low | Dynamic Pricing | Dynamic Pricing w/o enabling tech. | Large Industrial | Services | MW of Load | 1 | 2023 | 0.0049044
ENS | Low | Dynamic Pricing | Dynamic Pricing with enabling tech. | Interruptible Rider | Manufacturing | MW of Load | 1 | 2023 | 0.051038
ENS | Low | Dynamic Pricing | Dynamic Pricing with enabling tech. | Interruptible Rider | Miscellaneous | MW of Load | 1 | 2023 | 0.10323
ENS | Low | Dynamic Pricing | Dynamic Pricing with enabling tech. | Interruptible Rider | Retail Trade | MW of Load | 1 | 2023 | 0.0060781
ENS | Low | Dynamic Pricing | Dynamic Pricing w/o enabling tech. | Interruptible Rider | Manufacturing | MW of Load | 1 | 2023 | 0.019341
ENS | Low | Dynamic Pricing | Dynamic Pricing w/o enabling tech. | Interruptible Rider | Miscellaneous | MW of Load | 1 | 2023 | 0.03912
ENS | Low | Dynamic Pricing | Dynamic Pricing w/o enabling tech. | Interruptible Rider | Retail Trade | MW of Load | 1 | 2023 | 0.0023033
ENS | Low | Dynamic Pricing | Dynamic Pricing with enabling tech. | Residential | Residential Market Rate | MW of Load | 1 | 2023 | 4.3791
ENS | Low | Dynamic Pricing | Dynamic Pricing w/o enabling tech. | Residential | Residential Market Rate | MW of Load | 1 | 2023 | 2.4489
ENS | Low | BTM Battery Control | BTM Battery Control | Small Commercial | Manufacturing | MW of Load | 0 | 2023 | 0.0021702
ENS | Low | BTM Battery Control | BTM Battery Control | Small Commercial | Miscellaneous | MW of Load | 0 | 2023 | 0.015992
ENS | Low | BTM Battery Control | BTM Battery Control | Small Commercial | Offices | MW of Load | 0 | 2023 | 0.0055477
ENS | Low | BTM Battery Control | BTM Battery Control | Small Commercial | Retail Trade | MW of Load | 0 | 2023 | 0.0096818
ENS | Low | BTM Battery Control | BTM Battery Control | Small Commercial | Services | MW of Load | 0 | 2023 | 0.021073
ENS | Low | BTM Battery Control | BTM Battery Control | Large Commercial | Offices | MW of Load | 0 | 2023 | 0.0031529
ENS | Low | BTM Battery Control | BTM Battery Control | Large Commercial | Services | MW of Load | 0 | 2023 | 0.016816
ENS | Low | BTM Battery Control | BTM Battery Control | Small Industrial | Manufacturing | MW of Load | 0 | 2023 | 5.348e-05
ENS | Low | BTM Battery Control | BTM Battery Control | Small Industrial | Miscellaneous | MW of Load | 0 | 2023 | 0.00034552
ENS | Low | BTM Battery Control | BTM Battery Control | Small Industrial | Offices | MW of Load | 0 | 2023 | 0.0001364
ENS | Low | BTM Battery Control | BTM Battery Control | Small Industrial | Retail Trade | MW of Load | 0 | 2023 | 0.00023736
ENS | Low | BTM Battery Control | BTM Battery Control | Small Industrial | Services | MW of Load | 0 | 2023 | 0.00051677
ENS | Low | BTM Battery Control | BTM Battery Control | Large Industrial | Manufacturing | MW of Load | 0 | 2023 | 0.0020642
ENS | Low | BTM Battery Control | BTM Battery Control | Large Industrial | Miscellaneous | MW of Load | 0 | 2023 | 0.0095704
ENS | Low | BTM Battery Control | BTM Battery Control | Large Industrial | Offices | MW of Load | 0 | 2023 | 0.0011259
ENS | Low | BTM Battery Control | BTM Battery Control | Large Industrial | Retail Trade | MW of Load | 0 | 2023 | 0.0056296
ENS | Low | BTM Battery Control | BTM Battery Control | Large Industrial | Services | MW of Load | 0 | 2023 | 0.012198
ENS | Low | BTM Battery Control | BTM Battery Control | Interruptible Rider | Manufacturing | MW of Load | 0 | 2023 | 0.0027592
ENS | Low | BTM Battery Control | BTM Battery Control | Interruptible Rider | Miscellaneous | MW of Load | 0 | 2023 | 0.0073579
ENS | Low | BTM Battery Control | BTM Battery Control | Interruptible Rider | Retail Trade | MW of Load | 0 | 2023 | 0.011037
ENS | Low | BTM Battery Control | BTM Battery Control | Residential | Residential LI | MW of Load | 0 | 2023 | 0.069509
ENS | Low | BTM Battery Control | BTM Battery Control | Residential | Residential Market Rate | MW of Load | 0 | 2023 | 0.43273
ENS | Low | EV Charging Control | EV Charging Control | EV | EV | MW of Load | 0 | 2023 | 0.052756
ENS | Low | Behavioral DR | Behavioral DR | Residential | Residential LI | MW of Load | 0 | 2023 | 0.11372
ENS | Low | Behavioral DR | Behavioral DR | Residential | Residential Market Rate | MW of Load | 0 | 2023 | 0.71374
ENS | Low | DLC | DLC-Switch-Water Heating | Small Commercial | Miscellaneous | MW of Load | 1 | 2024 | 0.024904
ENS | Low | DLC | DLC-Switch-Water Heating | Small Commercial | Offices | MW of Load | 1 | 2024 | 0.015076
ENS | Low | DLC | DLC-Switch-Water Heating | Small Commercial | Retail Trade | MW of Load | 1 | 2024 | 0.085273
ENS | Low | DLC | DLC-Switch-Water Heating | Small Commercial | Services | MW of Load | 1 | 2024 | 0.10261
ENS | Low | DLC | DLC-Thermostat-HVAC | Small Commercial | Miscellaneous | MW of Load | 1 | 2024 | 0.17244
ENS | Low | DLC | DLC-Thermostat-HVAC | Small Commercial | Offices | MW of Load | 1 | 2024 | 0.25176
ENS | Low | DLC | DLC-Thermostat-HVAC | Small Commercial | Retail Trade | MW of Load | 1 | 2024 | 0.26479
ENS | Low | DLC | DLC-Thermostat-HVAC | Small Commercial | Services | MW of Load | 1 | 2024 | 0.31876
ENS | Low | DLC | DLC-Switch-Water Heating | Small Industrial | Miscellaneous | MW of Load | 1 | 2024 | 0.005057
ENS | Low | DLC | DLC-Switch-Water Heating | Small Industrial | Offices | MW of Load | 1 | 2024 | 0.00020239
ENS | Low | DLC | DLC-Switch-Water Heating | Small Industrial | Retail Trade | MW of Load | 1 | 2024 | 0.0013677
ENS | Low | DLC | DLC-Switch-Water Heating | Small Industrial | Services | MW of Load | 1 | 2024 | 0.001705
ENS | Low | DLC | DLC-Thermostat-HVAC | Small Industrial | Miscellaneous | MW of Load | 1 | 2024 | 0.036343
ENS | Low | DLC | DLC-Thermostat-HVAC | Small Industrial | Offices | MW of Load | 1 | 2024 | 0.0034293
ENS | Low | DLC | DLC-Thermostat-HVAC | Small Industrial | Retail Trade | MW of Load | 1 | 2024 | 0.004365
ENS | Low | DLC | DLC-Thermostat-HVAC | Small Industrial | Services | MW of Load | 1 | 2024 | 0.0054414
ENS | Low | DLC | DLC-Switch-Water Heating | Residential | Residential LI | MW of Load | 1 | 2024 | 2.9402
ENS | Low | DLC | DLC-Switch-Water Heating | Residential | Residential Market Rate | MW of Load | 1 | 2024 | 9.1523
ENS | Low | DLC | DLC-Thermostat-Heat Pump | Residential | Residential LI | MW of Load | 1 | 2024 | 0.11428
ENS | Low | DLC | DLC-Thermostat-Heat Pump | Residential | Residential Market Rate | MW of Load | 1 | 2024 | 4.6213
ENS | Low | DLC | DLC-Thermostat-Electric Furnace | Residential | Residential LI | MW of Load | 1 | 2024 | 3.1906
ENS | Low | DLC | DLC-Thermostat-Electric Furnace | Residential | Residential Market Rate | MW of Load | 1 | 2024 | 3.9031
ENS | Low | C&I Curtailment | C&I Curtailment- Manual HVAC Control | Large Commercial | Offices | MW of Load | 1 | 2024 | 0.07065
ENS | Low | C&I Curtailment | C&I Curtailment- Manual HVAC Control | Large Commercial | Services | MW of Load | 1 | 2024 | 0.14857
ENS | Low | C&I Curtailment | C&I Curtailment- Auto-DR HVAC Control | Large Commercial | Offices | MW of Load | 1 | 2024 | 0.10353
ENS | Low | C&I Curtailment | C&I Curtailment- Auto-DR HVAC Control | Large Commercial | Services | MW of Load | 1 | 2024 | 0.21771
ENS | Low | C&I Curtailment | C&I Curtailment- Standard Lighting Control | Large Commercial | Offices | MW of Load | 1 | 2024 | 0.014526
ENS | Low | C&I Curtailment | C&I Curtailment- Standard Lighting Control | Large Commercial | Services | MW of Load | 1 | 2024 | 0.093485
ENS | Low | C&I Curtailment | C&I Curtailment- Advanced Lighting Control | Large Commercial | Offices | MW of Load | 1 | 2024 | 0.0072632
ENS | Low | C&I Curtailment | C&I Curtailment- Advanced Lighting Control | Large Commercial | Services | MW of Load | 1 | 2024 | 0.046742
ENS | Low | C&I Curtailment | C&I Curtailment- Water Heating Control | Large Commercial | Offices | MW of Load | 1 | 2024 | 0.0013325
ENS | Low | C&I Curtailment | C&I Curtailment- Water Heating Control | Large Commercial | Services | MW of Load | 1 | 2024 | 0.01482
ENS | Low | C&I Curtailment | C&I Curtailment- Other | Large Commercial | Offices | MW of Load | 1 | 2024 | 0.02402
ENS | Low | C&I Curtailment | C&I Curtailment- Other | Large Commercial | Services | MW of Load | 1 | 2024 | 0.1604
ENS | Low | C&I Curtailment | C&I Curtailment- Manual HVAC Control | Large Industrial | Miscellaneous | MW of Load | 1 | 2024 | 0.023189
ENS | Low | C&I Curtailment | C&I Curtailment- Manual HVAC Control | Large Industrial | Offices | MW of Load | 1 | 2024 | 0.013646
ENS | Low | C&I Curtailment | C&I Curtailment- Manual HVAC Control | Large Industrial | Retail Trade | MW of Load | 1 | 2024 | 0.040551
ENS | Low | C&I Curtailment | C&I Curtailment- Manual HVAC Control | Large Industrial | Services | MW of Load | 1 | 2024 | 0.012034
ENS | Low | C&I Curtailment | C&I Curtailment- Auto-DR HVAC Control | Large Industrial | Miscellaneous | MW of Load | 1 | 2024 | 0.03398
ENS | Low | C&I Curtailment | C&I Curtailment- Auto-DR HVAC Control | Large Industrial | Offices | MW of Load | 1 | 2024 | 0.019996
ENS | Low | C&I Curtailment | C&I Curtailment- Auto-DR HVAC Control | Large Industrial | Retail Trade | MW of Load | 1 | 2024 | 0.059422
ENS | Low | C&I Curtailment | C&I Curtailment- Auto-DR HVAC Control | Large Industrial | Services | MW of Load | 1 | 2024 | 0.017634
ENS | Low | C&I Curtailment | C&I Curtailment- Standard Lighting Control | Large Industrial | Miscellaneous | MW of Load | 1 | 2024 | 0.015324
ENS | Low | C&I Curtailment | C&I Curtailment- Standard Lighting Control | Large Industrial | Offices | MW of Load | 1 | 2024 | 0.0029163
ENS | Low | C&I Curtailment | C&I Curtailment- Standard Lighting Control | Large Industrial | Retail Trade | MW of Load | 1 | 2024 | 0.025516
ENS | Low | C&I Curtailment | C&I Curtailment- Standard Lighting Control | Large Industrial | Services | MW of Load | 1 | 2024 | 0.0075721
ENS | Low | C&I Curtailment | C&I Curtailment- Advanced Lighting Control | Large Industrial | Miscellaneous | MW of Load | 1 | 2024 | 0.0076619
ENS | Low | C&I Curtailment | C&I Curtailment- Advanced Lighting Control | Large Industrial | Offices | MW of Load | 1 | 2024 | 0.0014581
ENS | Low | C&I Curtailment | C&I Curtailment- Advanced Lighting Control | Large Industrial | Retail Trade | MW of Load | 1 | 2024 | 0.012758
ENS | Low | C&I Curtailment | C&I Curtailment- Advanced Lighting Control | Large Industrial | Services | MW of Load | 1 | 2024 | 0.003786
ENS | Low | C&I Curtailment | C&I Curtailment- Water Heating Control | Large Industrial | Miscellaneous | MW of Load | 1 | 2024 | 0.00084776
ENS | Low | C&I Curtailment | C&I Curtailment- Water Heating Control | Large Industrial | Offices | MW of Load | 1 | 2024 | 0.00024794
ENS | Low | C&I Curtailment | C&I Curtailment- Water Heating Control | Large Industrial | Retail Trade | MW of Load | 1 | 2024 | 0.0040449
ENS | Low | C&I Curtailment | C&I Curtailment- Water Heating Control | Large Industrial | Services | MW of Load | 1 | 2024 | 0.0012004
ENS | Low | C&I Curtailment | C&I Curtailment- Other | Large Industrial | Miscellaneous | MW of Load | 1 | 2024 | 0.018347
ENS | Low | C&I Curtailment | C&I Curtailment- Other | Large Industrial | Offices | MW of Load | 1 | 2024 | 0.004716
ENS | Low | C&I Curtailment | C&I Curtailment- Other | Large Industrial | Retail Trade | MW of Load | 1 | 2024 | 0.04378
ENS | Low | C&I Curtailment | C&I Curtailment- Other | Large Industrial | Services | MW of Load | 1 | 2024 | 0.012992
ENS | Low | C&I Curtailment | C&I Curtailment- Industrial | Large Industrial | Manufacturing | MW of Load | 1 | 2024 | 0.74129
ENS | Low | C&I Curtailment | C&I Curtailment- Manual HVAC Control | Interruptible Rider | Miscellaneous | MW of Load | 1 | 2024 | 0.78436
ENS | Low | C&I Curtailment | C&I Curtailment- Manual HVAC Control | Interruptible Rider | Retail Trade | MW of Load | 1 | 2024 | 0.022582
ENS | Low | C&I Curtailment | C&I Curtailment- Auto-DR HVAC Control | Interruptible Rider | Miscellaneous | MW of Load | 1 | 2024 | 1.1494
ENS | Low | C&I Curtailment | C&I Curtailment- Auto-DR HVAC Control | Interruptible Rider | Retail Trade | MW of Load | 1 | 2024 | 0.033091
ENS | Low | C&I Curtailment | C&I Curtailment- Standard Lighting Control | Interruptible Rider | Miscellaneous | MW of Load | 1 | 2024 | 0.20671
ENS | Low | C&I Curtailment | C&I Curtailment- Standard Lighting Control | Interruptible Rider | Retail Trade | MW of Load | 1 | 2024 | 0.014742
ENS | Low | C&I Curtailment | C&I Curtailment- Advanced Lighting Control | Interruptible Rider | Miscellaneous | MW of Load | 1 | 2024 | 0.10335
ENS | Low | C&I Curtailment | C&I Curtailment- Advanced Lighting Control | Interruptible Rider | Retail Trade | MW of Load | 1 | 2024 | 0.0073712
ENS | Low | C&I Curtailment | C&I Curtailment- Water Heating Control | Interruptible Rider | Miscellaneous | MW of Load | 1 | 2024 | 0.016764
ENS | Low | C&I Curtailment | C&I Curtailment- Water Heating Control | Interruptible Rider | Retail Trade | MW of Load | 1 | 2024 | 0.002187
ENS | Low | C&I Curtailment | C&I Curtailment- Other | Interruptible Rider | Miscellaneous | MW of Load | 1 | 2024 | 0.30329
ENS | Low | C&I Curtailment | C&I Curtailment- Other | Interruptible Rider | Retail Trade | MW of Load | 1 | 2024 | 0.024277
ENS | Low | C&I Curtailment | C&I Curtailment- Industrial | Interruptible Rider | Manufacturing | MW of Load | 1 | 2024 | 0.5978
ENS | Low | Dynamic Pricing | Dynamic Pricing with enabling tech. | Small Commercial | Manufacturing | MW of Load | 1 | 2024 | 0.024061
ENS | Low | Dynamic Pricing | Dynamic Pricing with enabling tech. | Small Commercial | Miscellaneous | MW of Load | 1 | 2024 | 0.23329
ENS | Low | Dynamic Pricing | Dynamic Pricing with enabling tech. | Small Commercial | Offices | MW of Load | 1 | 2024 | 0.18671
ENS | Low | Dynamic Pricing | Dynamic Pricing with enabling tech. | Small Commercial | Retail Trade | MW of Load | 1 | 2024 | 0.43449
ENS | Low | Dynamic Pricing | Dynamic Pricing with enabling tech. | Small Commercial | Services | MW of Load | 1 | 2024 | 0.52307
ENS | Low | Dynamic Pricing | Dynamic Pricing w/o enabling tech. | Small Commercial | Manufacturing | MW of Load | 1 | 2024 | 0.0014211
ENS | Low | Dynamic Pricing | Dynamic Pricing w/o enabling tech. | Small Commercial | Miscellaneous | MW of Load | 1 | 2024 | 0.013779
ENS | Low | Dynamic Pricing | Dynamic Pricing w/o enabling tech. | Small Commercial | Offices | MW of Load | 1 | 2024 | 0.011028
ENS | Low | Dynamic Pricing | Dynamic Pricing w/o enabling tech. | Small Commercial | Retail Trade | MW of Load | 1 | 2024 | 0.025662
ENS | Low | Dynamic Pricing | Dynamic Pricing w/o enabling tech. | Small Commercial | Services | MW of Load | 1 | 2024 | 0.030894
ENS | Low | Dynamic Pricing | Dynamic Pricing with enabling tech. | Large Commercial | Offices | MW of Load | 1 | 2024 | 0.047446
ENS | Low | Dynamic Pricing | Dynamic Pricing with enabling tech. | Large Commercial | Services | MW of Load | 1 | 2024 | 0.30933
ENS | Low | Dynamic Pricing | Dynamic Pricing w/o enabling tech. | Large Commercial | Offices | MW of Load | 1 | 2024 | 0.01798
ENS | Low | Dynamic Pricing | Dynamic Pricing w/o enabling tech. | Large Commercial | Services | MW of Load | 1 | 2024 | 0.11722
ENS | Low | Dynamic Pricing | Dynamic Pricing with enabling tech. | Small Industrial | Manufacturing | MW of Load | 1 | 2024 | 0.033538
ENS | Low | Dynamic Pricing | Dynamic Pricing with enabling tech. | Small Industrial | Miscellaneous | MW of Load | 1 | 2024 | 0.04255
ENS | Low | Dynamic Pricing | Dynamic Pricing with enabling tech. | Small Industrial | Offices | MW of Load | 1 | 2024 | 0.0025543
ENS | Low | Dynamic Pricing | Dynamic Pricing with enabling tech. | Small Industrial | Retail Trade | MW of Load | 1 | 2024 | 0.0071691
ENS | Low | Dynamic Pricing | Dynamic Pricing with enabling tech. | Small Industrial | Services | MW of Load | 1 | 2024 | 0.0089371
ENS | Low | Dynamic Pricing | Dynamic Pricing w/o enabling tech. | Small Industrial | Manufacturing | MW of Load | 1 | 2024 | 0.0019808
ENS | Low | Dynamic Pricing | Dynamic Pricing w/o enabling tech. | Small Industrial | Miscellaneous | MW of Load | 1 | 2024 | 0.0025131
ENS | Low | Dynamic Pricing | Dynamic Pricing w/o enabling tech. | Small Industrial | Offices | MW of Load | 1 | 2024 | 0.00015086
ENS | Low | Dynamic Pricing | Dynamic Pricing w/o enabling tech. | Small Industrial | Retail Trade | MW of Load | 1 | 2024 | 0.00042343
ENS | Low | Dynamic Pricing | Dynamic Pricing w/o enabling tech. | Small Industrial | Services | MW of Load | 1 | 2024 | 0.00052785
ENS | Low | Dynamic Pricing | Dynamic Pricing with enabling tech. | Large Industrial | Manufacturing | MW of Load | 1 | 2024 | 0.26579
ENS | Low | Dynamic Pricing | Dynamic Pricing with enabling tech. | Large Industrial | Miscellaneous | MW of Load | 1 | 2024 | 0.12848
ENS | Low | Dynamic Pricing | Dynamic Pricing with enabling tech. | Large Industrial | Offices | MW of Load | 1 | 2024 | 0.0092636
ENS | Low | Dynamic Pricing | Dynamic Pricing with enabling tech. | Large Industrial | Retail Trade | MW of Load | 1 | 2024 | 0.04628
ENS | Low | Dynamic Pricing | Dynamic Pricing with enabling tech. | Large Industrial | Services | MW of Load | 1 | 2024 | 0.025055
ENS | Low | Dynamic Pricing | Dynamic Pricing w/o enabling tech. | Large Industrial | Manufacturing | MW of Load | 1 | 2024 | 0.10072
ENS | Low | Dynamic Pricing | Dynamic Pricing w/o enabling tech. | Large Industrial | Miscellaneous | MW of Load | 1 | 2024 | 0.048686
ENS | Low | Dynamic Pricing | Dynamic Pricing w/o enabling tech. | Large Industrial | Offices | MW of Load | 1 | 2024 | 0.0035104
ENS | Low | Dynamic Pricing | Dynamic Pricing w/o enabling tech. | Large Industrial | Retail Trade | MW of Load | 1 | 2024 | 0.017538
ENS | Low | Dynamic Pricing | Dynamic Pricing w/o enabling tech. | Large Industrial | Services | MW of Load | 1 | 2024 | 0.0094946
ENS | Low | Dynamic Pricing | Dynamic Pricing with enabling tech. | Interruptible Rider | Manufacturing | MW of Load | 1 | 2024 | 0.081827
ENS | Low | Dynamic Pricing | Dynamic Pricing with enabling tech. | Interruptible Rider | Miscellaneous | MW of Load | 1 | 2024 | 0.16727
ENS | Low | Dynamic Pricing | Dynamic Pricing with enabling tech. | Interruptible Rider | Retail Trade | MW of Load | 1 | 2024 | 0.0098485
ENS | Low | Dynamic Pricing | Dynamic Pricing w/o enabling tech. | Interruptible Rider | Manufacturing | MW of Load | 1 | 2024 | 0.031008
ENS | Low | Dynamic Pricing | Dynamic Pricing w/o enabling tech. | Interruptible Rider | Miscellaneous | MW of Load | 1 | 2024 | 0.063388
ENS | Low | Dynamic Pricing | Dynamic Pricing w/o enabling tech. | Interruptible Rider | Retail Trade | MW of Load | 1 | 2024 | 0.0037321
ENS | Low | Dynamic Pricing | Dynamic Pricing with enabling tech. | Residential | Residential Market Rate | MW of Load | 1 | 2024 | 8.5637
ENS | Low | Dynamic Pricing | Dynamic Pricing w/o enabling tech. | Residential | Residential Market Rate | MW of Load | 1 | 2024 | 4.7889
ENS | Low | BTM Battery Control | BTM Battery Control | Small Commercial | Manufacturing | MW of Load | 0 | 2024 | 0.0066281
ENS | Low | BTM Battery Control | BTM Battery Control | Small Commercial | Miscellaneous | MW of Load | 0 | 2024 | 0.048864
ENS | Low | BTM Battery Control | BTM Battery Control | Small Commercial | Offices | MW of Load | 0 | 2024 | 0.016944
ENS | Low | BTM Battery Control | BTM Battery Control | Small Commercial | Retail Trade | MW of Load | 0 | 2024 | 0.029566
ENS | Low | BTM Battery Control | BTM Battery Control | Small Commercial | Services | MW of Load | 0 | 2024 | 0.064357
ENS | Low | BTM Battery Control | BTM Battery Control | Large Commercial | Offices | MW of Load | 0 | 2024 | 0.0096297
ENS | Low | BTM Battery Control | BTM Battery Control | Large Commercial | Services | MW of Load | 0 | 2024 | 0.051358
ENS | Low | BTM Battery Control | BTM Battery Control | Small Industrial | Manufacturing | MW of Load | 0 | 2024 | 0.00016334
ENS | Low | BTM Battery Control | BTM Battery Control | Small Industrial | Miscellaneous | MW of Load | 0 | 2024 | 0.0010553
ENS | Low | BTM Battery Control | BTM Battery Control | Small Industrial | Offices | MW of Load | 0 | 2024 | 0.00041661
ENS | Low | BTM Battery Control | BTM Battery Control | Small Industrial | Retail Trade | MW of Load | 0 | 2024 | 0.00072493
ENS | Low | BTM Battery Control | BTM Battery Control | Small Industrial | Services | MW of Load | 0 | 2024 | 0.0015783
ENS | Low | BTM Battery Control | BTM Battery Control | Large Industrial | Manufacturing | MW of Load | 0 | 2024 | 0.0063045
ENS | Low | BTM Battery Control | BTM Battery Control | Large Industrial | Miscellaneous | MW of Load | 0 | 2024 | 0.02923
ENS | Low | BTM Battery Control | BTM Battery Control | Large Industrial | Offices | MW of Load | 0 | 2024 | 0.0034388
ENS | Low | BTM Battery Control | BTM Battery Control | Large Industrial | Retail Trade | MW of Load | 0 | 2024 | 0.017194
ENS | Low | BTM Battery Control | BTM Battery Control | Large Industrial | Services | MW of Load | 0 | 2024 | 0.037254
ENS | Low | BTM Battery Control | BTM Battery Control | Interruptible Rider | Manufacturing | MW of Load | 0 | 2024 | 0.0084272
ENS | Low | BTM Battery Control | BTM Battery Control | Interruptible Rider | Miscellaneous | MW of Load | 0 | 2024 | 0.022472
ENS | Low | BTM Battery Control | BTM Battery Control | Interruptible Rider | Retail Trade | MW of Load | 0 | 2024 | 0.033709
ENS | Low | BTM Battery Control | BTM Battery Control | Residential | Residential LI | MW of Load | 0 | 2024 | 0.21334
ENS | Low | BTM Battery Control | BTM Battery Control | Residential | Residential Market Rate | MW of Load | 0 | 2024 | 1.3281
ENS | Low | EV Charging Control | EV Charging Control | EV | EV | MW of Load | 0 | 2024 | 0.14088
ENS | Low | Behavioral DR | Behavioral DR | Residential | Residential LI | MW of Load | 0 | 2024 | 0.21519
ENS | Low | Behavioral DR | Behavioral DR | Residential | Residential Market Rate | MW of Load | 0 | 2024 | 1.3282
ENS | Low | DLC | DLC-Switch-Water Heating | Small Commercial | Miscellaneous | MW of Load | 1 | 2025 | 0.027424
ENS | Low | DLC | DLC-Switch-Water Heating | Small Commercial | Offices | MW of Load | 1 | 2025 | 0.016553
ENS | Low | DLC | DLC-Switch-Water Heating | Small Commercial | Retail Trade | MW of Load | 1 | 2025 | 0.093996
ENS | Low | DLC | DLC-Switch-Water Heating | Small Commercial | Services | MW of Load | 1 | 2025 | 0.1131
ENS | Low | DLC | DLC-Thermostat-HVAC | Small Commercial | Miscellaneous | MW of Load | 1 | 2025 | 0.18717
ENS | Low | DLC | DLC-Thermostat-HVAC | Small Commercial | Offices | MW of Load | 1 | 2025 | 0.27502
ENS | Low | DLC | DLC-Thermostat-HVAC | Small Commercial | Retail Trade | MW of Load | 1 | 2025 | 0.28616
ENS | Low | DLC | DLC-Thermostat-HVAC | Small Commercial | Services | MW of Load | 1 | 2025 | 0.34449
ENS | Low | DLC | DLC-Switch-Water Heating | Small Industrial | Miscellaneous | MW of Load | 1 | 2025 | 0.005654
ENS | Low | DLC | DLC-Switch-Water Heating | Small Industrial | Offices | MW of Load | 1 | 2025 | 0.00022544
ENS | Low | DLC | DLC-Switch-Water Heating | Small Industrial | Retail Trade | MW of Load | 1 | 2025 | 0.0015287
ENS | Low | DLC | DLC-Switch-Water Heating | Small Industrial | Services | MW of Load | 1 | 2025 | 0.0019057
ENS | Low | DLC | DLC-Thermostat-HVAC | Small Industrial | Miscellaneous | MW of Load | 1 | 2025 | 0.040188
ENS | Low | DLC | DLC-Thermostat-HVAC | Small Industrial | Offices | MW of Load | 1 | 2025 | 0.0038144
ENS | Low | DLC | DLC-Thermostat-HVAC | Small Industrial | Retail Trade | MW of Load | 1 | 2025 | 0.0048158
ENS | Low | DLC | DLC-Thermostat-HVAC | Small Industrial | Services | MW of Load | 1 | 2025 | 0.0060034
ENS | Low | DLC | DLC-Switch-Water Heating | Residential | Residential LI | MW of Load | 1 | 2025 | 3.2614
ENS | Low | DLC | DLC-Switch-Water Heating | Residential | Residential Market Rate | MW of Load | 1 | 2025 | 10.1484
ENS | Low | DLC | DLC-Thermostat-Heat Pump | Residential | Residential LI | MW of Load | 1 | 2025 | 0.14371
ENS | Low | DLC | DLC-Thermostat-Heat Pump | Residential | Residential Market Rate | MW of Load | 1 | 2025 | 5.2009
ENS | Low | DLC | DLC-Thermostat-Electric Furnace | Residential | Residential LI | MW of Load | 1 | 2025 | 3.5301
ENS | Low | DLC | DLC-Thermostat-Electric Furnace | Residential | Residential Market Rate | MW of Load | 1 | 2025 | 4.2705
ENS | Low | C&I Curtailment | C&I Curtailment- Manual HVAC Control | Large Commercial | Offices | MW of Load | 1 | 2025 | 0.06886
ENS | Low | C&I Curtailment | C&I Curtailment- Manual HVAC Control | Large Commercial | Services | MW of Load | 1 | 2025 | 0.14325
ENS | Low | C&I Curtailment | C&I Curtailment- Auto-DR HVAC Control | Large Commercial | Offices | MW of Load | 1 | 2025 | 0.12183
ENS | Low | C&I Curtailment | C&I Curtailment- Auto-DR HVAC Control | Large Commercial | Services | MW of Load | 1 | 2025 | 0.25346
ENS | Low | C&I Curtailment | C&I Curtailment- Standard Lighting Control | Large Commercial | Offices | MW of Load | 1 | 2025 | 0.014972
ENS | Low | C&I Curtailment | C&I Curtailment- Standard Lighting Control | Large Commercial | Services | MW of Load | 1 | 2025 | 0.097114
ENS | Low | C&I Curtailment | C&I Curtailment- Advanced Lighting Control | Large Commercial | Offices | MW of Load | 1 | 2025 | 0.0074862
ENS | Low | C&I Curtailment | C&I Curtailment- Advanced Lighting Control | Large Commercial | Services | MW of Load | 1 | 2025 | 0.048557
ENS | Low | C&I Curtailment | C&I Curtailment- Water Heating Control | Large Commercial | Offices | MW of Load | 1 | 2025 | 0.0014379
ENS | Low | C&I Curtailment | C&I Curtailment- Water Heating Control | Large Commercial | Services | MW of Load | 1 | 2025 | 0.015997
ENS | Low | C&I Curtailment | C&I Curtailment- Other | Large Commercial | Offices | MW of Load | 1 | 2025 | 0.02564
ENS | Low | C&I Curtailment | C&I Curtailment- Other | Large Commercial | Services | MW of Load | 1 | 2025 | 0.17175
ENS | Low | C&I Curtailment | C&I Curtailment- Manual HVAC Control | Large Industrial | Miscellaneous | MW of Load | 1 | 2025 | 0.023062
ENS | Low | C&I Curtailment | C&I Curtailment- Manual HVAC Control | Large Industrial | Offices | MW of Load | 1 | 2025 | 0.013713
ENS | Low | C&I Curtailment | C&I Curtailment- Manual HVAC Control | Large Industrial | Retail Trade | MW of Load | 1 | 2025 | 0.040303
ENS | Low | C&I Curtailment | C&I Curtailment- Manual HVAC Control | Large Industrial | Services | MW of Load | 1 | 2025 | 0.01196
ENS | Low | C&I Curtailment | C&I Curtailment- Auto-DR HVAC Control | Large Industrial | Miscellaneous | MW of Load | 1 | 2025 | 0.040803
ENS | Low | C&I Curtailment | C&I Curtailment- Auto-DR HVAC Control | Large Industrial | Offices | MW of Load | 1 | 2025 | 0.024262
ENS | Low | C&I Curtailment | C&I Curtailment- Auto-DR HVAC Control | Large Industrial | Retail Trade | MW of Load | 1 | 2025 | 0.071309
ENS | Low | C&I Curtailment | C&I Curtailment- Auto-DR HVAC Control | Large Industrial | Services | MW of Load | 1 | 2025 | 0.021162
ENS | Low | C&I Curtailment | C&I Curtailment- Standard Lighting Control | Large Industrial | Miscellaneous | MW of Load | 1 | 2025 | 0.016505
ENS | Low | C&I Curtailment | C&I Curtailment- Standard Lighting Control | Large Industrial | Offices | MW of Load | 1 | 2025 | 0.0031327
ENS | Low | C&I Curtailment | C&I Curtailment- Standard Lighting Control | Large Industrial | Retail Trade | MW of Load | 1 | 2025 | 0.027322
ENS | Low | C&I Curtailment | C&I Curtailment- Standard Lighting Control | Large Industrial | Services | MW of Load | 1 | 2025 | 0.0081081
ENS | Low | C&I Curtailment | C&I Curtailment- Advanced Lighting Control | Large Industrial | Miscellaneous | MW of Load | 1 | 2025 | 0.0082526
ENS | Low | C&I Curtailment | C&I Curtailment- Advanced Lighting Control | Large Industrial | Offices | MW of Load | 1 | 2025 | 0.0015663
ENS | Low | C&I Curtailment | C&I Curtailment- Advanced Lighting Control | Large Industrial | Retail Trade | MW of Load | 1 | 2025 | 0.013661
ENS | Low | C&I Curtailment | C&I Curtailment- Advanced Lighting Control | Large Industrial | Services | MW of Load | 1 | 2025 | 0.0040541
ENS | Low | C&I Curtailment | C&I Curtailment- Water Heating Control | Large Industrial | Miscellaneous | MW of Load | 1 | 2025 | 0.00093085
ENS | Low | C&I Curtailment | C&I Curtailment- Water Heating Control | Large Industrial | Offices | MW of Load | 1 | 2025 | 0.00027363
ENS | Low | C&I Curtailment | C&I Curtailment- Water Heating Control | Large Industrial | Retail Trade | MW of Load | 1 | 2025 | 0.0045007
ENS | Low | C&I Curtailment | C&I Curtailment- Water Heating Control | Large Industrial | Services | MW of Load | 1 | 2025 | 0.0013356
ENS | Low | C&I Curtailment | C&I Curtailment- Other | Large Industrial | Miscellaneous | MW of Load | 1 | 2025 | 0.020134
ENS | Low | C&I Curtailment | C&I Curtailment- Other | Large Industrial | Offices | MW of Load | 1 | 2025 | 0.0052113
ENS | Low | C&I Curtailment | C&I Curtailment- Other | Large Industrial | Retail Trade | MW of Load | 1 | 2025 | 0.04832
ENS | Low | C&I Curtailment | C&I Curtailment- Other | Large Industrial | Services | MW of Load | 1 | 2025 | 0.014339
ENS | Low | C&I Curtailment | C&I Curtailment- Industrial | Large Industrial | Manufacturing | MW of Load | 1 | 2025 | 0.80108
ENS | Low | C&I Curtailment | C&I Curtailment- Manual HVAC Control | Interruptible Rider | Miscellaneous | MW of Load | 1 | 2025 | 0.7697
ENS | Low | C&I Curtailment | C&I Curtailment- Manual HVAC Control | Interruptible Rider | Retail Trade | MW of Load | 1 | 2025 | 0.021984
ENS | Low | C&I Curtailment | C&I Curtailment- Auto-DR HVAC Control | Interruptible Rider | Miscellaneous | MW of Load | 1 | 2025 | 1.3618
ENS | Low | C&I Curtailment | C&I Curtailment- Auto-DR HVAC Control | Interruptible Rider | Retail Trade | MW of Load | 1 | 2025 | 0.038896
ENS | Low | C&I Curtailment | C&I Curtailment- Standard Lighting Control | Interruptible Rider | Miscellaneous | MW of Load | 1 | 2025 | 0.21722
ENS | Low | C&I Curtailment | C&I Curtailment- Standard Lighting Control | Interruptible Rider | Retail Trade | MW of Load | 1 | 2025 | 0.015573
ENS | Low | C&I Curtailment | C&I Curtailment- Advanced Lighting Control | Interruptible Rider | Miscellaneous | MW of Load | 1 | 2025 | 0.10861
ENS | Low | C&I Curtailment | C&I Curtailment- Advanced Lighting Control | Interruptible Rider | Retail Trade | MW of Load | 1 | 2025 | 0.0077863
ENS | Low | C&I Curtailment | C&I Curtailment- Water Heating Control | Interruptible Rider | Miscellaneous | MW of Load | 1 | 2025 | 0.01809
ENS | Low | C&I Curtailment | C&I Curtailment- Water Heating Control | Interruptible Rider | Retail Trade | MW of Load | 1 | 2025 | 0.0023662
ENS | Low | C&I Curtailment | C&I Curtailment- Other | Interruptible Rider | Miscellaneous | MW of Load | 1 | 2025 | 0.327
ENS | Low | C&I Curtailment | C&I Curtailment- Other | Interruptible Rider | Retail Trade | MW of Load | 1 | 2025 | 0.026218
ENS | Low | C&I Curtailment | C&I Curtailment- Industrial | Interruptible Rider | Manufacturing | MW of Load | 1 | 2025 | 0.6364
ENS | Low | Dynamic Pricing | Dynamic Pricing with enabling tech. | Small Commercial | Manufacturing | MW of Load | 1 | 2025 | 0.034859
ENS | Low | Dynamic Pricing | Dynamic Pricing with enabling tech. | Small Commercial | Miscellaneous | MW of Load | 1 | 2025 | 0.341
ENS | Low | Dynamic Pricing | Dynamic Pricing with enabling tech. | Small Commercial | Offices | MW of Load | 1 | 2025 | 0.27296
ENS | Low | Dynamic Pricing | Dynamic Pricing with enabling tech. | Small Commercial | Retail Trade | MW of Load | 1 | 2025 | 0.63401
ENS | Low | Dynamic Pricing | Dynamic Pricing with enabling tech. | Small Commercial | Services | MW of Load | 1 | 2025 | 0.76326
ENS | Low | Dynamic Pricing | Dynamic Pricing w/o enabling tech. | Small Commercial | Manufacturing | MW of Load | 1 | 2025 | 0.0020589
ENS | Low | Dynamic Pricing | Dynamic Pricing w/o enabling tech. | Small Commercial | Miscellaneous | MW of Load | 1 | 2025 | 0.02014
ENS | Low | Dynamic Pricing | Dynamic Pricing w/o enabling tech. | Small Commercial | Offices | MW of Load | 1 | 2025 | 0.016122
ENS | Low | Dynamic Pricing | Dynamic Pricing w/o enabling tech. | Small Commercial | Retail Trade | MW of Load | 1 | 2025 | 0.037446
ENS | Low | Dynamic Pricing | Dynamic Pricing w/o enabling tech. | Small Commercial | Services | MW of Load | 1 | 2025 | 0.04508
ENS | Low | Dynamic Pricing | Dynamic Pricing with enabling tech. | Large Commercial | Offices | MW of Load | 1 | 2025 | 0.066865
ENS | Low | Dynamic Pricing | Dynamic Pricing with enabling tech. | Large Commercial | Services | MW of Load | 1 | 2025 | 0.43822
ENS | Low | Dynamic Pricing | Dynamic Pricing w/o enabling tech. | Large Commercial | Offices | MW of Load | 1 | 2025 | 0.025338
ENS | Low | Dynamic Pricing | Dynamic Pricing w/o enabling tech. | Large Commercial | Services | MW of Load | 1 | 2025 | 0.16606
ENS | Low | Dynamic Pricing | Dynamic Pricing with enabling tech. | Small Industrial | Manufacturing | MW of Load | 1 | 2025 | 0.049476
ENS | Low | Dynamic Pricing | Dynamic Pricing with enabling tech. | Small Industrial | Miscellaneous | MW of Load | 1 | 2025 | 0.063267
ENS | Low | Dynamic Pricing | Dynamic Pricing with enabling tech. | Small Industrial | Offices | MW of Load | 1 | 2025 | 0.003806
ENS | Low | Dynamic Pricing | Dynamic Pricing with enabling tech. | Small Industrial | Retail Trade | MW of Load | 1 | 2025 | 0.010678
ENS | Low | Dynamic Pricing | Dynamic Pricing with enabling tech. | Small Industrial | Services | MW of Load | 1 | 2025 | 0.013312
ENS | Low | Dynamic Pricing | Dynamic Pricing w/o enabling tech. | Small Industrial | Manufacturing | MW of Load | 1 | 2025 | 0.0029222
ENS | Low | Dynamic Pricing | Dynamic Pricing w/o enabling tech. | Small Industrial | Miscellaneous | MW of Load | 1 | 2025 | 0.0037367
ENS | Low | Dynamic Pricing | Dynamic Pricing w/o enabling tech. | Small Industrial | Offices | MW of Load | 1 | 2025 | 0.00022479
ENS | Low | Dynamic Pricing | Dynamic Pricing w/o enabling tech. | Small Industrial | Retail Trade | MW of Load | 1 | 2025 | 0.0006307
ENS | Low | Dynamic Pricing | Dynamic Pricing w/o enabling tech. | Small Industrial | Services | MW of Load | 1 | 2025 | 0.00078623
ENS | Low | Dynamic Pricing | Dynamic Pricing with enabling tech. | Large Industrial | Manufacturing | MW of Load | 1 | 2025 | 0.37756
ENS | Low | Dynamic Pricing | Dynamic Pricing with enabling tech. | Large Industrial | Miscellaneous | MW of Load | 1 | 2025 | 0.18873
ENS | Low | Dynamic Pricing | Dynamic Pricing with enabling tech. | Large Industrial | Offices | MW of Load | 1 | 2025 | 0.013496
ENS | Low | Dynamic Pricing | Dynamic Pricing with enabling tech. | Large Industrial | Retail Trade | MW of Load | 1 | 2025 | 0.066767
ENS | Low | Dynamic Pricing | Dynamic Pricing with enabling tech. | Large Industrial | Services | MW of Load | 1 | 2025 | 0.036587
ENS | Low | Dynamic Pricing | Dynamic Pricing w/o enabling tech. | Large Industrial | Manufacturing | MW of Load | 1 | 2025 | 0.14308
ENS | Low | Dynamic Pricing | Dynamic Pricing w/o enabling tech. | Large Industrial | Miscellaneous | MW of Load | 1 | 2025 | 0.071518
ENS | Low | Dynamic Pricing | Dynamic Pricing w/o enabling tech. | Large Industrial | Offices | MW of Load | 1 | 2025 | 0.0051145
ENS | Low | Dynamic Pricing | Dynamic Pricing w/o enabling tech. | Large Industrial | Retail Trade | MW of Load | 1 | 2025 | 0.025301
ENS | Low | Dynamic Pricing | Dynamic Pricing w/o enabling tech. | Large Industrial | Services | MW of Load | 1 | 2025 | 0.013865
ENS | Low | Dynamic Pricing | Dynamic Pricing with enabling tech. | Interruptible Rider | Manufacturing | MW of Load | 1 | 2025 | 0.1095
ENS | Low | Dynamic Pricing | Dynamic Pricing with enabling tech. | Interruptible Rider | Miscellaneous | MW of Load | 1 | 2025 | 0.22603
ENS | Low | Dynamic Pricing | Dynamic Pricing with enabling tech. | Interruptible Rider | Retail Trade | MW of Load | 1 | 2025 | 0.013307
ENS | Low | Dynamic Pricing | Dynamic Pricing w/o enabling tech. | Interruptible Rider | Manufacturing | MW of Load | 1 | 2025 | 0.041496
ENS | Low | Dynamic Pricing | Dynamic Pricing w/o enabling tech. | Interruptible Rider | Miscellaneous | MW of Load | 1 | 2025 | 0.085653
ENS | Low | Dynamic Pricing | Dynamic Pricing w/o enabling tech. | Interruptible Rider | Retail Trade | MW of Load | 1 | 2025 | 0.0050428
ENS | Low | Dynamic Pricing | Dynamic Pricing with enabling tech. | Residential | Residential Market Rate | MW of Load | 1 | 2025 | 12.659
ENS | Low | Dynamic Pricing | Dynamic Pricing w/o enabling tech. | Residential | Residential Market Rate | MW of Load | 1 | 2025 | 7.0791
ENS | Low | BTM Battery Control | BTM Battery Control | Small Commercial | Manufacturing | MW of Load | 0 | 2025 | 0.013741
ENS | Low | BTM Battery Control | BTM Battery Control | Small Commercial | Miscellaneous | MW of Load | 0 | 2025 | 0.10148
ENS | Low | BTM Battery Control | BTM Battery Control | Small Commercial | Offices | MW of Load | 0 | 2025 | 0.035165
ENS | Low | BTM Battery Control | BTM Battery Control | Small Commercial | Retail Trade | MW of Load | 0 | 2025 | 0.061367
ENS | Low | BTM Battery Control | BTM Battery Control | Small Commercial | Services | MW of Load | 0 | 2025 | 0.13359
ENS | Low | BTM Battery Control | BTM Battery Control | Large Commercial | Offices | MW of Load | 0 | 2025 | 0.01999
ENS | Low | BTM Battery Control | BTM Battery Control | Large Commercial | Services | MW of Load | 0 | 2025 | 0.10661
ENS | Low | BTM Battery Control | BTM Battery Control | Small Industrial | Manufacturing | MW of Load | 0 | 2025 | 0.00033907
ENS | Low | BTM Battery Control | BTM Battery Control | Small Industrial | Miscellaneous | MW of Load | 0 | 2025 | 0.0021906
ENS | Low | BTM Battery Control | BTM Battery Control | Small Industrial | Offices | MW of Load | 0 | 2025 | 0.00086483
ENS | Low | BTM Battery Control | BTM Battery Control | Small Industrial | Retail Trade | MW of Load | 0 | 2025 | 0.0015049
ENS | Low | BTM Battery Control | BTM Battery Control | Small Industrial | Services | MW of Load | 0 | 2025 | 0.0032764
ENS | Low | BTM Battery Control | BTM Battery Control | Large Industrial | Manufacturing | MW of Load | 0 | 2025 | 0.013087
ENS | Low | BTM Battery Control | BTM Battery Control | Large Industrial | Miscellaneous | MW of Load | 0 | 2025 | 0.060678
ENS | Low | BTM Battery Control | BTM Battery Control | Large Industrial | Offices | MW of Load | 0 | 2025 | 0.0071386
ENS | Low | BTM Battery Control | BTM Battery Control | Large Industrial | Retail Trade | MW of Load | 0 | 2025 | 0.035693
ENS | Low | BTM Battery Control | BTM Battery Control | Large Industrial | Services | MW of Load | 0 | 2025 | 0.077335
ENS | Low | BTM Battery Control | BTM Battery Control | Interruptible Rider | Manufacturing | MW of Load | 0 | 2025 | 0.017494
ENS | Low | BTM Battery Control | BTM Battery Control | Interruptible Rider | Miscellaneous | MW of Load | 0 | 2025 | 0.04665
ENS | Low | BTM Battery Control | BTM Battery Control | Interruptible Rider | Retail Trade | MW of Load | 0 | 2025 | 0.069976
ENS | Low | BTM Battery Control | BTM Battery Control | Residential | Residential LI | MW of Load | 0 | 2025 | 0.44505
ENS | Low | BTM Battery Control | BTM Battery Control | Residential | Residential Market Rate | MW of Load | 0 | 2025 | 2.7706
ENS | Low | EV Charging Control | EV Charging Control | EV | EV | MW of Load | 0 | 2025 | 0.28079
ENS | Low | Behavioral DR | Behavioral DR | Residential | Residential LI | MW of Load | 0 | 2025 | 0.31425
ENS | Low | Behavioral DR | Behavioral DR | Residential | Residential Market Rate | MW of Load | 0 | 2025 | 1.8634
ENS | Low | DLC | DLC-Switch-Water Heating | Small Commercial | Miscellaneous | MW of Load | 1 | 2026 | 0.027323
ENS | Low | DLC | DLC-Switch-Water Heating | Small Commercial | Offices | MW of Load | 1 | 2026 | 0.016461
ENS | Low | DLC | DLC-Switch-Water Heating | Small Commercial | Retail Trade | MW of Load | 1 | 2026 | 0.093915
ENS | Low | DLC | DLC-Switch-Water Heating | Small Commercial | Services | MW of Load | 1 | 2026 | 0.11297
ENS | Low | DLC | DLC-Thermostat-HVAC | Small Commercial | Miscellaneous | MW of Load | 1 | 2026 | 0.18338
ENS | Low | DLC | DLC-Thermostat-HVAC | Small Commercial | Offices | MW of Load | 1 | 2026 | 0.27175
ENS | Low | DLC | DLC-Thermostat-HVAC | Small Commercial | Retail Trade | MW of Load | 1 | 2026 | 0.27883
ENS | Low | DLC | DLC-Thermostat-HVAC | Small Commercial | Services | MW of Load | 1 | 2026 | 0.33563
ENS | Low | DLC | DLC-Switch-Water Heating | Small Industrial | Miscellaneous | MW of Load | 1 | 2026 | 0.0056919
ENS | Low | DLC | DLC-Switch-Water Heating | Small Industrial | Offices | MW of Load | 1 | 2026 | 0.00022603
ENS | Low | DLC | DLC-Switch-Water Heating | Small Industrial | Retail Trade | MW of Load | 1 | 2026 | 0.0015384
ENS | Low | DLC | DLC-Switch-Water Heating | Small Industrial | Services | MW of Load | 1 | 2026 | 0.0019178
ENS | Low | DLC | DLC-Thermostat-HVAC | Small Industrial | Miscellaneous | MW of Load | 1 | 2026 | 0.039952
ENS | Low | DLC | DLC-Thermostat-HVAC | Small Industrial | Offices | MW of Load | 1 | 2026 | 0.0038176
ENS | Low | DLC | DLC-Thermostat-HVAC | Small Industrial | Retail Trade | MW of Load | 1 | 2026 | 0.0047762
ENS | Low | DLC | DLC-Thermostat-HVAC | Small Industrial | Services | MW of Load | 1 | 2026 | 0.005954
ENS | Low | DLC | DLC-Switch-Water Heating | Residential | Residential LI | MW of Load | 1 | 2026 | 3.2632
ENS | Low | DLC | DLC-Switch-Water Heating | Residential | Residential Market Rate | MW of Load | 1 | 2026 | 10.1476
ENS | Low | DLC | DLC-Thermostat-Heat Pump | Residential | Residential LI | MW of Load | 1 | 2026 | 0.16241
ENS | Low | DLC | DLC-Thermostat-Heat Pump | Residential | Residential Market Rate | MW of Load | 1 | 2026 | 5.2785
ENS | Low | DLC | DLC-Thermostat-Electric Furnace | Residential | Residential LI | MW of Load | 1 | 2026 | 3.5147
ENS | Low | DLC | DLC-Thermostat-Electric Furnace | Residential | Residential Market Rate | MW of Load | 1 | 2026 | 4.1951
ENS | Low | C&I Curtailment | C&I Curtailment- Manual HVAC Control | Large Commercial | Offices | MW of Load | 1 | 2026 | 0.059862
ENS | Low | C&I Curtailment | C&I Curtailment- Manual HVAC Control | Large Commercial | Services | MW of Load | 1 | 2026 | 0.12282
ENS | Low | C&I Curtailment | C&I Curtailment- Auto-DR HVAC Control | Large Commercial | Offices | MW of Load | 1 | 2026 | 0.12891
ENS | Low | C&I Curtailment | C&I Curtailment- Auto-DR HVAC Control | Large Commercial | Services | MW of Load | 1 | 2026 | 0.26448
ENS | Low | C&I Curtailment | C&I Curtailment- Standard Lighting Control | Large Commercial | Offices | MW of Load | 1 | 2026 | 0.013841
ENS | Low | C&I Curtailment | C&I Curtailment- Standard Lighting Control | Large Commercial | Services | MW of Load | 1 | 2026 | 0.090675
ENS | Low | C&I Curtailment | C&I Curtailment- Advanced Lighting Control | Large Commercial | Offices | MW of Load | 1 | 2026 | 0.0069205
ENS | Low | C&I Curtailment | C&I Curtailment- Advanced Lighting Control | Large Commercial | Services | MW of Load | 1 | 2026 | 0.045337
ENS | Low | C&I Curtailment | C&I Curtailment- Water Heating Control | Large Commercial | Offices | MW of Load | 1 | 2026 | 0.0014059
ENS | Low | C&I Curtailment | C&I Curtailment- Water Heating Control | Large Commercial | Services | MW of Load | 1 | 2026 | 0.015648
ENS | Low | C&I Curtailment | C&I Curtailment- Other | Large Commercial | Offices | MW of Load | 1 | 2026 | 0.024772
ENS | Low | C&I Curtailment | C&I Curtailment- Other | Large Commercial | Services | MW of Load | 1 | 2026 | 0.16651
ENS | Low | C&I Curtailment | C&I Curtailment- Manual HVAC Control | Large Industrial | Miscellaneous | MW of Load | 1 | 2026 | 0.020414
ENS | Low | C&I Curtailment | C&I Curtailment- Manual HVAC Control | Large Industrial | Offices | MW of Load | 1 | 2026 | 0.012285
ENS | Low | C&I Curtailment | C&I Curtailment- Manual HVAC Control | Large Industrial | Retail Trade | MW of Load | 1 | 2026 | 0.035582
ENS | Low | C&I Curtailment | C&I Curtailment- Manual HVAC Control | Large Industrial | Services | MW of Load | 1 | 2026 | 0.010559
ENS | Low | C&I Curtailment | C&I Curtailment- Auto-DR HVAC Control | Large Industrial | Miscellaneous | MW of Load | 1 | 2026 | 0.043962
ENS | Low | C&I Curtailment | C&I Curtailment- Auto-DR HVAC Control | Large Industrial | Offices | MW of Load | 1 | 2026 | 0.026455
ENS | Low | C&I Curtailment | C&I Curtailment- Auto-DR HVAC Control | Large Industrial | Retail Trade | MW of Load | 1 | 2026 | 0.076624
ENS | Low | C&I Curtailment | C&I Curtailment- Auto-DR HVAC Control | Large Industrial | Services | MW of Load | 1 | 2026 | 0.022739
ENS | Low | C&I Curtailment | C&I Curtailment- Standard Lighting Control | Large Industrial | Miscellaneous | MW of Load | 1 | 2026 | 0.016025
ENS | Low | C&I Curtailment | C&I Curtailment- Standard Lighting Control | Large Industrial | Offices | MW of Load | 1 | 2026 | 0.0030319
ENS | Low | C&I Curtailment | C&I Curtailment- Standard Lighting Control | Large Industrial | Retail Trade | MW of Load | 1 | 2026 | 0.02627
ENS | Low | C&I Curtailment | C&I Curtailment- Standard Lighting Control | Large Industrial | Services | MW of Load | 1 | 2026 | 0.0077958
ENS | Low | C&I Curtailment | C&I Curtailment- Advanced Lighting Control | Large Industrial | Miscellaneous | MW of Load | 1 | 2026 | 0.0080125
ENS | Low | C&I Curtailment | C&I Curtailment- Advanced Lighting Control | Large Industrial | Offices | MW of Load | 1 | 2026 | 0.001516
ENS | Low | C&I Curtailment | C&I Curtailment- Advanced Lighting Control | Large Industrial | Retail Trade | MW of Load | 1 | 2026 | 0.013135
ENS | Low | C&I Curtailment | C&I Curtailment- Advanced Lighting Control | Large Industrial | Services | MW of Load | 1 | 2026 | 0.0038979
ENS | Low | C&I Curtailment | C&I Curtailment- Water Heating Control | Large Industrial | Miscellaneous | MW of Load | 1 | 2026 | 0.00092496
ENS | Low | C&I Curtailment | C&I Curtailment- Water Heating Control | Large Industrial | Offices | MW of Load | 1 | 2026 | 0.00027288
ENS | Low | C&I Curtailment | C&I Curtailment- Water Heating Control | Large Industrial | Retail Trade | MW of Load | 1 | 2026 | 0.0045334
ENS | Low | C&I Curtailment | C&I Curtailment- Water Heating Control | Large Industrial | Services | MW of Load | 1 | 2026 | 0.0013453
ENS | Low | C&I Curtailment | C&I Curtailment- Other | Large Industrial | Miscellaneous | MW of Load | 1 | 2026 | 0.019992
ENS | Low | C&I Curtailment | C&I Curtailment- Other | Large Industrial | Offices | MW of Load | 1 | 2026 | 0.0052094
ENS | Low | C&I Curtailment | C&I Curtailment- Other | Large Industrial | Retail Trade | MW of Load | 1 | 2026 | 0.048239
ENS | Low | C&I Curtailment | C&I Curtailment- Other | Large Industrial | Services | MW of Load | 1 | 2026 | 0.014315
ENS | Low | C&I Curtailment | C&I Curtailment- Industrial | Large Industrial | Manufacturing | MW of Load | 1 | 2026 | 0.78227
ENS | Low | C&I Curtailment | C&I Curtailment- Manual HVAC Control | Interruptible Rider | Miscellaneous | MW of Load | 1 | 2026 | 0.67427
ENS | Low | C&I Curtailment | C&I Curtailment- Manual HVAC Control | Interruptible Rider | Retail Trade | MW of Load | 1 | 2026 | 0.019086
ENS | Low | C&I Curtailment | C&I Curtailment- Auto-DR HVAC Control | Interruptible Rider | Miscellaneous | MW of Load | 1 | 2026 | 1.452
ENS | Low | C&I Curtailment | C&I Curtailment- Auto-DR HVAC Control | Interruptible Rider | Retail Trade | MW of Load | 1 | 2026 | 0.041102
ENS | Low | C&I Curtailment | C&I Curtailment- Standard Lighting Control | Interruptible Rider | Miscellaneous | MW of Load | 1 | 2026 | 0.20626
ENS | Low | C&I Curtailment | C&I Curtailment- Standard Lighting Control | Interruptible Rider | Retail Trade | MW of Load | 1 | 2026 | 0.014872
ENS | Low | C&I Curtailment | C&I Curtailment- Advanced Lighting Control | Interruptible Rider | Miscellaneous | MW of Load | 1 | 2026 | 0.10313
ENS | Low | C&I Curtailment | C&I Curtailment- Advanced Lighting Control | Interruptible Rider | Retail Trade | MW of Load | 1 | 2026 | 0.007436
ENS | Low | C&I Curtailment | C&I Curtailment- Water Heating Control | Interruptible Rider | Miscellaneous | MW of Load | 1 | 2026 | 0.017668
ENS | Low | C&I Curtailment | C&I Curtailment- Water Heating Control | Interruptible Rider | Retail Trade | MW of Load | 1 | 2026 | 0.0023176
ENS | Low | C&I Curtailment | C&I Curtailment- Other | Interruptible Rider | Miscellaneous | MW of Load | 1 | 2026 | 0.31918
ENS | Low | C&I Curtailment | C&I Curtailment- Other | Interruptible Rider | Retail Trade | MW of Load | 1 | 2026 | 0.025633
ENS | Low | C&I Curtailment | C&I Curtailment- Industrial | Interruptible Rider | Manufacturing | MW of Load | 1 | 2026 | 0.61238
ENS | Low | Dynamic Pricing | Dynamic Pricing with enabling tech. | Small Commercial | Manufacturing | MW of Load | 1 | 2026 | 0.037801
ENS | Low | Dynamic Pricing | Dynamic Pricing with enabling tech. | Small Commercial | Miscellaneous | MW of Load | 1 | 2026 | 0.37325
ENS | Low | Dynamic Pricing | Dynamic Pricing with enabling tech. | Small Commercial | Offices | MW of Load | 1 | 2026 | 0.29908
ENS | Low | Dynamic Pricing | Dynamic Pricing with enabling tech. | Small Commercial | Retail Trade | MW of Load | 1 | 2026 | 0.693
ENS | Low | Dynamic Pricing | Dynamic Pricing with enabling tech. | Small Commercial | Services | MW of Load | 1 | 2026 | 0.83417
ENS | Low | Dynamic Pricing | Dynamic Pricing w/o enabling tech. | Small Commercial | Manufacturing | MW of Load | 1 | 2026 | 0.0022326
ENS | Low | Dynamic Pricing | Dynamic Pricing w/o enabling tech. | Small Commercial | Miscellaneous | MW of Load | 1 | 2026 | 0.022045
ENS | Low | Dynamic Pricing | Dynamic Pricing w/o enabling tech. | Small Commercial | Offices | MW of Load | 1 | 2026 | 0.017664
ENS | Low | Dynamic Pricing | Dynamic Pricing w/o enabling tech. | Small Commercial | Retail Trade | MW of Load | 1 | 2026 | 0.040931
ENS | Low | Dynamic Pricing | Dynamic Pricing w/o enabling tech. | Small Commercial | Services | MW of Load | 1 | 2026 | 0.049268
ENS | Low | Dynamic Pricing | Dynamic Pricing with enabling tech. | Large Commercial | Offices | MW of Load | 1 | 2026 | 0.071552
ENS | Low | Dynamic Pricing | Dynamic Pricing with enabling tech. | Large Commercial | Services | MW of Load | 1 | 2026 | 0.46865
ENS | Low | Dynamic Pricing | Dynamic Pricing w/o enabling tech. | Large Commercial | Offices | MW of Load | 1 | 2026 | 0.027114
ENS | Low | Dynamic Pricing | Dynamic Pricing w/o enabling tech. | Large Commercial | Services | MW of Load | 1 | 2026 | 0.17759
ENS | Low | Dynamic Pricing | Dynamic Pricing with enabling tech. | Small Industrial | Manufacturing | MW of Load | 1 | 2026 | 0.054351
ENS | Low | Dynamic Pricing | Dynamic Pricing with enabling tech. | Small Industrial | Miscellaneous | MW of Load | 1 | 2026 | 0.070112
ENS | Low | Dynamic Pricing | Dynamic Pricing with enabling tech. | Small Industrial | Offices | MW of Load | 1 | 2026 | 0.0042277
ENS | Low | Dynamic Pricing | Dynamic Pricing with enabling tech. | Small Industrial | Retail Trade | MW of Load | 1 | 2026 | 0.011858
ENS | Low | Dynamic Pricing | Dynamic Pricing with enabling tech. | Small Industrial | Services | MW of Load | 1 | 2026 | 0.014782
ENS | Low | Dynamic Pricing | Dynamic Pricing w/o enabling tech. | Small Industrial | Manufacturing | MW of Load | 1 | 2026 | 0.0032101
ENS | Low | Dynamic Pricing | Dynamic Pricing w/o enabling tech. | Small Industrial | Miscellaneous | MW of Load | 1 | 2026 | 0.004141
ENS | Low | Dynamic Pricing | Dynamic Pricing w/o enabling tech. | Small Industrial | Offices | MW of Load | 1 | 2026 | 0.0002497
ENS | Low | Dynamic Pricing | Dynamic Pricing w/o enabling tech. | Small Industrial | Retail Trade | MW of Load | 1 | 2026 | 0.00070037
ENS | Low | Dynamic Pricing | Dynamic Pricing w/o enabling tech. | Small Industrial | Services | MW of Load | 1 | 2026 | 0.00087309
ENS | Low | Dynamic Pricing | Dynamic Pricing with enabling tech. | Large Industrial | Manufacturing | MW of Load | 1 | 2026 | 0.40966
ENS | Low | Dynamic Pricing | Dynamic Pricing with enabling tech. | Large Industrial | Miscellaneous | MW of Load | 1 | 2026 | 0.20712
ENS | Low | Dynamic Pricing | Dynamic Pricing with enabling tech. | Large Industrial | Offices | MW of Load | 1 | 2026 | 0.014928
ENS | Low | Dynamic Pricing | Dynamic Pricing with enabling tech. | Large Industrial | Retail Trade | MW of Load | 1 | 2026 | 0.073527
ENS | Low | Dynamic Pricing | Dynamic Pricing with enabling tech. | Large Industrial | Services | MW of Load | 1 | 2026 | 0.040292
ENS | Low | Dynamic Pricing | Dynamic Pricing w/o enabling tech. | Large Industrial | Manufacturing | MW of Load | 1 | 2026 | 0.15524
ENS | Low | Dynamic Pricing | Dynamic Pricing w/o enabling tech. | Large Industrial | Miscellaneous | MW of Load | 1 | 2026 | 0.078488
ENS | Low | Dynamic Pricing | Dynamic Pricing w/o enabling tech. | Large Industrial | Offices | MW of Load | 1 | 2026 | 0.0056569
ENS | Low | Dynamic Pricing | Dynamic Pricing w/o enabling tech. | Large Industrial | Retail Trade | MW of Load | 1 | 2026 | 0.027863
ENS | Low | Dynamic Pricing | Dynamic Pricing w/o enabling tech. | Large Industrial | Services | MW of Load | 1 | 2026 | 0.015269
ENS | Low | Dynamic Pricing | Dynamic Pricing with enabling tech. | Interruptible Rider | Manufacturing | MW of Load | 1 | 2026 | 0.11708
ENS | Low | Dynamic Pricing | Dynamic Pricing with enabling tech. | Interruptible Rider | Miscellaneous | MW of Load | 1 | 2026 | 0.24429
ENS | Low | Dynamic Pricing | Dynamic Pricing with enabling tech. | Interruptible Rider | Retail Trade | MW of Load | 1 | 2026 | 0.014382
ENS | Low | Dynamic Pricing | Dynamic Pricing w/o enabling tech. | Interruptible Rider | Manufacturing | MW of Load | 1 | 2026 | 0.044367
ENS | Low | Dynamic Pricing | Dynamic Pricing w/o enabling tech. | Interruptible Rider | Miscellaneous | MW of Load | 1 | 2026 | 0.092575
ENS | Low | Dynamic Pricing | Dynamic Pricing w/o enabling tech. | Interruptible Rider | Retail Trade | MW of Load | 1 | 2026 | 0.0054501
ENS | Low | Dynamic Pricing | Dynamic Pricing with enabling tech. | Residential | Residential Market Rate | MW of Load | 1 | 2026 | 14.0195
ENS | Low | Dynamic Pricing | Dynamic Pricing w/o enabling tech. | Residential | Residential Market Rate | MW of Load | 1 | 2026 | 7.8399
ENS | Low | BTM Battery Control | BTM Battery Control | Small Commercial | Manufacturing | MW of Load | 0 | 2026 | 0.019135
ENS | Low | BTM Battery Control | BTM Battery Control | Small Commercial | Miscellaneous | MW of Load | 0 | 2026 | 0.1414
ENS | Low | BTM Battery Control | BTM Battery Control | Small Commercial | Offices | MW of Load | 0 | 2026 | 0.048966
ENS | Low | BTM Battery Control | BTM Battery Control | Small Commercial | Retail Trade | MW of Load | 0 | 2026 | 0.08544
ENS | Low | BTM Battery Control | BTM Battery Control | Small Commercial | Services | MW of Load | 0 | 2026 | 0.186
ENS | Low | BTM Battery Control | BTM Battery Control | Large Commercial | Offices | MW of Load | 0 | 2026 | 0.027836
ENS | Low | BTM Battery Control | BTM Battery Control | Large Commercial | Services | MW of Load | 0 | 2026 | 0.14846
ENS | Low | BTM Battery Control | BTM Battery Control | Small Industrial | Manufacturing | MW of Load | 0 | 2026 | 0.00047216
ENS | Low | BTM Battery Control | BTM Battery Control | Small Industrial | Miscellaneous | MW of Load | 0 | 2026 | 0.0030398
ENS | Low | BTM Battery Control | BTM Battery Control | Small Industrial | Offices | MW of Load | 0 | 2026 | 0.0012043
ENS | Low | BTM Battery Control | BTM Battery Control | Small Industrial | Retail Trade | MW of Load | 0 | 2026 | 0.0020955
ENS | Low | BTM Battery Control | BTM Battery Control | Small Industrial | Services | MW of Load | 0 | 2026 | 0.0045624
ENS | Low | BTM Battery Control | BTM Battery Control | Large Industrial | Manufacturing | MW of Load | 0 | 2026 | 0.018224
ENS | Low | BTM Battery Control | BTM Battery Control | Large Industrial | Miscellaneous | MW of Load | 0 | 2026 | 0.084494
ENS | Low | BTM Battery Control | BTM Battery Control | Large Industrial | Offices | MW of Load | 0 | 2026 | 0.0099404
ENS | Low | BTM Battery Control | BTM Battery Control | Large Industrial | Retail Trade | MW of Load | 0 | 2026 | 0.049702
ENS | Low | BTM Battery Control | BTM Battery Control | Large Industrial | Services | MW of Load | 0 | 2026 | 0.10769
ENS | Low | BTM Battery Control | BTM Battery Control | Interruptible Rider | Manufacturing | MW of Load | 0 | 2026 | 0.02436
ENS | Low | BTM Battery Control | BTM Battery Control | Interruptible Rider | Miscellaneous | MW of Load | 0 | 2026 | 0.06496
ENS | Low | BTM Battery Control | BTM Battery Control | Interruptible Rider | Retail Trade | MW of Load | 0 | 2026 | 0.09744
ENS | Low | BTM Battery Control | BTM Battery Control | Residential | Residential LI | MW of Load | 0 | 2026 | 0.62277
ENS | Low | BTM Battery Control | BTM Battery Control | Residential | Residential Market Rate | MW of Load | 0 | 2026 | 3.877
ENS | Low | EV Charging Control | EV Charging Control | EV | EV | MW of Load | 0 | 2026 | 0.40316
ENS | Low | Behavioral DR | Behavioral DR | Residential | Residential LI | MW of Load | 0 | 2026 | 0.34775
ENS | Low | Behavioral DR | Behavioral DR | Residential | Residential Market Rate | MW of Load | 0 | 2026 | 2.0267
ENS | Low | DLC | DLC-Switch-Water Heating | Small Commercial | Miscellaneous | MW of Load | 1 | 2027 | 0.027089
ENS | Low | DLC | DLC-Switch-Water Heating | Small Commercial | Offices | MW of Load | 1 | 2027 | 0.016276
ENS | Low | DLC | DLC-Switch-Water Heating | Small Commercial | Retail Trade | MW of Load | 1 | 2027 | 0.093279
ENS | Low | DLC | DLC-Switch-Water Heating | Small Commercial | Services | MW of Load | 1 | 2027 | 0.11218
ENS | Low | DLC | DLC-Thermostat-HVAC | Small Commercial | Miscellaneous | MW of Load | 1 | 2027 | 0.17847
ENS | Low | DLC | DLC-Thermostat-HVAC | Small Commercial | Offices | MW of Load | 1 | 2027 | 0.26685
ENS | Low | DLC | DLC-Thermostat-HVAC | Small Commercial | Retail Trade | MW of Load | 1 | 2027 | 0.26975
ENS | Low | DLC | DLC-Thermostat-HVAC | Small Commercial | Services | MW of Load | 1 | 2027 | 0.32467
ENS | Low | DLC | DLC-Switch-Water Heating | Small Industrial | Miscellaneous | MW of Load | 1 | 2027 | 0.0057335
ENS | Low | DLC | DLC-Switch-Water Heating | Small Industrial | Offices | MW of Load | 1 | 2027 | 0.00022667
ENS | Low | DLC | DLC-Switch-Water Heating | Small Industrial | Retail Trade | MW of Load | 1 | 2027 | 0.0015489
ENS | Low | DLC | DLC-Switch-Water Heating | Small Industrial | Services | MW of Load | 1 | 2027 | 0.0019309
ENS | Low | DLC | DLC-Thermostat-HVAC | Small Industrial | Miscellaneous | MW of Load | 1 | 2027 | 0.039679
ENS | Low | DLC | DLC-Thermostat-HVAC | Small Industrial | Offices | MW of Load | 1 | 2027 | 0.00382
ENS | Low | DLC | DLC-Thermostat-HVAC | Small Industrial | Retail Trade | MW of Load | 1 | 2027 | 0.0047289
ENS | Low | DLC | DLC-Thermostat-HVAC | Small Industrial | Services | MW of Load | 1 | 2027 | 0.0058951
ENS | Low | DLC | DLC-Switch-Water Heating | Residential | Residential LI | MW of Load | 1 | 2027 | 3.2604
ENS | Low | DLC | DLC-Switch-Water Heating | Residential | Residential Market Rate | MW of Load | 1 | 2027 | 10.1305
ENS | Low | DLC | DLC-Thermostat-Heat Pump | Residential | Residential LI | MW of Load | 1 | 2027 | 0.1825
ENS | Low | DLC | DLC-Thermostat-Heat Pump | Residential | Residential Market Rate | MW of Load | 1 | 2027 | 5.3657
ENS | Low | DLC | DLC-Thermostat-Electric Furnace | Residential | Residential LI | MW of Load | 1 | 2027 | 3.5008
ENS | Low | DLC | DLC-Thermostat-Electric Furnace | Residential | Residential Market Rate | MW of Load | 1 | 2027 | 4.1167
ENS | Low | C&I Curtailment | C&I Curtailment- Manual HVAC Control | Large Commercial | Offices | MW of Load | 1 | 2027 | 0.052493
ENS | Low | C&I Curtailment | C&I Curtailment- Manual HVAC Control | Large Commercial | Services | MW of Load | 1 | 2027 | 0.10613
ENS | Low | C&I Curtailment | C&I Curtailment- Auto-DR HVAC Control | Large Commercial | Offices | MW of Load | 1 | 2027 | 0.13555
ENS | Low | C&I Curtailment | C&I Curtailment- Auto-DR HVAC Control | Large Commercial | Services | MW of Load | 1 | 2027 | 0.27404
ENS | Low | C&I Curtailment | C&I Curtailment- Standard Lighting Control | Large Commercial | Offices | MW of Load | 1 | 2027 | 0.012925
ENS | Low | C&I Curtailment | C&I Curtailment- Standard Lighting Control | Large Commercial | Services | MW of Load | 1 | 2027 | 0.085551
ENS | Low | C&I Curtailment | C&I Curtailment- Advanced Lighting Control | Large Commercial | Offices | MW of Load | 1 | 2027 | 0.0064627
ENS | Low | C&I Curtailment | C&I Curtailment- Advanced Lighting Control | Large Commercial | Services | MW of Load | 1 | 2027 | 0.042776
ENS | Low | C&I Curtailment | C&I Curtailment- Water Heating Control | Large Commercial | Offices | MW of Load | 1 | 2027 | 0.0013876
ENS | Low | C&I Curtailment | C&I Curtailment- Water Heating Control | Large Commercial | Services | MW of Load | 1 | 2027 | 0.01545
ENS | Low | C&I Curtailment | C&I Curtailment- Other | Large Commercial | Offices | MW of Load | 1 | 2027 | 0.024158
ENS | Low | C&I Curtailment | C&I Curtailment- Other | Large Commercial | Services | MW of Load | 1 | 2027 | 0.16295
ENS | Low | C&I Curtailment | C&I Curtailment- Manual HVAC Control | Large Industrial | Miscellaneous | MW of Load | 1 | 2027 | 0.01814
ENS | Low | C&I Curtailment | C&I Curtailment- Manual HVAC Control | Large Industrial | Offices | MW of Load | 1 | 2027 | 0.011051
ENS | Low | C&I Curtailment | C&I Curtailment- Manual HVAC Control | Large Industrial | Retail Trade | MW of Load | 1 | 2027 | 0.031516
ENS | Low | C&I Curtailment | C&I Curtailment- Manual HVAC Control | Large Industrial | Services | MW of Load | 1 | 2027 | 0.0093527
ENS | Low | C&I Curtailment | C&I Curtailment- Auto-DR HVAC Control | Large Industrial | Miscellaneous | MW of Load | 1 | 2027 | 0.046841
ENS | Low | C&I Curtailment | C&I Curtailment- Auto-DR HVAC Control | Large Industrial | Offices | MW of Load | 1 | 2027 | 0.028537
ENS | Low | C&I Curtailment | C&I Curtailment- Auto-DR HVAC Control | Large Industrial | Retail Trade | MW of Load | 1 | 2027 | 0.081382
ENS | Low | C&I Curtailment | C&I Curtailment- Auto-DR HVAC Control | Large Industrial | Services | MW of Load | 1 | 2027 | 0.024151
ENS | Low | C&I Curtailment | C&I Curtailment- Standard Lighting Control | Large Industrial | Miscellaneous | MW of Load | 1 | 2027 | 0.015647
ENS | Low | C&I Curtailment | C&I Curtailment- Standard Lighting Control | Large Industrial | Offices | MW of Load | 1 | 2027 | 0.002945
ENS | Low | C&I Curtailment | C&I Curtailment- Standard Lighting Control | Large Industrial | Retail Trade | MW of Load | 1 | 2027 | 0.025406
ENS | Low | C&I Curtailment | C&I Curtailment- Standard Lighting Control | Large Industrial | Services | MW of Load | 1 | 2027 | 0.0075395
ENS | Low | C&I Curtailment | C&I Curtailment- Advanced Lighting Control | Large Industrial | Miscellaneous | MW of Load | 1 | 2027 | 0.0078235
ENS | Low | C&I Curtailment | C&I Curtailment- Advanced Lighting Control | Large Industrial | Offices | MW of Load | 1 | 2027 | 0.0014725
ENS | Low | C&I Curtailment | C&I Curtailment- Advanced Lighting Control | Large Industrial | Retail Trade | MW of Load | 1 | 2027 | 0.012703
ENS | Low | C&I Curtailment | C&I Curtailment- Advanced Lighting Control | Large Industrial | Services | MW of Load | 1 | 2027 | 0.0037697
ENS | Low | C&I Curtailment | C&I Curtailment- Water Heating Control | Large Industrial | Miscellaneous | MW of Load | 1 | 2027 | 0.00092538
ENS | Low | C&I Curtailment | C&I Curtailment- Water Heating Control | Large Industrial | Offices | MW of Load | 1 | 2027 | 0.00027356
ENS | Low | C&I Curtailment | C&I Curtailment- Water Heating Control | Large Industrial | Retail Trade | MW of Load | 1 | 2027 | 0.0045881
ENS | Low | C&I Curtailment | C&I Curtailment- Water Heating Control | Large Industrial | Services | MW of Load | 1 | 2027 | 0.0013616
ENS | Low | C&I Curtailment | C&I Curtailment- Other | Large Industrial | Miscellaneous | MW of Load | 1 | 2027 | 0.019966
ENS | Low | C&I Curtailment | C&I Curtailment- Other | Large Industrial | Offices | MW of Load | 1 | 2027 | 0.0052328
ENS | Low | C&I Curtailment | C&I Curtailment- Other | Large Industrial | Retail Trade | MW of Load | 1 | 2027 | 0.048391
ENS | Low | C&I Curtailment | C&I Curtailment- Other | Large Industrial | Services | MW of Load | 1 | 2027 | 0.014361
ENS | Low | C&I Curtailment | C&I Curtailment- Industrial | Large Industrial | Manufacturing | MW of Load | 1 | 2027 | 0.7678
ENS | Low | C&I Curtailment | C&I Curtailment- Manual HVAC Control | Interruptible Rider | Miscellaneous | MW of Load | 1 | 2027 | 0.59512
ENS | Low | C&I Curtailment | C&I Curtailment- Manual HVAC Control | Interruptible Rider | Retail Trade | MW of Load | 1 | 2027 | 0.016673
ENS | Low | C&I Curtailment | C&I Curtailment- Auto-DR HVAC Control | Interruptible Rider | Miscellaneous | MW of Load | 1 | 2027 | 1.5367
ENS | Low | C&I Curtailment | C&I Curtailment- Auto-DR HVAC Control | Interruptible Rider | Retail Trade | MW of Load | 1 | 2027 | 0.043054
ENS | Low | C&I Curtailment | C&I Curtailment- Standard Lighting Control | Interruptible Rider | Miscellaneous | MW of Load | 1 | 2027 | 0.19718
ENS | Low | C&I Curtailment | C&I Curtailment- Standard Lighting Control | Interruptible Rider | Retail Trade | MW of Load | 1 | 2027 | 0.014306
ENS | Low | C&I Curtailment | C&I Curtailment- Advanced Lighting Control | Interruptible Rider | Miscellaneous | MW of Load | 1 | 2027 | 0.098589
ENS | Low | C&I Curtailment | C&I Curtailment- Advanced Lighting Control | Interruptible Rider | Retail Trade | MW of Load | 1 | 2027 | 0.0071531
ENS | Low | C&I Curtailment | C&I Curtailment- Water Heating Control | Interruptible Rider | Miscellaneous | MW of Load | 1 | 2027 | 0.017402
ENS | Low | C&I Curtailment | C&I Curtailment- Water Heating Control | Interruptible Rider | Retail Trade | MW of Load | 1 | 2027 | 0.0022898
ENS | Low | C&I Curtailment | C&I Curtailment- Other | Interruptible Rider | Miscellaneous | MW of Load | 1 | 2027 | 0.31431
ENS | Low | C&I Curtailment | C&I Curtailment- Other | Interruptible Rider | Retail Trade | MW of Load | 1 | 2027 | 0.025286
ENS | Low | C&I Curtailment | C&I Curtailment- Industrial | Interruptible Rider | Manufacturing | MW of Load | 1 | 2027 | 0.59379
ENS | Low | Dynamic Pricing | Dynamic Pricing with enabling tech. | Small Commercial | Manufacturing | MW of Load | 1 | 2027 | 0.036628
ENS | Low | Dynamic Pricing | Dynamic Pricing with enabling tech. | Small Commercial | Miscellaneous | MW of Load | 1 | 2027 | 0.36566
ENS | Low | Dynamic Pricing | Dynamic Pricing with enabling tech. | Small Commercial | Offices | MW of Load | 1 | 2027 | 0.29316
ENS | Low | Dynamic Pricing | Dynamic Pricing with enabling tech. | Small Commercial | Retail Trade | MW of Load | 1 | 2027 | 0.67772
ENS | Low | Dynamic Pricing | Dynamic Pricing with enabling tech. | Small Commercial | Services | MW of Load | 1 | 2027 | 0.81567
ENS | Low | Dynamic Pricing | Dynamic Pricing w/o enabling tech. | Small Commercial | Manufacturing | MW of Load | 1 | 2027 | 0.0021634
ENS | Low | Dynamic Pricing | Dynamic Pricing w/o enabling tech. | Small Commercial | Miscellaneous | MW of Load | 1 | 2027 | 0.021597
ENS | Low | Dynamic Pricing | Dynamic Pricing w/o enabling tech. | Small Commercial | Offices | MW of Load | 1 | 2027 | 0.017315
ENS | Low | Dynamic Pricing | Dynamic Pricing w/o enabling tech. | Small Commercial | Retail Trade | MW of Load | 1 | 2027 | 0.040028
ENS | Low | Dynamic Pricing | Dynamic Pricing w/o enabling tech. | Small Commercial | Services | MW of Load | 1 | 2027 | 0.048176
ENS | Low | Dynamic Pricing | Dynamic Pricing with enabling tech. | Large Commercial | Offices | MW of Load | 1 | 2027 | 0.069562
ENS | Low | Dynamic Pricing | Dynamic Pricing with enabling tech. | Large Commercial | Services | MW of Load | 1 | 2027 | 0.45534
ENS | Low | Dynamic Pricing | Dynamic Pricing w/o enabling tech. | Large Commercial | Offices | MW of Load | 1 | 2027 | 0.02636
ENS | Low | Dynamic Pricing | Dynamic Pricing w/o enabling tech. | Large Commercial | Services | MW of Load | 1 | 2027 | 0.17255
ENS | Low | Dynamic Pricing | Dynamic Pricing with enabling tech. | Small Industrial | Manufacturing | MW of Load | 1 | 2027 | 0.053704
ENS | Low | Dynamic Pricing | Dynamic Pricing with enabling tech. | Small Industrial | Miscellaneous | MW of Load | 1 | 2027 | 0.069934
ENS | Low | Dynamic Pricing | Dynamic Pricing with enabling tech. | Small Industrial | Offices | MW of Load | 1 | 2027 | 0.0042272
ENS | Low | Dynamic Pricing | Dynamic Pricing with enabling tech. | Small Industrial | Retail Trade | MW of Load | 1 | 2027 | 0.011852
ENS | Low | Dynamic Pricing | Dynamic Pricing with enabling tech. | Small Industrial | Services | MW of Load | 1 | 2027 | 0.014775
ENS | Low | Dynamic Pricing | Dynamic Pricing w/o enabling tech. | Small Industrial | Manufacturing | MW of Load | 1 | 2027 | 0.0031719
ENS | Low | Dynamic Pricing | Dynamic Pricing w/o enabling tech. | Small Industrial | Miscellaneous | MW of Load | 1 | 2027 | 0.0041305
ENS | Low | Dynamic Pricing | Dynamic Pricing w/o enabling tech. | Small Industrial | Offices | MW of Load | 1 | 2027 | 0.00024967
ENS | Low | Dynamic Pricing | Dynamic Pricing w/o enabling tech. | Small Industrial | Retail Trade | MW of Load | 1 | 2027 | 0.00070002
ENS | Low | Dynamic Pricing | Dynamic Pricing w/o enabling tech. | Small Industrial | Services | MW of Load | 1 | 2027 | 0.00087265
ENS | Low | Dynamic Pricing | Dynamic Pricing with enabling tech. | Large Industrial | Manufacturing | MW of Load | 1 | 2027 | 0.40209
ENS | Low | Dynamic Pricing | Dynamic Pricing with enabling tech. | Large Industrial | Miscellaneous | MW of Load | 1 | 2027 | 0.20569
ENS | Low | Dynamic Pricing | Dynamic Pricing with enabling tech. | Large Industrial | Offices | MW of Load | 1 | 2027 | 0.01493
ENS | Low | Dynamic Pricing | Dynamic Pricing with enabling tech. | Large Industrial | Retail Trade | MW of Load | 1 | 2027 | 0.073229
ENS | Low | Dynamic Pricing | Dynamic Pricing with enabling tech. | Large Industrial | Services | MW of Load | 1 | 2027 | 0.040129
ENS | Low | Dynamic Pricing | Dynamic Pricing w/o enabling tech. | Large Industrial | Manufacturing | MW of Load | 1 | 2027 | 0.15237
ENS | Low | Dynamic Pricing | Dynamic Pricing w/o enabling tech. | Large Industrial | Miscellaneous | MW of Load | 1 | 2027 | 0.077946
ENS | Low | Dynamic Pricing | Dynamic Pricing w/o enabling tech. | Large Industrial | Offices | MW of Load | 1 | 2027 | 0.0056577
ENS | Low | Dynamic Pricing | Dynamic Pricing w/o enabling tech. | Large Industrial | Retail Trade | MW of Load | 1 | 2027 | 0.02775
ENS | Low | Dynamic Pricing | Dynamic Pricing w/o enabling tech. | Large Industrial | Services | MW of Load | 1 | 2027 | 0.015207
ENS | Low | Dynamic Pricing | Dynamic Pricing with enabling tech. | Interruptible Rider | Manufacturing | MW of Load | 1 | 2027 | 0.11352
ENS | Low | Dynamic Pricing | Dynamic Pricing with enabling tech. | Interruptible Rider | Miscellaneous | MW of Load | 1 | 2027 | 0.23962
ENS | Low | Dynamic Pricing | Dynamic Pricing with enabling tech. | Interruptible Rider | Retail Trade | MW of Load | 1 | 2027 | 0.014107
ENS | Low | Dynamic Pricing | Dynamic Pricing w/o enabling tech. | Interruptible Rider | Manufacturing | MW of Load | 1 | 2027 | 0.04302
ENS | Low | Dynamic Pricing | Dynamic Pricing w/o enabling tech. | Interruptible Rider | Miscellaneous | MW of Load | 1 | 2027 | 0.090804
ENS | Low | Dynamic Pricing | Dynamic Pricing w/o enabling tech. | Interruptible Rider | Retail Trade | MW of Load | 1 | 2027 | 0.0053457
ENS | Low | Dynamic Pricing | Dynamic Pricing with enabling tech. | Residential | Residential Market Rate | MW of Load | 1 | 2027 | 13.9514
ENS | Low | Dynamic Pricing | Dynamic Pricing w/o enabling tech. | Residential | Residential Market Rate | MW of Load | 1 | 2027 | 7.8018
ENS | Low | BTM Battery Control | BTM Battery Control | Small Commercial | Manufacturing | MW of Load | 0 | 2027 | 0.022077
ENS | Low | BTM Battery Control | BTM Battery Control | Small Commercial | Miscellaneous | MW of Load | 0 | 2027 | 0.16323
ENS | Low | BTM Battery Control | BTM Battery Control | Small Commercial | Offices | MW of Load | 0 | 2027 | 0.056497
ENS | Low | BTM Battery Control | BTM Battery Control | Small Commercial | Retail Trade | MW of Load | 0 | 2027 | 0.098579
ENS | Low | BTM Battery Control | BTM Battery Control | Small Commercial | Services | MW of Load | 0 | 2027 | 0.21459
ENS | Low | BTM Battery Control | BTM Battery Control | Large Commercial | Offices | MW of Load | 0 | 2027 | 0.032117
ENS | Low | BTM Battery Control | BTM Battery Control | Large Commercial | Services | MW of Load | 0 | 2027 | 0.17129
ENS | Low | BTM Battery Control | BTM Battery Control | Small Industrial | Manufacturing | MW of Load | 0 | 2027 | 0.00054477
ENS | Low | BTM Battery Control | BTM Battery Control | Small Industrial | Miscellaneous | MW of Load | 0 | 2027 | 0.0035073
ENS | Low | BTM Battery Control | BTM Battery Control | Small Industrial | Offices | MW of Load | 0 | 2027 | 0.0013895
ENS | Low | BTM Battery Control | BTM Battery Control | Small Industrial | Retail Trade | MW of Load | 0 | 2027 | 0.0024178
ENS | Low | BTM Battery Control | BTM Battery Control | Small Industrial | Services | MW of Load | 0 | 2027 | 0.005264
ENS | Low | BTM Battery Control | BTM Battery Control | Large Industrial | Manufacturing | MW of Load | 0 | 2027 | 0.021027
ENS | Low | BTM Battery Control | BTM Battery Control | Large Industrial | Miscellaneous | MW of Load | 0 | 2027 | 0.097487
ENS | Low | BTM Battery Control | BTM Battery Control | Large Industrial | Offices | MW of Load | 0 | 2027 | 0.011469
ENS | Low | BTM Battery Control | BTM Battery Control | Large Industrial | Retail Trade | MW of Load | 0 | 2027 | 0.057345
ENS | Low | BTM Battery Control | BTM Battery Control | Large Industrial | Services | MW of Load | 0 | 2027 | 0.12425
ENS | Low | BTM Battery Control | BTM Battery Control | Interruptible Rider | Manufacturing | MW of Load | 0 | 2027 | 0.028106
ENS | Low | BTM Battery Control | BTM Battery Control | Interruptible Rider | Miscellaneous | MW of Load | 0 | 2027 | 0.07495
ENS | Low | BTM Battery Control | BTM Battery Control | Interruptible Rider | Retail Trade | MW of Load | 0 | 2027 | 0.11242
ENS | Low | BTM Battery Control | BTM Battery Control | Residential | Residential LI | MW of Load | 0 | 2027 | 0.72208
ENS | Low | BTM Battery Control | BTM Battery Control | Residential | Residential Market Rate | MW of Load | 0 | 2027 | 4.4952
ENS | Low | EV Charging Control | EV Charging Control | EV | EV | MW of Load | 0 | 2027 | 0.51264
ENS | Low | Behavioral DR | Behavioral DR | Residential | Residential LI | MW of Load | 0 | 2027 | 0.34573
ENS | Low | Behavioral DR | Behavioral DR | Residential | Residential Market Rate | MW of Load | 0 | 2027 | 2.0169
ENS | Low | DLC | DLC-Switch-Water Heating | Small Commercial | Miscellaneous | MW of Load | 1 | 2028 | 0.026979
ENS | Low | DLC | DLC-Switch-Water Heating | Small Commercial | Offices | MW of Load | 1 | 2028 | 0.016162
ENS | Low | DLC | DLC-Switch-Water Heating | Small Commercial | Retail Trade | MW of Load | 1 | 2028 | 0.093126
ENS | Low | DLC | DLC-Switch-Water Heating | Small Commercial | Services | MW of Load | 1 | 2028 | 0.11196
ENS | Low | DLC | DLC-Thermostat-HVAC | Small Commercial | Miscellaneous | MW of Load | 1 | 2028 | 0.17379
ENS | Low | DLC | DLC-Thermostat-HVAC | Small Commercial | Offices | MW of Load | 1 | 2028 | 0.26274
ENS | Low | DLC | DLC-Thermostat-HVAC | Small Commercial | Retail Trade | MW of Load | 1 | 2028 | 0.2606
ENS | Low | DLC | DLC-Thermostat-HVAC | Small Commercial | Services | MW of Load | 1 | 2028 | 0.31362
ENS | Low | DLC | DLC-Switch-Water Heating | Small Industrial | Miscellaneous | MW of Load | 1 | 2028 | 0.0057764
ENS | Low | DLC | DLC-Switch-Water Heating | Small Industrial | Offices | MW of Load | 1 | 2028 | 0.00022722
ENS | Low | DLC | DLC-Switch-Water Heating | Small Industrial | Retail Trade | MW of Load | 1 | 2028 | 0.0015596
ENS | Low | DLC | DLC-Switch-Water Heating | Small Industrial | Services | MW of Load | 1 | 2028 | 0.0019442
ENS | Low | DLC | DLC-Thermostat-HVAC | Small Industrial | Miscellaneous | MW of Load | 1 | 2028 | 0.039313
ENS | Low | DLC | DLC-Thermostat-HVAC | Small Industrial | Offices | MW of Load | 1 | 2028 | 0.0038184
ENS | Low | DLC | DLC-Thermostat-HVAC | Small Industrial | Retail Trade | MW of Load | 1 | 2028 | 0.0046677
ENS | Low | DLC | DLC-Thermostat-HVAC | Small Industrial | Services | MW of Load | 1 | 2028 | 0.0058188
ENS | Low | DLC | DLC-Switch-Water Heating | Residential | Residential LI | MW of Load | 1 | 2028 | 3.2739
ENS | Low | DLC | DLC-Switch-Water Heating | Residential | Residential Market Rate | MW of Load | 1 | 2028 | 10.1635
ENS | Low | DLC | DLC-Thermostat-Heat Pump | Residential | Residential LI | MW of Load | 1 | 2028 | 0.20394
ENS | Low | DLC | DLC-Thermostat-Heat Pump | Residential | Residential Market Rate | MW of Load | 1 | 2028 | 5.4598
ENS | Low | DLC | DLC-Thermostat-Electric Furnace | Residential | Residential LI | MW of Load | 1 | 2028 | 3.4863
ENS | Low | DLC | DLC-Thermostat-Electric Furnace | Residential | Residential Market Rate | MW of Load | 1 | 2028 | 4.033
ENS | Low | C&I Curtailment | C&I Curtailment- Manual HVAC Control | Large Commercial | Offices | MW of Load | 1 | 2028 | 0.045779
ENS | Low | C&I Curtailment | C&I Curtailment- Manual HVAC Control | Large Commercial | Services | MW of Load | 1 | 2028 | 0.09084
ENS | Low | C&I Curtailment | C&I Curtailment- Auto-DR HVAC Control | Large Commercial | Offices | MW of Load | 1 | 2028 | 0.14187
ENS | Low | C&I Curtailment | C&I Curtailment- Auto-DR HVAC Control | Large Commercial | Services | MW of Load | 1 | 2028 | 0.28152
ENS | Low | C&I Curtailment | C&I Curtailment- Standard Lighting Control | Large Commercial | Offices | MW of Load | 1 | 2028 | 0.012026
ENS | Low | C&I Curtailment | C&I Curtailment- Standard Lighting Control | Large Commercial | Services | MW of Load | 1 | 2028 | 0.080611
ENS | Low | C&I Curtailment | C&I Curtailment- Advanced Lighting Control | Large Commercial | Offices | MW of Load | 1 | 2028 | 0.0060132
ENS | Low | C&I Curtailment | C&I Curtailment- Advanced Lighting Control | Large Commercial | Services | MW of Load | 1 | 2028 | 0.040306
ENS | Low | C&I Curtailment | C&I Curtailment- Water Heating Control | Large Commercial | Offices | MW of Load | 1 | 2028 | 0.0013773
ENS | Low | C&I Curtailment | C&I Curtailment- Water Heating Control | Large Commercial | Services | MW of Load | 1 | 2028 | 0.015342
ENS | Low | C&I Curtailment | C&I Curtailment- Other | Large Commercial | Offices | MW of Load | 1 | 2028 | 0.023632
ENS | Low | C&I Curtailment | C&I Curtailment- Other | Large Commercial | Services | MW of Load | 1 | 2028 | 0.16008
ENS | Low | C&I Curtailment | C&I Curtailment- Manual HVAC Control | Large Industrial | Miscellaneous | MW of Load | 1 | 2028 | 0.015992
ENS | Low | C&I Curtailment | C&I Curtailment- Manual HVAC Control | Large Industrial | Offices | MW of Load | 1 | 2028 | 0.009886
ENS | Low | C&I Curtailment | C&I Curtailment- Manual HVAC Control | Large Industrial | Retail Trade | MW of Load | 1 | 2028 | 0.027637
ENS | Low | C&I Curtailment | C&I Curtailment- Manual HVAC Control | Large Industrial | Services | MW of Load | 1 | 2028 | 0.0082015
ENS | Low | C&I Curtailment | C&I Curtailment- Auto-DR HVAC Control | Large Industrial | Miscellaneous | MW of Load | 1 | 2028 | 0.049559
ENS | Low | C&I Curtailment | C&I Curtailment- Auto-DR HVAC Control | Large Industrial | Offices | MW of Load | 1 | 2028 | 0.030637
ENS | Low | C&I Curtailment | C&I Curtailment- Auto-DR HVAC Control | Large Industrial | Retail Trade | MW of Load | 1 | 2028 | 0.085648
ENS | Low | C&I Curtailment | C&I Curtailment- Auto-DR HVAC Control | Large Industrial | Services | MW of Load | 1 | 2028 | 0.025417
ENS | Low | C&I Curtailment | C&I Curtailment- Standard Lighting Control | Large Industrial | Miscellaneous | MW of Load | 1 | 2028 | 0.015297
ENS | Low | C&I Curtailment | C&I Curtailment- Standard Lighting Control | Large Industrial | Offices | MW of Load | 1 | 2028 | 0.0028595
ENS | Low | C&I Curtailment | C&I Curtailment- Standard Lighting Control | Large Industrial | Retail Trade | MW of Load | 1 | 2028 | 0.024525
ENS | Low | C&I Curtailment | C&I Curtailment- Standard Lighting Control | Large Industrial | Services | MW of Load | 1 | 2028 | 0.0072781
ENS | Low | C&I Curtailment | C&I Curtailment- Advanced Lighting Control | Large Industrial | Miscellaneous | MW of Load | 1 | 2028 | 0.0076486
ENS | Low | C&I Curtailment | C&I Curtailment- Advanced Lighting Control | Large Industrial | Offices | MW of Load | 1 | 2028 | 0.0014297
ENS | Low | C&I Curtailment | C&I Curtailment- Advanced Lighting Control | Large Industrial | Retail Trade | MW of Load | 1 | 2028 | 0.012263
ENS | Low | C&I Curtailment | C&I Curtailment- Advanced Lighting Control | Large Industrial | Services | MW of Load | 1 | 2028 | 0.003639
ENS | Low | C&I Curtailment | C&I Curtailment- Water Heating Control | Large Industrial | Miscellaneous | MW of Load | 1 | 2028 | 0.00092992
ENS | Low | C&I Curtailment | C&I Curtailment- Water Heating Control | Large Industrial | Offices | MW of Load | 1 | 2028 | 0.00027514
ENS | Low | C&I Curtailment | C&I Curtailment- Water Heating Control | Large Industrial | Retail Trade | MW of Load | 1 | 2028 | 0.0046677
ENS | Low | C&I Curtailment | C&I Curtailment- Water Heating Control | Large Industrial | Services | MW of Load | 1 | 2028 | 0.0013852
ENS | Low | C&I Curtailment | C&I Curtailment- Other | Large Industrial | Miscellaneous | MW of Load | 1 | 2028 | 0.020009
ENS | Low | C&I Curtailment | C&I Curtailment- Other | Large Industrial | Offices | MW of Load | 1 | 2028 | 0.0052738
ENS | Low | C&I Curtailment | C&I Curtailment- Other | Large Industrial | Retail Trade | MW of Load | 1 | 2028 | 0.048703
ENS | Low | C&I Curtailment | C&I Curtailment- Other | Large Industrial | Services | MW of Load | 1 | 2028 | 0.014453
ENS | Low | C&I Curtailment | C&I Curtailment- Industrial | Large Industrial | Manufacturing | MW of Load | 1 | 2028 | 0.75517
ENS | Low | C&I Curtailment | C&I Curtailment- Manual HVAC Control | Interruptible Rider | Miscellaneous | MW of Load | 1 | 2028 | 0.52228
ENS | Low | C&I Curtailment | C&I Curtailment- Manual HVAC Control | Interruptible Rider | Retail Trade | MW of Load | 1 | 2028 | 0.014454
ENS | Low | C&I Curtailment | C&I Curtailment- Auto-DR HVAC Control | Interruptible Rider | Miscellaneous | MW of Load | 1 | 2028 | 1.6186
ENS | Low | C&I Curtailment | C&I Curtailment- Auto-DR HVAC Control | Interruptible Rider | Retail Trade | MW of Load | 1 | 2028 | 0.044792
ENS | Low | C&I Curtailment | C&I Curtailment- Standard Lighting Control | Interruptible Rider | Miscellaneous | MW of Load | 1 | 2028 | 0.18877
ENS | Low | C&I Curtailment | C&I Curtailment- Standard Lighting Control | Interruptible Rider | Retail Trade | MW of Load | 1 | 2028 | 0.013792
ENS | Low | C&I Curtailment | C&I Curtailment- Advanced Lighting Control | Interruptible Rider | Miscellaneous | MW of Load | 1 | 2028 | 0.094385
ENS | Low | C&I Curtailment | C&I Curtailment- Advanced Lighting Control | Interruptible Rider | Retail Trade | MW of Load | 1 | 2028 | 0.0068958
ENS | Low | C&I Curtailment | C&I Curtailment- Water Heating Control | Interruptible Rider | Miscellaneous | MW of Load | 1 | 2028 | 0.017201
ENS | Low | C&I Curtailment | C&I Curtailment- Water Heating Control | Interruptible Rider | Retail Trade | MW of Load | 1 | 2028 | 0.0022713
ENS | Low | C&I Curtailment | C&I Curtailment- Other | Interruptible Rider | Miscellaneous | MW of Load | 1 | 2028 | 0.31076
ENS | Low | C&I Curtailment | C&I Curtailment- Other | Interruptible Rider | Retail Trade | MW of Load | 1 | 2028 | 0.025045
ENS | Low | C&I Curtailment | C&I Curtailment- Industrial | Interruptible Rider | Manufacturing | MW of Load | 1 | 2028 | 0.57691
ENS | Low | Dynamic Pricing | Dynamic Pricing with enabling tech. | Small Commercial | Manufacturing | MW of Load | 1 | 2028 | 0.035554
ENS | Low | Dynamic Pricing | Dynamic Pricing with enabling tech. | Small Commercial | Miscellaneous | MW of Load | 1 | 2028 | 0.35915
ENS | Low | Dynamic Pricing | Dynamic Pricing with enabling tech. | Small Commercial | Offices | MW of Load | 1 | 2028 | 0.28813
ENS | Low | Dynamic Pricing | Dynamic Pricing with enabling tech. | Small Commercial | Retail Trade | MW of Load | 1 | 2028 | 0.66421
ENS | Low | Dynamic Pricing | Dynamic Pricing with enabling tech. | Small Commercial | Services | MW of Load | 1 | 2028 | 0.79928
ENS | Low | Dynamic Pricing | Dynamic Pricing w/o enabling tech. | Small Commercial | Manufacturing | MW of Load | 1 | 2028 | 0.0020999
ENS | Low | Dynamic Pricing | Dynamic Pricing w/o enabling tech. | Small Commercial | Miscellaneous | MW of Load | 1 | 2028 | 0.021212
ENS | Low | Dynamic Pricing | Dynamic Pricing w/o enabling tech. | Small Commercial | Offices | MW of Load | 1 | 2028 | 0.017017
ENS | Low | Dynamic Pricing | Dynamic Pricing w/o enabling tech. | Small Commercial | Retail Trade | MW of Load | 1 | 2028 | 0.03923
ENS | Low | Dynamic Pricing | Dynamic Pricing w/o enabling tech. | Small Commercial | Services | MW of Load | 1 | 2028 | 0.047208
ENS | Low | Dynamic Pricing | Dynamic Pricing with enabling tech. | Large Commercial | Offices | MW of Load | 1 | 2028 | 0.067808
ENS | Low | Dynamic Pricing | Dynamic Pricing with enabling tech. | Large Commercial | Services | MW of Load | 1 | 2028 | 0.44356
ENS | Low | Dynamic Pricing | Dynamic Pricing w/o enabling tech. | Large Commercial | Offices | MW of Load | 1 | 2028 | 0.025696
ENS | Low | Dynamic Pricing | Dynamic Pricing w/o enabling tech. | Large Commercial | Services | MW of Load | 1 | 2028 | 0.16809
ENS | Low | Dynamic Pricing | Dynamic Pricing with enabling tech. | Small Industrial | Manufacturing | MW of Load | 1 | 2028 | 0.052969
ENS | Low | Dynamic Pricing | Dynamic Pricing with enabling tech. | Small Industrial | Miscellaneous | MW of Load | 1 | 2028 | 0.069705
ENS | Low | Dynamic Pricing | Dynamic Pricing with enabling tech. | Small Industrial | Offices | MW of Load | 1 | 2028 | 0.0042245
ENS | Low | Dynamic Pricing | Dynamic Pricing with enabling tech. | Small Industrial | Retail Trade | MW of Load | 1 | 2028 | 0.011841
ENS | Low | Dynamic Pricing | Dynamic Pricing with enabling tech. | Small Industrial | Services | MW of Load | 1 | 2028 | 0.014761
ENS | Low | Dynamic Pricing | Dynamic Pricing w/o enabling tech. | Small Industrial | Manufacturing | MW of Load | 1 | 2028 | 0.0031285
ENS | Low | Dynamic Pricing | Dynamic Pricing w/o enabling tech. | Small Industrial | Miscellaneous | MW of Load | 1 | 2028 | 0.004117
ENS | Low | Dynamic Pricing | Dynamic Pricing w/o enabling tech. | Small Industrial | Offices | MW of Load | 1 | 2028 | 0.00024951
ENS | Low | Dynamic Pricing | Dynamic Pricing w/o enabling tech. | Small Industrial | Retail Trade | MW of Load | 1 | 2028 | 0.00069933
ENS | Low | Dynamic Pricing | Dynamic Pricing w/o enabling tech. | Small Industrial | Services | MW of Load | 1 | 2028 | 0.0008718
ENS | Low | Dynamic Pricing | Dynamic Pricing with enabling tech. | Large Industrial | Manufacturing | MW of Load | 1 | 2028 | 0.39547
ENS | Low | Dynamic Pricing | Dynamic Pricing with enabling tech. | Large Industrial | Miscellaneous | MW of Load | 1 | 2028 | 0.20479
ENS | Low | Dynamic Pricing | Dynamic Pricing with enabling tech. | Large Industrial | Offices | MW of Load | 1 | 2028 | 0.014975
ENS | Low | Dynamic Pricing | Dynamic Pricing with enabling tech. | Large Industrial | Retail Trade | MW of Load | 1 | 2028 | 0.073081
ENS | Low | Dynamic Pricing | Dynamic Pricing with enabling tech. | Large Industrial | Services | MW of Load | 1 | 2028 | 0.040047
ENS | Low | Dynamic Pricing | Dynamic Pricing w/o enabling tech. | Large Industrial | Manufacturing | MW of Load | 1 | 2028 | 0.14986
ENS | Low | Dynamic Pricing | Dynamic Pricing w/o enabling tech. | Large Industrial | Miscellaneous | MW of Load | 1 | 2028 | 0.077604
ENS | Low | Dynamic Pricing | Dynamic Pricing w/o enabling tech. | Large Industrial | Offices | MW of Load | 1 | 2028 | 0.0056748
ENS | Low | Dynamic Pricing | Dynamic Pricing w/o enabling tech. | Large Industrial | Retail Trade | MW of Load | 1 | 2028 | 0.027694
ENS | Low | Dynamic Pricing | Dynamic Pricing w/o enabling tech. | Large Industrial | Services | MW of Load | 1 | 2028 | 0.015176
ENS | Low | Dynamic Pricing | Dynamic Pricing with enabling tech. | Interruptible Rider | Manufacturing | MW of Load | 1 | 2028 | 0.1103
ENS | Low | Dynamic Pricing | Dynamic Pricing with enabling tech. | Interruptible Rider | Miscellaneous | MW of Load | 1 | 2028 | 0.23582
ENS | Low | Dynamic Pricing | Dynamic Pricing with enabling tech. | Interruptible Rider | Retail Trade | MW of Load | 1 | 2028 | 0.013882
ENS | Low | Dynamic Pricing | Dynamic Pricing w/o enabling tech. | Interruptible Rider | Manufacturing | MW of Load | 1 | 2028 | 0.041797
ENS | Low | Dynamic Pricing | Dynamic Pricing w/o enabling tech. | Interruptible Rider | Miscellaneous | MW of Load | 1 | 2028 | 0.089365
ENS | Low | Dynamic Pricing | Dynamic Pricing w/o enabling tech. | Interruptible Rider | Retail Trade | MW of Load | 1 | 2028 | 0.0052607
ENS | Low | Dynamic Pricing | Dynamic Pricing with enabling tech. | Residential | Residential Market Rate | MW of Load | 1 | 2028 | 13.9531
ENS | Low | Dynamic Pricing | Dynamic Pricing w/o enabling tech. | Residential | Residential Market Rate | MW of Load | 1 | 2028 | 7.8027
ENS | Low | BTM Battery Control | BTM Battery Control | Small Commercial | Manufacturing | MW of Load | 0 | 2028 | 0.024021
ENS | Low | BTM Battery Control | BTM Battery Control | Small Commercial | Miscellaneous | MW of Load | 0 | 2028 | 0.17769
ENS | Low | BTM Battery Control | BTM Battery Control | Small Commercial | Offices | MW of Load | 0 | 2028 | 0.061472
ENS | Low | BTM Battery Control | BTM Battery Control | Small Commercial | Retail Trade | MW of Load | 0 | 2028 | 0.10726
ENS | Low | BTM Battery Control | BTM Battery Control | Small Commercial | Services | MW of Load | 0 | 2028 | 0.23347
ENS | Low | BTM Battery Control | BTM Battery Control | Large Commercial | Offices | MW of Load | 0 | 2028 | 0.034945
ENS | Low | BTM Battery Control | BTM Battery Control | Large Commercial | Services | MW of Load | 0 | 2028 | 0.18637
ENS | Low | BTM Battery Control | BTM Battery Control | Small Industrial | Manufacturing | MW of Load | 0 | 2028 | 0.00059274
ENS | Low | BTM Battery Control | BTM Battery Control | Small Industrial | Miscellaneous | MW of Load | 0 | 2028 | 0.0038162
ENS | Low | BTM Battery Control | BTM Battery Control | Small Industrial | Offices | MW of Load | 0 | 2028 | 0.0015118
ENS | Low | BTM Battery Control | BTM Battery Control | Small Industrial | Retail Trade | MW of Load | 0 | 2028 | 0.0026307
ENS | Low | BTM Battery Control | BTM Battery Control | Small Industrial | Services | MW of Load | 0 | 2028 | 0.0057276
ENS | Low | BTM Battery Control | BTM Battery Control | Large Industrial | Manufacturing | MW of Load | 0 | 2028 | 0.022878
ENS | Low | BTM Battery Control | BTM Battery Control | Large Industrial | Miscellaneous | MW of Load | 0 | 2028 | 0.10607
ENS | Low | BTM Battery Control | BTM Battery Control | Large Industrial | Offices | MW of Load | 0 | 2028 | 0.012479
ENS | Low | BTM Battery Control | BTM Battery Control | Large Industrial | Retail Trade | MW of Load | 0 | 2028 | 0.062396
ENS | Low | BTM Battery Control | BTM Battery Control | Large Industrial | Services | MW of Load | 0 | 2028 | 0.13519
ENS | Low | BTM Battery Control | BTM Battery Control | Interruptible Rider | Manufacturing | MW of Load | 0 | 2028 | 0.030581
ENS | Low | BTM Battery Control | BTM Battery Control | Interruptible Rider | Miscellaneous | MW of Load | 0 | 2028 | 0.081551
ENS | Low | BTM Battery Control | BTM Battery Control | Interruptible Rider | Retail Trade | MW of Load | 0 | 2028 | 0.12233
ENS | Low | BTM Battery Control | BTM Battery Control | Residential | Residential LI | MW of Load | 0 | 2028 | 0.78952
ENS | Low | BTM Battery Control | BTM Battery Control | Residential | Residential Market Rate | MW of Load | 0 | 2028 | 4.9151
ENS | Low | EV Charging Control | EV Charging Control | EV | EV | MW of Load | 0 | 2028 | 0.63717
ENS | Low | Behavioral DR | Behavioral DR | Residential | Residential LI | MW of Load | 0 | 2028 | 0.34541
ENS | Low | Behavioral DR | Behavioral DR | Residential | Residential Market Rate | MW of Load | 0 | 2028 | 2.0171
ENS | Low | DLC | DLC-Switch-Water Heating | Small Commercial | Miscellaneous | MW of Load | 1 | 2029 | 0.026664
ENS | Low | DLC | DLC-Switch-Water Heating | Small Commercial | Offices | MW of Load | 1 | 2029 | 0.015936
ENS | Low | DLC | DLC-Switch-Water Heating | Small Commercial | Retail Trade | MW of Load | 1 | 2029 | 0.092172
ENS | Low | DLC | DLC-Switch-Water Heating | Small Commercial | Services | MW of Load | 1 | 2029 | 0.11079
ENS | Low | DLC | DLC-Thermostat-HVAC | Small Commercial | Miscellaneous | MW of Load | 1 | 2029 | 0.16818
ENS | Low | DLC | DLC-Thermostat-HVAC | Small Commercial | Offices | MW of Load | 1 | 2029 | 0.25682
ENS | Low | DLC | DLC-Thermostat-HVAC | Small Commercial | Retail Trade | MW of Load | 1 | 2029 | 0.25009
ENS | Low | DLC | DLC-Thermostat-HVAC | Small Commercial | Services | MW of Load | 1 | 2029 | 0.30095
ENS | Low | DLC | DLC-Switch-Water Heating | Small Industrial | Miscellaneous | MW of Load | 1 | 2029 | 0.0058252
ENS | Low | DLC | DLC-Switch-Water Heating | Small Industrial | Offices | MW of Load | 1 | 2029 | 0.0002283
ENS | Low | DLC | DLC-Switch-Water Heating | Small Industrial | Retail Trade | MW of Load | 1 | 2029 | 0.0015718
ENS | Low | DLC | DLC-Switch-Water Heating | Small Industrial | Services | MW of Load | 1 | 2029 | 0.0019594
ENS | Low | DLC | DLC-Thermostat-HVAC | Small Industrial | Miscellaneous | MW of Load | 1 | 2029 | 0.039029
ENS | Low | DLC | DLC-Thermostat-HVAC | Small Industrial | Offices | MW of Load | 1 | 2029 | 0.0038212
ENS | Low | DLC | DLC-Thermostat-HVAC | Small Industrial | Retail Trade | MW of Load | 1 | 2029 | 0.0046178
ENS | Low | DLC | DLC-Thermostat-HVAC | Small Industrial | Services | MW of Load | 1 | 2029 | 0.0057566
ENS | Low | DLC | DLC-Switch-Water Heating | Residential | Residential LI | MW of Load | 1 | 2029 | 3.2557
ENS | Low | DLC | DLC-Switch-Water Heating | Residential | Residential Market Rate | MW of Load | 1 | 2029 | 10.0971
ENS | Low | DLC | DLC-Thermostat-Heat Pump | Residential | Residential LI | MW of Load | 1 | 2029 | 0.2267
ENS | Low | DLC | DLC-Thermostat-Heat Pump | Residential | Residential Market Rate | MW of Load | 1 | 2029 | 5.5603
ENS | Low | DLC | DLC-Thermostat-Electric Furnace | Residential | Residential LI | MW of Load | 1 | 2029 | 3.471
ENS | Low | DLC | DLC-Thermostat-Electric Furnace | Residential | Residential Market Rate | MW of Load | 1 | 2029 | 3.9437
ENS | Low | C&I Curtailment | C&I Curtailment- Manual HVAC Control | Large Commercial | Offices | MW of Load | 1 | 2029 | 0.03985
ENS | Low | C&I Curtailment | C&I Curtailment- Manual HVAC Control | Large Commercial | Services | MW of Load | 1 | 2029 | 0.077681
ENS | Low | C&I Curtailment | C&I Curtailment- Auto-DR HVAC Control | Large Commercial | Offices | MW of Load | 1 | 2029 | 0.14767
ENS | Low | C&I Curtailment | C&I Curtailment- Auto-DR HVAC Control | Large Commercial | Services | MW of Load | 1 | 2029 | 0.28786
ENS | Low | C&I Curtailment | C&I Curtailment- Standard Lighting Control | Large Commercial | Offices | MW of Load | 1 | 2029 | 0.011315
ENS | Low | C&I Curtailment | C&I Curtailment- Standard Lighting Control | Large Commercial | Services | MW of Load | 1 | 2029 | 0.07671
ENS | Low | C&I Curtailment | C&I Curtailment- Advanced Lighting Control | Large Commercial | Offices | MW of Load | 1 | 2029 | 0.0056573
ENS | Low | C&I Curtailment | C&I Curtailment- Advanced Lighting Control | Large Commercial | Services | MW of Load | 1 | 2029 | 0.038355
ENS | Low | C&I Curtailment | C&I Curtailment- Water Heating Control | Large Commercial | Offices | MW of Load | 1 | 2029 | 0.0013698
ENS | Low | C&I Curtailment | C&I Curtailment- Water Heating Control | Large Commercial | Services | MW of Load | 1 | 2029 | 0.015266
ENS | Low | C&I Curtailment | C&I Curtailment- Other | Large Commercial | Offices | MW of Load | 1 | 2029 | 0.023185
ENS | Low | C&I Curtailment | C&I Curtailment- Other | Large Commercial | Services | MW of Load | 1 | 2029 | 0.15769
ENS | Low | C&I Curtailment | C&I Curtailment- Manual HVAC Control | Large Industrial | Miscellaneous | MW of Load | 1 | 2029 | 0.01408
ENS | Low | C&I Curtailment | C&I Curtailment- Manual HVAC Control | Large Industrial | Offices | MW of Load | 1 | 2029 | 0.0088238
ENS | Low | C&I Curtailment | C&I Curtailment- Manual HVAC Control | Large Industrial | Retail Trade | MW of Load | 1 | 2029 | 0.024185
ENS | Low | C&I Curtailment | C&I Curtailment- Manual HVAC Control | Large Industrial | Services | MW of Load | 1 | 2029 | 0.0071772
ENS | Low | C&I Curtailment | C&I Curtailment- Auto-DR HVAC Control | Large Industrial | Miscellaneous | MW of Load | 1 | 2029 | 0.052177
ENS | Low | C&I Curtailment | C&I Curtailment- Auto-DR HVAC Control | Large Industrial | Offices | MW of Load | 1 | 2029 | 0.032698
ENS | Low | C&I Curtailment | C&I Curtailment- Auto-DR HVAC Control | Large Industrial | Retail Trade | MW of Load | 1 | 2029 | 0.089623
ENS | Low | C&I Curtailment | C&I Curtailment- Auto-DR HVAC Control | Large Industrial | Services | MW of Load | 1 | 2029 | 0.026596
ENS | Low | C&I Curtailment | C&I Curtailment- Standard Lighting Control | Large Industrial | Miscellaneous | MW of Load | 1 | 2029 | 0.015083
ENS | Low | C&I Curtailment | C&I Curtailment- Standard Lighting Control | Large Industrial | Offices | MW of Load | 1 | 2029 | 0.0028122
ENS | Low | C&I Curtailment | C&I Curtailment- Standard Lighting Control | Large Industrial | Retail Trade | MW of Load | 1 | 2029 | 0.023883
ENS | Low | C&I Curtailment | C&I Curtailment- Standard Lighting Control | Large Industrial | Services | MW of Load | 1 | 2029 | 0.0070875
ENS | Low | C&I Curtailment | C&I Curtailment- Advanced Lighting Control | Large Industrial | Miscellaneous | MW of Load | 1 | 2029 | 0.0075415
ENS | Low | C&I Curtailment | C&I Curtailment- Advanced Lighting Control | Large Industrial | Offices | MW of Load | 1 | 2029 | 0.0014061
ENS | Low | C&I Curtailment | C&I Curtailment- Advanced Lighting Control | Large Industrial | Retail Trade | MW of Load | 1 | 2029 | 0.011941
ENS | Low | C&I Curtailment | C&I Curtailment- Advanced Lighting Control | Large Industrial | Services | MW of Load | 1 | 2029 | 0.0035437
ENS | Low | C&I Curtailment | C&I Curtailment- Water Heating Control | Large Industrial | Miscellaneous | MW of Load | 1 | 2029 | 0.00093701
ENS | Low | C&I Curtailment | C&I Curtailment- Water Heating Control | Large Industrial | Offices | MW of Load | 1 | 2029 | 0.00027795
ENS | Low | C&I Curtailment | C&I Curtailment- Water Heating Control | Large Industrial | Retail Trade | MW of Load | 1 | 2029 | 0.0047531
ENS | Low | C&I Curtailment | C&I Curtailment- Water Heating Control | Large Industrial | Services | MW of Load | 1 | 2029 | 0.0014105
ENS | Low | C&I Curtailment | C&I Curtailment- Other | Large Industrial | Miscellaneous | MW of Load | 1 | 2029 | 0.020093
ENS | Low | C&I Curtailment | C&I Curtailment- Other | Large Industrial | Offices | MW of Load | 1 | 2029 | 0.005324
ENS | Low | C&I Curtailment | C&I Curtailment- Other | Large Industrial | Retail Trade | MW of Load | 1 | 2029 | 0.049096
ENS | Low | C&I Curtailment | C&I Curtailment- Other | Large Industrial | Services | MW of Load | 1 | 2029 | 0.01457
ENS | Low | C&I Curtailment | C&I Curtailment- Industrial | Large Industrial | Manufacturing | MW of Load | 1 | 2029 | 0.74624
ENS | Low | C&I Curtailment | C&I Curtailment- Manual HVAC Control | Interruptible Rider | Miscellaneous | MW of Load | 1 | 2029 | 0.45766
ENS | Low | C&I Curtailment | C&I Curtailment- Manual HVAC Control | Interruptible Rider | Retail Trade | MW of Load | 1 | 2029 | 0.012525
ENS | Low | C&I Curtailment | C&I Curtailment- Auto-DR HVAC Control | Interruptible Rider | Miscellaneous | MW of Load | 1 | 2029 | 1.6959
ENS | Low | C&I Curtailment | C&I Curtailment- Auto-DR HVAC Control | Interruptible Rider | Retail Trade | MW of Load | 1 | 2029 | 0.046415
ENS | Low | C&I Curtailment | C&I Curtailment- Standard Lighting Control | Interruptible Rider | Miscellaneous | MW of Load | 1 | 2029 | 0.18247
ENS | Low | C&I Curtailment | C&I Curtailment- Standard Lighting Control | Interruptible Rider | Retail Trade | MW of Load | 1 | 2029 | 0.013408
ENS | Low | C&I Curtailment | C&I Curtailment- Advanced Lighting Control | Interruptible Rider | Miscellaneous | MW of Load | 1 | 2029 | 0.091234
ENS | Low | C&I Curtailment | C&I Curtailment- Advanced Lighting Control | Interruptible Rider | Retail Trade | MW of Load | 1 | 2029 | 0.0067042
ENS | Low | C&I Curtailment | C&I Curtailment- Water Heating Control | Interruptible Rider | Miscellaneous | MW of Load | 1 | 2029 | 0.017076
ENS | Low | C&I Curtailment | C&I Curtailment- Water Heating Control | Interruptible Rider | Retail Trade | MW of Load | 1 | 2029 | 0.0022602
ENS | Low | C&I Curtailment | C&I Curtailment- Other | Interruptible Rider | Miscellaneous | MW of Load | 1 | 2029 | 0.30814
ENS | Low | C&I Curtailment | C&I Curtailment- Other | Interruptible Rider | Retail Trade | MW of Load | 1 | 2029 | 0.024875
ENS | Low | C&I Curtailment | C&I Curtailment- Industrial | Interruptible Rider | Manufacturing | MW of Load | 1 | 2029 | 0.56358
ENS | Low | Dynamic Pricing | Dynamic Pricing with enabling tech. | Small Commercial | Manufacturing | MW of Load | 1 | 2029 | 0.034334
ENS | Low | Dynamic Pricing | Dynamic Pricing with enabling tech. | Small Commercial | Miscellaneous | MW of Load | 1 | 2029 | 0.35041
ENS | Low | Dynamic Pricing | Dynamic Pricing with enabling tech. | Small Commercial | Offices | MW of Load | 1 | 2029 | 0.28124
ENS | Low | Dynamic Pricing | Dynamic Pricing with enabling tech. | Small Commercial | Retail Trade | MW of Load | 1 | 2029 | 0.64647
ENS | Low | Dynamic Pricing | Dynamic Pricing with enabling tech. | Small Commercial | Services | MW of Load | 1 | 2029 | 0.77784
ENS | Low | Dynamic Pricing | Dynamic Pricing w/o enabling tech. | Small Commercial | Manufacturing | MW of Load | 1 | 2029 | 0.0020278
ENS | Low | Dynamic Pricing | Dynamic Pricing w/o enabling tech. | Small Commercial | Miscellaneous | MW of Load | 1 | 2029 | 0.020696
ENS | Low | Dynamic Pricing | Dynamic Pricing w/o enabling tech. | Small Commercial | Offices | MW of Load | 1 | 2029 | 0.016611
ENS | Low | Dynamic Pricing | Dynamic Pricing w/o enabling tech. | Small Commercial | Retail Trade | MW of Load | 1 | 2029 | 0.038182
ENS | Low | Dynamic Pricing | Dynamic Pricing w/o enabling tech. | Small Commercial | Services | MW of Load | 1 | 2029 | 0.045941
ENS | Low | Dynamic Pricing | Dynamic Pricing with enabling tech. | Large Commercial | Offices | MW of Load | 1 | 2029 | 0.066348
ENS | Low | Dynamic Pricing | Dynamic Pricing with enabling tech. | Large Commercial | Services | MW of Load | 1 | 2029 | 0.43375
ENS | Low | Dynamic Pricing | Dynamic Pricing w/o enabling tech. | Large Commercial | Offices | MW of Load | 1 | 2029 | 0.025142
ENS | Low | Dynamic Pricing | Dynamic Pricing w/o enabling tech. | Large Commercial | Services | MW of Load | 1 | 2029 | 0.16437
ENS | Low | Dynamic Pricing | Dynamic Pricing with enabling tech. | Small Industrial | Manufacturing | MW of Load | 1 | 2029 | 0.052403
ENS | Low | Dynamic Pricing | Dynamic Pricing with enabling tech. | Small Industrial | Miscellaneous | MW of Load | 1 | 2029 | 0.069602
ENS | Low | Dynamic Pricing | Dynamic Pricing with enabling tech. | Small Industrial | Offices | MW of Load | 1 | 2029 | 0.0042277
ENS | Low | Dynamic Pricing | Dynamic Pricing with enabling tech. | Small Industrial | Retail Trade | MW of Load | 1 | 2029 | 0.011846
ENS | Low | Dynamic Pricing | Dynamic Pricing with enabling tech. | Small Industrial | Services | MW of Load | 1 | 2029 | 0.014767
ENS | Low | Dynamic Pricing | Dynamic Pricing w/o enabling tech. | Small Industrial | Manufacturing | MW of Load | 1 | 2029 | 0.0030951
ENS | Low | Dynamic Pricing | Dynamic Pricing w/o enabling tech. | Small Industrial | Miscellaneous | MW of Load | 1 | 2029 | 0.0041108
ENS | Low | Dynamic Pricing | Dynamic Pricing w/o enabling tech. | Small Industrial | Offices | MW of Load | 1 | 2029 | 0.0002497
ENS | Low | Dynamic Pricing | Dynamic Pricing w/o enabling tech. | Small Industrial | Retail Trade | MW of Load | 1 | 2029 | 0.00069963
ENS | Low | Dynamic Pricing | Dynamic Pricing w/o enabling tech. | Small Industrial | Services | MW of Load | 1 | 2029 | 0.00087216
ENS | Low | Dynamic Pricing | Dynamic Pricing with enabling tech. | Large Industrial | Manufacturing | MW of Load | 1 | 2029 | 0.3908
ENS | Low | Dynamic Pricing | Dynamic Pricing with enabling tech. | Large Industrial | Miscellaneous | MW of Load | 1 | 2029 | 0.20458
ENS | Low | Dynamic Pricing | Dynamic Pricing with enabling tech. | Large Industrial | Offices | MW of Load | 1 | 2029 | 0.015067
ENS | Low | Dynamic Pricing | Dynamic Pricing with enabling tech. | Large Industrial | Retail Trade | MW of Load | 1 | 2029 | 0.073133
ENS | Low | Dynamic Pricing | Dynamic Pricing with enabling tech. | Large Industrial | Services | MW of Load | 1 | 2029 | 0.040076
ENS | Low | Dynamic Pricing | Dynamic Pricing w/o enabling tech. | Large Industrial | Manufacturing | MW of Load | 1 | 2029 | 0.14809
ENS | Low | Dynamic Pricing | Dynamic Pricing w/o enabling tech. | Large Industrial | Miscellaneous | MW of Load | 1 | 2029 | 0.077527
ENS | Low | Dynamic Pricing | Dynamic Pricing w/o enabling tech. | Large Industrial | Offices | MW of Load | 1 | 2029 | 0.0057095
ENS | Low | Dynamic Pricing | Dynamic Pricing w/o enabling tech. | Large Industrial | Retail Trade | MW of Load | 1 | 2029 | 0.027713
ENS | Low | Dynamic Pricing | Dynamic Pricing w/o enabling tech. | Large Industrial | Services | MW of Load | 1 | 2029 | 0.015187
ENS | Low | Dynamic Pricing | Dynamic Pricing with enabling tech. | Interruptible Rider | Manufacturing | MW of Load | 1 | 2029 | 0.10775
ENS | Low | Dynamic Pricing | Dynamic Pricing with enabling tech. | Interruptible Rider | Miscellaneous | MW of Load | 1 | 2029 | 0.23297
ENS | Low | Dynamic Pricing | Dynamic Pricing with enabling tech. | Interruptible Rider | Retail Trade | MW of Load | 1 | 2029 | 0.013714
ENS | Low | Dynamic Pricing | Dynamic Pricing w/o enabling tech. | Interruptible Rider | Manufacturing | MW of Load | 1 | 2029 | 0.040832
ENS | Low | Dynamic Pricing | Dynamic Pricing w/o enabling tech. | Interruptible Rider | Miscellaneous | MW of Load | 1 | 2029 | 0.088283
ENS | Low | Dynamic Pricing | Dynamic Pricing w/o enabling tech. | Interruptible Rider | Retail Trade | MW of Load | 1 | 2029 | 0.0051968
ENS | Low | Dynamic Pricing | Dynamic Pricing with enabling tech. | Residential | Residential Market Rate | MW of Load | 1 | 2029 | 13.8108
ENS | Low | Dynamic Pricing | Dynamic Pricing w/o enabling tech. | Residential | Residential Market Rate | MW of Load | 1 | 2029 | 7.7232
ENS | Low | BTM Battery Control | BTM Battery Control | Small Commercial | Manufacturing | MW of Load | 0 | 2029 | 0.025189
ENS | Low | BTM Battery Control | BTM Battery Control | Small Commercial | Miscellaneous | MW of Load | 0 | 2029 | 0.18642
ENS | Low | BTM Battery Control | BTM Battery Control | Small Commercial | Offices | MW of Load | 0 | 2029 | 0.064443
ENS | Low | BTM Battery Control | BTM Battery Control | Small Commercial | Retail Trade | MW of Load | 0 | 2029 | 0.11246
ENS | Low | BTM Battery Control | BTM Battery Control | Small Commercial | Services | MW of Load | 0 | 2029 | 0.2448
ENS | Low | BTM Battery Control | BTM Battery Control | Large Commercial | Offices | MW of Load | 0 | 2029 | 0.036644
ENS | Low | BTM Battery Control | BTM Battery Control | Large Commercial | Services | MW of Load | 0 | 2029 | 0.19543
ENS | Low | BTM Battery Control | BTM Battery Control | Small Industrial | Manufacturing | MW of Load | 0 | 2029 | 0.00061457
ENS | Low | BTM Battery Control | BTM Battery Control | Small Industrial | Miscellaneous | MW of Load | 0 | 2029 | 0.0040017
ENS | Low | BTM Battery Control | BTM Battery Control | Small Industrial | Offices | MW of Load | 0 | 2029 | 0.0015853
ENS | Low | BTM Battery Control | BTM Battery Control | Small Industrial | Retail Trade | MW of Load | 0 | 2029 | 0.0027586
ENS | Low | BTM Battery Control | BTM Battery Control | Small Industrial | Services | MW of Load | 0 | 2029 | 0.006006
ENS | Low | BTM Battery Control | BTM Battery Control | Large Industrial | Manufacturing | MW of Load | 0 | 2029 | 0.02399
ENS | Low | BTM Battery Control | BTM Battery Control | Large Industrial | Miscellaneous | MW of Load | 0 | 2029 | 0.11123
ENS | Low | BTM Battery Control | BTM Battery Control | Large Industrial | Offices | MW of Load | 0 | 2029 | 0.013086
ENS | Low | BTM Battery Control | BTM Battery Control | Large Industrial | Retail Trade | MW of Load | 0 | 2029 | 0.065428
ENS | Low | BTM Battery Control | BTM Battery Control | Large Industrial | Services | MW of Load | 0 | 2029 | 0.14176
ENS | Low | BTM Battery Control | BTM Battery Control | Interruptible Rider | Manufacturing | MW of Load | 0 | 2029 | 0.032068
ENS | Low | BTM Battery Control | BTM Battery Control | Interruptible Rider | Miscellaneous | MW of Load | 0 | 2029 | 0.085514
ENS | Low | BTM Battery Control | BTM Battery Control | Interruptible Rider | Retail Trade | MW of Load | 0 | 2029 | 0.12827
ENS | Low | BTM Battery Control | BTM Battery Control | Residential | Residential LI | MW of Load | 0 | 2029 | 0.83197
ENS | Low | BTM Battery Control | BTM Battery Control | Residential | Residential Market Rate | MW of Load | 0 | 2029 | 5.1793
ENS | Low | EV Charging Control | EV Charging Control | EV | EV | MW of Load | 0 | 2029 | 0.77689
ENS | Low | Behavioral DR | Behavioral DR | Residential | Residential LI | MW of Load | 0 | 2029 | 0.34147
ENS | Low | Behavioral DR | Behavioral DR | Residential | Residential Market Rate | MW of Load | 0 | 2029 | 1.9966
ENS | Low | DLC | DLC-Switch-Water Heating | Small Commercial | Miscellaneous | MW of Load | 1 | 2030 | 0.026391
ENS | Low | DLC | DLC-Switch-Water Heating | Small Commercial | Offices | MW of Load | 1 | 2030 | 0.015729
ENS | Low | DLC | DLC-Switch-Water Heating | Small Commercial | Retail Trade | MW of Load | 1 | 2030 | 0.09133
ENS | Low | DLC | DLC-Switch-Water Heating | Small Commercial | Services | MW of Load | 1 | 2030 | 0.10974
ENS | Low | DLC | DLC-Thermostat-HVAC | Small Commercial | Miscellaneous | MW of Load | 1 | 2030 | 0.16292
ENS | Low | DLC | DLC-Thermostat-HVAC | Small Commercial | Offices | MW of Load | 1 | 2030 | 0.25132
ENS | Low | DLC | DLC-Thermostat-HVAC | Small Commercial | Retail Trade | MW of Load | 1 | 2030 | 0.24015
ENS | Low | DLC | DLC-Thermostat-HVAC | Small Commercial | Services | MW of Load | 1 | 2030 | 0.28895
ENS | Low | DLC | DLC-Switch-Water Heating | Small Industrial | Miscellaneous | MW of Load | 1 | 2030 | 0.0058753
ENS | Low | DLC | DLC-Switch-Water Heating | Small Industrial | Offices | MW of Load | 1 | 2030 | 0.00022939
ENS | Low | DLC | DLC-Switch-Water Heating | Small Industrial | Retail Trade | MW of Load | 1 | 2030 | 0.0015842
ENS | Low | DLC | DLC-Switch-Water Heating | Small Industrial | Services | MW of Load | 1 | 2030 | 0.0019749
ENS | Low | DLC | DLC-Thermostat-HVAC | Small Industrial | Miscellaneous | MW of Load | 1 | 2030 | 0.038752
ENS | Low | DLC | DLC-Thermostat-HVAC | Small Industrial | Offices | MW of Load | 1 | 2030 | 0.0038252
ENS | Low | DLC | DLC-Thermostat-HVAC | Small Industrial | Retail Trade | MW of Load | 1 | 2030 | 0.0045694
ENS | Low | DLC | DLC-Thermostat-HVAC | Small Industrial | Services | MW of Load | 1 | 2030 | 0.0056962
ENS | Low | DLC | DLC-Switch-Water Heating | Residential | Residential LI | MW of Load | 1 | 2030 | 3.2497
ENS | Low | DLC | DLC-Switch-Water Heating | Residential | Residential Market Rate | MW of Load | 1 | 2030 | 10.0673
ENS | Low | DLC | DLC-Thermostat-Heat Pump | Residential | Residential LI | MW of Load | 1 | 2030 | 0.25269
ENS | Low | DLC | DLC-Thermostat-Heat Pump | Residential | Residential Market Rate | MW of Load | 1 | 2030 | 5.6718
ENS | Low | DLC | DLC-Thermostat-Electric Furnace | Residential | Residential LI | MW of Load | 1 | 2030 | 3.452
ENS | Low | DLC | DLC-Thermostat-Electric Furnace | Residential | Residential Market Rate | MW of Load | 1 | 2030 | 3.8412
ENS | Low | C&I Curtailment | C&I Curtailment- Manual HVAC Control | Large Commercial | Offices | MW of Load | 1 | 2030 | 0.034364
ENS | Low | C&I Curtailment | C&I Curtailment- Manual HVAC Control | Large Commercial | Services | MW of Load | 1 | 2030 | 0.065768
ENS | Low | C&I Curtailment | C&I Curtailment- Auto-DR HVAC Control | Large Commercial | Offices | MW of Load | 1 | 2030 | 0.15326
ENS | Low | C&I Curtailment | C&I Curtailment- Auto-DR HVAC Control | Large Commercial | Services | MW of Load | 1 | 2030 | 0.29331
ENS | Low | C&I Curtailment | C&I Curtailment- Standard Lighting Control | Large Commercial | Offices | MW of Load | 1 | 2030 | 0.010646
ENS | Low | C&I Curtailment | C&I Curtailment- Standard Lighting Control | Large Commercial | Services | MW of Load | 1 | 2030 | 0.073071
ENS | Low | C&I Curtailment | C&I Curtailment- Advanced Lighting Control | Large Commercial | Offices | MW of Load | 1 | 2030 | 0.0053229
ENS | Low | C&I Curtailment | C&I Curtailment- Advanced Lighting Control | Large Commercial | Services | MW of Load | 1 | 2030 | 0.036535
ENS | Low | C&I Curtailment | C&I Curtailment- Water Heating Control | Large Commercial | Offices | MW of Load | 1 | 2030 | 0.0013653
ENS | Low | C&I Curtailment | C&I Curtailment- Water Heating Control | Large Commercial | Services | MW of Load | 1 | 2030 | 0.015223
ENS | Low | C&I Curtailment | C&I Curtailment- Other | Large Commercial | Offices | MW of Load | 1 | 2030 | 0.022789
ENS | Low | C&I Curtailment | C&I Curtailment- Other | Large Commercial | Services | MW of Load | 1 | 2030 | 0.15565
ENS | Low | C&I Curtailment | C&I Curtailment- Manual HVAC Control | Large Industrial | Miscellaneous | MW of Load | 1 | 2030 | 0.012286
ENS | Low | C&I Curtailment | C&I Curtailment- Manual HVAC Control | Large Industrial | Offices | MW of Load | 1 | 2030 | 0.0078063
ENS | Low | C&I Curtailment | C&I Curtailment- Manual HVAC Control | Large Industrial | Retail Trade | MW of Load | 1 | 2030 | 0.020966
ENS | Low | C&I Curtailment | C&I Curtailment- Manual HVAC Control | Large Industrial | Services | MW of Load | 1 | 2030 | 0.006222
ENS | Low | C&I Curtailment | C&I Curtailment- Auto-DR HVAC Control | Large Industrial | Miscellaneous | MW of Load | 1 | 2030 | 0.054793
ENS | Low | C&I Curtailment | C&I Curtailment- Auto-DR HVAC Control | Large Industrial | Offices | MW of Load | 1 | 2030 | 0.034814
ENS | Low | C&I Curtailment | C&I Curtailment- Auto-DR HVAC Control | Large Industrial | Retail Trade | MW of Load | 1 | 2030 | 0.093505
ENS | Low | C&I Curtailment | C&I Curtailment- Auto-DR HVAC Control | Large Industrial | Services | MW of Load | 1 | 2030 | 0.027749
ENS | Low | C&I Curtailment | C&I Curtailment- Standard Lighting Control | Large Industrial | Miscellaneous | MW of Load | 1 | 2030 | 0.014909
ENS | Low | C&I Curtailment | C&I Curtailment- Standard Lighting Control | Large Industrial | Offices | MW of Load | 1 | 2030 | 0.0027725
ENS | Low | C&I Curtailment | C&I Curtailment- Standard Lighting Control | Large Industrial | Retail Trade | MW of Load | 1 | 2030 | 0.023294
ENS | Low | C&I Curtailment | C&I Curtailment- Standard Lighting Control | Large Industrial | Services | MW of Load | 1 | 2030 | 0.0069128
ENS | Low | C&I Curtailment | C&I Curtailment- Advanced Lighting Control | Large Industrial | Miscellaneous | MW of Load | 1 | 2030 | 0.0074544
ENS | Low | C&I Curtailment | C&I Curtailment- Advanced Lighting Control | Large Industrial | Offices | MW of Load | 1 | 2030 | 0.0013863
ENS | Low | C&I Curtailment | C&I Curtailment- Advanced Lighting Control | Large Industrial | Retail Trade | MW of Load | 1 | 2030 | 0.011647
ENS | Low | C&I Curtailment | C&I Curtailment- Advanced Lighting Control | Large Industrial | Services | MW of Load | 1 | 2030 | 0.0034564
ENS | Low | C&I Curtailment | C&I Curtailment- Water Heating Control | Large Industrial | Miscellaneous | MW of Load | 1 | 2030 | 0.00094639
ENS | Low | C&I Curtailment | C&I Curtailment- Water Heating Control | Large Industrial | Offices | MW of Load | 1 | 2030 | 0.00028146
ENS | Low | C&I Curtailment | C&I Curtailment- Water Heating Control | Large Industrial | Retail Trade | MW of Load | 1 | 2030 | 0.0048529
ENS | Low | C&I Curtailment | C&I Curtailment- Water Heating Control | Large Industrial | Services | MW of Load | 1 | 2030 | 0.0014401
ENS | Low | C&I Curtailment | C&I Curtailment- Other | Large Industrial | Miscellaneous | MW of Load | 1 | 2030 | 0.020228
ENS | Low | C&I Curtailment | C&I Curtailment- Other | Large Industrial | Offices | MW of Load | 1 | 2030 | 0.0053884
ENS | Low | C&I Curtailment | C&I Curtailment- Other | Large Industrial | Retail Trade | MW of Load | 1 | 2030 | 0.049619
ENS | Low | C&I Curtailment | C&I Curtailment- Other | Large Industrial | Services | MW of Load | 1 | 2030 | 0.014725
ENS | Low | C&I Curtailment | C&I Curtailment- Industrial | Large Industrial | Manufacturing | MW of Load | 1 | 2030 | 0.73906
ENS | Low | C&I Curtailment | C&I Curtailment- Manual HVAC Control | Interruptible Rider | Miscellaneous | MW of Load | 1 | 2030 | 0.39725
ENS | Low | C&I Curtailment | C&I Curtailment- Manual HVAC Control | Interruptible Rider | Retail Trade | MW of Load | 1 | 2030 | 0.010751
ENS | Low | C&I Curtailment | C&I Curtailment- Auto-DR HVAC Control | Interruptible Rider | Miscellaneous | MW of Load | 1 | 2030 | 1.7716
ENS | Low | C&I Curtailment | C&I Curtailment- Auto-DR HVAC Control | Interruptible Rider | Retail Trade | MW of Load | 1 | 2030 | 0.047946
ENS | Low | C&I Curtailment | C&I Curtailment- Standard Lighting Control | Interruptible Rider | Miscellaneous | MW of Load | 1 | 2030 | 0.17667
ENS | Low | C&I Curtailment | C&I Curtailment- Standard Lighting Control | Interruptible Rider | Retail Trade | MW of Load | 1 | 2030 | 0.01306
ENS | Low | C&I Curtailment | C&I Curtailment- Advanced Lighting Control | Interruptible Rider | Miscellaneous | MW of Load | 1 | 2030 | 0.088336
ENS | Low | C&I Curtailment | C&I Curtailment- Advanced Lighting Control | Interruptible Rider | Retail Trade | MW of Load | 1 | 2030 | 0.0065301
ENS | Low | C&I Curtailment | C&I Curtailment- Water Heating Control | Interruptible Rider | Miscellaneous | MW of Load | 1 | 2030 | 0.016983
ENS | Low | C&I Curtailment | C&I Curtailment- Water Heating Control | Interruptible Rider | Retail Trade | MW of Load | 1 | 2030 | 0.0022535
ENS | Low | C&I Curtailment | C&I Curtailment- Other | Interruptible Rider | Miscellaneous | MW of Load | 1 | 2030 | 0.30615
ENS | Low | C&I Curtailment | C&I Curtailment- Other | Interruptible Rider | Retail Trade | MW of Load | 1 | 2030 | 0.024754
ENS | Low | C&I Curtailment | C&I Curtailment- Industrial | Interruptible Rider | Manufacturing | MW of Load | 1 | 2030 | 0.55152
ENS | Low | Dynamic Pricing | Dynamic Pricing with enabling tech. | Small Commercial | Manufacturing | MW of Load | 1 | 2030 | 0.033171
ENS | Low | Dynamic Pricing | Dynamic Pricing with enabling tech. | Small Commercial | Miscellaneous | MW of Load | 1 | 2030 | 0.34232
ENS | Low | Dynamic Pricing | Dynamic Pricing with enabling tech. | Small Commercial | Offices | MW of Load | 1 | 2030 | 0.27481
ENS | Low | Dynamic Pricing | Dynamic Pricing with enabling tech. | Small Commercial | Retail Trade | MW of Load | 1 | 2030 | 0.62982
ENS | Low | Dynamic Pricing | Dynamic Pricing with enabling tech. | Small Commercial | Services | MW of Load | 1 | 2030 | 0.75769
ENS | Low | Dynamic Pricing | Dynamic Pricing w/o enabling tech. | Small Commercial | Manufacturing | MW of Load | 1 | 2030 | 0.0019592
ENS | Low | Dynamic Pricing | Dynamic Pricing w/o enabling tech. | Small Commercial | Miscellaneous | MW of Load | 1 | 2030 | 0.020218
ENS | Low | Dynamic Pricing | Dynamic Pricing w/o enabling tech. | Small Commercial | Offices | MW of Load | 1 | 2030 | 0.016231
ENS | Low | Dynamic Pricing | Dynamic Pricing w/o enabling tech. | Small Commercial | Retail Trade | MW of Load | 1 | 2030 | 0.037199
ENS | Low | Dynamic Pricing | Dynamic Pricing w/o enabling tech. | Small Commercial | Services | MW of Load | 1 | 2030 | 0.044751
ENS | Low | Dynamic Pricing | Dynamic Pricing with enabling tech. | Large Commercial | Offices | MW of Load | 1 | 2030 | 0.065047
ENS | Low | Dynamic Pricing | Dynamic Pricing with enabling tech. | Large Commercial | Services | MW of Load | 1 | 2030 | 0.42499
ENS | Low | Dynamic Pricing | Dynamic Pricing w/o enabling tech. | Large Commercial | Offices | MW of Load | 1 | 2030 | 0.024649
ENS | Low | Dynamic Pricing | Dynamic Pricing w/o enabling tech. | Large Commercial | Services | MW of Load | 1 | 2030 | 0.16105
ENS | Low | Dynamic Pricing | Dynamic Pricing with enabling tech. | Small Industrial | Manufacturing | MW of Load | 1 | 2030 | 0.051843
ENS | Low | Dynamic Pricing | Dynamic Pricing with enabling tech. | Small Industrial | Miscellaneous | MW of Load | 1 | 2030 | 0.069513
ENS | Low | Dynamic Pricing | Dynamic Pricing with enabling tech. | Small Industrial | Offices | MW of Load | 1 | 2030 | 0.004232
ENS | Low | Dynamic Pricing | Dynamic Pricing with enabling tech. | Small Industrial | Retail Trade | MW of Load | 1 | 2030 | 0.011854
ENS | Low | Dynamic Pricing | Dynamic Pricing with enabling tech. | Small Industrial | Services | MW of Load | 1 | 2030 | 0.014777
ENS | Low | Dynamic Pricing | Dynamic Pricing w/o enabling tech. | Small Industrial | Manufacturing | MW of Load | 1 | 2030 | 0.003062
ENS | Low | Dynamic Pricing | Dynamic Pricing w/o enabling tech. | Small Industrial | Miscellaneous | MW of Load | 1 | 2030 | 0.0041056
ENS | Low | Dynamic Pricing | Dynamic Pricing w/o enabling tech. | Small Industrial | Offices | MW of Load | 1 | 2030 | 0.00024995
ENS | Low | Dynamic Pricing | Dynamic Pricing w/o enabling tech. | Small Industrial | Retail Trade | MW of Load | 1 | 2030 | 0.0007001
ENS | Low | Dynamic Pricing | Dynamic Pricing w/o enabling tech. | Small Industrial | Services | MW of Load | 1 | 2030 | 0.00087275
ENS | Low | Dynamic Pricing | Dynamic Pricing with enabling tech. | Large Industrial | Manufacturing | MW of Load | 1 | 2030 | 0.38703
ENS | Low | Dynamic Pricing | Dynamic Pricing with enabling tech. | Large Industrial | Miscellaneous | MW of Load | 1 | 2030 | 0.2049
ENS | Low | Dynamic Pricing | Dynamic Pricing with enabling tech. | Large Industrial | Offices | MW of Load | 1 | 2030 | 0.015199
ENS | Low | Dynamic Pricing | Dynamic Pricing with enabling tech. | Large Industrial | Retail Trade | MW of Load | 1 | 2030 | 0.073371
ENS | Low | Dynamic Pricing | Dynamic Pricing with enabling tech. | Large Industrial | Services | MW of Load | 1 | 2030 | 0.040206
ENS | Low | Dynamic Pricing | Dynamic Pricing w/o enabling tech. | Large Industrial | Manufacturing | MW of Load | 1 | 2030 | 0.14667
ENS | Low | Dynamic Pricing | Dynamic Pricing w/o enabling tech. | Large Industrial | Miscellaneous | MW of Load | 1 | 2030 | 0.077646
ENS | Low | Dynamic Pricing | Dynamic Pricing w/o enabling tech. | Large Industrial | Offices | MW of Load | 1 | 2030 | 0.0057597
ENS | Low | Dynamic Pricing | Dynamic Pricing w/o enabling tech. | Large Industrial | Retail Trade | MW of Load | 1 | 2030 | 0.027804
ENS | Low | Dynamic Pricing | Dynamic Pricing w/o enabling tech. | Large Industrial | Services | MW of Load | 1 | 2030 | 0.015236
ENS | Low | Dynamic Pricing | Dynamic Pricing with enabling tech. | Interruptible Rider | Manufacturing | MW of Load | 1 | 2030 | 0.10544
ENS | Low | Dynamic Pricing | Dynamic Pricing with enabling tech. | Interruptible Rider | Miscellaneous | MW of Load | 1 | 2030 | 0.23061
ENS | Low | Dynamic Pricing | Dynamic Pricing with enabling tech. | Interruptible Rider | Retail Trade | MW of Load | 1 | 2030 | 0.013575
ENS | Low | Dynamic Pricing | Dynamic Pricing w/o enabling tech. | Interruptible Rider | Manufacturing | MW of Load | 1 | 2030 | 0.039958
ENS | Low | Dynamic Pricing | Dynamic Pricing w/o enabling tech. | Interruptible Rider | Miscellaneous | MW of Load | 1 | 2030 | 0.08739
ENS | Low | Dynamic Pricing | Dynamic Pricing w/o enabling tech. | Interruptible Rider | Retail Trade | MW of Load | 1 | 2030 | 0.0051441
ENS | Low | Dynamic Pricing | Dynamic Pricing with enabling tech. | Residential | Residential Market Rate | MW of Load | 1 | 2030 | 13.7265
ENS | Low | Dynamic Pricing | Dynamic Pricing w/o enabling tech. | Residential | Residential Market Rate | MW of Load | 1 | 2030 | 7.676
ENS | Low | BTM Battery Control | BTM Battery Control | Small Commercial | Manufacturing | MW of Load | 0 | 2030 | 0.02585
ENS | Low | BTM Battery Control | BTM Battery Control | Small Commercial | Miscellaneous | MW of Load | 0 | 2030 | 0.19143
ENS | Low | BTM Battery Control | BTM Battery Control | Small Commercial | Offices | MW of Load | 0 | 2030 | 0.066118
ENS | Low | BTM Battery Control | BTM Battery Control | Small Commercial | Retail Trade | MW of Load | 0 | 2030 | 0.11539
ENS | Low | BTM Battery Control | BTM Battery Control | Small Commercial | Services | MW of Load | 0 | 2030 | 0.25121
ENS | Low | BTM Battery Control | BTM Battery Control | Large Commercial | Offices | MW of Load | 0 | 2030 | 0.037606
ENS | Low | BTM Battery Control | BTM Battery Control | Large Commercial | Services | MW of Load | 0 | 2030 | 0.20056
ENS | Low | BTM Battery Control | BTM Battery Control | Small Industrial | Manufacturing | MW of Load | 0 | 2030 | 0.0006307
ENS | Low | BTM Battery Control | BTM Battery Control | Small Industrial | Miscellaneous | MW of Load | 0 | 2030 | 0.0041067
ENS | Low | BTM Battery Control | BTM Battery Control | Small Industrial | Offices | MW of Load | 0 | 2030 | 0.0016269
ENS | Low | BTM Battery Control | BTM Battery Control | Small Industrial | Retail Trade | MW of Load | 0 | 2030 | 0.002831
ENS | Low | BTM Battery Control | BTM Battery Control | Small Industrial | Services | MW of Load | 0 | 2030 | 0.0061637
ENS | Low | BTM Battery Control | BTM Battery Control | Large Industrial | Manufacturing | MW of Load | 0 | 2030 | 0.02462
ENS | Low | BTM Battery Control | BTM Battery Control | Large Industrial | Miscellaneous | MW of Load | 0 | 2030 | 0.11415
ENS | Low | BTM Battery Control | BTM Battery Control | Large Industrial | Offices | MW of Load | 0 | 2030 | 0.013429
ENS | Low | BTM Battery Control | BTM Battery Control | Large Industrial | Retail Trade | MW of Load | 0 | 2030 | 0.067146
ENS | Low | BTM Battery Control | BTM Battery Control | Large Industrial | Services | MW of Load | 0 | 2030 | 0.14548
ENS | Low | BTM Battery Control | BTM Battery Control | Interruptible Rider | Manufacturing | MW of Load | 0 | 2030 | 0.03291
ENS | Low | BTM Battery Control | BTM Battery Control | Interruptible Rider | Miscellaneous | MW of Load | 0 | 2030 | 0.087759
ENS | Low | BTM Battery Control | BTM Battery Control | Interruptible Rider | Retail Trade | MW of Load | 0 | 2030 | 0.13164
ENS | Low | BTM Battery Control | BTM Battery Control | Residential | Residential LI | MW of Load | 0 | 2030 | 0.858
ENS | Low | BTM Battery Control | BTM Battery Control | Residential | Residential Market Rate | MW of Load | 0 | 2030 | 5.3414
ENS | Low | EV Charging Control | EV Charging Control | EV | EV | MW of Load | 0 | 2030 | 0.93218
ENS | Low | Behavioral DR | Behavioral DR | Residential | Residential LI | MW of Load | 0 | 2030 | 0.33893
ENS | Low | Behavioral DR | Behavioral DR | Residential | Residential Market Rate | MW of Load | 0 | 2030 | 1.9844
ENS | Low | DLC | DLC-Switch-Water Heating | Small Commercial | Miscellaneous | MW of Load | 1 | 2031 | 0.026128
ENS | Low | DLC | DLC-Switch-Water Heating | Small Commercial | Offices | MW of Load | 1 | 2031 | 0.015529
ENS | Low | DLC | DLC-Switch-Water Heating | Small Commercial | Retail Trade | MW of Load | 1 | 2031 | 0.090526
ENS | Low | DLC | DLC-Switch-Water Heating | Small Commercial | Services | MW of Load | 1 | 2031 | 0.10874
ENS | Low | DLC | DLC-Thermostat-HVAC | Small Commercial | Miscellaneous | MW of Load | 1 | 2031 | 0.15789
ENS | Low | DLC | DLC-Thermostat-HVAC | Small Commercial | Offices | MW of Load | 1 | 2031 | 0.24602
ENS | Low | DLC | DLC-Thermostat-HVAC | Small Commercial | Retail Trade | MW of Load | 1 | 2031 | 0.23054
ENS | Low | DLC | DLC-Thermostat-HVAC | Small Commercial | Services | MW of Load | 1 | 2031 | 0.27736
ENS | Low | DLC | DLC-Switch-Water Heating | Small Industrial | Miscellaneous | MW of Load | 1 | 2031 | 0.0059257
ENS | Low | DLC | DLC-Switch-Water Heating | Small Industrial | Offices | MW of Load | 1 | 2031 | 0.00023046
ENS | Low | DLC | DLC-Switch-Water Heating | Small Industrial | Retail Trade | MW of Load | 1 | 2031 | 0.0015971
ENS | Low | DLC | DLC-Switch-Water Heating | Small Industrial | Services | MW of Load | 1 | 2031 | 0.0019909
ENS | Low | DLC | DLC-Thermostat-HVAC | Small Industrial | Miscellaneous | MW of Load | 1 | 2031 | 0.038491
ENS | Low | DLC | DLC-Thermostat-HVAC | Small Industrial | Offices | MW of Load | 1 | 2031 | 0.003829
ENS | Low | DLC | DLC-Thermostat-HVAC | Small Industrial | Retail Trade | MW of Load | 1 | 2031 | 0.0045174
ENS | Low | DLC | DLC-Thermostat-HVAC | Small Industrial | Services | MW of Load | 1 | 2031 | 0.0056315
ENS | Low | DLC | DLC-Switch-Water Heating | Residential | Residential LI | MW of Load | 1 | 2031 | 3.2451
ENS | Low | DLC | DLC-Switch-Water Heating | Residential | Residential Market Rate | MW of Load | 1 | 2031 | 10.0413
ENS | Low | DLC | DLC-Thermostat-Heat Pump | Residential | Residential LI | MW of Load | 1 | 2031 | 0.27791
ENS | Low | DLC | DLC-Thermostat-Heat Pump | Residential | Residential Market Rate | MW of Load | 1 | 2031 | 5.7832
ENS | Low | DLC | DLC-Thermostat-Electric Furnace | Residential | Residential LI | MW of Load | 1 | 2031 | 3.4346
ENS | Low | DLC | DLC-Thermostat-Electric Furnace | Residential | Residential Market Rate | MW of Load | 1 | 2031 | 3.7404
ENS | Low | C&I Curtailment | C&I Curtailment- Manual HVAC Control | Large Commercial | Offices | MW of Load | 1 | 2031 | 0.029484
ENS | Low | C&I Curtailment | C&I Curtailment- Manual HVAC Control | Large Commercial | Services | MW of Load | 1 | 2031 | 0.05537
ENS | Low | C&I Curtailment | C&I Curtailment- Auto-DR HVAC Control | Large Commercial | Offices | MW of Load | 1 | 2031 | 0.15821
ENS | Low | C&I Curtailment | C&I Curtailment- Auto-DR HVAC Control | Large Commercial | Services | MW of Load | 1 | 2031 | 0.29712
ENS | Low | C&I Curtailment | C&I Curtailment- Standard Lighting Control | Large Commercial | Offices | MW of Load | 1 | 2031 | 0.01005
ENS | Low | C&I Curtailment | C&I Curtailment- Standard Lighting Control | Large Commercial | Services | MW of Load | 1 | 2031 | 0.06985
ENS | Low | C&I Curtailment | C&I Curtailment- Advanced Lighting Control | Large Commercial | Offices | MW of Load | 1 | 2031 | 0.0050252
ENS | Low | C&I Curtailment | C&I Curtailment- Advanced Lighting Control | Large Commercial | Services | MW of Load | 1 | 2031 | 0.034925
ENS | Low | C&I Curtailment | C&I Curtailment- Water Heating Control | Large Commercial | Offices | MW of Load | 1 | 2031 | 0.0013629
ENS | Low | C&I Curtailment | C&I Curtailment- Water Heating Control | Large Commercial | Services | MW of Load | 1 | 2031 | 0.015202
ENS | Low | C&I Curtailment | C&I Curtailment- Other | Large Commercial | Offices | MW of Load | 1 | 2031 | 0.022433
ENS | Low | C&I Curtailment | C&I Curtailment- Other | Large Commercial | Services | MW of Load | 1 | 2031 | 0.15386
ENS | Low | C&I Curtailment | C&I Curtailment- Manual HVAC Control | Large Industrial | Miscellaneous | MW of Load | 1 | 2031 | 0.010662
ENS | Low | C&I Curtailment | C&I Curtailment- Manual HVAC Control | Large Industrial | Offices | MW of Load | 1 | 2031 | 0.0068713
ENS | Low | C&I Curtailment | C&I Curtailment- Manual HVAC Control | Large Industrial | Retail Trade | MW of Load | 1 | 2031 | 0.018074
ENS | Low | C&I Curtailment | C&I Curtailment- Manual HVAC Control | Large Industrial | Services | MW of Load | 1 | 2031 | 0.0053636
ENS | Low | C&I Curtailment | C&I Curtailment- Auto-DR HVAC Control | Large Industrial | Miscellaneous | MW of Load | 1 | 2031 | 0.057213
ENS | Low | C&I Curtailment | C&I Curtailment- Auto-DR HVAC Control | Large Industrial | Offices | MW of Load | 1 | 2031 | 0.036872
ENS | Low | C&I Curtailment | C&I Curtailment- Auto-DR HVAC Control | Large Industrial | Retail Trade | MW of Load | 1 | 2031 | 0.096985
ENS | Low | C&I Curtailment | C&I Curtailment- Auto-DR HVAC Control | Large Industrial | Services | MW of Load | 1 | 2031 | 0.028781
ENS | Low | C&I Curtailment | C&I Curtailment- Standard Lighting Control | Large Industrial | Miscellaneous | MW of Load | 1 | 2031 | 0.014772
ENS | Low | C&I Curtailment | C&I Curtailment- Standard Lighting Control | Large Industrial | Offices | MW of Load | 1 | 2031 | 0.0027445
ENS | Low | C&I Curtailment | C&I Curtailment- Standard Lighting Control | Large Industrial | Retail Trade | MW of Load | 1 | 2031 | 0.0228
ENS | Low | C&I Curtailment | C&I Curtailment- Standard Lighting Control | Large Industrial | Services | MW of Load | 1 | 2031 | 0.0067663
ENS | Low | C&I Curtailment | C&I Curtailment- Advanced Lighting Control | Large Industrial | Miscellaneous | MW of Load | 1 | 2031 | 0.0073858
ENS | Low | C&I Curtailment | C&I Curtailment- Advanced Lighting Control | Large Industrial | Offices | MW of Load | 1 | 2031 | 0.0013723
ENS | Low | C&I Curtailment | C&I Curtailment- Advanced Lighting Control | Large Industrial | Retail Trade | MW of Load | 1 | 2031 | 0.0114
ENS | Low | C&I Curtailment | C&I Curtailment- Advanced Lighting Control | Large Industrial | Services | MW of Load | 1 | 2031 | 0.0033831
ENS | Low | C&I Curtailment | C&I Curtailment- Water Heating Control | Large Industrial | Miscellaneous | MW of Load | 1 | 2031 | 0.00095266
ENS | Low | C&I Curtailment | C&I Curtailment- Water Heating Control | Large Industrial | Offices | MW of Load | 1 | 2031 | 0.0002854
ENS | Low | C&I Curtailment | C&I Curtailment- Water Heating Control | Large Industrial | Retail Trade | MW of Load | 1 | 2031 | 0.0049623
ENS | Low | C&I Curtailment | C&I Curtailment- Water Heating Control | Large Industrial | Services | MW of Load | 1 | 2031 | 0.0014726
ENS | Low | C&I Curtailment | C&I Curtailment- Other | Large Industrial | Miscellaneous | MW of Load | 1 | 2031 | 0.020346
ENS | Low | C&I Curtailment | C&I Curtailment- Other | Large Industrial | Offices | MW of Load | 1 | 2031 | 0.0054621
ENS | Low | C&I Curtailment | C&I Curtailment- Other | Large Industrial | Retail Trade | MW of Load | 1 | 2031 | 0.050222
ENS | Low | C&I Curtailment | C&I Curtailment- Other | Large Industrial | Services | MW of Load | 1 | 2031 | 0.014904
ENS | Low | C&I Curtailment | C&I Curtailment- Industrial | Large Industrial | Manufacturing | MW of Load | 1 | 2031 | 0.73137
ENS | Low | C&I Curtailment | C&I Curtailment- Manual HVAC Control | Interruptible Rider | Miscellaneous | MW of Load | 1 | 2031 | 0.33896
ENS | Low | C&I Curtailment | C&I Curtailment- Manual HVAC Control | Interruptible Rider | Retail Trade | MW of Load | 1 | 2031 | 0.0090633
ENS | Low | C&I Curtailment | C&I Curtailment- Auto-DR HVAC Control | Interruptible Rider | Miscellaneous | MW of Load | 1 | 2031 | 1.8189
ENS | Low | C&I Curtailment | C&I Curtailment- Auto-DR HVAC Control | Interruptible Rider | Retail Trade | MW of Load | 1 | 2031 | 0.048634
ENS | Low | C&I Curtailment | C&I Curtailment- Standard Lighting Control | Interruptible Rider | Miscellaneous | MW of Load | 1 | 2031 | 0.16929
ENS | Low | C&I Curtailment | C&I Curtailment- Standard Lighting Control | Interruptible Rider | Retail Trade | MW of Load | 1 | 2031 | 0.01259
ENS | Low | C&I Curtailment | C&I Curtailment- Advanced Lighting Control | Interruptible Rider | Miscellaneous | MW of Load | 1 | 2031 | 0.084647
ENS | Low | C&I Curtailment | C&I Curtailment- Advanced Lighting Control | Interruptible Rider | Retail Trade | MW of Load | 1 | 2031 | 0.0062948
ENS | Low | C&I Curtailment | C&I Curtailment- Water Heating Control | Interruptible Rider | Miscellaneous | MW of Load | 1 | 2031 | 0.016712
ENS | Low | C&I Curtailment | C&I Curtailment- Water Heating Control | Interruptible Rider | Retail Trade | MW of Load | 1 | 2031 | 0.0022238
ENS | Low | C&I Curtailment | C&I Curtailment- Other | Interruptible Rider | Miscellaneous | MW of Load | 1 | 2031 | 0.3009
ENS | Low | C&I Curtailment | C&I Curtailment- Other | Interruptible Rider | Retail Trade | MW of Load | 1 | 2031 | 0.024373
ENS | Low | C&I Curtailment | C&I Curtailment- Industrial | Interruptible Rider | Manufacturing | MW of Load | 1 | 2031 | 0.5351
ENS | Low | Dynamic Pricing | Dynamic Pricing with enabling tech. | Small Commercial | Manufacturing | MW of Load | 1 | 2031 | 0.032113
ENS | Low | Dynamic Pricing | Dynamic Pricing with enabling tech. | Small Commercial | Miscellaneous | MW of Load | 1 | 2031 | 0.33462
ENS | Low | Dynamic Pricing | Dynamic Pricing with enabling tech. | Small Commercial | Offices | MW of Load | 1 | 2031 | 0.26868
ENS | Low | Dynamic Pricing | Dynamic Pricing with enabling tech. | Small Commercial | Retail Trade | MW of Load | 1 | 2031 | 0.61391
ENS | Low | Dynamic Pricing | Dynamic Pricing with enabling tech. | Small Commercial | Services | MW of Load | 1 | 2031 | 0.73841
ENS | Low | Dynamic Pricing | Dynamic Pricing w/o enabling tech. | Small Commercial | Manufacturing | MW of Load | 1 | 2031 | 0.0018967
ENS | Low | Dynamic Pricing | Dynamic Pricing w/o enabling tech. | Small Commercial | Miscellaneous | MW of Load | 1 | 2031 | 0.019764
ENS | Low | Dynamic Pricing | Dynamic Pricing w/o enabling tech. | Small Commercial | Offices | MW of Load | 1 | 2031 | 0.015869
ENS | Low | Dynamic Pricing | Dynamic Pricing w/o enabling tech. | Small Commercial | Retail Trade | MW of Load | 1 | 2031 | 0.036259
ENS | Low | Dynamic Pricing | Dynamic Pricing w/o enabling tech. | Small Commercial | Services | MW of Load | 1 | 2031 | 0.043613
ENS | Low | Dynamic Pricing | Dynamic Pricing with enabling tech. | Large Commercial | Offices | MW of Load | 1 | 2031 | 0.063882
ENS | Low | Dynamic Pricing | Dynamic Pricing with enabling tech. | Large Commercial | Services | MW of Load | 1 | 2031 | 0.41714
ENS | Low | Dynamic Pricing | Dynamic Pricing w/o enabling tech. | Large Commercial | Offices | MW of Load | 1 | 2031 | 0.024208
ENS | Low | Dynamic Pricing | Dynamic Pricing w/o enabling tech. | Large Commercial | Services | MW of Load | 1 | 2031 | 0.15807
ENS | Low | Dynamic Pricing | Dynamic Pricing with enabling tech. | Small Industrial | Manufacturing | MW of Load | 1 | 2031 | 0.051384
ENS | Low | Dynamic Pricing | Dynamic Pricing with enabling tech. | Small Industrial | Miscellaneous | MW of Load | 1 | 2031 | 0.069452
ENS | Low | Dynamic Pricing | Dynamic Pricing with enabling tech. | Small Industrial | Offices | MW of Load | 1 | 2031 | 0.0042359
ENS | Low | Dynamic Pricing | Dynamic Pricing with enabling tech. | Small Industrial | Retail Trade | MW of Load | 1 | 2031 | 0.011859
ENS | Low | Dynamic Pricing | Dynamic Pricing with enabling tech. | Small Industrial | Services | MW of Load | 1 | 2031 | 0.014784
ENS | Low | Dynamic Pricing | Dynamic Pricing w/o enabling tech. | Small Industrial | Manufacturing | MW of Load | 1 | 2031 | 0.0030349
ENS | Low | Dynamic Pricing | Dynamic Pricing w/o enabling tech. | Small Industrial | Miscellaneous | MW of Load | 1 | 2031 | 0.004102
ENS | Low | Dynamic Pricing | Dynamic Pricing w/o enabling tech. | Small Industrial | Offices | MW of Load | 1 | 2031 | 0.00025018
ENS | Low | Dynamic Pricing | Dynamic Pricing w/o enabling tech. | Small Industrial | Retail Trade | MW of Load | 1 | 2031 | 0.00070045
ENS | Low | Dynamic Pricing | Dynamic Pricing w/o enabling tech. | Small Industrial | Services | MW of Load | 1 | 2031 | 0.00087318
ENS | Low | Dynamic Pricing | Dynamic Pricing with enabling tech. | Large Industrial | Manufacturing | MW of Load | 1 | 2031 | 0.38301
ENS | Low | Dynamic Pricing | Dynamic Pricing with enabling tech. | Large Industrial | Miscellaneous | MW of Load | 1 | 2031 | 0.20523
ENS | Low | Dynamic Pricing | Dynamic Pricing with enabling tech. | Large Industrial | Offices | MW of Load | 1 | 2031 | 0.01536
ENS | Low | Dynamic Pricing | Dynamic Pricing with enabling tech. | Large Industrial | Retail Trade | MW of Load | 1 | 2031 | 0.073738
ENS | Low | Dynamic Pricing | Dynamic Pricing with enabling tech. | Large Industrial | Services | MW of Load | 1 | 2031 | 0.040408
ENS | Low | Dynamic Pricing | Dynamic Pricing w/o enabling tech. | Large Industrial | Manufacturing | MW of Load | 1 | 2031 | 0.14514
ENS | Low | Dynamic Pricing | Dynamic Pricing w/o enabling tech. | Large Industrial | Miscellaneous | MW of Load | 1 | 2031 | 0.077772
ENS | Low | Dynamic Pricing | Dynamic Pricing w/o enabling tech. | Large Industrial | Offices | MW of Load | 1 | 2031 | 0.0058205
ENS | Low | Dynamic Pricing | Dynamic Pricing w/o enabling tech. | Large Industrial | Retail Trade | MW of Load | 1 | 2031 | 0.027943
ENS | Low | Dynamic Pricing | Dynamic Pricing w/o enabling tech. | Large Industrial | Services | MW of Load | 1 | 2031 | 0.015312
ENS | Low | Dynamic Pricing | Dynamic Pricing with enabling tech. | Interruptible Rider | Manufacturing | MW of Load | 1 | 2031 | 0.1023
ENS | Low | Dynamic Pricing | Dynamic Pricing with enabling tech. | Interruptible Rider | Miscellaneous | MW of Load | 1 | 2031 | 0.22588
ENS | Low | Dynamic Pricing | Dynamic Pricing with enabling tech. | Interruptible Rider | Retail Trade | MW of Load | 1 | 2031 | 0.013294
ENS | Low | Dynamic Pricing | Dynamic Pricing w/o enabling tech. | Interruptible Rider | Manufacturing | MW of Load | 1 | 2031 | 0.038768
ENS | Low | Dynamic Pricing | Dynamic Pricing w/o enabling tech. | Interruptible Rider | Miscellaneous | MW of Load | 1 | 2031 | 0.085595
ENS | Low | Dynamic Pricing | Dynamic Pricing w/o enabling tech. | Interruptible Rider | Retail Trade | MW of Load | 1 | 2031 | 0.0050379
ENS | Low | Dynamic Pricing | Dynamic Pricing with enabling tech. | Residential | Residential Market Rate | MW of Load | 1 | 2031 | 13.645
ENS | Low | Dynamic Pricing | Dynamic Pricing w/o enabling tech. | Residential | Residential Market Rate | MW of Load | 1 | 2031 | 7.6304
ENS | Low | BTM Battery Control | BTM Battery Control | Small Commercial | Manufacturing | MW of Load | 0 | 2031 | 0.026212
ENS | Low | BTM Battery Control | BTM Battery Control | Small Commercial | Miscellaneous | MW of Load | 0 | 2031 | 0.19422
ENS | Low | BTM Battery Control | BTM Battery Control | Small Commercial | Offices | MW of Load | 0 | 2031 | 0.067044
ENS | Low | BTM Battery Control | BTM Battery Control | Small Commercial | Retail Trade | MW of Load | 0 | 2031 | 0.11699
ENS | Low | BTM Battery Control | BTM Battery Control | Small Commercial | Services | MW of Load | 0 | 2031 | 0.25469
ENS | Low | BTM Battery Control | BTM Battery Control | Large Commercial | Offices | MW of Load | 0 | 2031 | 0.038133
ENS | Low | BTM Battery Control | BTM Battery Control | Large Commercial | Services | MW of Load | 0 | 2031 | 0.20337
ENS | Low | BTM Battery Control | BTM Battery Control | Small Industrial | Manufacturing | MW of Load | 0 | 2031 | 0.00063954
ENS | Low | BTM Battery Control | BTM Battery Control | Small Industrial | Miscellaneous | MW of Load | 0 | 2031 | 0.0041643
ENS | Low | BTM Battery Control | BTM Battery Control | Small Industrial | Offices | MW of Load | 0 | 2031 | 0.0016497
ENS | Low | BTM Battery Control | BTM Battery Control | Small Industrial | Retail Trade | MW of Load | 0 | 2031 | 0.0028707
ENS | Low | BTM Battery Control | BTM Battery Control | Small Industrial | Services | MW of Load | 0 | 2031 | 0.00625
ENS | Low | BTM Battery Control | BTM Battery Control | Large Industrial | Manufacturing | MW of Load | 0 | 2031 | 0.024965
ENS | Low | BTM Battery Control | BTM Battery Control | Large Industrial | Miscellaneous | MW of Load | 0 | 2031 | 0.11575
ENS | Low | BTM Battery Control | BTM Battery Control | Large Industrial | Offices | MW of Load | 0 | 2031 | 0.013617
ENS | Low | BTM Battery Control | BTM Battery Control | Large Industrial | Retail Trade | MW of Load | 0 | 2031 | 0.068087
ENS | Low | BTM Battery Control | BTM Battery Control | Large Industrial | Services | MW of Load | 0 | 2031 | 0.14752
ENS | Low | BTM Battery Control | BTM Battery Control | Interruptible Rider | Manufacturing | MW of Load | 0 | 2031 | 0.033371
ENS | Low | BTM Battery Control | BTM Battery Control | Interruptible Rider | Miscellaneous | MW of Load | 0 | 2031 | 0.088989
ENS | Low | BTM Battery Control | BTM Battery Control | Interruptible Rider | Retail Trade | MW of Load | 0 | 2031 | 0.13348
ENS | Low | BTM Battery Control | BTM Battery Control | Residential | Residential LI | MW of Load | 0 | 2031 | 0.8743
ENS | Low | BTM Battery Control | BTM Battery Control | Residential | Residential Market Rate | MW of Load | 0 | 2031 | 5.4429
ENS | Low | EV Charging Control | EV Charging Control | EV | EV | MW of Load | 0 | 2031 | 1.1037
ENS | Low | Behavioral DR | Behavioral DR | Residential | Residential LI | MW of Load | 0 | 2031 | 0.33644
ENS | Low | Behavioral DR | Behavioral DR | Residential | Residential Market Rate | MW of Load | 0 | 2031 | 1.9726
ENS | Low | DLC | DLC-Switch-Water Heating | Small Commercial | Miscellaneous | MW of Load | 1 | 2032 | 0.025881
ENS | Low | DLC | DLC-Switch-Water Heating | Small Commercial | Offices | MW of Load | 1 | 2032 | 0.015337
ENS | Low | DLC | DLC-Switch-Water Heating | Small Commercial | Retail Trade | MW of Load | 1 | 2032 | 0.089773
ENS | Low | DLC | DLC-Switch-Water Heating | Small Commercial | Services | MW of Load | 1 | 2032 | 0.10781
ENS | Low | DLC | DLC-Thermostat-HVAC | Small Commercial | Miscellaneous | MW of Load | 1 | 2032 | 0.15308
ENS | Low | DLC | DLC-Thermostat-HVAC | Small Commercial | Offices | MW of Load | 1 | 2032 | 0.24097
ENS | Low | DLC | DLC-Thermostat-HVAC | Small Commercial | Retail Trade | MW of Load | 1 | 2032 | 0.22136
ENS | Low | DLC | DLC-Thermostat-HVAC | Small Commercial | Services | MW of Load | 1 | 2032 | 0.26628
ENS | Low | DLC | DLC-Switch-Water Heating | Small Industrial | Miscellaneous | MW of Load | 1 | 2032 | 0.0059773
ENS | Low | DLC | DLC-Switch-Water Heating | Small Industrial | Offices | MW of Load | 1 | 2032 | 0.00023154
ENS | Low | DLC | DLC-Switch-Water Heating | Small Industrial | Retail Trade | MW of Load | 1 | 2032 | 0.0016102
ENS | Low | DLC | DLC-Switch-Water Heating | Small Industrial | Services | MW of Load | 1 | 2032 | 0.0020073
ENS | Low | DLC | DLC-Thermostat-HVAC | Small Industrial | Miscellaneous | MW of Load | 1 | 2032 | 0.03824
ENS | Low | DLC | DLC-Thermostat-HVAC | Small Industrial | Offices | MW of Load | 1 | 2032 | 0.0038336
ENS | Low | DLC | DLC-Thermostat-HVAC | Small Industrial | Retail Trade | MW of Load | 1 | 2032 | 0.0044662
ENS | Low | DLC | DLC-Thermostat-HVAC | Small Industrial | Services | MW of Load | 1 | 2032 | 0.0055676
ENS | Low | DLC | DLC-Switch-Water Heating | Residential | Residential LI | MW of Load | 1 | 2032 | 3.2423
ENS | Low | DLC | DLC-Switch-Water Heating | Residential | Residential Market Rate | MW of Load | 1 | 2032 | 10.0206
ENS | Low | DLC | DLC-Thermostat-Heat Pump | Residential | Residential LI | MW of Load | 1 | 2032 | 0.30605
ENS | Low | DLC | DLC-Thermostat-Heat Pump | Residential | Residential Market Rate | MW of Load | 1 | 2032 | 5.904
ENS | Low | DLC | DLC-Thermostat-Electric Furnace | Residential | Residential LI | MW of Load | 1 | 2032 | 3.4134
ENS | Low | DLC | DLC-Thermostat-Electric Furnace | Residential | Residential Market Rate | MW of Load | 1 | 2032 | 3.6275
ENS | Low | C&I Curtailment | C&I Curtailment- Manual HVAC Control | Large Commercial | Offices | MW of Load | 1 | 2032 | 0.024948
ENS | Low | C&I Curtailment | C&I Curtailment- Manual HVAC Control | Large Commercial | Services | MW of Load | 1 | 2032 | 0.045954
ENS | Low | C&I Curtailment | C&I Curtailment- Auto-DR HVAC Control | Large Commercial | Offices | MW of Load | 1 | 2032 | 0.16288
ENS | Low | C&I Curtailment | C&I Curtailment- Auto-DR HVAC Control | Large Commercial | Services | MW of Load | 1 | 2032 | 0.30003
ENS | Low | C&I Curtailment | C&I Curtailment- Standard Lighting Control | Large Commercial | Offices | MW of Load | 1 | 2032 | 0.0094437
ENS | Low | C&I Curtailment | C&I Curtailment- Standard Lighting Control | Large Commercial | Services | MW of Load | 1 | 2032 | 0.066582
ENS | Low | C&I Curtailment | C&I Curtailment- Advanced Lighting Control | Large Commercial | Offices | MW of Load | 1 | 2032 | 0.0047219
ENS | Low | C&I Curtailment | C&I Curtailment- Advanced Lighting Control | Large Commercial | Services | MW of Load | 1 | 2032 | 0.033291
ENS | Low | C&I Curtailment | C&I Curtailment- Water Heating Control | Large Commercial | Offices | MW of Load | 1 | 2032 | 0.0013618
ENS | Low | C&I Curtailment | C&I Curtailment- Water Heating Control | Large Commercial | Services | MW of Load | 1 | 2032 | 0.015198
ENS | Low | C&I Curtailment | C&I Curtailment- Other | Large Commercial | Offices | MW of Load | 1 | 2032 | 0.022099
ENS | Low | C&I Curtailment | C&I Curtailment- Other | Large Commercial | Services | MW of Load | 1 | 2032 | 0.15223
ENS | Low | C&I Curtailment | C&I Curtailment- Manual HVAC Control | Large Industrial | Miscellaneous | MW of Load | 1 | 2032 | 0.0091258
ENS | Low | C&I Curtailment | C&I Curtailment- Manual HVAC Control | Large Industrial | Offices | MW of Load | 1 | 2032 | 0.0059643
ENS | Low | C&I Curtailment | C&I Curtailment- Manual HVAC Control | Large Industrial | Retail Trade | MW of Load | 1 | 2032 | 0.01536
ENS | Low | C&I Curtailment | C&I Curtailment- Manual HVAC Control | Large Industrial | Services | MW of Load | 1 | 2032 | 0.0045582
ENS | Low | C&I Curtailment | C&I Curtailment- Auto-DR HVAC Control | Large Industrial | Miscellaneous | MW of Load | 1 | 2032 | 0.059581
ENS | Low | C&I Curtailment | C&I Curtailment- Auto-DR HVAC Control | Large Industrial | Offices | MW of Load | 1 | 2032 | 0.03894
ENS | Low | C&I Curtailment | C&I Curtailment- Auto-DR HVAC Control | Large Industrial | Retail Trade | MW of Load | 1 | 2032 | 0.10028
ENS | Low | C&I Curtailment | C&I Curtailment- Auto-DR HVAC Control | Large Industrial | Services | MW of Load | 1 | 2032 | 0.02976
ENS | Low | C&I Curtailment | C&I Curtailment- Standard Lighting Control | Large Industrial | Miscellaneous | MW of Load | 1 | 2032 | 0.014621
ENS | Low | C&I Curtailment | C&I Curtailment- Standard Lighting Control | Large Industrial | Offices | MW of Load | 1 | 2032 | 0.0027114
ENS | Low | C&I Curtailment | C&I Curtailment- Standard Lighting Control | Large Industrial | Retail Trade | MW of Load | 1 | 2032 | 0.022255
ENS | Low | C&I Curtailment | C&I Curtailment- Standard Lighting Control | Large Industrial | Services | MW of Load | 1 | 2032 | 0.0066043
ENS | Low | C&I Curtailment | C&I Curtailment- Advanced Lighting Control | Large Industrial | Miscellaneous | MW of Load | 1 | 2032 | 0.0073107
ENS | Low | C&I Curtailment | C&I Curtailment- Advanced Lighting Control | Large Industrial | Offices | MW of Load | 1 | 2032 | 0.0013557
ENS | Low | C&I Curtailment | C&I Curtailment- Advanced Lighting Control | Large Industrial | Retail Trade | MW of Load | 1 | 2032 | 0.011127
ENS | Low | C&I Curtailment | C&I Curtailment- Advanced Lighting Control | Large Industrial | Services | MW of Load | 1 | 2032 | 0.0033022
ENS | Low | C&I Curtailment | C&I Curtailment- Water Heating Control | Large Industrial | Miscellaneous | MW of Load | 1 | 2032 | 0.00095987
ENS | Low | C&I Curtailment | C&I Curtailment- Water Heating Control | Large Industrial | Offices | MW of Load | 1 | 2032 | 0.00028966
ENS | Low | C&I Curtailment | C&I Curtailment- Water Heating Control | Large Industrial | Retail Trade | MW of Load | 1 | 2032 | 0.0050797
ENS | Low | C&I Curtailment | C&I Curtailment- Water Heating Control | Large Industrial | Services | MW of Load | 1 | 2032 | 0.0015075
ENS | Low | C&I Curtailment | C&I Curtailment- Other | Large Industrial | Miscellaneous | MW of Load | 1 | 2032 | 0.020485
ENS | Low | C&I Curtailment | C&I Curtailment- Other | Large Industrial | Offices | MW of Load | 1 | 2032 | 0.0055418
ENS | Low | C&I Curtailment | C&I Curtailment- Other | Large Industrial | Retail Trade | MW of Load | 1 | 2032 | 0.050882
ENS | Low | C&I Curtailment | C&I Curtailment- Other | Large Industrial | Services | MW of Load | 1 | 2032 | 0.0151
ENS | Low | C&I Curtailment | C&I Curtailment- Industrial | Large Industrial | Manufacturing | MW of Load | 1 | 2032 | 0.72415
ENS | Low | C&I Curtailment | C&I Curtailment- Manual HVAC Control | Interruptible Rider | Miscellaneous | MW of Load | 1 | 2032 | 0.28502
ENS | Low | C&I Curtailment | C&I Curtailment- Manual HVAC Control | Interruptible Rider | Retail Trade | MW of Load | 1 | 2032 | 0.007528
ENS | Low | C&I Curtailment | C&I Curtailment- Auto-DR HVAC Control | Interruptible Rider | Miscellaneous | MW of Load | 1 | 2032 | 1.8608
ENS | Low | C&I Curtailment | C&I Curtailment- Auto-DR HVAC Control | Interruptible Rider | Retail Trade | MW of Load | 1 | 2032 | 0.049149
ENS | Low | C&I Curtailment | C&I Curtailment- Standard Lighting Control | Interruptible Rider | Miscellaneous | MW of Load | 1 | 2032 | 0.16181
ENS | Low | C&I Curtailment | C&I Curtailment- Standard Lighting Control | Interruptible Rider | Retail Trade | MW of Load | 1 | 2032 | 0.012114
ENS | Low | C&I Curtailment | C&I Curtailment- Advanced Lighting Control | Interruptible Rider | Miscellaneous | MW of Load | 1 | 2032 | 0.080904
ENS | Low | C&I Curtailment | C&I Curtailment- Advanced Lighting Control | Interruptible Rider | Retail Trade | MW of Load | 1 | 2032 | 0.0060568
ENS | Low | C&I Curtailment | C&I Curtailment- Water Heating Control | Interruptible Rider | Miscellaneous | MW of Load | 1 | 2032 | 0.01645
ENS | Low | C&I Curtailment | C&I Curtailment- Water Heating Control | Interruptible Rider | Retail Trade | MW of Load | 1 | 2032 | 0.0021951
ENS | Low | C&I Curtailment | C&I Curtailment- Other | Interruptible Rider | Miscellaneous | MW of Load | 1 | 2032 | 0.29575
ENS | Low | C&I Curtailment | C&I Curtailment- Other | Interruptible Rider | Retail Trade | MW of Load | 1 | 2032 | 0.024001
ENS | Low | C&I Curtailment | C&I Curtailment- Industrial | Interruptible Rider | Manufacturing | MW of Load | 1 | 2032 | 0.51909
ENS | Low | Dynamic Pricing | Dynamic Pricing with enabling tech. | Small Commercial | Manufacturing | MW of Load | 1 | 2032 | 0.031088
ENS | Low | Dynamic Pricing | Dynamic Pricing with enabling tech. | Small Commercial | Miscellaneous | MW of Load | 1 | 2032 | 0.32717
ENS | Low | Dynamic Pricing | Dynamic Pricing with enabling tech. | Small Commercial | Offices | MW of Load | 1 | 2032 | 0.26274
ENS | Low | Dynamic Pricing | Dynamic Pricing with enabling tech. | Small Commercial | Retail Trade | MW of Load | 1 | 2032 | 0.59849
ENS | Low | Dynamic Pricing | Dynamic Pricing with enabling tech. | Small Commercial | Services | MW of Load | 1 | 2032 | 0.71973
ENS | Low | Dynamic Pricing | Dynamic Pricing w/o enabling tech. | Small Commercial | Manufacturing | MW of Load | 1 | 2032 | 0.0018361
ENS | Low | Dynamic Pricing | Dynamic Pricing w/o enabling tech. | Small Commercial | Miscellaneous | MW of Load | 1 | 2032 | 0.019323
ENS | Low | Dynamic Pricing | Dynamic Pricing w/o enabling tech. | Small Commercial | Offices | MW of Load | 1 | 2032 | 0.015518
ENS | Low | Dynamic Pricing | Dynamic Pricing w/o enabling tech. | Small Commercial | Retail Trade | MW of Load | 1 | 2032 | 0.035348
ENS | Low | Dynamic Pricing | Dynamic Pricing w/o enabling tech. | Small Commercial | Services | MW of Load | 1 | 2032 | 0.042509
ENS | Low | Dynamic Pricing | Dynamic Pricing with enabling tech. | Large Commercial | Offices | MW of Load | 1 | 2032 | 0.062785
ENS | Low | Dynamic Pricing | Dynamic Pricing with enabling tech. | Large Commercial | Services | MW of Load | 1 | 2032 | 0.40972
ENS | Low | Dynamic Pricing | Dynamic Pricing w/o enabling tech. | Large Commercial | Offices | MW of Load | 1 | 2032 | 0.023792
ENS | Low | Dynamic Pricing | Dynamic Pricing w/o enabling tech. | Large Commercial | Services | MW of Load | 1 | 2032 | 0.15526
ENS | Low | Dynamic Pricing | Dynamic Pricing with enabling tech. | Small Industrial | Manufacturing | MW of Load | 1 | 2032 | 0.050914
ENS | Low | Dynamic Pricing | Dynamic Pricing with enabling tech. | Small Industrial | Miscellaneous | MW of Load | 1 | 2032 | 0.06938
ENS | Low | Dynamic Pricing | Dynamic Pricing with enabling tech. | Small Industrial | Offices | MW of Load | 1 | 2032 | 0.0042392
ENS | Low | Dynamic Pricing | Dynamic Pricing with enabling tech. | Small Industrial | Retail Trade | MW of Load | 1 | 2032 | 0.011863
ENS | Low | Dynamic Pricing | Dynamic Pricing with enabling tech. | Small Industrial | Services | MW of Load | 1 | 2032 | 0.014789
ENS | Low | Dynamic Pricing | Dynamic Pricing w/o enabling tech. | Small Industrial | Manufacturing | MW of Load | 1 | 2032 | 0.0030071
ENS | Low | Dynamic Pricing | Dynamic Pricing w/o enabling tech. | Small Industrial | Miscellaneous | MW of Load | 1 | 2032 | 0.0040977
ENS | Low | Dynamic Pricing | Dynamic Pricing w/o enabling tech. | Small Industrial | Offices | MW of Load | 1 | 2032 | 0.00025038
ENS | Low | Dynamic Pricing | Dynamic Pricing w/o enabling tech. | Small Industrial | Retail Trade | MW of Load | 1 | 2032 | 0.00070068
ENS | Low | Dynamic Pricing | Dynamic Pricing w/o enabling tech. | Small Industrial | Services | MW of Load | 1 | 2032 | 0.00087348
ENS | Low | Dynamic Pricing | Dynamic Pricing with enabling tech. | Large Industrial | Manufacturing | MW of Load | 1 | 2032 | 0.37923
ENS | Low | Dynamic Pricing | Dynamic Pricing with enabling tech. | Large Industrial | Miscellaneous | MW of Load | 1 | 2032 | 0.20573
ENS | Low | Dynamic Pricing | Dynamic Pricing with enabling tech. | Large Industrial | Offices | MW of Load | 1 | 2032 | 0.015535
ENS | Low | Dynamic Pricing | Dynamic Pricing with enabling tech. | Large Industrial | Retail Trade | MW of Load | 1 | 2032 | 0.074163
ENS | Low | Dynamic Pricing | Dynamic Pricing with enabling tech. | Large Industrial | Services | MW of Load | 1 | 2032 | 0.04064
ENS | Low | Dynamic Pricing | Dynamic Pricing w/o enabling tech. | Large Industrial | Manufacturing | MW of Load | 1 | 2032 | 0.14371
ENS | Low | Dynamic Pricing | Dynamic Pricing w/o enabling tech. | Large Industrial | Miscellaneous | MW of Load | 1 | 2032 | 0.07796
ENS | Low | Dynamic Pricing | Dynamic Pricing w/o enabling tech. | Large Industrial | Offices | MW of Load | 1 | 2032 | 0.0058868
ENS | Low | Dynamic Pricing | Dynamic Pricing w/o enabling tech. | Large Industrial | Retail Trade | MW of Load | 1 | 2032 | 0.028104
ENS | Low | Dynamic Pricing | Dynamic Pricing w/o enabling tech. | Large Industrial | Services | MW of Load | 1 | 2032 | 0.015401
ENS | Low | Dynamic Pricing | Dynamic Pricing with enabling tech. | Interruptible Rider | Manufacturing | MW of Load | 1 | 2032 | 0.099244
ENS | Low | Dynamic Pricing | Dynamic Pricing with enabling tech. | Interruptible Rider | Miscellaneous | MW of Load | 1 | 2032 | 0.22124
ENS | Low | Dynamic Pricing | Dynamic Pricing with enabling tech. | Interruptible Rider | Retail Trade | MW of Load | 1 | 2032 | 0.01302
ENS | Low | Dynamic Pricing | Dynamic Pricing w/o enabling tech. | Interruptible Rider | Manufacturing | MW of Load | 1 | 2032 | 0.037608
ENS | Low | Dynamic Pricing | Dynamic Pricing w/o enabling tech. | Interruptible Rider | Miscellaneous | MW of Load | 1 | 2032 | 0.083839
ENS | Low | Dynamic Pricing | Dynamic Pricing w/o enabling tech. | Interruptible Rider | Retail Trade | MW of Load | 1 | 2032 | 0.004934
ENS | Low | Dynamic Pricing | Dynamic Pricing with enabling tech. | Residential | Residential Market Rate | MW of Load | 1 | 2032 | 13.5672
ENS | Low | Dynamic Pricing | Dynamic Pricing w/o enabling tech. | Residential | Residential Market Rate | MW of Load | 1 | 2032 | 7.5869
ENS | Low | BTM Battery Control | BTM Battery Control | Small Commercial | Manufacturing | MW of Load | 0 | 2032 | 0.026407
ENS | Low | BTM Battery Control | BTM Battery Control | Small Commercial | Miscellaneous | MW of Load | 0 | 2032 | 0.19578
ENS | Low | BTM Battery Control | BTM Battery Control | Small Commercial | Offices | MW of Load | 0 | 2032 | 0.067542
ENS | Low | BTM Battery Control | BTM Battery Control | Small Commercial | Retail Trade | MW of Load | 0 | 2032 | 0.11786
ENS | Low | BTM Battery Control | BTM Battery Control | Small Commercial | Services | MW of Load | 0 | 2032 | 0.25657
ENS | Low | BTM Battery Control | BTM Battery Control | Large Commercial | Offices | MW of Load | 0 | 2032 | 0.038416
ENS | Low | BTM Battery Control | BTM Battery Control | Large Commercial | Services | MW of Load | 0 | 2032 | 0.20488
ENS | Low | BTM Battery Control | BTM Battery Control | Small Industrial | Manufacturing | MW of Load | 0 | 2032 | 0.00064429
ENS | Low | BTM Battery Control | BTM Battery Control | Small Industrial | Miscellaneous | MW of Load | 0 | 2032 | 0.0041952
ENS | Low | BTM Battery Control | BTM Battery Control | Small Industrial | Offices | MW of Load | 0 | 2032 | 0.001662
ENS | Low | BTM Battery Control | BTM Battery Control | Small Industrial | Retail Trade | MW of Load | 0 | 2032 | 0.002892
ENS | Low | BTM Battery Control | BTM Battery Control | Small Industrial | Services | MW of Load | 0 | 2032 | 0.0062965
ENS | Low | BTM Battery Control | BTM Battery Control | Large Industrial | Manufacturing | MW of Load | 0 | 2032 | 0.025151
ENS | Low | BTM Battery Control | BTM Battery Control | Large Industrial | Miscellaneous | MW of Load | 0 | 2032 | 0.11661
ENS | Low | BTM Battery Control | BTM Battery Control | Large Industrial | Offices | MW of Load | 0 | 2032 | 0.013718
ENS | Low | BTM Battery Control | BTM Battery Control | Large Industrial | Retail Trade | MW of Load | 0 | 2032 | 0.068592
ENS | Low | BTM Battery Control | BTM Battery Control | Large Industrial | Services | MW of Load | 0 | 2032 | 0.14862
ENS | Low | BTM Battery Control | BTM Battery Control | Interruptible Rider | Manufacturing | MW of Load | 0 | 2032 | 0.033619
ENS | Low | BTM Battery Control | BTM Battery Control | Interruptible Rider | Miscellaneous | MW of Load | 0 | 2032 | 0.08965
ENS | Low | BTM Battery Control | BTM Battery Control | Interruptible Rider | Retail Trade | MW of Load | 0 | 2032 | 0.13447
ENS | Low | BTM Battery Control | BTM Battery Control | Residential | Residential LI | MW of Load | 0 | 2032 | 0.88513
ENS | Low | BTM Battery Control | BTM Battery Control | Residential | Residential Market Rate | MW of Load | 0 | 2032 | 5.5103
ENS | Low | EV Charging Control | EV Charging Control | EV | EV | MW of Load | 0 | 2032 | 1.2928
ENS | Low | Behavioral DR | Behavioral DR | Residential | Residential LI | MW of Load | 0 | 2032 | 0.33398
ENS | Low | Behavioral DR | Behavioral DR | Residential | Residential Market Rate | MW of Load | 0 | 2032 | 1.9614
ENS | Low | DLC | DLC-Switch-Water Heating | Small Commercial | Miscellaneous | MW of Load | 1 | 2033 | 0.025648
ENS | Low | DLC | DLC-Switch-Water Heating | Small Commercial | Offices | MW of Load | 1 | 2033 | 0.015155
ENS | Low | DLC | DLC-Switch-Water Heating | Small Commercial | Retail Trade | MW of Load | 1 | 2033 | 0.089071
ENS | Low | DLC | DLC-Switch-Water Heating | Small Commercial | Services | MW of Load | 1 | 2033 | 0.10694
ENS | Low | DLC | DLC-Thermostat-HVAC | Small Commercial | Miscellaneous | MW of Load | 1 | 2033 | 0.14852
ENS | Low | DLC | DLC-Thermostat-HVAC | Small Commercial | Offices | MW of Load | 1 | 2033 | 0.23616
ENS | Low | DLC | DLC-Thermostat-HVAC | Small Commercial | Retail Trade | MW of Load | 1 | 2033 | 0.21258
ENS | Low | DLC | DLC-Thermostat-HVAC | Small Commercial | Services | MW of Load | 1 | 2033 | 0.25568
ENS | Low | DLC | DLC-Switch-Water Heating | Small Industrial | Miscellaneous | MW of Load | 1 | 2033 | 0.0060288
ENS | Low | DLC | DLC-Switch-Water Heating | Small Industrial | Offices | MW of Load | 1 | 2033 | 0.00023261
ENS | Low | DLC | DLC-Switch-Water Heating | Small Industrial | Retail Trade | MW of Load | 1 | 2033 | 0.0016235
ENS | Low | DLC | DLC-Switch-Water Heating | Small Industrial | Services | MW of Load | 1 | 2033 | 0.0020238
ENS | Low | DLC | DLC-Thermostat-HVAC | Small Industrial | Miscellaneous | MW of Load | 1 | 2033 | 0.038005
ENS | Low | DLC | DLC-Thermostat-HVAC | Small Industrial | Offices | MW of Load | 1 | 2033 | 0.0038384
ENS | Low | DLC | DLC-Thermostat-HVAC | Small Industrial | Retail Trade | MW of Load | 1 | 2033 | 0.0044141
ENS | Low | DLC | DLC-Thermostat-HVAC | Small Industrial | Services | MW of Load | 1 | 2033 | 0.0055027
ENS | Low | DLC | DLC-Switch-Water Heating | Residential | Residential LI | MW of Load | 1 | 2033 | 3.241
ENS | Low | DLC | DLC-Switch-Water Heating | Residential | Residential Market Rate | MW of Load | 1 | 2033 | 10.004
ENS | Low | DLC | DLC-Thermostat-Heat Pump | Residential | Residential LI | MW of Load | 1 | 2033 | 0.3353
ENS | Low | DLC | DLC-Thermostat-Heat Pump | Residential | Residential Market Rate | MW of Load | 1 | 2033 | 6.029
ENS | Low | DLC | DLC-Thermostat-Electric Furnace | Residential | Residential LI | MW of Load | 1 | 2033 | 3.3908
ENS | Low | DLC | DLC-Thermostat-Electric Furnace | Residential | Residential Market Rate | MW of Load | 1 | 2033 | 3.5093
ENS | Low | C&I Curtailment | C&I Curtailment- Manual HVAC Control | Large Commercial | Offices | MW of Load | 1 | 2033 | 0.024618
ENS | Low | C&I Curtailment | C&I Curtailment- Manual HVAC Control | Large Commercial | Services | MW of Load | 1 | 2033 | 0.044457
ENS | Low | C&I Curtailment | C&I Curtailment- Auto-DR HVAC Control | Large Commercial | Offices | MW of Load | 1 | 2033 | 0.16072
ENS | Low | C&I Curtailment | C&I Curtailment- Auto-DR HVAC Control | Large Commercial | Services | MW of Load | 1 | 2033 | 0.29025
ENS | Low | C&I Curtailment | C&I Curtailment- Standard Lighting Control | Large Commercial | Offices | MW of Load | 1 | 2033 | 0.0089093
ENS | Low | C&I Curtailment | C&I Curtailment- Standard Lighting Control | Large Commercial | Services | MW of Load | 1 | 2033 | 0.063711
ENS | Low | C&I Curtailment | C&I Curtailment- Advanced Lighting Control | Large Commercial | Offices | MW of Load | 1 | 2033 | 0.0044547
ENS | Low | C&I Curtailment | C&I Curtailment- Advanced Lighting Control | Large Commercial | Services | MW of Load | 1 | 2033 | 0.031856
ENS | Low | C&I Curtailment | C&I Curtailment- Water Heating Control | Large Commercial | Offices | MW of Load | 1 | 2033 | 0.0013616
ENS | Low | C&I Curtailment | C&I Curtailment- Water Heating Control | Large Commercial | Services | MW of Load | 1 | 2033 | 0.015202
ENS | Low | C&I Curtailment | C&I Curtailment- Other | Large Commercial | Offices | MW of Load | 1 | 2033 | 0.021783
ENS | Low | C&I Curtailment | C&I Curtailment- Other | Large Commercial | Services | MW of Load | 1 | 2033 | 0.15071
ENS | Low | C&I Curtailment | C&I Curtailment- Manual HVAC Control | Large Industrial | Miscellaneous | MW of Load | 1 | 2033 | 0.0090473
ENS | Low | C&I Curtailment | C&I Curtailment- Manual HVAC Control | Large Industrial | Offices | MW of Load | 1 | 2033 | 0.0059914
ENS | Low | C&I Curtailment | C&I Curtailment- Manual HVAC Control | Large Industrial | Retail Trade | MW of Load | 1 | 2033 | 0.0151
ENS | Low | C&I Curtailment | C&I Curtailment- Manual HVAC Control | Large Industrial | Services | MW of Load | 1 | 2033 | 0.004481
ENS | Low | C&I Curtailment | C&I Curtailment- Auto-DR HVAC Control | Large Industrial | Miscellaneous | MW of Load | 1 | 2033 | 0.059068
ENS | Low | C&I Curtailment | C&I Curtailment- Auto-DR HVAC Control | Large Industrial | Offices | MW of Load | 1 | 2033 | 0.039117
ENS | Low | C&I Curtailment | C&I Curtailment- Auto-DR HVAC Control | Large Industrial | Retail Trade | MW of Load | 1 | 2033 | 0.098584
ENS | Low | C&I Curtailment | C&I Curtailment- Auto-DR HVAC Control | Large Industrial | Services | MW of Load | 1 | 2033 | 0.029256
ENS | Low | C&I Curtailment | C&I Curtailment- Standard Lighting Control | Large Industrial | Miscellaneous | MW of Load | 1 | 2033 | 0.014432
ENS | Low | C&I Curtailment | C&I Curtailment- Standard Lighting Control | Large Industrial | Offices | MW of Load | 1 | 2033 | 0.0026686
ENS | Low | C&I Curtailment | C&I Curtailment- Standard Lighting Control | Large Industrial | Retail Trade | MW of Load | 1 | 2033 | 0.02164
ENS | Low | C&I Curtailment | C&I Curtailment- Standard Lighting Control | Large Industrial | Services | MW of Load | 1 | 2033 | 0.0064218
ENS | Low | C&I Curtailment | C&I Curtailment- Advanced Lighting Control | Large Industrial | Miscellaneous | MW of Load | 1 | 2033 | 0.0072158
ENS | Low | C&I Curtailment | C&I Curtailment- Advanced Lighting Control | Large Industrial | Offices | MW of Load | 1 | 2033 | 0.0013343
ENS | Low | C&I Curtailment | C&I Curtailment- Advanced Lighting Control | Large Industrial | Retail Trade | MW of Load | 1 | 2033 | 0.01082
ENS | Low | C&I Curtailment | C&I Curtailment- Advanced Lighting Control | Large Industrial | Services | MW of Load | 1 | 2033 | 0.0032109
ENS | Low | C&I Curtailment | C&I Curtailment- Water Heating Control | Large Industrial | Miscellaneous | MW of Load | 1 | 2033 | 0.00096312
ENS | Low | C&I Curtailment | C&I Curtailment- Water Heating Control | Large Industrial | Offices | MW of Load | 1 | 2033 | 0.0002919
ENS | Low | C&I Curtailment | C&I Curtailment- Water Heating Control | Large Industrial | Retail Trade | MW of Load | 1 | 2033 | 0.0051634
ENS | Low | C&I Curtailment | C&I Curtailment- Water Heating Control | Large Industrial | Services | MW of Load | 1 | 2033 | 0.0015323
ENS | Low | C&I Curtailment | C&I Curtailment- Other | Large Industrial | Miscellaneous | MW of Load | 1 | 2033 | 0.020511
ENS | Low | C&I Curtailment | C&I Curtailment- Other | Large Industrial | Offices | MW of Load | 1 | 2033 | 0.005583
ENS | Low | C&I Curtailment | C&I Curtailment- Other | Large Industrial | Retail Trade | MW of Load | 1 | 2033 | 0.051188
ENS | Low | C&I Curtailment | C&I Curtailment- Other | Large Industrial | Services | MW of Load | 1 | 2033 | 0.015191
ENS | Low | C&I Curtailment | C&I Curtailment- Industrial | Large Industrial | Manufacturing | MW of Load | 1 | 2033 | 0.71487
ENS | Low | C&I Curtailment | C&I Curtailment- Manual HVAC Control | Interruptible Rider | Miscellaneous | MW of Load | 1 | 2033 | 0.27928
ENS | Low | C&I Curtailment | C&I Curtailment- Manual HVAC Control | Interruptible Rider | Retail Trade | MW of Load | 1 | 2033 | 0.0072838
ENS | Low | C&I Curtailment | C&I Curtailment- Auto-DR HVAC Control | Interruptible Rider | Miscellaneous | MW of Load | 1 | 2033 | 1.8234
ENS | Low | C&I Curtailment | C&I Curtailment- Auto-DR HVAC Control | Interruptible Rider | Retail Trade | MW of Load | 1 | 2033 | 0.047555
ENS | Low | C&I Curtailment | C&I Curtailment- Standard Lighting Control | Interruptible Rider | Miscellaneous | MW of Load | 1 | 2033 | 0.15497
ENS | Low | C&I Curtailment | C&I Curtailment- Standard Lighting Control | Interruptible Rider | Retail Trade | MW of Load | 1 | 2033 | 0.011675
ENS | Low | C&I Curtailment | C&I Curtailment- Advanced Lighting Control | Interruptible Rider | Miscellaneous | MW of Load | 1 | 2033 | 0.077487
ENS | Low | C&I Curtailment | C&I Curtailment- Advanced Lighting Control | Interruptible Rider | Retail Trade | MW of Load | 1 | 2033 | 0.0058377
ENS | Low | C&I Curtailment | C&I Curtailment- Water Heating Control | Interruptible Rider | Miscellaneous | MW of Load | 1 | 2033 | 0.016189
ENS | Low | C&I Curtailment | C&I Curtailment- Water Heating Control | Interruptible Rider | Retail Trade | MW of Load | 1 | 2033 | 0.0021666
ENS | Low | C&I Curtailment | C&I Curtailment- Other | Interruptible Rider | Miscellaneous | MW of Load | 1 | 2033 | 0.29067
ENS | Low | C&I Curtailment | C&I Curtailment- Other | Interruptible Rider | Retail Trade | MW of Load | 1 | 2033 | 0.023633
ENS | Low | C&I Curtailment | C&I Curtailment- Industrial | Interruptible Rider | Manufacturing | MW of Load | 1 | 2033 | 0.50432
ENS | Low | Dynamic Pricing | Dynamic Pricing with enabling tech. | Small Commercial | Manufacturing | MW of Load | 1 | 2033 | 0.030158
ENS | Low | Dynamic Pricing | Dynamic Pricing with enabling tech. | Small Commercial | Miscellaneous | MW of Load | 1 | 2033 | 0.32018
ENS | Low | Dynamic Pricing | Dynamic Pricing with enabling tech. | Small Commercial | Offices | MW of Load | 1 | 2033 | 0.25713
ENS | Low | Dynamic Pricing | Dynamic Pricing with enabling tech. | Small Commercial | Retail Trade | MW of Load | 1 | 2033 | 0.58395
ENS | Low | Dynamic Pricing | Dynamic Pricing with enabling tech. | Small Commercial | Services | MW of Load | 1 | 2033 | 0.70213
ENS | Low | Dynamic Pricing | Dynamic Pricing w/o enabling tech. | Small Commercial | Manufacturing | MW of Load | 1 | 2033 | 0.0017812
ENS | Low | Dynamic Pricing | Dynamic Pricing w/o enabling tech. | Small Commercial | Miscellaneous | MW of Load | 1 | 2033 | 0.018911
ENS | Low | Dynamic Pricing | Dynamic Pricing w/o enabling tech. | Small Commercial | Offices | MW of Load | 1 | 2033 | 0.015187
ENS | Low | Dynamic Pricing | Dynamic Pricing w/o enabling tech. | Small Commercial | Retail Trade | MW of Load | 1 | 2033 | 0.03449
ENS | Low | Dynamic Pricing | Dynamic Pricing w/o enabling tech. | Small Commercial | Services | MW of Load | 1 | 2033 | 0.041469
ENS | Low | Dynamic Pricing | Dynamic Pricing with enabling tech. | Large Commercial | Offices | MW of Load | 1 | 2033 | 0.061766
ENS | Low | Dynamic Pricing | Dynamic Pricing with enabling tech. | Large Commercial | Services | MW of Load | 1 | 2033 | 0.40282
ENS | Low | Dynamic Pricing | Dynamic Pricing w/o enabling tech. | Large Commercial | Offices | MW of Load | 1 | 2033 | 0.023406
ENS | Low | Dynamic Pricing | Dynamic Pricing w/o enabling tech. | Large Commercial | Services | MW of Load | 1 | 2033 | 0.15265
ENS | Low | Dynamic Pricing | Dynamic Pricing with enabling tech. | Small Industrial | Manufacturing | MW of Load | 1 | 2033 | 0.050527
ENS | Low | Dynamic Pricing | Dynamic Pricing with enabling tech. | Small Industrial | Miscellaneous | MW of Load | 1 | 2033 | 0.069344
ENS | Low | Dynamic Pricing | Dynamic Pricing with enabling tech. | Small Industrial | Offices | MW of Load | 1 | 2033 | 0.0042435
ENS | Low | Dynamic Pricing | Dynamic Pricing with enabling tech. | Small Industrial | Retail Trade | MW of Load | 1 | 2033 | 0.01187
ENS | Low | Dynamic Pricing | Dynamic Pricing with enabling tech. | Small Industrial | Services | MW of Load | 1 | 2033 | 0.014797
ENS | Low | Dynamic Pricing | Dynamic Pricing w/o enabling tech. | Small Industrial | Manufacturing | MW of Load | 1 | 2033 | 0.0029843
ENS | Low | Dynamic Pricing | Dynamic Pricing w/o enabling tech. | Small Industrial | Miscellaneous | MW of Load | 1 | 2033 | 0.0040956
ENS | Low | Dynamic Pricing | Dynamic Pricing w/o enabling tech. | Small Industrial | Offices | MW of Load | 1 | 2033 | 0.00025063
ENS | Low | Dynamic Pricing | Dynamic Pricing w/o enabling tech. | Small Industrial | Retail Trade | MW of Load | 1 | 2033 | 0.00070106
ENS | Low | Dynamic Pricing | Dynamic Pricing w/o enabling tech. | Small Industrial | Services | MW of Load | 1 | 2033 | 0.00087395
ENS | Low | Dynamic Pricing | Dynamic Pricing with enabling tech. | Large Industrial | Manufacturing | MW of Load | 1 | 2033 | 0.37437
ENS | Low | Dynamic Pricing | Dynamic Pricing with enabling tech. | Large Industrial | Miscellaneous | MW of Load | 1 | 2033 | 0.20515
ENS | Low | Dynamic Pricing | Dynamic Pricing with enabling tech. | Large Industrial | Offices | MW of Load | 1 | 2033 | 0.015606
ENS | Low | Dynamic Pricing | Dynamic Pricing with enabling tech. | Large Industrial | Retail Trade | MW of Load | 1 | 2033 | 0.074095
ENS | Low | Dynamic Pricing | Dynamic Pricing with enabling tech. | Large Industrial | Services | MW of Load | 1 | 2033 | 0.040603
ENS | Low | Dynamic Pricing | Dynamic Pricing w/o enabling tech. | Large Industrial | Manufacturing | MW of Load | 1 | 2033 | 0.14187
ENS | Low | Dynamic Pricing | Dynamic Pricing w/o enabling tech. | Large Industrial | Miscellaneous | MW of Load | 1 | 2033 | 0.07774
ENS | Low | Dynamic Pricing | Dynamic Pricing w/o enabling tech. | Large Industrial | Offices | MW of Load | 1 | 2033 | 0.0059139
ENS | Low | Dynamic Pricing | Dynamic Pricing w/o enabling tech. | Large Industrial | Retail Trade | MW of Load | 1 | 2033 | 0.028078
ENS | Low | Dynamic Pricing | Dynamic Pricing w/o enabling tech. | Large Industrial | Services | MW of Load | 1 | 2033 | 0.015386
ENS | Low | Dynamic Pricing | Dynamic Pricing with enabling tech. | Interruptible Rider | Manufacturing | MW of Load | 1 | 2033 | 0.096419
ENS | Low | Dynamic Pricing | Dynamic Pricing with enabling tech. | Interruptible Rider | Miscellaneous | MW of Load | 1 | 2033 | 0.21674
ENS | Low | Dynamic Pricing | Dynamic Pricing with enabling tech. | Interruptible Rider | Retail Trade | MW of Load | 1 | 2033 | 0.012753
ENS | Low | Dynamic Pricing | Dynamic Pricing w/o enabling tech. | Interruptible Rider | Manufacturing | MW of Load | 1 | 2033 | 0.036538
ENS | Low | Dynamic Pricing | Dynamic Pricing w/o enabling tech. | Interruptible Rider | Miscellaneous | MW of Load | 1 | 2033 | 0.082132
ENS | Low | Dynamic Pricing | Dynamic Pricing w/o enabling tech. | Interruptible Rider | Retail Trade | MW of Load | 1 | 2033 | 0.0048329
ENS | Low | Dynamic Pricing | Dynamic Pricing with enabling tech. | Residential | Residential Market Rate | MW of Load | 1 | 2033 | 13.4954
ENS | Low | Dynamic Pricing | Dynamic Pricing w/o enabling tech. | Residential | Residential Market Rate | MW of Load | 1 | 2033 | 7.5468
ENS | Low | BTM Battery Control | BTM Battery Control | Small Commercial | Manufacturing | MW of Load | 0 | 2033 | 0.026511
ENS | Low | BTM Battery Control | BTM Battery Control | Small Commercial | Miscellaneous | MW of Load | 0 | 2033 | 0.19666
ENS | Low | BTM Battery Control | BTM Battery Control | Small Commercial | Offices | MW of Load | 0 | 2033 | 0.067808
ENS | Low | BTM Battery Control | BTM Battery Control | Small Commercial | Retail Trade | MW of Load | 0 | 2033 | 0.11832
ENS | Low | BTM Battery Control | BTM Battery Control | Small Commercial | Services | MW of Load | 0 | 2033 | 0.25756
ENS | Low | BTM Battery Control | BTM Battery Control | Large Commercial | Offices | MW of Load | 0 | 2033 | 0.038567
ENS | Low | BTM Battery Control | BTM Battery Control | Large Commercial | Services | MW of Load | 0 | 2033 | 0.20569
ENS | Low | BTM Battery Control | BTM Battery Control | Small Industrial | Manufacturing | MW of Load | 0 | 2033 | 0.00064682
ENS | Low | BTM Battery Control | BTM Battery Control | Small Industrial | Miscellaneous | MW of Load | 0 | 2033 | 0.0042117
ENS | Low | BTM Battery Control | BTM Battery Control | Small Industrial | Offices | MW of Load | 0 | 2033 | 0.0016685
ENS | Low | BTM Battery Control | BTM Battery Control | Small Industrial | Retail Trade | MW of Load | 0 | 2033 | 0.0029033
ENS | Low | BTM Battery Control | BTM Battery Control | Small Industrial | Services | MW of Load | 0 | 2033 | 0.0063212
ENS | Low | BTM Battery Control | BTM Battery Control | Large Industrial | Manufacturing | MW of Load | 0 | 2033 | 0.025249
ENS | Low | BTM Battery Control | BTM Battery Control | Large Industrial | Miscellaneous | MW of Load | 0 | 2033 | 0.11706
ENS | Low | BTM Battery Control | BTM Battery Control | Large Industrial | Offices | MW of Load | 0 | 2033 | 0.013772
ENS | Low | BTM Battery Control | BTM Battery Control | Large Industrial | Retail Trade | MW of Load | 0 | 2033 | 0.068862
ENS | Low | BTM Battery Control | BTM Battery Control | Large Industrial | Services | MW of Load | 0 | 2033 | 0.1492
ENS | Low | BTM Battery Control | BTM Battery Control | Interruptible Rider | Manufacturing | MW of Load | 0 | 2033 | 0.033751
ENS | Low | BTM Battery Control | BTM Battery Control | Interruptible Rider | Miscellaneous | MW of Load | 0 | 2033 | 0.090002
ENS | Low | BTM Battery Control | BTM Battery Control | Interruptible Rider | Retail Trade | MW of Load | 0 | 2033 | 0.135
ENS | Low | BTM Battery Control | BTM Battery Control | Residential | Residential LI | MW of Load | 0 | 2033 | 0.89297
ENS | Low | BTM Battery Control | BTM Battery Control | Residential | Residential Market Rate | MW of Load | 0 | 2033 | 5.5591
ENS | Low | EV Charging Control | EV Charging Control | EV | EV | MW of Load | 0 | 2033 | 1.5006
ENS | Low | Behavioral DR | Behavioral DR | Residential | Residential LI | MW of Load | 0 | 2033 | 0.33164
ENS | Low | Behavioral DR | Behavioral DR | Residential | Residential Market Rate | MW of Load | 0 | 2033 | 1.951
ENS | Low | DLC | DLC-Switch-Water Heating | Small Commercial | Miscellaneous | MW of Load | 1 | 2034 | 0.024954
ENS | Low | DLC | DLC-Switch-Water Heating | Small Commercial | Offices | MW of Load | 1 | 2034 | 0.014674
ENS | Low | DLC | DLC-Switch-Water Heating | Small Commercial | Retail Trade | MW of Load | 1 | 2034 | 0.086649
ENS | Low | DLC | DLC-Switch-Water Heating | Small Commercial | Services | MW of Load | 1 | 2034 | 0.104
ENS | Low | DLC | DLC-Thermostat-HVAC | Small Commercial | Miscellaneous | MW of Load | 1 | 2034 | 0.14096
ENS | Low | DLC | DLC-Thermostat-HVAC | Small Commercial | Offices | MW of Load | 1 | 2034 | 0.22649
ENS | Low | DLC | DLC-Thermostat-HVAC | Small Commercial | Retail Trade | MW of Load | 1 | 2034 | 0.19895
ENS | Low | DLC | DLC-Thermostat-HVAC | Small Commercial | Services | MW of Load | 1 | 2034 | 0.23928
ENS | Low | DLC | DLC-Switch-Water Heating | Small Industrial | Miscellaneous | MW of Load | 1 | 2034 | 0.0060796
ENS | Low | DLC | DLC-Switch-Water Heating | Small Industrial | Offices | MW of Load | 1 | 2034 | 0.00023371
ENS | Low | DLC | DLC-Switch-Water Heating | Small Industrial | Retail Trade | MW of Load | 1 | 2034 | 0.0016361
ENS | Low | DLC | DLC-Switch-Water Heating | Small Industrial | Services | MW of Load | 1 | 2034 | 0.0020396
ENS | Low | DLC | DLC-Thermostat-HVAC | Small Industrial | Miscellaneous | MW of Load | 1 | 2034 | 0.037759
ENS | Low | DLC | DLC-Thermostat-HVAC | Small Industrial | Offices | MW of Load | 1 | 2034 | 0.0038423
ENS | Low | DLC | DLC-Thermostat-HVAC | Small Industrial | Retail Trade | MW of Load | 1 | 2034 | 0.0043659
ENS | Low | DLC | DLC-Thermostat-HVAC | Small Industrial | Services | MW of Load | 1 | 2034 | 0.0054426
ENS | Low | DLC | DLC-Switch-Water Heating | Residential | Residential LI | MW of Load | 1 | 2034 | 3.1994
ENS | Low | DLC | DLC-Switch-Water Heating | Residential | Residential Market Rate | MW of Load | 1 | 2034 | 9.863
ENS | Low | DLC | DLC-Thermostat-Heat Pump | Residential | Residential LI | MW of Load | 1 | 2034 | 0.36551
ENS | Low | DLC | DLC-Thermostat-Heat Pump | Residential | Residential Market Rate | MW of Load | 1 | 2034 | 6.1575
ENS | Low | DLC | DLC-Thermostat-Electric Furnace | Residential | Residential LI | MW of Load | 1 | 2034 | 3.367
ENS | Low | DLC | DLC-Thermostat-Electric Furnace | Residential | Residential Market Rate | MW of Load | 1 | 2034 | 3.3866
ENS | Low | C&I Curtailment | C&I Curtailment- Manual HVAC Control | Large Commercial | Offices | MW of Load | 1 | 2034 | 0.023736
ENS | Low | C&I Curtailment | C&I Curtailment- Manual HVAC Control | Large Commercial | Services | MW of Load | 1 | 2034 | 0.041848
ENS | Low | C&I Curtailment | C&I Curtailment- Auto-DR HVAC Control | Large Commercial | Offices | MW of Load | 1 | 2034 | 0.15497
ENS | Low | C&I Curtailment | C&I Curtailment- Auto-DR HVAC Control | Large Commercial | Services | MW of Load | 1 | 2034 | 0.27322
ENS | Low | C&I Curtailment | C&I Curtailment- Standard Lighting Control | Large Commercial | Offices | MW of Load | 1 | 2034 | 0.0080453
ENS | Low | C&I Curtailment | C&I Curtailment- Standard Lighting Control | Large Commercial | Services | MW of Load | 1 | 2034 | 0.058738
ENS | Low | C&I Curtailment | C&I Curtailment- Advanced Lighting Control | Large Commercial | Offices | MW of Load | 1 | 2034 | 0.0040227
ENS | Low | C&I Curtailment | C&I Curtailment- Advanced Lighting Control | Large Commercial | Services | MW of Load | 1 | 2034 | 0.029369
ENS | Low | C&I Curtailment | C&I Curtailment- Water Heating Control | Large Commercial | Offices | MW of Load | 1 | 2034 | 0.0013332
ENS | Low | C&I Curtailment | C&I Curtailment- Water Heating Control | Large Commercial | Services | MW of Load | 1 | 2034 | 0.014893
ENS | Low | C&I Curtailment | C&I Curtailment- Other | Large Commercial | Offices | MW of Load | 1 | 2034 | 0.020982
ENS | Low | C&I Curtailment | C&I Curtailment- Other | Large Commercial | Services | MW of Load | 1 | 2034 | 0.14591
ENS | Low | C&I Curtailment | C&I Curtailment- Manual HVAC Control | Large Industrial | Miscellaneous | MW of Load | 1 | 2034 | 0.0089554
ENS | Low | C&I Curtailment | C&I Curtailment- Manual HVAC Control | Large Industrial | Offices | MW of Load | 1 | 2034 | 0.0060132
ENS | Low | C&I Curtailment | C&I Curtailment- Manual HVAC Control | Large Industrial | Retail Trade | MW of Load | 1 | 2034 | 0.014759
ENS | Low | C&I Curtailment | C&I Curtailment- Manual HVAC Control | Large Industrial | Services | MW of Load | 1 | 2034 | 0.00438
ENS | Low | C&I Curtailment | C&I Curtailment- Auto-DR HVAC Control | Large Industrial | Miscellaneous | MW of Load | 1 | 2034 | 0.058468
ENS | Low | C&I Curtailment | C&I Curtailment- Auto-DR HVAC Control | Large Industrial | Offices | MW of Load | 1 | 2034 | 0.039259
ENS | Low | C&I Curtailment | C&I Curtailment- Auto-DR HVAC Control | Large Industrial | Retail Trade | MW of Load | 1 | 2034 | 0.096361
ENS | Low | C&I Curtailment | C&I Curtailment- Auto-DR HVAC Control | Large Industrial | Services | MW of Load | 1 | 2034 | 0.028596
ENS | Low | C&I Curtailment | C&I Curtailment- Standard Lighting Control | Large Industrial | Miscellaneous | MW of Load | 1 | 2034 | 0.014181
ENS | Low | C&I Curtailment | C&I Curtailment- Standard Lighting Control | Large Industrial | Offices | MW of Load | 1 | 2034 | 0.0026073
ENS | Low | C&I Curtailment | C&I Curtailment- Standard Lighting Control | Large Industrial | Retail Trade | MW of Load | 1 | 2034 | 0.020716
ENS | Low | C&I Curtailment | C&I Curtailment- Standard Lighting Control | Large Industrial | Services | MW of Load | 1 | 2034 | 0.0061478
ENS | Low | C&I Curtailment | C&I Curtailment- Advanced Lighting Control | Large Industrial | Miscellaneous | MW of Load | 1 | 2034 | 0.0070905
ENS | Low | C&I Curtailment | C&I Curtailment- Advanced Lighting Control | Large Industrial | Offices | MW of Load | 1 | 2034 | 0.0013036
ENS | Low | C&I Curtailment | C&I Curtailment- Advanced Lighting Control | Large Industrial | Retail Trade | MW of Load | 1 | 2034 | 0.010358
ENS | Low | C&I Curtailment | C&I Curtailment- Advanced Lighting Control | Large Industrial | Services | MW of Load | 1 | 2034 | 0.0030739
ENS | Low | C&I Curtailment | C&I Curtailment- Water Heating Control | Large Industrial | Miscellaneous | MW of Load | 1 | 2034 | 0.00097159
ENS | Low | C&I Curtailment | C&I Curtailment- Water Heating Control | Large Industrial | Offices | MW of Load | 1 | 2034 | 0.00029409
ENS | Low | C&I Curtailment | C&I Curtailment- Water Heating Control | Large Industrial | Retail Trade | MW of Load | 1 | 2034 | 0.0052528
ENS | Low | C&I Curtailment | C&I Curtailment- Water Heating Control | Large Industrial | Services | MW of Load | 1 | 2034 | 0.0015588
ENS | Low | C&I Curtailment | C&I Curtailment- Other | Large Industrial | Miscellaneous | MW of Load | 1 | 2034 | 0.020577
ENS | Low | C&I Curtailment | C&I Curtailment- Other | Large Industrial | Offices | MW of Load | 1 | 2034 | 0.0056212
ENS | Low | C&I Curtailment | C&I Curtailment- Other | Large Industrial | Retail Trade | MW of Load | 1 | 2034 | 0.051462
ENS | Low | C&I Curtailment | C&I Curtailment- Other | Large Industrial | Services | MW of Load | 1 | 2034 | 0.015272
ENS | Low | C&I Curtailment | C&I Curtailment- Industrial | Large Industrial | Manufacturing | MW of Load | 1 | 2034 | 0.70813
ENS | Low | C&I Curtailment | C&I Curtailment- Manual HVAC Control | Interruptible Rider | Miscellaneous | MW of Load | 1 | 2034 | 0.27717
ENS | Low | C&I Curtailment | C&I Curtailment- Manual HVAC Control | Interruptible Rider | Retail Trade | MW of Load | 1 | 2034 | 0.0071443
ENS | Low | C&I Curtailment | C&I Curtailment- Auto-DR HVAC Control | Interruptible Rider | Miscellaneous | MW of Load | 1 | 2034 | 1.8096
ENS | Low | C&I Curtailment | C&I Curtailment- Auto-DR HVAC Control | Interruptible Rider | Retail Trade | MW of Load | 1 | 2034 | 0.046644
ENS | Low | C&I Curtailment | C&I Curtailment- Standard Lighting Control | Interruptible Rider | Miscellaneous | MW of Load | 1 | 2034 | 0.15034
ENS | Low | C&I Curtailment | C&I Curtailment- Standard Lighting Control | Interruptible Rider | Retail Trade | MW of Load | 1 | 2034 | 0.011399
ENS | Low | C&I Curtailment | C&I Curtailment- Advanced Lighting Control | Interruptible Rider | Miscellaneous | MW of Load | 1 | 2034 | 0.075169
ENS | Low | C&I Curtailment | C&I Curtailment- Advanced Lighting Control | Interruptible Rider | Retail Trade | MW of Load | 1 | 2034 | 0.0056995
ENS | Low | C&I Curtailment | C&I Curtailment- Water Heating Control | Interruptible Rider | Miscellaneous | MW of Load | 1 | 2034 | 0.016142
ENS | Low | C&I Curtailment | C&I Curtailment- Water Heating Control | Interruptible Rider | Retail Trade | MW of Load | 1 | 2034 | 0.0021653
ENS | Low | C&I Curtailment | C&I Curtailment- Other | Interruptible Rider | Miscellaneous | MW of Load | 1 | 2034 | 0.28932
ENS | Low | C&I Curtailment | C&I Curtailment- Other | Interruptible Rider | Retail Trade | MW of Load | 1 | 2034 | 0.023564
ENS | Low | C&I Curtailment | C&I Curtailment- Industrial | Interruptible Rider | Manufacturing | MW of Load | 1 | 2034 | 0.49572
ENS | Low | Dynamic Pricing | Dynamic Pricing with enabling tech. | Small Commercial | Manufacturing | MW of Load | 1 | 2034 | 0.028638
ENS | Low | Dynamic Pricing | Dynamic Pricing with enabling tech. | Small Commercial | Miscellaneous | MW of Load | 1 | 2034 | 0.30683
ENS | Low | Dynamic Pricing | Dynamic Pricing with enabling tech. | Small Commercial | Offices | MW of Load | 1 | 2034 | 0.24613
ENS | Low | Dynamic Pricing | Dynamic Pricing with enabling tech. | Small Commercial | Retail Trade | MW of Load | 1 | 2034 | 0.55686
ENS | Low | Dynamic Pricing | Dynamic Pricing with enabling tech. | Small Commercial | Services | MW of Load | 1 | 2034 | 0.66945
ENS | Low | Dynamic Pricing | Dynamic Pricing w/o enabling tech. | Small Commercial | Manufacturing | MW of Load | 1 | 2034 | 0.0016914
ENS | Low | Dynamic Pricing | Dynamic Pricing w/o enabling tech. | Small Commercial | Miscellaneous | MW of Load | 1 | 2034 | 0.018122
ENS | Low | Dynamic Pricing | Dynamic Pricing w/o enabling tech. | Small Commercial | Offices | MW of Load | 1 | 2034 | 0.014537
ENS | Low | Dynamic Pricing | Dynamic Pricing w/o enabling tech. | Small Commercial | Retail Trade | MW of Load | 1 | 2034 | 0.032889
ENS | Low | Dynamic Pricing | Dynamic Pricing w/o enabling tech. | Small Commercial | Services | MW of Load | 1 | 2034 | 0.03954
ENS | Low | Dynamic Pricing | Dynamic Pricing with enabling tech. | Large Commercial | Offices | MW of Load | 1 | 2034 | 0.059318
ENS | Low | Dynamic Pricing | Dynamic Pricing with enabling tech. | Large Commercial | Services | MW of Load | 1 | 2034 | 0.38657
ENS | Low | Dynamic Pricing | Dynamic Pricing w/o enabling tech. | Large Commercial | Offices | MW of Load | 1 | 2034 | 0.022478
ENS | Low | Dynamic Pricing | Dynamic Pricing w/o enabling tech. | Large Commercial | Services | MW of Load | 1 | 2034 | 0.14649
ENS | Low | Dynamic Pricing | Dynamic Pricing with enabling tech. | Small Industrial | Manufacturing | MW of Load | 1 | 2034 | 0.050083
ENS | Low | Dynamic Pricing | Dynamic Pricing with enabling tech. | Small Industrial | Miscellaneous | MW of Load | 1 | 2034 | 0.069269
ENS | Low | Dynamic Pricing | Dynamic Pricing with enabling tech. | Small Industrial | Offices | MW of Load | 1 | 2034 | 0.0042466
ENS | Low | Dynamic Pricing | Dynamic Pricing with enabling tech. | Small Industrial | Retail Trade | MW of Load | 1 | 2034 | 0.011875
ENS | Low | Dynamic Pricing | Dynamic Pricing with enabling tech. | Small Industrial | Services | MW of Load | 1 | 2034 | 0.014804
ENS | Low | Dynamic Pricing | Dynamic Pricing w/o enabling tech. | Small Industrial | Manufacturing | MW of Load | 1 | 2034 | 0.002958
ENS | Low | Dynamic Pricing | Dynamic Pricing w/o enabling tech. | Small Industrial | Miscellaneous | MW of Load | 1 | 2034 | 0.0040912
ENS | Low | Dynamic Pricing | Dynamic Pricing w/o enabling tech. | Small Industrial | Offices | MW of Load | 1 | 2034 | 0.00025082
ENS | Low | Dynamic Pricing | Dynamic Pricing w/o enabling tech. | Small Industrial | Retail Trade | MW of Load | 1 | 2034 | 0.00070139
ENS | Low | Dynamic Pricing | Dynamic Pricing w/o enabling tech. | Small Industrial | Services | MW of Load | 1 | 2034 | 0.00087436
ENS | Low | Dynamic Pricing | Dynamic Pricing with enabling tech. | Large Industrial | Manufacturing | MW of Load | 1 | 2034 | 0.37084
ENS | Low | Dynamic Pricing | Dynamic Pricing with enabling tech. | Large Industrial | Miscellaneous | MW of Load | 1 | 2034 | 0.20464
ENS | Low | Dynamic Pricing | Dynamic Pricing with enabling tech. | Large Industrial | Offices | MW of Load | 1 | 2034 | 0.01566
ENS | Low | Dynamic Pricing | Dynamic Pricing with enabling tech. | Large Industrial | Retail Trade | MW of Load | 1 | 2034 | 0.073834
ENS | Low | Dynamic Pricing | Dynamic Pricing with enabling tech. | Large Industrial | Services | MW of Load | 1 | 2034 | 0.04046
ENS | Low | Dynamic Pricing | Dynamic Pricing w/o enabling tech. | Large Industrial | Manufacturing | MW of Load | 1 | 2034 | 0.14053
ENS | Low | Dynamic Pricing | Dynamic Pricing w/o enabling tech. | Large Industrial | Miscellaneous | MW of Load | 1 | 2034 | 0.077549
ENS | Low | Dynamic Pricing | Dynamic Pricing w/o enabling tech. | Large Industrial | Offices | MW of Load | 1 | 2034 | 0.0059343
ENS | Low | Dynamic Pricing | Dynamic Pricing w/o enabling tech. | Large Industrial | Retail Trade | MW of Load | 1 | 2034 | 0.027979
ENS | Low | Dynamic Pricing | Dynamic Pricing w/o enabling tech. | Large Industrial | Services | MW of Load | 1 | 2034 | 0.015332
ENS | Low | Dynamic Pricing | Dynamic Pricing with enabling tech. | Interruptible Rider | Manufacturing | MW of Load | 1 | 2034 | 0.094776
ENS | Low | Dynamic Pricing | Dynamic Pricing with enabling tech. | Interruptible Rider | Miscellaneous | MW of Load | 1 | 2034 | 0.21505
ENS | Low | Dynamic Pricing | Dynamic Pricing with enabling tech. | Interruptible Rider | Retail Trade | MW of Load | 1 | 2034 | 0.012653
ENS | Low | Dynamic Pricing | Dynamic Pricing w/o enabling tech. | Interruptible Rider | Manufacturing | MW of Load | 1 | 2034 | 0.035915
ENS | Low | Dynamic Pricing | Dynamic Pricing w/o enabling tech. | Interruptible Rider | Miscellaneous | MW of Load | 1 | 2034 | 0.081493
ENS | Low | Dynamic Pricing | Dynamic Pricing w/o enabling tech. | Interruptible Rider | Retail Trade | MW of Load | 1 | 2034 | 0.0047948
ENS | Low | Dynamic Pricing | Dynamic Pricing with enabling tech. | Residential | Residential Market Rate | MW of Load | 1 | 2034 | 13.2463
ENS | Low | Dynamic Pricing | Dynamic Pricing w/o enabling tech. | Residential | Residential Market Rate | MW of Load | 1 | 2034 | 7.4075
ENS | Low | BTM Battery Control | BTM Battery Control | Small Commercial | Manufacturing | MW of Load | 0 | 2034 | 0.026566
ENS | Low | BTM Battery Control | BTM Battery Control | Small Commercial | Miscellaneous | MW of Load | 0 | 2034 | 0.19717
ENS | Low | BTM Battery Control | BTM Battery Control | Small Commercial | Offices | MW of Load | 0 | 2034 | 0.067948
ENS | Low | BTM Battery Control | BTM Battery Control | Small Commercial | Retail Trade | MW of Load | 0 | 2034 | 0.11855
ENS | Low | BTM Battery Control | BTM Battery Control | Small Commercial | Services | MW of Load | 0 | 2034 | 0.25807
ENS | Low | BTM Battery Control | BTM Battery Control | Large Commercial | Offices | MW of Load | 0 | 2034 | 0.038647
ENS | Low | BTM Battery Control | BTM Battery Control | Large Commercial | Services | MW of Load | 0 | 2034 | 0.20611
ENS | Low | BTM Battery Control | BTM Battery Control | Small Industrial | Manufacturing | MW of Load | 0 | 2034 | 0.00064816
ENS | Low | BTM Battery Control | BTM Battery Control | Small Industrial | Miscellaneous | MW of Load | 0 | 2034 | 0.0042204
ENS | Low | BTM Battery Control | BTM Battery Control | Small Industrial | Offices | MW of Load | 0 | 2034 | 0.0016719
ENS | Low | BTM Battery Control | BTM Battery Control | Small Industrial | Retail Trade | MW of Load | 0 | 2034 | 0.0029093
ENS | Low | BTM Battery Control | BTM Battery Control | Small Industrial | Services | MW of Load | 0 | 2034 | 0.0063269
ENS | Low | BTM Battery Control | BTM Battery Control | Large Industrial | Manufacturing | MW of Load | 0 | 2034 | 0.025302
ENS | Low | BTM Battery Control | BTM Battery Control | Large Industrial | Miscellaneous | MW of Load | 0 | 2034 | 0.11731
ENS | Low | BTM Battery Control | BTM Battery Control | Large Industrial | Offices | MW of Load | 0 | 2034 | 0.013801
ENS | Low | BTM Battery Control | BTM Battery Control | Large Industrial | Retail Trade | MW of Load | 0 | 2034 | 0.069004
ENS | Low | BTM Battery Control | BTM Battery Control | Large Industrial | Services | MW of Load | 0 | 2034 | 0.14951
ENS | Low | BTM Battery Control | BTM Battery Control | Interruptible Rider | Manufacturing | MW of Load | 0 | 2034 | 0.03382
ENS | Low | BTM Battery Control | BTM Battery Control | Interruptible Rider | Miscellaneous | MW of Load | 0 | 2034 | 0.090188
ENS | Low | BTM Battery Control | BTM Battery Control | Interruptible Rider | Retail Trade | MW of Load | 0 | 2034 | 0.13528
ENS | Low | BTM Battery Control | BTM Battery Control | Residential | Residential LI | MW of Load | 0 | 2034 | 0.89921
ENS | Low | BTM Battery Control | BTM Battery Control | Residential | Residential Market Rate | MW of Load | 0 | 2034 | 5.598
ENS | Low | EV Charging Control | EV Charging Control | EV | EV | MW of Load | 0 | 2034 | 1.7288
ENS | Low | Behavioral DR | Behavioral DR | Residential | Residential LI | MW of Load | 0 | 2034 | 0.32494
ENS | Low | Behavioral DR | Behavioral DR | Residential | Residential Market Rate | MW of Load | 0 | 2034 | 1.915
ENS | Low | DLC | DLC-Switch-Water Heating | Small Commercial | Miscellaneous | MW of Load | 1 | 2035 | 0.024264
ENS | Low | DLC | DLC-Switch-Water Heating | Small Commercial | Offices | MW of Load | 1 | 2035 | 0.014191
ENS | Low | DLC | DLC-Switch-Water Heating | Small Commercial | Retail Trade | MW of Load | 1 | 2035 | 0.084255
ENS | Low | DLC | DLC-Switch-Water Heating | Small Commercial | Services | MW of Load | 1 | 2035 | 0.10109
ENS | Low | DLC | DLC-Thermostat-HVAC | Small Commercial | Miscellaneous | MW of Load | 1 | 2035 | 0.13347
ENS | Low | DLC | DLC-Thermostat-HVAC | Small Commercial | Offices | MW of Load | 1 | 2035 | 0.21688
ENS | Low | DLC | DLC-Thermostat-HVAC | Small Commercial | Retail Trade | MW of Load | 1 | 2035 | 0.18537
ENS | Low | DLC | DLC-Thermostat-HVAC | Small Commercial | Services | MW of Load | 1 | 2035 | 0.22294
ENS | Low | DLC | DLC-Switch-Water Heating | Small Industrial | Miscellaneous | MW of Load | 1 | 2035 | 0.0061284
ENS | Low | DLC | DLC-Switch-Water Heating | Small Industrial | Offices | MW of Load | 1 | 2035 | 0.00023458
ENS | Low | DLC | DLC-Switch-Water Heating | Small Industrial | Retail Trade | MW of Load | 1 | 2035 | 0.0016482
ENS | Low | DLC | DLC-Switch-Water Heating | Small Industrial | Services | MW of Load | 1 | 2035 | 0.0020546
ENS | Low | DLC | DLC-Thermostat-HVAC | Small Industrial | Miscellaneous | MW of Load | 1 | 2035 | 0.037485
ENS | Low | DLC | DLC-Thermostat-HVAC | Small Industrial | Offices | MW of Load | 1 | 2035 | 0.0038449
ENS | Low | DLC | DLC-Thermostat-HVAC | Small Industrial | Retail Trade | MW of Load | 1 | 2035 | 0.0043136
ENS | Low | DLC | DLC-Thermostat-HVAC | Small Industrial | Services | MW of Load | 1 | 2035 | 0.0053773
ENS | Low | DLC | DLC-Switch-Water Heating | Residential | Residential LI | MW of Load | 1 | 2035 | 3.1605
ENS | Low | DLC | DLC-Switch-Water Heating | Residential | Residential Market Rate | MW of Load | 1 | 2035 | 9.7298
ENS | Low | DLC | DLC-Thermostat-Heat Pump | Residential | Residential LI | MW of Load | 1 | 2035 | 0.40177
ENS | Low | DLC | DLC-Thermostat-Heat Pump | Residential | Residential Market Rate | MW of Load | 1 | 2035 | 6.3027
ENS | Low | DLC | DLC-Thermostat-Electric Furnace | Residential | Residential LI | MW of Load | 1 | 2035 | 3.3349
ENS | Low | DLC | DLC-Thermostat-Electric Furnace | Residential | Residential Market Rate | MW of Load | 1 | 2035 | 3.2407
ENS | Low | C&I Curtailment | C&I Curtailment- Manual HVAC Control | Large Commercial | Offices | MW of Load | 1 | 2035 | 0.022845
ENS | Low | C&I Curtailment | C&I Curtailment- Manual HVAC Control | Large Commercial | Services | MW of Load | 1 | 2035 | 0.039204
ENS | Low | C&I Curtailment | C&I Curtailment- Auto-DR HVAC Control | Large Commercial | Offices | MW of Load | 1 | 2035 | 0.14915
ENS | Low | C&I Curtailment | C&I Curtailment- Auto-DR HVAC Control | Large Commercial | Services | MW of Load | 1 | 2035 | 0.25596
ENS | Low | C&I Curtailment | C&I Curtailment- Standard Lighting Control | Large Commercial | Offices | MW of Load | 1 | 2035 | 0.0072023
ENS | Low | C&I Curtailment | C&I Curtailment- Standard Lighting Control | Large Commercial | Services | MW of Load | 1 | 2035 | 0.053874
ENS | Low | C&I Curtailment | C&I Curtailment- Advanced Lighting Control | Large Commercial | Offices | MW of Load | 1 | 2035 | 0.0036012
ENS | Low | C&I Curtailment | C&I Curtailment- Advanced Lighting Control | Large Commercial | Services | MW of Load | 1 | 2035 | 0.026937
ENS | Low | C&I Curtailment | C&I Curtailment- Water Heating Control | Large Commercial | Offices | MW of Load | 1 | 2035 | 0.0013045
ENS | Low | C&I Curtailment | C&I Curtailment- Water Heating Control | Large Commercial | Services | MW of Load | 1 | 2035 | 0.014583
ENS | Low | C&I Curtailment | C&I Curtailment- Other | Large Commercial | Offices | MW of Load | 1 | 2035 | 0.02016
ENS | Low | C&I Curtailment | C&I Curtailment- Other | Large Commercial | Services | MW of Load | 1 | 2035 | 0.14101
ENS | Low | C&I Curtailment | C&I Curtailment- Manual HVAC Control | Large Industrial | Miscellaneous | MW of Load | 1 | 2035 | 0.0088546
ENS | Low | C&I Curtailment | C&I Curtailment- Manual HVAC Control | Large Industrial | Offices | MW of Load | 1 | 2035 | 0.0060351
ENS | Low | C&I Curtailment | C&I Curtailment- Manual HVAC Control | Large Industrial | Retail Trade | MW of Load | 1 | 2035 | 0.014381
ENS | Low | C&I Curtailment | C&I Curtailment- Manual HVAC Control | Large Industrial | Services | MW of Load | 1 | 2035 | 0.0042676
ENS | Low | C&I Curtailment | C&I Curtailment- Auto-DR HVAC Control | Large Industrial | Miscellaneous | MW of Load | 1 | 2035 | 0.05781
ENS | Low | C&I Curtailment | C&I Curtailment- Auto-DR HVAC Control | Large Industrial | Offices | MW of Load | 1 | 2035 | 0.039402
ENS | Low | C&I Curtailment | C&I Curtailment- Auto-DR HVAC Control | Large Industrial | Retail Trade | MW of Load | 1 | 2035 | 0.093889
ENS | Low | C&I Curtailment | C&I Curtailment- Auto-DR HVAC Control | Large Industrial | Services | MW of Load | 1 | 2035 | 0.027863
ENS | Low | C&I Curtailment | C&I Curtailment- Standard Lighting Control | Large Industrial | Miscellaneous | MW of Load | 1 | 2035 | 0.013932
ENS | Low | C&I Curtailment | C&I Curtailment- Standard Lighting Control | Large Industrial | Offices | MW of Load | 1 | 2035 | 0.0025462
ENS | Low | C&I Curtailment | C&I Curtailment- Standard Lighting Control | Large Industrial | Retail Trade | MW of Load | 1 | 2035 | 0.019762
ENS | Low | C&I Curtailment | C&I Curtailment- Standard Lighting Control | Large Industrial | Services | MW of Load | 1 | 2035 | 0.0058645
ENS | Low | C&I Curtailment | C&I Curtailment- Advanced Lighting Control | Large Industrial | Miscellaneous | MW of Load | 1 | 2035 | 0.0069661
ENS | Low | C&I Curtailment | C&I Curtailment- Advanced Lighting Control | Large Industrial | Offices | MW of Load | 1 | 2035 | 0.0012731
ENS | Low | C&I Curtailment | C&I Curtailment- Advanced Lighting Control | Large Industrial | Retail Trade | MW of Load | 1 | 2035 | 0.009881
ENS | Low | C&I Curtailment | C&I Curtailment- Advanced Lighting Control | Large Industrial | Services | MW of Load | 1 | 2035 | 0.0029323
ENS | Low | C&I Curtailment | C&I Curtailment- Water Heating Control | Large Industrial | Miscellaneous | MW of Load | 1 | 2035 | 0.00098041
ENS | Low | C&I Curtailment | C&I Curtailment- Water Heating Control | Large Industrial | Offices | MW of Load | 1 | 2035 | 0.00029608
ENS | Low | C&I Curtailment | C&I Curtailment- Water Heating Control | Large Industrial | Retail Trade | MW of Load | 1 | 2035 | 0.0053493
ENS | Low | C&I Curtailment | C&I Curtailment- Water Heating Control | Large Industrial | Services | MW of Load | 1 | 2035 | 0.0015875
ENS | Low | C&I Curtailment | C&I Curtailment- Other | Large Industrial | Miscellaneous | MW of Load | 1 | 2035 | 0.020639
ENS | Low | C&I Curtailment | C&I Curtailment- Other | Large Industrial | Offices | MW of Load | 1 | 2035 | 0.0056607
ENS | Low | C&I Curtailment | C&I Curtailment- Other | Large Industrial | Retail Trade | MW of Load | 1 | 2035 | 0.051723
ENS | Low | C&I Curtailment | C&I Curtailment- Other | Large Industrial | Services | MW of Load | 1 | 2035 | 0.015349
ENS | Low | C&I Curtailment | C&I Curtailment- Industrial | Large Industrial | Manufacturing | MW of Load | 1 | 2035 | 0.70105
ENS | Low | C&I Curtailment | C&I Curtailment- Manual HVAC Control | Interruptible Rider | Miscellaneous | MW of Load | 1 | 2035 | 0.27507
ENS | Low | C&I Curtailment | C&I Curtailment- Manual HVAC Control | Interruptible Rider | Retail Trade | MW of Load | 1 | 2035 | 0.0070018
ENS | Low | C&I Curtailment | C&I Curtailment- Auto-DR HVAC Control | Interruptible Rider | Miscellaneous | MW of Load | 1 | 2035 | 1.7959
ENS | Low | C&I Curtailment | C&I Curtailment- Auto-DR HVAC Control | Interruptible Rider | Retail Trade | MW of Load | 1 | 2035 | 0.045714
ENS | Low | C&I Curtailment | C&I Curtailment- Standard Lighting Control | Interruptible Rider | Miscellaneous | MW of Load | 1 | 2035 | 0.1459
ENS | Low | C&I Curtailment | C&I Curtailment- Standard Lighting Control | Interruptible Rider | Retail Trade | MW of Load | 1 | 2035 | 0.011135
ENS | Low | C&I Curtailment | C&I Curtailment- Advanced Lighting Control | Interruptible Rider | Miscellaneous | MW of Load | 1 | 2035 | 0.072948
ENS | Low | C&I Curtailment | C&I Curtailment- Advanced Lighting Control | Interruptible Rider | Retail Trade | MW of Load | 1 | 2035 | 0.0055676
ENS | Low | C&I Curtailment | C&I Curtailment- Water Heating Control | Interruptible Rider | Miscellaneous | MW of Load | 1 | 2035 | 0.016084
ENS | Low | C&I Curtailment | C&I Curtailment- Water Heating Control | Interruptible Rider | Retail Trade | MW of Load | 1 | 2035 | 0.0021637
ENS | Low | C&I Curtailment | C&I Curtailment- Other | Interruptible Rider | Miscellaneous | MW of Load | 1 | 2035 | 0.28799
ENS | Low | C&I Curtailment | C&I Curtailment- Other | Interruptible Rider | Retail Trade | MW of Load | 1 | 2035 | 0.023499
ENS | Low | C&I Curtailment | C&I Curtailment- Industrial | Interruptible Rider | Manufacturing | MW of Load | 1 | 2035 | 0.48695
ENS | Low | Dynamic Pricing | Dynamic Pricing with enabling tech. | Small Commercial | Manufacturing | MW of Load | 1 | 2035 | 0.027141
ENS | Low | Dynamic Pricing | Dynamic Pricing with enabling tech. | Small Commercial | Miscellaneous | MW of Load | 1 | 2035 | 0.29362
ENS | Low | Dynamic Pricing | Dynamic Pricing with enabling tech. | Small Commercial | Offices | MW of Load | 1 | 2035 | 0.2352
ENS | Low | Dynamic Pricing | Dynamic Pricing with enabling tech. | Small Commercial | Retail Trade | MW of Load | 1 | 2035 | 0.52989
ENS | Low | Dynamic Pricing | Dynamic Pricing with enabling tech. | Small Commercial | Services | MW of Load | 1 | 2035 | 0.63695
ENS | Low | Dynamic Pricing | Dynamic Pricing w/o enabling tech. | Small Commercial | Manufacturing | MW of Load | 1 | 2035 | 0.001603
ENS | Low | Dynamic Pricing | Dynamic Pricing w/o enabling tech. | Small Commercial | Miscellaneous | MW of Load | 1 | 2035 | 0.017342
ENS | Low | Dynamic Pricing | Dynamic Pricing w/o enabling tech. | Small Commercial | Offices | MW of Load | 1 | 2035 | 0.013891
ENS | Low | Dynamic Pricing | Dynamic Pricing w/o enabling tech. | Small Commercial | Retail Trade | MW of Load | 1 | 2035 | 0.031297
ENS | Low | Dynamic Pricing | Dynamic Pricing w/o enabling tech. | Small Commercial | Services | MW of Load | 1 | 2035 | 0.03762
ENS | Low | Dynamic Pricing | Dynamic Pricing with enabling tech. | Large Commercial | Offices | MW of Load | 1 | 2035 | 0.056837
ENS | Low | Dynamic Pricing | Dynamic Pricing with enabling tech. | Large Commercial | Services | MW of Load | 1 | 2035 | 0.3701
ENS | Low | Dynamic Pricing | Dynamic Pricing w/o enabling tech. | Large Commercial | Offices | MW of Load | 1 | 2035 | 0.021538
ENS | Low | Dynamic Pricing | Dynamic Pricing w/o enabling tech. | Large Commercial | Services | MW of Load | 1 | 2035 | 0.14025
ENS | Low | Dynamic Pricing | Dynamic Pricing with enabling tech. | Small Industrial | Manufacturing | MW of Load | 1 | 2035 | 0.049596
ENS | Low | Dynamic Pricing | Dynamic Pricing with enabling tech. | Small Industrial | Miscellaneous | MW of Load | 1 | 2035 | 0.069172
ENS | Low | Dynamic Pricing | Dynamic Pricing with enabling tech. | Small Industrial | Offices | MW of Load | 1 | 2035 | 0.004249
ENS | Low | Dynamic Pricing | Dynamic Pricing with enabling tech. | Small Industrial | Retail Trade | MW of Load | 1 | 2035 | 0.011879
ENS | Low | Dynamic Pricing | Dynamic Pricing with enabling tech. | Small Industrial | Services | MW of Load | 1 | 2035 | 0.014808
ENS | Low | Dynamic Pricing | Dynamic Pricing w/o enabling tech. | Small Industrial | Manufacturing | MW of Load | 1 | 2035 | 0.0029293
ENS | Low | Dynamic Pricing | Dynamic Pricing w/o enabling tech. | Small Industrial | Miscellaneous | MW of Load | 1 | 2035 | 0.0040855
ENS | Low | Dynamic Pricing | Dynamic Pricing w/o enabling tech. | Small Industrial | Offices | MW of Load | 1 | 2035 | 0.00025096
ENS | Low | Dynamic Pricing | Dynamic Pricing w/o enabling tech. | Small Industrial | Retail Trade | MW of Load | 1 | 2035 | 0.00070159
ENS | Low | Dynamic Pricing | Dynamic Pricing w/o enabling tech. | Small Industrial | Services | MW of Load | 1 | 2035 | 0.00087461
ENS | Low | Dynamic Pricing | Dynamic Pricing with enabling tech. | Large Industrial | Manufacturing | MW of Load | 1 | 2035 | 0.36713
ENS | Low | Dynamic Pricing | Dynamic Pricing with enabling tech. | Large Industrial | Miscellaneous | MW of Load | 1 | 2035 | 0.20407
ENS | Low | Dynamic Pricing | Dynamic Pricing with enabling tech. | Large Industrial | Offices | MW of Load | 1 | 2035 | 0.015716
ENS | Low | Dynamic Pricing | Dynamic Pricing with enabling tech. | Large Industrial | Retail Trade | MW of Load | 1 | 2035 | 0.073519
ENS | Low | Dynamic Pricing | Dynamic Pricing with enabling tech. | Large Industrial | Services | MW of Load | 1 | 2035 | 0.040287
ENS | Low | Dynamic Pricing | Dynamic Pricing w/o enabling tech. | Large Industrial | Manufacturing | MW of Load | 1 | 2035 | 0.13912
ENS | Low | Dynamic Pricing | Dynamic Pricing w/o enabling tech. | Large Industrial | Miscellaneous | MW of Load | 1 | 2035 | 0.077333
ENS | Low | Dynamic Pricing | Dynamic Pricing w/o enabling tech. | Large Industrial | Offices | MW of Load | 1 | 2035 | 0.0059555
ENS | Low | Dynamic Pricing | Dynamic Pricing w/o enabling tech. | Large Industrial | Retail Trade | MW of Load | 1 | 2035 | 0.02786
ENS | Low | Dynamic Pricing | Dynamic Pricing w/o enabling tech. | Large Industrial | Services | MW of Load | 1 | 2035 | 0.015267
ENS | Low | Dynamic Pricing | Dynamic Pricing with enabling tech. | Interruptible Rider | Manufacturing | MW of Load | 1 | 2035 | 0.093099
ENS | Low | Dynamic Pricing | Dynamic Pricing with enabling tech. | Interruptible Rider | Miscellaneous | MW of Load | 1 | 2035 | 0.2134
ENS | Low | Dynamic Pricing | Dynamic Pricing with enabling tech. | Interruptible Rider | Retail Trade | MW of Load | 1 | 2035 | 0.012555
ENS | Low | Dynamic Pricing | Dynamic Pricing w/o enabling tech. | Interruptible Rider | Manufacturing | MW of Load | 1 | 2035 | 0.03528
ENS | Low | Dynamic Pricing | Dynamic Pricing w/o enabling tech. | Interruptible Rider | Miscellaneous | MW of Load | 1 | 2035 | 0.080867
ENS | Low | Dynamic Pricing | Dynamic Pricing w/o enabling tech. | Interruptible Rider | Retail Trade | MW of Load | 1 | 2035 | 0.0047576
ENS | Low | Dynamic Pricing | Dynamic Pricing with enabling tech. | Residential | Residential Market Rate | MW of Load | 1 | 2035 | 13.0108
ENS | Low | Dynamic Pricing | Dynamic Pricing w/o enabling tech. | Residential | Residential Market Rate | MW of Load | 1 | 2035 | 7.2758
ENS | Low | BTM Battery Control | BTM Battery Control | Small Commercial | Manufacturing | MW of Load | 0 | 2035 | 0.026595
ENS | Low | BTM Battery Control | BTM Battery Control | Small Commercial | Miscellaneous | MW of Load | 0 | 2035 | 0.19747
ENS | Low | BTM Battery Control | BTM Battery Control | Small Commercial | Offices | MW of Load | 0 | 2035 | 0.068005
ENS | Low | BTM Battery Control | BTM Battery Control | Small Commercial | Retail Trade | MW of Load | 0 | 2035 | 0.11868
ENS | Low | BTM Battery Control | BTM Battery Control | Small Commercial | Services | MW of Load | 0 | 2035 | 0.25834
ENS | Low | BTM Battery Control | BTM Battery Control | Large Commercial | Offices | MW of Load | 0 | 2035 | 0.038689
ENS | Low | BTM Battery Control | BTM Battery Control | Large Commercial | Services | MW of Load | 0 | 2035 | 0.20634
ENS | Low | BTM Battery Control | BTM Battery Control | Small Industrial | Manufacturing | MW of Load | 0 | 2035 | 0.00064886
ENS | Low | BTM Battery Control | BTM Battery Control | Small Industrial | Miscellaneous | MW of Load | 0 | 2035 | 0.004225
ENS | Low | BTM Battery Control | BTM Battery Control | Small Industrial | Offices | MW of Load | 0 | 2035 | 0.0016738
ENS | Low | BTM Battery Control | BTM Battery Control | Small Industrial | Retail Trade | MW of Load | 0 | 2035 | 0.0029125
ENS | Low | BTM Battery Control | BTM Battery Control | Small Industrial | Services | MW of Load | 0 | 2035 | 0.0063338
ENS | Low | BTM Battery Control | BTM Battery Control | Large Industrial | Manufacturing | MW of Load | 0 | 2035 | 0.025329
ENS | Low | BTM Battery Control | BTM Battery Control | Large Industrial | Miscellaneous | MW of Load | 0 | 2035 | 0.11743
ENS | Low | BTM Battery Control | BTM Battery Control | Large Industrial | Offices | MW of Load | 0 | 2035 | 0.013816
ENS | Low | BTM Battery Control | BTM Battery Control | Large Industrial | Retail Trade | MW of Load | 0 | 2035 | 0.069079
ENS | Low | BTM Battery Control | BTM Battery Control | Large Industrial | Services | MW of Load | 0 | 2035 | 0.14967
ENS | Low | BTM Battery Control | BTM Battery Control | Interruptible Rider | Manufacturing | MW of Load | 0 | 2035 | 0.033857
ENS | Low | BTM Battery Control | BTM Battery Control | Interruptible Rider | Miscellaneous | MW of Load | 0 | 2035 | 0.090286
ENS | Low | BTM Battery Control | BTM Battery Control | Interruptible Rider | Retail Trade | MW of Load | 0 | 2035 | 0.13543
ENS | Low | BTM Battery Control | BTM Battery Control | Residential | Residential LI | MW of Load | 0 | 2035 | 0.90463
ENS | Low | BTM Battery Control | BTM Battery Control | Residential | Residential Market Rate | MW of Load | 0 | 2035 | 5.6317
ENS | Low | EV Charging Control | EV Charging Control | EV | EV | MW of Load | 0 | 2035 | 1.978
ENS | Low | Behavioral DR | Behavioral DR | Residential | Residential LI | MW of Load | 0 | 2035 | 0.31849
ENS | Low | Behavioral DR | Behavioral DR | Residential | Residential Market Rate | MW of Load | 0 | 2035 | 1.8809
ENS | Low | DLC | DLC-Switch-Water Heating | Small Commercial | Miscellaneous | MW of Load | 1 | 2036 | 0.023449
ENS | Low | DLC | DLC-Switch-Water Heating | Small Commercial | Offices | MW of Load | 1 | 2036 | 0.013709
ENS | Low | DLC | DLC-Switch-Water Heating | Small Commercial | Retail Trade | MW of Load | 1 | 2036 | 0.081854
ENS | Low | DLC | DLC-Switch-Water Heating | Small Commercial | Services | MW of Load | 1 | 2036 | 0.098179
ENS | Low | DLC | DLC-Thermostat-HVAC | Small Commercial | Miscellaneous | MW of Load | 1 | 2036 | 0.1287
ENS | Low | DLC | DLC-Thermostat-HVAC | Small Commercial | Offices | MW of Load | 1 | 2036 | 0.20741
ENS | Low | DLC | DLC-Thermostat-HVAC | Small Commercial | Retail Trade | MW of Load | 1 | 2036 | 0.17208
ENS | Low | DLC | DLC-Thermostat-HVAC | Small Commercial | Services | MW of Load | 1 | 2036 | 0.20696
ENS | Low | DLC | DLC-Switch-Water Heating | Small Industrial | Miscellaneous | MW of Load | 1 | 2036 | 0.0060745
ENS | Low | DLC | DLC-Switch-Water Heating | Small Industrial | Offices | MW of Load | 1 | 2036 | 0.00023542
ENS | Low | DLC | DLC-Switch-Water Heating | Small Industrial | Retail Trade | MW of Load | 1 | 2036 | 0.0016603
ENS | Low | DLC | DLC-Switch-Water Heating | Small Industrial | Services | MW of Load | 1 | 2036 | 0.0020697
ENS | Low | DLC | DLC-Thermostat-HVAC | Small Industrial | Miscellaneous | MW of Load | 1 | 2036 | 0.038971
ENS | Low | DLC | DLC-Thermostat-HVAC | Small Industrial | Offices | MW of Load | 1 | 2036 | 0.0038477
ENS | Low | DLC | DLC-Thermostat-HVAC | Small Industrial | Retail Trade | MW of Load | 1 | 2036 | 0.0042607
ENS | Low | DLC | DLC-Thermostat-HVAC | Small Industrial | Services | MW of Load | 1 | 2036 | 0.0053114
ENS | Low | DLC | DLC-Switch-Water Heating | Residential | Residential LI | MW of Load | 1 | 2036 | 3.1252
ENS | Low | DLC | DLC-Switch-Water Heating | Residential | Residential Market Rate | MW of Load | 1 | 2036 | 9.6085
ENS | Low | DLC | DLC-Thermostat-Heat Pump | Residential | Residential LI | MW of Load | 1 | 2036 | 0.43341
ENS | Low | DLC | DLC-Thermostat-Heat Pump | Residential | Residential Market Rate | MW of Load | 1 | 2036 | 6.4359
ENS | Low | DLC | DLC-Thermostat-Electric Furnace | Residential | Residential LI | MW of Load | 1 | 2036 | 3.3093
ENS | Low | DLC | DLC-Thermostat-Electric Furnace | Residential | Residential Market Rate | MW of Load | 1 | 2036 | 3.1121
ENS | Low | C&I Curtailment | C&I Curtailment- Manual HVAC Control | Large Commercial | Offices | MW of Load | 1 | 2036 | 0.021951
ENS | Low | C&I Curtailment | C&I Curtailment- Manual HVAC Control | Large Commercial | Services | MW of Load | 1 | 2036 | 0.036582
ENS | Low | C&I Curtailment | C&I Curtailment- Auto-DR HVAC Control | Large Commercial | Offices | MW of Load | 1 | 2036 | 0.14332
ENS | Low | C&I Curtailment | C&I Curtailment- Auto-DR HVAC Control | Large Commercial | Services | MW of Load | 1 | 2036 | 0.23884
ENS | Low | C&I Curtailment | C&I Curtailment- Standard Lighting Control | Large Commercial | Offices | MW of Load | 1 | 2036 | 0.0063849
ENS | Low | C&I Curtailment | C&I Curtailment- Standard Lighting Control | Large Commercial | Services | MW of Load | 1 | 2036 | 0.049137
ENS | Low | C&I Curtailment | C&I Curtailment- Advanced Lighting Control | Large Commercial | Offices | MW of Load | 1 | 2036 | 0.0031924
ENS | Low | C&I Curtailment | C&I Curtailment- Advanced Lighting Control | Large Commercial | Services | MW of Load | 1 | 2036 | 0.024568
ENS | Low | C&I Curtailment | C&I Curtailment- Water Heating Control | Large Commercial | Offices | MW of Load | 1 | 2036 | 0.0012752
ENS | Low | C&I Curtailment | C&I Curtailment- Water Heating Control | Large Commercial | Services | MW of Load | 1 | 2036 | 0.014265
ENS | Low | C&I Curtailment | C&I Curtailment- Other | Large Commercial | Offices | MW of Load | 1 | 2036 | 0.019337
ENS | Low | C&I Curtailment | C&I Curtailment- Other | Large Commercial | Services | MW of Load | 1 | 2036 | 0.13607
ENS | Low | C&I Curtailment | C&I Curtailment- Manual HVAC Control | Large Industrial | Miscellaneous | MW of Load | 1 | 2036 | 0.0091123
ENS | Low | C&I Curtailment | C&I Curtailment- Manual HVAC Control | Large Industrial | Offices | MW of Load | 1 | 2036 | 0.0061097
ENS | Low | C&I Curtailment | C&I Curtailment- Manual HVAC Control | Large Industrial | Retail Trade | MW of Load | 1 | 2036 | 0.014094
ENS | Low | C&I Curtailment | C&I Curtailment- Manual HVAC Control | Large Industrial | Services | MW of Load | 1 | 2036 | 0.0041826
ENS | Low | C&I Curtailment | C&I Curtailment- Auto-DR HVAC Control | Large Industrial | Miscellaneous | MW of Load | 1 | 2036 | 0.059493
ENS | Low | C&I Curtailment | C&I Curtailment- Auto-DR HVAC Control | Large Industrial | Offices | MW of Load | 1 | 2036 | 0.039889
ENS | Low | C&I Curtailment | C&I Curtailment- Auto-DR HVAC Control | Large Industrial | Retail Trade | MW of Load | 1 | 2036 | 0.09202
ENS | Low | C&I Curtailment | C&I Curtailment- Auto-DR HVAC Control | Large Industrial | Services | MW of Load | 1 | 2036 | 0.027308
ENS | Low | C&I Curtailment | C&I Curtailment- Standard Lighting Control | Large Industrial | Miscellaneous | MW of Load | 1 | 2036 | 0.013648
ENS | Low | C&I Curtailment | C&I Curtailment- Standard Lighting Control | Large Industrial | Offices | MW of Load | 1 | 2036 | 0.0025105
ENS | Low | C&I Curtailment | C&I Curtailment- Standard Lighting Control | Large Industrial | Retail Trade | MW of Load | 1 | 2036 | 0.018931
ENS | Low | C&I Curtailment | C&I Curtailment- Standard Lighting Control | Large Industrial | Services | MW of Load | 1 | 2036 | 0.005618
ENS | Low | C&I Curtailment | C&I Curtailment- Advanced Lighting Control | Large Industrial | Miscellaneous | MW of Load | 1 | 2036 | 0.0068238
ENS | Low | C&I Curtailment | C&I Curtailment- Advanced Lighting Control | Large Industrial | Offices | MW of Load | 1 | 2036 | 0.0012553
ENS | Low | C&I Curtailment | C&I Curtailment- Advanced Lighting Control | Large Industrial | Retail Trade | MW of Load | 1 | 2036 | 0.0094656
ENS | Low | C&I Curtailment | C&I Curtailment- Advanced Lighting Control | Large Industrial | Services | MW of Load | 1 | 2036 | 0.002809
ENS | Low | C&I Curtailment | C&I Curtailment- Water Heating Control | Large Industrial | Miscellaneous | MW of Load | 1 | 2036 | 0.00098512
ENS | Low | C&I Curtailment | C&I Curtailment- Water Heating Control | Large Industrial | Offices | MW of Load | 1 | 2036 | 0.00030063
ENS | Low | C&I Curtailment | C&I Curtailment- Water Heating Control | Large Industrial | Retail Trade | MW of Load | 1 | 2036 | 0.0054958
ENS | Low | C&I Curtailment | C&I Curtailment- Water Heating Control | Large Industrial | Services | MW of Load | 1 | 2036 | 0.0016309
ENS | Low | C&I Curtailment | C&I Curtailment- Other | Large Industrial | Miscellaneous | MW of Load | 1 | 2036 | 0.020642
ENS | Low | C&I Curtailment | C&I Curtailment- Other | Large Industrial | Offices | MW of Load | 1 | 2036 | 0.0057494
ENS | Low | C&I Curtailment | C&I Curtailment- Other | Large Industrial | Retail Trade | MW of Load | 1 | 2036 | 0.052426
ENS | Low | C&I Curtailment | C&I Curtailment- Other | Large Industrial | Services | MW of Load | 1 | 2036 | 0.015558
ENS | Low | C&I Curtailment | C&I Curtailment- Industrial | Large Industrial | Manufacturing | MW of Load | 1 | 2036 | 0.69726
ENS | Low | C&I Curtailment | C&I Curtailment- Manual HVAC Control | Interruptible Rider | Miscellaneous | MW of Load | 1 | 2036 | 0.27376
ENS | Low | C&I Curtailment | C&I Curtailment- Manual HVAC Control | Interruptible Rider | Retail Trade | MW of Load | 1 | 2036 | 0.0068616
ENS | Low | C&I Curtailment | C&I Curtailment- Auto-DR HVAC Control | Interruptible Rider | Miscellaneous | MW of Load | 1 | 2036 | 1.7874
ENS | Low | C&I Curtailment | C&I Curtailment- Auto-DR HVAC Control | Interruptible Rider | Retail Trade | MW of Load | 1 | 2036 | 0.044798
ENS | Low | C&I Curtailment | C&I Curtailment- Standard Lighting Control | Interruptible Rider | Miscellaneous | MW of Load | 1 | 2036 | 0.14136
ENS | Low | C&I Curtailment | C&I Curtailment- Standard Lighting Control | Interruptible Rider | Retail Trade | MW of Load | 1 | 2036 | 0.010883
ENS | Low | C&I Curtailment | C&I Curtailment- Advanced Lighting Control | Interruptible Rider | Miscellaneous | MW of Load | 1 | 2036 | 0.070682
ENS | Low | C&I Curtailment | C&I Curtailment- Advanced Lighting Control | Interruptible Rider | Retail Trade | MW of Load | 1 | 2036 | 0.0054417
ENS | Low | C&I Curtailment | C&I Curtailment- Water Heating Control | Interruptible Rider | Miscellaneous | MW of Load | 1 | 2036 | 0.015998
ENS | Low | C&I Curtailment | C&I Curtailment- Water Heating Control | Interruptible Rider | Retail Trade | MW of Load | 1 | 2036 | 0.0021624
ENS | Low | C&I Curtailment | C&I Curtailment- Other | Interruptible Rider | Miscellaneous | MW of Load | 1 | 2036 | 0.2862
ENS | Low | C&I Curtailment | C&I Curtailment- Other | Interruptible Rider | Retail Trade | MW of Load | 1 | 2036 | 0.023439
ENS | Low | C&I Curtailment | C&I Curtailment- Industrial | Interruptible Rider | Manufacturing | MW of Load | 1 | 2036 | 0.47785
ENS | Low | Dynamic Pricing | Dynamic Pricing with enabling tech. | Small Commercial | Manufacturing | MW of Load | 1 | 2036 | 0.025658
ENS | Low | Dynamic Pricing | Dynamic Pricing with enabling tech. | Small Commercial | Miscellaneous | MW of Load | 1 | 2036 | 0.28068
ENS | Low | Dynamic Pricing | Dynamic Pricing with enabling tech. | Small Commercial | Offices | MW of Load | 1 | 2036 | 0.22445
ENS | Low | Dynamic Pricing | Dynamic Pricing with enabling tech. | Small Commercial | Retail Trade | MW of Load | 1 | 2036 | 0.50338
ENS | Low | Dynamic Pricing | Dynamic Pricing with enabling tech. | Small Commercial | Services | MW of Load | 1 | 2036 | 0.605
ENS | Low | Dynamic Pricing | Dynamic Pricing w/o enabling tech. | Small Commercial | Manufacturing | MW of Load | 1 | 2036 | 0.0015155
ENS | Low | Dynamic Pricing | Dynamic Pricing w/o enabling tech. | Small Commercial | Miscellaneous | MW of Load | 1 | 2036 | 0.016578
ENS | Low | Dynamic Pricing | Dynamic Pricing w/o enabling tech. | Small Commercial | Offices | MW of Load | 1 | 2036 | 0.013257
ENS | Low | Dynamic Pricing | Dynamic Pricing w/o enabling tech. | Small Commercial | Retail Trade | MW of Load | 1 | 2036 | 0.029731
ENS | Low | Dynamic Pricing | Dynamic Pricing w/o enabling tech. | Small Commercial | Services | MW of Load | 1 | 2036 | 0.035733
ENS | Low | Dynamic Pricing | Dynamic Pricing with enabling tech. | Large Commercial | Offices | MW of Load | 1 | 2036 | 0.054361
ENS | Low | Dynamic Pricing | Dynamic Pricing with enabling tech. | Large Commercial | Services | MW of Load | 1 | 2036 | 0.35367
ENS | Low | Dynamic Pricing | Dynamic Pricing w/o enabling tech. | Large Commercial | Offices | MW of Load | 1 | 2036 | 0.0206
ENS | Low | Dynamic Pricing | Dynamic Pricing w/o enabling tech. | Large Commercial | Services | MW of Load | 1 | 2036 | 0.13402
ENS | Low | Dynamic Pricing | Dynamic Pricing with enabling tech. | Small Industrial | Manufacturing | MW of Load | 1 | 2036 | 0.049055
ENS | Low | Dynamic Pricing | Dynamic Pricing with enabling tech. | Small Industrial | Miscellaneous | MW of Load | 1 | 2036 | 0.069063
ENS | Low | Dynamic Pricing | Dynamic Pricing with enabling tech. | Small Industrial | Offices | MW of Load | 1 | 2036 | 0.0042516
ENS | Low | Dynamic Pricing | Dynamic Pricing with enabling tech. | Small Industrial | Retail Trade | MW of Load | 1 | 2036 | 0.011883
ENS | Low | Dynamic Pricing | Dynamic Pricing with enabling tech. | Small Industrial | Services | MW of Load | 1 | 2036 | 0.014813
ENS | Low | Dynamic Pricing | Dynamic Pricing w/o enabling tech. | Small Industrial | Manufacturing | MW of Load | 1 | 2036 | 0.0028973
ENS | Low | Dynamic Pricing | Dynamic Pricing w/o enabling tech. | Small Industrial | Miscellaneous | MW of Load | 1 | 2036 | 0.004079
ENS | Low | Dynamic Pricing | Dynamic Pricing w/o enabling tech. | Small Industrial | Offices | MW of Load | 1 | 2036 | 0.00025111
ENS | Low | Dynamic Pricing | Dynamic Pricing w/o enabling tech. | Small Industrial | Retail Trade | MW of Load | 1 | 2036 | 0.00070183
ENS | Low | Dynamic Pricing | Dynamic Pricing w/o enabling tech. | Small Industrial | Services | MW of Load | 1 | 2036 | 0.0008749
ENS | Low | Dynamic Pricing | Dynamic Pricing with enabling tech. | Large Industrial | Manufacturing | MW of Load | 1 | 2036 | 0.36515
ENS | Low | Dynamic Pricing | Dynamic Pricing with enabling tech. | Large Industrial | Miscellaneous | MW of Load | 1 | 2036 | 0.20493
ENS | Low | Dynamic Pricing | Dynamic Pricing with enabling tech. | Large Industrial | Offices | MW of Load | 1 | 2036 | 0.01591
ENS | Low | Dynamic Pricing | Dynamic Pricing with enabling tech. | Large Industrial | Retail Trade | MW of Load | 1 | 2036 | 0.073792
ENS | Low | Dynamic Pricing | Dynamic Pricing with enabling tech. | Large Industrial | Services | MW of Load | 1 | 2036 | 0.040437
ENS | Low | Dynamic Pricing | Dynamic Pricing w/o enabling tech. | Large Industrial | Manufacturing | MW of Load | 1 | 2036 | 0.13837
ENS | Low | Dynamic Pricing | Dynamic Pricing w/o enabling tech. | Large Industrial | Miscellaneous | MW of Load | 1 | 2036 | 0.077658
ENS | Low | Dynamic Pricing | Dynamic Pricing w/o enabling tech. | Large Industrial | Offices | MW of Load | 1 | 2036 | 0.006029
ENS | Low | Dynamic Pricing | Dynamic Pricing w/o enabling tech. | Large Industrial | Retail Trade | MW of Load | 1 | 2036 | 0.027963
ENS | Low | Dynamic Pricing | Dynamic Pricing w/o enabling tech. | Large Industrial | Services | MW of Load | 1 | 2036 | 0.015323
ENS | Low | Dynamic Pricing | Dynamic Pricing with enabling tech. | Interruptible Rider | Manufacturing | MW of Load | 1 | 2036 | 0.091359
ENS | Low | Dynamic Pricing | Dynamic Pricing with enabling tech. | Interruptible Rider | Miscellaneous | MW of Load | 1 | 2036 | 0.21181
ENS | Low | Dynamic Pricing | Dynamic Pricing with enabling tech. | Interruptible Rider | Retail Trade | MW of Load | 1 | 2036 | 0.01246
ENS | Low | Dynamic Pricing | Dynamic Pricing w/o enabling tech. | Interruptible Rider | Manufacturing | MW of Load | 1 | 2036 | 0.03462
ENS | Low | Dynamic Pricing | Dynamic Pricing w/o enabling tech. | Interruptible Rider | Miscellaneous | MW of Load | 1 | 2036 | 0.080263
ENS | Low | Dynamic Pricing | Dynamic Pricing w/o enabling tech. | Interruptible Rider | Retail Trade | MW of Load | 1 | 2036 | 0.0047218
ENS | Low | Dynamic Pricing | Dynamic Pricing with enabling tech. | Residential | Residential Market Rate | MW of Load | 1 | 2036 | 12.7931
ENS | Low | Dynamic Pricing | Dynamic Pricing w/o enabling tech. | Residential | Residential Market Rate | MW of Load | 1 | 2036 | 7.154
ENS | Low | BTM Battery Control | BTM Battery Control | Small Commercial | Manufacturing | MW of Load | 0 | 2036 | 0.026592
ENS | Low | BTM Battery Control | BTM Battery Control | Small Commercial | Miscellaneous | MW of Load | 0 | 2036 | 0.19769
ENS | Low | BTM Battery Control | BTM Battery Control | Small Commercial | Offices | MW of Load | 0 | 2036 | 0.068044
ENS | Low | BTM Battery Control | BTM Battery Control | Small Commercial | Retail Trade | MW of Load | 0 | 2036 | 0.11871
ENS | Low | BTM Battery Control | BTM Battery Control | Small Commercial | Services | MW of Load | 0 | 2036 | 0.25845
ENS | Low | BTM Battery Control | BTM Battery Control | Large Commercial | Offices | MW of Load | 0 | 2036 | 0.038711
ENS | Low | BTM Battery Control | BTM Battery Control | Large Commercial | Services | MW of Load | 0 | 2036 | 0.20646
ENS | Low | BTM Battery Control | BTM Battery Control | Small Industrial | Manufacturing | MW of Load | 0 | 2036 | 0.00064924
ENS | Low | BTM Battery Control | BTM Battery Control | Small Industrial | Miscellaneous | MW of Load | 0 | 2036 | 0.0042274
ENS | Low | BTM Battery Control | BTM Battery Control | Small Industrial | Offices | MW of Load | 0 | 2036 | 0.0016747
ENS | Low | BTM Battery Control | BTM Battery Control | Small Industrial | Retail Trade | MW of Load | 0 | 2036 | 0.0029142
ENS | Low | BTM Battery Control | BTM Battery Control | Small Industrial | Services | MW of Load | 0 | 2036 | 0.0063374
ENS | Low | BTM Battery Control | BTM Battery Control | Large Industrial | Manufacturing | MW of Load | 0 | 2036 | 0.025344
ENS | Low | BTM Battery Control | BTM Battery Control | Large Industrial | Miscellaneous | MW of Load | 0 | 2036 | 0.1175
ENS | Low | BTM Battery Control | BTM Battery Control | Large Industrial | Offices | MW of Load | 0 | 2036 | 0.013824
ENS | Low | BTM Battery Control | BTM Battery Control | Large Industrial | Retail Trade | MW of Load | 0 | 2036 | 0.069119
ENS | Low | BTM Battery Control | BTM Battery Control | Large Industrial | Services | MW of Load | 0 | 2036 | 0.14976
ENS | Low | BTM Battery Control | BTM Battery Control | Interruptible Rider | Manufacturing | MW of Load | 0 | 2036 | 0.033877
ENS | Low | BTM Battery Control | BTM Battery Control | Interruptible Rider | Miscellaneous | MW of Load | 0 | 2036 | 0.090338
ENS | Low | BTM Battery Control | BTM Battery Control | Interruptible Rider | Retail Trade | MW of Load | 0 | 2036 | 0.13551
ENS | Low | BTM Battery Control | BTM Battery Control | Residential | Residential LI | MW of Load | 0 | 2036 | 0.9096
ENS | Low | BTM Battery Control | BTM Battery Control | Residential | Residential Market Rate | MW of Load | 0 | 2036 | 5.6626
ENS | Low | EV Charging Control | EV Charging Control | EV | EV | MW of Load | 0 | 2036 | 2.2484
ENS | Low | Behavioral DR | Behavioral DR | Residential | Residential LI | MW of Load | 0 | 2036 | 0.31246
ENS | Low | Behavioral DR | Behavioral DR | Residential | Residential Market Rate | MW of Load | 0 | 2036 | 1.8494
ENS | Low | DLC | DLC-Switch-Water Heating | Small Commercial | Miscellaneous | MW of Load | 1 | 2037 | 0.023228
ENS | Low | DLC | DLC-Switch-Water Heating | Small Commercial | Offices | MW of Load | 1 | 2037 | 0.013585
ENS | Low | DLC | DLC-Switch-Water Heating | Small Commercial | Retail Trade | MW of Load | 1 | 2037 | 0.081449
ENS | Low | DLC | DLC-Switch-Water Heating | Small Commercial | Services | MW of Load | 1 | 2037 | 0.09767
ENS | Low | DLC | DLC-Thermostat-HVAC | Small Commercial | Miscellaneous | MW of Load | 1 | 2037 | 0.13025
ENS | Low | DLC | DLC-Thermostat-HVAC | Small Commercial | Offices | MW of Load | 1 | 2037 | 0.20411
ENS | Low | DLC | DLC-Thermostat-HVAC | Small Commercial | Retail Trade | MW of Load | 1 | 2037 | 0.16601
ENS | Low | DLC | DLC-Thermostat-HVAC | Small Commercial | Services | MW of Load | 1 | 2037 | 0.19965
ENS | Low | DLC | DLC-Switch-Water Heating | Small Industrial | Miscellaneous | MW of Load | 1 | 2037 | 0.0062021
ENS | Low | DLC | DLC-Switch-Water Heating | Small Industrial | Offices | MW of Load | 1 | 2037 | 0.00023669
ENS | Low | DLC | DLC-Switch-Water Heating | Small Industrial | Retail Trade | MW of Load | 1 | 2037 | 0.0016741
ENS | Low | DLC | DLC-Switch-Water Heating | Small Industrial | Services | MW of Load | 1 | 2037 | 0.002087
ENS | Low | DLC | DLC-Thermostat-HVAC | Small Industrial | Miscellaneous | MW of Load | 1 | 2037 | 0.039889
ENS | Low | DLC | DLC-Thermostat-HVAC | Small Industrial | Offices | MW of Load | 1 | 2037 | 0.0038585
ENS | Low | DLC | DLC-Thermostat-HVAC | Small Industrial | Retail Trade | MW of Load | 1 | 2037 | 0.0042265
ENS | Low | DLC | DLC-Thermostat-HVAC | Small Industrial | Services | MW of Load | 1 | 2037 | 0.0052688
ENS | Low | DLC | DLC-Switch-Water Heating | Residential | Residential LI | MW of Load | 1 | 2037 | 3.1315
ENS | Low | DLC | DLC-Switch-Water Heating | Residential | Residential Market Rate | MW of Load | 1 | 2037 | 9.6176
ENS | Low | DLC | DLC-Thermostat-Heat Pump | Residential | Residential LI | MW of Load | 1 | 2037 | 0.46549
ENS | Low | DLC | DLC-Thermostat-Heat Pump | Residential | Residential Market Rate | MW of Load | 1 | 2037 | 6.5703
ENS | Low | DLC | DLC-Thermostat-Electric Furnace | Residential | Residential LI | MW of Load | 1 | 2037 | 3.2833
ENS | Low | DLC | DLC-Thermostat-Electric Furnace | Residential | Residential Market Rate | MW of Load | 1 | 2037 | 2.9822
ENS | Low | C&I Curtailment | C&I Curtailment- Manual HVAC Control | Large Commercial | Offices | MW of Load | 1 | 2037 | 0.021724
ENS | Low | C&I Curtailment | C&I Curtailment- Manual HVAC Control | Large Commercial | Services | MW of Load | 1 | 2037 | 0.035485
ENS | Low | C&I Curtailment | C&I Curtailment- Auto-DR HVAC Control | Large Commercial | Offices | MW of Load | 1 | 2037 | 0.14183
ENS | Low | C&I Curtailment | C&I Curtailment- Auto-DR HVAC Control | Large Commercial | Services | MW of Load | 1 | 2037 | 0.23167
ENS | Low | C&I Curtailment | C&I Curtailment- Standard Lighting Control | Large Commercial | Offices | MW of Load | 1 | 2037 | 0.0059784
ENS | Low | C&I Curtailment | C&I Curtailment- Standard Lighting Control | Large Commercial | Services | MW of Load | 1 | 2037 | 0.046962
ENS | Low | C&I Curtailment | C&I Curtailment- Advanced Lighting Control | Large Commercial | Offices | MW of Load | 1 | 2037 | 0.0029892
ENS | Low | C&I Curtailment | C&I Curtailment- Advanced Lighting Control | Large Commercial | Services | MW of Load | 1 | 2037 | 0.023481
ENS | Low | C&I Curtailment | C&I Curtailment- Water Heating Control | Large Commercial | Offices | MW of Load | 1 | 2037 | 0.0012763
ENS | Low | C&I Curtailment | C&I Curtailment- Water Heating Control | Large Commercial | Services | MW of Load | 1 | 2037 | 0.014284
ENS | Low | C&I Curtailment | C&I Curtailment- Other | Large Commercial | Offices | MW of Load | 1 | 2037 | 0.019108
ENS | Low | C&I Curtailment | C&I Curtailment- Other | Large Commercial | Services | MW of Load | 1 | 2037 | 0.13502
ENS | Low | C&I Curtailment | C&I Curtailment- Manual HVAC Control | Large Industrial | Miscellaneous | MW of Load | 1 | 2037 | 0.0096127
ENS | Low | C&I Curtailment | C&I Curtailment- Manual HVAC Control | Large Industrial | Offices | MW of Load | 1 | 2037 | 0.0062003
ENS | Low | C&I Curtailment | C&I Curtailment- Manual HVAC Control | Large Industrial | Retail Trade | MW of Load | 1 | 2037 | 0.01401
ENS | Low | C&I Curtailment | C&I Curtailment- Manual HVAC Control | Large Industrial | Services | MW of Load | 1 | 2037 | 0.0041577
ENS | Low | C&I Curtailment | C&I Curtailment- Auto-DR HVAC Control | Large Industrial | Miscellaneous | MW of Load | 1 | 2037 | 0.06276
ENS | Low | C&I Curtailment | C&I Curtailment- Auto-DR HVAC Control | Large Industrial | Offices | MW of Load | 1 | 2037 | 0.040481
ENS | Low | C&I Curtailment | C&I Curtailment- Auto-DR HVAC Control | Large Industrial | Retail Trade | MW of Load | 1 | 2037 | 0.091472
ENS | Low | C&I Curtailment | C&I Curtailment- Auto-DR HVAC Control | Large Industrial | Services | MW of Load | 1 | 2037 | 0.027145
ENS | Low | C&I Curtailment | C&I Curtailment- Standard Lighting Control | Large Industrial | Miscellaneous | MW of Load | 1 | 2037 | 0.013588
ENS | Low | C&I Curtailment | C&I Curtailment- Standard Lighting Control | Large Industrial | Offices | MW of Load | 1 | 2037 | 0.0024873
ENS | Low | C&I Curtailment | C&I Curtailment- Standard Lighting Control | Large Industrial | Retail Trade | MW of Load | 1 | 2037 | 0.018542
ENS | Low | C&I Curtailment | C&I Curtailment- Standard Lighting Control | Large Industrial | Services | MW of Load | 1 | 2037 | 0.0055025
ENS | Low | C&I Curtailment | C&I Curtailment- Advanced Lighting Control | Large Industrial | Miscellaneous | MW of Load | 1 | 2037 | 0.0067941
ENS | Low | C&I Curtailment | C&I Curtailment- Advanced Lighting Control | Large Industrial | Offices | MW of Load | 1 | 2037 | 0.0012436
ENS | Low | C&I Curtailment | C&I Curtailment- Advanced Lighting Control | Large Industrial | Retail Trade | MW of Load | 1 | 2037 | 0.009271
ENS | Low | C&I Curtailment | C&I Curtailment- Advanced Lighting Control | Large Industrial | Services | MW of Load | 1 | 2037 | 0.0027513
ENS | Low | C&I Curtailment | C&I Curtailment- Water Heating Control | Large Industrial | Miscellaneous | MW of Load | 1 | 2037 | 0.00099875
ENS | Low | C&I Curtailment | C&I Curtailment- Water Heating Control | Large Industrial | Offices | MW of Load | 1 | 2037 | 0.00030586
ENS | Low | C&I Curtailment | C&I Curtailment- Water Heating Control | Large Industrial | Retail Trade | MW of Load | 1 | 2037 | 0.0056396
ENS | Low | C&I Curtailment | C&I Curtailment- Water Heating Control | Large Industrial | Services | MW of Load | 1 | 2037 | 0.0016736
ENS | Low | C&I Curtailment | C&I Curtailment- Other | Large Industrial | Miscellaneous | MW of Load | 1 | 2037 | 0.020881
ENS | Low | C&I Curtailment | C&I Curtailment- Other | Large Industrial | Offices | MW of Load | 1 | 2037 | 0.0058509
ENS | Low | C&I Curtailment | C&I Curtailment- Other | Large Industrial | Retail Trade | MW of Load | 1 | 2037 | 0.05331
ENS | Low | C&I Curtailment | C&I Curtailment- Other | Large Industrial | Services | MW of Load | 1 | 2037 | 0.01582
ENS | Low | C&I Curtailment | C&I Curtailment- Industrial | Large Industrial | Manufacturing | MW of Load | 1 | 2037 | 0.69524
ENS | Low | C&I Curtailment | C&I Curtailment- Manual HVAC Control | Interruptible Rider | Miscellaneous | MW of Load | 1 | 2037 | 0.2729
ENS | Low | C&I Curtailment | C&I Curtailment- Manual HVAC Control | Interruptible Rider | Retail Trade | MW of Load | 1 | 2037 | 0.0067557
ENS | Low | C&I Curtailment | C&I Curtailment- Auto-DR HVAC Control | Interruptible Rider | Miscellaneous | MW of Load | 1 | 2037 | 1.7817
ENS | Low | C&I Curtailment | C&I Curtailment- Auto-DR HVAC Control | Interruptible Rider | Retail Trade | MW of Load | 1 | 2037 | 0.044107
ENS | Low | C&I Curtailment | C&I Curtailment- Standard Lighting Control | Interruptible Rider | Miscellaneous | MW of Load | 1 | 2037 | 0.13803
ENS | Low | C&I Curtailment | C&I Curtailment- Standard Lighting Control | Interruptible Rider | Retail Trade | MW of Load | 1 | 2037 | 0.010677
ENS | Low | C&I Curtailment | C&I Curtailment- Advanced Lighting Control | Interruptible Rider | Miscellaneous | MW of Load | 1 | 2037 | 0.069015
ENS | Low | C&I Curtailment | C&I Curtailment- Advanced Lighting Control | Interruptible Rider | Retail Trade | MW of Load | 1 | 2037 | 0.0053383
ENS | Low | C&I Curtailment | C&I Curtailment- Water Heating Control | Interruptible Rider | Miscellaneous | MW of Load | 1 | 2037 | 0.016002
ENS | Low | C&I Curtailment | C&I Curtailment- Water Heating Control | Interruptible Rider | Retail Trade | MW of Load | 1 | 2037 | 0.0021642
ENS | Low | C&I Curtailment | C&I Curtailment- Other | Interruptible Rider | Miscellaneous | MW of Load | 1 | 2037 | 0.28589
ENS | Low | C&I Curtailment | C&I Curtailment- Other | Interruptible Rider | Retail Trade | MW of Load | 1 | 2037 | 0.023411
ENS | Low | C&I Curtailment | C&I Curtailment- Industrial | Interruptible Rider | Manufacturing | MW of Load | 1 | 2037 | 0.47003
ENS | Low | Dynamic Pricing | Dynamic Pricing with enabling tech. | Small Commercial | Manufacturing | MW of Load | 1 | 2037 | 0.024939
ENS | Low | Dynamic Pricing | Dynamic Pricing with enabling tech. | Small Commercial | Miscellaneous | MW of Load | 1 | 2037 | 0.27735
ENS | Low | Dynamic Pricing | Dynamic Pricing with enabling tech. | Small Commercial | Offices | MW of Load | 1 | 2037 | 0.22056
ENS | Low | Dynamic Pricing | Dynamic Pricing with enabling tech. | Small Commercial | Retail Trade | MW of Load | 1 | 2037 | 0.49343
ENS | Low | Dynamic Pricing | Dynamic Pricing with enabling tech. | Small Commercial | Services | MW of Load | 1 | 2037 | 0.59295
ENS | Low | Dynamic Pricing | Dynamic Pricing w/o enabling tech. | Small Commercial | Manufacturing | MW of Load | 1 | 2037 | 0.001473
ENS | Low | Dynamic Pricing | Dynamic Pricing w/o enabling tech. | Small Commercial | Miscellaneous | MW of Load | 1 | 2037 | 0.016381
ENS | Low | Dynamic Pricing | Dynamic Pricing w/o enabling tech. | Small Commercial | Offices | MW of Load | 1 | 2037 | 0.013027
ENS | Low | Dynamic Pricing | Dynamic Pricing w/o enabling tech. | Small Commercial | Retail Trade | MW of Load | 1 | 2037 | 0.029143
ENS | Low | Dynamic Pricing | Dynamic Pricing w/o enabling tech. | Small Commercial | Services | MW of Load | 1 | 2037 | 0.035021
ENS | Low | Dynamic Pricing | Dynamic Pricing with enabling tech. | Large Commercial | Offices | MW of Load | 1 | 2037 | 0.053629
ENS | Low | Dynamic Pricing | Dynamic Pricing with enabling tech. | Large Commercial | Services | MW of Load | 1 | 2037 | 0.34871
ENS | Low | Dynamic Pricing | Dynamic Pricing w/o enabling tech. | Large Commercial | Offices | MW of Load | 1 | 2037 | 0.020323
ENS | Low | Dynamic Pricing | Dynamic Pricing w/o enabling tech. | Large Commercial | Services | MW of Load | 1 | 2037 | 0.13214
ENS | Low | Dynamic Pricing | Dynamic Pricing with enabling tech. | Small Industrial | Manufacturing | MW of Load | 1 | 2037 | 0.048616
ENS | Low | Dynamic Pricing | Dynamic Pricing with enabling tech. | Small Industrial | Miscellaneous | MW of Load | 1 | 2037 | 0.070202
ENS | Low | Dynamic Pricing | Dynamic Pricing with enabling tech. | Small Industrial | Offices | MW of Load | 1 | 2037 | 0.0042621
ENS | Low | Dynamic Pricing | Dynamic Pricing with enabling tech. | Small Industrial | Retail Trade | MW of Load | 1 | 2037 | 0.011909
ENS | Low | Dynamic Pricing | Dynamic Pricing with enabling tech. | Small Industrial | Services | MW of Load | 1 | 2037 | 0.014845
ENS | Low | Dynamic Pricing | Dynamic Pricing w/o enabling tech. | Small Industrial | Manufacturing | MW of Load | 1 | 2037 | 0.0028714
ENS | Low | Dynamic Pricing | Dynamic Pricing w/o enabling tech. | Small Industrial | Miscellaneous | MW of Load | 1 | 2037 | 0.0041463
ENS | Low | Dynamic Pricing | Dynamic Pricing w/o enabling tech. | Small Industrial | Offices | MW of Load | 1 | 2037 | 0.00025173
ENS | Low | Dynamic Pricing | Dynamic Pricing w/o enabling tech. | Small Industrial | Retail Trade | MW of Load | 1 | 2037 | 0.00070336
ENS | Low | Dynamic Pricing | Dynamic Pricing w/o enabling tech. | Small Industrial | Services | MW of Load | 1 | 2037 | 0.00087681
ENS | Low | Dynamic Pricing | Dynamic Pricing with enabling tech. | Large Industrial | Manufacturing | MW of Load | 1 | 2037 | 0.36409
ENS | Low | Dynamic Pricing | Dynamic Pricing with enabling tech. | Large Industrial | Miscellaneous | MW of Load | 1 | 2037 | 0.20897
ENS | Low | Dynamic Pricing | Dynamic Pricing with enabling tech. | Large Industrial | Offices | MW of Load | 1 | 2037 | 0.016145
ENS | Low | Dynamic Pricing | Dynamic Pricing with enabling tech. | Large Industrial | Retail Trade | MW of Load | 1 | 2037 | 0.074561
ENS | Low | Dynamic Pricing | Dynamic Pricing with enabling tech. | Large Industrial | Services | MW of Load | 1 | 2037 | 0.040858
ENS | Low | Dynamic Pricing | Dynamic Pricing w/o enabling tech. | Large Industrial | Manufacturing | MW of Load | 1 | 2037 | 0.13797
ENS | Low | Dynamic Pricing | Dynamic Pricing w/o enabling tech. | Large Industrial | Miscellaneous | MW of Load | 1 | 2037 | 0.079188
ENS | Low | Dynamic Pricing | Dynamic Pricing w/o enabling tech. | Large Industrial | Offices | MW of Load | 1 | 2037 | 0.006118
ENS | Low | Dynamic Pricing | Dynamic Pricing w/o enabling tech. | Large Industrial | Retail Trade | MW of Load | 1 | 2037 | 0.028255
ENS | Low | Dynamic Pricing | Dynamic Pricing w/o enabling tech. | Large Industrial | Services | MW of Load | 1 | 2037 | 0.015483
ENS | Low | Dynamic Pricing | Dynamic Pricing with enabling tech. | Interruptible Rider | Manufacturing | MW of Load | 1 | 2037 | 0.089864
ENS | Low | Dynamic Pricing | Dynamic Pricing with enabling tech. | Interruptible Rider | Miscellaneous | MW of Load | 1 | 2037 | 0.21105
ENS | Low | Dynamic Pricing | Dynamic Pricing with enabling tech. | Interruptible Rider | Retail Trade | MW of Load | 1 | 2037 | 0.012394
ENS | Low | Dynamic Pricing | Dynamic Pricing w/o enabling tech. | Interruptible Rider | Manufacturing | MW of Load | 1 | 2037 | 0.034054
ENS | Low | Dynamic Pricing | Dynamic Pricing w/o enabling tech. | Interruptible Rider | Miscellaneous | MW of Load | 1 | 2037 | 0.079978
ENS | Low | Dynamic Pricing | Dynamic Pricing w/o enabling tech. | Interruptible Rider | Retail Trade | MW of Load | 1 | 2037 | 0.0046967
ENS | Low | Dynamic Pricing | Dynamic Pricing with enabling tech. | Residential | Residential Market Rate | MW of Load | 1 | 2037 | 12.7616
ENS | Low | Dynamic Pricing | Dynamic Pricing w/o enabling tech. | Residential | Residential Market Rate | MW of Load | 1 | 2037 | 7.1364
ENS | Low | BTM Battery Control | BTM Battery Control | Small Commercial | Manufacturing | MW of Load | 0 | 2037 | 0.0266
ENS | Low | BTM Battery Control | BTM Battery Control | Small Commercial | Miscellaneous | MW of Load | 0 | 2037 | 0.19784
ENS | Low | BTM Battery Control | BTM Battery Control | Small Commercial | Offices | MW of Load | 0 | 2037 | 0.068047
ENS | Low | BTM Battery Control | BTM Battery Control | Small Commercial | Retail Trade | MW of Load | 0 | 2037 | 0.11875
ENS | Low | BTM Battery Control | BTM Battery Control | Small Commercial | Services | MW of Load | 0 | 2037 | 0.25851
ENS | Low | BTM Battery Control | BTM Battery Control | Large Commercial | Offices | MW of Load | 0 | 2037 | 0.038723
ENS | Low | BTM Battery Control | BTM Battery Control | Large Commercial | Services | MW of Load | 0 | 2037 | 0.20652
ENS | Low | BTM Battery Control | BTM Battery Control | Small Industrial | Manufacturing | MW of Load | 0 | 2037 | 0.00064943
ENS | Low | BTM Battery Control | BTM Battery Control | Small Industrial | Miscellaneous | MW of Load | 0 | 2037 | 0.0042287
ENS | Low | BTM Battery Control | BTM Battery Control | Small Industrial | Offices | MW of Load | 0 | 2037 | 0.0016752
ENS | Low | BTM Battery Control | BTM Battery Control | Small Industrial | Retail Trade | MW of Load | 0 | 2037 | 0.0029151
ENS | Low | BTM Battery Control | BTM Battery Control | Small Industrial | Services | MW of Load | 0 | 2037 | 0.0063393
ENS | Low | BTM Battery Control | BTM Battery Control | Large Industrial | Manufacturing | MW of Load | 0 | 2037 | 0.025351
ENS | Low | BTM Battery Control | BTM Battery Control | Large Industrial | Miscellaneous | MW of Load | 0 | 2037 | 0.11754
ENS | Low | BTM Battery Control | BTM Battery Control | Large Industrial | Offices | MW of Load | 0 | 2037 | 0.013828
ENS | Low | BTM Battery Control | BTM Battery Control | Large Industrial | Retail Trade | MW of Load | 0 | 2037 | 0.06914
ENS | Low | BTM Battery Control | BTM Battery Control | Large Industrial | Services | MW of Load | 0 | 2037 | 0.1498
ENS | Low | BTM Battery Control | BTM Battery Control | Interruptible Rider | Manufacturing | MW of Load | 0 | 2037 | 0.033887
ENS | Low | BTM Battery Control | BTM Battery Control | Interruptible Rider | Miscellaneous | MW of Load | 0 | 2037 | 0.090365
ENS | Low | BTM Battery Control | BTM Battery Control | Interruptible Rider | Retail Trade | MW of Load | 0 | 2037 | 0.13555
ENS | Low | BTM Battery Control | BTM Battery Control | Residential | Residential LI | MW of Load | 0 | 2037 | 0.91435
ENS | Low | BTM Battery Control | BTM Battery Control | Residential | Residential Market Rate | MW of Load | 0 | 2037 | 5.6922
ENS | Low | EV Charging Control | EV Charging Control | EV | EV | MW of Load | 0 | 2037 | 2.5399
ENS | Low | Behavioral DR | Behavioral DR | Residential | Residential LI | MW of Load | 0 | 2037 | 0.31109
ENS | Low | Behavioral DR | Behavioral DR | Residential | Residential Market Rate | MW of Load | 0 | 2037 | 1.8449
ENS | Low | DLC | DLC-Switch-Water Heating | Small Commercial | Miscellaneous | MW of Load | 1 | 2038 | 0.023076
ENS | Low | DLC | DLC-Switch-Water Heating | Small Commercial | Offices | MW of Load | 1 | 2038 | 0.01345
ENS | Low | DLC | DLC-Switch-Water Heating | Small Commercial | Retail Trade | MW of Load | 1 | 2038 | 0.080984
ENS | Low | DLC | DLC-Switch-Water Heating | Small Commercial | Services | MW of Load | 1 | 2038 | 0.097087
ENS | Low | DLC | DLC-Thermostat-HVAC | Small Commercial | Miscellaneous | MW of Load | 1 | 2038 | 0.12694
ENS | Low | DLC | DLC-Thermostat-HVAC | Small Commercial | Offices | MW of Load | 1 | 2038 | 0.20063
ENS | Low | DLC | DLC-Thermostat-HVAC | Small Commercial | Retail Trade | MW of Load | 1 | 2038 | 0.1597
ENS | Low | DLC | DLC-Thermostat-HVAC | Small Commercial | Services | MW of Load | 1 | 2038 | 0.19205
ENS | Low | DLC | DLC-Switch-Water Heating | Small Industrial | Miscellaneous | MW of Load | 1 | 2038 | 0.0062561
ENS | Low | DLC | DLC-Switch-Water Heating | Small Industrial | Offices | MW of Load | 1 | 2038 | 0.00023791
ENS | Low | DLC | DLC-Switch-Water Heating | Small Industrial | Retail Trade | MW of Load | 1 | 2038 | 0.0016879
ENS | Low | DLC | DLC-Switch-Water Heating | Small Industrial | Services | MW of Load | 1 | 2038 | 0.0021042
ENS | Low | DLC | DLC-Thermostat-HVAC | Small Industrial | Miscellaneous | MW of Load | 1 | 2038 | 0.039747
ENS | Low | DLC | DLC-Thermostat-HVAC | Small Industrial | Offices | MW of Load | 1 | 2038 | 0.0038685
ENS | Low | DLC | DLC-Thermostat-HVAC | Small Industrial | Retail Trade | MW of Load | 1 | 2038 | 0.0041896
ENS | Low | DLC | DLC-Thermostat-HVAC | Small Industrial | Services | MW of Load | 1 | 2038 | 0.0052228
ENS | Low | DLC | DLC-Switch-Water Heating | Residential | Residential LI | MW of Load | 1 | 2038 | 3.1369
ENS | Low | DLC | DLC-Switch-Water Heating | Residential | Residential Market Rate | MW of Load | 1 | 2038 | 9.6252
ENS | Low | DLC | DLC-Thermostat-Heat Pump | Residential | Residential LI | MW of Load | 1 | 2038 | 0.4978
ENS | Low | DLC | DLC-Thermostat-Heat Pump | Residential | Residential Market Rate | MW of Load | 1 | 2038 | 6.7049
ENS | Low | DLC | DLC-Thermostat-Electric Furnace | Residential | Residential LI | MW of Load | 1 | 2038 | 3.257
ENS | Low | DLC | DLC-Thermostat-Electric Furnace | Residential | Residential Market Rate | MW of Load | 1 | 2038 | 2.8522
ENS | Low | C&I Curtailment | C&I Curtailment- Manual HVAC Control | Large Commercial | Offices | MW of Load | 1 | 2038 | 0.021484
ENS | Low | C&I Curtailment | C&I Curtailment- Manual HVAC Control | Large Commercial | Services | MW of Load | 1 | 2038 | 0.034341
ENS | Low | C&I Curtailment | C&I Curtailment- Auto-DR HVAC Control | Large Commercial | Offices | MW of Load | 1 | 2038 | 0.14027
ENS | Low | C&I Curtailment | C&I Curtailment- Auto-DR HVAC Control | Large Commercial | Services | MW of Load | 1 | 2038 | 0.22421
ENS | Low | C&I Curtailment | C&I Curtailment- Standard Lighting Control | Large Commercial | Offices | MW of Load | 1 | 2038 | 0.0055629
ENS | Low | C&I Curtailment | C&I Curtailment- Standard Lighting Control | Large Commercial | Services | MW of Load | 1 | 2038 | 0.044734
ENS | Low | C&I Curtailment | C&I Curtailment- Advanced Lighting Control | Large Commercial | Offices | MW of Load | 1 | 2038 | 0.0027814
ENS | Low | C&I Curtailment | C&I Curtailment- Advanced Lighting Control | Large Commercial | Services | MW of Load | 1 | 2038 | 0.022367
ENS | Low | C&I Curtailment | C&I Curtailment- Water Heating Control | Large Commercial | Offices | MW of Load | 1 | 2038 | 0.0012772
ENS | Low | C&I Curtailment | C&I Curtailment- Water Heating Control | Large Commercial | Services | MW of Load | 1 | 2038 | 0.0143
ENS | Low | C&I Curtailment | C&I Curtailment- Other | Large Commercial | Offices | MW of Load | 1 | 2038 | 0.018874
ENS | Low | C&I Curtailment | C&I Curtailment- Other | Large Commercial | Services | MW of Load | 1 | 2038 | 0.13394
ENS | Low | C&I Curtailment | C&I Curtailment- Manual HVAC Control | Large Industrial | Miscellaneous | MW of Load | 1 | 2038 | 0.0096475
ENS | Low | C&I Curtailment | C&I Curtailment- Manual HVAC Control | Large Industrial | Offices | MW of Load | 1 | 2038 | 0.0062913
ENS | Low | C&I Curtailment | C&I Curtailment- Manual HVAC Control | Large Industrial | Retail Trade | MW of Load | 1 | 2038 | 0.0139
ENS | Low | C&I Curtailment | C&I Curtailment- Manual HVAC Control | Large Industrial | Services | MW of Load | 1 | 2038 | 0.0041249
ENS | Low | C&I Curtailment | C&I Curtailment- Auto-DR HVAC Control | Large Industrial | Miscellaneous | MW of Load | 1 | 2038 | 0.062987
ENS | Low | C&I Curtailment | C&I Curtailment- Auto-DR HVAC Control | Large Industrial | Offices | MW of Load | 1 | 2038 | 0.041075
ENS | Low | C&I Curtailment | C&I Curtailment- Auto-DR HVAC Control | Large Industrial | Retail Trade | MW of Load | 1 | 2038 | 0.090749
ENS | Low | C&I Curtailment | C&I Curtailment- Auto-DR HVAC Control | Large Industrial | Services | MW of Load | 1 | 2038 | 0.026931
ENS | Low | C&I Curtailment | C&I Curtailment- Standard Lighting Control | Large Industrial | Miscellaneous | MW of Load | 1 | 2038 | 0.01353
ENS | Low | C&I Curtailment | C&I Curtailment- Standard Lighting Control | Large Industrial | Offices | MW of Load | 1 | 2038 | 0.0024624
ENS | Low | C&I Curtailment | C&I Curtailment- Standard Lighting Control | Large Industrial | Retail Trade | MW of Load | 1 | 2038 | 0.018106
ENS | Low | C&I Curtailment | C&I Curtailment- Standard Lighting Control | Large Industrial | Services | MW of Load | 1 | 2038 | 0.0053731
ENS | Low | C&I Curtailment | C&I Curtailment- Advanced Lighting Control | Large Industrial | Miscellaneous | MW of Load | 1 | 2038 | 0.0067651
ENS | Low | C&I Curtailment | C&I Curtailment- Advanced Lighting Control | Large Industrial | Offices | MW of Load | 1 | 2038 | 0.0012312
ENS | Low | C&I Curtailment | C&I Curtailment- Advanced Lighting Control | Large Industrial | Retail Trade | MW of Load | 1 | 2038 | 0.009053
ENS | Low | C&I Curtailment | C&I Curtailment- Advanced Lighting Control | Large Industrial | Services | MW of Load | 1 | 2038 | 0.0026866
ENS | Low | C&I Curtailment | C&I Curtailment- Water Heating Control | Large Industrial | Miscellaneous | MW of Load | 1 | 2038 | 0.0010133
ENS | Low | C&I Curtailment | C&I Curtailment- Water Heating Control | Large Industrial | Offices | MW of Load | 1 | 2038 | 0.0003111
ENS | Low | C&I Curtailment | C&I Curtailment- Water Heating Control | Large Industrial | Retail Trade | MW of Load | 1 | 2038 | 0.005788
ENS | Low | C&I Curtailment | C&I Curtailment- Water Heating Control | Large Industrial | Services | MW of Load | 1 | 2038 | 0.0017177
ENS | Low | C&I Curtailment | C&I Curtailment- Other | Large Industrial | Miscellaneous | MW of Load | 1 | 2038 | 0.021138
ENS | Low | C&I Curtailment | C&I Curtailment- Other | Large Industrial | Offices | MW of Load | 1 | 2038 | 0.0059547
ENS | Low | C&I Curtailment | C&I Curtailment- Other | Large Industrial | Retail Trade | MW of Load | 1 | 2038 | 0.054212
ENS | Low | C&I Curtailment | C&I Curtailment- Other | Large Industrial | Services | MW of Load | 1 | 2038 | 0.016088
ENS | Low | C&I Curtailment | C&I Curtailment- Industrial | Large Industrial | Manufacturing | MW of Load | 1 | 2038 | 0.69296
ENS | Low | C&I Curtailment | C&I Curtailment- Manual HVAC Control | Interruptible Rider | Miscellaneous | MW of Load | 1 | 2038 | 0.27148
ENS | Low | C&I Curtailment | C&I Curtailment- Manual HVAC Control | Interruptible Rider | Retail Trade | MW of Load | 1 | 2038 | 0.0066458
ENS | Low | C&I Curtailment | C&I Curtailment- Auto-DR HVAC Control | Interruptible Rider | Miscellaneous | MW of Load | 1 | 2038 | 1.7724
ENS | Low | C&I Curtailment | C&I Curtailment- Auto-DR HVAC Control | Interruptible Rider | Retail Trade | MW of Load | 1 | 2038 | 0.043389
ENS | Low | C&I Curtailment | C&I Curtailment- Standard Lighting Control | Interruptible Rider | Miscellaneous | MW of Load | 1 | 2038 | 0.13447
ENS | Low | C&I Curtailment | C&I Curtailment- Standard Lighting Control | Interruptible Rider | Retail Trade | MW of Load | 1 | 2038 | 0.010471
ENS | Low | C&I Curtailment | C&I Curtailment- Advanced Lighting Control | Interruptible Rider | Miscellaneous | MW of Load | 1 | 2038 | 0.067236
ENS | Low | C&I Curtailment | C&I Curtailment- Advanced Lighting Control | Interruptible Rider | Retail Trade | MW of Load | 1 | 2038 | 0.0052356
ENS | Low | C&I Curtailment | C&I Curtailment- Water Heating Control | Interruptible Rider | Miscellaneous | MW of Load | 1 | 2038 | 0.015974
ENS | Low | C&I Curtailment | C&I Curtailment- Water Heating Control | Interruptible Rider | Retail Trade | MW of Load | 1 | 2038 | 0.0021655
ENS | Low | C&I Curtailment | C&I Curtailment- Other | Interruptible Rider | Miscellaneous | MW of Load | 1 | 2038 | 0.28506
ENS | Low | C&I Curtailment | C&I Curtailment- Other | Interruptible Rider | Retail Trade | MW of Load | 1 | 2038 | 0.023382
ENS | Low | C&I Curtailment | C&I Curtailment- Industrial | Interruptible Rider | Manufacturing | MW of Load | 1 | 2038 | 0.46208
ENS | Low | Dynamic Pricing | Dynamic Pricing with enabling tech. | Small Commercial | Manufacturing | MW of Load | 1 | 2038 | 0.024205
ENS | Low | Dynamic Pricing | Dynamic Pricing with enabling tech. | Small Commercial | Miscellaneous | MW of Load | 1 | 2038 | 0.27236
ENS | Low | Dynamic Pricing | Dynamic Pricing with enabling tech. | Small Commercial | Offices | MW of Load | 1 | 2038 | 0.2165
ENS | Low | Dynamic Pricing | Dynamic Pricing with enabling tech. | Small Commercial | Retail Trade | MW of Load | 1 | 2038 | 0.48306
ENS | Low | Dynamic Pricing | Dynamic Pricing with enabling tech. | Small Commercial | Services | MW of Load | 1 | 2038 | 0.5804
ENS | Low | Dynamic Pricing | Dynamic Pricing w/o enabling tech. | Small Commercial | Manufacturing | MW of Load | 1 | 2038 | 0.0014296
ENS | Low | Dynamic Pricing | Dynamic Pricing w/o enabling tech. | Small Commercial | Miscellaneous | MW of Load | 1 | 2038 | 0.016086
ENS | Low | Dynamic Pricing | Dynamic Pricing w/o enabling tech. | Small Commercial | Offices | MW of Load | 1 | 2038 | 0.012787
ENS | Low | Dynamic Pricing | Dynamic Pricing w/o enabling tech. | Small Commercial | Retail Trade | MW of Load | 1 | 2038 | 0.028531
ENS | Low | Dynamic Pricing | Dynamic Pricing w/o enabling tech. | Small Commercial | Services | MW of Load | 1 | 2038 | 0.03428
ENS | Low | Dynamic Pricing | Dynamic Pricing with enabling tech. | Large Commercial | Offices | MW of Load | 1 | 2038 | 0.052874
ENS | Low | Dynamic Pricing | Dynamic Pricing with enabling tech. | Large Commercial | Services | MW of Load | 1 | 2038 | 0.34358
ENS | Low | Dynamic Pricing | Dynamic Pricing w/o enabling tech. | Large Commercial | Offices | MW of Load | 1 | 2038 | 0.020036
ENS | Low | Dynamic Pricing | Dynamic Pricing w/o enabling tech. | Large Commercial | Services | MW of Load | 1 | 2038 | 0.1302
ENS | Low | Dynamic Pricing | Dynamic Pricing with enabling tech. | Small Industrial | Manufacturing | MW of Load | 1 | 2038 | 0.048159
ENS | Low | Dynamic Pricing | Dynamic Pricing with enabling tech. | Small Industrial | Miscellaneous | MW of Load | 1 | 2038 | 0.070224
ENS | Low | Dynamic Pricing | Dynamic Pricing with enabling tech. | Small Industrial | Offices | MW of Load | 1 | 2038 | 0.0042723
ENS | Low | Dynamic Pricing | Dynamic Pricing with enabling tech. | Small Industrial | Retail Trade | MW of Load | 1 | 2038 | 0.011934
ENS | Low | Dynamic Pricing | Dynamic Pricing with enabling tech. | Small Industrial | Services | MW of Load | 1 | 2038 | 0.014877
ENS | Low | Dynamic Pricing | Dynamic Pricing w/o enabling tech. | Small Industrial | Manufacturing | MW of Load | 1 | 2038 | 0.0028444
ENS | Low | Dynamic Pricing | Dynamic Pricing w/o enabling tech. | Small Industrial | Miscellaneous | MW of Load | 1 | 2038 | 0.0041476
ENS | Low | Dynamic Pricing | Dynamic Pricing w/o enabling tech. | Small Industrial | Offices | MW of Load | 1 | 2038 | 0.00025233
ENS | Low | Dynamic Pricing | Dynamic Pricing w/o enabling tech. | Small Industrial | Retail Trade | MW of Load | 1 | 2038 | 0.00070485
ENS | Low | Dynamic Pricing | Dynamic Pricing w/o enabling tech. | Small Industrial | Services | MW of Load | 1 | 2038 | 0.00087868
ENS | Low | Dynamic Pricing | Dynamic Pricing with enabling tech. | Large Industrial | Manufacturing | MW of Load | 1 | 2038 | 0.36289
ENS | Low | Dynamic Pricing | Dynamic Pricing with enabling tech. | Large Industrial | Miscellaneous | MW of Load | 1 | 2038 | 0.2107
ENS | Low | Dynamic Pricing | Dynamic Pricing with enabling tech. | Large Industrial | Offices | MW of Load | 1 | 2038 | 0.016383
ENS | Low | Dynamic Pricing | Dynamic Pricing with enabling tech. | Large Industrial | Retail Trade | MW of Load | 1 | 2038 | 0.075311
ENS | Low | Dynamic Pricing | Dynamic Pricing with enabling tech. | Large Industrial | Services | MW of Load | 1 | 2038 | 0.041269
ENS | Low | Dynamic Pricing | Dynamic Pricing w/o enabling tech. | Large Industrial | Manufacturing | MW of Load | 1 | 2038 | 0.13752
ENS | Low | Dynamic Pricing | Dynamic Pricing w/o enabling tech. | Large Industrial | Miscellaneous | MW of Load | 1 | 2038 | 0.079844
ENS | Low | Dynamic Pricing | Dynamic Pricing w/o enabling tech. | Large Industrial | Offices | MW of Load | 1 | 2038 | 0.0062081
ENS | Low | Dynamic Pricing | Dynamic Pricing w/o enabling tech. | Large Industrial | Retail Trade | MW of Load | 1 | 2038 | 0.028539
ENS | Low | Dynamic Pricing | Dynamic Pricing w/o enabling tech. | Large Industrial | Services | MW of Load | 1 | 2038 | 0.015639
ENS | Low | Dynamic Pricing | Dynamic Pricing with enabling tech. | Interruptible Rider | Manufacturing | MW of Load | 1 | 2038 | 0.088345
ENS | Low | Dynamic Pricing | Dynamic Pricing with enabling tech. | Interruptible Rider | Miscellaneous | MW of Load | 1 | 2038 | 0.2099
ENS | Low | Dynamic Pricing | Dynamic Pricing with enabling tech. | Interruptible Rider | Retail Trade | MW of Load | 1 | 2038 | 0.012326
ENS | Low | Dynamic Pricing | Dynamic Pricing w/o enabling tech. | Interruptible Rider | Manufacturing | MW of Load | 1 | 2038 | 0.033478
ENS | Low | Dynamic Pricing | Dynamic Pricing w/o enabling tech. | Interruptible Rider | Miscellaneous | MW of Load | 1 | 2038 | 0.079542
ENS | Low | Dynamic Pricing | Dynamic Pricing w/o enabling tech. | Interruptible Rider | Retail Trade | MW of Load | 1 | 2038 | 0.004671
ENS | Low | Dynamic Pricing | Dynamic Pricing with enabling tech. | Residential | Residential Market Rate | MW of Load | 1 | 2038 | 12.7288
ENS | Low | Dynamic Pricing | Dynamic Pricing w/o enabling tech. | Residential | Residential Market Rate | MW of Load | 1 | 2038 | 7.1181
ENS | Low | BTM Battery Control | BTM Battery Control | Small Commercial | Manufacturing | MW of Load | 0 | 2038 | 0.026605
ENS | Low | BTM Battery Control | BTM Battery Control | Small Commercial | Miscellaneous | MW of Load | 0 | 2038 | 0.19799
ENS | Low | BTM Battery Control | BTM Battery Control | Small Commercial | Offices | MW of Load | 0 | 2038 | 0.068058
ENS | Low | BTM Battery Control | BTM Battery Control | Small Commercial | Retail Trade | MW of Load | 0 | 2038 | 0.11877
ENS | Low | BTM Battery Control | BTM Battery Control | Small Commercial | Services | MW of Load | 0 | 2038 | 0.25853
ENS | Low | BTM Battery Control | BTM Battery Control | Large Commercial | Offices | MW of Load | 0 | 2038 | 0.038729
ENS | Low | BTM Battery Control | BTM Battery Control | Large Commercial | Services | MW of Load | 0 | 2038 | 0.20655
ENS | Low | BTM Battery Control | BTM Battery Control | Small Industrial | Manufacturing | MW of Load | 0 | 2038 | 0.00064954
ENS | Low | BTM Battery Control | BTM Battery Control | Small Industrial | Miscellaneous | MW of Load | 0 | 2038 | 0.0042294
ENS | Low | BTM Battery Control | BTM Battery Control | Small Industrial | Offices | MW of Load | 0 | 2038 | 0.0016681
ENS | Low | BTM Battery Control | BTM Battery Control | Small Industrial | Retail Trade | MW of Load | 0 | 2038 | 0.0029155
ENS | Low | BTM Battery Control | BTM Battery Control | Small Industrial | Services | MW of Load | 0 | 2038 | 0.0063404
ENS | Low | BTM Battery Control | BTM Battery Control | Large Industrial | Manufacturing | MW of Load | 0 | 2038 | 0.025355
ENS | Low | BTM Battery Control | BTM Battery Control | Large Industrial | Miscellaneous | MW of Load | 0 | 2038 | 0.11756
ENS | Low | BTM Battery Control | BTM Battery Control | Large Industrial | Offices | MW of Load | 0 | 2038 | 0.01383
ENS | Low | BTM Battery Control | BTM Battery Control | Large Industrial | Retail Trade | MW of Load | 0 | 2038 | 0.069151
ENS | Low | BTM Battery Control | BTM Battery Control | Large Industrial | Services | MW of Load | 0 | 2038 | 0.14983
ENS | Low | BTM Battery Control | BTM Battery Control | Interruptible Rider | Manufacturing | MW of Load | 0 | 2038 | 0.033892
ENS | Low | BTM Battery Control | BTM Battery Control | Interruptible Rider | Miscellaneous | MW of Load | 0 | 2038 | 0.09038
ENS | Low | BTM Battery Control | BTM Battery Control | Interruptible Rider | Retail Trade | MW of Load | 0 | 2038 | 0.13557
ENS | Low | BTM Battery Control | BTM Battery Control | Residential | Residential LI | MW of Load | 0 | 2038 | 0.91899
ENS | Low | BTM Battery Control | BTM Battery Control | Residential | Residential Market Rate | MW of Load | 0 | 2038 | 5.7211
ENS | Low | EV Charging Control | EV Charging Control | EV | EV | MW of Load | 0 | 2038 | 2.8516
ENS | Low | Behavioral DR | Behavioral DR | Residential | Residential LI | MW of Load | 0 | 2038 | 0.30969
ENS | Low | Behavioral DR | Behavioral DR | Residential | Residential Market Rate | MW of Load | 0 | 2038 | 1.8402
ENS | Low | DLC | DLC-Switch-Water Heating | Small Commercial | Miscellaneous | MW of Load | 1 | 2039 | 0.023157
ENS | Low | DLC | DLC-Switch-Water Heating | Small Commercial | Offices | MW of Load | 1 | 2039 | 0.013335
ENS | Low | DLC | DLC-Switch-Water Heating | Small Commercial | Retail Trade | MW of Load | 1 | 2039 | 0.08064
ENS | Low | DLC | DLC-Switch-Water Heating | Small Commercial | Services | MW of Load | 1 | 2039 | 0.096652
ENS | Low | DLC | DLC-Thermostat-HVAC | Small Commercial | Miscellaneous | MW of Load | 1 | 2039 | 0.12505
ENS | Low | DLC | DLC-Thermostat-HVAC | Small Commercial | Offices | MW of Load | 1 | 2039 | 0.19755
ENS | Low | DLC | DLC-Thermostat-HVAC | Small Commercial | Retail Trade | MW of Load | 1 | 2039 | 0.15398
ENS | Low | DLC | DLC-Thermostat-HVAC | Small Commercial | Services | MW of Load | 1 | 2039 | 0.18516
ENS | Low | DLC | DLC-Switch-Water Heating | Small Industrial | Miscellaneous | MW of Load | 1 | 2039 | 0.0063345
ENS | Low | DLC | DLC-Switch-Water Heating | Small Industrial | Offices | MW of Load | 1 | 2039 | 0.00023911
ENS | Low | DLC | DLC-Switch-Water Heating | Small Industrial | Retail Trade | MW of Load | 1 | 2039 | 0.0017018
ENS | Low | DLC | DLC-Switch-Water Heating | Small Industrial | Services | MW of Load | 1 | 2039 | 0.0021215
ENS | Low | DLC | DLC-Thermostat-HVAC | Small Industrial | Miscellaneous | MW of Load | 1 | 2039 | 0.039772
ENS | Low | DLC | DLC-Thermostat-HVAC | Small Industrial | Offices | MW of Load | 1 | 2039 | 0.0038786
ENS | Low | DLC | DLC-Thermostat-HVAC | Small Industrial | Retail Trade | MW of Load | 1 | 2039 | 0.0041524
ENS | Low | DLC | DLC-Thermostat-HVAC | Small Industrial | Services | MW of Load | 1 | 2039 | 0.0051764
ENS | Low | DLC | DLC-Switch-Water Heating | Residential | Residential LI | MW of Load | 1 | 2039 | 3.1458
ENS | Low | DLC | DLC-Switch-Water Heating | Residential | Residential Market Rate | MW of Load | 1 | 2039 | 9.6443
ENS | Low | DLC | DLC-Thermostat-Heat Pump | Residential | Residential LI | MW of Load | 1 | 2039 | 0.52874
ENS | Low | DLC | DLC-Thermostat-Heat Pump | Residential | Residential Market Rate | MW of Load | 1 | 2039 | 6.8352
ENS | Low | DLC | DLC-Thermostat-Electric Furnace | Residential | Residential LI | MW of Load | 1 | 2039 | 3.2327
ENS | Low | DLC | DLC-Thermostat-Electric Furnace | Residential | Residential Market Rate | MW of Load | 1 | 2039 | 2.7287
ENS | Low | C&I Curtailment | C&I Curtailment- Manual HVAC Control | Large Commercial | Offices | MW of Load | 1 | 2039 | 0.021267
ENS | Low | C&I Curtailment | C&I Curtailment- Manual HVAC Control | Large Commercial | Services | MW of Load | 1 | 2039 | 0.033274
ENS | Low | C&I Curtailment | C&I Curtailment- Auto-DR HVAC Control | Large Commercial | Offices | MW of Load | 1 | 2039 | 0.13885
ENS | Low | C&I Curtailment | C&I Curtailment- Auto-DR HVAC Control | Large Commercial | Services | MW of Load | 1 | 2039 | 0.21724
ENS | Low | C&I Curtailment | C&I Curtailment- Standard Lighting Control | Large Commercial | Offices | MW of Load | 1 | 2039 | 0.0051874
ENS | Low | C&I Curtailment | C&I Curtailment- Standard Lighting Control | Large Commercial | Services | MW of Load | 1 | 2039 | 0.042726
ENS | Low | C&I Curtailment | C&I Curtailment- Advanced Lighting Control | Large Commercial | Offices | MW of Load | 1 | 2039 | 0.0025937
ENS | Low | C&I Curtailment | C&I Curtailment- Advanced Lighting Control | Large Commercial | Services | MW of Load | 1 | 2039 | 0.021363
ENS | Low | C&I Curtailment | C&I Curtailment- Water Heating Control | Large Commercial | Offices | MW of Load | 1 | 2039 | 0.0012786
ENS | Low | C&I Curtailment | C&I Curtailment- Water Heating Control | Large Commercial | Services | MW of Load | 1 | 2039 | 0.014322
ENS | Low | C&I Curtailment | C&I Curtailment- Other | Large Commercial | Offices | MW of Load | 1 | 2039 | 0.018658
ENS | Low | C&I Curtailment | C&I Curtailment- Other | Large Commercial | Services | MW of Load | 1 | 2039 | 0.13296
ENS | Low | C&I Curtailment | C&I Curtailment- Manual HVAC Control | Large Industrial | Miscellaneous | MW of Load | 1 | 2039 | 0.0098003
ENS | Low | C&I Curtailment | C&I Curtailment- Manual HVAC Control | Large Industrial | Offices | MW of Load | 1 | 2039 | 0.0063854
ENS | Low | C&I Curtailment | C&I Curtailment- Manual HVAC Control | Large Industrial | Retail Trade | MW of Load | 1 | 2039 | 0.013804
ENS | Low | C&I Curtailment | C&I Curtailment- Manual HVAC Control | Large Industrial | Services | MW of Load | 1 | 2039 | 0.0040963
ENS | Low | C&I Curtailment | C&I Curtailment- Auto-DR HVAC Control | Large Industrial | Miscellaneous | MW of Load | 1 | 2039 | 0.063984
ENS | Low | C&I Curtailment | C&I Curtailment- Auto-DR HVAC Control | Large Industrial | Offices | MW of Load | 1 | 2039 | 0.041689
ENS | Low | C&I Curtailment | C&I Curtailment- Auto-DR HVAC Control | Large Industrial | Retail Trade | MW of Load | 1 | 2039 | 0.090121
ENS | Low | C&I Curtailment | C&I Curtailment- Auto-DR HVAC Control | Large Industrial | Services | MW of Load | 1 | 2039 | 0.026744
ENS | Low | C&I Curtailment | C&I Curtailment- Standard Lighting Control | Large Industrial | Miscellaneous | MW of Load | 1 | 2039 | 0.01364
ENS | Low | C&I Curtailment | C&I Curtailment- Standard Lighting Control | Large Industrial | Offices | MW of Load | 1 | 2039 | 0.0024381
ENS | Low | C&I Curtailment | C&I Curtailment- Standard Lighting Control | Large Industrial | Retail Trade | MW of Load | 1 | 2039 | 0.017725
ENS | Low | C&I Curtailment | C&I Curtailment- Standard Lighting Control | Large Industrial | Services | MW of Load | 1 | 2039 | 0.0052599
ENS | Low | C&I Curtailment | C&I Curtailment- Advanced Lighting Control | Large Industrial | Miscellaneous | MW of Load | 1 | 2039 | 0.0068201
ENS | Low | C&I Curtailment | C&I Curtailment- Advanced Lighting Control | Large Industrial | Offices | MW of Load | 1 | 2039 | 0.001219
ENS | Low | C&I Curtailment | C&I Curtailment- Advanced Lighting Control | Large Industrial | Retail Trade | MW of Load | 1 | 2039 | 0.0088623
ENS | Low | C&I Curtailment | C&I Curtailment- Advanced Lighting Control | Large Industrial | Services | MW of Load | 1 | 2039 | 0.00263
ENS | Low | C&I Curtailment | C&I Curtailment- Water Heating Control | Large Industrial | Miscellaneous | MW of Load | 1 | 2039 | 0.0010396
ENS | Low | C&I Curtailment | C&I Curtailment- Water Heating Control | Large Industrial | Offices | MW of Load | 1 | 2039 | 0.00031645
ENS | Low | C&I Curtailment | C&I Curtailment- Water Heating Control | Large Industrial | Retail Trade | MW of Load | 1 | 2039 | 0.0059414
ENS | Low | C&I Curtailment | C&I Curtailment- Water Heating Control | Large Industrial | Services | MW of Load | 1 | 2039 | 0.0017632
ENS | Low | C&I Curtailment | C&I Curtailment- Other | Large Industrial | Miscellaneous | MW of Load | 1 | 2039 | 0.021646
ENS | Low | C&I Curtailment | C&I Curtailment- Other | Large Industrial | Offices | MW of Load | 1 | 2039 | 0.0060627
ENS | Low | C&I Curtailment | C&I Curtailment- Other | Large Industrial | Retail Trade | MW of Load | 1 | 2039 | 0.055155
ENS | Low | C&I Curtailment | C&I Curtailment- Other | Large Industrial | Services | MW of Load | 1 | 2039 | 0.016368
ENS | Low | C&I Curtailment | C&I Curtailment- Industrial | Large Industrial | Manufacturing | MW of Load | 1 | 2039 | 0.69103
ENS | Low | C&I Curtailment | C&I Curtailment- Manual HVAC Control | Interruptible Rider | Miscellaneous | MW of Load | 1 | 2039 | 0.27015
ENS | Low | C&I Curtailment | C&I Curtailment- Manual HVAC Control | Interruptible Rider | Retail Trade | MW of Load | 1 | 2039 | 0.0065386
ENS | Low | C&I Curtailment | C&I Curtailment- Auto-DR HVAC Control | Interruptible Rider | Miscellaneous | MW of Load | 1 | 2039 | 1.7638
ENS | Low | C&I Curtailment | C&I Curtailment- Auto-DR HVAC Control | Interruptible Rider | Retail Trade | MW of Load | 1 | 2039 | 0.042689
ENS | Low | C&I Curtailment | C&I Curtailment- Standard Lighting Control | Interruptible Rider | Miscellaneous | MW of Load | 1 | 2039 | 0.13109
ENS | Low | C&I Curtailment | C&I Curtailment- Standard Lighting Control | Interruptible Rider | Retail Trade | MW of Load | 1 | 2039 | 0.010277
ENS | Low | C&I Curtailment | C&I Curtailment- Advanced Lighting Control | Interruptible Rider | Miscellaneous | MW of Load | 1 | 2039 | 0.065546
ENS | Low | C&I Curtailment | C&I Curtailment- Advanced Lighting Control | Interruptible Rider | Retail Trade | MW of Load | 1 | 2039 | 0.0051384
ENS | Low | C&I Curtailment | C&I Curtailment- Water Heating Control | Interruptible Rider | Miscellaneous | MW of Load | 1 | 2039 | 0.015948
ENS | Low | C&I Curtailment | C&I Curtailment- Water Heating Control | Interruptible Rider | Retail Trade | MW of Load | 1 | 2039 | 0.0021673
ENS | Low | C&I Curtailment | C&I Curtailment- Other | Interruptible Rider | Miscellaneous | MW of Load | 1 | 2039 | 0.28432
ENS | Low | C&I Curtailment | C&I Curtailment- Other | Interruptible Rider | Retail Trade | MW of Load | 1 | 2039 | 0.023359
ENS | Low | C&I Curtailment | C&I Curtailment- Industrial | Interruptible Rider | Manufacturing | MW of Load | 1 | 2039 | 0.45443
ENS | Low | Dynamic Pricing | Dynamic Pricing with enabling tech. | Small Commercial | Manufacturing | MW of Load | 1 | 2039 | 0.023537
ENS | Low | Dynamic Pricing | Dynamic Pricing with enabling tech. | Small Commercial | Miscellaneous | MW of Load | 1 | 2039 | 0.27029
ENS | Low | Dynamic Pricing | Dynamic Pricing with enabling tech. | Small Commercial | Offices | MW of Load | 1 | 2039 | 0.2129
ENS | Low | Dynamic Pricing | Dynamic Pricing with enabling tech. | Small Commercial | Retail Trade | MW of Load | 1 | 2039 | 0.47392
ENS | Low | Dynamic Pricing | Dynamic Pricing with enabling tech. | Small Commercial | Services | MW of Load | 1 | 2039 | 0.56933
ENS | Low | Dynamic Pricing | Dynamic Pricing w/o enabling tech. | Small Commercial | Manufacturing | MW of Load | 1 | 2039 | 0.0013901
ENS | Low | Dynamic Pricing | Dynamic Pricing w/o enabling tech. | Small Commercial | Miscellaneous | MW of Load | 1 | 2039 | 0.015964
ENS | Low | Dynamic Pricing | Dynamic Pricing w/o enabling tech. | Small Commercial | Offices | MW of Load | 1 | 2039 | 0.012575
ENS | Low | Dynamic Pricing | Dynamic Pricing w/o enabling tech. | Small Commercial | Retail Trade | MW of Load | 1 | 2039 | 0.027991
ENS | Low | Dynamic Pricing | Dynamic Pricing w/o enabling tech. | Small Commercial | Services | MW of Load | 1 | 2039 | 0.033626
ENS | Low | Dynamic Pricing | Dynamic Pricing with enabling tech. | Large Commercial | Offices | MW of Load | 1 | 2039 | 0.052183
ENS | Low | Dynamic Pricing | Dynamic Pricing with enabling tech. | Large Commercial | Services | MW of Load | 1 | 2039 | 0.3389
ENS | Low | Dynamic Pricing | Dynamic Pricing w/o enabling tech. | Large Commercial | Offices | MW of Load | 1 | 2039 | 0.019775
ENS | Low | Dynamic Pricing | Dynamic Pricing w/o enabling tech. | Large Commercial | Services | MW of Load | 1 | 2039 | 0.12842
ENS | Low | Dynamic Pricing | Dynamic Pricing with enabling tech. | Small Industrial | Manufacturing | MW of Load | 1 | 2039 | 0.047711
ENS | Low | Dynamic Pricing | Dynamic Pricing with enabling tech. | Small Industrial | Miscellaneous | MW of Load | 1 | 2039 | 0.070534
ENS | Low | Dynamic Pricing | Dynamic Pricing with enabling tech. | Small Industrial | Offices | MW of Load | 1 | 2039 | 0.0042829
ENS | Low | Dynamic Pricing | Dynamic Pricing with enabling tech. | Small Industrial | Retail Trade | MW of Load | 1 | 2039 | 0.01196
ENS | Low | Dynamic Pricing | Dynamic Pricing with enabling tech. | Small Industrial | Services | MW of Load | 1 | 2039 | 0.01491
ENS | Low | Dynamic Pricing | Dynamic Pricing w/o enabling tech. | Small Industrial | Manufacturing | MW of Load | 1 | 2039 | 0.0028179
ENS | Low | Dynamic Pricing | Dynamic Pricing w/o enabling tech. | Small Industrial | Miscellaneous | MW of Load | 1 | 2039 | 0.0041659
ENS | Low | Dynamic Pricing | Dynamic Pricing w/o enabling tech. | Small Industrial | Offices | MW of Load | 1 | 2039 | 0.00025296
ENS | Low | Dynamic Pricing | Dynamic Pricing w/o enabling tech. | Small Industrial | Retail Trade | MW of Load | 1 | 2039 | 0.00070641
ENS | Low | Dynamic Pricing | Dynamic Pricing w/o enabling tech. | Small Industrial | Services | MW of Load | 1 | 2039 | 0.00088062
ENS | Low | Dynamic Pricing | Dynamic Pricing with enabling tech. | Large Industrial | Manufacturing | MW of Load | 1 | 2039 | 0.36188
ENS | Low | Dynamic Pricing | Dynamic Pricing with enabling tech. | Large Industrial | Miscellaneous | MW of Load | 1 | 2039 | 0.21497
ENS | Low | Dynamic Pricing | Dynamic Pricing with enabling tech. | Large Industrial | Offices | MW of Load | 1 | 2039 | 0.01663
ENS | Low | Dynamic Pricing | Dynamic Pricing with enabling tech. | Large Industrial | Retail Trade | MW of Load | 1 | 2039 | 0.076135
ENS | Low | Dynamic Pricing | Dynamic Pricing with enabling tech. | Large Industrial | Services | MW of Load | 1 | 2039 | 0.041721
ENS | Low | Dynamic Pricing | Dynamic Pricing w/o enabling tech. | Large Industrial | Manufacturing | MW of Load | 1 | 2039 | 0.13714
ENS | Low | Dynamic Pricing | Dynamic Pricing w/o enabling tech. | Large Industrial | Miscellaneous | MW of Load | 1 | 2039 | 0.081462
ENS | Low | Dynamic Pricing | Dynamic Pricing w/o enabling tech. | Large Industrial | Offices | MW of Load | 1 | 2039 | 0.0063019
ENS | Low | Dynamic Pricing | Dynamic Pricing w/o enabling tech. | Large Industrial | Retail Trade | MW of Load | 1 | 2039 | 0.028851
ENS | Low | Dynamic Pricing | Dynamic Pricing w/o enabling tech. | Large Industrial | Services | MW of Load | 1 | 2039 | 0.01581
ENS | Low | Dynamic Pricing | Dynamic Pricing with enabling tech. | Interruptible Rider | Manufacturing | MW of Load | 1 | 2039 | 0.086882
ENS | Low | Dynamic Pricing | Dynamic Pricing with enabling tech. | Interruptible Rider | Miscellaneous | MW of Load | 1 | 2039 | 0.20883
ENS | Low | Dynamic Pricing | Dynamic Pricing with enabling tech. | Interruptible Rider | Retail Trade | MW of Load | 1 | 2039 | 0.012263
ENS | Low | Dynamic Pricing | Dynamic Pricing w/o enabling tech. | Interruptible Rider | Manufacturing | MW of Load | 1 | 2039 | 0.032924
ENS | Low | Dynamic Pricing | Dynamic Pricing w/o enabling tech. | Interruptible Rider | Miscellaneous | MW of Load | 1 | 2039 | 0.079137
ENS | Low | Dynamic Pricing | Dynamic Pricing w/o enabling tech. | Interruptible Rider | Retail Trade | MW of Load | 1 | 2039 | 0.0046471
ENS | Low | Dynamic Pricing | Dynamic Pricing with enabling tech. | Residential | Residential Market Rate | MW of Load | 1 | 2039 | 12.7153
ENS | Low | Dynamic Pricing | Dynamic Pricing w/o enabling tech. | Residential | Residential Market Rate | MW of Load | 1 | 2039 | 7.1105
ENS | Low | BTM Battery Control | BTM Battery Control | Small Commercial | Manufacturing | MW of Load | 0 | 2039 | 0.026607
ENS | Low | BTM Battery Control | BTM Battery Control | Small Commercial | Miscellaneous | MW of Load | 0 | 2039 | 0.19811
ENS | Low | BTM Battery Control | BTM Battery Control | Small Commercial | Offices | MW of Load | 0 | 2039 | 0.068046
ENS | Low | BTM Battery Control | BTM Battery Control | Small Commercial | Retail Trade | MW of Load | 0 | 2039 | 0.11876
ENS | Low | BTM Battery Control | BTM Battery Control | Small Commercial | Services | MW of Load | 0 | 2039 | 0.25852
ENS | Low | BTM Battery Control | BTM Battery Control | Large Commercial | Offices | MW of Load | 0 | 2039 | 0.038732
ENS | Low | BTM Battery Control | BTM Battery Control | Large Commercial | Services | MW of Load | 0 | 2039 | 0.20657
ENS | Low | BTM Battery Control | BTM Battery Control | Small Industrial | Manufacturing | MW of Load | 0 | 2039 | 0.00064959
ENS | Low | BTM Battery Control | BTM Battery Control | Small Industrial | Miscellaneous | MW of Load | 0 | 2039 | 0.0042297
ENS | Low | BTM Battery Control | BTM Battery Control | Small Industrial | Offices | MW of Load | 0 | 2039 | 0.0016683
ENS | Low | BTM Battery Control | BTM Battery Control | Small Industrial | Retail Trade | MW of Load | 0 | 2039 | 0.0029158
ENS | Low | BTM Battery Control | BTM Battery Control | Small Industrial | Services | MW of Load | 0 | 2039 | 0.0063409
ENS | Low | BTM Battery Control | BTM Battery Control | Large Industrial | Manufacturing | MW of Load | 0 | 2039 | 0.025357
ENS | Low | BTM Battery Control | BTM Battery Control | Large Industrial | Miscellaneous | MW of Load | 0 | 2039 | 0.11757
ENS | Low | BTM Battery Control | BTM Battery Control | Large Industrial | Offices | MW of Load | 0 | 2039 | 0.013831
ENS | Low | BTM Battery Control | BTM Battery Control | Large Industrial | Retail Trade | MW of Load | 0 | 2039 | 0.069157
ENS | Low | BTM Battery Control | BTM Battery Control | Large Industrial | Services | MW of Load | 0 | 2039 | 0.14984
ENS | Low | BTM Battery Control | BTM Battery Control | Interruptible Rider | Manufacturing | MW of Load | 0 | 2039 | 0.033895
ENS | Low | BTM Battery Control | BTM Battery Control | Interruptible Rider | Miscellaneous | MW of Load | 0 | 2039 | 0.090387
ENS | Low | BTM Battery Control | BTM Battery Control | Interruptible Rider | Retail Trade | MW of Load | 0 | 2039 | 0.13558
ENS | Low | BTM Battery Control | BTM Battery Control | Residential | Residential LI | MW of Load | 0 | 2039 | 0.92359
ENS | Low | BTM Battery Control | BTM Battery Control | Residential | Residential Market Rate | MW of Load | 0 | 2039 | 5.7498
ENS | Low | EV Charging Control | EV Charging Control | EV | EV | MW of Load | 0 | 2039 | 3.1823
ENS | Low | Behavioral DR | Behavioral DR | Residential | Residential LI | MW of Load | 0 | 2039 | 0.30875
ENS | Low | Behavioral DR | Behavioral DR | Residential | Residential Market Rate | MW of Load | 0 | 2039 | 1.8382
ENS | Low | DLC | DLC-Switch-Water Heating | Small Commercial | Miscellaneous | MW of Load | 1 | 2040 | 0.023064
ENS | Low | DLC | DLC-Switch-Water Heating | Small Commercial | Offices | MW of Load | 1 | 2040 | 0.013235
ENS | Low | DLC | DLC-Switch-Water Heating | Small Commercial | Retail Trade | MW of Load | 1 | 2040 | 0.08039
ENS | Low | DLC | DLC-Switch-Water Heating | Small Commercial | Services | MW of Load | 1 | 2040 | 0.096332
ENS | Low | DLC | DLC-Thermostat-HVAC | Small Commercial | Miscellaneous | MW of Load | 1 | 2040 | 0.12251
ENS | Low | DLC | DLC-Thermostat-HVAC | Small Commercial | Offices | MW of Load | 1 | 2040 | 0.19496
ENS | Low | DLC | DLC-Thermostat-HVAC | Small Commercial | Retail Trade | MW of Load | 1 | 2040 | 0.14906
ENS | Low | DLC | DLC-Thermostat-HVAC | Small Commercial | Services | MW of Load | 1 | 2040 | 0.17923
ENS | Low | DLC | DLC-Switch-Water Heating | Small Industrial | Miscellaneous | MW of Load | 1 | 2040 | 0.0063873
ENS | Low | DLC | DLC-Switch-Water Heating | Small Industrial | Offices | MW of Load | 1 | 2040 | 0.00024021
ENS | Low | DLC | DLC-Switch-Water Heating | Small Industrial | Retail Trade | MW of Load | 1 | 2040 | 0.0017154
ENS | Low | DLC | DLC-Switch-Water Heating | Small Industrial | Services | MW of Load | 1 | 2040 | 0.0021384
ENS | Low | DLC | DLC-Thermostat-HVAC | Small Industrial | Miscellaneous | MW of Load | 1 | 2040 | 0.039685
ENS | Low | DLC | DLC-Thermostat-HVAC | Small Industrial | Offices | MW of Load | 1 | 2040 | 0.0038903
ENS | Low | DLC | DLC-Thermostat-HVAC | Small Industrial | Retail Trade | MW of Load | 1 | 2040 | 0.0041196
ENS | Low | DLC | DLC-Thermostat-HVAC | Small Industrial | Services | MW of Load | 1 | 2040 | 0.0051355
ENS | Low | DLC | DLC-Switch-Water Heating | Residential | Residential LI | MW of Load | 1 | 2040 | 3.1556
ENS | Low | DLC | DLC-Switch-Water Heating | Residential | Residential Market Rate | MW of Load | 1 | 2040 | 9.6669
ENS | Low | DLC | DLC-Thermostat-Heat Pump | Residential | Residential LI | MW of Load | 1 | 2040 | 0.55942
ENS | Low | DLC | DLC-Thermostat-Heat Pump | Residential | Residential Market Rate | MW of Load | 1 | 2040 | 6.9638
ENS | Low | DLC | DLC-Thermostat-Electric Furnace | Residential | Residential LI | MW of Load | 1 | 2040 | 3.2089
ENS | Low | DLC | DLC-Thermostat-Electric Furnace | Residential | Residential Market Rate | MW of Load | 1 | 2040 | 2.608
ENS | Low | C&I Curtailment | C&I Curtailment- Manual HVAC Control | Large Commercial | Offices | MW of Load | 1 | 2040 | 0.02108
ENS | Low | C&I Curtailment | C&I Curtailment- Manual HVAC Control | Large Commercial | Services | MW of Load | 1 | 2040 | 0.032338
ENS | Low | C&I Curtailment | C&I Curtailment- Auto-DR HVAC Control | Large Commercial | Offices | MW of Load | 1 | 2040 | 0.13763
ENS | Low | C&I Curtailment | C&I Curtailment- Auto-DR HVAC Control | Large Commercial | Services | MW of Load | 1 | 2040 | 0.21113
ENS | Low | C&I Curtailment | C&I Curtailment- Standard Lighting Control | Large Commercial | Offices | MW of Load | 1 | 2040 | 0.004858
ENS | Low | C&I Curtailment | C&I Curtailment- Standard Lighting Control | Large Commercial | Services | MW of Load | 1 | 2040 | 0.040967
ENS | Low | C&I Curtailment | C&I Curtailment- Advanced Lighting Control | Large Commercial | Offices | MW of Load | 1 | 2040 | 0.002429
ENS | Low | C&I Curtailment | C&I Curtailment- Advanced Lighting Control | Large Commercial | Services | MW of Load | 1 | 2040 | 0.020483
ENS | Low | C&I Curtailment | C&I Curtailment- Water Heating Control | Large Commercial | Offices | MW of Load | 1 | 2040 | 0.00128
ENS | Low | C&I Curtailment | C&I Curtailment- Water Heating Control | Large Commercial | Services | MW of Load | 1 | 2040 | 0.014345
ENS | Low | C&I Curtailment | C&I Curtailment- Other | Large Commercial | Offices | MW of Load | 1 | 2040 | 0.018463
ENS | Low | C&I Curtailment | C&I Curtailment- Other | Large Commercial | Services | MW of Load | 1 | 2040 | 0.13207
ENS | Low | C&I Curtailment | C&I Curtailment- Manual HVAC Control | Large Industrial | Miscellaneous | MW of Load | 1 | 2040 | 0.0098648
ENS | Low | C&I Curtailment | C&I Curtailment- Manual HVAC Control | Large Industrial | Offices | MW of Load | 1 | 2040 | 0.0064847
ENS | Low | C&I Curtailment | C&I Curtailment- Manual HVAC Control | Large Industrial | Retail Trade | MW of Load | 1 | 2040 | 0.013745
ENS | Low | C&I Curtailment | C&I Curtailment- Manual HVAC Control | Large Industrial | Services | MW of Load | 1 | 2040 | 0.0040791
ENS | Low | C&I Curtailment | C&I Curtailment- Auto-DR HVAC Control | Large Industrial | Miscellaneous | MW of Load | 1 | 2040 | 0.064405
ENS | Low | C&I Curtailment | C&I Curtailment- Auto-DR HVAC Control | Large Industrial | Offices | MW of Load | 1 | 2040 | 0.042338
ENS | Low | C&I Curtailment | C&I Curtailment- Auto-DR HVAC Control | Large Industrial | Retail Trade | MW of Load | 1 | 2040 | 0.089741
ENS | Low | C&I Curtailment | C&I Curtailment- Auto-DR HVAC Control | Large Industrial | Services | MW of Load | 1 | 2040 | 0.026631
ENS | Low | C&I Curtailment | C&I Curtailment- Standard Lighting Control | Large Industrial | Miscellaneous | MW of Load | 1 | 2040 | 0.013621
ENS | Low | C&I Curtailment | C&I Curtailment- Standard Lighting Control | Large Industrial | Offices | MW of Load | 1 | 2040 | 0.0024136
ENS | Low | C&I Curtailment | C&I Curtailment- Standard Lighting Control | Large Industrial | Retail Trade | MW of Load | 1 | 2040 | 0.017413
ENS | Low | C&I Curtailment | C&I Curtailment- Standard Lighting Control | Large Industrial | Services | MW of Load | 1 | 2040 | 0.0051674
ENS | Low | C&I Curtailment | C&I Curtailment- Advanced Lighting Control | Large Industrial | Miscellaneous | MW of Load | 1 | 2040 | 0.0068103
ENS | Low | C&I Curtailment | C&I Curtailment- Advanced Lighting Control | Large Industrial | Offices | MW of Load | 1 | 2040 | 0.0012068
ENS | Low | C&I Curtailment | C&I Curtailment- Advanced Lighting Control | Large Industrial | Retail Trade | MW of Load | 1 | 2040 | 0.0087064
ENS | Low | C&I Curtailment | C&I Curtailment- Advanced Lighting Control | Large Industrial | Services | MW of Load | 1 | 2040 | 0.0025837
ENS | Low | C&I Curtailment | C&I Curtailment- Water Heating Control | Large Industrial | Miscellaneous | MW of Load | 1 | 2040 | 0.0010547
ENS | Low | C&I Curtailment | C&I Curtailment- Water Heating Control | Large Industrial | Offices | MW of Load | 1 | 2040 | 0.0003217
ENS | Low | C&I Curtailment | C&I Curtailment- Water Heating Control | Large Industrial | Retail Trade | MW of Load | 1 | 2040 | 0.0060972
ENS | Low | C&I Curtailment | C&I Curtailment- Water Heating Control | Large Industrial | Services | MW of Load | 1 | 2040 | 0.0018094
ENS | Low | C&I Curtailment | C&I Curtailment- Other | Large Industrial | Miscellaneous | MW of Load | 1 | 2040 | 0.021935
ENS | Low | C&I Curtailment | C&I Curtailment- Other | Large Industrial | Offices | MW of Load | 1 | 2040 | 0.0061751
ENS | Low | C&I Curtailment | C&I Curtailment- Other | Large Industrial | Retail Trade | MW of Load | 1 | 2040 | 0.056138
ENS | Low | C&I Curtailment | C&I Curtailment- Other | Large Industrial | Services | MW of Load | 1 | 2040 | 0.016659
ENS | Low | C&I Curtailment | C&I Curtailment- Industrial | Large Industrial | Manufacturing | MW of Load | 1 | 2040 | 0.68975
ENS | Low | C&I Curtailment | C&I Curtailment- Manual HVAC Control | Interruptible Rider | Miscellaneous | MW of Load | 1 | 2040 | 0.269
ENS | Low | C&I Curtailment | C&I Curtailment- Manual HVAC Control | Interruptible Rider | Retail Trade | MW of Load | 1 | 2040 | 0.0064405
ENS | Low | C&I Curtailment | C&I Curtailment- Auto-DR HVAC Control | Interruptible Rider | Miscellaneous | MW of Load | 1 | 2040 | 1.7562
ENS | Low | C&I Curtailment | C&I Curtailment- Auto-DR HVAC Control | Interruptible Rider | Retail Trade | MW of Load | 1 | 2040 | 0.042049
ENS | Low | C&I Curtailment | C&I Curtailment- Standard Lighting Control | Interruptible Rider | Miscellaneous | MW of Load | 1 | 2040 | 0.12793
ENS | Low | C&I Curtailment | C&I Curtailment- Standard Lighting Control | Interruptible Rider | Retail Trade | MW of Load | 1 | 2040 | 0.010096
ENS | Low | C&I Curtailment | C&I Curtailment- Advanced Lighting Control | Interruptible Rider | Miscellaneous | MW of Load | 1 | 2040 | 0.063963
ENS | Low | C&I Curtailment | C&I Curtailment- Advanced Lighting Control | Interruptible Rider | Retail Trade | MW of Load | 1 | 2040 | 0.0050478
ENS | Low | C&I Curtailment | C&I Curtailment- Water Heating Control | Interruptible Rider | Miscellaneous | MW of Load | 1 | 2040 | 0.015919
ENS | Low | C&I Curtailment | C&I Curtailment- Water Heating Control | Interruptible Rider | Retail Trade | MW of Load | 1 | 2040 | 0.002169
ENS | Low | C&I Curtailment | C&I Curtailment- Other | Interruptible Rider | Miscellaneous | MW of Load | 1 | 2040 | 0.28362
ENS | Low | C&I Curtailment | C&I Curtailment- Other | Interruptible Rider | Retail Trade | MW of Load | 1 | 2040 | 0.02334
ENS | Low | C&I Curtailment | C&I Curtailment- Industrial | Interruptible Rider | Manufacturing | MW of Load | 1 | 2040 | 0.44725
ENS | Low | Dynamic Pricing | Dynamic Pricing with enabling tech. | Small Commercial | Manufacturing | MW of Load | 1 | 2040 | 0.022943
ENS | Low | Dynamic Pricing | Dynamic Pricing with enabling tech. | Small Commercial | Miscellaneous | MW of Load | 1 | 2040 | 0.26653
ENS | Low | Dynamic Pricing | Dynamic Pricing with enabling tech. | Small Commercial | Offices | MW of Load | 1 | 2040 | 0.20983
ENS | Low | Dynamic Pricing | Dynamic Pricing with enabling tech. | Small Commercial | Retail Trade | MW of Load | 1 | 2040 | 0.46611
ENS | Low | Dynamic Pricing | Dynamic Pricing with enabling tech. | Small Commercial | Services | MW of Load | 1 | 2040 | 0.55987
ENS | Low | Dynamic Pricing | Dynamic Pricing w/o enabling tech. | Small Commercial | Manufacturing | MW of Load | 1 | 2040 | 0.001355
ENS | Low | Dynamic Pricing | Dynamic Pricing w/o enabling tech. | Small Commercial | Miscellaneous | MW of Load | 1 | 2040 | 0.015742
ENS | Low | Dynamic Pricing | Dynamic Pricing w/o enabling tech. | Small Commercial | Offices | MW of Load | 1 | 2040 | 0.012393
ENS | Low | Dynamic Pricing | Dynamic Pricing w/o enabling tech. | Small Commercial | Retail Trade | MW of Load | 1 | 2040 | 0.02753
ENS | Low | Dynamic Pricing | Dynamic Pricing w/o enabling tech. | Small Commercial | Services | MW of Load | 1 | 2040 | 0.033068
ENS | Low | Dynamic Pricing | Dynamic Pricing with enabling tech. | Large Commercial | Offices | MW of Load | 1 | 2040 | 0.051574
ENS | Low | Dynamic Pricing | Dynamic Pricing with enabling tech. | Large Commercial | Services | MW of Load | 1 | 2040 | 0.33475
ENS | Low | Dynamic Pricing | Dynamic Pricing w/o enabling tech. | Large Commercial | Offices | MW of Load | 1 | 2040 | 0.019544
ENS | Low | Dynamic Pricing | Dynamic Pricing w/o enabling tech. | Large Commercial | Services | MW of Load | 1 | 2040 | 0.12685
ENS | Low | Dynamic Pricing | Dynamic Pricing with enabling tech. | Small Industrial | Manufacturing | MW of Load | 1 | 2040 | 0.047296
ENS | Low | Dynamic Pricing | Dynamic Pricing with enabling tech. | Small Industrial | Miscellaneous | MW of Load | 1 | 2040 | 0.070595
ENS | Low | Dynamic Pricing | Dynamic Pricing with enabling tech. | Small Industrial | Offices | MW of Load | 1 | 2040 | 0.0042945
ENS | Low | Dynamic Pricing | Dynamic Pricing with enabling tech. | Small Industrial | Retail Trade | MW of Load | 1 | 2040 | 0.01199
ENS | Low | Dynamic Pricing | Dynamic Pricing with enabling tech. | Small Industrial | Services | MW of Load | 1 | 2040 | 0.014947
ENS | Low | Dynamic Pricing | Dynamic Pricing w/o enabling tech. | Small Industrial | Manufacturing | MW of Load | 1 | 2040 | 0.0027934
ENS | Low | Dynamic Pricing | Dynamic Pricing w/o enabling tech. | Small Industrial | Miscellaneous | MW of Load | 1 | 2040 | 0.0041695
ENS | Low | Dynamic Pricing | Dynamic Pricing w/o enabling tech. | Small Industrial | Offices | MW of Load | 1 | 2040 | 0.00025364
ENS | Low | Dynamic Pricing | Dynamic Pricing w/o enabling tech. | Small Industrial | Retail Trade | MW of Load | 1 | 2040 | 0.00070815
ENS | Low | Dynamic Pricing | Dynamic Pricing w/o enabling tech. | Small Industrial | Services | MW of Load | 1 | 2040 | 0.00088279
ENS | Low | Dynamic Pricing | Dynamic Pricing with enabling tech. | Large Industrial | Manufacturing | MW of Load | 1 | 2040 | 0.36121
ENS | Low | Dynamic Pricing | Dynamic Pricing with enabling tech. | Large Industrial | Miscellaneous | MW of Load | 1 | 2040 | 0.21713
ENS | Low | Dynamic Pricing | Dynamic Pricing with enabling tech. | Large Industrial | Offices | MW of Load | 1 | 2040 | 0.016889
ENS | Low | Dynamic Pricing | Dynamic Pricing with enabling tech. | Large Industrial | Retail Trade | MW of Load | 1 | 2040 | 0.077054
ENS | Low | Dynamic Pricing | Dynamic Pricing with enabling tech. | Large Industrial | Services | MW of Load | 1 | 2040 | 0.042225
ENS | Low | Dynamic Pricing | Dynamic Pricing w/o enabling tech. | Large Industrial | Manufacturing | MW of Load | 1 | 2040 | 0.13688
ENS | Low | Dynamic Pricing | Dynamic Pricing w/o enabling tech. | Large Industrial | Miscellaneous | MW of Load | 1 | 2040 | 0.082281
ENS | Low | Dynamic Pricing | Dynamic Pricing w/o enabling tech. | Large Industrial | Offices | MW of Load | 1 | 2040 | 0.0064001
ENS | Low | Dynamic Pricing | Dynamic Pricing w/o enabling tech. | Large Industrial | Retail Trade | MW of Load | 1 | 2040 | 0.029199
ENS | Low | Dynamic Pricing | Dynamic Pricing w/o enabling tech. | Large Industrial | Services | MW of Load | 1 | 2040 | 0.016001
ENS | Low | Dynamic Pricing | Dynamic Pricing with enabling tech. | Interruptible Rider | Manufacturing | MW of Load | 1 | 2040 | 0.085509
ENS | Low | Dynamic Pricing | Dynamic Pricing with enabling tech. | Interruptible Rider | Miscellaneous | MW of Load | 1 | 2040 | 0.20786
ENS | Low | Dynamic Pricing | Dynamic Pricing with enabling tech. | Interruptible Rider | Retail Trade | MW of Load | 1 | 2040 | 0.012205
ENS | Low | Dynamic Pricing | Dynamic Pricing w/o enabling tech. | Interruptible Rider | Manufacturing | MW of Load | 1 | 2040 | 0.032404
ENS | Low | Dynamic Pricing | Dynamic Pricing w/o enabling tech. | Interruptible Rider | Miscellaneous | MW of Load | 1 | 2040 | 0.078768
ENS | Low | Dynamic Pricing | Dynamic Pricing w/o enabling tech. | Interruptible Rider | Retail Trade | MW of Load | 1 | 2040 | 0.0046252
ENS | Low | Dynamic Pricing | Dynamic Pricing with enabling tech. | Residential | Residential Market Rate | MW of Load | 1 | 2040 | 12.7078
ENS | Low | Dynamic Pricing | Dynamic Pricing w/o enabling tech. | Residential | Residential Market Rate | MW of Load | 1 | 2040 | 7.1063
ENS | Low | BTM Battery Control | BTM Battery Control | Small Commercial | Manufacturing | MW of Load | 0 | 2040 | 0.026608
ENS | Low | BTM Battery Control | BTM Battery Control | Small Commercial | Miscellaneous | MW of Load | 0 | 2040 | 0.19824
ENS | Low | BTM Battery Control | BTM Battery Control | Small Commercial | Offices | MW of Load | 0 | 2040 | 0.068049
ENS | Low | BTM Battery Control | BTM Battery Control | Small Commercial | Retail Trade | MW of Load | 0 | 2040 | 0.11877
ENS | Low | BTM Battery Control | BTM Battery Control | Small Commercial | Services | MW of Load | 0 | 2040 | 0.25853
ENS | Low | BTM Battery Control | BTM Battery Control | Large Commercial | Offices | MW of Load | 0 | 2040 | 0.038734
ENS | Low | BTM Battery Control | BTM Battery Control | Large Commercial | Services | MW of Load | 0 | 2040 | 0.20658
ENS | Low | BTM Battery Control | BTM Battery Control | Small Industrial | Manufacturing | MW of Load | 0 | 2040 | 0.00064962
ENS | Low | BTM Battery Control | BTM Battery Control | Small Industrial | Miscellaneous | MW of Load | 0 | 2040 | 0.0042299
ENS | Low | BTM Battery Control | BTM Battery Control | Small Industrial | Offices | MW of Load | 0 | 2040 | 0.0016683
ENS | Low | BTM Battery Control | BTM Battery Control | Small Industrial | Retail Trade | MW of Load | 0 | 2040 | 0.0029159
ENS | Low | BTM Battery Control | BTM Battery Control | Small Industrial | Services | MW of Load | 0 | 2040 | 0.0063412
ENS | Low | BTM Battery Control | BTM Battery Control | Large Industrial | Manufacturing | MW of Load | 0 | 2040 | 0.025359
ENS | Low | BTM Battery Control | BTM Battery Control | Large Industrial | Miscellaneous | MW of Load | 0 | 2040 | 0.11757
ENS | Low | BTM Battery Control | BTM Battery Control | Large Industrial | Offices | MW of Load | 0 | 2040 | 0.013832
ENS | Low | BTM Battery Control | BTM Battery Control | Large Industrial | Retail Trade | MW of Load | 0 | 2040 | 0.06916
ENS | Low | BTM Battery Control | BTM Battery Control | Large Industrial | Services | MW of Load | 0 | 2040 | 0.14985
ENS | Low | BTM Battery Control | BTM Battery Control | Interruptible Rider | Manufacturing | MW of Load | 0 | 2040 | 0.033897
ENS | Low | BTM Battery Control | BTM Battery Control | Interruptible Rider | Miscellaneous | MW of Load | 0 | 2040 | 0.090391
ENS | Low | BTM Battery Control | BTM Battery Control | Interruptible Rider | Retail Trade | MW of Load | 0 | 2040 | 0.13559
ENS | Low | BTM Battery Control | BTM Battery Control | Residential | Residential LI | MW of Load | 0 | 2040 | 0.92818
ENS | Low | BTM Battery Control | BTM Battery Control | Residential | Residential Market Rate | MW of Load | 0 | 2040 | 5.7783
ENS | Low | EV Charging Control | EV Charging Control | EV | EV | MW of Load | 0 | 2040 | 3.5301
ENS | Low | Behavioral DR | Behavioral DR | Residential | Residential LI | MW of Load | 0 | 2040 | 0.30796
ENS | Low | Behavioral DR | Behavioral DR | Residential | Residential Market Rate | MW of Load | 0 | 2040 | 1.8371
ENS | Low | DLC | DLC-Switch-Water Heating | Small Commercial | Miscellaneous | MW of Load | 1 | 2041 | 0.022976
ENS | Low | DLC | DLC-Switch-Water Heating | Small Commercial | Offices | MW of Load | 1 | 2041 | 0.013138
ENS | Low | DLC | DLC-Switch-Water Heating | Small Commercial | Retail Trade | MW of Load | 1 | 2041 | 0.080146
ENS | Low | DLC | DLC-Switch-Water Heating | Small Commercial | Services | MW of Load | 1 | 2041 | 0.096021
ENS | Low | DLC | DLC-Thermostat-HVAC | Small Commercial | Miscellaneous | MW of Load | 1 | 2041 | 0.12011
ENS | Low | DLC | DLC-Thermostat-HVAC | Small Commercial | Offices | MW of Load | 1 | 2041 | 0.19244
ENS | Low | DLC | DLC-Thermostat-HVAC | Small Commercial | Retail Trade | MW of Load | 1 | 2041 | 0.14439
ENS | Low | DLC | DLC-Thermostat-HVAC | Small Commercial | Services | MW of Load | 1 | 2041 | 0.1736
ENS | Low | DLC | DLC-Switch-Water Heating | Small Industrial | Miscellaneous | MW of Load | 1 | 2041 | 0.0064416
ENS | Low | DLC | DLC-Switch-Water Heating | Small Industrial | Offices | MW of Load | 1 | 2041 | 0.00024145
ENS | Low | DLC | DLC-Switch-Water Heating | Small Industrial | Retail Trade | MW of Load | 1 | 2041 | 0.0017295
ENS | Low | DLC | DLC-Switch-Water Heating | Small Industrial | Services | MW of Load | 1 | 2041 | 0.002156
ENS | Low | DLC | DLC-Thermostat-HVAC | Small Industrial | Miscellaneous | MW of Load | 1 | 2041 | 0.039641
ENS | Low | DLC | DLC-Thermostat-HVAC | Small Industrial | Offices | MW of Load | 1 | 2041 | 0.0039041
ENS | Low | DLC | DLC-Thermostat-HVAC | Small Industrial | Retail Trade | MW of Load | 1 | 2041 | 0.0040926
ENS | Low | DLC | DLC-Thermostat-HVAC | Small Industrial | Services | MW of Load | 1 | 2041 | 0.0051018
ENS | Low | DLC | DLC-Switch-Water Heating | Residential | Residential LI | MW of Load | 1 | 2041 | 3.1655
ENS | Low | DLC | DLC-Switch-Water Heating | Residential | Residential Market Rate | MW of Load | 1 | 2041 | 9.6912
ENS | Low | DLC | DLC-Thermostat-Heat Pump | Residential | Residential LI | MW of Load | 1 | 2041 | 0.58958
ENS | Low | DLC | DLC-Thermostat-Heat Pump | Residential | Residential Market Rate | MW of Load | 1 | 2041 | 7.0896
ENS | Low | DLC | DLC-Thermostat-Electric Furnace | Residential | Residential LI | MW of Load | 1 | 2041 | 3.186
ENS | Low | DLC | DLC-Thermostat-Electric Furnace | Residential | Residential Market Rate | MW of Load | 1 | 2041 | 2.4914
ENS | Low | C&I Curtailment | C&I Curtailment- Manual HVAC Control | Large Commercial | Offices | MW of Load | 1 | 2041 | 0.020903
ENS | Low | C&I Curtailment | C&I Curtailment- Manual HVAC Control | Large Commercial | Services | MW of Load | 1 | 2041 | 0.031446
ENS | Low | C&I Curtailment | C&I Curtailment- Auto-DR HVAC Control | Large Commercial | Offices | MW of Load | 1 | 2041 | 0.13647
ENS | Low | C&I Curtailment | C&I Curtailment- Auto-DR HVAC Control | Large Commercial | Services | MW of Load | 1 | 2041 | 0.20531
ENS | Low | C&I Curtailment | C&I Curtailment- Standard Lighting Control | Large Commercial | Offices | MW of Load | 1 | 2041 | 0.0045141
ENS | Low | C&I Curtailment | C&I Curtailment- Standard Lighting Control | Large Commercial | Services | MW of Load | 1 | 2041 | 0.039128
ENS | Low | C&I Curtailment | C&I Curtailment- Advanced Lighting Control | Large Commercial | Offices | MW of Load | 1 | 2041 | 0.002257
ENS | Low | C&I Curtailment | C&I Curtailment- Advanced Lighting Control | Large Commercial | Services | MW of Load | 1 | 2041 | 0.019564
ENS | Low | C&I Curtailment | C&I Curtailment- Water Heating Control | Large Commercial | Offices | MW of Load | 1 | 2041 | 0.0012816
ENS | Low | C&I Curtailment | C&I Curtailment- Water Heating Control | Large Commercial | Services | MW of Load | 1 | 2041 | 0.014368
ENS | Low | C&I Curtailment | C&I Curtailment- Other | Large Commercial | Offices | MW of Load | 1 | 2041 | 0.018278
ENS | Low | C&I Curtailment | C&I Curtailment- Other | Large Commercial | Services | MW of Load | 1 | 2041 | 0.13124
ENS | Low | C&I Curtailment | C&I Curtailment- Manual HVAC Control | Large Industrial | Miscellaneous | MW of Load | 1 | 2041 | 0.0099384
ENS | Low | C&I Curtailment | C&I Curtailment- Manual HVAC Control | Large Industrial | Offices | MW of Load | 1 | 2041 | 0.0065861
ENS | Low | C&I Curtailment | C&I Curtailment- Manual HVAC Control | Large Industrial | Retail Trade | MW of Load | 1 | 2041 | 0.013695
ENS | Low | C&I Curtailment | C&I Curtailment- Manual HVAC Control | Large Industrial | Services | MW of Load | 1 | 2041 | 0.0040641
ENS | Low | C&I Curtailment | C&I Curtailment- Auto-DR HVAC Control | Large Industrial | Miscellaneous | MW of Load | 1 | 2041 | 0.064886
ENS | Low | C&I Curtailment | C&I Curtailment- Auto-DR HVAC Control | Large Industrial | Offices | MW of Load | 1 | 2041 | 0.043
ENS | Low | C&I Curtailment | C&I Curtailment- Auto-DR HVAC Control | Large Industrial | Retail Trade | MW of Load | 1 | 2041 | 0.089412
ENS | Low | C&I Curtailment | C&I Curtailment- Auto-DR HVAC Control | Large Industrial | Services | MW of Load | 1 | 2041 | 0.026534
ENS | Low | C&I Curtailment | C&I Curtailment- Standard Lighting Control | Large Industrial | Miscellaneous | MW of Load | 1 | 2041 | 0.013585
ENS | Low | C&I Curtailment | C&I Curtailment- Standard Lighting Control | Large Industrial | Offices | MW of Load | 1 | 2041 | 0.0023801
ENS | Low | C&I Curtailment | C&I Curtailment- Standard Lighting Control | Large Industrial | Retail Trade | MW of Load | 1 | 2041 | 0.017041
ENS | Low | C&I Curtailment | C&I Curtailment- Standard Lighting Control | Large Industrial | Services | MW of Load | 1 | 2041 | 0.005057
ENS | Low | C&I Curtailment | C&I Curtailment- Advanced Lighting Control | Large Industrial | Miscellaneous | MW of Load | 1 | 2041 | 0.0067925
ENS | Low | C&I Curtailment | C&I Curtailment- Advanced Lighting Control | Large Industrial | Offices | MW of Load | 1 | 2041 | 0.0011901
ENS | Low | C&I Curtailment | C&I Curtailment- Advanced Lighting Control | Large Industrial | Retail Trade | MW of Load | 1 | 2041 | 0.0085203
ENS | Low | C&I Curtailment | C&I Curtailment- Advanced Lighting Control | Large Industrial | Services | MW of Load | 1 | 2041 | 0.0025285
ENS | Low | C&I Curtailment | C&I Curtailment- Water Heating Control | Large Industrial | Miscellaneous | MW of Load | 1 | 2041 | 0.0010702
ENS | Low | C&I Curtailment | C&I Curtailment- Water Heating Control | Large Industrial | Offices | MW of Load | 1 | 2041 | 0.0003271
ENS | Low | C&I Curtailment | C&I Curtailment- Water Heating Control | Large Industrial | Retail Trade | MW of Load | 1 | 2041 | 0.0062573
ENS | Low | C&I Curtailment | C&I Curtailment- Water Heating Control | Large Industrial | Services | MW of Load | 1 | 2041 | 0.0018569
ENS | Low | C&I Curtailment | C&I Curtailment- Other | Large Industrial | Miscellaneous | MW of Load | 1 | 2041 | 0.022238
ENS | Low | C&I Curtailment | C&I Curtailment- Other | Large Industrial | Offices | MW of Load | 1 | 2041 | 0.0062904
ENS | Low | C&I Curtailment | C&I Curtailment- Other | Large Industrial | Retail Trade | MW of Load | 1 | 2041 | 0.057158
ENS | Low | C&I Curtailment | C&I Curtailment- Other | Large Industrial | Services | MW of Load | 1 | 2041 | 0.016962
ENS | Low | C&I Curtailment | C&I Curtailment- Industrial | Large Industrial | Manufacturing | MW of Load | 1 | 2041 | 0.68945
ENS | Low | C&I Curtailment | C&I Curtailment- Manual HVAC Control | Interruptible Rider | Miscellaneous | MW of Load | 1 | 2041 | 0.26801
ENS | Low | C&I Curtailment | C&I Curtailment- Manual HVAC Control | Interruptible Rider | Retail Trade | MW of Load | 1 | 2041 | 0.0063525
ENS | Low | C&I Curtailment | C&I Curtailment- Auto-DR HVAC Control | Interruptible Rider | Miscellaneous | MW of Load | 1 | 2041 | 1.7498
ENS | Low | C&I Curtailment | C&I Curtailment- Auto-DR HVAC Control | Interruptible Rider | Retail Trade | MW of Load | 1 | 2041 | 0.041474
ENS | Low | C&I Curtailment | C&I Curtailment- Standard Lighting Control | Interruptible Rider | Miscellaneous | MW of Load | 1 | 2041 | 0.12484
ENS | Low | C&I Curtailment | C&I Curtailment- Standard Lighting Control | Interruptible Rider | Retail Trade | MW of Load | 1 | 2041 | 0.0099186
ENS | Low | C&I Curtailment | C&I Curtailment- Advanced Lighting Control | Interruptible Rider | Miscellaneous | MW of Load | 1 | 2041 | 0.06242
ENS | Low | C&I Curtailment | C&I Curtailment- Advanced Lighting Control | Interruptible Rider | Retail Trade | MW of Load | 1 | 2041 | 0.0049593
ENS | Low | C&I Curtailment | C&I Curtailment- Water Heating Control | Interruptible Rider | Miscellaneous | MW of Load | 1 | 2041 | 0.015899
ENS | Low | C&I Curtailment | C&I Curtailment- Water Heating Control | Interruptible Rider | Retail Trade | MW of Load | 1 | 2041 | 0.0021712
ENS | Low | C&I Curtailment | C&I Curtailment- Other | Interruptible Rider | Miscellaneous | MW of Load | 1 | 2041 | 0.28299
ENS | Low | C&I Curtailment | C&I Curtailment- Other | Interruptible Rider | Retail Trade | MW of Load | 1 | 2041 | 0.023324
ENS | Low | C&I Curtailment | C&I Curtailment- Industrial | Interruptible Rider | Manufacturing | MW of Load | 1 | 2041 | 0.44078
ENS | Low | Dynamic Pricing | Dynamic Pricing with enabling tech. | Small Commercial | Manufacturing | MW of Load | 1 | 2041 | 0.022394
ENS | Low | Dynamic Pricing | Dynamic Pricing with enabling tech. | Small Commercial | Miscellaneous | MW of Load | 1 | 2041 | 0.26291
ENS | Low | Dynamic Pricing | Dynamic Pricing with enabling tech. | Small Commercial | Offices | MW of Load | 1 | 2041 | 0.20681
ENS | Low | Dynamic Pricing | Dynamic Pricing with enabling tech. | Small Commercial | Retail Trade | MW of Load | 1 | 2041 | 0.45854
ENS | Low | Dynamic Pricing | Dynamic Pricing with enabling tech. | Small Commercial | Services | MW of Load | 1 | 2041 | 0.55072
ENS | Low | Dynamic Pricing | Dynamic Pricing w/o enabling tech. | Small Commercial | Manufacturing | MW of Load | 1 | 2041 | 0.0013227
ENS | Low | Dynamic Pricing | Dynamic Pricing w/o enabling tech. | Small Commercial | Miscellaneous | MW of Load | 1 | 2041 | 0.015528
ENS | Low | Dynamic Pricing | Dynamic Pricing w/o enabling tech. | Small Commercial | Offices | MW of Load | 1 | 2041 | 0.012215
ENS | Low | Dynamic Pricing | Dynamic Pricing w/o enabling tech. | Small Commercial | Retail Trade | MW of Load | 1 | 2041 | 0.027083
ENS | Low | Dynamic Pricing | Dynamic Pricing w/o enabling tech. | Small Commercial | Services | MW of Load | 1 | 2041 | 0.032527
ENS | Low | Dynamic Pricing | Dynamic Pricing with enabling tech. | Large Commercial | Offices | MW of Load | 1 | 2041 | 0.050983
ENS | Low | Dynamic Pricing | Dynamic Pricing with enabling tech. | Large Commercial | Services | MW of Load | 1 | 2041 | 0.33073
ENS | Low | Dynamic Pricing | Dynamic Pricing w/o enabling tech. | Large Commercial | Offices | MW of Load | 1 | 2041 | 0.01932
ENS | Low | Dynamic Pricing | Dynamic Pricing w/o enabling tech. | Large Commercial | Services | MW of Load | 1 | 2041 | 0.12533
ENS | Low | Dynamic Pricing | Dynamic Pricing with enabling tech. | Small Industrial | Manufacturing | MW of Load | 1 | 2041 | 0.046947
ENS | Low | Dynamic Pricing | Dynamic Pricing with enabling tech. | Small Industrial | Miscellaneous | MW of Load | 1 | 2041 | 0.070695
ENS | Low | Dynamic Pricing | Dynamic Pricing with enabling tech. | Small Industrial | Offices | MW of Load | 1 | 2041 | 0.0043077
ENS | Low | Dynamic Pricing | Dynamic Pricing with enabling tech. | Small Industrial | Retail Trade | MW of Load | 1 | 2041 | 0.012024
ENS | Low | Dynamic Pricing | Dynamic Pricing with enabling tech. | Small Industrial | Services | MW of Load | 1 | 2041 | 0.01499
ENS | Low | Dynamic Pricing | Dynamic Pricing w/o enabling tech. | Small Industrial | Manufacturing | MW of Load | 1 | 2041 | 0.0027728
ENS | Low | Dynamic Pricing | Dynamic Pricing w/o enabling tech. | Small Industrial | Miscellaneous | MW of Load | 1 | 2041 | 0.0041754
ENS | Low | Dynamic Pricing | Dynamic Pricing w/o enabling tech. | Small Industrial | Offices | MW of Load | 1 | 2041 | 0.00025442
ENS | Low | Dynamic Pricing | Dynamic Pricing w/o enabling tech. | Small Industrial | Retail Trade | MW of Load | 1 | 2041 | 0.00071018
ENS | Low | Dynamic Pricing | Dynamic Pricing w/o enabling tech. | Small Industrial | Services | MW of Load | 1 | 2041 | 0.00088532
ENS | Low | Dynamic Pricing | Dynamic Pricing with enabling tech. | Large Industrial | Manufacturing | MW of Load | 1 | 2041 | 0.36106
ENS | Low | Dynamic Pricing | Dynamic Pricing with enabling tech. | Large Industrial | Miscellaneous | MW of Load | 1 | 2041 | 0.2194
ENS | Low | Dynamic Pricing | Dynamic Pricing with enabling tech. | Large Industrial | Offices | MW of Load | 1 | 2041 | 0.017151
ENS | Low | Dynamic Pricing | Dynamic Pricing with enabling tech. | Large Industrial | Retail Trade | MW of Load | 1 | 2041 | 0.078002
ENS | Low | Dynamic Pricing | Dynamic Pricing with enabling tech. | Large Industrial | Services | MW of Load | 1 | 2041 | 0.042744
ENS | Low | Dynamic Pricing | Dynamic Pricing w/o enabling tech. | Large Industrial | Manufacturing | MW of Load | 1 | 2041 | 0.13682
ENS | Low | Dynamic Pricing | Dynamic Pricing w/o enabling tech. | Large Industrial | Miscellaneous | MW of Load | 1 | 2041 | 0.083139
ENS | Low | Dynamic Pricing | Dynamic Pricing w/o enabling tech. | Large Industrial | Offices | MW of Load | 1 | 2041 | 0.0064995
ENS | Low | Dynamic Pricing | Dynamic Pricing w/o enabling tech. | Large Industrial | Retail Trade | MW of Load | 1 | 2041 | 0.029559
ENS | Low | Dynamic Pricing | Dynamic Pricing w/o enabling tech. | Large Industrial | Services | MW of Load | 1 | 2041 | 0.016198
ENS | Low | Dynamic Pricing | Dynamic Pricing with enabling tech. | Interruptible Rider | Manufacturing | MW of Load | 1 | 2041 | 0.084272
ENS | Low | Dynamic Pricing | Dynamic Pricing with enabling tech. | Interruptible Rider | Miscellaneous | MW of Load | 1 | 2041 | 0.20697
ENS | Low | Dynamic Pricing | Dynamic Pricing with enabling tech. | Interruptible Rider | Retail Trade | MW of Load | 1 | 2041 | 0.012153
ENS | Low | Dynamic Pricing | Dynamic Pricing w/o enabling tech. | Interruptible Rider | Manufacturing | MW of Load | 1 | 2041 | 0.031935
ENS | Low | Dynamic Pricing | Dynamic Pricing w/o enabling tech. | Interruptible Rider | Miscellaneous | MW of Load | 1 | 2041 | 0.078432
ENS | Low | Dynamic Pricing | Dynamic Pricing w/o enabling tech. | Interruptible Rider | Retail Trade | MW of Load | 1 | 2041 | 0.0046053
ENS | Low | Dynamic Pricing | Dynamic Pricing with enabling tech. | Residential | Residential Market Rate | MW of Load | 1 | 2041 | 12.7043
ENS | Low | Dynamic Pricing | Dynamic Pricing w/o enabling tech. | Residential | Residential Market Rate | MW of Load | 1 | 2041 | 7.1044
ENS | Low | BTM Battery Control | BTM Battery Control | Small Commercial | Manufacturing | MW of Load | 0 | 2041 | 0.026609
ENS | Low | BTM Battery Control | BTM Battery Control | Small Commercial | Miscellaneous | MW of Load | 0 | 2041 | 0.19837
ENS | Low | BTM Battery Control | BTM Battery Control | Small Commercial | Offices | MW of Load | 0 | 2041 | 0.06805
ENS | Low | BTM Battery Control | BTM Battery Control | Small Commercial | Retail Trade | MW of Load | 0 | 2041 | 0.11875
ENS | Low | BTM Battery Control | BTM Battery Control | Small Commercial | Services | MW of Load | 0 | 2041 | 0.2585
ENS | Low | BTM Battery Control | BTM Battery Control | Large Commercial | Offices | MW of Load | 0 | 2041 | 0.038735
ENS | Low | BTM Battery Control | BTM Battery Control | Large Commercial | Services | MW of Load | 0 | 2041 | 0.20658
ENS | Low | BTM Battery Control | BTM Battery Control | Small Industrial | Manufacturing | MW of Load | 0 | 2041 | 0.00064963
ENS | Low | BTM Battery Control | BTM Battery Control | Small Industrial | Miscellaneous | MW of Load | 0 | 2041 | 0.00423
ENS | Low | BTM Battery Control | BTM Battery Control | Small Industrial | Offices | MW of Load | 0 | 2041 | 0.0016684
ENS | Low | BTM Battery Control | BTM Battery Control | Small Industrial | Retail Trade | MW of Load | 0 | 2041 | 0.002916
ENS | Low | BTM Battery Control | BTM Battery Control | Small Industrial | Services | MW of Load | 0 | 2041 | 0.0063413
ENS | Low | BTM Battery Control | BTM Battery Control | Large Industrial | Manufacturing | MW of Load | 0 | 2041 | 0.025359
ENS | Low | BTM Battery Control | BTM Battery Control | Large Industrial | Miscellaneous | MW of Load | 0 | 2041 | 0.11757
ENS | Low | BTM Battery Control | BTM Battery Control | Large Industrial | Offices | MW of Load | 0 | 2041 | 0.013832
ENS | Low | BTM Battery Control | BTM Battery Control | Large Industrial | Retail Trade | MW of Load | 0 | 2041 | 0.069161
ENS | Low | BTM Battery Control | BTM Battery Control | Large Industrial | Services | MW of Load | 0 | 2041 | 0.14985
ENS | Low | BTM Battery Control | BTM Battery Control | Interruptible Rider | Manufacturing | MW of Load | 0 | 2041 | 0.033898
ENS | Low | BTM Battery Control | BTM Battery Control | Interruptible Rider | Miscellaneous | MW of Load | 0 | 2041 | 0.090393
ENS | Low | BTM Battery Control | BTM Battery Control | Interruptible Rider | Retail Trade | MW of Load | 0 | 2041 | 0.13559
ENS | Low | BTM Battery Control | BTM Battery Control | Residential | Residential LI | MW of Load | 0 | 2041 | 0.93276
ENS | Low | BTM Battery Control | BTM Battery Control | Residential | Residential Market Rate | MW of Load | 0 | 2041 | 5.8068
ENS | Low | EV Charging Control | EV Charging Control | EV | EV | MW of Load | 0 | 2041 | 3.8927
ENS | Low | Behavioral DR | Behavioral DR | Residential | Residential LI | MW of Load | 0 | 2041 | 0.30726
ENS | Low | Behavioral DR | Behavioral DR | Residential | Residential Market Rate | MW of Load | 0 | 2041 | 1.8366
ENS | Low | DLC | DLC-Switch-Water Heating | Small Commercial | Miscellaneous | MW of Load | 1 | 2042 | 0.022884
ENS | Low | DLC | DLC-Switch-Water Heating | Small Commercial | Offices | MW of Load | 1 | 2042 | 0.013038
ENS | Low | DLC | DLC-Switch-Water Heating | Small Commercial | Retail Trade | MW of Load | 1 | 2042 | 0.079892
ENS | Low | DLC | DLC-Switch-Water Heating | Small Commercial | Services | MW of Load | 1 | 2042 | 0.095698
ENS | Low | DLC | DLC-Thermostat-HVAC | Small Commercial | Miscellaneous | MW of Load | 1 | 2042 | 0.11779
ENS | Low | DLC | DLC-Thermostat-HVAC | Small Commercial | Offices | MW of Load | 1 | 2042 | 0.18995
ENS | Low | DLC | DLC-Thermostat-HVAC | Small Commercial | Retail Trade | MW of Load | 1 | 2042 | 0.13987
ENS | Low | DLC | DLC-Thermostat-HVAC | Small Commercial | Services | MW of Load | 1 | 2042 | 0.16817
ENS | Low | DLC | DLC-Switch-Water Heating | Small Industrial | Miscellaneous | MW of Load | 1 | 2042 | 0.0064956
ENS | Low | DLC | DLC-Switch-Water Heating | Small Industrial | Offices | MW of Load | 1 | 2042 | 0.0002427
ENS | Low | DLC | DLC-Switch-Water Heating | Small Industrial | Retail Trade | MW of Load | 1 | 2042 | 0.0017437
ENS | Low | DLC | DLC-Switch-Water Heating | Small Industrial | Services | MW of Load | 1 | 2042 | 0.0021737
ENS | Low | DLC | DLC-Thermostat-HVAC | Small Industrial | Miscellaneous | MW of Load | 1 | 2042 | 0.03961
ENS | Low | DLC | DLC-Thermostat-HVAC | Small Industrial | Offices | MW of Load | 1 | 2042 | 0.0039185
ENS | Low | DLC | DLC-Thermostat-HVAC | Small Industrial | Retail Trade | MW of Load | 1 | 2042 | 0.0040676
ENS | Low | DLC | DLC-Thermostat-HVAC | Small Industrial | Services | MW of Load | 1 | 2042 | 0.0050707
ENS | Low | DLC | DLC-Switch-Water Heating | Residential | Residential LI | MW of Load | 1 | 2042 | 3.1761
ENS | Low | DLC | DLC-Switch-Water Heating | Residential | Residential Market Rate | MW of Load | 1 | 2042 | 9.717
ENS | Low | DLC | DLC-Thermostat-Heat Pump | Residential | Residential LI | MW of Load | 1 | 2042 | 0.61919
ENS | Low | DLC | DLC-Thermostat-Heat Pump | Residential | Residential Market Rate | MW of Load | 1 | 2042 | 7.2123
ENS | Low | DLC | DLC-Thermostat-Electric Furnace | Residential | Residential LI | MW of Load | 1 | 2042 | 3.1639
ENS | Low | DLC | DLC-Thermostat-Electric Furnace | Residential | Residential Market Rate | MW of Load | 1 | 2042 | 2.3795
ENS | Low | C&I Curtailment | C&I Curtailment- Manual HVAC Control | Large Commercial | Offices | MW of Load | 1 | 2042 | 0.020729
ENS | Low | C&I Curtailment | C&I Curtailment- Manual HVAC Control | Large Commercial | Services | MW of Load | 1 | 2042 | 0.03058
ENS | Low | C&I Curtailment | C&I Curtailment- Auto-DR HVAC Control | Large Commercial | Offices | MW of Load | 1 | 2042 | 0.13534
ENS | Low | C&I Curtailment | C&I Curtailment- Auto-DR HVAC Control | Large Commercial | Services | MW of Load | 1 | 2042 | 0.19965
ENS | Low | C&I Curtailment | C&I Curtailment- Standard Lighting Control | Large Commercial | Offices | MW of Load | 1 | 2042 | 0.004208
ENS | Low | C&I Curtailment | C&I Curtailment- Standard Lighting Control | Large Commercial | Services | MW of Load | 1 | 2042 | 0.037492
ENS | Low | C&I Curtailment | C&I Curtailment- Advanced Lighting Control | Large Commercial | Offices | MW of Load | 1 | 2042 | 0.002104
ENS | Low | C&I Curtailment | C&I Curtailment- Advanced Lighting Control | Large Commercial | Services | MW of Load | 1 | 2042 | 0.018746
ENS | Low | C&I Curtailment | C&I Curtailment- Water Heating Control | Large Commercial | Offices | MW of Load | 1 | 2042 | 0.001283
ENS | Low | C&I Curtailment | C&I Curtailment- Water Heating Control | Large Commercial | Services | MW of Load | 1 | 2042 | 0.014389
ENS | Low | C&I Curtailment | C&I Curtailment- Other | Large Commercial | Offices | MW of Load | 1 | 2042 | 0.018094
ENS | Low | C&I Curtailment | C&I Curtailment- Other | Large Commercial | Services | MW of Load | 1 | 2042 | 0.13041
ENS | Low | C&I Curtailment | C&I Curtailment- Manual HVAC Control | Large Industrial | Miscellaneous | MW of Load | 1 | 2042 | 0.010015
ENS | Low | C&I Curtailment | C&I Curtailment- Manual HVAC Control | Large Industrial | Offices | MW of Load | 1 | 2042 | 0.0066877
ENS | Low | C&I Curtailment | C&I Curtailment- Manual HVAC Control | Large Industrial | Retail Trade | MW of Load | 1 | 2042 | 0.013645
ENS | Low | C&I Curtailment | C&I Curtailment- Manual HVAC Control | Large Industrial | Services | MW of Load | 1 | 2042 | 0.0040494
ENS | Low | C&I Curtailment | C&I Curtailment- Auto-DR HVAC Control | Large Industrial | Miscellaneous | MW of Load | 1 | 2042 | 0.065388
ENS | Low | C&I Curtailment | C&I Curtailment- Auto-DR HVAC Control | Large Industrial | Offices | MW of Load | 1 | 2042 | 0.043663
ENS | Low | C&I Curtailment | C&I Curtailment- Auto-DR HVAC Control | Large Industrial | Retail Trade | MW of Load | 1 | 2042 | 0.089088
ENS | Low | C&I Curtailment | C&I Curtailment- Auto-DR HVAC Control | Large Industrial | Services | MW of Load | 1 | 2042 | 0.026438
ENS | Low | C&I Curtailment | C&I Curtailment- Standard Lighting Control | Large Industrial | Miscellaneous | MW of Load | 1 | 2042 | 0.013571
ENS | Low | C&I Curtailment | C&I Curtailment- Standard Lighting Control | Large Industrial | Offices | MW of Load | 1 | 2042 | 0.0023487
ENS | Low | C&I Curtailment | C&I Curtailment- Standard Lighting Control | Large Industrial | Retail Trade | MW of Load | 1 | 2042 | 0.01673
ENS | Low | C&I Curtailment | C&I Curtailment- Standard Lighting Control | Large Industrial | Services | MW of Load | 1 | 2042 | 0.0049647
ENS | Low | C&I Curtailment | C&I Curtailment- Advanced Lighting Control | Large Industrial | Miscellaneous | MW of Load | 1 | 2042 | 0.0067855
ENS | Low | C&I Curtailment | C&I Curtailment- Advanced Lighting Control | Large Industrial | Offices | MW of Load | 1 | 2042 | 0.0011744
ENS | Low | C&I Curtailment | C&I Curtailment- Advanced Lighting Control | Large Industrial | Retail Trade | MW of Load | 1 | 2042 | 0.0083648
ENS | Low | C&I Curtailment | C&I Curtailment- Advanced Lighting Control | Large Industrial | Services | MW of Load | 1 | 2042 | 0.0024823
ENS | Low | C&I Curtailment | C&I Curtailment- Water Heating Control | Large Industrial | Miscellaneous | MW of Load | 1 | 2042 | 0.0010857
ENS | Low | C&I Curtailment | C&I Curtailment- Water Heating Control | Large Industrial | Offices | MW of Load | 1 | 2042 | 0.00033244
ENS | Low | C&I Curtailment | C&I Curtailment- Water Heating Control | Large Industrial | Retail Trade | MW of Load | 1 | 2042 | 0.0064206
ENS | Low | C&I Curtailment | C&I Curtailment- Water Heating Control | Large Industrial | Services | MW of Load | 1 | 2042 | 0.0019054
ENS | Low | C&I Curtailment | C&I Curtailment- Other | Large Industrial | Miscellaneous | MW of Load | 1 | 2042 | 0.022545
ENS | Low | C&I Curtailment | C&I Curtailment- Other | Large Industrial | Offices | MW of Load | 1 | 2042 | 0.0064075
ENS | Low | C&I Curtailment | C&I Curtailment- Other | Large Industrial | Retail Trade | MW of Load | 1 | 2042 | 0.058192
ENS | Low | C&I Curtailment | C&I Curtailment- Other | Large Industrial | Services | MW of Load | 1 | 2042 | 0.017269
ENS | Low | C&I Curtailment | C&I Curtailment- Industrial | Large Industrial | Manufacturing | MW of Load | 1 | 2042 | 0.68949
ENS | Low | C&I Curtailment | C&I Curtailment- Manual HVAC Control | Interruptible Rider | Miscellaneous | MW of Load | 1 | 2042 | 0.26707
ENS | Low | C&I Curtailment | C&I Curtailment- Manual HVAC Control | Interruptible Rider | Retail Trade | MW of Load | 1 | 2042 | 0.0062685
ENS | Low | C&I Curtailment | C&I Curtailment- Auto-DR HVAC Control | Interruptible Rider | Miscellaneous | MW of Load | 1 | 2042 | 1.7437
ENS | Low | C&I Curtailment | C&I Curtailment- Auto-DR HVAC Control | Interruptible Rider | Retail Trade | MW of Load | 1 | 2042 | 0.040926
ENS | Low | C&I Curtailment | C&I Curtailment- Standard Lighting Control | Interruptible Rider | Miscellaneous | MW of Load | 1 | 2042 | 0.12212
ENS | Low | C&I Curtailment | C&I Curtailment- Standard Lighting Control | Interruptible Rider | Retail Trade | MW of Load | 1 | 2042 | 0.0097638
ENS | Low | C&I Curtailment | C&I Curtailment- Advanced Lighting Control | Interruptible Rider | Miscellaneous | MW of Load | 1 | 2042 | 0.061062
ENS | Low | C&I Curtailment | C&I Curtailment- Advanced Lighting Control | Interruptible Rider | Retail Trade | MW of Load | 1 | 2042 | 0.0048819
ENS | Low | C&I Curtailment | C&I Curtailment- Water Heating Control | Interruptible Rider | Miscellaneous | MW of Load | 1 | 2042 | 0.01588
ENS | Low | C&I Curtailment | C&I Curtailment- Water Heating Control | Interruptible Rider | Retail Trade | MW of Load | 1 | 2042 | 0.0021733
ENS | Low | C&I Curtailment | C&I Curtailment- Other | Interruptible Rider | Miscellaneous | MW of Load | 1 | 2042 | 0.28237
ENS | Low | C&I Curtailment | C&I Curtailment- Other | Interruptible Rider | Retail Trade | MW of Load | 1 | 2042 | 0.023308
ENS | Low | C&I Curtailment | C&I Curtailment- Industrial | Interruptible Rider | Manufacturing | MW of Load | 1 | 2042 | 0.43458
ENS | Low | Dynamic Pricing | Dynamic Pricing with enabling tech. | Small Commercial | Manufacturing | MW of Load | 1 | 2042 | 0.021868
ENS | Low | Dynamic Pricing | Dynamic Pricing with enabling tech. | Small Commercial | Miscellaneous | MW of Load | 1 | 2042 | 0.25941
ENS | Low | Dynamic Pricing | Dynamic Pricing with enabling tech. | Small Commercial | Offices | MW of Load | 1 | 2042 | 0.20387
ENS | Low | Dynamic Pricing | Dynamic Pricing with enabling tech. | Small Commercial | Retail Trade | MW of Load | 1 | 2042 | 0.45123
ENS | Low | Dynamic Pricing | Dynamic Pricing with enabling tech. | Small Commercial | Services | MW of Load | 1 | 2042 | 0.54187
ENS | Low | Dynamic Pricing | Dynamic Pricing w/o enabling tech. | Small Commercial | Manufacturing | MW of Load | 1 | 2042 | 0.0012916
ENS | Low | Dynamic Pricing | Dynamic Pricing w/o enabling tech. | Small Commercial | Miscellaneous | MW of Load | 1 | 2042 | 0.015321
ENS | Low | Dynamic Pricing | Dynamic Pricing w/o enabling tech. | Small Commercial | Offices | MW of Load | 1 | 2042 | 0.012041
ENS | Low | Dynamic Pricing | Dynamic Pricing w/o enabling tech. | Small Commercial | Retail Trade | MW of Load | 1 | 2042 | 0.026651
ENS | Low | Dynamic Pricing | Dynamic Pricing w/o enabling tech. | Small Commercial | Services | MW of Load | 1 | 2042 | 0.032004
ENS | Low | Dynamic Pricing | Dynamic Pricing with enabling tech. | Large Commercial | Offices | MW of Load | 1 | 2042 | 0.050413
ENS | Low | Dynamic Pricing | Dynamic Pricing with enabling tech. | Large Commercial | Services | MW of Load | 1 | 2042 | 0.32686
ENS | Low | Dynamic Pricing | Dynamic Pricing w/o enabling tech. | Large Commercial | Offices | MW of Load | 1 | 2042 | 0.019104
ENS | Low | Dynamic Pricing | Dynamic Pricing w/o enabling tech. | Large Commercial | Services | MW of Load | 1 | 2042 | 0.12386
ENS | Low | Dynamic Pricing | Dynamic Pricing with enabling tech. | Small Industrial | Manufacturing | MW of Load | 1 | 2042 | 0.04662
ENS | Low | Dynamic Pricing | Dynamic Pricing with enabling tech. | Small Industrial | Miscellaneous | MW of Load | 1 | 2042 | 0.070814
ENS | Low | Dynamic Pricing | Dynamic Pricing with enabling tech. | Small Industrial | Offices | MW of Load | 1 | 2042 | 0.0043218
ENS | Low | Dynamic Pricing | Dynamic Pricing with enabling tech. | Small Industrial | Retail Trade | MW of Load | 1 | 2042 | 0.012062
ENS | Low | Dynamic Pricing | Dynamic Pricing with enabling tech. | Small Industrial | Services | MW of Load | 1 | 2042 | 0.015037
ENS | Low | Dynamic Pricing | Dynamic Pricing w/o enabling tech. | Small Industrial | Manufacturing | MW of Load | 1 | 2042 | 0.0027535
ENS | Low | Dynamic Pricing | Dynamic Pricing w/o enabling tech. | Small Industrial | Miscellaneous | MW of Load | 1 | 2042 | 0.0041824
ENS | Low | Dynamic Pricing | Dynamic Pricing w/o enabling tech. | Small Industrial | Offices | MW of Load | 1 | 2042 | 0.00025526
ENS | Low | Dynamic Pricing | Dynamic Pricing w/o enabling tech. | Small Industrial | Retail Trade | MW of Load | 1 | 2042 | 0.00071241
ENS | Low | Dynamic Pricing | Dynamic Pricing w/o enabling tech. | Small Industrial | Services | MW of Load | 1 | 2042 | 0.0008881
ENS | Low | Dynamic Pricing | Dynamic Pricing with enabling tech. | Large Industrial | Manufacturing | MW of Load | 1 | 2042 | 0.36108
ENS | Low | Dynamic Pricing | Dynamic Pricing with enabling tech. | Large Industrial | Miscellaneous | MW of Load | 1 | 2042 | 0.22175
ENS | Low | Dynamic Pricing | Dynamic Pricing with enabling tech. | Large Industrial | Offices | MW of Load | 1 | 2042 | 0.017417
ENS | Low | Dynamic Pricing | Dynamic Pricing with enabling tech. | Large Industrial | Retail Trade | MW of Load | 1 | 2042 | 0.078985
ENS | Low | Dynamic Pricing | Dynamic Pricing with enabling tech. | Large Industrial | Services | MW of Load | 1 | 2042 | 0.043282
ENS | Low | Dynamic Pricing | Dynamic Pricing w/o enabling tech. | Large Industrial | Manufacturing | MW of Load | 1 | 2042 | 0.13683
ENS | Low | Dynamic Pricing | Dynamic Pricing w/o enabling tech. | Large Industrial | Miscellaneous | MW of Load | 1 | 2042 | 0.084031
ENS | Low | Dynamic Pricing | Dynamic Pricing w/o enabling tech. | Large Industrial | Offices | MW of Load | 1 | 2042 | 0.0066001
ENS | Low | Dynamic Pricing | Dynamic Pricing w/o enabling tech. | Large Industrial | Retail Trade | MW of Load | 1 | 2042 | 0.029931
ENS | Low | Dynamic Pricing | Dynamic Pricing w/o enabling tech. | Large Industrial | Services | MW of Load | 1 | 2042 | 0.016402
ENS | Low | Dynamic Pricing | Dynamic Pricing with enabling tech. | Interruptible Rider | Manufacturing | MW of Load | 1 | 2042 | 0.083086
ENS | Low | Dynamic Pricing | Dynamic Pricing with enabling tech. | Interruptible Rider | Miscellaneous | MW of Load | 1 | 2042 | 0.20615
ENS | Low | Dynamic Pricing | Dynamic Pricing with enabling tech. | Interruptible Rider | Retail Trade | MW of Load | 1 | 2042 | 0.012104
ENS | Low | Dynamic Pricing | Dynamic Pricing w/o enabling tech. | Interruptible Rider | Manufacturing | MW of Load | 1 | 2042 | 0.031485
ENS | Low | Dynamic Pricing | Dynamic Pricing w/o enabling tech. | Interruptible Rider | Miscellaneous | MW of Load | 1 | 2042 | 0.078119
ENS | Low | Dynamic Pricing | Dynamic Pricing w/o enabling tech. | Interruptible Rider | Retail Trade | MW of Load | 1 | 2042 | 0.0045866
ENS | Low | Dynamic Pricing | Dynamic Pricing with enabling tech. | Residential | Residential Market Rate | MW of Load | 1 | 2042 | 12.7132
ENS | Low | Dynamic Pricing | Dynamic Pricing w/o enabling tech. | Residential | Residential Market Rate | MW of Load | 1 | 2042 | 7.1093
ENS | Low | BTM Battery Control | BTM Battery Control | Small Commercial | Manufacturing | MW of Load | 0 | 2042 | 0.026609
ENS | Low | BTM Battery Control | BTM Battery Control | Small Commercial | Miscellaneous | MW of Load | 0 | 2042 | 0.19849
ENS | Low | BTM Battery Control | BTM Battery Control | Small Commercial | Offices | MW of Load | 0 | 2042 | 0.068051
ENS | Low | BTM Battery Control | BTM Battery Control | Small Commercial | Retail Trade | MW of Load | 0 | 2042 | 0.11874
ENS | Low | BTM Battery Control | BTM Battery Control | Small Commercial | Services | MW of Load | 0 | 2042 | 0.25849
ENS | Low | BTM Battery Control | BTM Battery Control | Large Commercial | Offices | MW of Load | 0 | 2042 | 0.038735
ENS | Low | BTM Battery Control | BTM Battery Control | Large Commercial | Services | MW of Load | 0 | 2042 | 0.20659
ENS | Low | BTM Battery Control | BTM Battery Control | Small Industrial | Manufacturing | MW of Load | 0 | 2042 | 0.00064964
ENS | Low | BTM Battery Control | BTM Battery Control | Small Industrial | Miscellaneous | MW of Load | 0 | 2042 | 0.0042301
ENS | Low | BTM Battery Control | BTM Battery Control | Small Industrial | Offices | MW of Load | 0 | 2042 | 0.0016684
ENS | Low | BTM Battery Control | BTM Battery Control | Small Industrial | Retail Trade | MW of Load | 0 | 2042 | 0.002916
ENS | Low | BTM Battery Control | BTM Battery Control | Small Industrial | Services | MW of Load | 0 | 2042 | 0.0063414
ENS | Low | BTM Battery Control | BTM Battery Control | Large Industrial | Manufacturing | MW of Load | 0 | 2042 | 0.025359
ENS | Low | BTM Battery Control | BTM Battery Control | Large Industrial | Miscellaneous | MW of Load | 0 | 2042 | 0.11758
ENS | Low | BTM Battery Control | BTM Battery Control | Large Industrial | Offices | MW of Load | 0 | 2042 | 0.013832
ENS | Low | BTM Battery Control | BTM Battery Control | Large Industrial | Retail Trade | MW of Load | 0 | 2042 | 0.069162
ENS | Low | BTM Battery Control | BTM Battery Control | Large Industrial | Services | MW of Load | 0 | 2042 | 0.14985
ENS | Low | BTM Battery Control | BTM Battery Control | Interruptible Rider | Manufacturing | MW of Load | 0 | 2042 | 0.033898
ENS | Low | BTM Battery Control | BTM Battery Control | Interruptible Rider | Miscellaneous | MW of Load | 0 | 2042 | 0.090395
ENS | Low | BTM Battery Control | BTM Battery Control | Interruptible Rider | Retail Trade | MW of Load | 0 | 2042 | 0.13559
ENS | Low | BTM Battery Control | BTM Battery Control | Residential | Residential LI | MW of Load | 0 | 2042 | 0.93737
ENS | Low | BTM Battery Control | BTM Battery Control | Residential | Residential Market Rate | MW of Load | 0 | 2042 | 5.8355
ENS | Low | EV Charging Control | EV Charging Control | EV | EV | MW of Load | 0 | 2042 | 4.2676
ENS | Low | Behavioral DR | Behavioral DR | Residential | Residential LI | MW of Load | 0 | 2042 | 0.30674
ENS | Low | Behavioral DR | Behavioral DR | Residential | Residential Market Rate | MW of Load | 0 | 2042 | 1.8379
ENS | Low | DLC | DLC-Switch-Water Heating | Small Commercial | Miscellaneous | MW of Load | 1 | 2043 | 0.022794
ENS | Low | DLC | DLC-Switch-Water Heating | Small Commercial | Offices | MW of Load | 1 | 2043 | 0.01294
ENS | Low | DLC | DLC-Switch-Water Heating | Small Commercial | Retail Trade | MW of Load | 1 | 2043 | 0.079632
ENS | Low | DLC | DLC-Switch-Water Heating | Small Commercial | Services | MW of Load | 1 | 2043 | 0.095368
ENS | Low | DLC | DLC-Thermostat-HVAC | Small Commercial | Miscellaneous | MW of Load | 1 | 2043 | 0.11559
ENS | Low | DLC | DLC-Thermostat-HVAC | Small Commercial | Offices | MW of Load | 1 | 2043 | 0.18755
ENS | Low | DLC | DLC-Thermostat-HVAC | Small Commercial | Retail Trade | MW of Load | 1 | 2043 | 0.13559
ENS | Low | DLC | DLC-Thermostat-HVAC | Small Commercial | Services | MW of Load | 1 | 2043 | 0.16301
ENS | Low | DLC | DLC-Switch-Water Heating | Small Industrial | Miscellaneous | MW of Load | 1 | 2043 | 0.00655
ENS | Low | DLC | DLC-Switch-Water Heating | Small Industrial | Offices | MW of Load | 1 | 2043 | 0.00024396
ENS | Low | DLC | DLC-Switch-Water Heating | Small Industrial | Retail Trade | MW of Load | 1 | 2043 | 0.001758
ENS | Low | DLC | DLC-Switch-Water Heating | Small Industrial | Services | MW of Load | 1 | 2043 | 0.0021915
ENS | Low | DLC | DLC-Thermostat-HVAC | Small Industrial | Miscellaneous | MW of Load | 1 | 2043 | 0.039599
ENS | Low | DLC | DLC-Thermostat-HVAC | Small Industrial | Offices | MW of Load | 1 | 2043 | 0.0039339
ENS | Low | DLC | DLC-Thermostat-HVAC | Small Industrial | Retail Trade | MW of Load | 1 | 2043 | 0.0040452
ENS | Low | DLC | DLC-Thermostat-HVAC | Small Industrial | Services | MW of Load | 1 | 2043 | 0.0050428
ENS | Low | DLC | DLC-Switch-Water Heating | Residential | Residential LI | MW of Load | 1 | 2043 | 3.1869
ENS | Low | DLC | DLC-Switch-Water Heating | Residential | Residential Market Rate | MW of Load | 1 | 2043 | 9.7465
ENS | Low | DLC | DLC-Thermostat-Heat Pump | Residential | Residential LI | MW of Load | 1 | 2043 | 0.64804
ENS | Low | DLC | DLC-Thermostat-Heat Pump | Residential | Residential Market Rate | MW of Load | 1 | 2043 | 7.3313
ENS | Low | DLC | DLC-Thermostat-Electric Furnace | Residential | Residential LI | MW of Load | 1 | 2043 | 3.143
ENS | Low | DLC | DLC-Thermostat-Electric Furnace | Residential | Residential Market Rate | MW of Load | 1 | 2043 | 2.2733
ENS | Low | C&I Curtailment | C&I Curtailment- Manual HVAC Control | Large Commercial | Offices | MW of Load | 1 | 2043 | 0.020564
ENS | Low | C&I Curtailment | C&I Curtailment- Manual HVAC Control | Large Commercial | Services | MW of Load | 1 | 2043 | 0.029758
ENS | Low | C&I Curtailment | C&I Curtailment- Auto-DR HVAC Control | Large Commercial | Offices | MW of Load | 1 | 2043 | 0.13426
ENS | Low | C&I Curtailment | C&I Curtailment- Auto-DR HVAC Control | Large Commercial | Services | MW of Load | 1 | 2043 | 0.19428
ENS | Low | C&I Curtailment | C&I Curtailment- Standard Lighting Control | Large Commercial | Offices | MW of Load | 1 | 2043 | 0.0039097
ENS | Low | C&I Curtailment | C&I Curtailment- Standard Lighting Control | Large Commercial | Services | MW of Load | 1 | 2043 | 0.035894
ENS | Low | C&I Curtailment | C&I Curtailment- Advanced Lighting Control | Large Commercial | Offices | MW of Load | 1 | 2043 | 0.0019549
ENS | Low | C&I Curtailment | C&I Curtailment- Advanced Lighting Control | Large Commercial | Services | MW of Load | 1 | 2043 | 0.017947
ENS | Low | C&I Curtailment | C&I Curtailment- Water Heating Control | Large Commercial | Offices | MW of Load | 1 | 2043 | 0.0012842
ENS | Low | C&I Curtailment | C&I Curtailment- Water Heating Control | Large Commercial | Services | MW of Load | 1 | 2043 | 0.014408
ENS | Low | C&I Curtailment | C&I Curtailment- Other | Large Commercial | Offices | MW of Load | 1 | 2043 | 0.017914
ENS | Low | C&I Curtailment | C&I Curtailment- Other | Large Commercial | Services | MW of Load | 1 | 2043 | 0.12959
ENS | Low | C&I Curtailment | C&I Curtailment- Manual HVAC Control | Large Industrial | Miscellaneous | MW of Load | 1 | 2043 | 0.0101
ENS | Low | C&I Curtailment | C&I Curtailment- Manual HVAC Control | Large Industrial | Offices | MW of Load | 1 | 2043 | 0.0067922
ENS | Low | C&I Curtailment | C&I Curtailment- Manual HVAC Control | Large Industrial | Retail Trade | MW of Load | 1 | 2043 | 0.013605
ENS | Low | C&I Curtailment | C&I Curtailment- Manual HVAC Control | Large Industrial | Services | MW of Load | 1 | 2043 | 0.0040375
ENS | Low | C&I Curtailment | C&I Curtailment- Auto-DR HVAC Control | Large Industrial | Miscellaneous | MW of Load | 1 | 2043 | 0.065939
ENS | Low | C&I Curtailment | C&I Curtailment- Auto-DR HVAC Control | Large Industrial | Offices | MW of Load | 1 | 2043 | 0.044345
ENS | Low | C&I Curtailment | C&I Curtailment- Auto-DR HVAC Control | Large Industrial | Retail Trade | MW of Load | 1 | 2043 | 0.088826
ENS | Low | C&I Curtailment | C&I Curtailment- Auto-DR HVAC Control | Large Industrial | Services | MW of Load | 1 | 2043 | 0.02636
ENS | Low | C&I Curtailment | C&I Curtailment- Standard Lighting Control | Large Industrial | Miscellaneous | MW of Load | 1 | 2043 | 0.013558
ENS | Low | C&I Curtailment | C&I Curtailment- Standard Lighting Control | Large Industrial | Offices | MW of Load | 1 | 2043 | 0.0023164
ENS | Low | C&I Curtailment | C&I Curtailment- Standard Lighting Control | Large Industrial | Retail Trade | MW of Load | 1 | 2043 | 0.016411
ENS | Low | C&I Curtailment | C&I Curtailment- Standard Lighting Control | Large Industrial | Services | MW of Load | 1 | 2043 | 0.0048701
ENS | Low | C&I Curtailment | C&I Curtailment- Advanced Lighting Control | Large Industrial | Miscellaneous | MW of Load | 1 | 2043 | 0.0067788
ENS | Low | C&I Curtailment | C&I Curtailment- Advanced Lighting Control | Large Industrial | Offices | MW of Load | 1 | 2043 | 0.0011582
ENS | Low | C&I Curtailment | C&I Curtailment- Advanced Lighting Control | Large Industrial | Retail Trade | MW of Load | 1 | 2043 | 0.0082055
ENS | Low | C&I Curtailment | C&I Curtailment- Advanced Lighting Control | Large Industrial | Services | MW of Load | 1 | 2043 | 0.0024351
ENS | Low | C&I Curtailment | C&I Curtailment- Water Heating Control | Large Industrial | Miscellaneous | MW of Load | 1 | 2043 | 0.0011015
ENS | Low | C&I Curtailment | C&I Curtailment- Water Heating Control | Large Industrial | Offices | MW of Load | 1 | 2043 | 0.00033792
ENS | Low | C&I Curtailment | C&I Curtailment- Water Heating Control | Large Industrial | Retail Trade | MW of Load | 1 | 2043 | 0.0065874
ENS | Low | C&I Curtailment | C&I Curtailment- Water Heating Control | Large Industrial | Services | MW of Load | 1 | 2043 | 0.0019549
ENS | Low | C&I Curtailment | C&I Curtailment- Other | Large Industrial | Miscellaneous | MW of Load | 1 | 2043 | 0.02286
ENS | Low | C&I Curtailment | C&I Curtailment- Other | Large Industrial | Offices | MW of Load | 1 | 2043 | 0.0065274
ENS | Low | C&I Curtailment | C&I Curtailment- Other | Large Industrial | Retail Trade | MW of Load | 1 | 2043 | 0.059251
ENS | Low | C&I Curtailment | C&I Curtailment- Other | Large Industrial | Services | MW of Load | 1 | 2043 | 0.017583
ENS | Low | C&I Curtailment | C&I Curtailment- Industrial | Large Industrial | Manufacturing | MW of Load | 1 | 2043 | 0.68976
ENS | Low | C&I Curtailment | C&I Curtailment- Manual HVAC Control | Interruptible Rider | Miscellaneous | MW of Load | 1 | 2043 | 0.26621
ENS | Low | C&I Curtailment | C&I Curtailment- Manual HVAC Control | Interruptible Rider | Retail Trade | MW of Load | 1 | 2043 | 0.0061895
ENS | Low | C&I Curtailment | C&I Curtailment- Auto-DR HVAC Control | Interruptible Rider | Miscellaneous | MW of Load | 1 | 2043 | 1.7381
ENS | Low | C&I Curtailment | C&I Curtailment- Auto-DR HVAC Control | Interruptible Rider | Retail Trade | MW of Load | 1 | 2043 | 0.04041
ENS | Low | C&I Curtailment | C&I Curtailment- Standard Lighting Control | Interruptible Rider | Miscellaneous | MW of Load | 1 | 2043 | 0.11944
ENS | Low | C&I Curtailment | C&I Curtailment- Standard Lighting Control | Interruptible Rider | Retail Trade | MW of Load | 1 | 2043 | 0.0096107
ENS | Low | C&I Curtailment | C&I Curtailment- Advanced Lighting Control | Interruptible Rider | Miscellaneous | MW of Load | 1 | 2043 | 0.059719
ENS | Low | C&I Curtailment | C&I Curtailment- Advanced Lighting Control | Interruptible Rider | Retail Trade | MW of Load | 1 | 2043 | 0.0048053
ENS | Low | C&I Curtailment | C&I Curtailment- Water Heating Control | Interruptible Rider | Miscellaneous | MW of Load | 1 | 2043 | 0.01586
ENS | Low | C&I Curtailment | C&I Curtailment- Water Heating Control | Interruptible Rider | Retail Trade | MW of Load | 1 | 2043 | 0.0021754
ENS | Low | C&I Curtailment | C&I Curtailment- Other | Interruptible Rider | Miscellaneous | MW of Load | 1 | 2043 | 0.28178
ENS | Low | C&I Curtailment | C&I Curtailment- Other | Interruptible Rider | Retail Trade | MW of Load | 1 | 2043 | 0.023294
ENS | Low | C&I Curtailment | C&I Curtailment- Industrial | Interruptible Rider | Manufacturing | MW of Load | 1 | 2043 | 0.42857
ENS | Low | Dynamic Pricing | Dynamic Pricing with enabling tech. | Small Commercial | Manufacturing | MW of Load | 1 | 2043 | 0.02136
ENS | Low | Dynamic Pricing | Dynamic Pricing with enabling tech. | Small Commercial | Miscellaneous | MW of Load | 1 | 2043 | 0.25602
ENS | Low | Dynamic Pricing | Dynamic Pricing with enabling tech. | Small Commercial | Offices | MW of Load | 1 | 2043 | 0.20101
ENS | Low | Dynamic Pricing | Dynamic Pricing with enabling tech. | Small Commercial | Retail Trade | MW of Load | 1 | 2043 | 0.44414
ENS | Low | Dynamic Pricing | Dynamic Pricing with enabling tech. | Small Commercial | Services | MW of Load | 1 | 2043 | 0.53329
ENS | Low | Dynamic Pricing | Dynamic Pricing w/o enabling tech. | Small Commercial | Manufacturing | MW of Load | 1 | 2043 | 0.0012616
ENS | Low | Dynamic Pricing | Dynamic Pricing w/o enabling tech. | Small Commercial | Miscellaneous | MW of Load | 1 | 2043 | 0.015121
ENS | Low | Dynamic Pricing | Dynamic Pricing w/o enabling tech. | Small Commercial | Offices | MW of Load | 1 | 2043 | 0.011872
ENS | Low | Dynamic Pricing | Dynamic Pricing w/o enabling tech. | Small Commercial | Retail Trade | MW of Load | 1 | 2043 | 0.026232
ENS | Low | Dynamic Pricing | Dynamic Pricing w/o enabling tech. | Small Commercial | Services | MW of Load | 1 | 2043 | 0.031498
ENS | Low | Dynamic Pricing | Dynamic Pricing with enabling tech. | Large Commercial | Offices | MW of Load | 1 | 2043 | 0.049862
ENS | Low | Dynamic Pricing | Dynamic Pricing with enabling tech. | Large Commercial | Services | MW of Load | 1 | 2043 | 0.3231
ENS | Low | Dynamic Pricing | Dynamic Pricing w/o enabling tech. | Large Commercial | Offices | MW of Load | 1 | 2043 | 0.018895
ENS | Low | Dynamic Pricing | Dynamic Pricing w/o enabling tech. | Large Commercial | Services | MW of Load | 1 | 2043 | 0.12244
ENS | Low | Dynamic Pricing | Dynamic Pricing with enabling tech. | Small Industrial | Manufacturing | MW of Load | 1 | 2043 | 0.046306
ENS | Low | Dynamic Pricing | Dynamic Pricing with enabling tech. | Small Industrial | Miscellaneous | MW of Load | 1 | 2043 | 0.070948
ENS | Low | Dynamic Pricing | Dynamic Pricing with enabling tech. | Small Industrial | Offices | MW of Load | 1 | 2043 | 0.0043367
ENS | Low | Dynamic Pricing | Dynamic Pricing with enabling tech. | Small Industrial | Retail Trade | MW of Load | 1 | 2043 | 0.012102
ENS | Low | Dynamic Pricing | Dynamic Pricing with enabling tech. | Small Industrial | Services | MW of Load | 1 | 2043 | 0.015086
ENS | Low | Dynamic Pricing | Dynamic Pricing w/o enabling tech. | Small Industrial | Manufacturing | MW of Load | 1 | 2043 | 0.002735
ENS | Low | Dynamic Pricing | Dynamic Pricing w/o enabling tech. | Small Industrial | Miscellaneous | MW of Load | 1 | 2043 | 0.0041904
ENS | Low | Dynamic Pricing | Dynamic Pricing w/o enabling tech. | Small Industrial | Offices | MW of Load | 1 | 2043 | 0.00025614
ENS | Low | Dynamic Pricing | Dynamic Pricing w/o enabling tech. | Small Industrial | Retail Trade | MW of Load | 1 | 2043 | 0.00071477
ENS | Low | Dynamic Pricing | Dynamic Pricing w/o enabling tech. | Small Industrial | Services | MW of Load | 1 | 2043 | 0.00089104
ENS | Low | Dynamic Pricing | Dynamic Pricing with enabling tech. | Large Industrial | Manufacturing | MW of Load | 1 | 2043 | 0.36122
ENS | Low | Dynamic Pricing | Dynamic Pricing with enabling tech. | Large Industrial | Miscellaneous | MW of Load | 1 | 2043 | 0.22419
ENS | Low | Dynamic Pricing | Dynamic Pricing with enabling tech. | Large Industrial | Offices | MW of Load | 1 | 2043 | 0.017689
ENS | Low | Dynamic Pricing | Dynamic Pricing with enabling tech. | Large Industrial | Retail Trade | MW of Load | 1 | 2043 | 0.079999
ENS | Low | Dynamic Pricing | Dynamic Pricing with enabling tech. | Large Industrial | Services | MW of Load | 1 | 2043 | 0.043838
ENS | Low | Dynamic Pricing | Dynamic Pricing w/o enabling tech. | Large Industrial | Manufacturing | MW of Load | 1 | 2043 | 0.13688
ENS | Low | Dynamic Pricing | Dynamic Pricing w/o enabling tech. | Large Industrial | Miscellaneous | MW of Load | 1 | 2043 | 0.084957
ENS | Low | Dynamic Pricing | Dynamic Pricing w/o enabling tech. | Large Industrial | Offices | MW of Load | 1 | 2043 | 0.0067034
ENS | Low | Dynamic Pricing | Dynamic Pricing w/o enabling tech. | Large Industrial | Retail Trade | MW of Load | 1 | 2043 | 0.030315
ENS | Low | Dynamic Pricing | Dynamic Pricing w/o enabling tech. | Large Industrial | Services | MW of Load | 1 | 2043 | 0.016612
ENS | Low | Dynamic Pricing | Dynamic Pricing with enabling tech. | Interruptible Rider | Manufacturing | MW of Load | 1 | 2043 | 0.081937
ENS | Low | Dynamic Pricing | Dynamic Pricing with enabling tech. | Interruptible Rider | Miscellaneous | MW of Load | 1 | 2043 | 0.20536
ENS | Low | Dynamic Pricing | Dynamic Pricing with enabling tech. | Interruptible Rider | Retail Trade | MW of Load | 1 | 2043 | 0.012057
ENS | Low | Dynamic Pricing | Dynamic Pricing w/o enabling tech. | Interruptible Rider | Manufacturing | MW of Load | 1 | 2043 | 0.03105
ENS | Low | Dynamic Pricing | Dynamic Pricing w/o enabling tech. | Interruptible Rider | Miscellaneous | MW of Load | 1 | 2043 | 0.07782
ENS | Low | Dynamic Pricing | Dynamic Pricing w/o enabling tech. | Interruptible Rider | Retail Trade | MW of Load | 1 | 2043 | 0.0045689
ENS | Low | Dynamic Pricing | Dynamic Pricing with enabling tech. | Residential | Residential Market Rate | MW of Load | 1 | 2043 | 12.7211
ENS | Low | Dynamic Pricing | Dynamic Pricing w/o enabling tech. | Residential | Residential Market Rate | MW of Load | 1 | 2043 | 7.1138
ENS | Low | BTM Battery Control | BTM Battery Control | Small Commercial | Manufacturing | MW of Load | 0 | 2043 | 0.026609
ENS | Low | BTM Battery Control | BTM Battery Control | Small Commercial | Miscellaneous | MW of Load | 0 | 2043 | 0.1986
ENS | Low | BTM Battery Control | BTM Battery Control | Small Commercial | Offices | MW of Load | 0 | 2043 | 0.068034
ENS | Low | BTM Battery Control | BTM Battery Control | Small Commercial | Retail Trade | MW of Load | 0 | 2043 | 0.11874
ENS | Low | BTM Battery Control | BTM Battery Control | Small Commercial | Services | MW of Load | 0 | 2043 | 0.25847
ENS | Low | BTM Battery Control | BTM Battery Control | Large Commercial | Offices | MW of Load | 0 | 2043 | 0.038735
ENS | Low | BTM Battery Control | BTM Battery Control | Large Commercial | Services | MW of Load | 0 | 2043 | 0.20659
ENS | Low | BTM Battery Control | BTM Battery Control | Small Industrial | Manufacturing | MW of Load | 0 | 2043 | 0.00064965
ENS | Low | BTM Battery Control | BTM Battery Control | Small Industrial | Miscellaneous | MW of Load | 0 | 2043 | 0.0042301
ENS | Low | BTM Battery Control | BTM Battery Control | Small Industrial | Offices | MW of Load | 0 | 2043 | 0.0016684
ENS | Low | BTM Battery Control | BTM Battery Control | Small Industrial | Retail Trade | MW of Load | 0 | 2043 | 0.002916
ENS | Low | BTM Battery Control | BTM Battery Control | Small Industrial | Services | MW of Load | 0 | 2043 | 0.0063414
ENS | Low | BTM Battery Control | BTM Battery Control | Large Industrial | Manufacturing | MW of Load | 0 | 2043 | 0.02536
ENS | Low | BTM Battery Control | BTM Battery Control | Large Industrial | Miscellaneous | MW of Load | 0 | 2043 | 0.11758
ENS | Low | BTM Battery Control | BTM Battery Control | Large Industrial | Offices | MW of Load | 0 | 2043 | 0.013833
ENS | Low | BTM Battery Control | BTM Battery Control | Large Industrial | Retail Trade | MW of Load | 0 | 2043 | 0.069163
ENS | Low | BTM Battery Control | BTM Battery Control | Large Industrial | Services | MW of Load | 0 | 2043 | 0.14985
ENS | Low | BTM Battery Control | BTM Battery Control | Interruptible Rider | Manufacturing | MW of Load | 0 | 2043 | 0.033898
ENS | Low | BTM Battery Control | BTM Battery Control | Interruptible Rider | Miscellaneous | MW of Load | 0 | 2043 | 0.090395
ENS | Low | BTM Battery Control | BTM Battery Control | Interruptible Rider | Retail Trade | MW of Load | 0 | 2043 | 0.13559
ENS | Low | BTM Battery Control | BTM Battery Control | Residential | Residential LI | MW of Load | 0 | 2043 | 0.94198
ENS | Low | BTM Battery Control | BTM Battery Control | Residential | Residential Market Rate | MW of Load | 0 | 2043 | 5.8642
ENS | Low | EV Charging Control | EV Charging Control | EV | EV | MW of Load | 0 | 2043 | 4.6528
ENS | Low | Behavioral DR | Behavioral DR | Residential | Residential LI | MW of Load | 0 | 2043 | 0.30638
ENS | Low | Behavioral DR | Behavioral DR | Residential | Residential Market Rate | MW of Load | 0 | 2043 | 1.839
ENS | Low | DLC | DLC-Switch-Water Heating | Small Commercial | Miscellaneous | MW of Load | 1 | 2044 | 0.02254
ENS | Low | DLC | DLC-Switch-Water Heating | Small Commercial | Offices | MW of Load | 1 | 2044 | 0.012839
ENS | Low | DLC | DLC-Switch-Water Heating | Small Commercial | Retail Trade | MW of Load | 1 | 2044 | 0.079378
ENS | Low | DLC | DLC-Switch-Water Heating | Small Commercial | Services | MW of Load | 1 | 2044 | 0.095045
ENS | Low | DLC | DLC-Thermostat-HVAC | Small Commercial | Miscellaneous | MW of Load | 1 | 2044 | 0.11643
ENS | Low | DLC | DLC-Thermostat-HVAC | Small Commercial | Offices | MW of Load | 1 | 2044 | 0.18521
ENS | Low | DLC | DLC-Thermostat-HVAC | Small Commercial | Retail Trade | MW of Load | 1 | 2044 | 0.13149
ENS | Low | DLC | DLC-Thermostat-HVAC | Small Commercial | Services | MW of Load | 1 | 2044 | 0.15808
ENS | Low | DLC | DLC-Switch-Water Heating | Small Industrial | Miscellaneous | MW of Load | 1 | 2044 | 0.0064597
ENS | Low | DLC | DLC-Switch-Water Heating | Small Industrial | Offices | MW of Load | 1 | 2044 | 0.00024512
ENS | Low | DLC | DLC-Switch-Water Heating | Small Industrial | Retail Trade | MW of Load | 1 | 2044 | 0.0017721
ENS | Low | DLC | DLC-Switch-Water Heating | Small Industrial | Services | MW of Load | 1 | 2044 | 0.0022091
ENS | Low | DLC | DLC-Thermostat-HVAC | Small Industrial | Miscellaneous | MW of Load | 1 | 2044 | 0.041953
ENS | Low | DLC | DLC-Thermostat-HVAC | Small Industrial | Offices | MW of Load | 1 | 2044 | 0.0039497
ENS | Low | DLC | DLC-Thermostat-HVAC | Small Industrial | Retail Trade | MW of Load | 1 | 2044 | 0.0040233
ENS | Low | DLC | DLC-Thermostat-HVAC | Small Industrial | Services | MW of Load | 1 | 2044 | 0.0050155
ENS | Low | DLC | DLC-Switch-Water Heating | Residential | Residential LI | MW of Load | 1 | 2044 | 3.1984
ENS | Low | DLC | DLC-Switch-Water Heating | Residential | Residential Market Rate | MW of Load | 1 | 2044 | 9.7765
ENS | Low | DLC | DLC-Thermostat-Heat Pump | Residential | Residential LI | MW of Load | 1 | 2044 | 0.67603
ENS | Low | DLC | DLC-Thermostat-Heat Pump | Residential | Residential Market Rate | MW of Load | 1 | 2044 | 7.4458
ENS | Low | DLC | DLC-Thermostat-Electric Furnace | Residential | Residential LI | MW of Load | 1 | 2044 | 3.1234
ENS | Low | DLC | DLC-Thermostat-Electric Furnace | Residential | Residential Market Rate | MW of Load | 1 | 2044 | 2.1736
ENS | Low | C&I Curtailment | C&I Curtailment- Manual HVAC Control | Large Commercial | Offices | MW of Load | 1 | 2044 | 0.020407
ENS | Low | C&I Curtailment | C&I Curtailment- Manual HVAC Control | Large Commercial | Services | MW of Load | 1 | 2044 | 0.028971
ENS | Low | C&I Curtailment | C&I Curtailment- Auto-DR HVAC Control | Large Commercial | Offices | MW of Load | 1 | 2044 | 0.13323
ENS | Low | C&I Curtailment | C&I Curtailment- Auto-DR HVAC Control | Large Commercial | Services | MW of Load | 1 | 2044 | 0.18915
ENS | Low | C&I Curtailment | C&I Curtailment- Standard Lighting Control | Large Commercial | Offices | MW of Load | 1 | 2044 | 0.0036134
ENS | Low | C&I Curtailment | C&I Curtailment- Standard Lighting Control | Large Commercial | Services | MW of Load | 1 | 2044 | 0.034307
ENS | Low | C&I Curtailment | C&I Curtailment- Advanced Lighting Control | Large Commercial | Offices | MW of Load | 1 | 2044 | 0.0018067
ENS | Low | C&I Curtailment | C&I Curtailment- Advanced Lighting Control | Large Commercial | Services | MW of Load | 1 | 2044 | 0.017154
ENS | Low | C&I Curtailment | C&I Curtailment- Water Heating Control | Large Commercial | Offices | MW of Load | 1 | 2044 | 0.0012855
ENS | Low | C&I Curtailment | C&I Curtailment- Water Heating Control | Large Commercial | Services | MW of Load | 1 | 2044 | 0.014428
ENS | Low | C&I Curtailment | C&I Curtailment- Other | Large Commercial | Offices | MW of Load | 1 | 2044 | 0.017736
ENS | Low | C&I Curtailment | C&I Curtailment- Other | Large Commercial | Services | MW of Load | 1 | 2044 | 0.12879
ENS | Low | C&I Curtailment | C&I Curtailment- Manual HVAC Control | Large Industrial | Miscellaneous | MW of Load | 1 | 2044 | 0.010574
ENS | Low | C&I Curtailment | C&I Curtailment- Manual HVAC Control | Large Industrial | Offices | MW of Load | 1 | 2044 | 0.0068992
ENS | Low | C&I Curtailment | C&I Curtailment- Manual HVAC Control | Large Industrial | Retail Trade | MW of Load | 1 | 2044 | 0.013572
ENS | Low | C&I Curtailment | C&I Curtailment- Manual HVAC Control | Large Industrial | Services | MW of Load | 1 | 2044 | 0.0040275
ENS | Low | C&I Curtailment | C&I Curtailment- Auto-DR HVAC Control | Large Industrial | Miscellaneous | MW of Load | 1 | 2044 | 0.069035
ENS | Low | C&I Curtailment | C&I Curtailment- Auto-DR HVAC Control | Large Industrial | Offices | MW of Load | 1 | 2044 | 0.045044
ENS | Low | C&I Curtailment | C&I Curtailment- Auto-DR HVAC Control | Large Industrial | Retail Trade | MW of Load | 1 | 2044 | 0.088606
ENS | Low | C&I Curtailment | C&I Curtailment- Auto-DR HVAC Control | Large Industrial | Services | MW of Load | 1 | 2044 | 0.026295
ENS | Low | C&I Curtailment | C&I Curtailment- Standard Lighting Control | Large Industrial | Miscellaneous | MW of Load | 1 | 2044 | 0.013384
ENS | Low | C&I Curtailment | C&I Curtailment- Standard Lighting Control | Large Industrial | Offices | MW of Load | 1 | 2044 | 0.0022818
ENS | Low | C&I Curtailment | C&I Curtailment- Standard Lighting Control | Large Industrial | Retail Trade | MW of Load | 1 | 2044 | 0.016071
ENS | Low | C&I Curtailment | C&I Curtailment- Standard Lighting Control | Large Industrial | Services | MW of Load | 1 | 2044 | 0.0047693
ENS | Low | C&I Curtailment | C&I Curtailment- Advanced Lighting Control | Large Industrial | Miscellaneous | MW of Load | 1 | 2044 | 0.0066922
ENS | Low | C&I Curtailment | C&I Curtailment- Advanced Lighting Control | Large Industrial | Offices | MW of Load | 1 | 2044 | 0.0011409
ENS | Low | C&I Curtailment | C&I Curtailment- Advanced Lighting Control | Large Industrial | Retail Trade | MW of Load | 1 | 2044 | 0.0080357
ENS | Low | C&I Curtailment | C&I Curtailment- Advanced Lighting Control | Large Industrial | Services | MW of Load | 1 | 2044 | 0.0023847
ENS | Low | C&I Curtailment | C&I Curtailment- Water Heating Control | Large Industrial | Miscellaneous | MW of Load | 1 | 2044 | 0.0011045
ENS | Low | C&I Curtailment | C&I Curtailment- Water Heating Control | Large Industrial | Offices | MW of Load | 1 | 2044 | 0.00034328
ENS | Low | C&I Curtailment | C&I Curtailment- Water Heating Control | Large Industrial | Retail Trade | MW of Load | 1 | 2044 | 0.006759
ENS | Low | C&I Curtailment | C&I Curtailment- Water Heating Control | Large Industrial | Services | MW of Load | 1 | 2044 | 0.0020058
ENS | Low | C&I Curtailment | C&I Curtailment- Other | Large Industrial | Miscellaneous | MW of Load | 1 | 2044 | 0.022915
ENS | Low | C&I Curtailment | C&I Curtailment- Other | Large Industrial | Offices | MW of Load | 1 | 2044 | 0.0066501
ENS | Low | C&I Curtailment | C&I Curtailment- Other | Large Industrial | Retail Trade | MW of Load | 1 | 2044 | 0.060331
ENS | Low | C&I Curtailment | C&I Curtailment- Other | Large Industrial | Services | MW of Load | 1 | 2044 | 0.017904
ENS | Low | C&I Curtailment | C&I Curtailment- Industrial | Large Industrial | Manufacturing | MW of Load | 1 | 2044 | 0.69016
ENS | Low | C&I Curtailment | C&I Curtailment- Manual HVAC Control | Interruptible Rider | Miscellaneous | MW of Load | 1 | 2044 | 0.26631
ENS | Low | C&I Curtailment | C&I Curtailment- Manual HVAC Control | Interruptible Rider | Retail Trade | MW of Load | 1 | 2044 | 0.006112
ENS | Low | C&I Curtailment | C&I Curtailment- Auto-DR HVAC Control | Interruptible Rider | Miscellaneous | MW of Load | 1 | 2044 | 1.7387
ENS | Low | C&I Curtailment | C&I Curtailment- Auto-DR HVAC Control | Interruptible Rider | Retail Trade | MW of Load | 1 | 2044 | 0.039904
ENS | Low | C&I Curtailment | C&I Curtailment- Standard Lighting Control | Interruptible Rider | Miscellaneous | MW of Load | 1 | 2044 | 0.1165
ENS | Low | C&I Curtailment | C&I Curtailment- Standard Lighting Control | Interruptible Rider | Retail Trade | MW of Load | 1 | 2044 | 0.0094591
ENS | Low | C&I Curtailment | C&I Curtailment- Advanced Lighting Control | Interruptible Rider | Miscellaneous | MW of Load | 1 | 2044 | 0.05825
ENS | Low | C&I Curtailment | C&I Curtailment- Advanced Lighting Control | Interruptible Rider | Retail Trade | MW of Load | 1 | 2044 | 0.0047296
ENS | Low | C&I Curtailment | C&I Curtailment- Water Heating Control | Interruptible Rider | Miscellaneous | MW of Load | 1 | 2044 | 0.015797
ENS | Low | C&I Curtailment | C&I Curtailment- Water Heating Control | Interruptible Rider | Retail Trade | MW of Load | 1 | 2044 | 0.0021772
ENS | Low | C&I Curtailment | C&I Curtailment- Other | Interruptible Rider | Miscellaneous | MW of Load | 1 | 2044 | 0.28054
ENS | Low | C&I Curtailment | C&I Curtailment- Other | Interruptible Rider | Retail Trade | MW of Load | 1 | 2044 | 0.02328
ENS | Low | C&I Curtailment | C&I Curtailment- Industrial | Interruptible Rider | Manufacturing | MW of Load | 1 | 2044 | 0.42269
ENS | Low | Dynamic Pricing | Dynamic Pricing with enabling tech. | Small Commercial | Manufacturing | MW of Load | 1 | 2044 | 0.020867
ENS | Low | Dynamic Pricing | Dynamic Pricing with enabling tech. | Small Commercial | Miscellaneous | MW of Load | 1 | 2044 | 0.25272
ENS | Low | Dynamic Pricing | Dynamic Pricing with enabling tech. | Small Commercial | Offices | MW of Load | 1 | 2044 | 0.19821
ENS | Low | Dynamic Pricing | Dynamic Pricing with enabling tech. | Small Commercial | Retail Trade | MW of Load | 1 | 2044 | 0.43722
ENS | Low | Dynamic Pricing | Dynamic Pricing with enabling tech. | Small Commercial | Services | MW of Load | 1 | 2044 | 0.52492
ENS | Low | Dynamic Pricing | Dynamic Pricing w/o enabling tech. | Small Commercial | Manufacturing | MW of Load | 1 | 2044 | 0.0012325
ENS | Low | Dynamic Pricing | Dynamic Pricing w/o enabling tech. | Small Commercial | Miscellaneous | MW of Load | 1 | 2044 | 0.014926
ENS | Low | Dynamic Pricing | Dynamic Pricing w/o enabling tech. | Small Commercial | Offices | MW of Load | 1 | 2044 | 0.011707
ENS | Low | Dynamic Pricing | Dynamic Pricing w/o enabling tech. | Small Commercial | Retail Trade | MW of Load | 1 | 2044 | 0.025824
ENS | Low | Dynamic Pricing | Dynamic Pricing w/o enabling tech. | Small Commercial | Services | MW of Load | 1 | 2044 | 0.031003
ENS | Low | Dynamic Pricing | Dynamic Pricing with enabling tech. | Large Commercial | Offices | MW of Load | 1 | 2044 | 0.049323
ENS | Low | Dynamic Pricing | Dynamic Pricing with enabling tech. | Large Commercial | Services | MW of Load | 1 | 2044 | 0.31943
ENS | Low | Dynamic Pricing | Dynamic Pricing w/o enabling tech. | Large Commercial | Offices | MW of Load | 1 | 2044 | 0.018691
ENS | Low | Dynamic Pricing | Dynamic Pricing w/o enabling tech. | Large Commercial | Services | MW of Load | 1 | 2044 | 0.12105
ENS | Low | Dynamic Pricing | Dynamic Pricing with enabling tech. | Small Industrial | Manufacturing | MW of Load | 1 | 2044 | 0.046
ENS | Low | Dynamic Pricing | Dynamic Pricing with enabling tech. | Small Industrial | Miscellaneous | MW of Load | 1 | 2044 | 0.071091
ENS | Low | Dynamic Pricing | Dynamic Pricing with enabling tech. | Small Industrial | Offices | MW of Load | 1 | 2044 | 0.0043521
ENS | Low | Dynamic Pricing | Dynamic Pricing with enabling tech. | Small Industrial | Retail Trade | MW of Load | 1 | 2044 | 0.012143
ENS | Low | Dynamic Pricing | Dynamic Pricing with enabling tech. | Small Industrial | Services | MW of Load | 1 | 2044 | 0.015137
ENS | Low | Dynamic Pricing | Dynamic Pricing w/o enabling tech. | Small Industrial | Manufacturing | MW of Load | 1 | 2044 | 0.0027169
ENS | Low | Dynamic Pricing | Dynamic Pricing w/o enabling tech. | Small Industrial | Miscellaneous | MW of Load | 1 | 2044 | 0.0041988
ENS | Low | Dynamic Pricing | Dynamic Pricing w/o enabling tech. | Small Industrial | Offices | MW of Load | 1 | 2044 | 0.00025704
ENS | Low | Dynamic Pricing | Dynamic Pricing w/o enabling tech. | Small Industrial | Retail Trade | MW of Load | 1 | 2044 | 0.00071719
ENS | Low | Dynamic Pricing | Dynamic Pricing w/o enabling tech. | Small Industrial | Services | MW of Load | 1 | 2044 | 0.00089406
ENS | Low | Dynamic Pricing | Dynamic Pricing with enabling tech. | Large Industrial | Manufacturing | MW of Load | 1 | 2044 | 0.36143
ENS | Low | Dynamic Pricing | Dynamic Pricing with enabling tech. | Large Industrial | Miscellaneous | MW of Load | 1 | 2044 | 0.22671
ENS | Low | Dynamic Pricing | Dynamic Pricing with enabling tech. | Large Industrial | Offices | MW of Load | 1 | 2044 | 0.017968
ENS | Low | Dynamic Pricing | Dynamic Pricing with enabling tech. | Large Industrial | Retail Trade | MW of Load | 1 | 2044 | 0.081036
ENS | Low | Dynamic Pricing | Dynamic Pricing with enabling tech. | Large Industrial | Services | MW of Load | 1 | 2044 | 0.044407
ENS | Low | Dynamic Pricing | Dynamic Pricing w/o enabling tech. | Large Industrial | Manufacturing | MW of Load | 1 | 2044 | 0.13696
ENS | Low | Dynamic Pricing | Dynamic Pricing w/o enabling tech. | Large Industrial | Miscellaneous | MW of Load | 1 | 2044 | 0.08591
ENS | Low | Dynamic Pricing | Dynamic Pricing w/o enabling tech. | Large Industrial | Offices | MW of Load | 1 | 2044 | 0.0068088
ENS | Low | Dynamic Pricing | Dynamic Pricing w/o enabling tech. | Large Industrial | Retail Trade | MW of Load | 1 | 2044 | 0.030708
ENS | Low | Dynamic Pricing | Dynamic Pricing w/o enabling tech. | Large Industrial | Services | MW of Load | 1 | 2044 | 0.016828
ENS | Low | Dynamic Pricing | Dynamic Pricing with enabling tech. | Interruptible Rider | Manufacturing | MW of Load | 1 | 2044 | 0.080812
ENS | Low | Dynamic Pricing | Dynamic Pricing with enabling tech. | Interruptible Rider | Miscellaneous | MW of Load | 1 | 2044 | 0.20459
ENS | Low | Dynamic Pricing | Dynamic Pricing with enabling tech. | Interruptible Rider | Retail Trade | MW of Load | 1 | 2044 | 0.012011
ENS | Low | Dynamic Pricing | Dynamic Pricing w/o enabling tech. | Interruptible Rider | Manufacturing | MW of Load | 1 | 2044 | 0.030624
ENS | Low | Dynamic Pricing | Dynamic Pricing w/o enabling tech. | Interruptible Rider | Miscellaneous | MW of Load | 1 | 2044 | 0.077529
ENS | Low | Dynamic Pricing | Dynamic Pricing w/o enabling tech. | Interruptible Rider | Retail Trade | MW of Load | 1 | 2044 | 0.0045516
ENS | Low | Dynamic Pricing | Dynamic Pricing with enabling tech. | Residential | Residential Market Rate | MW of Load | 1 | 2044 | 12.7402
ENS | Low | Dynamic Pricing | Dynamic Pricing w/o enabling tech. | Residential | Residential Market Rate | MW of Load | 1 | 2044 | 7.1245
ENS | Low | BTM Battery Control | BTM Battery Control | Small Commercial | Manufacturing | MW of Load | 0 | 2044 | 0.026609
ENS | Low | BTM Battery Control | BTM Battery Control | Small Commercial | Miscellaneous | MW of Load | 0 | 2044 | 0.1987
ENS | Low | BTM Battery Control | BTM Battery Control | Small Commercial | Offices | MW of Load | 0 | 2044 | 0.068017
ENS | Low | BTM Battery Control | BTM Battery Control | Small Commercial | Retail Trade | MW of Load | 0 | 2044 | 0.11872
ENS | Low | BTM Battery Control | BTM Battery Control | Small Commercial | Services | MW of Load | 0 | 2044 | 0.25844
ENS | Low | BTM Battery Control | BTM Battery Control | Large Commercial | Offices | MW of Load | 0 | 2044 | 0.038735
ENS | Low | BTM Battery Control | BTM Battery Control | Large Commercial | Services | MW of Load | 0 | 2044 | 0.20659
ENS | Low | BTM Battery Control | BTM Battery Control | Small Industrial | Manufacturing | MW of Load | 0 | 2044 | 0.00064965
ENS | Low | BTM Battery Control | BTM Battery Control | Small Industrial | Miscellaneous | MW of Load | 0 | 2044 | 0.0042301
ENS | Low | BTM Battery Control | BTM Battery Control | Small Industrial | Offices | MW of Load | 0 | 2044 | 0.0016684
ENS | Low | BTM Battery Control | BTM Battery Control | Small Industrial | Retail Trade | MW of Load | 0 | 2044 | 0.002916
ENS | Low | BTM Battery Control | BTM Battery Control | Small Industrial | Services | MW of Load | 0 | 2044 | 0.0063415
ENS | Low | BTM Battery Control | BTM Battery Control | Large Industrial | Manufacturing | MW of Load | 0 | 2044 | 0.02536
ENS | Low | BTM Battery Control | BTM Battery Control | Large Industrial | Miscellaneous | MW of Load | 0 | 2044 | 0.11758
ENS | Low | BTM Battery Control | BTM Battery Control | Large Industrial | Offices | MW of Load | 0 | 2044 | 0.013833
ENS | Low | BTM Battery Control | BTM Battery Control | Large Industrial | Retail Trade | MW of Load | 0 | 2044 | 0.069163
ENS | Low | BTM Battery Control | BTM Battery Control | Large Industrial | Services | MW of Load | 0 | 2044 | 0.14985
ENS | Low | BTM Battery Control | BTM Battery Control | Interruptible Rider | Manufacturing | MW of Load | 0 | 2044 | 0.033898
ENS | Low | BTM Battery Control | BTM Battery Control | Interruptible Rider | Miscellaneous | MW of Load | 0 | 2044 | 0.090395
ENS | Low | BTM Battery Control | BTM Battery Control | Interruptible Rider | Retail Trade | MW of Load | 0 | 2044 | 0.13559
ENS | Low | BTM Battery Control | BTM Battery Control | Residential | Residential LI | MW of Load | 0 | 2044 | 0.94662
ENS | Low | BTM Battery Control | BTM Battery Control | Residential | Residential Market Rate | MW of Load | 0 | 2044 | 5.8931
ENS | Low | EV Charging Control | EV Charging Control | EV | EV | MW of Load | 0 | 2044 | 5.0455
ENS | Low | Behavioral DR | Behavioral DR | Residential | Residential LI | MW of Load | 0 | 2044 | 0.30614
ENS | Low | Behavioral DR | Behavioral DR | Residential | Residential Market Rate | MW of Load | 0 | 2044 | 1.8418
ENS | Low | DLC | DLC-Switch-Water Heating | Small Commercial | Miscellaneous | MW of Load | 1 | 2045 | 0.022448
ENS | Low | DLC | DLC-Switch-Water Heating | Small Commercial | Offices | MW of Load | 1 | 2045 | 0.012739
ENS | Low | DLC | DLC-Switch-Water Heating | Small Commercial | Retail Trade | MW of Load | 1 | 2045 | 0.079122
ENS | Low | DLC | DLC-Switch-Water Heating | Small Commercial | Services | MW of Load | 1 | 2045 | 0.094721
ENS | Low | DLC | DLC-Thermostat-HVAC | Small Commercial | Miscellaneous | MW of Load | 1 | 2045 | 0.11434
ENS | Low | DLC | DLC-Thermostat-HVAC | Small Commercial | Offices | MW of Load | 1 | 2045 | 0.18289
ENS | Low | DLC | DLC-Thermostat-HVAC | Small Commercial | Retail Trade | MW of Load | 1 | 2045 | 0.1274
ENS | Low | DLC | DLC-Thermostat-HVAC | Small Commercial | Services | MW of Load | 1 | 2045 | 0.15316
ENS | Low | DLC | DLC-Switch-Water Heating | Small Industrial | Miscellaneous | MW of Load | 1 | 2045 | 0.0065106
ENS | Low | DLC | DLC-Switch-Water Heating | Small Industrial | Offices | MW of Load | 1 | 2045 | 0.00024629
ENS | Low | DLC | DLC-Switch-Water Heating | Small Industrial | Retail Trade | MW of Load | 1 | 2045 | 0.0017862
ENS | Low | DLC | DLC-Switch-Water Heating | Small Industrial | Services | MW of Load | 1 | 2045 | 0.0022267
ENS | Low | DLC | DLC-Thermostat-HVAC | Small Industrial | Miscellaneous | MW of Load | 1 | 2045 | 0.041989
ENS | Low | DLC | DLC-Thermostat-HVAC | Small Industrial | Offices | MW of Load | 1 | 2045 | 0.0039657
ENS | Low | DLC | DLC-Thermostat-HVAC | Small Industrial | Retail Trade | MW of Load | 1 | 2045 | 0.0040016
ENS | Low | DLC | DLC-Thermostat-HVAC | Small Industrial | Services | MW of Load | 1 | 2045 | 0.0049884
ENS | Low | DLC | DLC-Switch-Water Heating | Residential | Residential LI | MW of Load | 1 | 2045 | 3.2106
ENS | Low | DLC | DLC-Switch-Water Heating | Residential | Residential Market Rate | MW of Load | 1 | 2045 | 9.8105
ENS | Low | DLC | DLC-Thermostat-Heat Pump | Residential | Residential LI | MW of Load | 1 | 2045 | 0.70298
ENS | Low | DLC | DLC-Thermostat-Heat Pump | Residential | Residential Market Rate | MW of Load | 1 | 2045 | 7.5547
ENS | Low | DLC | DLC-Thermostat-Electric Furnace | Residential | Residential LI | MW of Load | 1 | 2045 | 3.1054
ENS | Low | DLC | DLC-Thermostat-Electric Furnace | Residential | Residential Market Rate | MW of Load | 1 | 2045 | 2.0823
ENS | Low | C&I Curtailment | C&I Curtailment- Manual HVAC Control | Large Commercial | Offices | MW of Load | 1 | 2045 | 0.020248
ENS | Low | C&I Curtailment | C&I Curtailment- Manual HVAC Control | Large Commercial | Services | MW of Load | 1 | 2045 | 0.028177
ENS | Low | C&I Curtailment | C&I Curtailment- Auto-DR HVAC Control | Large Commercial | Offices | MW of Load | 1 | 2045 | 0.1322
ENS | Low | C&I Curtailment | C&I Curtailment- Auto-DR HVAC Control | Large Commercial | Services | MW of Load | 1 | 2045 | 0.18396
ENS | Low | C&I Curtailment | C&I Curtailment- Standard Lighting Control | Large Commercial | Offices | MW of Load | 1 | 2045 | 0.003335
ENS | Low | C&I Curtailment | C&I Curtailment- Standard Lighting Control | Large Commercial | Services | MW of Load | 1 | 2045 | 0.032817
ENS | Low | C&I Curtailment | C&I Curtailment- Advanced Lighting Control | Large Commercial | Offices | MW of Load | 1 | 2045 | 0.0016675
ENS | Low | C&I Curtailment | C&I Curtailment- Advanced Lighting Control | Large Commercial | Services | MW of Load | 1 | 2045 | 0.016408
ENS | Low | C&I Curtailment | C&I Curtailment- Water Heating Control | Large Commercial | Offices | MW of Load | 1 | 2045 | 0.0012867
ENS | Low | C&I Curtailment | C&I Curtailment- Water Heating Control | Large Commercial | Services | MW of Load | 1 | 2045 | 0.014448
ENS | Low | C&I Curtailment | C&I Curtailment- Other | Large Commercial | Offices | MW of Load | 1 | 2045 | 0.017562
ENS | Low | C&I Curtailment | C&I Curtailment- Other | Large Commercial | Services | MW of Load | 1 | 2045 | 0.128
ENS | Low | C&I Curtailment | C&I Curtailment- Manual HVAC Control | Large Industrial | Miscellaneous | MW of Load | 1 | 2045 | 0.01067
ENS | Low | C&I Curtailment | C&I Curtailment- Manual HVAC Control | Large Industrial | Offices | MW of Load | 1 | 2045 | 0.0070073
ENS | Low | C&I Curtailment | C&I Curtailment- Manual HVAC Control | Large Industrial | Retail Trade | MW of Load | 1 | 2045 | 0.013524
ENS | Low | C&I Curtailment | C&I Curtailment- Manual HVAC Control | Large Industrial | Services | MW of Load | 1 | 2045 | 0.0040134
ENS | Low | C&I Curtailment | C&I Curtailment- Auto-DR HVAC Control | Large Industrial | Miscellaneous | MW of Load | 1 | 2045 | 0.069661
ENS | Low | C&I Curtailment | C&I Curtailment- Auto-DR HVAC Control | Large Industrial | Offices | MW of Load | 1 | 2045 | 0.045749
ENS | Low | C&I Curtailment | C&I Curtailment- Auto-DR HVAC Control | Large Industrial | Retail Trade | MW of Load | 1 | 2045 | 0.088297
ENS | Low | C&I Curtailment | C&I Curtailment- Auto-DR HVAC Control | Large Industrial | Services | MW of Load | 1 | 2045 | 0.026203
ENS | Low | C&I Curtailment | C&I Curtailment- Standard Lighting Control | Large Industrial | Miscellaneous | MW of Load | 1 | 2045 | 0.01338
ENS | Low | C&I Curtailment | C&I Curtailment- Standard Lighting Control | Large Industrial | Offices | MW of Load | 1 | 2045 | 0.002249
ENS | Low | C&I Curtailment | C&I Curtailment- Standard Lighting Control | Large Industrial | Retail Trade | MW of Load | 1 | 2045 | 0.015751
ENS | Low | C&I Curtailment | C&I Curtailment- Standard Lighting Control | Large Industrial | Services | MW of Load | 1 | 2045 | 0.0046743
ENS | Low | C&I Curtailment | C&I Curtailment- Advanced Lighting Control | Large Industrial | Miscellaneous | MW of Load | 1 | 2045 | 0.00669
ENS | Low | C&I Curtailment | C&I Curtailment- Advanced Lighting Control | Large Industrial | Offices | MW of Load | 1 | 2045 | 0.0011245
ENS | Low | C&I Curtailment | C&I Curtailment- Advanced Lighting Control | Large Industrial | Retail Trade | MW of Load | 1 | 2045 | 0.0078756
ENS | Low | C&I Curtailment | C&I Curtailment- Advanced Lighting Control | Large Industrial | Services | MW of Load | 1 | 2045 | 0.0023372
ENS | Low | C&I Curtailment | C&I Curtailment- Water Heating Control | Large Industrial | Miscellaneous | MW of Load | 1 | 2045 | 0.0011204
ENS | Low | C&I Curtailment | C&I Curtailment- Water Heating Control | Large Industrial | Offices | MW of Load | 1 | 2045 | 0.00034871
ENS | Low | C&I Curtailment | C&I Curtailment- Water Heating Control | Large Industrial | Retail Trade | MW of Load | 1 | 2045 | 0.0069348
ENS | Low | C&I Curtailment | C&I Curtailment- Water Heating Control | Large Industrial | Services | MW of Load | 1 | 2045 | 0.002058
ENS | Low | C&I Curtailment | C&I Curtailment- Other | Large Industrial | Miscellaneous | MW of Load | 1 | 2045 | 0.023242
ENS | Low | C&I Curtailment | C&I Curtailment- Other | Large Industrial | Offices | MW of Load | 1 | 2045 | 0.0067756
ENS | Low | C&I Curtailment | C&I Curtailment- Other | Large Industrial | Retail Trade | MW of Load | 1 | 2045 | 0.061436
ENS | Low | C&I Curtailment | C&I Curtailment- Other | Large Industrial | Services | MW of Load | 1 | 2045 | 0.018232
ENS | Low | C&I Curtailment | C&I Curtailment- Industrial | Large Industrial | Manufacturing | MW of Load | 1 | 2045 | 0.69081
ENS | Low | C&I Curtailment | C&I Curtailment- Manual HVAC Control | Interruptible Rider | Miscellaneous | MW of Load | 1 | 2045 | 0.2655
ENS | Low | C&I Curtailment | C&I Curtailment- Manual HVAC Control | Interruptible Rider | Retail Trade | MW of Load | 1 | 2045 | 0.0060355
ENS | Low | C&I Curtailment | C&I Curtailment- Auto-DR HVAC Control | Interruptible Rider | Miscellaneous | MW of Load | 1 | 2045 | 1.7334
ENS | Low | C&I Curtailment | C&I Curtailment- Auto-DR HVAC Control | Interruptible Rider | Retail Trade | MW of Load | 1 | 2045 | 0.039405
ENS | Low | C&I Curtailment | C&I Curtailment- Standard Lighting Control | Interruptible Rider | Miscellaneous | MW of Load | 1 | 2045 | 0.114
ENS | Low | C&I Curtailment | C&I Curtailment- Standard Lighting Control | Interruptible Rider | Retail Trade | MW of Load | 1 | 2045 | 0.0093167
ENS | Low | C&I Curtailment | C&I Curtailment- Advanced Lighting Control | Interruptible Rider | Miscellaneous | MW of Load | 1 | 2045 | 0.057
ENS | Low | C&I Curtailment | C&I Curtailment- Advanced Lighting Control | Interruptible Rider | Retail Trade | MW of Load | 1 | 2045 | 0.0046584
ENS | Low | C&I Curtailment | C&I Curtailment- Water Heating Control | Interruptible Rider | Miscellaneous | MW of Load | 1 | 2045 | 0.015772
ENS | Low | C&I Curtailment | C&I Curtailment- Water Heating Control | Interruptible Rider | Retail Trade | MW of Load | 1 | 2045 | 0.0021789
ENS | Low | C&I Curtailment | C&I Curtailment- Other | Interruptible Rider | Miscellaneous | MW of Load | 1 | 2045 | 0.27999
ENS | Low | C&I Curtailment | C&I Curtailment- Other | Interruptible Rider | Retail Trade | MW of Load | 1 | 2045 | 0.023268
ENS | Low | C&I Curtailment | C&I Curtailment- Industrial | Interruptible Rider | Manufacturing | MW of Load | 1 | 2045 | 0.417
ENS | Low | Dynamic Pricing | Dynamic Pricing with enabling tech. | Small Commercial | Manufacturing | MW of Load | 1 | 2045 | 0.020391
ENS | Low | Dynamic Pricing | Dynamic Pricing with enabling tech. | Small Commercial | Miscellaneous | MW of Load | 1 | 2045 | 0.24951
ENS | Low | Dynamic Pricing | Dynamic Pricing with enabling tech. | Small Commercial | Offices | MW of Load | 1 | 2045 | 0.19547
ENS | Low | Dynamic Pricing | Dynamic Pricing with enabling tech. | Small Commercial | Retail Trade | MW of Load | 1 | 2045 | 0.43045
ENS | Low | Dynamic Pricing | Dynamic Pricing with enabling tech. | Small Commercial | Services | MW of Load | 1 | 2045 | 0.51672
ENS | Low | Dynamic Pricing | Dynamic Pricing w/o enabling tech. | Small Commercial | Manufacturing | MW of Load | 1 | 2045 | 0.0012043
ENS | Low | Dynamic Pricing | Dynamic Pricing w/o enabling tech. | Small Commercial | Miscellaneous | MW of Load | 1 | 2045 | 0.014737
ENS | Low | Dynamic Pricing | Dynamic Pricing w/o enabling tech. | Small Commercial | Offices | MW of Load | 1 | 2045 | 0.011545
ENS | Low | Dynamic Pricing | Dynamic Pricing w/o enabling tech. | Small Commercial | Retail Trade | MW of Load | 1 | 2045 | 0.025424
ENS | Low | Dynamic Pricing | Dynamic Pricing w/o enabling tech. | Small Commercial | Services | MW of Load | 1 | 2045 | 0.030519
ENS | Low | Dynamic Pricing | Dynamic Pricing with enabling tech. | Large Commercial | Offices | MW of Load | 1 | 2045 | 0.048794
ENS | Low | Dynamic Pricing | Dynamic Pricing with enabling tech. | Large Commercial | Services | MW of Load | 1 | 2045 | 0.31583
ENS | Low | Dynamic Pricing | Dynamic Pricing w/o enabling tech. | Large Commercial | Offices | MW of Load | 1 | 2045 | 0.01849
ENS | Low | Dynamic Pricing | Dynamic Pricing w/o enabling tech. | Large Commercial | Services | MW of Load | 1 | 2045 | 0.11968
ENS | Low | Dynamic Pricing | Dynamic Pricing with enabling tech. | Small Industrial | Manufacturing | MW of Load | 1 | 2045 | 0.045708
ENS | Low | Dynamic Pricing | Dynamic Pricing with enabling tech. | Small Industrial | Miscellaneous | MW of Load | 1 | 2045 | 0.071247
ENS | Low | Dynamic Pricing | Dynamic Pricing with enabling tech. | Small Industrial | Offices | MW of Load | 1 | 2045 | 0.0043679
ENS | Low | Dynamic Pricing | Dynamic Pricing with enabling tech. | Small Industrial | Retail Trade | MW of Load | 1 | 2045 | 0.012186
ENS | Low | Dynamic Pricing | Dynamic Pricing with enabling tech. | Small Industrial | Services | MW of Load | 1 | 2045 | 0.015191
ENS | Low | Dynamic Pricing | Dynamic Pricing w/o enabling tech. | Small Industrial | Manufacturing | MW of Load | 1 | 2045 | 0.0026996
ENS | Low | Dynamic Pricing | Dynamic Pricing w/o enabling tech. | Small Industrial | Miscellaneous | MW of Load | 1 | 2045 | 0.004208
ENS | Low | Dynamic Pricing | Dynamic Pricing w/o enabling tech. | Small Industrial | Offices | MW of Load | 1 | 2045 | 0.00025798
ENS | Low | Dynamic Pricing | Dynamic Pricing w/o enabling tech. | Small Industrial | Retail Trade | MW of Load | 1 | 2045 | 0.00071971
ENS | Low | Dynamic Pricing | Dynamic Pricing w/o enabling tech. | Small Industrial | Services | MW of Load | 1 | 2045 | 0.0008972
ENS | Low | Dynamic Pricing | Dynamic Pricing with enabling tech. | Large Industrial | Manufacturing | MW of Load | 1 | 2045 | 0.36177
ENS | Low | Dynamic Pricing | Dynamic Pricing with enabling tech. | Large Industrial | Miscellaneous | MW of Load | 1 | 2045 | 0.2293
ENS | Low | Dynamic Pricing | Dynamic Pricing with enabling tech. | Large Industrial | Offices | MW of Load | 1 | 2045 | 0.018252
ENS | Low | Dynamic Pricing | Dynamic Pricing with enabling tech. | Large Industrial | Retail Trade | MW of Load | 1 | 2045 | 0.082094
ENS | Low | Dynamic Pricing | Dynamic Pricing with enabling tech. | Large Industrial | Services | MW of Load | 1 | 2045 | 0.044987
ENS | Low | Dynamic Pricing | Dynamic Pricing w/o enabling tech. | Large Industrial | Manufacturing | MW of Load | 1 | 2045 | 0.13709
ENS | Low | Dynamic Pricing | Dynamic Pricing w/o enabling tech. | Large Industrial | Miscellaneous | MW of Load | 1 | 2045 | 0.086892
ENS | Low | Dynamic Pricing | Dynamic Pricing w/o enabling tech. | Large Industrial | Offices | MW of Load | 1 | 2045 | 0.0069164
ENS | Low | Dynamic Pricing | Dynamic Pricing w/o enabling tech. | Large Industrial | Retail Trade | MW of Load | 1 | 2045 | 0.031109
ENS | Low | Dynamic Pricing | Dynamic Pricing w/o enabling tech. | Large Industrial | Services | MW of Load | 1 | 2045 | 0.017048
ENS | Low | Dynamic Pricing | Dynamic Pricing with enabling tech. | Interruptible Rider | Manufacturing | MW of Load | 1 | 2045 | 0.079725
ENS | Low | Dynamic Pricing | Dynamic Pricing with enabling tech. | Interruptible Rider | Miscellaneous | MW of Load | 1 | 2045 | 0.20385
ENS | Low | Dynamic Pricing | Dynamic Pricing with enabling tech. | Interruptible Rider | Retail Trade | MW of Load | 1 | 2045 | 0.011967
ENS | Low | Dynamic Pricing | Dynamic Pricing w/o enabling tech. | Interruptible Rider | Manufacturing | MW of Load | 1 | 2045 | 0.030212
ENS | Low | Dynamic Pricing | Dynamic Pricing w/o enabling tech. | Interruptible Rider | Miscellaneous | MW of Load | 1 | 2045 | 0.077249
ENS | Low | Dynamic Pricing | Dynamic Pricing w/o enabling tech. | Interruptible Rider | Retail Trade | MW of Load | 1 | 2045 | 0.0045349
ENS | Low | Dynamic Pricing | Dynamic Pricing with enabling tech. | Residential | Residential Market Rate | MW of Load | 1 | 2045 | 12.7647
ENS | Low | Dynamic Pricing | Dynamic Pricing w/o enabling tech. | Residential | Residential Market Rate | MW of Load | 1 | 2045 | 7.1382
ENS | Low | BTM Battery Control | BTM Battery Control | Small Commercial | Manufacturing | MW of Load | 0 | 2045 | 0.026609
ENS | Low | BTM Battery Control | BTM Battery Control | Small Commercial | Miscellaneous | MW of Load | 0 | 2045 | 0.19884
ENS | Low | BTM Battery Control | BTM Battery Control | Small Commercial | Offices | MW of Load | 0 | 2045 | 0.068017
ENS | Low | BTM Battery Control | BTM Battery Control | Small Commercial | Retail Trade | MW of Load | 0 | 2045 | 0.11872
ENS | Low | BTM Battery Control | BTM Battery Control | Small Commercial | Services | MW of Load | 0 | 2045 | 0.25844
ENS | Low | BTM Battery Control | BTM Battery Control | Large Commercial | Offices | MW of Load | 0 | 2045 | 0.038736
ENS | Low | BTM Battery Control | BTM Battery Control | Large Commercial | Services | MW of Load | 0 | 2045 | 0.20659
ENS | Low | BTM Battery Control | BTM Battery Control | Small Industrial | Manufacturing | MW of Load | 0 | 2045 | 0.00064965
ENS | Low | BTM Battery Control | BTM Battery Control | Small Industrial | Miscellaneous | MW of Load | 0 | 2045 | 0.0042301
ENS | Low | BTM Battery Control | BTM Battery Control | Small Industrial | Offices | MW of Load | 0 | 2045 | 0.0016684
ENS | Low | BTM Battery Control | BTM Battery Control | Small Industrial | Retail Trade | MW of Load | 0 | 2045 | 0.0029087
ENS | Low | BTM Battery Control | BTM Battery Control | Small Industrial | Services | MW of Load | 0 | 2045 | 0.0063415
ENS | Low | BTM Battery Control | BTM Battery Control | Large Industrial | Manufacturing | MW of Load | 0 | 2045 | 0.02536
ENS | Low | BTM Battery Control | BTM Battery Control | Large Industrial | Miscellaneous | MW of Load | 0 | 2045 | 0.11758
ENS | Low | BTM Battery Control | BTM Battery Control | Large Industrial | Offices | MW of Load | 0 | 2045 | 0.013833
ENS | Low | BTM Battery Control | BTM Battery Control | Large Industrial | Retail Trade | MW of Load | 0 | 2045 | 0.069163
ENS | Low | BTM Battery Control | BTM Battery Control | Large Industrial | Services | MW of Load | 0 | 2045 | 0.14985
ENS | Low | BTM Battery Control | BTM Battery Control | Interruptible Rider | Manufacturing | MW of Load | 0 | 2045 | 0.033898
ENS | Low | BTM Battery Control | BTM Battery Control | Interruptible Rider | Miscellaneous | MW of Load | 0 | 2045 | 0.090396
ENS | Low | BTM Battery Control | BTM Battery Control | Interruptible Rider | Retail Trade | MW of Load | 0 | 2045 | 0.13559
ENS | Low | BTM Battery Control | BTM Battery Control | Residential | Residential LI | MW of Load | 0 | 2045 | 0.95128
ENS | Low | BTM Battery Control | BTM Battery Control | Residential | Residential Market Rate | MW of Load | 0 | 2045 | 5.9221
ENS | Low | EV Charging Control | EV Charging Control | EV | EV | MW of Load | 0 | 2045 | 5.4441
ENS | Low | Behavioral DR | Behavioral DR | Residential | Residential LI | MW of Load | 0 | 2045 | 0.30604
ENS | Low | Behavioral DR | Behavioral DR | Residential | Residential Market Rate | MW of Load | 0 | 2045 | 1.8453
ENS | High | DLC | DLC-Switch-Water Heating | Small Commercial | Miscellaneous | MW of Load | 0 | 2021 | 0.0055282
ENS | High | DLC | DLC-Switch-Water Heating | Small Commercial | Offices | MW of Load | 0 | 2021 | 0.0033816
ENS | High | DLC | DLC-Switch-Water Heating | Small Commercial | Retail Trade | MW of Load | 0 | 2021 | 0.018828
ENS | High | DLC | DLC-Switch-Water Heating | Small Commercial | Services | MW of Load | 0 | 2021 | 0.022669
ENS | High | DLC | DLC-Thermostat-HVAC | Small Commercial | Miscellaneous | MW of Load | 0 | 2021 | 0.039757
ENS | High | DLC | DLC-Thermostat-HVAC | Small Commercial | Offices | MW of Load | 0 | 2021 | 0.057096
ENS | High | DLC | DLC-Thermostat-HVAC | Small Commercial | Retail Trade | MW of Load | 0 | 2021 | 0.061668
ENS | High | DLC | DLC-Thermostat-HVAC | Small Commercial | Services | MW of Load | 0 | 2021 | 0.074256
ENS | High | DLC | DLC-Switch-Water Heating | Small Industrial | Miscellaneous | MW of Load | 0 | 2021 | 0.001069
ENS | High | DLC | DLC-Switch-Water Heating | Small Industrial | Offices | MW of Load | 0 | 2021 | 4.3336e-05
ENS | High | DLC | DLC-Switch-Water Heating | Small Industrial | Retail Trade | MW of Load | 0 | 2021 | 0.00028949
ENS | High | DLC | DLC-Switch-Water Heating | Small Industrial | Services | MW of Load | 0 | 2021 | 0.00036088
ENS | High | DLC | DLC-Thermostat-HVAC | Small Industrial | Miscellaneous | MW of Load | 0 | 2021 | 0.007903
ENS | High | DLC | DLC-Thermostat-HVAC | Small Industrial | Offices | MW of Load | 0 | 2021 | 0.00073439
ENS | High | DLC | DLC-Thermostat-HVAC | Small Industrial | Retail Trade | MW of Load | 0 | 2021 | 0.00095322
ENS | High | DLC | DLC-Thermostat-HVAC | Small Industrial | Services | MW of Load | 0 | 2021 | 0.0011883
ENS | High | DLC | DLC-Switch-Water Heating | Residential | Residential LI | MW of Load | 0 | 2021 | 0.51952
ENS | High | DLC | DLC-Switch-Water Heating | Residential | Residential Market Rate | MW of Load | 0 | 2021 | 1.6162
ENS | High | DLC | DLC-Thermostat-Heat Pump | Residential | Residential LI | MW of Load | 0 | 2021 | 0.03585
ENS | High | DLC | DLC-Thermostat-Heat Pump | Residential | Residential Market Rate | MW of Load | 0 | 2021 | 0.87206
ENS | High | DLC | DLC-Thermostat-Electric Furnace | Residential | Residential LI | MW of Load | 0 | 2021 | 0.55528
ENS | High | DLC | DLC-Thermostat-Electric Furnace | Residential | Residential Market Rate | MW of Load | 0 | 2021 | 0.65371
ENS | High | C&I Curtailment | C&I Curtailment- Manual HVAC Control | Large Commercial | Offices | MW of Load | 0 | 2021 | 0.014346
ENS | High | C&I Curtailment | C&I Curtailment- Manual HVAC Control | Large Commercial | Services | MW of Load | 0 | 2021 | 0.031026
ENS | High | C&I Curtailment | C&I Curtailment- Auto-DR HVAC Control | Large Commercial | Offices | MW of Load | 0 | 2021 | 0.0094436
ENS | High | C&I Curtailment | C&I Curtailment- Auto-DR HVAC Control | Large Commercial | Services | MW of Load | 0 | 2021 | 0.020424
ENS | High | C&I Curtailment | C&I Curtailment- Standard Lighting Control | Large Commercial | Offices | MW of Load | 0 | 2021 | 0.0024689
ENS | High | C&I Curtailment | C&I Curtailment- Standard Lighting Control | Large Commercial | Services | MW of Load | 0 | 2021 | 0.015519
ENS | High | C&I Curtailment | C&I Curtailment- Advanced Lighting Control | Large Commercial | Offices | MW of Load | 0 | 2021 | 0.0012345
ENS | High | C&I Curtailment | C&I Curtailment- Advanced Lighting Control | Large Commercial | Services | MW of Load | 0 | 2021 | 0.0077595
ENS | High | C&I Curtailment | C&I Curtailment- Water Heating Control | Large Commercial | Offices | MW of Load | 0 | 2021 | 0.0001958
ENS | High | C&I Curtailment | C&I Curtailment- Water Heating Control | Large Commercial | Services | MW of Load | 0 | 2021 | 0.0021742
ENS | High | C&I Curtailment | C&I Curtailment- Other | Large Commercial | Offices | MW of Load | 0 | 2021 | 0.0036486
ENS | High | C&I Curtailment | C&I Curtailment- Other | Large Commercial | Services | MW of Load | 0 | 2021 | 0.024125
ENS | High | C&I Curtailment | C&I Curtailment- Manual HVAC Control | Large Industrial | Miscellaneous | MW of Load | 0 | 2021 | 0.0042541
ENS | High | C&I Curtailment | C&I Curtailment- Manual HVAC Control | Large Industrial | Offices | MW of Load | 0 | 2021 | 0.0024167
ENS | High | C&I Curtailment | C&I Curtailment- Manual HVAC Control | Large Industrial | Retail Trade | MW of Load | 0 | 2021 | 0.0073691
ENS | High | C&I Curtailment | C&I Curtailment- Manual HVAC Control | Large Industrial | Services | MW of Load | 0 | 2021 | 0.0021869
ENS | High | C&I Curtailment | C&I Curtailment- Auto-DR HVAC Control | Large Industrial | Miscellaneous | MW of Load | 0 | 2021 | 0.0028004
ENS | High | C&I Curtailment | C&I Curtailment- Auto-DR HVAC Control | Large Industrial | Offices | MW of Load | 0 | 2021 | 0.0015909
ENS | High | C&I Curtailment | C&I Curtailment- Auto-DR HVAC Control | Large Industrial | Retail Trade | MW of Load | 0 | 2021 | 0.004851
ENS | High | C&I Curtailment | C&I Curtailment- Auto-DR HVAC Control | Large Industrial | Services | MW of Load | 0 | 2021 | 0.0014396
ENS | High | C&I Curtailment | C&I Curtailment- Standard Lighting Control | Large Industrial | Miscellaneous | MW of Load | 0 | 2021 | 0.0022078
ENS | High | C&I Curtailment | C&I Curtailment- Standard Lighting Control | Large Industrial | Offices | MW of Load | 0 | 2021 | 0.00041986
ENS | High | C&I Curtailment | C&I Curtailment- Standard Lighting Control | Large Industrial | Retail Trade | MW of Load | 0 | 2021 | 0.003686
ENS | High | C&I Curtailment | C&I Curtailment- Standard Lighting Control | Large Industrial | Services | MW of Load | 0 | 2021 | 0.0010939
ENS | High | C&I Curtailment | C&I Curtailment- Advanced Lighting Control | Large Industrial | Miscellaneous | MW of Load | 0 | 2021 | 0.0011039
ENS | High | C&I Curtailment | C&I Curtailment- Advanced Lighting Control | Large Industrial | Offices | MW of Load | 0 | 2021 | 0.00020993
ENS | High | C&I Curtailment | C&I Curtailment- Advanced Lighting Control | Large Industrial | Retail Trade | MW of Load | 0 | 2021 | 0.001843
ENS | High | C&I Curtailment | C&I Curtailment- Advanced Lighting Control | Large Industrial | Services | MW of Load | 0 | 2021 | 0.00054693
ENS | High | C&I Curtailment | C&I Curtailment- Water Heating Control | Large Industrial | Miscellaneous | MW of Load | 0 | 2021 | 0.00011626
ENS | High | C&I Curtailment | C&I Curtailment- Water Heating Control | Large Industrial | Offices | MW of Load | 0 | 2021 | 3.2701e-05
ENS | High | C&I Curtailment | C&I Curtailment- Water Heating Control | Large Industrial | Retail Trade | MW of Load | 0 | 2021 | 0.00051641
ENS | High | C&I Curtailment | C&I Curtailment- Water Heating Control | Large Industrial | Services | MW of Load | 0 | 2021 | 0.00015325
ENS | High | C&I Curtailment | C&I Curtailment- Other | Large Industrial | Miscellaneous | MW of Load | 0 | 2021 | 0.0024848
ENS | High | C&I Curtailment | C&I Curtailment- Other | Large Industrial | Offices | MW of Load | 0 | 2021 | 0.00061703
ENS | High | C&I Curtailment | C&I Curtailment- Other | Large Industrial | Retail Trade | MW of Load | 0 | 2021 | 0.0057301
ENS | High | C&I Curtailment | C&I Curtailment- Other | Large Industrial | Services | MW of Load | 0 | 2021 | 0.0017005
ENS | High | C&I Curtailment | C&I Curtailment- Industrial | Large Industrial | Manufacturing | MW of Load | 0 | 2021 | 0.10599
ENS | High | C&I Curtailment | C&I Curtailment- Manual HVAC Control | Interruptible Rider | Miscellaneous | MW of Load | 0 | 2021 | 0.15816
ENS | High | C&I Curtailment | C&I Curtailment- Manual HVAC Control | Interruptible Rider | Retail Trade | MW of Load | 0 | 2021 | 0.0046438
ENS | High | C&I Curtailment | C&I Curtailment- Auto-DR HVAC Control | Interruptible Rider | Miscellaneous | MW of Load | 0 | 2021 | 0.10411
ENS | High | C&I Curtailment | C&I Curtailment- Auto-DR HVAC Control | Interruptible Rider | Retail Trade | MW of Load | 0 | 2021 | 0.003057
ENS | High | C&I Curtailment | C&I Curtailment- Standard Lighting Control | Interruptible Rider | Miscellaneous | MW of Load | 0 | 2021 | 0.033368
ENS | High | C&I Curtailment | C&I Curtailment- Standard Lighting Control | Interruptible Rider | Retail Trade | MW of Load | 0 | 2021 | 0.0023436
ENS | High | C&I Curtailment | C&I Curtailment- Advanced Lighting Control | Interruptible Rider | Miscellaneous | MW of Load | 0 | 2021 | 0.016684
ENS | High | C&I Curtailment | C&I Curtailment- Advanced Lighting Control | Interruptible Rider | Retail Trade | MW of Load | 0 | 2021 | 0.0011718
ENS | High | C&I Curtailment | C&I Curtailment- Water Heating Control | Interruptible Rider | Miscellaneous | MW of Load | 0 | 2021 | 0.0025011
ENS | High | C&I Curtailment | C&I Curtailment- Water Heating Control | Interruptible Rider | Retail Trade | MW of Load | 0 | 2021 | 0.00032358
ENS | High | C&I Curtailment | C&I Curtailment- Other | Interruptible Rider | Miscellaneous | MW of Load | 0 | 2021 | 0.045362
ENS | High | C&I Curtailment | C&I Curtailment- Other | Interruptible Rider | Retail Trade | MW of Load | 0 | 2021 | 0.0036126
ENS | High | C&I Curtailment | C&I Curtailment- Industrial | Interruptible Rider | Manufacturing | MW of Load | 0 | 2021 | 0.092641
ENS | High | DLC | DLC-Switch-Water Heating | Small Commercial | Miscellaneous | MW of Load | 0 | 2022 | 0.015586
ENS | High | DLC | DLC-Switch-Water Heating | Small Commercial | Offices | MW of Load | 0 | 2022 | 0.0095212
ENS | High | DLC | DLC-Switch-Water Heating | Small Commercial | Retail Trade | MW of Load | 0 | 2022 | 0.0532
ENS | High | DLC | DLC-Switch-Water Heating | Small Commercial | Services | MW of Load | 0 | 2022 | 0.064043
ENS | High | DLC | DLC-Thermostat-HVAC | Small Commercial | Miscellaneous | MW of Load | 0 | 2022 | 0.11083
ENS | High | DLC | DLC-Thermostat-HVAC | Small Commercial | Offices | MW of Load | 0 | 2022 | 0.16028
ENS | High | DLC | DLC-Thermostat-HVAC | Small Commercial | Retail Trade | MW of Load | 0 | 2022 | 0.17121
ENS | High | DLC | DLC-Thermostat-HVAC | Small Commercial | Services | MW of Load | 0 | 2022 | 0.20615
ENS | High | DLC | DLC-Switch-Water Heating | Small Industrial | Miscellaneous | MW of Load | 0 | 2022 | 0.0030689
ENS | High | DLC | DLC-Switch-Water Heating | Small Industrial | Offices | MW of Load | 0 | 2022 | 0.00012407
ENS | High | DLC | DLC-Switch-Water Heating | Small Industrial | Retail Trade | MW of Load | 0 | 2022 | 0.000832
ENS | High | DLC | DLC-Switch-Water Heating | Small Industrial | Services | MW of Load | 0 | 2022 | 0.0010372
ENS | High | DLC | DLC-Thermostat-HVAC | Small Industrial | Miscellaneous | MW of Load | 0 | 2022 | 0.022495
ENS | High | DLC | DLC-Thermostat-HVAC | Small Industrial | Offices | MW of Load | 0 | 2022 | 0.0021046
ENS | High | DLC | DLC-Thermostat-HVAC | Small Industrial | Retail Trade | MW of Load | 0 | 2022 | 0.0027134
ENS | High | DLC | DLC-Thermostat-HVAC | Small Industrial | Services | MW of Load | 0 | 2022 | 0.0033825
ENS | High | DLC | DLC-Switch-Water Heating | Residential | Residential LI | MW of Load | 0 | 2022 | 1.5723
ENS | High | DLC | DLC-Switch-Water Heating | Residential | Residential Market Rate | MW of Load | 0 | 2022 | 4.4478
ENS | High | DLC | DLC-Thermostat-Heat Pump | Residential | Residential LI | MW of Load | 0 | 2022 | 0.1394
ENS | High | DLC | DLC-Thermostat-Heat Pump | Residential | Residential Market Rate | MW of Load | 0 | 2022 | 2.4695
ENS | High | DLC | DLC-Thermostat-Electric Furnace | Residential | Residential LI | MW of Load | 0 | 2022 | 1.6323
ENS | High | DLC | DLC-Thermostat-Electric Furnace | Residential | Residential Market Rate | MW of Load | 0 | 2022 | 1.6905
ENS | High | C&I Curtailment | C&I Curtailment- Manual HVAC Control | Large Commercial | Offices | MW of Load | 0 | 2022 | 0.036859
ENS | High | C&I Curtailment | C&I Curtailment- Manual HVAC Control | Large Commercial | Services | MW of Load | 0 | 2022 | 0.078923
ENS | High | C&I Curtailment | C&I Curtailment- Auto-DR HVAC Control | Large Commercial | Offices | MW of Load | 0 | 2022 | 0.034255
ENS | High | C&I Curtailment | C&I Curtailment- Auto-DR HVAC Control | Large Commercial | Services | MW of Load | 0 | 2022 | 0.073346
ENS | High | C&I Curtailment | C&I Curtailment- Standard Lighting Control | Large Commercial | Offices | MW of Load | 0 | 2022 | 0.0067846
ENS | High | C&I Curtailment | C&I Curtailment- Standard Lighting Control | Large Commercial | Services | MW of Load | 0 | 2022 | 0.042954
ENS | High | C&I Curtailment | C&I Curtailment- Advanced Lighting Control | Large Commercial | Offices | MW of Load | 0 | 2022 | 0.0033923
ENS | High | C&I Curtailment | C&I Curtailment- Advanced Lighting Control | Large Commercial | Services | MW of Load | 0 | 2022 | 0.021477
ENS | High | C&I Curtailment | C&I Curtailment- Water Heating Control | Large Commercial | Offices | MW of Load | 0 | 2022 | 0.00056653
ENS | High | C&I Curtailment | C&I Curtailment- Water Heating Control | Large Commercial | Services | MW of Load | 0 | 2022 | 0.0062891
ENS | High | C&I Curtailment | C&I Curtailment- Other | Large Commercial | Offices | MW of Load | 0 | 2022 | 0.010441
ENS | High | C&I Curtailment | C&I Curtailment- Other | Large Commercial | Services | MW of Load | 0 | 2022 | 0.069209
ENS | High | C&I Curtailment | C&I Curtailment- Manual HVAC Control | Large Industrial | Miscellaneous | MW of Load | 0 | 2022 | 0.011233
ENS | High | C&I Curtailment | C&I Curtailment- Manual HVAC Control | Large Industrial | Offices | MW of Load | 0 | 2022 | 0.0064824
ENS | High | C&I Curtailment | C&I Curtailment- Manual HVAC Control | Large Industrial | Retail Trade | MW of Load | 0 | 2022 | 0.019516
ENS | High | C&I Curtailment | C&I Curtailment- Manual HVAC Control | Large Industrial | Services | MW of Load | 0 | 2022 | 0.0057916
ENS | High | C&I Curtailment | C&I Curtailment- Auto-DR HVAC Control | Large Industrial | Miscellaneous | MW of Load | 0 | 2022 | 0.010439
ENS | High | C&I Curtailment | C&I Curtailment- Auto-DR HVAC Control | Large Industrial | Offices | MW of Load | 0 | 2022 | 0.0060244
ENS | High | C&I Curtailment | C&I Curtailment- Auto-DR HVAC Control | Large Industrial | Retail Trade | MW of Load | 0 | 2022 | 0.018137
ENS | High | C&I Curtailment | C&I Curtailment- Auto-DR HVAC Control | Large Industrial | Services | MW of Load | 0 | 2022 | 0.0053824
ENS | High | C&I Curtailment | C&I Curtailment- Standard Lighting Control | Large Industrial | Miscellaneous | MW of Load | 0 | 2022 | 0.00637
ENS | High | C&I Curtailment | C&I Curtailment- Standard Lighting Control | Large Industrial | Offices | MW of Load | 0 | 2022 | 0.001217
ENS | High | C&I Curtailment | C&I Curtailment- Standard Lighting Control | Large Industrial | Retail Trade | MW of Load | 0 | 2022 | 0.010622
ENS | High | C&I Curtailment | C&I Curtailment- Standard Lighting Control | Large Industrial | Services | MW of Load | 0 | 2022 | 0.0031521
ENS | High | C&I Curtailment | C&I Curtailment- Advanced Lighting Control | Large Industrial | Miscellaneous | MW of Load | 0 | 2022 | 0.003185
ENS | High | C&I Curtailment | C&I Curtailment- Advanced Lighting Control | Large Industrial | Offices | MW of Load | 0 | 2022 | 0.00060849
ENS | High | C&I Curtailment | C&I Curtailment- Advanced Lighting Control | Large Industrial | Retail Trade | MW of Load | 0 | 2022 | 0.0053109
ENS | High | C&I Curtailment | C&I Curtailment- Advanced Lighting Control | Large Industrial | Services | MW of Load | 0 | 2022 | 0.0015761
ENS | High | C&I Curtailment | C&I Curtailment- Water Heating Control | Large Industrial | Miscellaneous | MW of Load | 0 | 2022 | 0.00034122
ENS | High | C&I Curtailment | C&I Curtailment- Water Heating Control | Large Industrial | Offices | MW of Load | 0 | 2022 | 9.7704e-05
ENS | High | C&I Curtailment | C&I Curtailment- Water Heating Control | Large Industrial | Retail Trade | MW of Load | 0 | 2022 | 0.0015552
ENS | High | C&I Curtailment | C&I Curtailment- Water Heating Control | Large Industrial | Services | MW of Load | 0 | 2022 | 0.00046151
ENS | High | C&I Curtailment | C&I Curtailment- Other | Large Industrial | Miscellaneous | MW of Load | 0 | 2022 | 0.0073338
ENS | High | C&I Curtailment | C&I Curtailment- Other | Large Industrial | Offices | MW of Load | 0 | 2022 | 0.001851
ENS | High | C&I Curtailment | C&I Curtailment- Other | Large Industrial | Retail Trade | MW of Load | 0 | 2022 | 0.017114
ENS | High | C&I Curtailment | C&I Curtailment- Other | Large Industrial | Services | MW of Load | 0 | 2022 | 0.0050788
ENS | High | C&I Curtailment | C&I Curtailment- Industrial | Large Industrial | Manufacturing | MW of Load | 0 | 2022 | 0.30569
ENS | High | C&I Curtailment | C&I Curtailment- Manual HVAC Control | Interruptible Rider | Miscellaneous | MW of Load | 0 | 2022 | 0.40452
ENS | High | C&I Curtailment | C&I Curtailment- Manual HVAC Control | Interruptible Rider | Retail Trade | MW of Load | 0 | 2022 | 0.011803
ENS | High | C&I Curtailment | C&I Curtailment- Auto-DR HVAC Control | Interruptible Rider | Miscellaneous | MW of Load | 0 | 2022 | 0.37594
ENS | High | C&I Curtailment | C&I Curtailment- Auto-DR HVAC Control | Interruptible Rider | Retail Trade | MW of Load | 0 | 2022 | 0.010969
ENS | High | C&I Curtailment | C&I Curtailment- Standard Lighting Control | Interruptible Rider | Miscellaneous | MW of Load | 0 | 2022 | 0.0928
ENS | High | C&I Curtailment | C&I Curtailment- Standard Lighting Control | Interruptible Rider | Retail Trade | MW of Load | 0 | 2022 | 0.0065516
ENS | High | C&I Curtailment | C&I Curtailment- Advanced Lighting Control | Interruptible Rider | Miscellaneous | MW of Load | 0 | 2022 | 0.0464
ENS | High | C&I Curtailment | C&I Curtailment- Advanced Lighting Control | Interruptible Rider | Retail Trade | MW of Load | 0 | 2022 | 0.0032758
ENS | High | C&I Curtailment | C&I Curtailment- Water Heating Control | Interruptible Rider | Miscellaneous | MW of Load | 0 | 2022 | 0.0071438
ENS | High | C&I Curtailment | C&I Curtailment- Water Heating Control | Interruptible Rider | Retail Trade | MW of Load | 0 | 2022 | 0.00092714
ENS | High | C&I Curtailment | C&I Curtailment- Other | Interruptible Rider | Miscellaneous | MW of Load | 0 | 2022 | 0.12958
ENS | High | C&I Curtailment | C&I Curtailment- Other | Interruptible Rider | Retail Trade | MW of Load | 0 | 2022 | 0.010337
ENS | High | C&I Curtailment | C&I Curtailment- Industrial | Interruptible Rider | Manufacturing | MW of Load | 0 | 2022 | 0.25968
ENS | High | Dynamic Pricing | Dynamic Pricing with enabling tech. | Small Commercial | Manufacturing | MW of Load | 1 | 2022 | 0.025241
ENS | High | Dynamic Pricing | Dynamic Pricing with enabling tech. | Small Commercial | Miscellaneous | MW of Load | 1 | 2022 | 0.24151
ENS | High | Dynamic Pricing | Dynamic Pricing with enabling tech. | Small Commercial | Offices | MW of Load | 1 | 2022 | 0.19363
ENS | High | Dynamic Pricing | Dynamic Pricing with enabling tech. | Small Commercial | Retail Trade | MW of Load | 1 | 2022 | 0.4507
ENS | High | Dynamic Pricing | Dynamic Pricing with enabling tech. | Small Commercial | Services | MW of Load | 1 | 2022 | 0.54268
ENS | High | Dynamic Pricing | Dynamic Pricing w/o enabling tech. | Small Commercial | Manufacturing | MW of Load | 1 | 2022 | 0.0015124
ENS | High | Dynamic Pricing | Dynamic Pricing w/o enabling tech. | Small Commercial | Miscellaneous | MW of Load | 1 | 2022 | 0.014471
ENS | High | Dynamic Pricing | Dynamic Pricing w/o enabling tech. | Small Commercial | Offices | MW of Load | 1 | 2022 | 0.011602
ENS | High | Dynamic Pricing | Dynamic Pricing w/o enabling tech. | Small Commercial | Retail Trade | MW of Load | 1 | 2022 | 0.027005
ENS | High | Dynamic Pricing | Dynamic Pricing w/o enabling tech. | Small Commercial | Services | MW of Load | 1 | 2022 | 0.032516
ENS | High | Dynamic Pricing | Dynamic Pricing with enabling tech. | Large Commercial | Offices | MW of Load | 1 | 2022 | 0.031528
ENS | High | Dynamic Pricing | Dynamic Pricing with enabling tech. | Large Commercial | Services | MW of Load | 1 | 2022 | 0.19666
ENS | High | Dynamic Pricing | Dynamic Pricing w/o enabling tech. | Large Commercial | Offices | MW of Load | 1 | 2022 | 0.015151
ENS | High | Dynamic Pricing | Dynamic Pricing w/o enabling tech. | Large Commercial | Services | MW of Load | 1 | 2022 | 0.094506
ENS | High | Dynamic Pricing | Dynamic Pricing with enabling tech. | Small Industrial | Manufacturing | MW of Load | 1 | 2022 | 0.034002
ENS | High | Dynamic Pricing | Dynamic Pricing with enabling tech. | Small Industrial | Miscellaneous | MW of Load | 1 | 2022 | 0.042741
ENS | High | Dynamic Pricing | Dynamic Pricing with enabling tech. | Small Industrial | Offices | MW of Load | 1 | 2022 | 0.0025603
ENS | High | Dynamic Pricing | Dynamic Pricing with enabling tech. | Small Industrial | Retail Trade | MW of Load | 1 | 2022 | 0.0071846
ENS | High | Dynamic Pricing | Dynamic Pricing with enabling tech. | Small Industrial | Services | MW of Load | 1 | 2022 | 0.0089564
ENS | High | Dynamic Pricing | Dynamic Pricing w/o enabling tech. | Small Industrial | Manufacturing | MW of Load | 1 | 2022 | 0.0020374
ENS | High | Dynamic Pricing | Dynamic Pricing w/o enabling tech. | Small Industrial | Miscellaneous | MW of Load | 1 | 2022 | 0.002561
ENS | High | Dynamic Pricing | Dynamic Pricing w/o enabling tech. | Small Industrial | Offices | MW of Load | 1 | 2022 | 0.00015341
ENS | High | Dynamic Pricing | Dynamic Pricing w/o enabling tech. | Small Industrial | Retail Trade | MW of Load | 1 | 2022 | 0.00043049
ENS | High | Dynamic Pricing | Dynamic Pricing w/o enabling tech. | Small Industrial | Services | MW of Load | 1 | 2022 | 0.00053665
ENS | High | Dynamic Pricing | Dynamic Pricing with enabling tech. | Large Industrial | Manufacturing | MW of Load | 1 | 2022 | 0.17571
ENS | High | Dynamic Pricing | Dynamic Pricing with enabling tech. | Large Industrial | Miscellaneous | MW of Load | 1 | 2022 | 0.069709
ENS | High | Dynamic Pricing | Dynamic Pricing with enabling tech. | Large Industrial | Offices | MW of Load | 1 | 2022 | 0.0056029
ENS | High | Dynamic Pricing | Dynamic Pricing with enabling tech. | Large Industrial | Retail Trade | MW of Load | 1 | 2022 | 0.029324
ENS | High | Dynamic Pricing | Dynamic Pricing with enabling tech. | Large Industrial | Services | MW of Load | 1 | 2022 | 0.014504
ENS | High | Dynamic Pricing | Dynamic Pricing w/o enabling tech. | Large Industrial | Manufacturing | MW of Load | 1 | 2022 | 0.084437
ENS | High | Dynamic Pricing | Dynamic Pricing w/o enabling tech. | Large Industrial | Miscellaneous | MW of Load | 1 | 2022 | 0.033499
ENS | High | Dynamic Pricing | Dynamic Pricing w/o enabling tech. | Large Industrial | Offices | MW of Load | 1 | 2022 | 0.0026925
ENS | High | Dynamic Pricing | Dynamic Pricing w/o enabling tech. | Large Industrial | Retail Trade | MW of Load | 1 | 2022 | 0.014092
ENS | High | Dynamic Pricing | Dynamic Pricing w/o enabling tech. | Large Industrial | Services | MW of Load | 1 | 2022 | 0.0069698
ENS | High | Dynamic Pricing | Dynamic Pricing with enabling tech. | Interruptible Rider | Manufacturing | MW of Load | 1 | 2022 | 0.074603
ENS | High | Dynamic Pricing | Dynamic Pricing with enabling tech. | Interruptible Rider | Miscellaneous | MW of Load | 1 | 2022 | 0.15076
ENS | High | Dynamic Pricing | Dynamic Pricing with enabling tech. | Interruptible Rider | Retail Trade | MW of Load | 1 | 2022 | 0.0088755
ENS | High | Dynamic Pricing | Dynamic Pricing w/o enabling tech. | Interruptible Rider | Manufacturing | MW of Load | 1 | 2022 | 0.035851
ENS | High | Dynamic Pricing | Dynamic Pricing w/o enabling tech. | Interruptible Rider | Miscellaneous | MW of Load | 1 | 2022 | 0.072447
ENS | High | Dynamic Pricing | Dynamic Pricing w/o enabling tech. | Interruptible Rider | Retail Trade | MW of Load | 1 | 2022 | 0.0042651
ENS | High | Dynamic Pricing | Dynamic Pricing with enabling tech. | Residential | Residential Market Rate | MW of Load | 1 | 2022 | 4.4811
ENS | High | Dynamic Pricing | Dynamic Pricing w/o enabling tech. | Residential | Residential Market Rate | MW of Load | 1 | 2022 | 3.0291
ENS | High | BTM Battery Control | BTM Battery Control | Small Commercial | Manufacturing | MW of Load | 0 | 2022 | 0.00081347
ENS | High | BTM Battery Control | BTM Battery Control | Small Commercial | Miscellaneous | MW of Load | 0 | 2022 | 0.0059912
ENS | High | BTM Battery Control | BTM Battery Control | Small Commercial | Offices | MW of Load | 0 | 2022 | 0.00208
ENS | High | BTM Battery Control | BTM Battery Control | Small Commercial | Retail Trade | MW of Load | 0 | 2022 | 0.0036292
ENS | High | BTM Battery Control | BTM Battery Control | Small Commercial | Services | MW of Load | 0 | 2022 | 0.0079001
ENS | High | BTM Battery Control | BTM Battery Control | Large Commercial | Offices | MW of Load | 0 | 2022 | 0.00076473
ENS | High | BTM Battery Control | BTM Battery Control | Large Commercial | Services | MW of Load | 0 | 2022 | 0.0040785
ENS | High | BTM Battery Control | BTM Battery Control | Small Industrial | Manufacturing | MW of Load | 0 | 2022 | 2.0047e-05
ENS | High | BTM Battery Control | BTM Battery Control | Small Industrial | Miscellaneous | MW of Load | 0 | 2022 | 0.00012951
ENS | High | BTM Battery Control | BTM Battery Control | Small Industrial | Offices | MW of Load | 0 | 2022 | 5.113e-05
ENS | High | BTM Battery Control | BTM Battery Control | Small Industrial | Retail Trade | MW of Load | 0 | 2022 | 8.8971e-05
ENS | High | BTM Battery Control | BTM Battery Control | Small Industrial | Services | MW of Load | 0 | 2022 | 0.00019371
ENS | High | BTM Battery Control | BTM Battery Control | Large Industrial | Manufacturing | MW of Load | 0 | 2022 | 0.00050066
ENS | High | BTM Battery Control | BTM Battery Control | Large Industrial | Miscellaneous | MW of Load | 0 | 2022 | 0.0023212
ENS | High | BTM Battery Control | BTM Battery Control | Large Industrial | Offices | MW of Load | 0 | 2022 | 0.00027309
ENS | High | BTM Battery Control | BTM Battery Control | Large Industrial | Retail Trade | MW of Load | 0 | 2022 | 0.0013654
ENS | High | BTM Battery Control | BTM Battery Control | Large Industrial | Services | MW of Load | 0 | 2022 | 0.0029584
ENS | High | BTM Battery Control | BTM Battery Control | Interruptible Rider | Manufacturing | MW of Load | 0 | 2022 | 0.00066923
ENS | High | BTM Battery Control | BTM Battery Control | Interruptible Rider | Miscellaneous | MW of Load | 0 | 2022 | 0.0017846
ENS | High | BTM Battery Control | BTM Battery Control | Interruptible Rider | Retail Trade | MW of Load | 0 | 2022 | 0.0026769
ENS | High | BTM Battery Control | BTM Battery Control | Residential | Residential LI | MW of Load | 0 | 2022 | 0.022876
ENS | High | BTM Battery Control | BTM Battery Control | Residential | Residential Market Rate | MW of Load | 0 | 2022 | 0.12945
ENS | High | EV Charging Control | EV Charging Control | EV | EV | MW of Load | 0 | 2022 | 0.014101
ENS | High | Behavioral DR | Behavioral DR | Residential | Residential LI | MW of Load | 1 | 2022 | 0.062613
ENS | High | Behavioral DR | Behavioral DR | Residential | Residential Market Rate | MW of Load | 1 | 2022 | 0.40874
ENS | High | DLC | DLC-Switch-Water Heating | Small Commercial | Miscellaneous | MW of Load | 0 | 2023 | 0.02646
ENS | High | DLC | DLC-Switch-Water Heating | Small Commercial | Offices | MW of Load | 0 | 2023 | 0.016122
ENS | High | DLC | DLC-Switch-Water Heating | Small Commercial | Retail Trade | MW of Load | 0 | 2023 | 0.090328
ENS | High | DLC | DLC-Switch-Water Heating | Small Commercial | Services | MW of Load | 0 | 2023 | 0.10873
ENS | High | DLC | DLC-Thermostat-HVAC | Small Commercial | Miscellaneous | MW of Load | 0 | 2023 | 0.18587
ENS | High | DLC | DLC-Thermostat-HVAC | Small Commercial | Offices | MW of Load | 0 | 2023 | 0.27044
ENS | High | DLC | DLC-Thermostat-HVAC | Small Commercial | Retail Trade | MW of Load | 0 | 2023 | 0.28594
ENS | High | DLC | DLC-Thermostat-HVAC | Small Commercial | Services | MW of Load | 0 | 2023 | 0.34429
ENS | High | DLC | DLC-Switch-Water Heating | Small Industrial | Miscellaneous | MW of Load | 0 | 2023 | 0.0052641
ENS | High | DLC | DLC-Switch-Water Heating | Small Industrial | Offices | MW of Load | 0 | 2023 | 0.00021243
ENS | High | DLC | DLC-Switch-Water Heating | Small Industrial | Retail Trade | MW of Load | 0 | 2023 | 0.0014288
ENS | High | DLC | DLC-Switch-Water Heating | Small Industrial | Services | MW of Load | 0 | 2023 | 0.0017811
ENS | High | DLC | DLC-Thermostat-HVAC | Small Industrial | Miscellaneous | MW of Load | 0 | 2023 | 0.038228
ENS | High | DLC | DLC-Thermostat-HVAC | Small Industrial | Offices | MW of Load | 0 | 2023 | 0.0036021
ENS | High | DLC | DLC-Thermostat-HVAC | Small Industrial | Retail Trade | MW of Load | 0 | 2023 | 0.0046135
ENS | High | DLC | DLC-Thermostat-HVAC | Small Industrial | Services | MW of Load | 0 | 2023 | 0.0057512
ENS | High | DLC | DLC-Switch-Water Heating | Residential | Residential LI | MW of Load | 0 | 2023 | 3.1359
ENS | High | DLC | DLC-Switch-Water Heating | Residential | Residential Market Rate | MW of Load | 0 | 2023 | 7.1252
ENS | High | DLC | DLC-Thermostat-Heat Pump | Residential | Residential LI | MW of Load | 0 | 2023 | 0.34585
ENS | High | DLC | DLC-Thermostat-Heat Pump | Residential | Residential Market Rate | MW of Load | 0 | 2023 | 4.1151
ENS | High | DLC | DLC-Thermostat-Electric Furnace | Residential | Residential LI | MW of Load | 0 | 2023 | 3.1911
ENS | High | DLC | DLC-Thermostat-Electric Furnace | Residential | Residential Market Rate | MW of Load | 0 | 2023 | 2.5541
ENS | High | C&I Curtailment | C&I Curtailment- Manual HVAC Control | Large Commercial | Offices | MW of Load | 0 | 2023 | 0.05863
ENS | High | C&I Curtailment | C&I Curtailment- Manual HVAC Control | Large Commercial | Services | MW of Load | 0 | 2023 | 0.12436
ENS | High | C&I Curtailment | C&I Curtailment- Auto-DR HVAC Control | Large Commercial | Offices | MW of Load | 0 | 2023 | 0.069373
ENS | High | C&I Curtailment | C&I Curtailment- Auto-DR HVAC Control | Large Commercial | Services | MW of Load | 0 | 2023 | 0.14715
ENS | High | C&I Curtailment | C&I Curtailment- Standard Lighting Control | Large Commercial | Offices | MW of Load | 0 | 2023 | 0.011411
ENS | High | C&I Curtailment | C&I Curtailment- Standard Lighting Control | Large Commercial | Services | MW of Load | 0 | 2023 | 0.072719
ENS | High | C&I Curtailment | C&I Curtailment- Advanced Lighting Control | Large Commercial | Offices | MW of Load | 0 | 2023 | 0.0057053
ENS | High | C&I Curtailment | C&I Curtailment- Advanced Lighting Control | Large Commercial | Services | MW of Load | 0 | 2023 | 0.03636
ENS | High | C&I Curtailment | C&I Curtailment- Water Heating Control | Large Commercial | Offices | MW of Load | 0 | 2023 | 0.00099708
ENS | High | C&I Curtailment | C&I Curtailment- Water Heating Control | Large Commercial | Services | MW of Load | 0 | 2023 | 0.011066
ENS | High | C&I Curtailment | C&I Curtailment- Other | Large Commercial | Offices | MW of Load | 0 | 2023 | 0.018179
ENS | High | C&I Curtailment | C&I Curtailment- Other | Large Commercial | Services | MW of Load | 0 | 2023 | 0.12079
ENS | High | C&I Curtailment | C&I Curtailment- Manual HVAC Control | Large Industrial | Miscellaneous | MW of Load | 0 | 2023 | 0.01849
ENS | High | C&I Curtailment | C&I Curtailment- Manual HVAC Control | Large Industrial | Offices | MW of Load | 0 | 2023 | 0.010832
ENS | High | C&I Curtailment | C&I Curtailment- Manual HVAC Control | Large Industrial | Retail Trade | MW of Load | 0 | 2023 | 0.032232
ENS | High | C&I Curtailment | C&I Curtailment- Manual HVAC Control | Large Industrial | Services | MW of Load | 0 | 2023 | 0.0095653
ENS | High | C&I Curtailment | C&I Curtailment- Auto-DR HVAC Control | Large Industrial | Miscellaneous | MW of Load | 0 | 2023 | 0.021877
ENS | High | C&I Curtailment | C&I Curtailment- Auto-DR HVAC Control | Large Industrial | Offices | MW of Load | 0 | 2023 | 0.012817
ENS | High | C&I Curtailment | C&I Curtailment- Auto-DR HVAC Control | Large Industrial | Retail Trade | MW of Load | 0 | 2023 | 0.038138
ENS | High | C&I Curtailment | C&I Curtailment- Auto-DR HVAC Control | Large Industrial | Services | MW of Load | 0 | 2023 | 0.011318
ENS | High | C&I Curtailment | C&I Curtailment- Standard Lighting Control | Large Industrial | Miscellaneous | MW of Load | 0 | 2023 | 0.0113
ENS | High | C&I Curtailment | C&I Curtailment- Standard Lighting Control | Large Industrial | Offices | MW of Load | 0 | 2023 | 0.0021683
ENS | High | C&I Curtailment | C&I Curtailment- Standard Lighting Control | Large Industrial | Retail Trade | MW of Load | 0 | 2023 | 0.018847
ENS | High | C&I Curtailment | C&I Curtailment- Standard Lighting Control | Large Industrial | Services | MW of Load | 0 | 2023 | 0.0055932
ENS | High | C&I Curtailment | C&I Curtailment- Advanced Lighting Control | Large Industrial | Miscellaneous | MW of Load | 0 | 2023 | 0.0056502
ENS | High | C&I Curtailment | C&I Curtailment- Advanced Lighting Control | Large Industrial | Offices | MW of Load | 0 | 2023 | 0.0010842
ENS | High | C&I Curtailment | C&I Curtailment- Advanced Lighting Control | Large Industrial | Retail Trade | MW of Load | 0 | 2023 | 0.0094237
ENS | High | C&I Curtailment | C&I Curtailment- Advanced Lighting Control | Large Industrial | Services | MW of Load | 0 | 2023 | 0.0027966
ENS | High | C&I Curtailment | C&I Curtailment- Water Heating Control | Large Industrial | Miscellaneous | MW of Load | 0 | 2023 | 0.00061401
ENS | High | C&I Curtailment | C&I Curtailment- Water Heating Control | Large Industrial | Offices | MW of Load | 0 | 2023 | 0.00017909
ENS | High | C&I Curtailment | C&I Curtailment- Water Heating Control | Large Industrial | Retail Trade | MW of Load | 0 | 2023 | 0.002868
ENS | High | C&I Curtailment | C&I Curtailment- Water Heating Control | Large Industrial | Services | MW of Load | 0 | 2023 | 0.00085111
ENS | High | C&I Curtailment | C&I Curtailment- Other | Large Industrial | Miscellaneous | MW of Load | 0 | 2023 | 0.013261
ENS | High | C&I Curtailment | C&I Curtailment- Other | Large Industrial | Offices | MW of Load | 0 | 2023 | 0.0033998
ENS | High | C&I Curtailment | C&I Curtailment- Other | Large Industrial | Retail Trade | MW of Load | 0 | 2023 | 0.031306
ENS | High | C&I Curtailment | C&I Curtailment- Other | Large Industrial | Services | MW of Load | 0 | 2023 | 0.0092904
ENS | High | C&I Curtailment | C&I Curtailment- Industrial | Large Industrial | Manufacturing | MW of Load | 0 | 2023 | 0.54006
ENS | High | C&I Curtailment | C&I Curtailment- Manual HVAC Control | Interruptible Rider | Miscellaneous | MW of Load | 0 | 2023 | 0.64474
ENS | High | C&I Curtailment | C&I Curtailment- Manual HVAC Control | Interruptible Rider | Retail Trade | MW of Load | 0 | 2023 | 0.018696
ENS | High | C&I Curtailment | C&I Curtailment- Auto-DR HVAC Control | Interruptible Rider | Miscellaneous | MW of Load | 0 | 2023 | 0.76287
ENS | High | C&I Curtailment | C&I Curtailment- Auto-DR HVAC Control | Interruptible Rider | Retail Trade | MW of Load | 0 | 2023 | 0.022122
ENS | High | C&I Curtailment | C&I Curtailment- Standard Lighting Control | Interruptible Rider | Miscellaneous | MW of Load | 0 | 2023 | 0.15853
ENS | High | C&I Curtailment | C&I Curtailment- Standard Lighting Control | Interruptible Rider | Retail Trade | MW of Load | 0 | 2023 | 0.011247
ENS | High | C&I Curtailment | C&I Curtailment- Advanced Lighting Control | Interruptible Rider | Miscellaneous | MW of Load | 0 | 2023 | 0.079265
ENS | High | C&I Curtailment | C&I Curtailment- Advanced Lighting Control | Interruptible Rider | Retail Trade | MW of Load | 0 | 2023 | 0.0056234
ENS | High | C&I Curtailment | C&I Curtailment- Water Heating Control | Interruptible Rider | Miscellaneous | MW of Load | 0 | 2023 | 0.012516
ENS | High | C&I Curtailment | C&I Curtailment- Water Heating Control | Interruptible Rider | Retail Trade | MW of Load | 0 | 2023 | 0.0016284
ENS | High | C&I Curtailment | C&I Curtailment- Other | Interruptible Rider | Miscellaneous | MW of Load | 0 | 2023 | 0.22669
ENS | High | C&I Curtailment | C&I Curtailment- Other | Interruptible Rider | Retail Trade | MW of Load | 0 | 2023 | 0.018114
ENS | High | C&I Curtailment | C&I Curtailment- Industrial | Interruptible Rider | Manufacturing | MW of Load | 0 | 2023 | 0.44572
ENS | High | Dynamic Pricing | Dynamic Pricing with enabling tech. | Small Commercial | Manufacturing | MW of Load | 1 | 2023 | 0.073127
ENS | High | Dynamic Pricing | Dynamic Pricing with enabling tech. | Small Commercial | Miscellaneous | MW of Load | 1 | 2023 | 0.70968
ENS | High | Dynamic Pricing | Dynamic Pricing with enabling tech. | Small Commercial | Offices | MW of Load | 1 | 2023 | 0.5695
ENS | High | Dynamic Pricing | Dynamic Pricing with enabling tech. | Small Commercial | Retail Trade | MW of Load | 1 | 2023 | 1.3211
ENS | High | Dynamic Pricing | Dynamic Pricing with enabling tech. | Small Commercial | Services | MW of Load | 1 | 2023 | 1.5908
ENS | High | Dynamic Pricing | Dynamic Pricing w/o enabling tech. | Small Commercial | Manufacturing | MW of Load | 1 | 2023 | 0.0043817
ENS | High | Dynamic Pricing | Dynamic Pricing w/o enabling tech. | Small Commercial | Miscellaneous | MW of Load | 1 | 2023 | 0.042523
ENS | High | Dynamic Pricing | Dynamic Pricing w/o enabling tech. | Small Commercial | Offices | MW of Load | 1 | 2023 | 0.034123
ENS | High | Dynamic Pricing | Dynamic Pricing w/o enabling tech. | Small Commercial | Retail Trade | MW of Load | 1 | 2023 | 0.079161
ENS | High | Dynamic Pricing | Dynamic Pricing w/o enabling tech. | Small Commercial | Services | MW of Load | 1 | 2023 | 0.095317
ENS | High | Dynamic Pricing | Dynamic Pricing with enabling tech. | Large Commercial | Offices | MW of Load | 1 | 2023 | 0.092938
ENS | High | Dynamic Pricing | Dynamic Pricing with enabling tech. | Large Commercial | Services | MW of Load | 1 | 2023 | 0.57904
ENS | High | Dynamic Pricing | Dynamic Pricing w/o enabling tech. | Large Commercial | Offices | MW of Load | 1 | 2023 | 0.044661
ENS | High | Dynamic Pricing | Dynamic Pricing w/o enabling tech. | Large Commercial | Services | MW of Load | 1 | 2023 | 0.27826
ENS | High | Dynamic Pricing | Dynamic Pricing with enabling tech. | Small Industrial | Manufacturing | MW of Load | 1 | 2023 | 0.10019
ENS | High | Dynamic Pricing | Dynamic Pricing with enabling tech. | Small Industrial | Miscellaneous | MW of Load | 1 | 2023 | 0.12761
ENS | High | Dynamic Pricing | Dynamic Pricing with enabling tech. | Small Industrial | Offices | MW of Load | 1 | 2023 | 0.0076764
ENS | High | Dynamic Pricing | Dynamic Pricing with enabling tech. | Small Industrial | Retail Trade | MW of Load | 1 | 2023 | 0.021528
ENS | High | Dynamic Pricing | Dynamic Pricing with enabling tech. | Small Industrial | Services | MW of Load | 1 | 2023 | 0.026837
ENS | High | Dynamic Pricing | Dynamic Pricing w/o enabling tech. | Small Industrial | Manufacturing | MW of Load | 1 | 2023 | 0.0060031
ENS | High | Dynamic Pricing | Dynamic Pricing w/o enabling tech. | Small Industrial | Miscellaneous | MW of Load | 1 | 2023 | 0.0076465
ENS | High | Dynamic Pricing | Dynamic Pricing w/o enabling tech. | Small Industrial | Offices | MW of Load | 1 | 2023 | 0.00045996
ENS | High | Dynamic Pricing | Dynamic Pricing w/o enabling tech. | Small Industrial | Retail Trade | MW of Load | 1 | 2023 | 0.0012899
ENS | High | Dynamic Pricing | Dynamic Pricing w/o enabling tech. | Small Industrial | Services | MW of Load | 1 | 2023 | 0.001608
ENS | High | Dynamic Pricing | Dynamic Pricing with enabling tech. | Large Industrial | Manufacturing | MW of Load | 1 | 2023 | 0.52863
ENS | High | Dynamic Pricing | Dynamic Pricing with enabling tech. | Large Industrial | Miscellaneous | MW of Load | 1 | 2023 | 0.214
ENS | High | Dynamic Pricing | Dynamic Pricing with enabling tech. | Large Industrial | Offices | MW of Load | 1 | 2023 | 0.017469
ENS | High | Dynamic Pricing | Dynamic Pricing with enabling tech. | Large Industrial | Retail Trade | MW of Load | 1 | 2023 | 0.090874
ENS | High | Dynamic Pricing | Dynamic Pricing with enabling tech. | Large Industrial | Services | MW of Load | 1 | 2023 | 0.044946
ENS | High | Dynamic Pricing | Dynamic Pricing w/o enabling tech. | Large Industrial | Manufacturing | MW of Load | 1 | 2023 | 0.25403
ENS | High | Dynamic Pricing | Dynamic Pricing w/o enabling tech. | Large Industrial | Miscellaneous | MW of Load | 1 | 2023 | 0.10284
ENS | High | Dynamic Pricing | Dynamic Pricing w/o enabling tech. | Large Industrial | Offices | MW of Load | 1 | 2023 | 0.0083945
ENS | High | Dynamic Pricing | Dynamic Pricing w/o enabling tech. | Large Industrial | Retail Trade | MW of Load | 1 | 2023 | 0.04367
ENS | High | Dynamic Pricing | Dynamic Pricing w/o enabling tech. | Large Industrial | Services | MW of Load | 1 | 2023 | 0.021599
ENS | High | Dynamic Pricing | Dynamic Pricing with enabling tech. | Interruptible Rider | Manufacturing | MW of Load | 1 | 2023 | 0.21799
ENS | High | Dynamic Pricing | Dynamic Pricing with enabling tech. | Interruptible Rider | Miscellaneous | MW of Load | 1 | 2023 | 0.44797
ENS | High | Dynamic Pricing | Dynamic Pricing with enabling tech. | Interruptible Rider | Retail Trade | MW of Load | 1 | 2023 | 0.026374
ENS | High | Dynamic Pricing | Dynamic Pricing w/o enabling tech. | Interruptible Rider | Manufacturing | MW of Load | 1 | 2023 | 0.10476
ENS | High | Dynamic Pricing | Dynamic Pricing w/o enabling tech. | Interruptible Rider | Miscellaneous | MW of Load | 1 | 2023 | 0.21527
ENS | High | Dynamic Pricing | Dynamic Pricing w/o enabling tech. | Interruptible Rider | Retail Trade | MW of Load | 1 | 2023 | 0.012674
ENS | High | Dynamic Pricing | Dynamic Pricing with enabling tech. | Residential | Residential Market Rate | MW of Load | 1 | 2023 | 13.3224
ENS | High | Dynamic Pricing | Dynamic Pricing w/o enabling tech. | Residential | Residential Market Rate | MW of Load | 1 | 2023 | 9.0056
ENS | High | BTM Battery Control | BTM Battery Control | Small Commercial | Manufacturing | MW of Load | 0 | 2023 | 0.0034419
ENS | High | BTM Battery Control | BTM Battery Control | Small Commercial | Miscellaneous | MW of Load | 0 | 2023 | 0.025363
ENS | High | BTM Battery Control | BTM Battery Control | Small Commercial | Offices | MW of Load | 0 | 2023 | 0.0087987
ENS | High | BTM Battery Control | BTM Battery Control | Small Commercial | Retail Trade | MW of Load | 0 | 2023 | 0.015355
ENS | High | BTM Battery Control | BTM Battery Control | Small Commercial | Services | MW of Load | 0 | 2023 | 0.033422
ENS | High | BTM Battery Control | BTM Battery Control | Large Commercial | Offices | MW of Load | 0 | 2023 | 0.0032357
ENS | High | BTM Battery Control | BTM Battery Control | Large Commercial | Services | MW of Load | 0 | 2023 | 0.017257
ENS | High | BTM Battery Control | BTM Battery Control | Small Industrial | Manufacturing | MW of Load | 0 | 2023 | 8.4819e-05
ENS | High | BTM Battery Control | BTM Battery Control | Small Industrial | Miscellaneous | MW of Load | 0 | 2023 | 0.00054799
ENS | High | BTM Battery Control | BTM Battery Control | Small Industrial | Offices | MW of Load | 0 | 2023 | 0.00021634
ENS | High | BTM Battery Control | BTM Battery Control | Small Industrial | Retail Trade | MW of Load | 0 | 2023 | 0.00037645
ENS | High | BTM Battery Control | BTM Battery Control | Small Industrial | Services | MW of Load | 0 | 2023 | 0.0008196
ENS | High | BTM Battery Control | BTM Battery Control | Large Industrial | Manufacturing | MW of Load | 0 | 2023 | 0.0021183
ENS | High | BTM Battery Control | BTM Battery Control | Large Industrial | Miscellaneous | MW of Load | 0 | 2023 | 0.0098214
ENS | High | BTM Battery Control | BTM Battery Control | Large Industrial | Offices | MW of Load | 0 | 2023 | 0.0011555
ENS | High | BTM Battery Control | BTM Battery Control | Large Industrial | Retail Trade | MW of Load | 0 | 2023 | 0.0057773
ENS | High | BTM Battery Control | BTM Battery Control | Large Industrial | Services | MW of Load | 0 | 2023 | 0.012518
ENS | High | BTM Battery Control | BTM Battery Control | Interruptible Rider | Manufacturing | MW of Load | 0 | 2023 | 0.0028316
ENS | High | BTM Battery Control | BTM Battery Control | Interruptible Rider | Miscellaneous | MW of Load | 0 | 2023 | 0.0075509
ENS | High | BTM Battery Control | BTM Battery Control | Interruptible Rider | Retail Trade | MW of Load | 0 | 2023 | 0.011326
ENS | High | BTM Battery Control | BTM Battery Control | Residential | Residential LI | MW of Load | 0 | 2023 | 0.11419
ENS | High | BTM Battery Control | BTM Battery Control | Residential | Residential Market Rate | MW of Load | 0 | 2023 | 0.51683
ENS | High | EV Charging Control | EV Charging Control | EV | EV | MW of Load | 0 | 2023 | 0.058031
ENS | High | Behavioral DR | Behavioral DR | Residential | Residential LI | MW of Load | 1 | 2023 | 0.16838
ENS | High | Behavioral DR | Behavioral DR | Residential | Residential Market Rate | MW of Load | 1 | 2023 | 1.1819
ENS | High | DLC | DLC-Switch-Water Heating | Small Commercial | Miscellaneous | MW of Load | 0 | 2024 | 0.029588
ENS | High | DLC | DLC-Switch-Water Heating | Small Commercial | Offices | MW of Load | 0 | 2024 | 0.017969
ENS | High | DLC | DLC-Switch-Water Heating | Small Commercial | Retail Trade | MW of Load | 0 | 2024 | 0.10093
ENS | High | DLC | DLC-Switch-Water Heating | Small Commercial | Services | MW of Load | 0 | 2024 | 0.12148
ENS | High | DLC | DLC-Thermostat-HVAC | Small Commercial | Miscellaneous | MW of Load | 0 | 2024 | 0.20488
ENS | High | DLC | DLC-Thermostat-HVAC | Small Commercial | Offices | MW of Load | 0 | 2024 | 0.30007
ENS | High | DLC | DLC-Thermostat-HVAC | Small Commercial | Retail Trade | MW of Load | 0 | 2024 | 0.31341
ENS | High | DLC | DLC-Thermostat-HVAC | Small Commercial | Services | MW of Load | 0 | 2024 | 0.37736
ENS | High | DLC | DLC-Switch-Water Heating | Small Industrial | Miscellaneous | MW of Load | 0 | 2024 | 0.0058939
ENS | High | DLC | DLC-Switch-Water Heating | Small Industrial | Offices | MW of Load | 0 | 2024 | 0.00023735
ENS | High | DLC | DLC-Switch-Water Heating | Small Industrial | Retail Trade | MW of Load | 0 | 2024 | 0.0016015
ENS | High | DLC | DLC-Switch-Water Heating | Small Industrial | Services | MW of Load | 0 | 2024 | 0.0019965
ENS | High | DLC | DLC-Thermostat-HVAC | Small Industrial | Miscellaneous | MW of Load | 0 | 2024 | 0.042357
ENS | High | DLC | DLC-Thermostat-HVAC | Small Industrial | Offices | MW of Load | 0 | 2024 | 0.0040216
ENS | High | DLC | DLC-Thermostat-HVAC | Small Industrial | Retail Trade | MW of Load | 0 | 2024 | 0.0051112
ENS | High | DLC | DLC-Thermostat-HVAC | Small Industrial | Services | MW of Load | 0 | 2024 | 0.0063717
ENS | High | DLC | DLC-Switch-Water Heating | Residential | Residential LI | MW of Load | 0 | 2024 | 4.7071
ENS | High | DLC | DLC-Switch-Water Heating | Residential | Residential Market Rate | MW of Load | 0 | 2024 | 6.8216
ENS | High | DLC | DLC-Thermostat-Heat Pump | Residential | Residential LI | MW of Load | 0 | 2024 | 0.6218
ENS | High | DLC | DLC-Thermostat-Heat Pump | Residential | Residential Market Rate | MW of Load | 0 | 2024 | 4.0587
ENS | High | DLC | DLC-Thermostat-Electric Furnace | Residential | Residential LI | MW of Load | 0 | 2024 | 4.6608
ENS | High | DLC | DLC-Thermostat-Electric Furnace | Residential | Residential Market Rate | MW of Load | 0 | 2024 | 2.2686
ENS | High | C&I Curtailment | C&I Curtailment- Manual HVAC Control | Large Commercial | Offices | MW of Load | 0 | 2024 | 0.06394
ENS | High | C&I Curtailment | C&I Curtailment- Manual HVAC Control | Large Commercial | Services | MW of Load | 0 | 2024 | 0.13413
ENS | High | C&I Curtailment | C&I Curtailment- Auto-DR HVAC Control | Large Commercial | Offices | MW of Load | 0 | 2024 | 0.093694
ENS | High | C&I Curtailment | C&I Curtailment- Auto-DR HVAC Control | Large Commercial | Services | MW of Load | 0 | 2024 | 0.19655
ENS | High | C&I Curtailment | C&I Curtailment- Standard Lighting Control | Large Commercial | Offices | MW of Load | 0 | 2024 | 0.013147
ENS | High | C&I Curtailment | C&I Curtailment- Standard Lighting Control | Large Commercial | Services | MW of Load | 0 | 2024 | 0.0844
ENS | High | C&I Curtailment | C&I Curtailment- Advanced Lighting Control | Large Commercial | Offices | MW of Load | 0 | 2024 | 0.0065733
ENS | High | C&I Curtailment | C&I Curtailment- Advanced Lighting Control | Large Commercial | Services | MW of Load | 0 | 2024 | 0.0422
ENS | High | C&I Curtailment | C&I Curtailment- Water Heating Control | Large Commercial | Offices | MW of Load | 0 | 2024 | 0.0012059
ENS | High | C&I Curtailment | C&I Curtailment- Water Heating Control | Large Commercial | Services | MW of Load | 0 | 2024 | 0.013379
ENS | High | C&I Curtailment | C&I Curtailment- Other | Large Commercial | Offices | MW of Load | 0 | 2024 | 0.021739
ENS | High | C&I Curtailment | C&I Curtailment- Other | Large Commercial | Services | MW of Load | 0 | 2024 | 0.14481
ENS | High | C&I Curtailment | C&I Curtailment- Manual HVAC Control | Large Industrial | Miscellaneous | MW of Load | 0 | 2024 | 0.020532
ENS | High | C&I Curtailment | C&I Curtailment- Manual HVAC Control | Large Industrial | Offices | MW of Load | 0 | 2024 | 0.012204
ENS | High | C&I Curtailment | C&I Curtailment- Manual HVAC Control | Large Industrial | Retail Trade | MW of Load | 0 | 2024 | 0.035808
ENS | High | C&I Curtailment | C&I Curtailment- Manual HVAC Control | Large Industrial | Services | MW of Load | 0 | 2024 | 0.010626
ENS | High | C&I Curtailment | C&I Curtailment- Auto-DR HVAC Control | Large Industrial | Miscellaneous | MW of Load | 0 | 2024 | 0.030086
ENS | High | C&I Curtailment | C&I Curtailment- Auto-DR HVAC Control | Large Industrial | Offices | MW of Load | 0 | 2024 | 0.017884
ENS | High | C&I Curtailment | C&I Curtailment- Auto-DR HVAC Control | Large Industrial | Retail Trade | MW of Load | 0 | 2024 | 0.052472
ENS | High | C&I Curtailment | C&I Curtailment- Auto-DR HVAC Control | Large Industrial | Services | MW of Load | 0 | 2024 | 0.015572
ENS | High | C&I Curtailment | C&I Curtailment- Standard Lighting Control | Large Industrial | Miscellaneous | MW of Load | 0 | 2024 | 0.013568
ENS | High | C&I Curtailment | C&I Curtailment- Standard Lighting Control | Large Industrial | Offices | MW of Load | 0 | 2024 | 0.0026082
ENS | High | C&I Curtailment | C&I Curtailment- Standard Lighting Control | Large Industrial | Retail Trade | MW of Load | 0 | 2024 | 0.022531
ENS | High | C&I Curtailment | C&I Curtailment- Standard Lighting Control | Large Industrial | Services | MW of Load | 0 | 2024 | 0.0066864
ENS | High | C&I Curtailment | C&I Curtailment- Advanced Lighting Control | Large Industrial | Miscellaneous | MW of Load | 0 | 2024 | 0.0067839
ENS | High | C&I Curtailment | C&I Curtailment- Advanced Lighting Control | Large Industrial | Offices | MW of Load | 0 | 2024 | 0.0013041
ENS | High | C&I Curtailment | C&I Curtailment- Advanced Lighting Control | Large Industrial | Retail Trade | MW of Load | 0 | 2024 | 0.011266
ENS | High | C&I Curtailment | C&I Curtailment- Advanced Lighting Control | Large Industrial | Services | MW of Load | 0 | 2024 | 0.0033432
ENS | High | C&I Curtailment | C&I Curtailment- Water Heating Control | Large Industrial | Miscellaneous | MW of Load | 0 | 2024 | 0.00075061
ENS | High | C&I Curtailment | C&I Curtailment- Water Heating Control | Large Industrial | Offices | MW of Load | 0 | 2024 | 0.00022175
ENS | High | C&I Curtailment | C&I Curtailment- Water Heating Control | Large Industrial | Retail Trade | MW of Load | 0 | 2024 | 0.0035718
ENS | High | C&I Curtailment | C&I Curtailment- Water Heating Control | Large Industrial | Services | MW of Load | 0 | 2024 | 0.00106
ENS | High | C&I Curtailment | C&I Curtailment- Other | Large Industrial | Miscellaneous | MW of Load | 0 | 2024 | 0.016244
ENS | High | C&I Curtailment | C&I Curtailment- Other | Large Industrial | Offices | MW of Load | 0 | 2024 | 0.0042178
ENS | High | C&I Curtailment | C&I Curtailment- Other | Large Industrial | Retail Trade | MW of Load | 0 | 2024 | 0.038659
ENS | High | C&I Curtailment | C&I Curtailment- Other | Large Industrial | Services | MW of Load | 0 | 2024 | 0.011473
ENS | High | C&I Curtailment | C&I Curtailment- Industrial | Large Industrial | Manufacturing | MW of Load | 0 | 2024 | 0.64725
ENS | High | C&I Curtailment | C&I Curtailment- Manual HVAC Control | Interruptible Rider | Miscellaneous | MW of Load | 0 | 2024 | 0.70148
ENS | High | C&I Curtailment | C&I Curtailment- Manual HVAC Control | Interruptible Rider | Retail Trade | MW of Load | 0 | 2024 | 0.020195
ENS | High | C&I Curtailment | C&I Curtailment- Auto-DR HVAC Control | Interruptible Rider | Miscellaneous | MW of Load | 0 | 2024 | 1.0279
ENS | High | C&I Curtailment | C&I Curtailment- Auto-DR HVAC Control | Interruptible Rider | Retail Trade | MW of Load | 0 | 2024 | 0.029592
ENS | High | C&I Curtailment | C&I Curtailment- Standard Lighting Control | Interruptible Rider | Miscellaneous | MW of Load | 0 | 2024 | 0.18486
ENS | High | C&I Curtailment | C&I Curtailment- Standard Lighting Control | Interruptible Rider | Retail Trade | MW of Load | 0 | 2024 | 0.013184
ENS | High | C&I Curtailment | C&I Curtailment- Advanced Lighting Control | Interruptible Rider | Miscellaneous | MW of Load | 0 | 2024 | 0.092432
ENS | High | C&I Curtailment | C&I Curtailment- Advanced Lighting Control | Interruptible Rider | Retail Trade | MW of Load | 0 | 2024 | 0.0065919
ENS | High | C&I Curtailment | C&I Curtailment- Water Heating Control | Interruptible Rider | Miscellaneous | MW of Load | 0 | 2024 | 0.014993
ENS | High | C&I Curtailment | C&I Curtailment- Water Heating Control | Interruptible Rider | Retail Trade | MW of Load | 0 | 2024 | 0.0019558
ENS | High | C&I Curtailment | C&I Curtailment- Other | Interruptible Rider | Miscellaneous | MW of Load | 0 | 2024 | 0.27124
ENS | High | C&I Curtailment | C&I Curtailment- Other | Interruptible Rider | Retail Trade | MW of Load | 0 | 2024 | 0.02171
ENS | High | C&I Curtailment | C&I Curtailment- Industrial | Interruptible Rider | Manufacturing | MW of Load | 0 | 2024 | 0.52284
ENS | High | Dynamic Pricing | Dynamic Pricing with enabling tech. | Small Commercial | Manufacturing | MW of Load | 1 | 2024 | 0.14115
ENS | High | Dynamic Pricing | Dynamic Pricing with enabling tech. | Small Commercial | Miscellaneous | MW of Load | 1 | 2024 | 1.3904
ENS | High | Dynamic Pricing | Dynamic Pricing with enabling tech. | Small Commercial | Offices | MW of Load | 1 | 2024 | 1.1164
ENS | High | Dynamic Pricing | Dynamic Pricing with enabling tech. | Small Commercial | Retail Trade | MW of Load | 1 | 2024 | 2.5799
ENS | High | Dynamic Pricing | Dynamic Pricing with enabling tech. | Small Commercial | Services | MW of Load | 1 | 2024 | 3.1064
ENS | High | Dynamic Pricing | Dynamic Pricing w/o enabling tech. | Small Commercial | Manufacturing | MW of Load | 1 | 2024 | 0.0084576
ENS | High | Dynamic Pricing | Dynamic Pricing w/o enabling tech. | Small Commercial | Miscellaneous | MW of Load | 1 | 2024 | 0.083311
ENS | High | Dynamic Pricing | Dynamic Pricing w/o enabling tech. | Small Commercial | Offices | MW of Load | 1 | 2024 | 0.066892
ENS | High | Dynamic Pricing | Dynamic Pricing w/o enabling tech. | Small Commercial | Retail Trade | MW of Load | 1 | 2024 | 0.15458
ENS | High | Dynamic Pricing | Dynamic Pricing w/o enabling tech. | Small Commercial | Services | MW of Load | 1 | 2024 | 0.18613
ENS | High | Dynamic Pricing | Dynamic Pricing with enabling tech. | Large Commercial | Offices | MW of Load | 1 | 2024 | 0.18238
ENS | High | Dynamic Pricing | Dynamic Pricing with enabling tech. | Large Commercial | Services | MW of Load | 1 | 2024 | 1.1349
ENS | High | Dynamic Pricing | Dynamic Pricing w/o enabling tech. | Large Commercial | Offices | MW of Load | 1 | 2024 | 0.087643
ENS | High | Dynamic Pricing | Dynamic Pricing w/o enabling tech. | Large Commercial | Services | MW of Load | 1 | 2024 | 0.54538
ENS | High | Dynamic Pricing | Dynamic Pricing with enabling tech. | Small Industrial | Manufacturing | MW of Load | 1 | 2024 | 0.19634
ENS | High | Dynamic Pricing | Dynamic Pricing with enabling tech. | Small Industrial | Miscellaneous | MW of Load | 1 | 2024 | 0.25352
ENS | High | Dynamic Pricing | Dynamic Pricing with enabling tech. | Small Industrial | Offices | MW of Load | 1 | 2024 | 0.015313
ENS | High | Dynamic Pricing | Dynamic Pricing with enabling tech. | Small Industrial | Retail Trade | MW of Load | 1 | 2024 | 0.042915
ENS | High | Dynamic Pricing | Dynamic Pricing with enabling tech. | Small Industrial | Services | MW of Load | 1 | 2024 | 0.053498
ENS | High | Dynamic Pricing | Dynamic Pricing w/o enabling tech. | Small Industrial | Manufacturing | MW of Load | 1 | 2024 | 0.011765
ENS | High | Dynamic Pricing | Dynamic Pricing w/o enabling tech. | Small Industrial | Miscellaneous | MW of Load | 1 | 2024 | 0.01519
ENS | High | Dynamic Pricing | Dynamic Pricing w/o enabling tech. | Small Industrial | Offices | MW of Load | 1 | 2024 | 0.00091753
ENS | High | Dynamic Pricing | Dynamic Pricing w/o enabling tech. | Small Industrial | Retail Trade | MW of Load | 1 | 2024 | 0.0025714
ENS | High | Dynamic Pricing | Dynamic Pricing w/o enabling tech. | Small Industrial | Services | MW of Load | 1 | 2024 | 0.0032055
ENS | High | Dynamic Pricing | Dynamic Pricing with enabling tech. | Large Industrial | Manufacturing | MW of Load | 1 | 2024 | 1.0519
ENS | High | Dynamic Pricing | Dynamic Pricing with enabling tech. | Large Industrial | Miscellaneous | MW of Load | 1 | 2024 | 0.4336
ENS | High | Dynamic Pricing | Dynamic Pricing with enabling tech. | Large Industrial | Offices | MW of Load | 1 | 2024 | 0.035859
ENS | High | Dynamic Pricing | Dynamic Pricing with enabling tech. | Large Industrial | Retail Trade | MW of Load | 1 | 2024 | 0.18524
ENS | High | Dynamic Pricing | Dynamic Pricing with enabling tech. | Large Industrial | Services | MW of Load | 1 | 2024 | 0.091622
ENS | High | Dynamic Pricing | Dynamic Pricing w/o enabling tech. | Large Industrial | Manufacturing | MW of Load | 1 | 2024 | 0.50551
ENS | High | Dynamic Pricing | Dynamic Pricing w/o enabling tech. | Large Industrial | Miscellaneous | MW of Load | 1 | 2024 | 0.20837
ENS | High | Dynamic Pricing | Dynamic Pricing w/o enabling tech. | Large Industrial | Offices | MW of Load | 1 | 2024 | 0.017232
ENS | High | Dynamic Pricing | Dynamic Pricing w/o enabling tech. | Large Industrial | Retail Trade | MW of Load | 1 | 2024 | 0.089019
ENS | High | Dynamic Pricing | Dynamic Pricing w/o enabling tech. | Large Industrial | Services | MW of Load | 1 | 2024 | 0.044029
ENS | High | Dynamic Pricing | Dynamic Pricing with enabling tech. | Interruptible Rider | Manufacturing | MW of Load | 1 | 2024 | 0.42427
ENS | High | Dynamic Pricing | Dynamic Pricing with enabling tech. | Interruptible Rider | Miscellaneous | MW of Load | 1 | 2024 | 0.88686
ENS | High | Dynamic Pricing | Dynamic Pricing with enabling tech. | Interruptible Rider | Retail Trade | MW of Load | 1 | 2024 | 0.052212
ENS | High | Dynamic Pricing | Dynamic Pricing w/o enabling tech. | Interruptible Rider | Manufacturing | MW of Load | 1 | 2024 | 0.20388
ENS | High | Dynamic Pricing | Dynamic Pricing w/o enabling tech. | Interruptible Rider | Miscellaneous | MW of Load | 1 | 2024 | 0.42618
ENS | High | Dynamic Pricing | Dynamic Pricing w/o enabling tech. | Interruptible Rider | Retail Trade | MW of Load | 1 | 2024 | 0.025091
ENS | High | Dynamic Pricing | Dynamic Pricing with enabling tech. | Residential | Residential Market Rate | MW of Load | 1 | 2024 | 26.6257
ENS | High | Dynamic Pricing | Dynamic Pricing w/o enabling tech. | Residential | Residential Market Rate | MW of Load | 1 | 2024 | 17.9981
ENS | High | BTM Battery Control | BTM Battery Control | Small Commercial | Manufacturing | MW of Load | 0 | 2024 | 0.0077682
ENS | High | BTM Battery Control | BTM Battery Control | Small Commercial | Miscellaneous | MW of Load | 0 | 2024 | 0.057269
ENS | High | BTM Battery Control | BTM Battery Control | Small Commercial | Offices | MW of Load | 0 | 2024 | 0.019858
ENS | High | BTM Battery Control | BTM Battery Control | Small Commercial | Retail Trade | MW of Load | 0 | 2024 | 0.034651
ENS | High | BTM Battery Control | BTM Battery Control | Small Commercial | Services | MW of Load | 0 | 2024 | 0.075426
ENS | High | BTM Battery Control | BTM Battery Control | Large Commercial | Offices | MW of Load | 0 | 2024 | 0.0073027
ENS | High | BTM Battery Control | BTM Battery Control | Large Commercial | Services | MW of Load | 0 | 2024 | 0.038948
ENS | High | BTM Battery Control | BTM Battery Control | Small Industrial | Manufacturing | MW of Load | 0 | 2024 | 0.00019143
ENS | High | BTM Battery Control | BTM Battery Control | Small Industrial | Miscellaneous | MW of Load | 0 | 2024 | 0.0012368
ENS | High | BTM Battery Control | BTM Battery Control | Small Industrial | Offices | MW of Load | 0 | 2024 | 0.00048826
ENS | High | BTM Battery Control | BTM Battery Control | Small Industrial | Retail Trade | MW of Load | 0 | 2024 | 0.00084962
ENS | High | BTM Battery Control | BTM Battery Control | Small Industrial | Services | MW of Load | 0 | 2024 | 0.0018498
ENS | High | BTM Battery Control | BTM Battery Control | Large Industrial | Manufacturing | MW of Load | 0 | 2024 | 0.004781
ENS | High | BTM Battery Control | BTM Battery Control | Large Industrial | Miscellaneous | MW of Load | 0 | 2024 | 0.022166
ENS | High | BTM Battery Control | BTM Battery Control | Large Industrial | Offices | MW of Load | 0 | 2024 | 0.0026078
ENS | High | BTM Battery Control | BTM Battery Control | Large Industrial | Retail Trade | MW of Load | 0 | 2024 | 0.013039
ENS | High | BTM Battery Control | BTM Battery Control | Large Industrial | Services | MW of Load | 0 | 2024 | 0.028251
ENS | High | BTM Battery Control | BTM Battery Control | Interruptible Rider | Manufacturing | MW of Load | 0 | 2024 | 0.0063908
ENS | High | BTM Battery Control | BTM Battery Control | Interruptible Rider | Miscellaneous | MW of Load | 0 | 2024 | 0.017042
ENS | High | BTM Battery Control | BTM Battery Control | Interruptible Rider | Retail Trade | MW of Load | 0 | 2024 | 0.025563
ENS | High | BTM Battery Control | BTM Battery Control | Residential | Residential LI | MW of Load | 0 | 2024 | 0.35049
ENS | High | BTM Battery Control | BTM Battery Control | Residential | Residential Market Rate | MW of Load | 0 | 2024 | 0.99059
ENS | High | EV Charging Control | EV Charging Control | EV | EV | MW of Load | 0 | 2024 | 0.15496
ENS | High | Behavioral DR | Behavioral DR | Residential | Residential LI | MW of Load | 1 | 2024 | 0.30007
ENS | High | Behavioral DR | Behavioral DR | Residential | Residential Market Rate | MW of Load | 1 | 2024 | 2.3566
ENS | High | DLC | DLC-Switch-Water Heating | Small Commercial | Miscellaneous | MW of Load | 0 | 2025 | 0.022137
ENS | High | DLC | DLC-Switch-Water Heating | Small Commercial | Offices | MW of Load | 0 | 2025 | 0.013416
ENS | High | DLC | DLC-Switch-Water Heating | Small Commercial | Retail Trade | MW of Load | 0 | 2025 | 0.075506
ENS | High | DLC | DLC-Switch-Water Heating | Small Commercial | Services | MW of Load | 0 | 2025 | 0.090869
ENS | High | DLC | DLC-Thermostat-HVAC | Small Commercial | Miscellaneous | MW of Load | 0 | 2025 | 0.15109
ENS | High | DLC | DLC-Thermostat-HVAC | Small Commercial | Offices | MW of Load | 0 | 2025 | 0.2229
ENS | High | DLC | DLC-Thermostat-HVAC | Small Commercial | Retail Trade | MW of Load | 0 | 2025 | 0.22987
ENS | High | DLC | DLC-Thermostat-HVAC | Small Commercial | Services | MW of Load | 0 | 2025 | 0.27678
ENS | High | DLC | DLC-Switch-Water Heating | Small Industrial | Miscellaneous | MW of Load | 0 | 2025 | 0.0043429
ENS | High | DLC | DLC-Switch-Water Heating | Small Industrial | Offices | MW of Load | 0 | 2025 | 0.00017453
ENS | High | DLC | DLC-Switch-Water Heating | Small Industrial | Retail Trade | MW of Load | 0 | 2025 | 0.0011812
ENS | High | DLC | DLC-Switch-Water Heating | Small Industrial | Services | MW of Load | 0 | 2025 | 0.0014725
ENS | High | DLC | DLC-Thermostat-HVAC | Small Industrial | Miscellaneous | MW of Load | 0 | 2025 | 0.030869
ENS | High | DLC | DLC-Thermostat-HVAC | Small Industrial | Offices | MW of Load | 0 | 2025 | 0.002953
ENS | High | DLC | DLC-Thermostat-HVAC | Small Industrial | Retail Trade | MW of Load | 0 | 2025 | 0.0037212
ENS | High | DLC | DLC-Thermostat-HVAC | Small Industrial | Services | MW of Load | 0 | 2025 | 0.0046389
ENS | High | DLC | DLC-Switch-Water Heating | Residential | Residential LI | MW of Load | 0 | 2025 | 5.1696
ENS | High | DLC | DLC-Switch-Water Heating | Residential | Residential Market Rate | MW of Load | 0 | 2025 | 3.3207
ENS | High | DLC | DLC-Thermostat-Heat Pump | Residential | Residential LI | MW of Load | 0 | 2025 | 0.80749
ENS | High | DLC | DLC-Thermostat-Heat Pump | Residential | Residential Market Rate | MW of Load | 0 | 2025 | 2.0493
ENS | High | DLC | DLC-Thermostat-Electric Furnace | Residential | Residential LI | MW of Load | 0 | 2025 | 5.0191
ENS | High | DLC | DLC-Thermostat-Electric Furnace | Residential | Residential Market Rate | MW of Load | 0 | 2025 | 1.0011
ENS | High | C&I Curtailment | C&I Curtailment- Manual HVAC Control | Large Commercial | Offices | MW of Load | 0 | 2025 | 0.051824
ENS | High | C&I Curtailment | C&I Curtailment- Manual HVAC Control | Large Commercial | Services | MW of Load | 0 | 2025 | 0.10749
ENS | High | C&I Curtailment | C&I Curtailment- Auto-DR HVAC Control | Large Commercial | Offices | MW of Load | 0 | 2025 | 0.091694
ENS | High | C&I Curtailment | C&I Curtailment- Auto-DR HVAC Control | Large Commercial | Services | MW of Load | 0 | 2025 | 0.19018
ENS | High | C&I Curtailment | C&I Curtailment- Standard Lighting Control | Large Commercial | Offices | MW of Load | 0 | 2025 | 0.011268
ENS | High | C&I Curtailment | C&I Curtailment- Standard Lighting Control | Large Commercial | Services | MW of Load | 0 | 2025 | 0.072867
ENS | High | C&I Curtailment | C&I Curtailment- Advanced Lighting Control | Large Commercial | Offices | MW of Load | 0 | 2025 | 0.0056342
ENS | High | C&I Curtailment | C&I Curtailment- Advanced Lighting Control | Large Commercial | Services | MW of Load | 0 | 2025 | 0.036433
ENS | High | C&I Curtailment | C&I Curtailment- Water Heating Control | Large Commercial | Offices | MW of Load | 0 | 2025 | 0.0010822
ENS | High | C&I Curtailment | C&I Curtailment- Water Heating Control | Large Commercial | Services | MW of Load | 0 | 2025 | 0.012003
ENS | High | C&I Curtailment | C&I Curtailment- Other | Large Commercial | Offices | MW of Load | 0 | 2025 | 0.019297
ENS | High | C&I Curtailment | C&I Curtailment- Other | Large Commercial | Services | MW of Load | 0 | 2025 | 0.12887
ENS | High | C&I Curtailment | C&I Curtailment- Manual HVAC Control | Large Industrial | Miscellaneous | MW of Load | 0 | 2025 | 0.016577
ENS | High | C&I Curtailment | C&I Curtailment- Manual HVAC Control | Large Industrial | Offices | MW of Load | 0 | 2025 | 0.0099847
ENS | High | C&I Curtailment | C&I Curtailment- Manual HVAC Control | Large Industrial | Retail Trade | MW of Load | 0 | 2025 | 0.028867
ENS | High | C&I Curtailment | C&I Curtailment- Manual HVAC Control | Large Industrial | Services | MW of Load | 0 | 2025 | 0.0085667
ENS | High | C&I Curtailment | C&I Curtailment- Auto-DR HVAC Control | Large Industrial | Miscellaneous | MW of Load | 0 | 2025 | 0.029329
ENS | High | C&I Curtailment | C&I Curtailment- Auto-DR HVAC Control | Large Industrial | Offices | MW of Load | 0 | 2025 | 0.017666
ENS | High | C&I Curtailment | C&I Curtailment- Auto-DR HVAC Control | Large Industrial | Retail Trade | MW of Load | 0 | 2025 | 0.051076
ENS | High | C&I Curtailment | C&I Curtailment- Auto-DR HVAC Control | Large Industrial | Services | MW of Load | 0 | 2025 | 0.015157
ENS | High | C&I Curtailment | C&I Curtailment- Standard Lighting Control | Large Industrial | Miscellaneous | MW of Load | 0 | 2025 | 0.011864
ENS | High | C&I Curtailment | C&I Curtailment- Standard Lighting Control | Large Industrial | Offices | MW of Load | 0 | 2025 | 0.002281
ENS | High | C&I Curtailment | C&I Curtailment- Standard Lighting Control | Large Industrial | Retail Trade | MW of Load | 0 | 2025 | 0.01957
ENS | High | C&I Curtailment | C&I Curtailment- Standard Lighting Control | Large Industrial | Services | MW of Load | 0 | 2025 | 0.0058075
ENS | High | C&I Curtailment | C&I Curtailment- Advanced Lighting Control | Large Industrial | Miscellaneous | MW of Load | 0 | 2025 | 0.005932
ENS | High | C&I Curtailment | C&I Curtailment- Advanced Lighting Control | Large Industrial | Offices | MW of Load | 0 | 2025 | 0.0011405
ENS | High | C&I Curtailment | C&I Curtailment- Advanced Lighting Control | Large Industrial | Retail Trade | MW of Load | 0 | 2025 | 0.0097848
ENS | High | C&I Curtailment | C&I Curtailment- Advanced Lighting Control | Large Industrial | Services | MW of Load | 0 | 2025 | 0.0029037
ENS | High | C&I Curtailment | C&I Curtailment- Water Heating Control | Large Industrial | Miscellaneous | MW of Load | 0 | 2025 | 0.00066909
ENS | High | C&I Curtailment | C&I Curtailment- Water Heating Control | Large Industrial | Offices | MW of Load | 0 | 2025 | 0.00019924
ENS | High | C&I Curtailment | C&I Curtailment- Water Heating Control | Large Industrial | Retail Trade | MW of Load | 0 | 2025 | 0.0032236
ENS | High | C&I Curtailment | C&I Curtailment- Water Heating Control | Large Industrial | Services | MW of Load | 0 | 2025 | 0.00095664
ENS | High | C&I Curtailment | C&I Curtailment- Other | Large Industrial | Miscellaneous | MW of Load | 0 | 2025 | 0.014472
ENS | High | C&I Curtailment | C&I Curtailment- Other | Large Industrial | Offices | MW of Load | 0 | 2025 | 0.0037945
ENS | High | C&I Curtailment | C&I Curtailment- Other | Large Industrial | Retail Trade | MW of Load | 0 | 2025 | 0.034609
ENS | High | C&I Curtailment | C&I Curtailment- Other | Large Industrial | Services | MW of Load | 0 | 2025 | 0.010271
ENS | High | C&I Curtailment | C&I Curtailment- Industrial | Large Industrial | Manufacturing | MW of Load | 0 | 2025 | 0.56543
ENS | High | C&I Curtailment | C&I Curtailment- Manual HVAC Control | Interruptible Rider | Miscellaneous | MW of Load | 0 | 2025 | 0.56111
ENS | High | C&I Curtailment | C&I Curtailment- Manual HVAC Control | Interruptible Rider | Retail Trade | MW of Load | 0 | 2025 | 0.016025
ENS | High | C&I Curtailment | C&I Curtailment- Auto-DR HVAC Control | Interruptible Rider | Miscellaneous | MW of Load | 0 | 2025 | 0.99278
ENS | High | C&I Curtailment | C&I Curtailment- Auto-DR HVAC Control | Interruptible Rider | Retail Trade | MW of Load | 0 | 2025 | 0.028353
ENS | High | C&I Curtailment | C&I Curtailment- Standard Lighting Control | Interruptible Rider | Miscellaneous | MW of Load | 0 | 2025 | 0.15835
ENS | High | C&I Curtailment | C&I Curtailment- Standard Lighting Control | Interruptible Rider | Retail Trade | MW of Load | 0 | 2025 | 0.011352
ENS | High | C&I Curtailment | C&I Curtailment- Advanced Lighting Control | Interruptible Rider | Miscellaneous | MW of Load | 0 | 2025 | 0.079177
ENS | High | C&I Curtailment | C&I Curtailment- Advanced Lighting Control | Interruptible Rider | Retail Trade | MW of Load | 0 | 2025 | 0.0056758
ENS | High | C&I Curtailment | C&I Curtailment- Water Heating Control | Interruptible Rider | Miscellaneous | MW of Load | 0 | 2025 | 0.013187
ENS | High | C&I Curtailment | C&I Curtailment- Water Heating Control | Interruptible Rider | Retail Trade | MW of Load | 0 | 2025 | 0.0017248
ENS | High | C&I Curtailment | C&I Curtailment- Other | Interruptible Rider | Miscellaneous | MW of Load | 0 | 2025 | 0.23838
ENS | High | C&I Curtailment | C&I Curtailment- Other | Interruptible Rider | Retail Trade | MW of Load | 0 | 2025 | 0.019111
ENS | High | C&I Curtailment | C&I Curtailment- Industrial | Interruptible Rider | Manufacturing | MW of Load | 0 | 2025 | 0.45078
ENS | High | Dynamic Pricing | Dynamic Pricing with enabling tech. | Small Commercial | Manufacturing | MW of Load | 1 | 2025 | 0.2044
ENS | High | Dynamic Pricing | Dynamic Pricing with enabling tech. | Small Commercial | Miscellaneous | MW of Load | 1 | 2025 | 2.041
ENS | High | Dynamic Pricing | Dynamic Pricing with enabling tech. | Small Commercial | Offices | MW of Load | 1 | 2025 | 1.6404
ENS | High | Dynamic Pricing | Dynamic Pricing with enabling tech. | Small Commercial | Retail Trade | MW of Load | 1 | 2025 | 3.7762
ENS | High | Dynamic Pricing | Dynamic Pricing with enabling tech. | Small Commercial | Services | MW of Load | 1 | 2025 | 4.547
ENS | High | Dynamic Pricing | Dynamic Pricing w/o enabling tech. | Small Commercial | Manufacturing | MW of Load | 1 | 2025 | 0.012247
ENS | High | Dynamic Pricing | Dynamic Pricing w/o enabling tech. | Small Commercial | Miscellaneous | MW of Load | 1 | 2025 | 0.12229
ENS | High | Dynamic Pricing | Dynamic Pricing w/o enabling tech. | Small Commercial | Offices | MW of Load | 1 | 2025 | 0.098288
ENS | High | Dynamic Pricing | Dynamic Pricing w/o enabling tech. | Small Commercial | Retail Trade | MW of Load | 1 | 2025 | 0.22627
ENS | High | Dynamic Pricing | Dynamic Pricing w/o enabling tech. | Small Commercial | Services | MW of Load | 1 | 2025 | 0.27245
ENS | High | Dynamic Pricing | Dynamic Pricing with enabling tech. | Large Commercial | Offices | MW of Load | 1 | 2025 | 0.26875
ENS | High | Dynamic Pricing | Dynamic Pricing with enabling tech. | Large Commercial | Services | MW of Load | 1 | 2025 | 1.6704
ENS | High | Dynamic Pricing | Dynamic Pricing w/o enabling tech. | Large Commercial | Offices | MW of Load | 1 | 2025 | 0.12915
ENS | High | Dynamic Pricing | Dynamic Pricing w/o enabling tech. | Large Commercial | Services | MW of Load | 1 | 2025 | 0.80273
ENS | High | Dynamic Pricing | Dynamic Pricing with enabling tech. | Small Industrial | Manufacturing | MW of Load | 1 | 2025 | 0.28886
ENS | High | Dynamic Pricing | Dynamic Pricing with enabling tech. | Small Industrial | Miscellaneous | MW of Load | 1 | 2025 | 0.37786
ENS | High | Dynamic Pricing | Dynamic Pricing with enabling tech. | Small Industrial | Offices | MW of Load | 1 | 2025 | 0.02291
ENS | High | Dynamic Pricing | Dynamic Pricing with enabling tech. | Small Industrial | Retail Trade | MW of Load | 1 | 2025 | 0.064159
ENS | High | Dynamic Pricing | Dynamic Pricing with enabling tech. | Small Industrial | Services | MW of Load | 1 | 2025 | 0.079981
ENS | High | Dynamic Pricing | Dynamic Pricing w/o enabling tech. | Small Industrial | Manufacturing | MW of Load | 1 | 2025 | 0.017308
ENS | High | Dynamic Pricing | Dynamic Pricing w/o enabling tech. | Small Industrial | Miscellaneous | MW of Load | 1 | 2025 | 0.022641
ENS | High | Dynamic Pricing | Dynamic Pricing w/o enabling tech. | Small Industrial | Offices | MW of Load | 1 | 2025 | 0.0013728
ENS | High | Dynamic Pricing | Dynamic Pricing w/o enabling tech. | Small Industrial | Retail Trade | MW of Load | 1 | 2025 | 0.0038443
ENS | High | Dynamic Pricing | Dynamic Pricing w/o enabling tech. | Small Industrial | Services | MW of Load | 1 | 2025 | 0.0047923
ENS | High | Dynamic Pricing | Dynamic Pricing with enabling tech. | Large Industrial | Manufacturing | MW of Load | 1 | 2025 | 1.5603
ENS | High | Dynamic Pricing | Dynamic Pricing with enabling tech. | Large Industrial | Miscellaneous | MW of Load | 1 | 2025 | 0.65322
ENS | High | Dynamic Pricing | Dynamic Pricing with enabling tech. | Large Industrial | Offices | MW of Load | 1 | 2025 | 0.054589
ENS | High | Dynamic Pricing | Dynamic Pricing with enabling tech. | Large Industrial | Retail Trade | MW of Load | 1 | 2025 | 0.27998
ENS | High | Dynamic Pricing | Dynamic Pricing with enabling tech. | Large Industrial | Services | MW of Load | 1 | 2025 | 0.13848
ENS | High | Dynamic Pricing | Dynamic Pricing w/o enabling tech. | Large Industrial | Manufacturing | MW of Load | 1 | 2025 | 0.74978
ENS | High | Dynamic Pricing | Dynamic Pricing w/o enabling tech. | Large Industrial | Miscellaneous | MW of Load | 1 | 2025 | 0.3139
ENS | High | Dynamic Pricing | Dynamic Pricing w/o enabling tech. | Large Industrial | Offices | MW of Load | 1 | 2025 | 0.026232
ENS | High | Dynamic Pricing | Dynamic Pricing w/o enabling tech. | Large Industrial | Retail Trade | MW of Load | 1 | 2025 | 0.13455
ENS | High | Dynamic Pricing | Dynamic Pricing w/o enabling tech. | Large Industrial | Services | MW of Load | 1 | 2025 | 0.066546
ENS | High | Dynamic Pricing | Dynamic Pricing with enabling tech. | Interruptible Rider | Manufacturing | MW of Load | 1 | 2025 | 0.62008
ENS | High | Dynamic Pricing | Dynamic Pricing with enabling tech. | Interruptible Rider | Miscellaneous | MW of Load | 1 | 2025 | 1.3172
ENS | High | Dynamic Pricing | Dynamic Pricing with enabling tech. | Interruptible Rider | Retail Trade | MW of Load | 1 | 2025 | 0.077547
ENS | High | Dynamic Pricing | Dynamic Pricing w/o enabling tech. | Interruptible Rider | Manufacturing | MW of Load | 1 | 2025 | 0.29798
ENS | High | Dynamic Pricing | Dynamic Pricing w/o enabling tech. | Interruptible Rider | Miscellaneous | MW of Load | 1 | 2025 | 0.633
ENS | High | Dynamic Pricing | Dynamic Pricing w/o enabling tech. | Interruptible Rider | Retail Trade | MW of Load | 1 | 2025 | 0.037265
ENS | High | Dynamic Pricing | Dynamic Pricing with enabling tech. | Residential | Residential Market Rate | MW of Load | 1 | 2025 | 39.5132
ENS | High | Dynamic Pricing | Dynamic Pricing w/o enabling tech. | Residential | Residential Market Rate | MW of Load | 1 | 2025 | 26.7097
ENS | High | BTM Battery Control | BTM Battery Control | Small Commercial | Manufacturing | MW of Load | 0 | 2025 | 0.010416
ENS | High | BTM Battery Control | BTM Battery Control | Small Commercial | Miscellaneous | MW of Load | 0 | 2025 | 0.076923
ENS | High | BTM Battery Control | BTM Battery Control | Small Commercial | Offices | MW of Load | 0 | 2025 | 0.026655
ENS | High | BTM Battery Control | BTM Battery Control | Small Commercial | Retail Trade | MW of Load | 0 | 2025 | 0.046516
ENS | High | BTM Battery Control | BTM Battery Control | Small Commercial | Services | MW of Load | 0 | 2025 | 0.10126
ENS | High | BTM Battery Control | BTM Battery Control | Large Commercial | Offices | MW of Load | 0 | 2025 | 0.0098046
ENS | High | BTM Battery Control | BTM Battery Control | Large Commercial | Services | MW of Load | 0 | 2025 | 0.052291
ENS | High | BTM Battery Control | BTM Battery Control | Small Industrial | Manufacturing | MW of Load | 0 | 2025 | 0.00025702
ENS | High | BTM Battery Control | BTM Battery Control | Small Industrial | Miscellaneous | MW of Load | 0 | 2025 | 0.0016605
ENS | High | BTM Battery Control | BTM Battery Control | Small Industrial | Offices | MW of Load | 0 | 2025 | 0.00065554
ENS | High | BTM Battery Control | BTM Battery Control | Small Industrial | Retail Trade | MW of Load | 0 | 2025 | 0.0011407
ENS | High | BTM Battery Control | BTM Battery Control | Small Industrial | Services | MW of Load | 0 | 2025 | 0.0024835
ENS | High | BTM Battery Control | BTM Battery Control | Large Industrial | Manufacturing | MW of Load | 0 | 2025 | 0.006419
ENS | High | BTM Battery Control | BTM Battery Control | Large Industrial | Miscellaneous | MW of Load | 0 | 2025 | 0.029761
ENS | High | BTM Battery Control | BTM Battery Control | Large Industrial | Offices | MW of Load | 0 | 2025 | 0.0035013
ENS | High | BTM Battery Control | BTM Battery Control | Large Industrial | Retail Trade | MW of Load | 0 | 2025 | 0.017506
ENS | High | BTM Battery Control | BTM Battery Control | Large Industrial | Services | MW of Load | 0 | 2025 | 0.03793
ENS | High | BTM Battery Control | BTM Battery Control | Interruptible Rider | Manufacturing | MW of Load | 0 | 2025 | 0.0085802
ENS | High | BTM Battery Control | BTM Battery Control | Interruptible Rider | Miscellaneous | MW of Load | 0 | 2025 | 0.022881
ENS | High | BTM Battery Control | BTM Battery Control | Interruptible Rider | Retail Trade | MW of Load | 0 | 2025 | 0.034321
ENS | High | BTM Battery Control | BTM Battery Control | Residential | Residential LI | MW of Load | 0 | 2025 | 0.73115
ENS | High | BTM Battery Control | BTM Battery Control | Residential | Residential Market Rate | MW of Load | 0 | 2025 | 0.82386
ENS | High | EV Charging Control | EV Charging Control | EV | EV | MW of Load | 0 | 2025 | 0.30887
ENS | High | Behavioral DR | Behavioral DR | Residential | Residential LI | MW of Load | 1 | 2025 | 0.42562
ENS | High | Behavioral DR | Behavioral DR | Residential | Residential Market Rate | MW of Load | 1 | 2025 | 3.5892
ENS | High | DLC | DLC-Switch-Water Heating | Small Commercial | Miscellaneous | MW of Load | 0 | 2026 | 0.018944
ENS | High | DLC | DLC-Switch-Water Heating | Small Commercial | Offices | MW of Load | 0 | 2026 | 0.011471
ENS | High | DLC | DLC-Switch-Water Heating | Small Commercial | Retail Trade | MW of Load | 0 | 2026 | 0.064708
ENS | High | DLC | DLC-Switch-Water Heating | Small Commercial | Services | MW of Load | 0 | 2026 | 0.077859
ENS | High | DLC | DLC-Thermostat-HVAC | Small Commercial | Miscellaneous | MW of Load | 0 | 2026 | 0.12714
ENS | High | DLC | DLC-Thermostat-HVAC | Small Commercial | Offices | MW of Load | 0 | 2026 | 0.18937
ENS | High | DLC | DLC-Thermostat-HVAC | Small Commercial | Retail Trade | MW of Load | 0 | 2026 | 0.19211
ENS | High | DLC | DLC-Thermostat-HVAC | Small Commercial | Services | MW of Load | 0 | 2026 | 0.23131
ENS | High | DLC | DLC-Switch-Water Heating | Small Industrial | Miscellaneous | MW of Load | 0 | 2026 | 0.0036455
ENS | High | DLC | DLC-Switch-Water Heating | Small Industrial | Offices | MW of Load | 0 | 2026 | 0.00014619
ENS | High | DLC | DLC-Switch-Water Heating | Small Industrial | Retail Trade | MW of Load | 0 | 2026 | 0.00099274
ENS | High | DLC | DLC-Switch-Water Heating | Small Industrial | Services | MW of Load | 0 | 2026 | 0.0012376
ENS | High | DLC | DLC-Thermostat-HVAC | Small Industrial | Miscellaneous | MW of Load | 0 | 2026 | 0.025588
ENS | High | DLC | DLC-Thermostat-HVAC | Small Industrial | Offices | MW of Load | 0 | 2026 | 0.0024691
ENS | High | DLC | DLC-Thermostat-HVAC | Small Industrial | Retail Trade | MW of Load | 0 | 2026 | 0.0030821
ENS | High | DLC | DLC-Thermostat-HVAC | Small Industrial | Services | MW of Load | 0 | 2026 | 0.0038422
ENS | High | DLC | DLC-Switch-Water Heating | Residential | Residential LI | MW of Load | 0 | 2026 | 5.1279
ENS | High | DLC | DLC-Switch-Water Heating | Residential | Residential Market Rate | MW of Load | 0 | 2026 | 2.006
ENS | High | DLC | DLC-Thermostat-Heat Pump | Residential | Residential LI | MW of Load | 0 | 2026 | 0.92297
ENS | High | DLC | DLC-Thermostat-Heat Pump | Residential | Residential Market Rate | MW of Load | 0 | 2026 | 1.287
ENS | High | DLC | DLC-Thermostat-Electric Furnace | Residential | Residential LI | MW of Load | 0 | 2026 | 4.8713
ENS | High | DLC | DLC-Thermostat-Electric Furnace | Residential | Residential Market Rate | MW of Load | 0 | 2026 | 0.54561
ENS | High | C&I Curtailment | C&I Curtailment- Manual HVAC Control | Large Commercial | Offices | MW of Load | 0 | 2026 | 0.045622
ENS | High | C&I Curtailment | C&I Curtailment- Manual HVAC Control | Large Commercial | Services | MW of Load | 0 | 2026 | 0.093248
ENS | High | C&I Curtailment | C&I Curtailment- Auto-DR HVAC Control | Large Commercial | Offices | MW of Load | 0 | 2026 | 0.098246
ENS | High | C&I Curtailment | C&I Curtailment- Auto-DR HVAC Control | Large Commercial | Services | MW of Load | 0 | 2026 | 0.20081
ENS | High | C&I Curtailment | C&I Curtailment- Standard Lighting Control | Large Commercial | Offices | MW of Load | 0 | 2026 | 0.010548
ENS | High | C&I Curtailment | C&I Curtailment- Standard Lighting Control | Large Commercial | Services | MW of Load | 0 | 2026 | 0.068845
ENS | High | C&I Curtailment | C&I Curtailment- Advanced Lighting Control | Large Commercial | Offices | MW of Load | 0 | 2026 | 0.0052742
ENS | High | C&I Curtailment | C&I Curtailment- Advanced Lighting Control | Large Commercial | Services | MW of Load | 0 | 2026 | 0.034422
ENS | High | C&I Curtailment | C&I Curtailment- Water Heating Control | Large Commercial | Offices | MW of Load | 0 | 2026 | 0.0010715
ENS | High | C&I Curtailment | C&I Curtailment- Water Heating Control | Large Commercial | Services | MW of Load | 0 | 2026 | 0.011881
ENS | High | C&I Curtailment | C&I Curtailment- Other | Large Commercial | Offices | MW of Load | 0 | 2026 | 0.018879
ENS | High | C&I Curtailment | C&I Curtailment- Other | Large Commercial | Services | MW of Load | 0 | 2026 | 0.12642
ENS | High | C&I Curtailment | C&I Curtailment- Manual HVAC Control | Large Industrial | Miscellaneous | MW of Load | 0 | 2026 | 0.014605
ENS | High | C&I Curtailment | C&I Curtailment- Manual HVAC Control | Large Industrial | Offices | MW of Load | 0 | 2026 | 0.0089326
ENS | High | C&I Curtailment | C&I Curtailment- Manual HVAC Control | Large Industrial | Retail Trade | MW of Load | 0 | 2026 | 0.025337
ENS | High | C&I Curtailment | C&I Curtailment- Manual HVAC Control | Large Industrial | Services | MW of Load | 0 | 2026 | 0.0075191
ENS | High | C&I Curtailment | C&I Curtailment- Auto-DR HVAC Control | Large Industrial | Miscellaneous | MW of Load | 0 | 2026 | 0.031452
ENS | High | C&I Curtailment | C&I Curtailment- Auto-DR HVAC Control | Large Industrial | Offices | MW of Load | 0 | 2026 | 0.019236
ENS | High | C&I Curtailment | C&I Curtailment- Auto-DR HVAC Control | Large Industrial | Retail Trade | MW of Load | 0 | 2026 | 0.054563
ENS | High | C&I Curtailment | C&I Curtailment- Auto-DR HVAC Control | Large Industrial | Services | MW of Load | 0 | 2026 | 0.016192
ENS | High | C&I Curtailment | C&I Curtailment- Standard Lighting Control | Large Industrial | Miscellaneous | MW of Load | 0 | 2026 | 0.011465
ENS | High | C&I Curtailment | C&I Curtailment- Standard Lighting Control | Large Industrial | Offices | MW of Load | 0 | 2026 | 0.0022045
ENS | High | C&I Curtailment | C&I Curtailment- Standard Lighting Control | Large Industrial | Retail Trade | MW of Load | 0 | 2026 | 0.018706
ENS | High | C&I Curtailment | C&I Curtailment- Standard Lighting Control | Large Industrial | Services | MW of Load | 0 | 2026 | 0.0055513
ENS | High | C&I Curtailment | C&I Curtailment- Advanced Lighting Control | Large Industrial | Miscellaneous | MW of Load | 0 | 2026 | 0.0057326
ENS | High | C&I Curtailment | C&I Curtailment- Advanced Lighting Control | Large Industrial | Offices | MW of Load | 0 | 2026 | 0.0011023
ENS | High | C&I Curtailment | C&I Curtailment- Advanced Lighting Control | Large Industrial | Retail Trade | MW of Load | 0 | 2026 | 0.0093531
ENS | High | C&I Curtailment | C&I Curtailment- Advanced Lighting Control | Large Industrial | Services | MW of Load | 0 | 2026 | 0.0027756
ENS | High | C&I Curtailment | C&I Curtailment- Water Heating Control | Large Industrial | Miscellaneous | MW of Load | 0 | 2026 | 0.00066177
ENS | High | C&I Curtailment | C&I Curtailment- Water Heating Control | Large Industrial | Offices | MW of Load | 0 | 2026 | 0.00019841
ENS | High | C&I Curtailment | C&I Curtailment- Water Heating Control | Large Industrial | Retail Trade | MW of Load | 0 | 2026 | 0.0032281
ENS | High | C&I Curtailment | C&I Curtailment- Water Heating Control | Large Industrial | Services | MW of Load | 0 | 2026 | 0.00095798
ENS | High | C&I Curtailment | C&I Curtailment- Other | Large Industrial | Miscellaneous | MW of Load | 0 | 2026 | 0.014304
ENS | High | C&I Curtailment | C&I Curtailment- Other | Large Industrial | Offices | MW of Load | 0 | 2026 | 0.0037878
ENS | High | C&I Curtailment | C&I Curtailment- Other | Large Industrial | Retail Trade | MW of Load | 0 | 2026 | 0.034351
ENS | High | C&I Curtailment | C&I Curtailment- Other | Large Industrial | Services | MW of Load | 0 | 2026 | 0.010194
ENS | High | C&I Curtailment | C&I Curtailment- Industrial | Large Industrial | Manufacturing | MW of Load | 0 | 2026 | 0.54688
ENS | High | C&I Curtailment | C&I Curtailment- Manual HVAC Control | Interruptible Rider | Miscellaneous | MW of Load | 0 | 2026 | 0.49129
ENS | High | C&I Curtailment | C&I Curtailment- Manual HVAC Control | Interruptible Rider | Retail Trade | MW of Load | 0 | 2026 | 0.013906
ENS | High | C&I Curtailment | C&I Curtailment- Auto-DR HVAC Control | Interruptible Rider | Miscellaneous | MW of Load | 0 | 2026 | 1.058
ENS | High | C&I Curtailment | C&I Curtailment- Auto-DR HVAC Control | Interruptible Rider | Retail Trade | MW of Load | 0 | 2026 | 0.029946
ENS | High | C&I Curtailment | C&I Curtailment- Standard Lighting Control | Interruptible Rider | Miscellaneous | MW of Load | 0 | 2026 | 0.15029
ENS | High | C&I Curtailment | C&I Curtailment- Standard Lighting Control | Interruptible Rider | Retail Trade | MW of Load | 0 | 2026 | 0.010836
ENS | High | C&I Curtailment | C&I Curtailment- Advanced Lighting Control | Interruptible Rider | Miscellaneous | MW of Load | 0 | 2026 | 0.075145
ENS | High | C&I Curtailment | C&I Curtailment- Advanced Lighting Control | Interruptible Rider | Retail Trade | MW of Load | 0 | 2026 | 0.0054178
ENS | High | C&I Curtailment | C&I Curtailment- Water Heating Control | Interruptible Rider | Miscellaneous | MW of Load | 0 | 2026 | 0.012874
ENS | High | C&I Curtailment | C&I Curtailment- Water Heating Control | Interruptible Rider | Retail Trade | MW of Load | 0 | 2026 | 0.0016886
ENS | High | C&I Curtailment | C&I Curtailment- Other | Interruptible Rider | Miscellaneous | MW of Load | 0 | 2026 | 0.23256
ENS | High | C&I Curtailment | C&I Curtailment- Other | Interruptible Rider | Retail Trade | MW of Load | 0 | 2026 | 0.018676
ENS | High | C&I Curtailment | C&I Curtailment- Industrial | Interruptible Rider | Manufacturing | MW of Load | 0 | 2026 | 0.43021
ENS | High | Dynamic Pricing | Dynamic Pricing with enabling tech. | Small Commercial | Manufacturing | MW of Load | 1 | 2026 | 0.2196
ENS | High | Dynamic Pricing | Dynamic Pricing with enabling tech. | Small Commercial | Miscellaneous | MW of Load | 1 | 2026 | 2.2255
ENS | High | Dynamic Pricing | Dynamic Pricing with enabling tech. | Small Commercial | Offices | MW of Load | 1 | 2026 | 1.7922
ENS | High | Dynamic Pricing | Dynamic Pricing with enabling tech. | Small Commercial | Retail Trade | MW of Load | 1 | 2026 | 4.1061
ENS | High | Dynamic Pricing | Dynamic Pricing with enabling tech. | Small Commercial | Services | MW of Load | 1 | 2026 | 4.9438
ENS | High | Dynamic Pricing | Dynamic Pricing w/o enabling tech. | Small Commercial | Manufacturing | MW of Load | 1 | 2026 | 0.013158
ENS | High | Dynamic Pricing | Dynamic Pricing w/o enabling tech. | Small Commercial | Miscellaneous | MW of Load | 1 | 2026 | 0.13335
ENS | High | Dynamic Pricing | Dynamic Pricing w/o enabling tech. | Small Commercial | Offices | MW of Load | 1 | 2026 | 0.10739
ENS | High | Dynamic Pricing | Dynamic Pricing w/o enabling tech. | Small Commercial | Retail Trade | MW of Load | 1 | 2026 | 0.24603
ENS | High | Dynamic Pricing | Dynamic Pricing w/o enabling tech. | Small Commercial | Services | MW of Load | 1 | 2026 | 0.29623
ENS | High | Dynamic Pricing | Dynamic Pricing with enabling tech. | Large Commercial | Offices | MW of Load | 1 | 2026 | 0.29236
ENS | High | Dynamic Pricing | Dynamic Pricing with enabling tech. | Large Commercial | Services | MW of Load | 1 | 2026 | 1.8147
ENS | High | Dynamic Pricing | Dynamic Pricing w/o enabling tech. | Large Commercial | Offices | MW of Load | 1 | 2026 | 0.14049
ENS | High | Dynamic Pricing | Dynamic Pricing w/o enabling tech. | Large Commercial | Services | MW of Load | 1 | 2026 | 0.87208
ENS | High | Dynamic Pricing | Dynamic Pricing with enabling tech. | Small Industrial | Manufacturing | MW of Load | 1 | 2026 | 0.31386
ENS | High | Dynamic Pricing | Dynamic Pricing with enabling tech. | Small Industrial | Miscellaneous | MW of Load | 1 | 2026 | 0.41674
ENS | High | Dynamic Pricing | Dynamic Pricing with enabling tech. | Small Industrial | Offices | MW of Load | 1 | 2026 | 0.025376
ENS | High | Dynamic Pricing | Dynamic Pricing with enabling tech. | Small Industrial | Retail Trade | MW of Load | 1 | 2026 | 0.071016
ENS | High | Dynamic Pricing | Dynamic Pricing with enabling tech. | Small Industrial | Services | MW of Load | 1 | 2026 | 0.088529
ENS | High | Dynamic Pricing | Dynamic Pricing w/o enabling tech. | Small Industrial | Manufacturing | MW of Load | 1 | 2026 | 0.018806
ENS | High | Dynamic Pricing | Dynamic Pricing w/o enabling tech. | Small Industrial | Miscellaneous | MW of Load | 1 | 2026 | 0.024971
ENS | High | Dynamic Pricing | Dynamic Pricing w/o enabling tech. | Small Industrial | Offices | MW of Load | 1 | 2026 | 0.0015205
ENS | High | Dynamic Pricing | Dynamic Pricing w/o enabling tech. | Small Industrial | Retail Trade | MW of Load | 1 | 2026 | 0.0042552
ENS | High | Dynamic Pricing | Dynamic Pricing w/o enabling tech. | Small Industrial | Services | MW of Load | 1 | 2026 | 0.0053045
ENS | High | Dynamic Pricing | Dynamic Pricing with enabling tech. | Large Industrial | Manufacturing | MW of Load | 1 | 2026 | 1.7081
ENS | High | Dynamic Pricing | Dynamic Pricing with enabling tech. | Large Industrial | Miscellaneous | MW of Load | 1 | 2026 | 0.72691
ENS | High | Dynamic Pricing | Dynamic Pricing with enabling tech. | Large Industrial | Offices | MW of Load | 1 | 2026 | 0.061424
ENS | High | Dynamic Pricing | Dynamic Pricing with enabling tech. | Large Industrial | Retail Trade | MW of Load | 1 | 2026 | 0.31228
ENS | High | Dynamic Pricing | Dynamic Pricing with enabling tech. | Large Industrial | Services | MW of Load | 1 | 2026 | 0.15445
ENS | High | Dynamic Pricing | Dynamic Pricing w/o enabling tech. | Large Industrial | Manufacturing | MW of Load | 1 | 2026 | 0.82085
ENS | High | Dynamic Pricing | Dynamic Pricing w/o enabling tech. | Large Industrial | Miscellaneous | MW of Load | 1 | 2026 | 0.34932
ENS | High | Dynamic Pricing | Dynamic Pricing w/o enabling tech. | Large Industrial | Offices | MW of Load | 1 | 2026 | 0.029517
ENS | High | Dynamic Pricing | Dynamic Pricing w/o enabling tech. | Large Industrial | Retail Trade | MW of Load | 1 | 2026 | 0.15007
ENS | High | Dynamic Pricing | Dynamic Pricing w/o enabling tech. | Large Industrial | Services | MW of Load | 1 | 2026 | 0.074223
ENS | High | Dynamic Pricing | Dynamic Pricing with enabling tech. | Interruptible Rider | Manufacturing | MW of Load | 1 | 2026 | 0.6691
ENS | High | Dynamic Pricing | Dynamic Pricing with enabling tech. | Interruptible Rider | Miscellaneous | MW of Load | 1 | 2026 | 1.448
ENS | High | Dynamic Pricing | Dynamic Pricing with enabling tech. | Interruptible Rider | Retail Trade | MW of Load | 1 | 2026 | 0.085242
ENS | High | Dynamic Pricing | Dynamic Pricing w/o enabling tech. | Interruptible Rider | Manufacturing | MW of Load | 1 | 2026 | 0.32153
ENS | High | Dynamic Pricing | Dynamic Pricing w/o enabling tech. | Interruptible Rider | Miscellaneous | MW of Load | 1 | 2026 | 0.69583
ENS | High | Dynamic Pricing | Dynamic Pricing w/o enabling tech. | Interruptible Rider | Retail Trade | MW of Load | 1 | 2026 | 0.040963
ENS | High | Dynamic Pricing | Dynamic Pricing with enabling tech. | Residential | Residential Market Rate | MW of Load | 1 | 2026 | 43.5109
ENS | High | Dynamic Pricing | Dynamic Pricing w/o enabling tech. | Residential | Residential Market Rate | MW of Load | 1 | 2026 | 29.412
ENS | High | BTM Battery Control | BTM Battery Control | Small Commercial | Manufacturing | MW of Load | 0 | 2026 | 0.011863
ENS | High | BTM Battery Control | BTM Battery Control | Small Commercial | Miscellaneous | MW of Load | 0 | 2026 | 0.087668
ENS | High | BTM Battery Control | BTM Battery Control | Small Commercial | Offices | MW of Load | 0 | 2026 | 0.030359
ENS | High | BTM Battery Control | BTM Battery Control | Small Commercial | Retail Trade | MW of Load | 0 | 2026 | 0.052973
ENS | High | BTM Battery Control | BTM Battery Control | Small Commercial | Services | MW of Load | 0 | 2026 | 0.11532
ENS | High | BTM Battery Control | BTM Battery Control | Large Commercial | Offices | MW of Load | 0 | 2026 | 0.011167
ENS | High | BTM Battery Control | BTM Battery Control | Large Commercial | Services | MW of Load | 0 | 2026 | 0.059559
ENS | High | BTM Battery Control | BTM Battery Control | Small Industrial | Manufacturing | MW of Load | 0 | 2026 | 0.00029274
ENS | High | BTM Battery Control | BTM Battery Control | Small Industrial | Miscellaneous | MW of Load | 0 | 2026 | 0.0018847
ENS | High | BTM Battery Control | BTM Battery Control | Small Industrial | Offices | MW of Load | 0 | 2026 | 0.00074665
ENS | High | BTM Battery Control | BTM Battery Control | Small Industrial | Retail Trade | MW of Load | 0 | 2026 | 0.0012992
ENS | High | BTM Battery Control | BTM Battery Control | Small Industrial | Services | MW of Load | 0 | 2026 | 0.0028287
ENS | High | BTM Battery Control | BTM Battery Control | Large Industrial | Manufacturing | MW of Load | 0 | 2026 | 0.0073111
ENS | High | BTM Battery Control | BTM Battery Control | Large Industrial | Miscellaneous | MW of Load | 0 | 2026 | 0.033897
ENS | High | BTM Battery Control | BTM Battery Control | Large Industrial | Offices | MW of Load | 0 | 2026 | 0.0039879
ENS | High | BTM Battery Control | BTM Battery Control | Large Industrial | Retail Trade | MW of Load | 0 | 2026 | 0.019939
ENS | High | BTM Battery Control | BTM Battery Control | Large Industrial | Services | MW of Load | 0 | 2026 | 0.043202
ENS | High | BTM Battery Control | BTM Battery Control | Interruptible Rider | Manufacturing | MW of Load | 0 | 2026 | 0.0097727
ENS | High | BTM Battery Control | BTM Battery Control | Interruptible Rider | Miscellaneous | MW of Load | 0 | 2026 | 0.026061
ENS | High | BTM Battery Control | BTM Battery Control | Interruptible Rider | Retail Trade | MW of Load | 0 | 2026 | 0.039091
ENS | High | BTM Battery Control | BTM Battery Control | Residential | Residential LI | MW of Load | 0 | 2026 | 1.0231
ENS | High | BTM Battery Control | BTM Battery Control | Residential | Residential Market Rate | MW of Load | 0 | 2026 | 0.57324
ENS | High | EV Charging Control | EV Charging Control | EV | EV | MW of Load | 0 | 2026 | 0.44348
ENS | High | Behavioral DR | Behavioral DR | Residential | Residential LI | MW of Load | 1 | 2026 | 0.4664
ENS | High | Behavioral DR | Behavioral DR | Residential | Residential Market Rate | MW of Load | 1 | 2026 | 3.9815
ENS | High | DLC | DLC-Switch-Water Heating | Small Commercial | Miscellaneous | MW of Load | 0 | 2027 | 0.019053
ENS | High | DLC | DLC-Switch-Water Heating | Small Commercial | Offices | MW of Load | 0 | 2027 | 0.011517
ENS | High | DLC | DLC-Switch-Water Heating | Small Commercial | Retail Trade | MW of Load | 0 | 2027 | 0.065108
ENS | High | DLC | DLC-Switch-Water Heating | Small Commercial | Services | MW of Load | 0 | 2027 | 0.078324
ENS | High | DLC | DLC-Thermostat-HVAC | Small Commercial | Miscellaneous | MW of Load | 0 | 2027 | 0.12553
ENS | High | DLC | DLC-Thermostat-HVAC | Small Commercial | Offices | MW of Load | 0 | 2027 | 0.18882
ENS | High | DLC | DLC-Thermostat-HVAC | Small Commercial | Retail Trade | MW of Load | 0 | 2027 | 0.18828
ENS | High | DLC | DLC-Thermostat-HVAC | Small Commercial | Services | MW of Load | 0 | 2027 | 0.22669
ENS | High | DLC | DLC-Switch-Water Heating | Small Industrial | Miscellaneous | MW of Load | 0 | 2027 | 0.0036849
ENS | High | DLC | DLC-Switch-Water Heating | Small Industrial | Offices | MW of Load | 0 | 2027 | 0.00014741
ENS | High | DLC | DLC-Switch-Water Heating | Small Industrial | Retail Trade | MW of Load | 0 | 2027 | 0.0010047
ENS | High | DLC | DLC-Switch-Water Heating | Small Industrial | Services | MW of Load | 0 | 2027 | 0.0012524
ENS | High | DLC | DLC-Thermostat-HVAC | Small Industrial | Miscellaneous | MW of Load | 0 | 2027 | 0.025501
ENS | High | DLC | DLC-Thermostat-HVAC | Small Industrial | Offices | MW of Load | 0 | 2027 | 0.0024844
ENS | High | DLC | DLC-Thermostat-HVAC | Small Industrial | Retail Trade | MW of Load | 0 | 2027 | 0.0030673
ENS | High | DLC | DLC-Thermostat-HVAC | Small Industrial | Services | MW of Load | 0 | 2027 | 0.0038238
ENS | High | DLC | DLC-Switch-Water Heating | Residential | Residential LI | MW of Load | 0 | 2027 | 5.0849
ENS | High | DLC | DLC-Switch-Water Heating | Residential | Residential Market Rate | MW of Load | 0 | 2027 | 2.0768
ENS | High | DLC | DLC-Thermostat-Heat Pump | Residential | Residential LI | MW of Load | 0 | 2027 | 1.0387
ENS | High | DLC | DLC-Thermostat-Heat Pump | Residential | Residential Market Rate | MW of Load | 0 | 2027 | 1.3866
ENS | High | DLC | DLC-Thermostat-Electric Furnace | Residential | Residential LI | MW of Load | 0 | 2027 | 4.7353
ENS | High | DLC | DLC-Thermostat-Electric Furnace | Residential | Residential Market Rate | MW of Load | 0 | 2027 | 0.51372
ENS | High | C&I Curtailment | C&I Curtailment- Manual HVAC Control | Large Commercial | Offices | MW of Load | 0 | 2027 | 0.04302
ENS | High | C&I Curtailment | C&I Curtailment- Manual HVAC Control | Large Commercial | Services | MW of Load | 0 | 2027 | 0.086585
ENS | High | C&I Curtailment | C&I Curtailment- Auto-DR HVAC Control | Large Commercial | Offices | MW of Load | 0 | 2027 | 0.11109
ENS | High | C&I Curtailment | C&I Curtailment- Auto-DR HVAC Control | Large Commercial | Services | MW of Load | 0 | 2027 | 0.22358
ENS | High | C&I Curtailment | C&I Curtailment- Standard Lighting Control | Large Commercial | Offices | MW of Load | 0 | 2027 | 0.010593
ENS | High | C&I Curtailment | C&I Curtailment- Standard Lighting Control | Large Commercial | Services | MW of Load | 0 | 2027 | 0.069798
ENS | High | C&I Curtailment | C&I Curtailment- Advanced Lighting Control | Large Commercial | Offices | MW of Load | 0 | 2027 | 0.0052964
ENS | High | C&I Curtailment | C&I Curtailment- Advanced Lighting Control | Large Commercial | Services | MW of Load | 0 | 2027 | 0.034899
ENS | High | C&I Curtailment | C&I Curtailment- Water Heating Control | Large Commercial | Offices | MW of Load | 0 | 2027 | 0.0011372
ENS | High | C&I Curtailment | C&I Curtailment- Water Heating Control | Large Commercial | Services | MW of Load | 0 | 2027 | 0.012605
ENS | High | C&I Curtailment | C&I Curtailment- Other | Large Commercial | Offices | MW of Load | 0 | 2027 | 0.019799
ENS | High | C&I Curtailment | C&I Curtailment- Other | Large Commercial | Services | MW of Load | 0 | 2027 | 0.13295
ENS | High | C&I Curtailment | C&I Curtailment- Manual HVAC Control | Large Industrial | Miscellaneous | MW of Load | 0 | 2027 | 0.013875
ENS | High | C&I Curtailment | C&I Curtailment- Manual HVAC Control | Large Industrial | Offices | MW of Load | 0 | 2027 | 0.0086197
ENS | High | C&I Curtailment | C&I Curtailment- Manual HVAC Control | Large Industrial | Retail Trade | MW of Load | 0 | 2027 | 0.023969
ENS | High | C&I Curtailment | C&I Curtailment- Manual HVAC Control | Large Industrial | Services | MW of Load | 0 | 2027 | 0.0071131
ENS | High | C&I Curtailment | C&I Curtailment- Auto-DR HVAC Control | Large Industrial | Miscellaneous | MW of Load | 0 | 2027 | 0.035828
ENS | High | C&I Curtailment | C&I Curtailment- Auto-DR HVAC Control | Large Industrial | Offices | MW of Load | 0 | 2027 | 0.022258
ENS | High | C&I Curtailment | C&I Curtailment- Auto-DR HVAC Control | Large Industrial | Retail Trade | MW of Load | 0 | 2027 | 0.061894
ENS | High | C&I Curtailment | C&I Curtailment- Auto-DR HVAC Control | Large Industrial | Services | MW of Load | 0 | 2027 | 0.018368
ENS | High | C&I Curtailment | C&I Curtailment- Standard Lighting Control | Large Industrial | Miscellaneous | MW of Load | 0 | 2027 | 0.011968
ENS | High | C&I Curtailment | C&I Curtailment- Standard Lighting Control | Large Industrial | Offices | MW of Load | 0 | 2027 | 0.002297
ENS | High | C&I Curtailment | C&I Curtailment- Standard Lighting Control | Large Industrial | Retail Trade | MW of Load | 0 | 2027 | 0.019322
ENS | High | C&I Curtailment | C&I Curtailment- Standard Lighting Control | Large Industrial | Services | MW of Load | 0 | 2027 | 0.0057341
ENS | High | C&I Curtailment | C&I Curtailment- Advanced Lighting Control | Large Industrial | Miscellaneous | MW of Load | 0 | 2027 | 0.0059842
ENS | High | C&I Curtailment | C&I Curtailment- Advanced Lighting Control | Large Industrial | Offices | MW of Load | 0 | 2027 | 0.0011485
ENS | High | C&I Curtailment | C&I Curtailment- Advanced Lighting Control | Large Industrial | Retail Trade | MW of Load | 0 | 2027 | 0.0096611
ENS | High | C&I Curtailment | C&I Curtailment- Advanced Lighting Control | Large Industrial | Services | MW of Load | 0 | 2027 | 0.002867
ENS | High | C&I Curtailment | C&I Curtailment- Water Heating Control | Large Industrial | Miscellaneous | MW of Load | 0 | 2027 | 0.00070782
ENS | High | C&I Curtailment | C&I Curtailment- Water Heating Control | Large Industrial | Offices | MW of Load | 0 | 2027 | 0.00021337
ENS | High | C&I Curtailment | C&I Curtailment- Water Heating Control | Large Industrial | Retail Trade | MW of Load | 0 | 2027 | 0.0034894
ENS | High | C&I Curtailment | C&I Curtailment- Water Heating Control | Large Industrial | Services | MW of Load | 0 | 2027 | 0.0010355
ENS | High | C&I Curtailment | C&I Curtailment- Other | Large Industrial | Miscellaneous | MW of Load | 0 | 2027 | 0.015272
ENS | High | C&I Curtailment | C&I Curtailment- Other | Large Industrial | Offices | MW of Load | 0 | 2027 | 0.0040814
ENS | High | C&I Curtailment | C&I Curtailment- Other | Large Industrial | Retail Trade | MW of Load | 0 | 2027 | 0.036803
ENS | High | C&I Curtailment | C&I Curtailment- Other | Large Industrial | Services | MW of Load | 0 | 2027 | 0.010922
ENS | High | C&I Curtailment | C&I Curtailment- Industrial | Large Industrial | Manufacturing | MW of Load | 0 | 2027 | 0.57057
ENS | High | C&I Curtailment | C&I Curtailment- Manual HVAC Control | Interruptible Rider | Miscellaneous | MW of Load | 0 | 2027 | 0.46512
ENS | High | C&I Curtailment | C&I Curtailment- Manual HVAC Control | Interruptible Rider | Retail Trade | MW of Load | 0 | 2027 | 0.01303
ENS | High | C&I Curtailment | C&I Curtailment- Auto-DR HVAC Control | Interruptible Rider | Miscellaneous | MW of Load | 0 | 2027 | 1.201
ENS | High | C&I Curtailment | C&I Curtailment- Auto-DR HVAC Control | Interruptible Rider | Retail Trade | MW of Load | 0 | 2027 | 0.033648
ENS | High | C&I Curtailment | C&I Curtailment- Standard Lighting Control | Interruptible Rider | Miscellaneous | MW of Load | 0 | 2027 | 0.1541
ENS | High | C&I Curtailment | C&I Curtailment- Standard Lighting Control | Interruptible Rider | Retail Trade | MW of Load | 0 | 2027 | 0.011181
ENS | High | C&I Curtailment | C&I Curtailment- Advanced Lighting Control | Interruptible Rider | Miscellaneous | MW of Load | 0 | 2027 | 0.077052
ENS | High | C&I Curtailment | C&I Curtailment- Advanced Lighting Control | Interruptible Rider | Retail Trade | MW of Load | 0 | 2027 | 0.0055903
ENS | High | C&I Curtailment | C&I Curtailment- Water Heating Control | Interruptible Rider | Miscellaneous | MW of Load | 0 | 2027 | 0.013601
ENS | High | C&I Curtailment | C&I Curtailment- Water Heating Control | Interruptible Rider | Retail Trade | MW of Load | 0 | 2027 | 0.0017895
ENS | High | C&I Curtailment | C&I Curtailment- Other | Interruptible Rider | Miscellaneous | MW of Load | 0 | 2027 | 0.24565
ENS | High | C&I Curtailment | C&I Curtailment- Other | Interruptible Rider | Retail Trade | MW of Load | 0 | 2027 | 0.019761
ENS | High | C&I Curtailment | C&I Curtailment- Industrial | Interruptible Rider | Manufacturing | MW of Load | 0 | 2027 | 0.44364
ENS | High | Dynamic Pricing | Dynamic Pricing with enabling tech. | Small Commercial | Manufacturing | MW of Load | 1 | 2027 | 0.21033
ENS | High | Dynamic Pricing | Dynamic Pricing with enabling tech. | Small Commercial | Miscellaneous | MW of Load | 1 | 2027 | 2.1689
ENS | High | Dynamic Pricing | Dynamic Pricing with enabling tech. | Small Commercial | Offices | MW of Load | 1 | 2027 | 1.7494
ENS | High | Dynamic Pricing | Dynamic Pricing with enabling tech. | Small Commercial | Retail Trade | MW of Load | 1 | 2027 | 3.9892
ENS | High | Dynamic Pricing | Dynamic Pricing with enabling tech. | Small Commercial | Services | MW of Load | 1 | 2027 | 4.8027
ENS | High | Dynamic Pricing | Dynamic Pricing w/o enabling tech. | Small Commercial | Manufacturing | MW of Load | 1 | 2027 | 0.012603
ENS | High | Dynamic Pricing | Dynamic Pricing w/o enabling tech. | Small Commercial | Miscellaneous | MW of Load | 1 | 2027 | 0.12996
ENS | High | Dynamic Pricing | Dynamic Pricing w/o enabling tech. | Small Commercial | Offices | MW of Load | 1 | 2027 | 0.10482
ENS | High | Dynamic Pricing | Dynamic Pricing w/o enabling tech. | Small Commercial | Retail Trade | MW of Load | 1 | 2027 | 0.23903
ENS | High | Dynamic Pricing | Dynamic Pricing w/o enabling tech. | Small Commercial | Services | MW of Load | 1 | 2027 | 0.28777
ENS | High | Dynamic Pricing | Dynamic Pricing with enabling tech. | Large Commercial | Offices | MW of Load | 1 | 2027 | 0.28585
ENS | High | Dynamic Pricing | Dynamic Pricing with enabling tech. | Large Commercial | Services | MW of Load | 1 | 2027 | 1.772
ENS | High | Dynamic Pricing | Dynamic Pricing w/o enabling tech. | Large Commercial | Offices | MW of Load | 1 | 2027 | 0.13736
ENS | High | Dynamic Pricing | Dynamic Pricing w/o enabling tech. | Large Commercial | Services | MW of Load | 1 | 2027 | 0.85155
ENS | High | Dynamic Pricing | Dynamic Pricing with enabling tech. | Small Industrial | Manufacturing | MW of Load | 1 | 2027 | 0.30626
ENS | High | Dynamic Pricing | Dynamic Pricing with enabling tech. | Small Industrial | Miscellaneous | MW of Load | 1 | 2027 | 0.41335
ENS | High | Dynamic Pricing | Dynamic Pricing with enabling tech. | Small Industrial | Offices | MW of Load | 1 | 2027 | 0.025283
ENS | High | Dynamic Pricing | Dynamic Pricing with enabling tech. | Small Industrial | Retail Trade | MW of Load | 1 | 2027 | 0.0707
ENS | High | Dynamic Pricing | Dynamic Pricing with enabling tech. | Small Industrial | Services | MW of Load | 1 | 2027 | 0.088136
ENS | High | Dynamic Pricing | Dynamic Pricing w/o enabling tech. | Small Industrial | Manufacturing | MW of Load | 1 | 2027 | 0.018351
ENS | High | Dynamic Pricing | Dynamic Pricing w/o enabling tech. | Small Industrial | Miscellaneous | MW of Load | 1 | 2027 | 0.024767
ENS | High | Dynamic Pricing | Dynamic Pricing w/o enabling tech. | Small Industrial | Offices | MW of Load | 1 | 2027 | 0.0015149
ENS | High | Dynamic Pricing | Dynamic Pricing w/o enabling tech. | Small Industrial | Retail Trade | MW of Load | 1 | 2027 | 0.0042363
ENS | High | Dynamic Pricing | Dynamic Pricing w/o enabling tech. | Small Industrial | Services | MW of Load | 1 | 2027 | 0.005281
ENS | High | Dynamic Pricing | Dynamic Pricing with enabling tech. | Large Industrial | Manufacturing | MW of Load | 1 | 2027 | 1.6741
ENS | High | Dynamic Pricing | Dynamic Pricing with enabling tech. | Large Industrial | Miscellaneous | MW of Load | 1 | 2027 | 0.72499
ENS | High | Dynamic Pricing | Dynamic Pricing with enabling tech. | Large Industrial | Offices | MW of Load | 1 | 2027 | 0.061903
ENS | High | Dynamic Pricing | Dynamic Pricing with enabling tech. | Large Industrial | Retail Trade | MW of Load | 1 | 2027 | 0.31204
ENS | High | Dynamic Pricing | Dynamic Pricing with enabling tech. | Large Industrial | Services | MW of Load | 1 | 2027 | 0.15433
ENS | High | Dynamic Pricing | Dynamic Pricing w/o enabling tech. | Large Industrial | Manufacturing | MW of Load | 1 | 2027 | 0.8045
ENS | High | Dynamic Pricing | Dynamic Pricing w/o enabling tech. | Large Industrial | Miscellaneous | MW of Load | 1 | 2027 | 0.3484
ENS | High | Dynamic Pricing | Dynamic Pricing w/o enabling tech. | Large Industrial | Offices | MW of Load | 1 | 2027 | 0.029747
ENS | High | Dynamic Pricing | Dynamic Pricing w/o enabling tech. | Large Industrial | Retail Trade | MW of Load | 1 | 2027 | 0.14995
ENS | High | Dynamic Pricing | Dynamic Pricing w/o enabling tech. | Large Industrial | Services | MW of Load | 1 | 2027 | 0.074165
ENS | High | Dynamic Pricing | Dynamic Pricing with enabling tech. | Interruptible Rider | Manufacturing | MW of Load | 1 | 2027 | 0.64792
ENS | High | Dynamic Pricing | Dynamic Pricing with enabling tech. | Interruptible Rider | Miscellaneous | MW of Load | 1 | 2027 | 1.4306
ENS | High | Dynamic Pricing | Dynamic Pricing with enabling tech. | Interruptible Rider | Retail Trade | MW of Load | 1 | 2027 | 0.084216
ENS | High | Dynamic Pricing | Dynamic Pricing w/o enabling tech. | Interruptible Rider | Manufacturing | MW of Load | 1 | 2027 | 0.31136
ENS | High | Dynamic Pricing | Dynamic Pricing w/o enabling tech. | Interruptible Rider | Miscellaneous | MW of Load | 1 | 2027 | 0.68747
ENS | High | Dynamic Pricing | Dynamic Pricing w/o enabling tech. | Interruptible Rider | Retail Trade | MW of Load | 1 | 2027 | 0.04047
ENS | High | Dynamic Pricing | Dynamic Pricing with enabling tech. | Residential | Residential Market Rate | MW of Load | 1 | 2027 | 43.0291
ENS | High | Dynamic Pricing | Dynamic Pricing w/o enabling tech. | Residential | Residential Market Rate | MW of Load | 1 | 2027 | 29.0863
ENS | High | BTM Battery Control | BTM Battery Control | Small Commercial | Manufacturing | MW of Load | 0 | 2027 | 0.013688
ENS | High | BTM Battery Control | BTM Battery Control | Small Commercial | Miscellaneous | MW of Load | 0 | 2027 | 0.1012
ENS | High | BTM Battery Control | BTM Battery Control | Small Commercial | Offices | MW of Load | 0 | 2027 | 0.035028
ENS | High | BTM Battery Control | BTM Battery Control | Small Commercial | Retail Trade | MW of Load | 0 | 2027 | 0.061119
ENS | High | BTM Battery Control | BTM Battery Control | Small Commercial | Services | MW of Load | 0 | 2027 | 0.13304
ENS | High | BTM Battery Control | BTM Battery Control | Large Commercial | Offices | MW of Load | 0 | 2027 | 0.012885
ENS | High | BTM Battery Control | BTM Battery Control | Large Commercial | Services | MW of Load | 0 | 2027 | 0.068718
ENS | High | BTM Battery Control | BTM Battery Control | Small Industrial | Manufacturing | MW of Load | 0 | 2027 | 0.00033776
ENS | High | BTM Battery Control | BTM Battery Control | Small Industrial | Miscellaneous | MW of Load | 0 | 2027 | 0.0021745
ENS | High | BTM Battery Control | BTM Battery Control | Small Industrial | Offices | MW of Load | 0 | 2027 | 0.00086147
ENS | High | BTM Battery Control | BTM Battery Control | Small Industrial | Retail Trade | MW of Load | 0 | 2027 | 0.001499
ENS | High | BTM Battery Control | BTM Battery Control | Small Industrial | Services | MW of Load | 0 | 2027 | 0.0032637
ENS | High | BTM Battery Control | BTM Battery Control | Large Industrial | Manufacturing | MW of Load | 0 | 2027 | 0.0084354
ENS | High | BTM Battery Control | BTM Battery Control | Large Industrial | Miscellaneous | MW of Load | 0 | 2027 | 0.03911
ENS | High | BTM Battery Control | BTM Battery Control | Large Industrial | Offices | MW of Load | 0 | 2027 | 0.0046011
ENS | High | BTM Battery Control | BTM Battery Control | Large Industrial | Retail Trade | MW of Load | 0 | 2027 | 0.023006
ENS | High | BTM Battery Control | BTM Battery Control | Large Industrial | Services | MW of Load | 0 | 2027 | 0.049845
ENS | High | BTM Battery Control | BTM Battery Control | Interruptible Rider | Manufacturing | MW of Load | 0 | 2027 | 0.011276
ENS | High | BTM Battery Control | BTM Battery Control | Interruptible Rider | Miscellaneous | MW of Load | 0 | 2027 | 0.030068
ENS | High | BTM Battery Control | BTM Battery Control | Interruptible Rider | Retail Trade | MW of Load | 0 | 2027 | 0.045102
ENS | High | BTM Battery Control | BTM Battery Control | Residential | Residential LI | MW of Load | 0 | 2027 | 1.1863
ENS | High | BTM Battery Control | BTM Battery Control | Residential | Residential Market Rate | MW of Load | 0 | 2027 | 0.66465
ENS | High | EV Charging Control | EV Charging Control | EV | EV | MW of Load | 0 | 2027 | 0.56391
ENS | High | Behavioral DR | Behavioral DR | Residential | Residential LI | MW of Load | 1 | 2027 | 0.45934
ENS | High | Behavioral DR | Behavioral DR | Residential | Residential Market Rate | MW of Load | 1 | 2027 | 3.9223
ENS | High | DLC | DLC-Switch-Water Heating | Small Commercial | Miscellaneous | MW of Load | 0 | 2028 | 0.019081
ENS | High | DLC | DLC-Switch-Water Heating | Small Commercial | Offices | MW of Load | 0 | 2028 | 0.011511
ENS | High | DLC | DLC-Switch-Water Heating | Small Commercial | Retail Trade | MW of Load | 0 | 2028 | 0.065236
ENS | High | DLC | DLC-Switch-Water Heating | Small Commercial | Services | MW of Load | 0 | 2028 | 0.078461
ENS | High | DLC | DLC-Thermostat-HVAC | Small Commercial | Miscellaneous | MW of Load | 0 | 2028 | 0.12292
ENS | High | DLC | DLC-Thermostat-HVAC | Small Commercial | Offices | MW of Load | 0 | 2028 | 0.18712
ENS | High | DLC | DLC-Thermostat-HVAC | Small Commercial | Retail Trade | MW of Load | 0 | 2028 | 0.18255
ENS | High | DLC | DLC-Thermostat-HVAC | Small Commercial | Services | MW of Load | 0 | 2028 | 0.21978
ENS | High | DLC | DLC-Switch-Water Heating | Small Industrial | Miscellaneous | MW of Load | 0 | 2028 | 0.0037109
ENS | High | DLC | DLC-Switch-Water Heating | Small Industrial | Offices | MW of Load | 0 | 2028 | 0.00014805
ENS | High | DLC | DLC-Switch-Water Heating | Small Industrial | Retail Trade | MW of Load | 0 | 2028 | 0.0010132
ENS | High | DLC | DLC-Switch-Water Heating | Small Industrial | Services | MW of Load | 0 | 2028 | 0.0012631
ENS | High | DLC | DLC-Thermostat-HVAC | Small Industrial | Miscellaneous | MW of Load | 0 | 2028 | 0.025255
ENS | High | DLC | DLC-Thermostat-HVAC | Small Industrial | Offices | MW of Load | 0 | 2028 | 0.0024879
ENS | High | DLC | DLC-Thermostat-HVAC | Small Industrial | Retail Trade | MW of Load | 0 | 2028 | 0.0030323
ENS | High | DLC | DLC-Thermostat-HVAC | Small Industrial | Services | MW of Load | 0 | 2028 | 0.0037801
ENS | High | DLC | DLC-Switch-Water Heating | Residential | Residential LI | MW of Load | 0 | 2028 | 5.0703
ENS | High | DLC | DLC-Switch-Water Heating | Residential | Residential Market Rate | MW of Load | 0 | 2028 | 2.1288
ENS | High | DLC | DLC-Thermostat-Heat Pump | Residential | Residential LI | MW of Load | 0 | 2028 | 1.1518
ENS | High | DLC | DLC-Thermostat-Heat Pump | Residential | Residential Market Rate | MW of Load | 0 | 2028 | 1.4693
ENS | High | DLC | DLC-Thermostat-Electric Furnace | Residential | Residential LI | MW of Load | 0 | 2028 | 4.6041
ENS | High | DLC | DLC-Thermostat-Electric Furnace | Residential | Residential Market Rate | MW of Load | 0 | 2028 | 0.47358
ENS | High | C&I Curtailment | C&I Curtailment- Manual HVAC Control | Large Commercial | Offices | MW of Load | 0 | 2028 | 0.039094
ENS | High | C&I Curtailment | C&I Curtailment- Manual HVAC Control | Large Commercial | Services | MW of Load | 0 | 2028 | 0.077161
ENS | High | C&I Curtailment | C&I Curtailment- Auto-DR HVAC Control | Large Commercial | Offices | MW of Load | 0 | 2028 | 0.12115
ENS | High | C&I Curtailment | C&I Curtailment- Auto-DR HVAC Control | Large Commercial | Services | MW of Load | 0 | 2028 | 0.23913
ENS | High | C&I Curtailment | C&I Curtailment- Standard Lighting Control | Large Commercial | Offices | MW of Load | 0 | 2028 | 0.01027
ENS | High | C&I Curtailment | C&I Curtailment- Standard Lighting Control | Large Commercial | Services | MW of Load | 0 | 2028 | 0.068473
ENS | High | C&I Curtailment | C&I Curtailment- Advanced Lighting Control | Large Commercial | Offices | MW of Load | 0 | 2028 | 0.0051352
ENS | High | C&I Curtailment | C&I Curtailment- Advanced Lighting Control | Large Commercial | Services | MW of Load | 0 | 2028 | 0.034237
ENS | High | C&I Curtailment | C&I Curtailment- Water Heating Control | Large Commercial | Offices | MW of Load | 0 | 2028 | 0.0011761
ENS | High | C&I Curtailment | C&I Curtailment- Water Heating Control | Large Commercial | Services | MW of Load | 0 | 2028 | 0.013032
ENS | High | C&I Curtailment | C&I Curtailment- Other | Large Commercial | Offices | MW of Load | 0 | 2028 | 0.020181
ENS | High | C&I Curtailment | C&I Curtailment- Other | Large Commercial | Services | MW of Load | 0 | 2028 | 0.13598
ENS | High | C&I Curtailment | C&I Curtailment- Manual HVAC Control | Large Industrial | Miscellaneous | MW of Load | 0 | 2028 | 0.012708
ENS | High | C&I Curtailment | C&I Curtailment- Manual HVAC Control | Large Industrial | Offices | MW of Load | 0 | 2028 | 0.0080411
ENS | High | C&I Curtailment | C&I Curtailment- Manual HVAC Control | Large Industrial | Retail Trade | MW of Load | 0 | 2028 | 0.021801
ENS | High | C&I Curtailment | C&I Curtailment- Manual HVAC Control | Large Industrial | Services | MW of Load | 0 | 2028 | 0.0064697
ENS | High | C&I Curtailment | C&I Curtailment- Auto-DR HVAC Control | Large Industrial | Miscellaneous | MW of Load | 0 | 2028 | 0.039384
ENS | High | C&I Curtailment | C&I Curtailment- Auto-DR HVAC Control | Large Industrial | Offices | MW of Load | 0 | 2028 | 0.02492
ENS | High | C&I Curtailment | C&I Curtailment- Auto-DR HVAC Control | Large Industrial | Retail Trade | MW of Load | 0 | 2028 | 0.067562
ENS | High | C&I Curtailment | C&I Curtailment- Auto-DR HVAC Control | Large Industrial | Services | MW of Load | 0 | 2028 | 0.02005
ENS | High | C&I Curtailment | C&I Curtailment- Standard Lighting Control | Large Industrial | Miscellaneous | MW of Load | 0 | 2028 | 0.012157
ENS | High | C&I Curtailment | C&I Curtailment- Standard Lighting Control | Large Industrial | Offices | MW of Load | 0 | 2028 | 0.0023259
ENS | High | C&I Curtailment | C&I Curtailment- Standard Lighting Control | Large Industrial | Retail Trade | MW of Load | 0 | 2028 | 0.019346
ENS | High | C&I Curtailment | C&I Curtailment- Standard Lighting Control | Large Industrial | Services | MW of Load | 0 | 2028 | 0.0057412
ENS | High | C&I Curtailment | C&I Curtailment- Advanced Lighting Control | Large Industrial | Miscellaneous | MW of Load | 0 | 2028 | 0.0060783
ENS | High | C&I Curtailment | C&I Curtailment- Advanced Lighting Control | Large Industrial | Offices | MW of Load | 0 | 2028 | 0.0011629
ENS | High | C&I Curtailment | C&I Curtailment- Advanced Lighting Control | Large Industrial | Retail Trade | MW of Load | 0 | 2028 | 0.0096732
ENS | High | C&I Curtailment | C&I Curtailment- Advanced Lighting Control | Large Industrial | Services | MW of Load | 0 | 2028 | 0.0028706
ENS | High | C&I Curtailment | C&I Curtailment- Water Heating Control | Large Industrial | Miscellaneous | MW of Load | 0 | 2028 | 0.000739
ENS | High | C&I Curtailment | C&I Curtailment- Water Heating Control | Large Industrial | Offices | MW of Load | 0 | 2028 | 0.00022379
ENS | High | C&I Curtailment | C&I Curtailment- Water Heating Control | Large Industrial | Retail Trade | MW of Load | 0 | 2028 | 0.0036821
ENS | High | C&I Curtailment | C&I Curtailment- Water Heating Control | Large Industrial | Services | MW of Load | 0 | 2028 | 0.0010927
ENS | High | C&I Curtailment | C&I Curtailment- Other | Large Industrial | Miscellaneous | MW of Load | 0 | 2028 | 0.015901
ENS | High | C&I Curtailment | C&I Curtailment- Other | Large Industrial | Offices | MW of Load | 0 | 2028 | 0.0042896
ENS | High | C&I Curtailment | C&I Curtailment- Other | Large Industrial | Retail Trade | MW of Load | 0 | 2028 | 0.038419
ENS | High | C&I Curtailment | C&I Curtailment- Other | Large Industrial | Services | MW of Load | 0 | 2028 | 0.011401
ENS | High | C&I Curtailment | C&I Curtailment- Industrial | Large Industrial | Manufacturing | MW of Load | 0 | 2028 | 0.57971
ENS | High | C&I Curtailment | C&I Curtailment- Manual HVAC Control | Interruptible Rider | Miscellaneous | MW of Load | 0 | 2028 | 0.42592
ENS | High | C&I Curtailment | C&I Curtailment- Manual HVAC Control | Interruptible Rider | Retail Trade | MW of Load | 0 | 2028 | 0.011787
ENS | High | C&I Curtailment | C&I Curtailment- Auto-DR HVAC Control | Interruptible Rider | Miscellaneous | MW of Load | 0 | 2028 | 1.32
ENS | High | C&I Curtailment | C&I Curtailment- Auto-DR HVAC Control | Interruptible Rider | Retail Trade | MW of Load | 0 | 2028 | 0.036528
ENS | High | C&I Curtailment | C&I Curtailment- Standard Lighting Control | Interruptible Rider | Miscellaneous | MW of Load | 0 | 2028 | 0.15394
ENS | High | C&I Curtailment | C&I Curtailment- Standard Lighting Control | Interruptible Rider | Retail Trade | MW of Load | 0 | 2028 | 0.011247
ENS | High | C&I Curtailment | C&I Curtailment- Advanced Lighting Control | Interruptible Rider | Miscellaneous | MW of Load | 0 | 2028 | 0.076972
ENS | High | C&I Curtailment | C&I Curtailment- Advanced Lighting Control | Interruptible Rider | Retail Trade | MW of Load | 0 | 2028 | 0.0056235
ENS | High | C&I Curtailment | C&I Curtailment- Water Heating Control | Interruptible Rider | Miscellaneous | MW of Load | 0 | 2028 | 0.014028
ENS | High | C&I Curtailment | C&I Curtailment- Water Heating Control | Interruptible Rider | Retail Trade | MW of Load | 0 | 2028 | 0.0018522
ENS | High | C&I Curtailment | C&I Curtailment- Other | Interruptible Rider | Miscellaneous | MW of Load | 0 | 2028 | 0.25343
ENS | High | C&I Curtailment | C&I Curtailment- Other | Interruptible Rider | Retail Trade | MW of Load | 0 | 2028 | 0.020424
ENS | High | C&I Curtailment | C&I Curtailment- Industrial | Interruptible Rider | Manufacturing | MW of Load | 0 | 2028 | 0.44539
ENS | High | Dynamic Pricing | Dynamic Pricing with enabling tech. | Small Commercial | Manufacturing | MW of Load | 1 | 2028 | 0.20141
ENS | High | Dynamic Pricing | Dynamic Pricing with enabling tech. | Small Commercial | Miscellaneous | MW of Load | 1 | 2028 | 2.1151
ENS | High | Dynamic Pricing | Dynamic Pricing with enabling tech. | Small Commercial | Offices | MW of Load | 1 | 2028 | 1.7086
ENS | High | Dynamic Pricing | Dynamic Pricing with enabling tech. | Small Commercial | Retail Trade | MW of Load | 1 | 2028 | 3.8742
ENS | High | Dynamic Pricing | Dynamic Pricing with enabling tech. | Small Commercial | Services | MW of Load | 1 | 2028 | 4.6639
ENS | High | Dynamic Pricing | Dynamic Pricing w/o enabling tech. | Small Commercial | Manufacturing | MW of Load | 1 | 2028 | 0.012068
ENS | High | Dynamic Pricing | Dynamic Pricing w/o enabling tech. | Small Commercial | Miscellaneous | MW of Load | 1 | 2028 | 0.12673
ENS | High | Dynamic Pricing | Dynamic Pricing w/o enabling tech. | Small Commercial | Offices | MW of Load | 1 | 2028 | 0.10238
ENS | High | Dynamic Pricing | Dynamic Pricing w/o enabling tech. | Small Commercial | Retail Trade | MW of Load | 1 | 2028 | 0.23214
ENS | High | Dynamic Pricing | Dynamic Pricing w/o enabling tech. | Small Commercial | Services | MW of Load | 1 | 2028 | 0.27945
ENS | High | Dynamic Pricing | Dynamic Pricing with enabling tech. | Large Commercial | Offices | MW of Load | 1 | 2028 | 0.27844
ENS | High | Dynamic Pricing | Dynamic Pricing with enabling tech. | Large Commercial | Services | MW of Load | 1 | 2028 | 1.7234
ENS | High | Dynamic Pricing | Dynamic Pricing w/o enabling tech. | Large Commercial | Offices | MW of Load | 1 | 2028 | 0.13381
ENS | High | Dynamic Pricing | Dynamic Pricing w/o enabling tech. | Large Commercial | Services | MW of Load | 1 | 2028 | 0.8282
ENS | High | Dynamic Pricing | Dynamic Pricing with enabling tech. | Small Industrial | Manufacturing | MW of Load | 1 | 2028 | 0.29781
ENS | High | Dynamic Pricing | Dynamic Pricing with enabling tech. | Small Industrial | Miscellaneous | MW of Load | 1 | 2028 | 0.40937
ENS | High | Dynamic Pricing | Dynamic Pricing with enabling tech. | Small Industrial | Offices | MW of Load | 1 | 2028 | 0.025164
ENS | High | Dynamic Pricing | Dynamic Pricing with enabling tech. | Small Industrial | Retail Trade | MW of Load | 1 | 2028 | 0.070321
ENS | High | Dynamic Pricing | Dynamic Pricing with enabling tech. | Small Industrial | Services | MW of Load | 1 | 2028 | 0.087663
ENS | High | Dynamic Pricing | Dynamic Pricing w/o enabling tech. | Small Industrial | Manufacturing | MW of Load | 1 | 2028 | 0.017844
ENS | High | Dynamic Pricing | Dynamic Pricing w/o enabling tech. | Small Industrial | Miscellaneous | MW of Load | 1 | 2028 | 0.024529
ENS | High | Dynamic Pricing | Dynamic Pricing w/o enabling tech. | Small Industrial | Offices | MW of Load | 1 | 2028 | 0.0015078
ENS | High | Dynamic Pricing | Dynamic Pricing w/o enabling tech. | Small Industrial | Retail Trade | MW of Load | 1 | 2028 | 0.0042135
ENS | High | Dynamic Pricing | Dynamic Pricing w/o enabling tech. | Small Industrial | Services | MW of Load | 1 | 2028 | 0.0052526
ENS | High | Dynamic Pricing | Dynamic Pricing with enabling tech. | Large Industrial | Manufacturing | MW of Load | 1 | 2028 | 1.6354
ENS | High | Dynamic Pricing | Dynamic Pricing with enabling tech. | Large Industrial | Miscellaneous | MW of Load | 1 | 2028 | 0.72104
ENS | High | Dynamic Pricing | Dynamic Pricing with enabling tech. | Large Industrial | Offices | MW of Load | 1 | 2028 | 0.062257
ENS | High | Dynamic Pricing | Dynamic Pricing with enabling tech. | Large Industrial | Retail Trade | MW of Load | 1 | 2028 | 0.31055
ENS | High | Dynamic Pricing | Dynamic Pricing with enabling tech. | Large Industrial | Services | MW of Load | 1 | 2028 | 0.1536
ENS | High | Dynamic Pricing | Dynamic Pricing w/o enabling tech. | Large Industrial | Manufacturing | MW of Load | 1 | 2028 | 0.78589
ENS | High | Dynamic Pricing | Dynamic Pricing w/o enabling tech. | Large Industrial | Miscellaneous | MW of Load | 1 | 2028 | 0.3465
ENS | High | Dynamic Pricing | Dynamic Pricing w/o enabling tech. | Large Industrial | Offices | MW of Load | 1 | 2028 | 0.029917
ENS | High | Dynamic Pricing | Dynamic Pricing w/o enabling tech. | Large Industrial | Retail Trade | MW of Load | 1 | 2028 | 0.14924
ENS | High | Dynamic Pricing | Dynamic Pricing w/o enabling tech. | Large Industrial | Services | MW of Load | 1 | 2028 | 0.073812
ENS | High | Dynamic Pricing | Dynamic Pricing with enabling tech. | Interruptible Rider | Manufacturing | MW of Load | 1 | 2028 | 0.62529
ENS | High | Dynamic Pricing | Dynamic Pricing with enabling tech. | Interruptible Rider | Miscellaneous | MW of Load | 1 | 2028 | 1.4122
ENS | High | Dynamic Pricing | Dynamic Pricing with enabling tech. | Interruptible Rider | Retail Trade | MW of Load | 1 | 2028 | 0.083132
ENS | High | Dynamic Pricing | Dynamic Pricing w/o enabling tech. | Interruptible Rider | Manufacturing | MW of Load | 1 | 2028 | 0.30048
ENS | High | Dynamic Pricing | Dynamic Pricing w/o enabling tech. | Interruptible Rider | Miscellaneous | MW of Load | 1 | 2028 | 0.67864
ENS | High | Dynamic Pricing | Dynamic Pricing w/o enabling tech. | Interruptible Rider | Retail Trade | MW of Load | 1 | 2028 | 0.039949
ENS | High | Dynamic Pricing | Dynamic Pricing with enabling tech. | Residential | Residential Market Rate | MW of Load | 1 | 2028 | 42.789
ENS | High | Dynamic Pricing | Dynamic Pricing w/o enabling tech. | Residential | Residential Market Rate | MW of Load | 1 | 2028 | 28.924
ENS | High | BTM Battery Control | BTM Battery Control | Small Commercial | Manufacturing | MW of Load | 0 | 2028 | 0.014893
ENS | High | BTM Battery Control | BTM Battery Control | Small Commercial | Miscellaneous | MW of Load | 0 | 2028 | 0.11017
ENS | High | BTM Battery Control | BTM Battery Control | Small Commercial | Offices | MW of Load | 0 | 2028 | 0.038113
ENS | High | BTM Battery Control | BTM Battery Control | Small Commercial | Retail Trade | MW of Load | 0 | 2028 | 0.066502
ENS | High | BTM Battery Control | BTM Battery Control | Small Commercial | Services | MW of Load | 0 | 2028 | 0.14475
ENS | High | BTM Battery Control | BTM Battery Control | Large Commercial | Offices | MW of Load | 0 | 2028 | 0.014019
ENS | High | BTM Battery Control | BTM Battery Control | Large Commercial | Services | MW of Load | 0 | 2028 | 0.074769
ENS | High | BTM Battery Control | BTM Battery Control | Small Industrial | Manufacturing | MW of Load | 0 | 2028 | 0.0003675
ENS | High | BTM Battery Control | BTM Battery Control | Small Industrial | Miscellaneous | MW of Load | 0 | 2028 | 0.002366
ENS | High | BTM Battery Control | BTM Battery Control | Small Industrial | Offices | MW of Load | 0 | 2028 | 0.00093733
ENS | High | BTM Battery Control | BTM Battery Control | Small Industrial | Retail Trade | MW of Load | 0 | 2028 | 0.001631
ENS | High | BTM Battery Control | BTM Battery Control | Small Industrial | Services | MW of Load | 0 | 2028 | 0.0035511
ENS | High | BTM Battery Control | BTM Battery Control | Large Industrial | Manufacturing | MW of Load | 0 | 2028 | 0.0091783
ENS | High | BTM Battery Control | BTM Battery Control | Large Industrial | Miscellaneous | MW of Load | 0 | 2028 | 0.042554
ENS | High | BTM Battery Control | BTM Battery Control | Large Industrial | Offices | MW of Load | 0 | 2028 | 0.0050063
ENS | High | BTM Battery Control | BTM Battery Control | Large Industrial | Retail Trade | MW of Load | 0 | 2028 | 0.025032
ENS | High | BTM Battery Control | BTM Battery Control | Large Industrial | Services | MW of Load | 0 | 2028 | 0.054235
ENS | High | BTM Battery Control | BTM Battery Control | Interruptible Rider | Manufacturing | MW of Load | 0 | 2028 | 0.012269
ENS | High | BTM Battery Control | BTM Battery Control | Interruptible Rider | Miscellaneous | MW of Load | 0 | 2028 | 0.032716
ENS | High | BTM Battery Control | BTM Battery Control | Interruptible Rider | Retail Trade | MW of Load | 0 | 2028 | 0.049074
ENS | High | BTM Battery Control | BTM Battery Control | Residential | Residential LI | MW of Load | 0 | 2028 | 1.2971
ENS | High | BTM Battery Control | BTM Battery Control | Residential | Residential Market Rate | MW of Load | 0 | 2028 | 0.72674
ENS | High | EV Charging Control | EV Charging Control | EV | EV | MW of Load | 0 | 2028 | 0.70088
ENS | High | Behavioral DR | Behavioral DR | Residential | Residential LI | MW of Load | 1 | 2028 | 0.45516
ENS | High | Behavioral DR | Behavioral DR | Residential | Residential Market Rate | MW of Load | 1 | 2028 | 3.8905
ENS | High | DLC | DLC-Switch-Water Heating | Small Commercial | Miscellaneous | MW of Load | 0 | 2029 | 0.018875
ENS | High | DLC | DLC-Switch-Water Heating | Small Commercial | Offices | MW of Load | 0 | 2029 | 0.011369
ENS | High | DLC | DLC-Switch-Water Heating | Small Commercial | Retail Trade | MW of Load | 0 | 2029 | 0.064491
ENS | High | DLC | DLC-Switch-Water Heating | Small Commercial | Services | MW of Load | 0 | 2029 | 0.077552
ENS | High | DLC | DLC-Thermostat-HVAC | Small Commercial | Miscellaneous | MW of Load | 0 | 2029 | 0.11905
ENS | High | DLC | DLC-Thermostat-HVAC | Small Commercial | Offices | MW of Load | 0 | 2029 | 0.18322
ENS | High | DLC | DLC-Thermostat-HVAC | Small Commercial | Retail Trade | MW of Load | 0 | 2029 | 0.17499
ENS | High | DLC | DLC-Thermostat-HVAC | Small Commercial | Services | MW of Load | 0 | 2029 | 0.21067
ENS | High | DLC | DLC-Switch-Water Heating | Small Industrial | Miscellaneous | MW of Load | 0 | 2029 | 0.0037344
ENS | High | DLC | DLC-Switch-Water Heating | Small Industrial | Offices | MW of Load | 0 | 2029 | 0.00014873
ENS | High | DLC | DLC-Switch-Water Heating | Small Industrial | Retail Trade | MW of Load | 0 | 2029 | 0.0010207
ENS | High | DLC | DLC-Switch-Water Heating | Small Industrial | Services | MW of Load | 0 | 2029 | 0.0012724
ENS | High | DLC | DLC-Thermostat-HVAC | Small Industrial | Miscellaneous | MW of Load | 0 | 2029 | 0.02502
ENS | High | DLC | DLC-Thermostat-HVAC | Small Industrial | Offices | MW of Load | 0 | 2029 | 0.0024894
ENS | High | DLC | DLC-Thermostat-HVAC | Small Industrial | Retail Trade | MW of Load | 0 | 2029 | 0.0029987
ENS | High | DLC | DLC-Thermostat-HVAC | Small Industrial | Services | MW of Load | 0 | 2029 | 0.0037382
ENS | High | DLC | DLC-Switch-Water Heating | Residential | Residential LI | MW of Load | 0 | 2029 | 5.0067
ENS | High | DLC | DLC-Switch-Water Heating | Residential | Residential Market Rate | MW of Load | 0 | 2029 | 2.1369
ENS | High | DLC | DLC-Thermostat-Heat Pump | Residential | Residential LI | MW of Load | 0 | 2029 | 1.2607
ENS | High | DLC | DLC-Thermostat-Heat Pump | Residential | Residential Market Rate | MW of Load | 0 | 2029 | 1.5371
ENS | High | DLC | DLC-Thermostat-Electric Furnace | Residential | Residential LI | MW of Load | 0 | 2029 | 4.4797
ENS | High | DLC | DLC-Thermostat-Electric Furnace | Residential | Residential Market Rate | MW of Load | 0 | 2029 | 0.42927
ENS | High | C&I Curtailment | C&I Curtailment- Manual HVAC Control | Large Commercial | Offices | MW of Load | 0 | 2029 | 0.034747
ENS | High | C&I Curtailment | C&I Curtailment- Manual HVAC Control | Large Commercial | Services | MW of Load | 0 | 2029 | 0.067317
ENS | High | C&I Curtailment | C&I Curtailment- Auto-DR HVAC Control | Large Commercial | Offices | MW of Load | 0 | 2029 | 0.12876
ENS | High | C&I Curtailment | C&I Curtailment- Auto-DR HVAC Control | Large Commercial | Services | MW of Load | 0 | 2029 | 0.24946
ENS | High | C&I Curtailment | C&I Curtailment- Standard Lighting Control | Large Commercial | Offices | MW of Load | 0 | 2029 | 0.0098656
ENS | High | C&I Curtailment | C&I Curtailment- Standard Lighting Control | Large Commercial | Services | MW of Load | 0 | 2029 | 0.066476
ENS | High | C&I Curtailment | C&I Curtailment- Advanced Lighting Control | Large Commercial | Offices | MW of Load | 0 | 2029 | 0.0049328
ENS | High | C&I Curtailment | C&I Curtailment- Advanced Lighting Control | Large Commercial | Services | MW of Load | 0 | 2029 | 0.033238
ENS | High | C&I Curtailment | C&I Curtailment- Water Heating Control | Large Commercial | Offices | MW of Load | 0 | 2029 | 0.0011944
ENS | High | C&I Curtailment | C&I Curtailment- Water Heating Control | Large Commercial | Services | MW of Load | 0 | 2029 | 0.01323
ENS | High | C&I Curtailment | C&I Curtailment- Other | Large Commercial | Offices | MW of Load | 0 | 2029 | 0.020216
ENS | High | C&I Curtailment | C&I Curtailment- Other | Large Commercial | Services | MW of Load | 0 | 2029 | 0.13666
ENS | High | C&I Curtailment | C&I Curtailment- Manual HVAC Control | Large Industrial | Miscellaneous | MW of Load | 0 | 2029 | 0.011413
ENS | High | C&I Curtailment | C&I Curtailment- Manual HVAC Control | Large Industrial | Offices | MW of Load | 0 | 2029 | 0.0073466
ENS | High | C&I Curtailment | C&I Curtailment- Manual HVAC Control | Large Industrial | Retail Trade | MW of Load | 0 | 2029 | 0.019422
ENS | High | C&I Curtailment | C&I Curtailment- Manual HVAC Control | Large Industrial | Services | MW of Load | 0 | 2029 | 0.0057636
ENS | High | C&I Curtailment | C&I Curtailment- Auto-DR HVAC Control | Large Industrial | Miscellaneous | MW of Load | 0 | 2029 | 0.042291
ENS | High | C&I Curtailment | C&I Curtailment- Auto-DR HVAC Control | Large Industrial | Offices | MW of Load | 0 | 2029 | 0.027224
ENS | High | C&I Curtailment | C&I Curtailment- Auto-DR HVAC Control | Large Industrial | Retail Trade | MW of Load | 0 | 2029 | 0.07197
ENS | High | C&I Curtailment | C&I Curtailment- Auto-DR HVAC Control | Large Industrial | Services | MW of Load | 0 | 2029 | 0.021358
ENS | High | C&I Curtailment | C&I Curtailment- Standard Lighting Control | Large Industrial | Miscellaneous | MW of Load | 0 | 2029 | 0.012225
ENS | High | C&I Curtailment | C&I Curtailment- Standard Lighting Control | Large Industrial | Offices | MW of Load | 0 | 2029 | 0.0023414
ENS | High | C&I Curtailment | C&I Curtailment- Standard Lighting Control | Large Industrial | Retail Trade | MW of Load | 0 | 2029 | 0.019179
ENS | High | C&I Curtailment | C&I Curtailment- Standard Lighting Control | Large Industrial | Services | MW of Load | 0 | 2029 | 0.0056915
ENS | High | C&I Curtailment | C&I Curtailment- Advanced Lighting Control | Large Industrial | Miscellaneous | MW of Load | 0 | 2029 | 0.0061127
ENS | High | C&I Curtailment | C&I Curtailment- Advanced Lighting Control | Large Industrial | Offices | MW of Load | 0 | 2029 | 0.0011707
ENS | High | C&I Curtailment | C&I Curtailment- Advanced Lighting Control | Large Industrial | Retail Trade | MW of Load | 0 | 2029 | 0.0095894
ENS | High | C&I Curtailment | C&I Curtailment- Advanced Lighting Control | Large Industrial | Services | MW of Load | 0 | 2029 | 0.0028458
ENS | High | C&I Curtailment | C&I Curtailment- Water Heating Control | Large Industrial | Miscellaneous | MW of Load | 0 | 2029 | 0.00075949
ENS | High | C&I Curtailment | C&I Curtailment- Water Heating Control | Large Industrial | Offices | MW of Load | 0 | 2029 | 0.00023142
ENS | High | C&I Curtailment | C&I Curtailment- Water Heating Control | Large Industrial | Retail Trade | MW of Load | 0 | 2029 | 0.0038169
ENS | High | C&I Curtailment | C&I Curtailment- Water Heating Control | Large Industrial | Services | MW of Load | 0 | 2029 | 0.0011327
ENS | High | C&I Curtailment | C&I Curtailment- Other | Large Industrial | Miscellaneous | MW of Load | 0 | 2029 | 0.016287
ENS | High | C&I Curtailment | C&I Curtailment- Other | Large Industrial | Offices | MW of Load | 0 | 2029 | 0.0044327
ENS | High | C&I Curtailment | C&I Curtailment- Other | Large Industrial | Retail Trade | MW of Load | 0 | 2029 | 0.039426
ENS | High | C&I Curtailment | C&I Curtailment- Other | Large Industrial | Services | MW of Load | 0 | 2029 | 0.0117
ENS | High | C&I Curtailment | C&I Curtailment- Industrial | Large Industrial | Manufacturing | MW of Load | 0 | 2029 | 0.5813
ENS | High | C&I Curtailment | C&I Curtailment- Manual HVAC Control | Interruptible Rider | Miscellaneous | MW of Load | 0 | 2029 | 0.38211
ENS | High | C&I Curtailment | C&I Curtailment- Manual HVAC Control | Interruptible Rider | Retail Trade | MW of Load | 0 | 2029 | 0.010457
ENS | High | C&I Curtailment | C&I Curtailment- Auto-DR HVAC Control | Interruptible Rider | Miscellaneous | MW of Load | 0 | 2029 | 1.416
ENS | High | C&I Curtailment | C&I Curtailment- Auto-DR HVAC Control | Interruptible Rider | Retail Trade | MW of Load | 0 | 2029 | 0.038752
ENS | High | C&I Curtailment | C&I Curtailment- Standard Lighting Control | Interruptible Rider | Miscellaneous | MW of Load | 0 | 2029 | 0.15234
ENS | High | C&I Curtailment | C&I Curtailment- Standard Lighting Control | Interruptible Rider | Retail Trade | MW of Load | 0 | 2029 | 0.011195
ENS | High | C&I Curtailment | C&I Curtailment- Advanced Lighting Control | Interruptible Rider | Miscellaneous | MW of Load | 0 | 2029 | 0.076172
ENS | High | C&I Curtailment | C&I Curtailment- Advanced Lighting Control | Interruptible Rider | Retail Trade | MW of Load | 0 | 2029 | 0.0055973
ENS | High | C&I Curtailment | C&I Curtailment- Water Heating Control | Interruptible Rider | Miscellaneous | MW of Load | 0 | 2029 | 0.014257
ENS | High | C&I Curtailment | C&I Curtailment- Water Heating Control | Interruptible Rider | Retail Trade | MW of Load | 0 | 2029 | 0.0018871
ENS | High | C&I Curtailment | C&I Curtailment- Other | Interruptible Rider | Miscellaneous | MW of Load | 0 | 2029 | 0.25727
ENS | High | C&I Curtailment | C&I Curtailment- Other | Interruptible Rider | Retail Trade | MW of Load | 0 | 2029 | 0.020768
ENS | High | C&I Curtailment | C&I Curtailment- Industrial | Interruptible Rider | Manufacturing | MW of Load | 0 | 2029 | 0.44158
ENS | High | Dynamic Pricing | Dynamic Pricing with enabling tech. | Small Commercial | Manufacturing | MW of Load | 1 | 2029 | 0.19211
ENS | High | Dynamic Pricing | Dynamic Pricing with enabling tech. | Small Commercial | Miscellaneous | MW of Load | 1 | 2029 | 2.0499
ENS | High | Dynamic Pricing | Dynamic Pricing with enabling tech. | Small Commercial | Offices | MW of Load | 1 | 2029 | 1.6581
ENS | High | Dynamic Pricing | Dynamic Pricing with enabling tech. | Small Commercial | Retail Trade | MW of Load | 1 | 2029 | 3.7379
ENS | High | Dynamic Pricing | Dynamic Pricing with enabling tech. | Small Commercial | Services | MW of Load | 1 | 2029 | 4.4996
ENS | High | Dynamic Pricing | Dynamic Pricing w/o enabling tech. | Small Commercial | Manufacturing | MW of Load | 1 | 2029 | 0.011511
ENS | High | Dynamic Pricing | Dynamic Pricing w/o enabling tech. | Small Commercial | Miscellaneous | MW of Load | 1 | 2029 | 0.12283
ENS | High | Dynamic Pricing | Dynamic Pricing w/o enabling tech. | Small Commercial | Offices | MW of Load | 1 | 2029 | 0.099351
ENS | High | Dynamic Pricing | Dynamic Pricing w/o enabling tech. | Small Commercial | Retail Trade | MW of Load | 1 | 2029 | 0.22397
ENS | High | Dynamic Pricing | Dynamic Pricing w/o enabling tech. | Small Commercial | Services | MW of Load | 1 | 2029 | 0.26961
ENS | High | Dynamic Pricing | Dynamic Pricing with enabling tech. | Large Commercial | Offices | MW of Load | 1 | 2029 | 0.27149
ENS | High | Dynamic Pricing | Dynamic Pricing with enabling tech. | Large Commercial | Services | MW of Load | 1 | 2029 | 1.678
ENS | High | Dynamic Pricing | Dynamic Pricing w/o enabling tech. | Large Commercial | Offices | MW of Load | 1 | 2029 | 0.13046
ENS | High | Dynamic Pricing | Dynamic Pricing w/o enabling tech. | Large Commercial | Services | MW of Load | 1 | 2029 | 0.80638
ENS | High | Dynamic Pricing | Dynamic Pricing with enabling tech. | Small Industrial | Manufacturing | MW of Load | 1 | 2029 | 0.29091
ENS | High | Dynamic Pricing | Dynamic Pricing with enabling tech. | Small Industrial | Miscellaneous | MW of Load | 1 | 2029 | 0.40646
ENS | High | Dynamic Pricing | Dynamic Pricing with enabling tech. | Small Industrial | Offices | MW of Load | 1 | 2029 | 0.02509
ENS | High | Dynamic Pricing | Dynamic Pricing with enabling tech. | Small Industrial | Retail Trade | MW of Load | 1 | 2029 | 0.070071
ENS | High | Dynamic Pricing | Dynamic Pricing with enabling tech. | Small Industrial | Services | MW of Load | 1 | 2029 | 0.087351
ENS | High | Dynamic Pricing | Dynamic Pricing w/o enabling tech. | Small Industrial | Manufacturing | MW of Load | 1 | 2029 | 0.017431
ENS | High | Dynamic Pricing | Dynamic Pricing w/o enabling tech. | Small Industrial | Miscellaneous | MW of Load | 1 | 2029 | 0.024354
ENS | High | Dynamic Pricing | Dynamic Pricing w/o enabling tech. | Small Industrial | Offices | MW of Load | 1 | 2029 | 0.0015033
ENS | High | Dynamic Pricing | Dynamic Pricing w/o enabling tech. | Small Industrial | Retail Trade | MW of Load | 1 | 2029 | 0.0041985
ENS | High | Dynamic Pricing | Dynamic Pricing w/o enabling tech. | Small Industrial | Services | MW of Load | 1 | 2029 | 0.005234
ENS | High | Dynamic Pricing | Dynamic Pricing with enabling tech. | Large Industrial | Manufacturing | MW of Load | 1 | 2029 | 1.6028
ENS | High | Dynamic Pricing | Dynamic Pricing with enabling tech. | Large Industrial | Miscellaneous | MW of Load | 1 | 2029 | 0.71808
ENS | High | Dynamic Pricing | Dynamic Pricing with enabling tech. | Large Industrial | Offices | MW of Load | 1 | 2029 | 0.062667
ENS | High | Dynamic Pricing | Dynamic Pricing with enabling tech. | Large Industrial | Retail Trade | MW of Load | 1 | 2029 | 0.30922
ENS | High | Dynamic Pricing | Dynamic Pricing with enabling tech. | Large Industrial | Services | MW of Load | 1 | 2029 | 0.15294
ENS | High | Dynamic Pricing | Dynamic Pricing w/o enabling tech. | Large Industrial | Manufacturing | MW of Load | 1 | 2029 | 0.77023
ENS | High | Dynamic Pricing | Dynamic Pricing w/o enabling tech. | Large Industrial | Miscellaneous | MW of Load | 1 | 2029 | 0.34507
ENS | High | Dynamic Pricing | Dynamic Pricing w/o enabling tech. | Large Industrial | Offices | MW of Load | 1 | 2029 | 0.030115
ENS | High | Dynamic Pricing | Dynamic Pricing w/o enabling tech. | Large Industrial | Retail Trade | MW of Load | 1 | 2029 | 0.14859
ENS | High | Dynamic Pricing | Dynamic Pricing w/o enabling tech. | Large Industrial | Services | MW of Load | 1 | 2029 | 0.073494
ENS | High | Dynamic Pricing | Dynamic Pricing with enabling tech. | Interruptible Rider | Manufacturing | MW of Load | 1 | 2029 | 0.60586
ENS | High | Dynamic Pricing | Dynamic Pricing with enabling tech. | Interruptible Rider | Miscellaneous | MW of Load | 1 | 2029 | 1.3959
ENS | High | Dynamic Pricing | Dynamic Pricing with enabling tech. | Interruptible Rider | Retail Trade | MW of Load | 1 | 2029 | 0.082167
ENS | High | Dynamic Pricing | Dynamic Pricing w/o enabling tech. | Interruptible Rider | Manufacturing | MW of Load | 1 | 2029 | 0.29115
ENS | High | Dynamic Pricing | Dynamic Pricing w/o enabling tech. | Interruptible Rider | Miscellaneous | MW of Load | 1 | 2029 | 0.67078
ENS | High | Dynamic Pricing | Dynamic Pricing w/o enabling tech. | Interruptible Rider | Retail Trade | MW of Load | 1 | 2029 | 0.039485
ENS | High | Dynamic Pricing | Dynamic Pricing with enabling tech. | Residential | Residential Market Rate | MW of Load | 1 | 2029 | 42.1162
ENS | High | Dynamic Pricing | Dynamic Pricing w/o enabling tech. | Residential | Residential Market Rate | MW of Load | 1 | 2029 | 28.4693
ENS | High | BTM Battery Control | BTM Battery Control | Small Commercial | Manufacturing | MW of Load | 0 | 2029 | 0.015617
ENS | High | BTM Battery Control | BTM Battery Control | Small Commercial | Miscellaneous | MW of Load | 0 | 2029 | 0.11558
ENS | High | BTM Battery Control | BTM Battery Control | Small Commercial | Offices | MW of Load | 0 | 2029 | 0.039955
ENS | High | BTM Battery Control | BTM Battery Control | Small Commercial | Retail Trade | MW of Load | 0 | 2029 | 0.069724
ENS | High | BTM Battery Control | BTM Battery Control | Small Commercial | Services | MW of Load | 0 | 2029 | 0.15177
ENS | High | BTM Battery Control | BTM Battery Control | Large Commercial | Offices | MW of Load | 0 | 2029 | 0.014701
ENS | High | BTM Battery Control | BTM Battery Control | Large Commercial | Services | MW of Load | 0 | 2029 | 0.078403
ENS | High | BTM Battery Control | BTM Battery Control | Small Industrial | Manufacturing | MW of Load | 0 | 2029 | 0.00038103
ENS | High | BTM Battery Control | BTM Battery Control | Small Industrial | Miscellaneous | MW of Load | 0 | 2029 | 0.002481
ENS | High | BTM Battery Control | BTM Battery Control | Small Industrial | Offices | MW of Load | 0 | 2029 | 0.00098289
ENS | High | BTM Battery Control | BTM Battery Control | Small Industrial | Retail Trade | MW of Load | 0 | 2029 | 0.0017103
ENS | High | BTM Battery Control | BTM Battery Control | Small Industrial | Services | MW of Load | 0 | 2029 | 0.0037237
ENS | High | BTM Battery Control | BTM Battery Control | Large Industrial | Manufacturing | MW of Load | 0 | 2029 | 0.0096244
ENS | High | BTM Battery Control | BTM Battery Control | Large Industrial | Miscellaneous | MW of Load | 0 | 2029 | 0.044622
ENS | High | BTM Battery Control | BTM Battery Control | Large Industrial | Offices | MW of Load | 0 | 2029 | 0.0052496
ENS | High | BTM Battery Control | BTM Battery Control | Large Industrial | Retail Trade | MW of Load | 0 | 2029 | 0.026248
ENS | High | BTM Battery Control | BTM Battery Control | Large Industrial | Services | MW of Load | 0 | 2029 | 0.056871
ENS | High | BTM Battery Control | BTM Battery Control | Interruptible Rider | Manufacturing | MW of Load | 0 | 2029 | 0.012865
ENS | High | BTM Battery Control | BTM Battery Control | Interruptible Rider | Miscellaneous | MW of Load | 0 | 2029 | 0.034306
ENS | High | BTM Battery Control | BTM Battery Control | Interruptible Rider | Retail Trade | MW of Load | 0 | 2029 | 0.051459
ENS | High | BTM Battery Control | BTM Battery Control | Residential | Residential LI | MW of Load | 0 | 2029 | 1.3668
ENS | High | BTM Battery Control | BTM Battery Control | Residential | Residential Market Rate | MW of Load | 0 | 2029 | 0.7658
ENS | High | EV Charging Control | EV Charging Control | EV | EV | MW of Load | 0 | 2029 | 0.85458
ENS | High | Behavioral DR | Behavioral DR | Residential | Residential LI | MW of Load | 1 | 2029 | 0.44649
ENS | High | Behavioral DR | Behavioral DR | Residential | Residential Market Rate | MW of Load | 1 | 2029 | 3.8234
ENS | High | DLC | DLC-Switch-Water Heating | Small Commercial | Miscellaneous | MW of Load | 0 | 2030 | 0.01863
ENS | High | DLC | DLC-Switch-Water Heating | Small Commercial | Offices | MW of Load | 0 | 2030 | 0.0112
ENS | High | DLC | DLC-Switch-Water Heating | Small Commercial | Retail Trade | MW of Load | 0 | 2030 | 0.063583
ENS | High | DLC | DLC-Switch-Water Heating | Small Commercial | Services | MW of Load | 0 | 2030 | 0.076444
ENS | High | DLC | DLC-Thermostat-HVAC | Small Commercial | Miscellaneous | MW of Load | 0 | 2030 | 0.11501
ENS | High | DLC | DLC-Thermostat-HVAC | Small Commercial | Offices | MW of Load | 0 | 2030 | 0.17895
ENS | High | DLC | DLC-Thermostat-HVAC | Small Commercial | Retail Trade | MW of Load | 0 | 2030 | 0.16719
ENS | High | DLC | DLC-Thermostat-HVAC | Small Commercial | Services | MW of Load | 0 | 2030 | 0.20128
ENS | High | DLC | DLC-Switch-Water Heating | Small Industrial | Miscellaneous | MW of Load | 0 | 2030 | 0.003752
ENS | High | DLC | DLC-Switch-Water Heating | Small Industrial | Offices | MW of Load | 0 | 2030 | 0.00014917
ENS | High | DLC | DLC-Switch-Water Heating | Small Industrial | Retail Trade | MW of Load | 0 | 2030 | 0.0010266
ENS | High | DLC | DLC-Switch-Water Heating | Small Industrial | Services | MW of Load | 0 | 2030 | 0.0012798
ENS | High | DLC | DLC-Thermostat-HVAC | Small Industrial | Miscellaneous | MW of Load | 0 | 2030 | 0.024747
ENS | High | DLC | DLC-Thermostat-HVAC | Small Industrial | Offices | MW of Load | 0 | 2030 | 0.0024875
ENS | High | DLC | DLC-Thermostat-HVAC | Small Industrial | Retail Trade | MW of Load | 0 | 2030 | 0.002961
ENS | High | DLC | DLC-Thermostat-HVAC | Small Industrial | Services | MW of Load | 0 | 2030 | 0.0036912
ENS | High | DLC | DLC-Switch-Water Heating | Residential | Residential LI | MW of Load | 0 | 2030 | 4.9673
ENS | High | DLC | DLC-Switch-Water Heating | Residential | Residential Market Rate | MW of Load | 0 | 2030 | 2.1401
ENS | High | DLC | DLC-Thermostat-Heat Pump | Residential | Residential LI | MW of Load | 0 | 2030 | 1.3801
ENS | High | DLC | DLC-Thermostat-Heat Pump | Residential | Residential Market Rate | MW of Load | 0 | 2030 | 1.5996
ENS | High | DLC | DLC-Thermostat-Electric Furnace | Residential | Residential LI | MW of Load | 0 | 2030 | 4.3409
ENS | High | DLC | DLC-Thermostat-Electric Furnace | Residential | Residential Market Rate | MW of Load | 0 | 2030 | 0.38104
ENS | High | C&I Curtailment | C&I Curtailment- Manual HVAC Control | Large Commercial | Offices | MW of Load | 0 | 2030 | 0.030187
ENS | High | C&I Curtailment | C&I Curtailment- Manual HVAC Control | Large Commercial | Services | MW of Load | 0 | 2030 | 0.057372
ENS | High | C&I Curtailment | C&I Curtailment- Auto-DR HVAC Control | Large Commercial | Offices | MW of Load | 0 | 2030 | 0.13463
ENS | High | C&I Curtailment | C&I Curtailment- Auto-DR HVAC Control | Large Commercial | Services | MW of Load | 0 | 2030 | 0.25587
ENS | High | C&I Curtailment | C&I Curtailment- Standard Lighting Control | Large Commercial | Offices | MW of Load | 0 | 2030 | 0.0093516
ENS | High | C&I Curtailment | C&I Curtailment- Standard Lighting Control | Large Commercial | Services | MW of Load | 0 | 2030 | 0.063743
ENS | High | C&I Curtailment | C&I Curtailment- Advanced Lighting Control | Large Commercial | Offices | MW of Load | 0 | 2030 | 0.0046758
ENS | High | C&I Curtailment | C&I Curtailment- Advanced Lighting Control | Large Commercial | Services | MW of Load | 0 | 2030 | 0.031871
ENS | High | C&I Curtailment | C&I Curtailment- Water Heating Control | Large Commercial | Offices | MW of Load | 0 | 2030 | 0.0011993
ENS | High | C&I Curtailment | C&I Curtailment- Water Heating Control | Large Commercial | Services | MW of Load | 0 | 2030 | 0.01328
ENS | High | C&I Curtailment | C&I Curtailment- Other | Large Commercial | Offices | MW of Load | 0 | 2030 | 0.020019
ENS | High | C&I Curtailment | C&I Curtailment- Other | Large Commercial | Services | MW of Load | 0 | 2030 | 0.13578
ENS | High | C&I Curtailment | C&I Curtailment- Manual HVAC Control | Large Industrial | Miscellaneous | MW of Load | 0 | 2030 | 0.010033
ENS | High | C&I Curtailment | C&I Curtailment- Manual HVAC Control | Large Industrial | Offices | MW of Load | 0 | 2030 | 0.0065723
ENS | High | C&I Curtailment | C&I Curtailment- Manual HVAC Control | Large Industrial | Retail Trade | MW of Load | 0 | 2030 | 0.016928
ENS | High | C&I Curtailment | C&I Curtailment- Manual HVAC Control | Large Industrial | Services | MW of Load | 0 | 2030 | 0.0050236
ENS | High | C&I Curtailment | C&I Curtailment- Auto-DR HVAC Control | Large Industrial | Miscellaneous | MW of Load | 0 | 2030 | 0.044743
ENS | High | C&I Curtailment | C&I Curtailment- Auto-DR HVAC Control | Large Industrial | Offices | MW of Load | 0 | 2030 | 0.029311
ENS | High | C&I Curtailment | C&I Curtailment- Auto-DR HVAC Control | Large Industrial | Retail Trade | MW of Load | 0 | 2030 | 0.075496
ENS | High | C&I Curtailment | C&I Curtailment- Auto-DR HVAC Control | Large Industrial | Services | MW of Load | 0 | 2030 | 0.022404
ENS | High | C&I Curtailment | C&I Curtailment- Standard Lighting Control | Large Industrial | Miscellaneous | MW of Load | 0 | 2030 | 0.012174
ENS | High | C&I Curtailment | C&I Curtailment- Standard Lighting Control | Large Industrial | Offices | MW of Load | 0 | 2030 | 0.0023343
ENS | High | C&I Curtailment | C&I Curtailment- Standard Lighting Control | Large Industrial | Retail Trade | MW of Load | 0 | 2030 | 0.018808
ENS | High | C&I Curtailment | C&I Curtailment- Standard Lighting Control | Large Industrial | Services | MW of Load | 0 | 2030 | 0.0055814
ENS | High | C&I Curtailment | C&I Curtailment- Advanced Lighting Control | Large Industrial | Miscellaneous | MW of Load | 0 | 2030 | 0.0060871
ENS | High | C&I Curtailment | C&I Curtailment- Advanced Lighting Control | Large Industrial | Offices | MW of Load | 0 | 2030 | 0.0011671
ENS | High | C&I Curtailment | C&I Curtailment- Advanced Lighting Control | Large Industrial | Retail Trade | MW of Load | 0 | 2030 | 0.0094039
ENS | High | C&I Curtailment | C&I Curtailment- Advanced Lighting Control | Large Industrial | Services | MW of Load | 0 | 2030 | 0.0027907
ENS | High | C&I Curtailment | C&I Curtailment- Water Heating Control | Large Industrial | Miscellaneous | MW of Load | 0 | 2030 | 0.00077281
ENS | High | C&I Curtailment | C&I Curtailment- Water Heating Control | Large Industrial | Offices | MW of Load | 0 | 2030 | 0.00023697
ENS | High | C&I Curtailment | C&I Curtailment- Water Heating Control | Large Industrial | Retail Trade | MW of Load | 0 | 2030 | 0.0039182
ENS | High | C&I Curtailment | C&I Curtailment- Water Heating Control | Large Industrial | Services | MW of Load | 0 | 2030 | 0.0011628
ENS | High | C&I Curtailment | C&I Curtailment- Other | Large Industrial | Miscellaneous | MW of Load | 0 | 2030 | 0.016518
ENS | High | C&I Curtailment | C&I Curtailment- Other | Large Industrial | Offices | MW of Load | 0 | 2030 | 0.0045366
ENS | High | C&I Curtailment | C&I Curtailment- Other | Large Industrial | Retail Trade | MW of Load | 0 | 2030 | 0.040062
ENS | High | C&I Curtailment | C&I Curtailment- Other | Large Industrial | Services | MW of Load | 0 | 2030 | 0.011889
ENS | High | C&I Curtailment | C&I Curtailment- Industrial | Large Industrial | Manufacturing | MW of Load | 0 | 2030 | 0.57673
ENS | High | C&I Curtailment | C&I Curtailment- Manual HVAC Control | Interruptible Rider | Miscellaneous | MW of Load | 0 | 2030 | 0.33541
ENS | High | C&I Curtailment | C&I Curtailment- Manual HVAC Control | Interruptible Rider | Retail Trade | MW of Load | 0 | 2030 | 0.0090773
ENS | High | C&I Curtailment | C&I Curtailment- Auto-DR HVAC Control | Interruptible Rider | Miscellaneous | MW of Load | 0 | 2030 | 1.4959
ENS | High | C&I Curtailment | C&I Curtailment- Auto-DR HVAC Control | Interruptible Rider | Retail Trade | MW of Load | 0 | 2030 | 0.040483
ENS | High | C&I Curtailment | C&I Curtailment- Standard Lighting Control | Interruptible Rider | Miscellaneous | MW of Load | 0 | 2030 | 0.14917
ENS | High | C&I Curtailment | C&I Curtailment- Standard Lighting Control | Interruptible Rider | Retail Trade | MW of Load | 0 | 2030 | 0.011027
ENS | High | C&I Curtailment | C&I Curtailment- Advanced Lighting Control | Interruptible Rider | Miscellaneous | MW of Load | 0 | 2030 | 0.074586
ENS | High | C&I Curtailment | C&I Curtailment- Advanced Lighting Control | Interruptible Rider | Retail Trade | MW of Load | 0 | 2030 | 0.0055137
ENS | High | C&I Curtailment | C&I Curtailment- Water Heating Control | Interruptible Rider | Miscellaneous | MW of Load | 0 | 2030 | 0.01434
ENS | High | C&I Curtailment | C&I Curtailment- Water Heating Control | Interruptible Rider | Retail Trade | MW of Load | 0 | 2030 | 0.0019027
ENS | High | C&I Curtailment | C&I Curtailment- Other | Interruptible Rider | Miscellaneous | MW of Load | 0 | 2030 | 0.2585
ENS | High | C&I Curtailment | C&I Curtailment- Other | Interruptible Rider | Retail Trade | MW of Load | 0 | 2030 | 0.020901
ENS | High | C&I Curtailment | C&I Curtailment- Industrial | Interruptible Rider | Manufacturing | MW of Load | 0 | 2030 | 0.43295
ENS | High | Dynamic Pricing | Dynamic Pricing with enabling tech. | Small Commercial | Manufacturing | MW of Load | 1 | 2030 | 0.18316
ENS | High | Dynamic Pricing | Dynamic Pricing with enabling tech. | Small Commercial | Miscellaneous | MW of Load | 1 | 2030 | 1.9885
ENS | High | Dynamic Pricing | Dynamic Pricing with enabling tech. | Small Commercial | Offices | MW of Load | 1 | 2030 | 1.6102
ENS | High | Dynamic Pricing | Dynamic Pricing with enabling tech. | Small Commercial | Retail Trade | MW of Load | 1 | 2030 | 3.6081
ENS | High | Dynamic Pricing | Dynamic Pricing with enabling tech. | Small Commercial | Services | MW of Load | 1 | 2030 | 4.343
ENS | High | Dynamic Pricing | Dynamic Pricing w/o enabling tech. | Small Commercial | Manufacturing | MW of Load | 1 | 2030 | 0.010975
ENS | High | Dynamic Pricing | Dynamic Pricing w/o enabling tech. | Small Commercial | Miscellaneous | MW of Load | 1 | 2030 | 0.11915
ENS | High | Dynamic Pricing | Dynamic Pricing w/o enabling tech. | Small Commercial | Offices | MW of Load | 1 | 2030 | 0.096483
ENS | High | Dynamic Pricing | Dynamic Pricing w/o enabling tech. | Small Commercial | Retail Trade | MW of Load | 1 | 2030 | 0.21619
ENS | High | Dynamic Pricing | Dynamic Pricing w/o enabling tech. | Small Commercial | Services | MW of Load | 1 | 2030 | 0.26023
ENS | High | Dynamic Pricing | Dynamic Pricing with enabling tech. | Large Commercial | Offices | MW of Load | 1 | 2030 | 0.26455
ENS | High | Dynamic Pricing | Dynamic Pricing with enabling tech. | Large Commercial | Services | MW of Load | 1 | 2030 | 1.6328
ENS | High | Dynamic Pricing | Dynamic Pricing w/o enabling tech. | Large Commercial | Offices | MW of Load | 1 | 2030 | 0.12713
ENS | High | Dynamic Pricing | Dynamic Pricing w/o enabling tech. | Large Commercial | Services | MW of Load | 1 | 2030 | 0.78466
ENS | High | Dynamic Pricing | Dynamic Pricing with enabling tech. | Small Industrial | Manufacturing | MW of Load | 1 | 2030 | 0.28395
ENS | High | Dynamic Pricing | Dynamic Pricing with enabling tech. | Small Industrial | Miscellaneous | MW of Load | 1 | 2030 | 0.40357
ENS | High | Dynamic Pricing | Dynamic Pricing with enabling tech. | Small Industrial | Offices | MW of Load | 1 | 2030 | 0.02502
ENS | High | Dynamic Pricing | Dynamic Pricing with enabling tech. | Small Industrial | Retail Trade | MW of Load | 1 | 2030 | 0.069831
ENS | High | Dynamic Pricing | Dynamic Pricing with enabling tech. | Small Industrial | Services | MW of Load | 1 | 2030 | 0.087052
ENS | High | Dynamic Pricing | Dynamic Pricing w/o enabling tech. | Small Industrial | Manufacturing | MW of Load | 1 | 2030 | 0.017014
ENS | High | Dynamic Pricing | Dynamic Pricing w/o enabling tech. | Small Industrial | Miscellaneous | MW of Load | 1 | 2030 | 0.024182
ENS | High | Dynamic Pricing | Dynamic Pricing w/o enabling tech. | Small Industrial | Offices | MW of Load | 1 | 2030 | 0.0014991
ENS | High | Dynamic Pricing | Dynamic Pricing w/o enabling tech. | Small Industrial | Retail Trade | MW of Load | 1 | 2030 | 0.0041842
ENS | High | Dynamic Pricing | Dynamic Pricing w/o enabling tech. | Small Industrial | Services | MW of Load | 1 | 2030 | 0.005216
ENS | High | Dynamic Pricing | Dynamic Pricing with enabling tech. | Large Industrial | Manufacturing | MW of Load | 1 | 2030 | 1.5701
ENS | High | Dynamic Pricing | Dynamic Pricing with enabling tech. | Large Industrial | Miscellaneous | MW of Load | 1 | 2030 | 0.71539
ENS | High | Dynamic Pricing | Dynamic Pricing with enabling tech. | Large Industrial | Offices | MW of Load | 1 | 2030 | 0.063118
ENS | High | Dynamic Pricing | Dynamic Pricing with enabling tech. | Large Industrial | Retail Trade | MW of Load | 1 | 2030 | 0.30796
ENS | High | Dynamic Pricing | Dynamic Pricing with enabling tech. | Large Industrial | Services | MW of Load | 1 | 2030 | 0.15232
ENS | High | Dynamic Pricing | Dynamic Pricing w/o enabling tech. | Large Industrial | Manufacturing | MW of Load | 1 | 2030 | 0.75452
ENS | High | Dynamic Pricing | Dynamic Pricing w/o enabling tech. | Large Industrial | Miscellaneous | MW of Load | 1 | 2030 | 0.34378
ENS | High | Dynamic Pricing | Dynamic Pricing w/o enabling tech. | Large Industrial | Offices | MW of Load | 1 | 2030 | 0.030331
ENS | High | Dynamic Pricing | Dynamic Pricing w/o enabling tech. | Large Industrial | Retail Trade | MW of Load | 1 | 2030 | 0.14799
ENS | High | Dynamic Pricing | Dynamic Pricing w/o enabling tech. | Large Industrial | Services | MW of Load | 1 | 2030 | 0.073197
ENS | High | Dynamic Pricing | Dynamic Pricing with enabling tech. | Interruptible Rider | Manufacturing | MW of Load | 1 | 2030 | 0.58647
ENS | High | Dynamic Pricing | Dynamic Pricing with enabling tech. | Interruptible Rider | Miscellaneous | MW of Load | 1 | 2030 | 1.3796
ENS | High | Dynamic Pricing | Dynamic Pricing with enabling tech. | Interruptible Rider | Retail Trade | MW of Load | 1 | 2030 | 0.081208
ENS | High | Dynamic Pricing | Dynamic Pricing w/o enabling tech. | Interruptible Rider | Manufacturing | MW of Load | 1 | 2030 | 0.28183
ENS | High | Dynamic Pricing | Dynamic Pricing w/o enabling tech. | Interruptible Rider | Miscellaneous | MW of Load | 1 | 2030 | 0.66297
ENS | High | Dynamic Pricing | Dynamic Pricing w/o enabling tech. | Interruptible Rider | Retail Trade | MW of Load | 1 | 2030 | 0.039025
ENS | High | Dynamic Pricing | Dynamic Pricing with enabling tech. | Residential | Residential Market Rate | MW of Load | 1 | 2030 | 41.6712
ENS | High | Dynamic Pricing | Dynamic Pricing w/o enabling tech. | Residential | Residential Market Rate | MW of Load | 1 | 2030 | 28.1684
ENS | High | BTM Battery Control | BTM Battery Control | Small Commercial | Manufacturing | MW of Load | 0 | 2030 | 0.016027
ENS | High | BTM Battery Control | BTM Battery Control | Small Commercial | Miscellaneous | MW of Load | 0 | 2030 | 0.11869
ENS | High | BTM Battery Control | BTM Battery Control | Small Commercial | Offices | MW of Load | 0 | 2030 | 0.040993
ENS | High | BTM Battery Control | BTM Battery Control | Small Commercial | Retail Trade | MW of Load | 0 | 2030 | 0.071543
ENS | High | BTM Battery Control | BTM Battery Control | Small Commercial | Services | MW of Load | 0 | 2030 | 0.15575
ENS | High | BTM Battery Control | BTM Battery Control | Large Commercial | Offices | MW of Load | 0 | 2030 | 0.015087
ENS | High | BTM Battery Control | BTM Battery Control | Large Commercial | Services | MW of Load | 0 | 2030 | 0.080462
ENS | High | BTM Battery Control | BTM Battery Control | Small Industrial | Manufacturing | MW of Load | 0 | 2030 | 0.00039103
ENS | High | BTM Battery Control | BTM Battery Control | Small Industrial | Miscellaneous | MW of Load | 0 | 2030 | 0.0025462
ENS | High | BTM Battery Control | BTM Battery Control | Small Industrial | Offices | MW of Load | 0 | 2030 | 0.0010087
ENS | High | BTM Battery Control | BTM Battery Control | Small Industrial | Retail Trade | MW of Load | 0 | 2030 | 0.0017552
ENS | High | BTM Battery Control | BTM Battery Control | Small Industrial | Services | MW of Load | 0 | 2030 | 0.0038215
ENS | High | BTM Battery Control | BTM Battery Control | Large Industrial | Manufacturing | MW of Load | 0 | 2030 | 0.009877
ENS | High | BTM Battery Control | BTM Battery Control | Large Industrial | Miscellaneous | MW of Load | 0 | 2030 | 0.045793
ENS | High | BTM Battery Control | BTM Battery Control | Large Industrial | Offices | MW of Load | 0 | 2030 | 0.0053875
ENS | High | BTM Battery Control | BTM Battery Control | Large Industrial | Retail Trade | MW of Load | 0 | 2030 | 0.026937
ENS | High | BTM Battery Control | BTM Battery Control | Large Industrial | Services | MW of Load | 0 | 2030 | 0.058364
ENS | High | BTM Battery Control | BTM Battery Control | Interruptible Rider | Manufacturing | MW of Load | 0 | 2030 | 0.013203
ENS | High | BTM Battery Control | BTM Battery Control | Interruptible Rider | Miscellaneous | MW of Load | 0 | 2030 | 0.035207
ENS | High | BTM Battery Control | BTM Battery Control | Interruptible Rider | Retail Trade | MW of Load | 0 | 2030 | 0.05281
ENS | High | BTM Battery Control | BTM Battery Control | Residential | Residential LI | MW of Load | 0 | 2030 | 1.4096
ENS | High | BTM Battery Control | BTM Battery Control | Residential | Residential Market Rate | MW of Load | 0 | 2030 | 0.78977
ENS | High | EV Charging Control | EV Charging Control | EV | EV | MW of Load | 0 | 2030 | 1.0254
ENS | High | Behavioral DR | Behavioral DR | Residential | Residential LI | MW of Load | 1 | 2030 | 0.4403
ENS | High | Behavioral DR | Behavioral DR | Residential | Residential Market Rate | MW of Load | 1 | 2030 | 3.7798
ENS | High | DLC | DLC-Switch-Water Heating | Small Commercial | Miscellaneous | MW of Load | 0 | 2031 | 0.018355
ENS | High | DLC | DLC-Switch-Water Heating | Small Commercial | Offices | MW of Load | 0 | 2031 | 0.011014
ENS | High | DLC | DLC-Switch-Water Heating | Small Commercial | Retail Trade | MW of Load | 0 | 2031 | 0.062575
ENS | High | DLC | DLC-Switch-Water Heating | Small Commercial | Services | MW of Load | 0 | 2031 | 0.075215
ENS | High | DLC | DLC-Thermostat-HVAC | Small Commercial | Miscellaneous | MW of Load | 0 | 2031 | 0.11092
ENS | High | DLC | DLC-Thermostat-HVAC | Small Commercial | Offices | MW of Load | 0 | 2031 | 0.17449
ENS | High | DLC | DLC-Thermostat-HVAC | Small Commercial | Retail Trade | MW of Load | 0 | 2031 | 0.15936
ENS | High | DLC | DLC-Thermostat-HVAC | Small Commercial | Services | MW of Load | 0 | 2031 | 0.19184
ENS | High | DLC | DLC-Switch-Water Heating | Small Industrial | Miscellaneous | MW of Load | 0 | 2031 | 0.0037656
ENS | High | DLC | DLC-Switch-Water Heating | Small Industrial | Offices | MW of Load | 0 | 2031 | 0.00014938
ENS | High | DLC | DLC-Switch-Water Heating | Small Industrial | Retail Trade | MW of Load | 0 | 2031 | 0.0010312
ENS | High | DLC | DLC-Switch-Water Heating | Small Industrial | Services | MW of Load | 0 | 2031 | 0.0012855
ENS | High | DLC | DLC-Thermostat-HVAC | Small Industrial | Miscellaneous | MW of Load | 0 | 2031 | 0.02446
ENS | High | DLC | DLC-Thermostat-HVAC | Small Industrial | Offices | MW of Load | 0 | 2031 | 0.002482
ENS | High | DLC | DLC-Thermostat-HVAC | Small Industrial | Retail Trade | MW of Load | 0 | 2031 | 0.0029168
ENS | High | DLC | DLC-Thermostat-HVAC | Small Industrial | Services | MW of Load | 0 | 2031 | 0.0036361
ENS | High | DLC | DLC-Switch-Water Heating | Residential | Residential LI | MW of Load | 0 | 2031 | 4.9336
ENS | High | DLC | DLC-Switch-Water Heating | Residential | Residential Market Rate | MW of Load | 0 | 2031 | 2.1369
ENS | High | DLC | DLC-Thermostat-Heat Pump | Residential | Residential LI | MW of Load | 0 | 2031 | 1.4779
ENS | High | DLC | DLC-Thermostat-Heat Pump | Residential | Residential Market Rate | MW of Load | 0 | 2031 | 1.6483
ENS | High | DLC | DLC-Thermostat-Electric Furnace | Residential | Residential LI | MW of Load | 0 | 2031 | 4.2334
ENS | High | DLC | DLC-Thermostat-Electric Furnace | Residential | Residential Market Rate | MW of Load | 0 | 2031 | 0.34264
ENS | High | C&I Curtailment | C&I Curtailment- Manual HVAC Control | Large Commercial | Offices | MW of Load | 0 | 2031 | 0.025895
ENS | High | C&I Curtailment | C&I Curtailment- Manual HVAC Control | Large Commercial | Services | MW of Load | 0 | 2031 | 0.048255
ENS | High | C&I Curtailment | C&I Curtailment- Auto-DR HVAC Control | Large Commercial | Offices | MW of Load | 0 | 2031 | 0.13895
ENS | High | C&I Curtailment | C&I Curtailment- Auto-DR HVAC Control | Large Commercial | Services | MW of Load | 0 | 2031 | 0.25894
ENS | High | C&I Curtailment | C&I Curtailment- Standard Lighting Control | Large Commercial | Offices | MW of Load | 0 | 2031 | 0.0088272
ENS | High | C&I Curtailment | C&I Curtailment- Standard Lighting Control | Large Commercial | Services | MW of Load | 0 | 2031 | 0.060874
ENS | High | C&I Curtailment | C&I Curtailment- Advanced Lighting Control | Large Commercial | Offices | MW of Load | 0 | 2031 | 0.0044136
ENS | High | C&I Curtailment | C&I Curtailment- Advanced Lighting Control | Large Commercial | Services | MW of Load | 0 | 2031 | 0.030437
ENS | High | C&I Curtailment | C&I Curtailment- Water Heating Control | Large Commercial | Offices | MW of Load | 0 | 2031 | 0.001197
ENS | High | C&I Curtailment | C&I Curtailment- Water Heating Control | Large Commercial | Services | MW of Load | 0 | 2031 | 0.013249
ENS | High | C&I Curtailment | C&I Curtailment- Other | Large Commercial | Offices | MW of Load | 0 | 2031 | 0.019703
ENS | High | C&I Curtailment | C&I Curtailment- Other | Large Commercial | Services | MW of Load | 0 | 2031 | 0.13409
ENS | High | C&I Curtailment | C&I Curtailment- Manual HVAC Control | Large Industrial | Miscellaneous | MW of Load | 0 | 2031 | 0.0087123
ENS | High | C&I Curtailment | C&I Curtailment- Manual HVAC Control | Large Industrial | Offices | MW of Load | 0 | 2031 | 0.0058098
ENS | High | C&I Curtailment | C&I Curtailment- Manual HVAC Control | Large Industrial | Retail Trade | MW of Load | 0 | 2031 | 0.014569
ENS | High | C&I Curtailment | C&I Curtailment- Manual HVAC Control | Large Industrial | Services | MW of Load | 0 | 2031 | 0.0043235
ENS | High | C&I Curtailment | C&I Curtailment- Auto-DR HVAC Control | Large Industrial | Miscellaneous | MW of Load | 0 | 2031 | 0.046751
ENS | High | C&I Curtailment | C&I Curtailment- Auto-DR HVAC Control | Large Industrial | Offices | MW of Load | 0 | 2031 | 0.031175
ENS | High | C&I Curtailment | C&I Curtailment- Auto-DR HVAC Control | Large Industrial | Retail Trade | MW of Load | 0 | 2031 | 0.078178
ENS | High | C&I Curtailment | C&I Curtailment- Auto-DR HVAC Control | Large Industrial | Services | MW of Load | 0 | 2031 | 0.0232
ENS | High | C&I Curtailment | C&I Curtailment- Standard Lighting Control | Large Industrial | Miscellaneous | MW of Load | 0 | 2031 | 0.01207
ENS | High | C&I Curtailment | C&I Curtailment- Standard Lighting Control | Large Industrial | Offices | MW of Load | 0 | 2031 | 0.0023205
ENS | High | C&I Curtailment | C&I Curtailment- Standard Lighting Control | Large Industrial | Retail Trade | MW of Load | 0 | 2031 | 0.018379
ENS | High | C&I Curtailment | C&I Curtailment- Standard Lighting Control | Large Industrial | Services | MW of Load | 0 | 2031 | 0.0054542
ENS | High | C&I Curtailment | C&I Curtailment- Advanced Lighting Control | Large Industrial | Miscellaneous | MW of Load | 0 | 2031 | 0.0060351
ENS | High | C&I Curtailment | C&I Curtailment- Advanced Lighting Control | Large Industrial | Offices | MW of Load | 0 | 2031 | 0.0011602
ENS | High | C&I Curtailment | C&I Curtailment- Advanced Lighting Control | Large Industrial | Retail Trade | MW of Load | 0 | 2031 | 0.0091896
ENS | High | C&I Curtailment | C&I Curtailment- Advanced Lighting Control | Large Industrial | Services | MW of Load | 0 | 2031 | 0.0027271
ENS | High | C&I Curtailment | C&I Curtailment- Water Heating Control | Large Industrial | Miscellaneous | MW of Load | 0 | 2031 | 0.00077845
ENS | High | C&I Curtailment | C&I Curtailment- Water Heating Control | Large Industrial | Offices | MW of Load | 0 | 2031 | 0.00024131
ENS | High | C&I Curtailment | C&I Curtailment- Water Heating Control | Large Industrial | Retail Trade | MW of Load | 0 | 2031 | 0.0040001
ENS | High | C&I Curtailment | C&I Curtailment- Water Heating Control | Large Industrial | Services | MW of Load | 0 | 2031 | 0.0011871
ENS | High | C&I Curtailment | C&I Curtailment- Other | Large Industrial | Miscellaneous | MW of Load | 0 | 2031 | 0.016626
ENS | High | C&I Curtailment | C&I Curtailment- Other | Large Industrial | Offices | MW of Load | 0 | 2031 | 0.0046182
ENS | High | C&I Curtailment | C&I Curtailment- Other | Large Industrial | Retail Trade | MW of Load | 0 | 2031 | 0.040483
ENS | High | C&I Curtailment | C&I Curtailment- Other | Large Industrial | Services | MW of Load | 0 | 2031 | 0.012014
ENS | High | C&I Curtailment | C&I Curtailment- Industrial | Large Industrial | Manufacturing | MW of Load | 0 | 2031 | 0.56811
ENS | High | C&I Curtailment | C&I Curtailment- Manual HVAC Control | Interruptible Rider | Miscellaneous | MW of Load | 0 | 2031 | 0.28726
ENS | High | C&I Curtailment | C&I Curtailment- Manual HVAC Control | Interruptible Rider | Retail Trade | MW of Load | 0 | 2031 | 0.0076804
ENS | High | C&I Curtailment | C&I Curtailment- Auto-DR HVAC Control | Interruptible Rider | Miscellaneous | MW of Load | 0 | 2031 | 1.5414
ENS | High | C&I Curtailment | C&I Curtailment- Auto-DR HVAC Control | Interruptible Rider | Retail Trade | MW of Load | 0 | 2031 | 0.041213
ENS | High | C&I Curtailment | C&I Curtailment- Standard Lighting Control | Interruptible Rider | Miscellaneous | MW of Load | 0 | 2031 | 0.14347
ENS | High | C&I Curtailment | C&I Curtailment- Standard Lighting Control | Interruptible Rider | Retail Trade | MW of Load | 0 | 2031 | 0.010669
ENS | High | C&I Curtailment | C&I Curtailment- Advanced Lighting Control | Interruptible Rider | Miscellaneous | MW of Load | 0 | 2031 | 0.071735
ENS | High | C&I Curtailment | C&I Curtailment- Advanced Lighting Control | Interruptible Rider | Retail Trade | MW of Load | 0 | 2031 | 0.0053343
ENS | High | C&I Curtailment | C&I Curtailment- Water Heating Control | Interruptible Rider | Miscellaneous | MW of Load | 0 | 2031 | 0.014163
ENS | High | C&I Curtailment | C&I Curtailment- Water Heating Control | Interruptible Rider | Retail Trade | MW of Load | 0 | 2031 | 0.0018845
ENS | High | C&I Curtailment | C&I Curtailment- Other | Interruptible Rider | Miscellaneous | MW of Load | 0 | 2031 | 0.255
ENS | High | C&I Curtailment | C&I Curtailment- Other | Interruptible Rider | Retail Trade | MW of Load | 0 | 2031 | 0.020654
ENS | High | C&I Curtailment | C&I Curtailment- Industrial | Interruptible Rider | Manufacturing | MW of Load | 0 | 2031 | 0.41815
ENS | High | Dynamic Pricing | Dynamic Pricing with enabling tech. | Small Commercial | Manufacturing | MW of Load | 1 | 2031 | 0.17507
ENS | High | Dynamic Pricing | Dynamic Pricing with enabling tech. | Small Commercial | Miscellaneous | MW of Load | 1 | 2031 | 1.9299
ENS | High | Dynamic Pricing | Dynamic Pricing with enabling tech. | Small Commercial | Offices | MW of Load | 1 | 2031 | 1.5644
ENS | High | Dynamic Pricing | Dynamic Pricing with enabling tech. | Small Commercial | Retail Trade | MW of Load | 1 | 2031 | 3.4838
ENS | High | Dynamic Pricing | Dynamic Pricing with enabling tech. | Small Commercial | Services | MW of Load | 1 | 2031 | 4.193
ENS | High | Dynamic Pricing | Dynamic Pricing w/o enabling tech. | Small Commercial | Manufacturing | MW of Load | 1 | 2031 | 0.01049
ENS | High | Dynamic Pricing | Dynamic Pricing w/o enabling tech. | Small Commercial | Miscellaneous | MW of Load | 1 | 2031 | 0.11563
ENS | High | Dynamic Pricing | Dynamic Pricing w/o enabling tech. | Small Commercial | Offices | MW of Load | 1 | 2031 | 0.093737
ENS | High | Dynamic Pricing | Dynamic Pricing w/o enabling tech. | Small Commercial | Retail Trade | MW of Load | 1 | 2031 | 0.20875
ENS | High | Dynamic Pricing | Dynamic Pricing w/o enabling tech. | Small Commercial | Services | MW of Load | 1 | 2031 | 0.25124
ENS | High | Dynamic Pricing | Dynamic Pricing with enabling tech. | Large Commercial | Offices | MW of Load | 1 | 2031 | 0.25787
ENS | High | Dynamic Pricing | Dynamic Pricing with enabling tech. | Large Commercial | Services | MW of Load | 1 | 2031 | 1.5894
ENS | High | Dynamic Pricing | Dynamic Pricing w/o enabling tech. | Large Commercial | Offices | MW of Load | 1 | 2031 | 0.12392
ENS | High | Dynamic Pricing | Dynamic Pricing w/o enabling tech. | Large Commercial | Services | MW of Load | 1 | 2031 | 0.76379
ENS | High | Dynamic Pricing | Dynamic Pricing with enabling tech. | Small Industrial | Manufacturing | MW of Load | 1 | 2031 | 0.27783
ENS | High | Dynamic Pricing | Dynamic Pricing with enabling tech. | Small Industrial | Miscellaneous | MW of Load | 1 | 2031 | 0.40079
ENS | High | Dynamic Pricing | Dynamic Pricing with enabling tech. | Small Industrial | Offices | MW of Load | 1 | 2031 | 0.024934
ENS | High | Dynamic Pricing | Dynamic Pricing with enabling tech. | Small Industrial | Retail Trade | MW of Load | 1 | 2031 | 0.069538
ENS | High | Dynamic Pricing | Dynamic Pricing with enabling tech. | Small Industrial | Services | MW of Load | 1 | 2031 | 0.086686
ENS | High | Dynamic Pricing | Dynamic Pricing w/o enabling tech. | Small Industrial | Manufacturing | MW of Load | 1 | 2031 | 0.016647
ENS | High | Dynamic Pricing | Dynamic Pricing w/o enabling tech. | Small Industrial | Miscellaneous | MW of Load | 1 | 2031 | 0.024015
ENS | High | Dynamic Pricing | Dynamic Pricing w/o enabling tech. | Small Industrial | Offices | MW of Load | 1 | 2031 | 0.001494
ENS | High | Dynamic Pricing | Dynamic Pricing w/o enabling tech. | Small Industrial | Retail Trade | MW of Load | 1 | 2031 | 0.0041666
ENS | High | Dynamic Pricing | Dynamic Pricing w/o enabling tech. | Small Industrial | Services | MW of Load | 1 | 2031 | 0.0051941
ENS | High | Dynamic Pricing | Dynamic Pricing with enabling tech. | Large Industrial | Manufacturing | MW of Load | 1 | 2031 | 1.536
ENS | High | Dynamic Pricing | Dynamic Pricing with enabling tech. | Large Industrial | Miscellaneous | MW of Load | 1 | 2031 | 0.7121
ENS | High | Dynamic Pricing | Dynamic Pricing with enabling tech. | Large Industrial | Offices | MW of Load | 1 | 2031 | 0.063616
ENS | High | Dynamic Pricing | Dynamic Pricing with enabling tech. | Large Industrial | Retail Trade | MW of Load | 1 | 2031 | 0.30688
ENS | High | Dynamic Pricing | Dynamic Pricing with enabling tech. | Large Industrial | Services | MW of Load | 1 | 2031 | 0.15178
ENS | High | Dynamic Pricing | Dynamic Pricing w/o enabling tech. | Large Industrial | Manufacturing | MW of Load | 1 | 2031 | 0.73814
ENS | High | Dynamic Pricing | Dynamic Pricing w/o enabling tech. | Large Industrial | Miscellaneous | MW of Load | 1 | 2031 | 0.3422
ENS | High | Dynamic Pricing | Dynamic Pricing w/o enabling tech. | Large Industrial | Offices | MW of Load | 1 | 2031 | 0.030571
ENS | High | Dynamic Pricing | Dynamic Pricing w/o enabling tech. | Large Industrial | Retail Trade | MW of Load | 1 | 2031 | 0.14747
ENS | High | Dynamic Pricing | Dynamic Pricing w/o enabling tech. | Large Industrial | Services | MW of Load | 1 | 2031 | 0.072939
ENS | High | Dynamic Pricing | Dynamic Pricing with enabling tech. | Interruptible Rider | Manufacturing | MW of Load | 1 | 2031 | 0.56251
ENS | High | Dynamic Pricing | Dynamic Pricing with enabling tech. | Interruptible Rider | Miscellaneous | MW of Load | 1 | 2031 | 1.3469
ENS | High | Dynamic Pricing | Dynamic Pricing with enabling tech. | Interruptible Rider | Retail Trade | MW of Load | 1 | 2031 | 0.07927
ENS | High | Dynamic Pricing | Dynamic Pricing w/o enabling tech. | Interruptible Rider | Manufacturing | MW of Load | 1 | 2031 | 0.27031
ENS | High | Dynamic Pricing | Dynamic Pricing w/o enabling tech. | Interruptible Rider | Miscellaneous | MW of Load | 1 | 2031 | 0.64724
ENS | High | Dynamic Pricing | Dynamic Pricing w/o enabling tech. | Interruptible Rider | Retail Trade | MW of Load | 1 | 2031 | 0.038093
ENS | High | Dynamic Pricing | Dynamic Pricing with enabling tech. | Residential | Residential Market Rate | MW of Load | 1 | 2031 | 41.2678
ENS | High | Dynamic Pricing | Dynamic Pricing w/o enabling tech. | Residential | Residential Market Rate | MW of Load | 1 | 2031 | 27.8957
ENS | High | BTM Battery Control | BTM Battery Control | Small Commercial | Manufacturing | MW of Load | 0 | 2031 | 0.016252
ENS | High | BTM Battery Control | BTM Battery Control | Small Commercial | Miscellaneous | MW of Load | 0 | 2031 | 0.12042
ENS | High | BTM Battery Control | BTM Battery Control | Small Commercial | Offices | MW of Load | 0 | 2031 | 0.041567
ENS | High | BTM Battery Control | BTM Battery Control | Small Commercial | Retail Trade | MW of Load | 0 | 2031 | 0.072535
ENS | High | BTM Battery Control | BTM Battery Control | Small Commercial | Services | MW of Load | 0 | 2031 | 0.15791
ENS | High | BTM Battery Control | BTM Battery Control | Large Commercial | Offices | MW of Load | 0 | 2031 | 0.015298
ENS | High | BTM Battery Control | BTM Battery Control | Large Commercial | Services | MW of Load | 0 | 2031 | 0.081589
ENS | High | BTM Battery Control | BTM Battery Control | Small Industrial | Manufacturing | MW of Load | 0 | 2031 | 0.00039651
ENS | High | BTM Battery Control | BTM Battery Control | Small Industrial | Miscellaneous | MW of Load | 0 | 2031 | 0.0025818
ENS | High | BTM Battery Control | BTM Battery Control | Small Industrial | Offices | MW of Load | 0 | 2031 | 0.0010228
ENS | High | BTM Battery Control | BTM Battery Control | Small Industrial | Retail Trade | MW of Load | 0 | 2031 | 0.0017798
ENS | High | BTM Battery Control | BTM Battery Control | Small Industrial | Services | MW of Load | 0 | 2031 | 0.003875
ENS | High | BTM Battery Control | BTM Battery Control | Large Industrial | Manufacturing | MW of Load | 0 | 2031 | 0.010015
ENS | High | BTM Battery Control | BTM Battery Control | Large Industrial | Miscellaneous | MW of Load | 0 | 2031 | 0.046435
ENS | High | BTM Battery Control | BTM Battery Control | Large Industrial | Offices | MW of Load | 0 | 2031 | 0.0054629
ENS | High | BTM Battery Control | BTM Battery Control | Large Industrial | Retail Trade | MW of Load | 0 | 2031 | 0.027315
ENS | High | BTM Battery Control | BTM Battery Control | Large Industrial | Services | MW of Load | 0 | 2031 | 0.059182
ENS | High | BTM Battery Control | BTM Battery Control | Interruptible Rider | Manufacturing | MW of Load | 0 | 2031 | 0.013388
ENS | High | BTM Battery Control | BTM Battery Control | Interruptible Rider | Miscellaneous | MW of Load | 0 | 2031 | 0.0357
ENS | High | BTM Battery Control | BTM Battery Control | Interruptible Rider | Retail Trade | MW of Load | 0 | 2031 | 0.05355
ENS | High | BTM Battery Control | BTM Battery Control | Residential | Residential LI | MW of Load | 0 | 2031 | 1.4364
ENS | High | BTM Battery Control | BTM Battery Control | Residential | Residential Market Rate | MW of Load | 0 | 2031 | 0.80477
ENS | High | EV Charging Control | EV Charging Control | EV | EV | MW of Load | 0 | 2031 | 1.2141
ENS | High | Behavioral DR | Behavioral DR | Residential | Residential LI | MW of Load | 1 | 2031 | 0.43462
ENS | High | Behavioral DR | Behavioral DR | Residential | Residential Market Rate | MW of Load | 1 | 2031 | 3.7414
ENS | High | DLC | DLC-Switch-Water Heating | Small Commercial | Miscellaneous | MW of Load | 0 | 2032 | 0.018069
ENS | High | DLC | DLC-Switch-Water Heating | Small Commercial | Offices | MW of Load | 0 | 2032 | 0.010821
ENS | High | DLC | DLC-Switch-Water Heating | Small Commercial | Retail Trade | MW of Load | 0 | 2032 | 0.061527
ENS | High | DLC | DLC-Switch-Water Heating | Small Commercial | Services | MW of Load | 0 | 2032 | 0.073939
ENS | High | DLC | DLC-Thermostat-HVAC | Small Commercial | Miscellaneous | MW of Load | 0 | 2032 | 0.10688
ENS | High | DLC | DLC-Thermostat-HVAC | Small Commercial | Offices | MW of Load | 0 | 2032 | 0.17001
ENS | High | DLC | DLC-Thermostat-HVAC | Small Commercial | Retail Trade | MW of Load | 0 | 2032 | 0.15171
ENS | High | DLC | DLC-Thermostat-HVAC | Small Commercial | Services | MW of Load | 0 | 2032 | 0.18262
ENS | High | DLC | DLC-Switch-Water Heating | Small Industrial | Miscellaneous | MW of Load | 0 | 2032 | 0.0037769
ENS | High | DLC | DLC-Switch-Water Heating | Small Industrial | Offices | MW of Load | 0 | 2032 | 0.0001495
ENS | High | DLC | DLC-Switch-Water Heating | Small Industrial | Retail Trade | MW of Load | 0 | 2032 | 0.0010352
ENS | High | DLC | DLC-Switch-Water Heating | Small Industrial | Services | MW of Load | 0 | 2032 | 0.0012905
ENS | High | DLC | DLC-Thermostat-HVAC | Small Industrial | Miscellaneous | MW of Load | 0 | 2032 | 0.024163
ENS | High | DLC | DLC-Thermostat-HVAC | Small Industrial | Offices | MW of Load | 0 | 2032 | 0.0024753
ENS | High | DLC | DLC-Thermostat-HVAC | Small Industrial | Retail Trade | MW of Load | 0 | 2032 | 0.0028713
ENS | High | DLC | DLC-Thermostat-HVAC | Small Industrial | Services | MW of Load | 0 | 2032 | 0.0035793
ENS | High | DLC | DLC-Switch-Water Heating | Residential | Residential LI | MW of Load | 0 | 2032 | 4.9069
ENS | High | DLC | DLC-Switch-Water Heating | Residential | Residential Market Rate | MW of Load | 0 | 2032 | 2.1321
ENS | High | DLC | DLC-Thermostat-Heat Pump | Residential | Residential LI | MW of Load | 0 | 2032 | 1.5692
ENS | High | DLC | DLC-Thermostat-Heat Pump | Residential | Residential Market Rate | MW of Load | 0 | 2032 | 1.6913
ENS | High | DLC | DLC-Thermostat-Electric Furnace | Residential | Residential LI | MW of Load | 0 | 2032 | 4.1353
ENS | High | DLC | DLC-Thermostat-Electric Furnace | Residential | Residential Market Rate | MW of Load | 0 | 2032 | 0.30649
ENS | High | C&I Curtailment | C&I Curtailment- Manual HVAC Control | Large Commercial | Offices | MW of Load | 0 | 2032 | 0.021812
ENS | High | C&I Curtailment | C&I Curtailment- Manual HVAC Control | Large Commercial | Services | MW of Load | 0 | 2032 | 0.039833
ENS | High | C&I Curtailment | C&I Curtailment- Auto-DR HVAC Control | Large Commercial | Offices | MW of Load | 0 | 2032 | 0.14241
ENS | High | C&I Curtailment | C&I Curtailment- Auto-DR HVAC Control | Large Commercial | Services | MW of Load | 0 | 2032 | 0.26007
ENS | High | C&I Curtailment | C&I Curtailment- Standard Lighting Control | Large Commercial | Offices | MW of Load | 0 | 2032 | 0.0082568
ENS | High | C&I Curtailment | C&I Curtailment- Standard Lighting Control | Large Commercial | Services | MW of Load | 0 | 2032 | 0.057714
ENS | High | C&I Curtailment | C&I Curtailment- Advanced Lighting Control | Large Commercial | Offices | MW of Load | 0 | 2032 | 0.0041284
ENS | High | C&I Curtailment | C&I Curtailment- Advanced Lighting Control | Large Commercial | Services | MW of Load | 0 | 2032 | 0.028857
ENS | High | C&I Curtailment | C&I Curtailment- Water Heating Control | Large Commercial | Offices | MW of Load | 0 | 2032 | 0.0011906
ENS | High | C&I Curtailment | C&I Curtailment- Water Heating Control | Large Commercial | Services | MW of Load | 0 | 2032 | 0.013173
ENS | High | C&I Curtailment | C&I Curtailment- Other | Large Commercial | Offices | MW of Load | 0 | 2032 | 0.019322
ENS | High | C&I Curtailment | C&I Curtailment- Other | Large Commercial | Services | MW of Load | 0 | 2032 | 0.13195
ENS | High | C&I Curtailment | C&I Curtailment- Manual HVAC Control | Large Industrial | Miscellaneous | MW of Load | 0 | 2032 | 0.007432
ENS | High | C&I Curtailment | C&I Curtailment- Manual HVAC Control | Large Industrial | Offices | MW of Load | 0 | 2032 | 0.0050444
ENS | High | C&I Curtailment | C&I Curtailment- Manual HVAC Control | Large Industrial | Retail Trade | MW of Load | 0 | 2032 | 0.012311
ENS | High | C&I Curtailment | C&I Curtailment- Manual HVAC Control | Large Industrial | Services | MW of Load | 0 | 2032 | 0.0036533
ENS | High | C&I Curtailment | C&I Curtailment- Auto-DR HVAC Control | Large Industrial | Miscellaneous | MW of Load | 0 | 2032 | 0.048523
ENS | High | C&I Curtailment | C&I Curtailment- Auto-DR HVAC Control | Large Industrial | Offices | MW of Load | 0 | 2032 | 0.032934
ENS | High | C&I Curtailment | C&I Curtailment- Auto-DR HVAC Control | Large Industrial | Retail Trade | MW of Load | 0 | 2032 | 0.080374
ENS | High | C&I Curtailment | C&I Curtailment- Auto-DR HVAC Control | Large Industrial | Services | MW of Load | 0 | 2032 | 0.023852
ENS | High | C&I Curtailment | C&I Curtailment- Standard Lighting Control | Large Industrial | Miscellaneous | MW of Load | 0 | 2032 | 0.011908
ENS | High | C&I Curtailment | C&I Curtailment- Standard Lighting Control | Large Industrial | Offices | MW of Load | 0 | 2032 | 0.0022932
ENS | High | C&I Curtailment | C&I Curtailment- Standard Lighting Control | Large Industrial | Retail Trade | MW of Load | 0 | 2032 | 0.017837
ENS | High | C&I Curtailment | C&I Curtailment- Standard Lighting Control | Large Industrial | Services | MW of Load | 0 | 2032 | 0.0052932
ENS | High | C&I Curtailment | C&I Curtailment- Advanced Lighting Control | Large Industrial | Miscellaneous | MW of Load | 0 | 2032 | 0.0059538
ENS | High | C&I Curtailment | C&I Curtailment- Advanced Lighting Control | Large Industrial | Offices | MW of Load | 0 | 2032 | 0.0011466
ENS | High | C&I Curtailment | C&I Curtailment- Advanced Lighting Control | Large Industrial | Retail Trade | MW of Load | 0 | 2032 | 0.0089183
ENS | High | C&I Curtailment | C&I Curtailment- Advanced Lighting Control | Large Industrial | Services | MW of Load | 0 | 2032 | 0.0026466
ENS | High | C&I Curtailment | C&I Curtailment- Water Heating Control | Large Industrial | Miscellaneous | MW of Load | 0 | 2032 | 0.00078172
ENS | High | C&I Curtailment | C&I Curtailment- Water Heating Control | Large Industrial | Offices | MW of Load | 0 | 2032 | 0.00024499
ENS | High | C&I Curtailment | C&I Curtailment- Water Heating Control | Large Industrial | Retail Trade | MW of Load | 0 | 2032 | 0.0040713
ENS | High | C&I Curtailment | C&I Curtailment- Water Heating Control | Large Industrial | Services | MW of Load | 0 | 2032 | 0.0012082
ENS | High | C&I Curtailment | C&I Curtailment- Other | Large Industrial | Miscellaneous | MW of Load | 0 | 2032 | 0.016683
ENS | High | C&I Curtailment | C&I Curtailment- Other | Large Industrial | Offices | MW of Load | 0 | 2032 | 0.004687
ENS | High | C&I Curtailment | C&I Curtailment- Other | Large Industrial | Retail Trade | MW of Load | 0 | 2032 | 0.04078
ENS | High | C&I Curtailment | C&I Curtailment- Other | Large Industrial | Services | MW of Load | 0 | 2032 | 0.012102
ENS | High | C&I Curtailment | C&I Curtailment- Industrial | Large Industrial | Manufacturing | MW of Load | 0 | 2032 | 0.55742
ENS | High | C&I Curtailment | C&I Curtailment- Manual HVAC Control | Interruptible Rider | Miscellaneous | MW of Load | 0 | 2032 | 0.24145
ENS | High | C&I Curtailment | C&I Curtailment- Manual HVAC Control | Interruptible Rider | Retail Trade | MW of Load | 0 | 2032 | 0.0063765
ENS | High | C&I Curtailment | C&I Curtailment- Auto-DR HVAC Control | Interruptible Rider | Miscellaneous | MW of Load | 0 | 2032 | 1.5764
ENS | High | C&I Curtailment | C&I Curtailment- Auto-DR HVAC Control | Interruptible Rider | Retail Trade | MW of Load | 0 | 2032 | 0.041631
ENS | High | C&I Curtailment | C&I Curtailment- Standard Lighting Control | Interruptible Rider | Miscellaneous | MW of Load | 0 | 2032 | 0.13707
ENS | High | C&I Curtailment | C&I Curtailment- Standard Lighting Control | Interruptible Rider | Retail Trade | MW of Load | 0 | 2032 | 0.010261
ENS | High | C&I Curtailment | C&I Curtailment- Advanced Lighting Control | Interruptible Rider | Miscellaneous | MW of Load | 0 | 2032 | 0.068536
ENS | High | C&I Curtailment | C&I Curtailment- Advanced Lighting Control | Interruptible Rider | Retail Trade | MW of Load | 0 | 2032 | 0.0051304
ENS | High | C&I Curtailment | C&I Curtailment- Water Heating Control | Interruptible Rider | Miscellaneous | MW of Load | 0 | 2032 | 0.013936
ENS | High | C&I Curtailment | C&I Curtailment- Water Heating Control | Interruptible Rider | Retail Trade | MW of Load | 0 | 2032 | 0.0018594
ENS | High | C&I Curtailment | C&I Curtailment- Other | Interruptible Rider | Miscellaneous | MW of Load | 0 | 2032 | 0.25054
ENS | High | C&I Curtailment | C&I Curtailment- Other | Interruptible Rider | Retail Trade | MW of Load | 0 | 2032 | 0.02033
ENS | High | C&I Curtailment | C&I Curtailment- Industrial | Interruptible Rider | Manufacturing | MW of Load | 0 | 2032 | 0.40198
ENS | High | Dynamic Pricing | Dynamic Pricing with enabling tech. | Small Commercial | Manufacturing | MW of Load | 1 | 2032 | 0.16721
ENS | High | Dynamic Pricing | Dynamic Pricing with enabling tech. | Small Commercial | Miscellaneous | MW of Load | 1 | 2032 | 1.8729
ENS | High | Dynamic Pricing | Dynamic Pricing with enabling tech. | Small Commercial | Offices | MW of Load | 1 | 2032 | 1.5199
ENS | High | Dynamic Pricing | Dynamic Pricing with enabling tech. | Small Commercial | Retail Trade | MW of Load | 1 | 2032 | 3.3632
ENS | High | Dynamic Pricing | Dynamic Pricing with enabling tech. | Small Commercial | Services | MW of Load | 1 | 2032 | 4.0474
ENS | High | Dynamic Pricing | Dynamic Pricing w/o enabling tech. | Small Commercial | Manufacturing | MW of Load | 1 | 2032 | 0.010019
ENS | High | Dynamic Pricing | Dynamic Pricing w/o enabling tech. | Small Commercial | Miscellaneous | MW of Load | 1 | 2032 | 0.11222
ENS | High | Dynamic Pricing | Dynamic Pricing w/o enabling tech. | Small Commercial | Offices | MW of Load | 1 | 2032 | 0.091071
ENS | High | Dynamic Pricing | Dynamic Pricing w/o enabling tech. | Small Commercial | Retail Trade | MW of Load | 1 | 2032 | 0.20152
ENS | High | Dynamic Pricing | Dynamic Pricing w/o enabling tech. | Small Commercial | Services | MW of Load | 1 | 2032 | 0.24251
ENS | High | Dynamic Pricing | Dynamic Pricing with enabling tech. | Large Commercial | Offices | MW of Load | 1 | 2032 | 0.2513
ENS | High | Dynamic Pricing | Dynamic Pricing with enabling tech. | Large Commercial | Services | MW of Load | 1 | 2032 | 1.5467
ENS | High | Dynamic Pricing | Dynamic Pricing w/o enabling tech. | Large Commercial | Offices | MW of Load | 1 | 2032 | 0.12076
ENS | High | Dynamic Pricing | Dynamic Pricing w/o enabling tech. | Large Commercial | Services | MW of Load | 1 | 2032 | 0.74325
ENS | High | Dynamic Pricing | Dynamic Pricing with enabling tech. | Small Industrial | Manufacturing | MW of Load | 1 | 2032 | 0.27159
ENS | High | Dynamic Pricing | Dynamic Pricing with enabling tech. | Small Industrial | Miscellaneous | MW of Load | 1 | 2032 | 0.39788
ENS | High | Dynamic Pricing | Dynamic Pricing with enabling tech. | Small Industrial | Offices | MW of Load | 1 | 2032 | 0.024842
ENS | High | Dynamic Pricing | Dynamic Pricing with enabling tech. | Small Industrial | Retail Trade | MW of Load | 1 | 2032 | 0.06922
ENS | High | Dynamic Pricing | Dynamic Pricing with enabling tech. | Small Industrial | Services | MW of Load | 1 | 2032 | 0.08629
ENS | High | Dynamic Pricing | Dynamic Pricing w/o enabling tech. | Small Industrial | Manufacturing | MW of Load | 1 | 2032 | 0.016273
ENS | High | Dynamic Pricing | Dynamic Pricing w/o enabling tech. | Small Industrial | Miscellaneous | MW of Load | 1 | 2032 | 0.02384
ENS | High | Dynamic Pricing | Dynamic Pricing w/o enabling tech. | Small Industrial | Offices | MW of Load | 1 | 2032 | 0.0014885
ENS | High | Dynamic Pricing | Dynamic Pricing w/o enabling tech. | Small Industrial | Retail Trade | MW of Load | 1 | 2032 | 0.0041476
ENS | High | Dynamic Pricing | Dynamic Pricing w/o enabling tech. | Small Industrial | Services | MW of Load | 1 | 2032 | 0.0051704
ENS | High | Dynamic Pricing | Dynamic Pricing with enabling tech. | Large Industrial | Manufacturing | MW of Load | 1 | 2032 | 1.5016
ENS | High | Dynamic Pricing | Dynamic Pricing with enabling tech. | Large Industrial | Miscellaneous | MW of Load | 1 | 2032 | 0.70882
ENS | High | Dynamic Pricing | Dynamic Pricing with enabling tech. | Large Industrial | Offices | MW of Load | 1 | 2032 | 0.064123
ENS | High | Dynamic Pricing | Dynamic Pricing with enabling tech. | Large Industrial | Retail Trade | MW of Load | 1 | 2032 | 0.30575
ENS | High | Dynamic Pricing | Dynamic Pricing with enabling tech. | Large Industrial | Services | MW of Load | 1 | 2032 | 0.15122
ENS | High | Dynamic Pricing | Dynamic Pricing w/o enabling tech. | Large Industrial | Manufacturing | MW of Load | 1 | 2032 | 0.72158
ENS | High | Dynamic Pricing | Dynamic Pricing w/o enabling tech. | Large Industrial | Miscellaneous | MW of Load | 1 | 2032 | 0.34062
ENS | High | Dynamic Pricing | Dynamic Pricing w/o enabling tech. | Large Industrial | Offices | MW of Load | 1 | 2032 | 0.030814
ENS | High | Dynamic Pricing | Dynamic Pricing w/o enabling tech. | Large Industrial | Retail Trade | MW of Load | 1 | 2032 | 0.14693
ENS | High | Dynamic Pricing | Dynamic Pricing w/o enabling tech. | Large Industrial | Services | MW of Load | 1 | 2032 | 0.07267
ENS | High | Dynamic Pricing | Dynamic Pricing with enabling tech. | Interruptible Rider | Manufacturing | MW of Load | 1 | 2032 | 0.53876
ENS | High | Dynamic Pricing | Dynamic Pricing with enabling tech. | Interruptible Rider | Miscellaneous | MW of Load | 1 | 2032 | 1.3138
ENS | High | Dynamic Pricing | Dynamic Pricing with enabling tech. | Interruptible Rider | Retail Trade | MW of Load | 1 | 2032 | 0.077313
ENS | High | Dynamic Pricing | Dynamic Pricing w/o enabling tech. | Interruptible Rider | Manufacturing | MW of Load | 1 | 2032 | 0.2589
ENS | High | Dynamic Pricing | Dynamic Pricing w/o enabling tech. | Interruptible Rider | Miscellaneous | MW of Load | 1 | 2032 | 0.63137
ENS | High | Dynamic Pricing | Dynamic Pricing w/o enabling tech. | Interruptible Rider | Retail Trade | MW of Load | 1 | 2032 | 0.037153
ENS | High | Dynamic Pricing | Dynamic Pricing with enabling tech. | Residential | Residential Market Rate | MW of Load | 1 | 2032 | 40.9188
ENS | High | Dynamic Pricing | Dynamic Pricing w/o enabling tech. | Residential | Residential Market Rate | MW of Load | 1 | 2032 | 27.6598
ENS | High | BTM Battery Control | BTM Battery Control | Small Commercial | Manufacturing | MW of Load | 0 | 2032 | 0.016372
ENS | High | BTM Battery Control | BTM Battery Control | Small Commercial | Miscellaneous | MW of Load | 0 | 2032 | 0.12139
ENS | High | BTM Battery Control | BTM Battery Control | Small Commercial | Offices | MW of Load | 0 | 2032 | 0.041876
ENS | High | BTM Battery Control | BTM Battery Control | Small Commercial | Retail Trade | MW of Load | 0 | 2032 | 0.073074
ENS | High | BTM Battery Control | BTM Battery Control | Small Commercial | Services | MW of Load | 0 | 2032 | 0.15907
ENS | High | BTM Battery Control | BTM Battery Control | Large Commercial | Offices | MW of Load | 0 | 2032 | 0.015412
ENS | High | BTM Battery Control | BTM Battery Control | Large Commercial | Services | MW of Load | 0 | 2032 | 0.082195
ENS | High | BTM Battery Control | BTM Battery Control | Small Industrial | Manufacturing | MW of Load | 0 | 2032 | 0.00039946
ENS | High | BTM Battery Control | BTM Battery Control | Small Industrial | Miscellaneous | MW of Load | 0 | 2032 | 0.002601
ENS | High | BTM Battery Control | BTM Battery Control | Small Industrial | Offices | MW of Load | 0 | 2032 | 0.0010304
ENS | High | BTM Battery Control | BTM Battery Control | Small Industrial | Retail Trade | MW of Load | 0 | 2032 | 0.001793
ENS | High | BTM Battery Control | BTM Battery Control | Small Industrial | Services | MW of Load | 0 | 2032 | 0.0039038
ENS | High | BTM Battery Control | BTM Battery Control | Large Industrial | Manufacturing | MW of Load | 0 | 2032 | 0.01009
ENS | High | BTM Battery Control | BTM Battery Control | Large Industrial | Miscellaneous | MW of Load | 0 | 2032 | 0.04678
ENS | High | BTM Battery Control | BTM Battery Control | Large Industrial | Offices | MW of Load | 0 | 2032 | 0.0055035
ENS | High | BTM Battery Control | BTM Battery Control | Large Industrial | Retail Trade | MW of Load | 0 | 2032 | 0.027518
ENS | High | BTM Battery Control | BTM Battery Control | Large Industrial | Services | MW of Load | 0 | 2032 | 0.059622
ENS | High | BTM Battery Control | BTM Battery Control | Interruptible Rider | Manufacturing | MW of Load | 0 | 2032 | 0.013487
ENS | High | BTM Battery Control | BTM Battery Control | Interruptible Rider | Miscellaneous | MW of Load | 0 | 2032 | 0.035965
ENS | High | BTM Battery Control | BTM Battery Control | Interruptible Rider | Retail Trade | MW of Load | 0 | 2032 | 0.053948
ENS | High | BTM Battery Control | BTM Battery Control | Residential | Residential LI | MW of Load | 0 | 2032 | 1.4541
ENS | High | BTM Battery Control | BTM Battery Control | Residential | Residential Market Rate | MW of Load | 0 | 2032 | 0.81474
ENS | High | EV Charging Control | EV Charging Control | EV | EV | MW of Load | 0 | 2032 | 1.4221
ENS | High | Behavioral DR | Behavioral DR | Residential | Residential LI | MW of Load | 1 | 2032 | 0.42942
ENS | High | Behavioral DR | Behavioral DR | Residential | Residential Market Rate | MW of Load | 1 | 2032 | 3.7088
ENS | High | DLC | DLC-Switch-Water Heating | Small Commercial | Miscellaneous | MW of Load | 0 | 2033 | 0.017789
ENS | High | DLC | DLC-Switch-Water Heating | Small Commercial | Offices | MW of Load | 0 | 2033 | 0.010631
ENS | High | DLC | DLC-Switch-Water Heating | Small Commercial | Retail Trade | MW of Load | 0 | 2033 | 0.060494
ENS | High | DLC | DLC-Switch-Water Heating | Small Commercial | Services | MW of Load | 0 | 2033 | 0.072681
ENS | High | DLC | DLC-Thermostat-HVAC | Small Commercial | Miscellaneous | MW of Load | 0 | 2033 | 0.10301
ENS | High | DLC | DLC-Thermostat-HVAC | Small Commercial | Offices | MW of Load | 0 | 2033 | 0.16566
ENS | High | DLC | DLC-Thermostat-HVAC | Small Commercial | Retail Trade | MW of Load | 0 | 2033 | 0.14437
ENS | High | DLC | DLC-Thermostat-HVAC | Small Commercial | Services | MW of Load | 0 | 2033 | 0.17378
ENS | High | DLC | DLC-Switch-Water Heating | Small Industrial | Miscellaneous | MW of Load | 0 | 2033 | 0.0037875
ENS | High | DLC | DLC-Switch-Water Heating | Small Industrial | Offices | MW of Load | 0 | 2033 | 0.00014956
ENS | High | DLC | DLC-Switch-Water Heating | Small Industrial | Retail Trade | MW of Load | 0 | 2033 | 0.0010389
ENS | High | DLC | DLC-Switch-Water Heating | Small Industrial | Services | MW of Load | 0 | 2033 | 0.0012952
ENS | High | DLC | DLC-Thermostat-HVAC | Small Industrial | Miscellaneous | MW of Load | 0 | 2033 | 0.023876
ENS | High | DLC | DLC-Thermostat-HVAC | Small Industrial | Offices | MW of Load | 0 | 2033 | 0.0024681
ENS | High | DLC | DLC-Thermostat-HVAC | Small Industrial | Retail Trade | MW of Load | 0 | 2033 | 0.0028248
ENS | High | DLC | DLC-Thermostat-HVAC | Small Industrial | Services | MW of Load | 0 | 2033 | 0.0035215
ENS | High | DLC | DLC-Switch-Water Heating | Residential | Residential LI | MW of Load | 0 | 2033 | 4.887
ENS | High | DLC | DLC-Switch-Water Heating | Residential | Residential Market Rate | MW of Load | 0 | 2033 | 2.1277
ENS | High | DLC | DLC-Thermostat-Heat Pump | Residential | Residential LI | MW of Load | 0 | 2033 | 1.6539
ENS | High | DLC | DLC-Thermostat-Heat Pump | Residential | Residential Market Rate | MW of Load | 0 | 2033 | 1.73
ENS | High | DLC | DLC-Thermostat-Electric Furnace | Residential | Residential LI | MW of Load | 0 | 2033 | 4.0467
ENS | High | DLC | DLC-Thermostat-Electric Furnace | Residential | Residential Market Rate | MW of Load | 0 | 2033 | 0.27305
ENS | High | C&I Curtailment | C&I Curtailment- Manual HVAC Control | Large Commercial | Offices | MW of Load | 0 | 2033 | 0.021379
ENS | High | C&I Curtailment | C&I Curtailment- Manual HVAC Control | Large Commercial | Services | MW of Load | 0 | 2033 | 0.038245
ENS | High | C&I Curtailment | C&I Curtailment- Auto-DR HVAC Control | Large Commercial | Offices | MW of Load | 0 | 2033 | 0.13958
ENS | High | C&I Curtailment | C&I Curtailment- Auto-DR HVAC Control | Large Commercial | Services | MW of Load | 0 | 2033 | 0.24969
ENS | High | C&I Curtailment | C&I Curtailment- Standard Lighting Control | Large Commercial | Offices | MW of Load | 0 | 2033 | 0.0077373
ENS | High | C&I Curtailment | C&I Curtailment- Standard Lighting Control | Large Commercial | Services | MW of Load | 0 | 2033 | 0.054809
ENS | High | C&I Curtailment | C&I Curtailment- Advanced Lighting Control | Large Commercial | Offices | MW of Load | 0 | 2033 | 0.0038686
ENS | High | C&I Curtailment | C&I Curtailment- Advanced Lighting Control | Large Commercial | Services | MW of Load | 0 | 2033 | 0.027404
ENS | High | C&I Curtailment | C&I Curtailment- Water Heating Control | Large Commercial | Offices | MW of Load | 0 | 2033 | 0.0011824
ENS | High | C&I Curtailment | C&I Curtailment- Water Heating Control | Large Commercial | Services | MW of Load | 0 | 2033 | 0.013078
ENS | High | C&I Curtailment | C&I Curtailment- Other | Large Commercial | Offices | MW of Load | 0 | 2033 | 0.018917
ENS | High | C&I Curtailment | C&I Curtailment- Other | Large Commercial | Services | MW of Load | 0 | 2033 | 0.12965
ENS | High | C&I Curtailment | C&I Curtailment- Manual HVAC Control | Large Industrial | Miscellaneous | MW of Load | 0 | 2033 | 0.0073295
ENS | High | C&I Curtailment | C&I Curtailment- Manual HVAC Control | Large Industrial | Offices | MW of Load | 0 | 2033 | 0.0050587
ENS | High | C&I Curtailment | C&I Curtailment- Manual HVAC Control | Large Industrial | Retail Trade | MW of Load | 0 | 2033 | 0.012009
ENS | High | C&I Curtailment | C&I Curtailment- Manual HVAC Control | Large Industrial | Services | MW of Load | 0 | 2033 | 0.0035637
ENS | High | C&I Curtailment | C&I Curtailment- Auto-DR HVAC Control | Large Industrial | Miscellaneous | MW of Load | 0 | 2033 | 0.047853
ENS | High | C&I Curtailment | C&I Curtailment- Auto-DR HVAC Control | Large Industrial | Offices | MW of Load | 0 | 2033 | 0.033028
ENS | High | C&I Curtailment | C&I Curtailment- Auto-DR HVAC Control | Large Industrial | Retail Trade | MW of Load | 0 | 2033 | 0.078402
ENS | High | C&I Curtailment | C&I Curtailment- Auto-DR HVAC Control | Large Industrial | Services | MW of Load | 0 | 2033 | 0.023267
ENS | High | C&I Curtailment | C&I Curtailment- Standard Lighting Control | Large Industrial | Miscellaneous | MW of Load | 0 | 2033 | 0.011692
ENS | High | C&I Curtailment | C&I Curtailment- Standard Lighting Control | Large Industrial | Offices | MW of Load | 0 | 2033 | 0.0022532
ENS | High | C&I Curtailment | C&I Curtailment- Standard Lighting Control | Large Industrial | Retail Trade | MW of Load | 0 | 2033 | 0.01721
ENS | High | C&I Curtailment | C&I Curtailment- Standard Lighting Control | Large Industrial | Services | MW of Load | 0 | 2033 | 0.0051071
ENS | High | C&I Curtailment | C&I Curtailment- Advanced Lighting Control | Large Industrial | Miscellaneous | MW of Load | 0 | 2033 | 0.0058458
ENS | High | C&I Curtailment | C&I Curtailment- Advanced Lighting Control | Large Industrial | Offices | MW of Load | 0 | 2033 | 0.0011266
ENS | High | C&I Curtailment | C&I Curtailment- Advanced Lighting Control | Large Industrial | Retail Trade | MW of Load | 0 | 2033 | 0.0086048
ENS | High | C&I Curtailment | C&I Curtailment- Advanced Lighting Control | Large Industrial | Services | MW of Load | 0 | 2033 | 0.0025536
ENS | High | C&I Curtailment | C&I Curtailment- Water Heating Control | Large Industrial | Miscellaneous | MW of Load | 0 | 2033 | 0.00078026
ENS | High | C&I Curtailment | C&I Curtailment- Water Heating Control | Large Industrial | Offices | MW of Load | 0 | 2033 | 0.00024646
ENS | High | C&I Curtailment | C&I Curtailment- Water Heating Control | Large Industrial | Retail Trade | MW of Load | 0 | 2033 | 0.0041063
ENS | High | C&I Curtailment | C&I Curtailment- Water Heating Control | Large Industrial | Services | MW of Load | 0 | 2033 | 0.0012186
ENS | High | C&I Curtailment | C&I Curtailment- Other | Large Industrial | Miscellaneous | MW of Load | 0 | 2033 | 0.016617
ENS | High | C&I Curtailment | C&I Curtailment- Other | Large Industrial | Offices | MW of Load | 0 | 2033 | 0.004714
ENS | High | C&I Curtailment | C&I Curtailment- Other | Large Industrial | Retail Trade | MW of Load | 0 | 2033 | 0.040709
ENS | High | C&I Curtailment | C&I Curtailment- Other | Large Industrial | Services | MW of Load | 0 | 2033 | 0.012081
ENS | High | C&I Curtailment | C&I Curtailment- Industrial | Large Industrial | Manufacturing | MW of Load | 0 | 2033 | 0.54451
ENS | High | C&I Curtailment | C&I Curtailment- Manual HVAC Control | Interruptible Rider | Miscellaneous | MW of Load | 0 | 2033 | 0.23601
ENS | High | C&I Curtailment | C&I Curtailment- Manual HVAC Control | Interruptible Rider | Retail Trade | MW of Load | 0 | 2033 | 0.0061542
ENS | High | C&I Curtailment | C&I Curtailment- Auto-DR HVAC Control | Interruptible Rider | Miscellaneous | MW of Load | 0 | 2033 | 1.5408
ENS | High | C&I Curtailment | C&I Curtailment- Auto-DR HVAC Control | Interruptible Rider | Retail Trade | MW of Load | 0 | 2033 | 0.04018
ENS | High | C&I Curtailment | C&I Curtailment- Standard Lighting Control | Interruptible Rider | Miscellaneous | MW of Load | 0 | 2033 | 0.13096
ENS | High | C&I Curtailment | C&I Curtailment- Standard Lighting Control | Interruptible Rider | Retail Trade | MW of Load | 0 | 2033 | 0.0098646
ENS | High | C&I Curtailment | C&I Curtailment- Advanced Lighting Control | Interruptible Rider | Miscellaneous | MW of Load | 0 | 2033 | 0.065481
ENS | High | C&I Curtailment | C&I Curtailment- Advanced Lighting Control | Interruptible Rider | Retail Trade | MW of Load | 0 | 2033 | 0.0049323
ENS | High | C&I Curtailment | C&I Curtailment- Water Heating Control | Interruptible Rider | Miscellaneous | MW of Load | 0 | 2033 | 0.013681
ENS | High | C&I Curtailment | C&I Curtailment- Water Heating Control | Interruptible Rider | Retail Trade | MW of Load | 0 | 2033 | 0.0018306
ENS | High | C&I Curtailment | C&I Curtailment- Other | Interruptible Rider | Miscellaneous | MW of Load | 0 | 2033 | 0.24563
ENS | High | C&I Curtailment | C&I Curtailment- Other | Interruptible Rider | Retail Trade | MW of Load | 0 | 2033 | 0.019968
ENS | High | C&I Curtailment | C&I Curtailment- Industrial | Interruptible Rider | Manufacturing | MW of Load | 0 | 2033 | 0.38645
ENS | High | Dynamic Pricing | Dynamic Pricing with enabling tech. | Small Commercial | Manufacturing | MW of Load | 1 | 2033 | 0.16014
ENS | High | Dynamic Pricing | Dynamic Pricing with enabling tech. | Small Commercial | Miscellaneous | MW of Load | 1 | 2033 | 1.8196
ENS | High | Dynamic Pricing | Dynamic Pricing with enabling tech. | Small Commercial | Offices | MW of Load | 1 | 2033 | 1.478
ENS | High | Dynamic Pricing | Dynamic Pricing with enabling tech. | Small Commercial | Retail Trade | MW of Load | 1 | 2033 | 3.2497
ENS | High | Dynamic Pricing | Dynamic Pricing with enabling tech. | Small Commercial | Services | MW of Load | 1 | 2033 | 3.9103
ENS | High | Dynamic Pricing | Dynamic Pricing w/o enabling tech. | Small Commercial | Manufacturing | MW of Load | 1 | 2033 | 0.0095952
ENS | High | Dynamic Pricing | Dynamic Pricing w/o enabling tech. | Small Commercial | Miscellaneous | MW of Load | 1 | 2033 | 0.10903
ENS | High | Dynamic Pricing | Dynamic Pricing w/o enabling tech. | Small Commercial | Offices | MW of Load | 1 | 2033 | 0.088557
ENS | High | Dynamic Pricing | Dynamic Pricing w/o enabling tech. | Small Commercial | Retail Trade | MW of Load | 1 | 2033 | 0.19472
ENS | High | Dynamic Pricing | Dynamic Pricing w/o enabling tech. | Small Commercial | Services | MW of Load | 1 | 2033 | 0.2343
ENS | High | Dynamic Pricing | Dynamic Pricing with enabling tech. | Large Commercial | Offices | MW of Load | 1 | 2033 | 0.24505
ENS | High | Dynamic Pricing | Dynamic Pricing with enabling tech. | Large Commercial | Services | MW of Load | 1 | 2033 | 1.506
ENS | High | Dynamic Pricing | Dynamic Pricing w/o enabling tech. | Large Commercial | Offices | MW of Load | 1 | 2033 | 0.11776
ENS | High | Dynamic Pricing | Dynamic Pricing w/o enabling tech. | Large Commercial | Services | MW of Load | 1 | 2033 | 0.72373
ENS | High | Dynamic Pricing | Dynamic Pricing with enabling tech. | Small Industrial | Manufacturing | MW of Load | 1 | 2033 | 0.26608
ENS | High | Dynamic Pricing | Dynamic Pricing with enabling tech. | Small Industrial | Miscellaneous | MW of Load | 1 | 2033 | 0.39526
ENS | High | Dynamic Pricing | Dynamic Pricing with enabling tech. | Small Industrial | Offices | MW of Load | 1 | 2033 | 0.024756
ENS | High | Dynamic Pricing | Dynamic Pricing with enabling tech. | Small Industrial | Retail Trade | MW of Load | 1 | 2033 | 0.068919
ENS | High | Dynamic Pricing | Dynamic Pricing with enabling tech. | Small Industrial | Services | MW of Load | 1 | 2033 | 0.085916
ENS | High | Dynamic Pricing | Dynamic Pricing w/o enabling tech. | Small Industrial | Manufacturing | MW of Load | 1 | 2033 | 0.015943
ENS | High | Dynamic Pricing | Dynamic Pricing w/o enabling tech. | Small Industrial | Miscellaneous | MW of Load | 1 | 2033 | 0.023683
ENS | High | Dynamic Pricing | Dynamic Pricing w/o enabling tech. | Small Industrial | Offices | MW of Load | 1 | 2033 | 0.0014833
ENS | High | Dynamic Pricing | Dynamic Pricing w/o enabling tech. | Small Industrial | Retail Trade | MW of Load | 1 | 2033 | 0.0041295
ENS | High | Dynamic Pricing | Dynamic Pricing w/o enabling tech. | Small Industrial | Services | MW of Load | 1 | 2033 | 0.0051479
ENS | High | Dynamic Pricing | Dynamic Pricing with enabling tech. | Large Industrial | Manufacturing | MW of Load | 1 | 2033 | 1.4639
ENS | High | Dynamic Pricing | Dynamic Pricing with enabling tech. | Large Industrial | Miscellaneous | MW of Load | 1 | 2033 | 0.70173
ENS | High | Dynamic Pricing | Dynamic Pricing with enabling tech. | Large Industrial | Offices | MW of Load | 1 | 2033 | 0.064183
ENS | High | Dynamic Pricing | Dynamic Pricing with enabling tech. | Large Industrial | Retail Trade | MW of Load | 1 | 2033 | 0.30251
ENS | High | Dynamic Pricing | Dynamic Pricing with enabling tech. | Large Industrial | Services | MW of Load | 1 | 2033 | 0.14962
ENS | High | Dynamic Pricing | Dynamic Pricing w/o enabling tech. | Large Industrial | Manufacturing | MW of Load | 1 | 2033 | 0.70349
ENS | High | Dynamic Pricing | Dynamic Pricing w/o enabling tech. | Large Industrial | Miscellaneous | MW of Load | 1 | 2033 | 0.33722
ENS | High | Dynamic Pricing | Dynamic Pricing w/o enabling tech. | Large Industrial | Offices | MW of Load | 1 | 2033 | 0.030843
ENS | High | Dynamic Pricing | Dynamic Pricing w/o enabling tech. | Large Industrial | Retail Trade | MW of Load | 1 | 2033 | 0.14537
ENS | High | Dynamic Pricing | Dynamic Pricing w/o enabling tech. | Large Industrial | Services | MW of Load | 1 | 2033 | 0.071902
ENS | High | Dynamic Pricing | Dynamic Pricing with enabling tech. | Interruptible Rider | Manufacturing | MW of Load | 1 | 2033 | 0.51693
ENS | High | Dynamic Pricing | Dynamic Pricing with enabling tech. | Interruptible Rider | Miscellaneous | MW of Load | 1 | 2033 | 1.2814
ENS | High | Dynamic Pricing | Dynamic Pricing with enabling tech. | Interruptible Rider | Retail Trade | MW of Load | 1 | 2033 | 0.075389
ENS | High | Dynamic Pricing | Dynamic Pricing w/o enabling tech. | Interruptible Rider | Manufacturing | MW of Load | 1 | 2033 | 0.24841
ENS | High | Dynamic Pricing | Dynamic Pricing w/o enabling tech. | Interruptible Rider | Miscellaneous | MW of Load | 1 | 2033 | 0.61578
ENS | High | Dynamic Pricing | Dynamic Pricing w/o enabling tech. | Interruptible Rider | Retail Trade | MW of Load | 1 | 2033 | 0.036228
ENS | High | Dynamic Pricing | Dynamic Pricing with enabling tech. | Residential | Residential Market Rate | MW of Load | 1 | 2033 | 40.6287
ENS | High | Dynamic Pricing | Dynamic Pricing w/o enabling tech. | Residential | Residential Market Rate | MW of Load | 1 | 2033 | 27.4637
ENS | High | BTM Battery Control | BTM Battery Control | Small Commercial | Manufacturing | MW of Load | 0 | 2033 | 0.016437
ENS | High | BTM Battery Control | BTM Battery Control | Small Commercial | Miscellaneous | MW of Load | 0 | 2033 | 0.12193
ENS | High | BTM Battery Control | BTM Battery Control | Small Commercial | Offices | MW of Load | 0 | 2033 | 0.042041
ENS | High | BTM Battery Control | BTM Battery Control | Small Commercial | Retail Trade | MW of Load | 0 | 2033 | 0.073361
ENS | High | BTM Battery Control | BTM Battery Control | Small Commercial | Services | MW of Load | 0 | 2033 | 0.15969
ENS | High | BTM Battery Control | BTM Battery Control | Large Commercial | Offices | MW of Load | 0 | 2033 | 0.015472
ENS | High | BTM Battery Control | BTM Battery Control | Large Commercial | Services | MW of Load | 0 | 2033 | 0.082518
ENS | High | BTM Battery Control | BTM Battery Control | Small Industrial | Manufacturing | MW of Load | 0 | 2033 | 0.00040103
ENS | High | BTM Battery Control | BTM Battery Control | Small Industrial | Miscellaneous | MW of Load | 0 | 2033 | 0.0026112
ENS | High | BTM Battery Control | BTM Battery Control | Small Industrial | Offices | MW of Load | 0 | 2033 | 0.0010345
ENS | High | BTM Battery Control | BTM Battery Control | Small Industrial | Retail Trade | MW of Load | 0 | 2033 | 0.0018001
ENS | High | BTM Battery Control | BTM Battery Control | Small Industrial | Services | MW of Load | 0 | 2033 | 0.0039191
ENS | High | BTM Battery Control | BTM Battery Control | Large Industrial | Manufacturing | MW of Load | 0 | 2033 | 0.010129
ENS | High | BTM Battery Control | BTM Battery Control | Large Industrial | Miscellaneous | MW of Load | 0 | 2033 | 0.046964
ENS | High | BTM Battery Control | BTM Battery Control | Large Industrial | Offices | MW of Load | 0 | 2033 | 0.0055251
ENS | High | BTM Battery Control | BTM Battery Control | Large Industrial | Retail Trade | MW of Load | 0 | 2033 | 0.027626
ENS | High | BTM Battery Control | BTM Battery Control | Large Industrial | Services | MW of Load | 0 | 2033 | 0.059856
ENS | High | BTM Battery Control | BTM Battery Control | Interruptible Rider | Manufacturing | MW of Load | 0 | 2033 | 0.01354
ENS | High | BTM Battery Control | BTM Battery Control | Interruptible Rider | Miscellaneous | MW of Load | 0 | 2033 | 0.036107
ENS | High | BTM Battery Control | BTM Battery Control | Interruptible Rider | Retail Trade | MW of Load | 0 | 2033 | 0.05416
ENS | High | BTM Battery Control | BTM Battery Control | Residential | Residential LI | MW of Load | 0 | 2033 | 1.467
ENS | High | BTM Battery Control | BTM Battery Control | Residential | Residential Market Rate | MW of Load | 0 | 2033 | 0.82196
ENS | High | EV Charging Control | EV Charging Control | EV | EV | MW of Load | 0 | 2033 | 1.6507
ENS | High | Behavioral DR | Behavioral DR | Residential | Residential LI | MW of Load | 1 | 2033 | 0.42482
ENS | High | Behavioral DR | Behavioral DR | Residential | Residential Market Rate | MW of Load | 1 | 2033 | 3.682
ENS | High | DLC | DLC-Switch-Water Heating | Small Commercial | Miscellaneous | MW of Load | 0 | 2034 | 0.017266
ENS | High | DLC | DLC-Switch-Water Heating | Small Commercial | Offices | MW of Load | 0 | 2034 | 0.010219
ENS | High | DLC | DLC-Switch-Water Heating | Small Commercial | Retail Trade | MW of Load | 0 | 2034 | 0.058179
ENS | High | DLC | DLC-Switch-Water Heating | Small Commercial | Services | MW of Load | 0 | 2034 | 0.069886
ENS | High | DLC | DLC-Thermostat-HVAC | Small Commercial | Miscellaneous | MW of Load | 0 | 2034 | 0.097533
ENS | High | DLC | DLC-Thermostat-HVAC | Small Commercial | Offices | MW of Load | 0 | 2034 | 0.15773
ENS | High | DLC | DLC-Thermostat-HVAC | Small Commercial | Retail Trade | MW of Load | 0 | 2034 | 0.13358
ENS | High | DLC | DLC-Thermostat-HVAC | Small Commercial | Services | MW of Load | 0 | 2034 | 0.1608
ENS | High | DLC | DLC-Switch-Water Heating | Small Industrial | Miscellaneous | MW of Load | 0 | 2034 | 0.0038616
ENS | High | DLC | DLC-Switch-Water Heating | Small Industrial | Offices | MW of Load | 0 | 2034 | 0.00014967
ENS | High | DLC | DLC-Switch-Water Heating | Small Industrial | Retail Trade | MW of Load | 0 | 2034 | 0.0010426
ENS | High | DLC | DLC-Switch-Water Heating | Small Industrial | Services | MW of Load | 0 | 2034 | 0.0012997
ENS | High | DLC | DLC-Thermostat-HVAC | Small Industrial | Miscellaneous | MW of Load | 0 | 2034 | 0.023983
ENS | High | DLC | DLC-Thermostat-HVAC | Small Industrial | Offices | MW of Load | 0 | 2034 | 0.0024606
ENS | High | DLC | DLC-Thermostat-HVAC | Small Industrial | Retail Trade | MW of Load | 0 | 2034 | 0.0027821
ENS | High | DLC | DLC-Thermostat-HVAC | Small Industrial | Services | MW of Load | 0 | 2034 | 0.0034682
ENS | High | DLC | DLC-Switch-Water Heating | Residential | Residential LI | MW of Load | 0 | 2034 | 4.806
ENS | High | DLC | DLC-Switch-Water Heating | Residential | Residential Market Rate | MW of Load | 0 | 2034 | 2.0951
ENS | High | DLC | DLC-Thermostat-Heat Pump | Residential | Residential LI | MW of Load | 0 | 2034 | 1.7322
ENS | High | DLC | DLC-Thermostat-Heat Pump | Residential | Residential Market Rate | MW of Load | 0 | 2034 | 1.7654
ENS | High | DLC | DLC-Thermostat-Electric Furnace | Residential | Residential LI | MW of Load | 0 | 2034 | 3.9673
ENS | High | DLC | DLC-Thermostat-Electric Furnace | Residential | Residential Market Rate | MW of Load | 0 | 2034 | 0.24243
ENS | High | C&I Curtailment | C&I Curtailment- Manual HVAC Control | Large Commercial | Offices | MW of Load | 0 | 2034 | 0.02041
ENS | High | C&I Curtailment | C&I Curtailment- Manual HVAC Control | Large Commercial | Services | MW of Load | 0 | 2034 | 0.035607
ENS | High | C&I Curtailment | C&I Curtailment- Auto-DR HVAC Control | Large Commercial | Offices | MW of Load | 0 | 2034 | 0.13326
ENS | High | C&I Curtailment | C&I Curtailment- Auto-DR HVAC Control | Large Commercial | Services | MW of Load | 0 | 2034 | 0.23247
ENS | High | C&I Curtailment | C&I Curtailment- Standard Lighting Control | Large Commercial | Offices | MW of Load | 0 | 2034 | 0.006918
ENS | High | C&I Curtailment | C&I Curtailment- Standard Lighting Control | Large Commercial | Services | MW of Load | 0 | 2034 | 0.049979
ENS | High | C&I Curtailment | C&I Curtailment- Advanced Lighting Control | Large Commercial | Offices | MW of Load | 0 | 2034 | 0.003459
ENS | High | C&I Curtailment | C&I Curtailment- Advanced Lighting Control | Large Commercial | Services | MW of Load | 0 | 2034 | 0.024989
ENS | High | C&I Curtailment | C&I Curtailment- Water Heating Control | Large Commercial | Offices | MW of Load | 0 | 2034 | 0.0011463
ENS | High | C&I Curtailment | C&I Curtailment- Water Heating Control | Large Commercial | Services | MW of Load | 0 | 2034 | 0.012672
ENS | High | C&I Curtailment | C&I Curtailment- Other | Large Commercial | Offices | MW of Load | 0 | 2034 | 0.018042
ENS | High | C&I Curtailment | C&I Curtailment- Other | Large Commercial | Services | MW of Load | 0 | 2034 | 0.12415
ENS | High | C&I Curtailment | C&I Curtailment- Manual HVAC Control | Large Industrial | Miscellaneous | MW of Load | 0 | 2034 | 0.0072877
ENS | High | C&I Curtailment | C&I Curtailment- Manual HVAC Control | Large Industrial | Offices | MW of Load | 0 | 2034 | 0.0050602
ENS | High | C&I Curtailment | C&I Curtailment- Manual HVAC Control | Large Industrial | Retail Trade | MW of Load | 0 | 2034 | 0.011608
ENS | High | C&I Curtailment | C&I Curtailment- Manual HVAC Control | Large Industrial | Services | MW of Load | 0 | 2034 | 0.0034449
ENS | High | C&I Curtailment | C&I Curtailment- Auto-DR HVAC Control | Large Industrial | Miscellaneous | MW of Load | 0 | 2034 | 0.04758
ENS | High | C&I Curtailment | C&I Curtailment- Auto-DR HVAC Control | Large Industrial | Offices | MW of Load | 0 | 2034 | 0.033037
ENS | High | C&I Curtailment | C&I Curtailment- Auto-DR HVAC Control | Large Industrial | Retail Trade | MW of Load | 0 | 2034 | 0.075789
ENS | High | C&I Curtailment | C&I Curtailment- Auto-DR HVAC Control | Large Industrial | Services | MW of Load | 0 | 2034 | 0.022491
ENS | High | C&I Curtailment | C&I Curtailment- Standard Lighting Control | Large Industrial | Miscellaneous | MW of Load | 0 | 2034 | 0.01154
ENS | High | C&I Curtailment | C&I Curtailment- Standard Lighting Control | Large Industrial | Offices | MW of Load | 0 | 2034 | 0.0021941
ENS | High | C&I Curtailment | C&I Curtailment- Standard Lighting Control | Large Industrial | Retail Trade | MW of Load | 0 | 2034 | 0.016294
ENS | High | C&I Curtailment | C&I Curtailment- Standard Lighting Control | Large Industrial | Services | MW of Load | 0 | 2034 | 0.0048353
ENS | High | C&I Curtailment | C&I Curtailment- Advanced Lighting Control | Large Industrial | Miscellaneous | MW of Load | 0 | 2034 | 0.0057701
ENS | High | C&I Curtailment | C&I Curtailment- Advanced Lighting Control | Large Industrial | Offices | MW of Load | 0 | 2034 | 0.001097
ENS | High | C&I Curtailment | C&I Curtailment- Advanced Lighting Control | Large Industrial | Retail Trade | MW of Load | 0 | 2034 | 0.0081469
ENS | High | C&I Curtailment | C&I Curtailment- Advanced Lighting Control | Large Industrial | Services | MW of Load | 0 | 2034 | 0.0024177
ENS | High | C&I Curtailment | C&I Curtailment- Water Heating Control | Large Industrial | Miscellaneous | MW of Load | 0 | 2034 | 0.00079067
ENS | High | C&I Curtailment | C&I Curtailment- Water Heating Control | Large Industrial | Offices | MW of Load | 0 | 2034 | 0.00024748
ENS | High | C&I Curtailment | C&I Curtailment- Water Heating Control | Large Industrial | Retail Trade | MW of Load | 0 | 2034 | 0.0041314
ENS | High | C&I Curtailment | C&I Curtailment- Water Heating Control | Large Industrial | Services | MW of Load | 0 | 2034 | 0.001226
ENS | High | C&I Curtailment | C&I Curtailment- Other | Large Industrial | Miscellaneous | MW of Load | 0 | 2034 | 0.016745
ENS | High | C&I Curtailment | C&I Curtailment- Other | Large Industrial | Offices | MW of Load | 0 | 2034 | 0.0047303
ENS | High | C&I Curtailment | C&I Curtailment- Other | Large Industrial | Retail Trade | MW of Load | 0 | 2034 | 0.040476
ENS | High | C&I Curtailment | C&I Curtailment- Other | Large Industrial | Services | MW of Load | 0 | 2034 | 0.012012
ENS | High | C&I Curtailment | C&I Curtailment- Industrial | Large Industrial | Manufacturing | MW of Load | 0 | 2034 | 0.53212
ENS | High | C&I Curtailment | C&I Curtailment- Manual HVAC Control | Interruptible Rider | Miscellaneous | MW of Load | 0 | 2034 | 0.23391
ENS | High | C&I Curtailment | C&I Curtailment- Manual HVAC Control | Interruptible Rider | Retail Trade | MW of Load | 0 | 2034 | 0.0060171
ENS | High | C&I Curtailment | C&I Curtailment- Auto-DR HVAC Control | Interruptible Rider | Miscellaneous | MW of Load | 0 | 2034 | 1.5272
ENS | High | C&I Curtailment | C&I Curtailment- Auto-DR HVAC Control | Interruptible Rider | Retail Trade | MW of Load | 0 | 2034 | 0.039285
ENS | High | C&I Curtailment | C&I Curtailment- Standard Lighting Control | Interruptible Rider | Miscellaneous | MW of Load | 0 | 2034 | 0.12687
ENS | High | C&I Curtailment | C&I Curtailment- Standard Lighting Control | Interruptible Rider | Retail Trade | MW of Load | 0 | 2034 | 0.0096005
ENS | High | C&I Curtailment | C&I Curtailment- Advanced Lighting Control | Interruptible Rider | Miscellaneous | MW of Load | 0 | 2034 | 0.063437
ENS | High | C&I Curtailment | C&I Curtailment- Advanced Lighting Control | Interruptible Rider | Retail Trade | MW of Load | 0 | 2034 | 0.0048003
ENS | High | C&I Curtailment | C&I Curtailment- Water Heating Control | Interruptible Rider | Miscellaneous | MW of Load | 0 | 2034 | 0.013622
ENS | High | C&I Curtailment | C&I Curtailment- Water Heating Control | Interruptible Rider | Retail Trade | MW of Load | 0 | 2034 | 0.0018237
ENS | High | C&I Curtailment | C&I Curtailment- Other | Interruptible Rider | Miscellaneous | MW of Load | 0 | 2034 | 0.24416
ENS | High | C&I Curtailment | C&I Curtailment- Other | Interruptible Rider | Retail Trade | MW of Load | 0 | 2034 | 0.019846
ENS | High | C&I Curtailment | C&I Curtailment- Industrial | Interruptible Rider | Manufacturing | MW of Load | 0 | 2034 | 0.37476
ENS | High | Dynamic Pricing | Dynamic Pricing with enabling tech. | Small Commercial | Manufacturing | MW of Load | 1 | 2034 | 0.14984
ENS | High | Dynamic Pricing | Dynamic Pricing with enabling tech. | Small Commercial | Miscellaneous | MW of Load | 1 | 2034 | 1.739
ENS | High | Dynamic Pricing | Dynamic Pricing with enabling tech. | Small Commercial | Offices | MW of Load | 1 | 2034 | 1.404
ENS | High | Dynamic Pricing | Dynamic Pricing with enabling tech. | Small Commercial | Retail Trade | MW of Load | 1 | 2034 | 3.0626
ENS | High | Dynamic Pricing | Dynamic Pricing with enabling tech. | Small Commercial | Services | MW of Load | 1 | 2034 | 3.685
ENS | High | Dynamic Pricing | Dynamic Pricing w/o enabling tech. | Small Commercial | Manufacturing | MW of Load | 1 | 2034 | 0.0089781
ENS | High | Dynamic Pricing | Dynamic Pricing w/o enabling tech. | Small Commercial | Miscellaneous | MW of Load | 1 | 2034 | 0.1042
ENS | High | Dynamic Pricing | Dynamic Pricing w/o enabling tech. | Small Commercial | Offices | MW of Load | 1 | 2034 | 0.084126
ENS | High | Dynamic Pricing | Dynamic Pricing w/o enabling tech. | Small Commercial | Retail Trade | MW of Load | 1 | 2034 | 0.18351
ENS | High | Dynamic Pricing | Dynamic Pricing w/o enabling tech. | Small Commercial | Services | MW of Load | 1 | 2034 | 0.2208
ENS | High | Dynamic Pricing | Dynamic Pricing with enabling tech. | Large Commercial | Offices | MW of Load | 1 | 2034 | 0.23276
ENS | High | Dynamic Pricing | Dynamic Pricing with enabling tech. | Large Commercial | Services | MW of Load | 1 | 2034 | 1.4279
ENS | High | Dynamic Pricing | Dynamic Pricing w/o enabling tech. | Large Commercial | Offices | MW of Load | 1 | 2034 | 0.11185
ENS | High | Dynamic Pricing | Dynamic Pricing w/o enabling tech. | Large Commercial | Services | MW of Load | 1 | 2034 | 0.68617
ENS | High | Dynamic Pricing | Dynamic Pricing with enabling tech. | Small Industrial | Manufacturing | MW of Load | 1 | 2034 | 0.25987
ENS | High | Dynamic Pricing | Dynamic Pricing with enabling tech. | Small Industrial | Miscellaneous | MW of Load | 1 | 2034 | 0.39913
ENS | High | Dynamic Pricing | Dynamic Pricing with enabling tech. | Small Industrial | Offices | MW of Load | 1 | 2034 | 0.024671
ENS | High | Dynamic Pricing | Dynamic Pricing with enabling tech. | Small Industrial | Retail Trade | MW of Load | 1 | 2034 | 0.068646
ENS | High | Dynamic Pricing | Dynamic Pricing with enabling tech. | Small Industrial | Services | MW of Load | 1 | 2034 | 0.085575
ENS | High | Dynamic Pricing | Dynamic Pricing w/o enabling tech. | Small Industrial | Manufacturing | MW of Load | 1 | 2034 | 0.015571
ENS | High | Dynamic Pricing | Dynamic Pricing w/o enabling tech. | Small Industrial | Miscellaneous | MW of Load | 1 | 2034 | 0.023915
ENS | High | Dynamic Pricing | Dynamic Pricing w/o enabling tech. | Small Industrial | Offices | MW of Load | 1 | 2034 | 0.0014782
ENS | High | Dynamic Pricing | Dynamic Pricing w/o enabling tech. | Small Industrial | Retail Trade | MW of Load | 1 | 2034 | 0.0041132
ENS | High | Dynamic Pricing | Dynamic Pricing w/o enabling tech. | Small Industrial | Services | MW of Load | 1 | 2034 | 0.0051275
ENS | High | Dynamic Pricing | Dynamic Pricing with enabling tech. | Large Industrial | Manufacturing | MW of Load | 1 | 2034 | 1.4291
ENS | High | Dynamic Pricing | Dynamic Pricing with enabling tech. | Large Industrial | Miscellaneous | MW of Load | 1 | 2034 | 0.70244
ENS | High | Dynamic Pricing | Dynamic Pricing with enabling tech. | Large Industrial | Offices | MW of Load | 1 | 2034 | 0.064123
ENS | High | Dynamic Pricing | Dynamic Pricing with enabling tech. | Large Industrial | Retail Trade | MW of Load | 1 | 2034 | 0.29782
ENS | High | Dynamic Pricing | Dynamic Pricing with enabling tech. | Large Industrial | Services | MW of Load | 1 | 2034 | 0.1473
ENS | High | Dynamic Pricing | Dynamic Pricing w/o enabling tech. | Large Industrial | Manufacturing | MW of Load | 1 | 2034 | 0.68677
ENS | High | Dynamic Pricing | Dynamic Pricing w/o enabling tech. | Large Industrial | Miscellaneous | MW of Load | 1 | 2034 | 0.33756
ENS | High | Dynamic Pricing | Dynamic Pricing w/o enabling tech. | Large Industrial | Offices | MW of Load | 1 | 2034 | 0.030814
ENS | High | Dynamic Pricing | Dynamic Pricing w/o enabling tech. | Large Industrial | Retail Trade | MW of Load | 1 | 2034 | 0.14312
ENS | High | Dynamic Pricing | Dynamic Pricing w/o enabling tech. | Large Industrial | Services | MW of Load | 1 | 2034 | 0.070785
ENS | High | Dynamic Pricing | Dynamic Pricing with enabling tech. | Interruptible Rider | Manufacturing | MW of Load | 1 | 2034 | 0.50077
ENS | High | Dynamic Pricing | Dynamic Pricing with enabling tech. | Interruptible Rider | Miscellaneous | MW of Load | 1 | 2034 | 1.2684
ENS | High | Dynamic Pricing | Dynamic Pricing with enabling tech. | Interruptible Rider | Retail Trade | MW of Load | 1 | 2034 | 0.074481
ENS | High | Dynamic Pricing | Dynamic Pricing w/o enabling tech. | Interruptible Rider | Manufacturing | MW of Load | 1 | 2034 | 0.24064
ENS | High | Dynamic Pricing | Dynamic Pricing w/o enabling tech. | Interruptible Rider | Miscellaneous | MW of Load | 1 | 2034 | 0.60954
ENS | High | Dynamic Pricing | Dynamic Pricing w/o enabling tech. | Interruptible Rider | Retail Trade | MW of Load | 1 | 2034 | 0.035792
ENS | High | Dynamic Pricing | Dynamic Pricing with enabling tech. | Residential | Residential Market Rate | MW of Load | 1 | 2034 | 39.8
ENS | High | Dynamic Pricing | Dynamic Pricing w/o enabling tech. | Residential | Residential Market Rate | MW of Load | 1 | 2034 | 26.9036
ENS | High | BTM Battery Control | BTM Battery Control | Small Commercial | Manufacturing | MW of Load | 0 | 2034 | 0.016471
ENS | High | BTM Battery Control | BTM Battery Control | Small Commercial | Miscellaneous | MW of Load | 0 | 2034 | 0.12224
ENS | High | BTM Battery Control | BTM Battery Control | Small Commercial | Offices | MW of Load | 0 | 2034 | 0.042128
ENS | High | BTM Battery Control | BTM Battery Control | Small Commercial | Retail Trade | MW of Load | 0 | 2034 | 0.073502
ENS | High | BTM Battery Control | BTM Battery Control | Small Commercial | Services | MW of Load | 0 | 2034 | 0.16001
ENS | High | BTM Battery Control | BTM Battery Control | Large Commercial | Offices | MW of Load | 0 | 2034 | 0.015504
ENS | High | BTM Battery Control | BTM Battery Control | Large Commercial | Services | MW of Load | 0 | 2034 | 0.082688
ENS | High | BTM Battery Control | BTM Battery Control | Small Industrial | Manufacturing | MW of Load | 0 | 2034 | 0.00040186
ENS | High | BTM Battery Control | BTM Battery Control | Small Industrial | Miscellaneous | MW of Load | 0 | 2034 | 0.0026166
ENS | High | BTM Battery Control | BTM Battery Control | Small Industrial | Offices | MW of Load | 0 | 2034 | 0.0010366
ENS | High | BTM Battery Control | BTM Battery Control | Small Industrial | Retail Trade | MW of Load | 0 | 2034 | 0.0018038
ENS | High | BTM Battery Control | BTM Battery Control | Small Industrial | Services | MW of Load | 0 | 2034 | 0.0039227
ENS | High | BTM Battery Control | BTM Battery Control | Large Industrial | Manufacturing | MW of Load | 0 | 2034 | 0.01015
ENS | High | BTM Battery Control | BTM Battery Control | Large Industrial | Miscellaneous | MW of Load | 0 | 2034 | 0.047061
ENS | High | BTM Battery Control | BTM Battery Control | Large Industrial | Offices | MW of Load | 0 | 2034 | 0.0055366
ENS | High | BTM Battery Control | BTM Battery Control | Large Industrial | Retail Trade | MW of Load | 0 | 2034 | 0.027683
ENS | High | BTM Battery Control | BTM Battery Control | Large Industrial | Services | MW of Load | 0 | 2034 | 0.059979
ENS | High | BTM Battery Control | BTM Battery Control | Interruptible Rider | Manufacturing | MW of Load | 0 | 2034 | 0.013568
ENS | High | BTM Battery Control | BTM Battery Control | Interruptible Rider | Miscellaneous | MW of Load | 0 | 2034 | 0.036181
ENS | High | BTM Battery Control | BTM Battery Control | Interruptible Rider | Retail Trade | MW of Load | 0 | 2034 | 0.054272
ENS | High | BTM Battery Control | BTM Battery Control | Residential | Residential LI | MW of Load | 0 | 2034 | 1.4773
ENS | High | BTM Battery Control | BTM Battery Control | Residential | Residential Market Rate | MW of Load | 0 | 2034 | 0.82771
ENS | High | EV Charging Control | EV Charging Control | EV | EV | MW of Load | 0 | 2034 | 1.9017
ENS | High | Behavioral DR | Behavioral DR | Residential | Residential LI | MW of Load | 1 | 2034 | 0.41465
ENS | High | Behavioral DR | Behavioral DR | Residential | Residential Market Rate | MW of Load | 1 | 2034 | 3.6066
ENS | High | DLC | DLC-Switch-Water Heating | Small Commercial | Miscellaneous | MW of Load | 0 | 2035 | 0.016798
ENS | High | DLC | DLC-Switch-Water Heating | Small Commercial | Offices | MW of Load | 0 | 2035 | 0.009804
ENS | High | DLC | DLC-Switch-Water Heating | Small Commercial | Retail Trade | MW of Load | 0 | 2035 | 0.055853
ENS | High | DLC | DLC-Switch-Water Heating | Small Commercial | Services | MW of Load | 0 | 2035 | 0.067079
ENS | High | DLC | DLC-Thermostat-HVAC | Small Commercial | Miscellaneous | MW of Load | 0 | 2035 | 0.092402
ENS | High | DLC | DLC-Thermostat-HVAC | Small Commercial | Offices | MW of Load | 0 | 2035 | 0.14983
ENS | High | DLC | DLC-Thermostat-HVAC | Small Commercial | Retail Trade | MW of Load | 0 | 2035 | 0.12288
ENS | High | DLC | DLC-Thermostat-HVAC | Small Commercial | Services | MW of Load | 0 | 2035 | 0.14793
ENS | High | DLC | DLC-Switch-Water Heating | Small Industrial | Miscellaneous | MW of Load | 0 | 2035 | 0.0038851
ENS | High | DLC | DLC-Switch-Water Heating | Small Industrial | Offices | MW of Load | 0 | 2035 | 0.0001496
ENS | High | DLC | DLC-Switch-Water Heating | Small Industrial | Retail Trade | MW of Load | 0 | 2035 | 0.0010456
ENS | High | DLC | DLC-Switch-Water Heating | Small Industrial | Services | MW of Load | 0 | 2035 | 0.0013034
ENS | High | DLC | DLC-Thermostat-HVAC | Small Industrial | Miscellaneous | MW of Load | 0 | 2035 | 0.023764
ENS | High | DLC | DLC-Thermostat-HVAC | Small Industrial | Offices | MW of Load | 0 | 2035 | 0.002452
ENS | High | DLC | DLC-Thermostat-HVAC | Small Industrial | Retail Trade | MW of Load | 0 | 2035 | 0.0027364
ENS | High | DLC | DLC-Thermostat-HVAC | Small Industrial | Services | MW of Load | 0 | 2035 | 0.0034113
ENS | High | DLC | DLC-Switch-Water Heating | Residential | Residential LI | MW of Load | 0 | 2035 | 4.7335
ENS | High | DLC | DLC-Switch-Water Heating | Residential | Residential Market Rate | MW of Load | 0 | 2035 | 2.0656
ENS | High | DLC | DLC-Thermostat-Heat Pump | Residential | Residential LI | MW of Load | 0 | 2035 | 1.8413
ENS | High | DLC | DLC-Thermostat-Heat Pump | Residential | Residential Market Rate | MW of Load | 0 | 2035 | 1.8117
ENS | High | DLC | DLC-Thermostat-Electric Furnace | Residential | Residential LI | MW of Load | 0 | 2035 | 3.8448
ENS | High | DLC | DLC-Thermostat-Electric Furnace | Residential | Residential Market Rate | MW of Load | 0 | 2035 | 0.19722
ENS | High | C&I Curtailment | C&I Curtailment- Manual HVAC Control | Large Commercial | Offices | MW of Load | 0 | 2035 | 0.019416
ENS | High | C&I Curtailment | C&I Curtailment- Manual HVAC Control | Large Commercial | Services | MW of Load | 0 | 2035 | 0.032932
ENS | High | C&I Curtailment | C&I Curtailment- Auto-DR HVAC Control | Large Commercial | Offices | MW of Load | 0 | 2035 | 0.12677
ENS | High | C&I Curtailment | C&I Curtailment- Auto-DR HVAC Control | Large Commercial | Services | MW of Load | 0 | 2035 | 0.215
ENS | High | C&I Curtailment | C&I Curtailment- Standard Lighting Control | Large Commercial | Offices | MW of Load | 0 | 2035 | 0.0061213
ENS | High | C&I Curtailment | C&I Curtailment- Standard Lighting Control | Large Commercial | Services | MW of Load | 0 | 2035 | 0.045254
ENS | High | C&I Curtailment | C&I Curtailment- Advanced Lighting Control | Large Commercial | Offices | MW of Load | 0 | 2035 | 0.0030607
ENS | High | C&I Curtailment | C&I Curtailment- Advanced Lighting Control | Large Commercial | Services | MW of Load | 0 | 2035 | 0.022627
ENS | High | C&I Curtailment | C&I Curtailment- Water Heating Control | Large Commercial | Offices | MW of Load | 0 | 2035 | 0.0011087
ENS | High | C&I Curtailment | C&I Curtailment- Water Heating Control | Large Commercial | Services | MW of Load | 0 | 2035 | 0.01225
ENS | High | C&I Curtailment | C&I Curtailment- Other | Large Commercial | Offices | MW of Load | 0 | 2035 | 0.017134
ENS | High | C&I Curtailment | C&I Curtailment- Other | Large Commercial | Services | MW of Load | 0 | 2035 | 0.11845
ENS | High | C&I Curtailment | C&I Curtailment- Manual HVAC Control | Large Industrial | Miscellaneous | MW of Load | 0 | 2035 | 0.0072268
ENS | High | C&I Curtailment | C&I Curtailment- Manual HVAC Control | Large Industrial | Offices | MW of Load | 0 | 2035 | 0.0050576
ENS | High | C&I Curtailment | C&I Curtailment- Manual HVAC Control | Large Industrial | Retail Trade | MW of Load | 0 | 2035 | 0.011166
ENS | High | C&I Curtailment | C&I Curtailment- Manual HVAC Control | Large Industrial | Services | MW of Load | 0 | 2035 | 0.0033135
ENS | High | C&I Curtailment | C&I Curtailment- Auto-DR HVAC Control | Large Industrial | Miscellaneous | MW of Load | 0 | 2035 | 0.047183
ENS | High | C&I Curtailment | C&I Curtailment- Auto-DR HVAC Control | Large Industrial | Offices | MW of Load | 0 | 2035 | 0.03302
ENS | High | C&I Curtailment | C&I Curtailment- Auto-DR HVAC Control | Large Industrial | Retail Trade | MW of Load | 0 | 2035 | 0.072898
ENS | High | C&I Curtailment | C&I Curtailment- Auto-DR HVAC Control | Large Industrial | Services | MW of Load | 0 | 2035 | 0.021633
ENS | High | C&I Curtailment | C&I Curtailment- Standard Lighting Control | Large Industrial | Miscellaneous | MW of Load | 0 | 2035 | 0.011371
ENS | High | C&I Curtailment | C&I Curtailment- Standard Lighting Control | Large Industrial | Offices | MW of Load | 0 | 2035 | 0.0021338
ENS | High | C&I Curtailment | C&I Curtailment- Standard Lighting Control | Large Industrial | Retail Trade | MW of Load | 0 | 2035 | 0.015344
ENS | High | C&I Curtailment | C&I Curtailment- Standard Lighting Control | Large Industrial | Services | MW of Load | 0 | 2035 | 0.0045534
ENS | High | C&I Curtailment | C&I Curtailment- Advanced Lighting Control | Large Industrial | Miscellaneous | MW of Load | 0 | 2035 | 0.0056855
ENS | High | C&I Curtailment | C&I Curtailment- Advanced Lighting Control | Large Industrial | Offices | MW of Load | 0 | 2035 | 0.0010669
ENS | High | C&I Curtailment | C&I Curtailment- Advanced Lighting Control | Large Industrial | Retail Trade | MW of Load | 0 | 2035 | 0.0076718
ENS | High | C&I Curtailment | C&I Curtailment- Advanced Lighting Control | Large Industrial | Services | MW of Load | 0 | 2035 | 0.0022767
ENS | High | C&I Curtailment | C&I Curtailment- Water Heating Control | Large Industrial | Miscellaneous | MW of Load | 0 | 2035 | 0.00080019
ENS | High | C&I Curtailment | C&I Curtailment- Water Heating Control | Large Industrial | Offices | MW of Load | 0 | 2035 | 0.00024812
ENS | High | C&I Curtailment | C&I Curtailment- Water Heating Control | Large Industrial | Retail Trade | MW of Load | 0 | 2035 | 0.0041533
ENS | High | C&I Curtailment | C&I Curtailment- Water Heating Control | Large Industrial | Services | MW of Load | 0 | 2035 | 0.0012325
ENS | High | C&I Curtailment | C&I Curtailment- Other | Large Industrial | Miscellaneous | MW of Load | 0 | 2035 | 0.016845
ENS | High | C&I Curtailment | C&I Curtailment- Other | Large Industrial | Offices | MW of Load | 0 | 2035 | 0.0047438
ENS | High | C&I Curtailment | C&I Curtailment- Other | Large Industrial | Retail Trade | MW of Load | 0 | 2035 | 0.040159
ENS | High | C&I Curtailment | C&I Curtailment- Other | Large Industrial | Services | MW of Load | 0 | 2035 | 0.011918
ENS | High | C&I Curtailment | C&I Curtailment- Industrial | Large Industrial | Manufacturing | MW of Load | 0 | 2035 | 0.51884
ENS | High | C&I Curtailment | C&I Curtailment- Manual HVAC Control | Interruptible Rider | Miscellaneous | MW of Load | 0 | 2035 | 0.23124
ENS | High | C&I Curtailment | C&I Curtailment- Manual HVAC Control | Interruptible Rider | Retail Trade | MW of Load | 0 | 2035 | 0.0058741
ENS | High | C&I Curtailment | C&I Curtailment- Auto-DR HVAC Control | Interruptible Rider | Miscellaneous | MW of Load | 0 | 2035 | 1.5097
ENS | High | C&I Curtailment | C&I Curtailment- Auto-DR HVAC Control | Interruptible Rider | Retail Trade | MW of Load | 0 | 2035 | 0.038351
ENS | High | C&I Curtailment | C&I Curtailment- Standard Lighting Control | Interruptible Rider | Miscellaneous | MW of Load | 0 | 2035 | 0.12265
ENS | High | C&I Curtailment | C&I Curtailment- Standard Lighting Control | Interruptible Rider | Retail Trade | MW of Load | 0 | 2035 | 0.0093418
ENS | High | C&I Curtailment | C&I Curtailment- Advanced Lighting Control | Interruptible Rider | Miscellaneous | MW of Load | 0 | 2035 | 0.061325
ENS | High | C&I Curtailment | C&I Curtailment- Advanced Lighting Control | Interruptible Rider | Retail Trade | MW of Load | 0 | 2035 | 0.0046709
ENS | High | C&I Curtailment | C&I Curtailment- Water Heating Control | Interruptible Rider | Miscellaneous | MW of Load | 0 | 2035 | 0.013521
ENS | High | C&I Curtailment | C&I Curtailment- Water Heating Control | Interruptible Rider | Retail Trade | MW of Load | 0 | 2035 | 0.0018153
ENS | High | C&I Curtailment | C&I Curtailment- Other | Interruptible Rider | Miscellaneous | MW of Load | 0 | 2035 | 0.2421
ENS | High | C&I Curtailment | C&I Curtailment- Other | Interruptible Rider | Retail Trade | MW of Load | 0 | 2035 | 0.019715
ENS | High | C&I Curtailment | C&I Curtailment- Industrial | Interruptible Rider | Manufacturing | MW of Load | 0 | 2035 | 0.36257
ENS | High | Dynamic Pricing | Dynamic Pricing with enabling tech. | Small Commercial | Manufacturing | MW of Load | 1 | 2035 | 0.13977
ENS | High | Dynamic Pricing | Dynamic Pricing with enabling tech. | Small Commercial | Miscellaneous | MW of Load | 1 | 2035 | 1.6647
ENS | High | Dynamic Pricing | Dynamic Pricing with enabling tech. | Small Commercial | Offices | MW of Load | 1 | 2035 | 1.3307
ENS | High | Dynamic Pricing | Dynamic Pricing with enabling tech. | Small Commercial | Retail Trade | MW of Load | 1 | 2035 | 2.8767
ENS | High | Dynamic Pricing | Dynamic Pricing with enabling tech. | Small Commercial | Services | MW of Load | 1 | 2035 | 3.4613
ENS | High | Dynamic Pricing | Dynamic Pricing w/o enabling tech. | Small Commercial | Manufacturing | MW of Load | 1 | 2035 | 0.0083746
ENS | High | Dynamic Pricing | Dynamic Pricing w/o enabling tech. | Small Commercial | Miscellaneous | MW of Load | 1 | 2035 | 0.099748
ENS | High | Dynamic Pricing | Dynamic Pricing w/o enabling tech. | Small Commercial | Offices | MW of Load | 1 | 2035 | 0.079734
ENS | High | Dynamic Pricing | Dynamic Pricing w/o enabling tech. | Small Commercial | Retail Trade | MW of Load | 1 | 2035 | 0.17237
ENS | High | Dynamic Pricing | Dynamic Pricing w/o enabling tech. | Small Commercial | Services | MW of Load | 1 | 2035 | 0.2074
ENS | High | Dynamic Pricing | Dynamic Pricing with enabling tech. | Large Commercial | Offices | MW of Load | 1 | 2035 | 0.22031
ENS | High | Dynamic Pricing | Dynamic Pricing with enabling tech. | Large Commercial | Services | MW of Load | 1 | 2035 | 1.3488
ENS | High | Dynamic Pricing | Dynamic Pricing w/o enabling tech. | Large Commercial | Offices | MW of Load | 1 | 2035 | 0.10587
ENS | High | Dynamic Pricing | Dynamic Pricing w/o enabling tech. | Large Commercial | Services | MW of Load | 1 | 2035 | 0.64816
ENS | High | Dynamic Pricing | Dynamic Pricing with enabling tech. | Small Industrial | Manufacturing | MW of Load | 1 | 2035 | 0.25328
ENS | High | Dynamic Pricing | Dynamic Pricing with enabling tech. | Small Industrial | Miscellaneous | MW of Load | 1 | 2035 | 0.39777
ENS | High | Dynamic Pricing | Dynamic Pricing with enabling tech. | Small Industrial | Offices | MW of Load | 1 | 2035 | 0.024578
ENS | High | Dynamic Pricing | Dynamic Pricing with enabling tech. | Small Industrial | Retail Trade | MW of Load | 1 | 2035 | 0.068353
ENS | High | Dynamic Pricing | Dynamic Pricing with enabling tech. | Small Industrial | Services | MW of Load | 1 | 2035 | 0.08521
ENS | High | Dynamic Pricing | Dynamic Pricing w/o enabling tech. | Small Industrial | Manufacturing | MW of Load | 1 | 2035 | 0.015176
ENS | High | Dynamic Pricing | Dynamic Pricing w/o enabling tech. | Small Industrial | Miscellaneous | MW of Load | 1 | 2035 | 0.023834
ENS | High | Dynamic Pricing | Dynamic Pricing w/o enabling tech. | Small Industrial | Offices | MW of Load | 1 | 2035 | 0.0014727
ENS | High | Dynamic Pricing | Dynamic Pricing w/o enabling tech. | Small Industrial | Retail Trade | MW of Load | 1 | 2035 | 0.0040956
ENS | High | Dynamic Pricing | Dynamic Pricing w/o enabling tech. | Small Industrial | Services | MW of Load | 1 | 2035 | 0.0051056
ENS | High | Dynamic Pricing | Dynamic Pricing with enabling tech. | Large Industrial | Manufacturing | MW of Load | 1 | 2035 | 1.3927
ENS | High | Dynamic Pricing | Dynamic Pricing with enabling tech. | Large Industrial | Miscellaneous | MW of Load | 1 | 2035 | 0.70215
ENS | High | Dynamic Pricing | Dynamic Pricing with enabling tech. | Large Industrial | Offices | MW of Load | 1 | 2035 | 0.06405
ENS | High | Dynamic Pricing | Dynamic Pricing with enabling tech. | Large Industrial | Retail Trade | MW of Load | 1 | 2035 | 0.29258
ENS | High | Dynamic Pricing | Dynamic Pricing with enabling tech. | Large Industrial | Services | MW of Load | 1 | 2035 | 0.14471
ENS | High | Dynamic Pricing | Dynamic Pricing w/o enabling tech. | Large Industrial | Manufacturing | MW of Load | 1 | 2035 | 0.66926
ENS | High | Dynamic Pricing | Dynamic Pricing w/o enabling tech. | Large Industrial | Miscellaneous | MW of Load | 1 | 2035 | 0.33742
ENS | High | Dynamic Pricing | Dynamic Pricing w/o enabling tech. | Large Industrial | Offices | MW of Load | 1 | 2035 | 0.030779
ENS | High | Dynamic Pricing | Dynamic Pricing w/o enabling tech. | Large Industrial | Retail Trade | MW of Load | 1 | 2035 | 0.1406
ENS | High | Dynamic Pricing | Dynamic Pricing w/o enabling tech. | Large Industrial | Services | MW of Load | 1 | 2035 | 0.069541
ENS | High | Dynamic Pricing | Dynamic Pricing with enabling tech. | Interruptible Rider | Manufacturing | MW of Load | 1 | 2035 | 0.48421
ENS | High | Dynamic Pricing | Dynamic Pricing with enabling tech. | Interruptible Rider | Miscellaneous | MW of Load | 1 | 2035 | 1.2531
ENS | High | Dynamic Pricing | Dynamic Pricing with enabling tech. | Interruptible Rider | Retail Trade | MW of Load | 1 | 2035 | 0.073575
ENS | High | Dynamic Pricing | Dynamic Pricing w/o enabling tech. | Interruptible Rider | Manufacturing | MW of Load | 1 | 2035 | 0.23269
ENS | High | Dynamic Pricing | Dynamic Pricing w/o enabling tech. | Interruptible Rider | Miscellaneous | MW of Load | 1 | 2035 | 0.60219
ENS | High | Dynamic Pricing | Dynamic Pricing w/o enabling tech. | Interruptible Rider | Retail Trade | MW of Load | 1 | 2035 | 0.035356
ENS | High | Dynamic Pricing | Dynamic Pricing with enabling tech. | Residential | Residential Market Rate | MW of Load | 1 | 2035 | 39.055
ENS | High | Dynamic Pricing | Dynamic Pricing w/o enabling tech. | Residential | Residential Market Rate | MW of Load | 1 | 2035 | 26.3999
ENS | High | BTM Battery Control | BTM Battery Control | Small Commercial | Manufacturing | MW of Load | 0 | 2035 | 0.016489
ENS | High | BTM Battery Control | BTM Battery Control | Small Commercial | Miscellaneous | MW of Load | 0 | 2035 | 0.12243
ENS | High | BTM Battery Control | BTM Battery Control | Small Commercial | Offices | MW of Load | 0 | 2035 | 0.042163
ENS | High | BTM Battery Control | BTM Battery Control | Small Commercial | Retail Trade | MW of Load | 0 | 2035 | 0.073582
ENS | High | BTM Battery Control | BTM Battery Control | Small Commercial | Services | MW of Load | 0 | 2035 | 0.16017
ENS | High | BTM Battery Control | BTM Battery Control | Large Commercial | Offices | MW of Load | 0 | 2035 | 0.015521
ENS | High | BTM Battery Control | BTM Battery Control | Large Commercial | Services | MW of Load | 0 | 2035 | 0.082779
ENS | High | BTM Battery Control | BTM Battery Control | Small Industrial | Manufacturing | MW of Load | 0 | 2035 | 0.0004023
ENS | High | BTM Battery Control | BTM Battery Control | Small Industrial | Miscellaneous | MW of Load | 0 | 2035 | 0.0026195
ENS | High | BTM Battery Control | BTM Battery Control | Small Industrial | Offices | MW of Load | 0 | 2035 | 0.0010377
ENS | High | BTM Battery Control | BTM Battery Control | Small Industrial | Retail Trade | MW of Load | 0 | 2035 | 0.0018058
ENS | High | BTM Battery Control | BTM Battery Control | Small Industrial | Services | MW of Load | 0 | 2035 | 0.003927
ENS | High | BTM Battery Control | BTM Battery Control | Large Industrial | Manufacturing | MW of Load | 0 | 2035 | 0.010161
ENS | High | BTM Battery Control | BTM Battery Control | Large Industrial | Miscellaneous | MW of Load | 0 | 2035 | 0.047112
ENS | High | BTM Battery Control | BTM Battery Control | Large Industrial | Offices | MW of Load | 0 | 2035 | 0.0055426
ENS | High | BTM Battery Control | BTM Battery Control | Large Industrial | Retail Trade | MW of Load | 0 | 2035 | 0.027713
ENS | High | BTM Battery Control | BTM Battery Control | Large Industrial | Services | MW of Load | 0 | 2035 | 0.060045
ENS | High | BTM Battery Control | BTM Battery Control | Interruptible Rider | Manufacturing | MW of Load | 0 | 2035 | 0.013583
ENS | High | BTM Battery Control | BTM Battery Control | Interruptible Rider | Miscellaneous | MW of Load | 0 | 2035 | 0.036221
ENS | High | BTM Battery Control | BTM Battery Control | Interruptible Rider | Retail Trade | MW of Load | 0 | 2035 | 0.054331
ENS | High | BTM Battery Control | BTM Battery Control | Residential | Residential LI | MW of Load | 0 | 2035 | 1.4862
ENS | High | BTM Battery Control | BTM Battery Control | Residential | Residential Market Rate | MW of Load | 0 | 2035 | 0.83269
ENS | High | EV Charging Control | EV Charging Control | EV | EV | MW of Load | 0 | 2035 | 2.1758
ENS | High | Behavioral DR | Behavioral DR | Residential | Residential LI | MW of Load | 1 | 2035 | 0.40522
ENS | High | Behavioral DR | Behavioral DR | Residential | Residential Market Rate | MW of Load | 1 | 2035 | 3.539
ENS | High | DLC | DLC-Switch-Water Heating | Small Commercial | Miscellaneous | MW of Load | 0 | 2036 | 0.016092
ENS | High | DLC | DLC-Switch-Water Heating | Small Commercial | Offices | MW of Load | 0 | 2036 | 0.0093928
ENS | High | DLC | DLC-Switch-Water Heating | Small Commercial | Retail Trade | MW of Load | 0 | 2036 | 0.053531
ENS | High | DLC | DLC-Switch-Water Heating | Small Commercial | Services | MW of Load | 0 | 2036 | 0.064279
ENS | High | DLC | DLC-Thermostat-HVAC | Small Commercial | Miscellaneous | MW of Load | 0 | 2036 | 0.088319
ENS | High | DLC | DLC-Thermostat-HVAC | Small Commercial | Offices | MW of Load | 0 | 2036 | 0.14211
ENS | High | DLC | DLC-Thermostat-HVAC | Small Commercial | Retail Trade | MW of Load | 0 | 2036 | 0.11254
ENS | High | DLC | DLC-Thermostat-HVAC | Small Commercial | Services | MW of Load | 0 | 2036 | 0.1355
ENS | High | DLC | DLC-Switch-Water Heating | Small Industrial | Miscellaneous | MW of Load | 0 | 2036 | 0.0038281
ENS | High | DLC | DLC-Switch-Water Heating | Small Industrial | Offices | MW of Load | 0 | 2036 | 0.0001495
ENS | High | DLC | DLC-Switch-Water Heating | Small Industrial | Retail Trade | MW of Load | 0 | 2036 | 0.0010485
ENS | High | DLC | DLC-Switch-Water Heating | Small Industrial | Services | MW of Load | 0 | 2036 | 0.0013071
ENS | High | DLC | DLC-Thermostat-HVAC | Small Industrial | Miscellaneous | MW of Load | 0 | 2036 | 0.024559
ENS | High | DLC | DLC-Thermostat-HVAC | Small Industrial | Offices | MW of Load | 0 | 2036 | 0.0024434
ENS | High | DLC | DLC-Thermostat-HVAC | Small Industrial | Retail Trade | MW of Load | 0 | 2036 | 0.0026908
ENS | High | DLC | DLC-Thermostat-HVAC | Small Industrial | Services | MW of Load | 0 | 2036 | 0.0033543
ENS | High | DLC | DLC-Switch-Water Heating | Residential | Residential LI | MW of Load | 0 | 2036 | 4.6713
ENS | High | DLC | DLC-Switch-Water Heating | Residential | Residential Market Rate | MW of Load | 0 | 2036 | 2.0402
ENS | High | DLC | DLC-Thermostat-Heat Pump | Residential | Residential LI | MW of Load | 0 | 2036 | 1.9079
ENS | High | DLC | DLC-Thermostat-Heat Pump | Residential | Residential Market Rate | MW of Load | 0 | 2036 | 1.842
ENS | High | DLC | DLC-Thermostat-Electric Furnace | Residential | Residential LI | MW of Load | 0 | 2036 | 3.7824
ENS | High | DLC | DLC-Thermostat-Electric Furnace | Residential | Residential Market Rate | MW of Load | 0 | 2036 | 0.17192
ENS | High | C&I Curtailment | C&I Curtailment- Manual HVAC Control | Large Commercial | Offices | MW of Load | 0 | 2036 | 0.018422
ENS | High | C&I Curtailment | C&I Curtailment- Manual HVAC Control | Large Commercial | Services | MW of Load | 0 | 2036 | 0.030304
ENS | High | C&I Curtailment | C&I Curtailment- Auto-DR HVAC Control | Large Commercial | Offices | MW of Load | 0 | 2036 | 0.12028
ENS | High | C&I Curtailment | C&I Curtailment- Auto-DR HVAC Control | Large Commercial | Services | MW of Load | 0 | 2036 | 0.19785
ENS | High | C&I Curtailment | C&I Curtailment- Standard Lighting Control | Large Commercial | Offices | MW of Load | 0 | 2036 | 0.0053584
ENS | High | C&I Curtailment | C&I Curtailment- Standard Lighting Control | Large Commercial | Services | MW of Load | 0 | 2036 | 0.040704
ENS | High | C&I Curtailment | C&I Curtailment- Advanced Lighting Control | Large Commercial | Offices | MW of Load | 0 | 2036 | 0.0026792
ENS | High | C&I Curtailment | C&I Curtailment- Advanced Lighting Control | Large Commercial | Services | MW of Load | 0 | 2036 | 0.020352
ENS | High | C&I Curtailment | C&I Curtailment- Water Heating Control | Large Commercial | Offices | MW of Load | 0 | 2036 | 0.0010702
ENS | High | C&I Curtailment | C&I Curtailment- Water Heating Control | Large Commercial | Services | MW of Load | 0 | 2036 | 0.011817
ENS | High | C&I Curtailment | C&I Curtailment- Other | Large Commercial | Offices | MW of Load | 0 | 2036 | 0.016228
ENS | High | C&I Curtailment | C&I Curtailment- Other | Large Commercial | Services | MW of Load | 0 | 2036 | 0.11272
ENS | High | C&I Curtailment | C&I Curtailment- Manual HVAC Control | Large Industrial | Miscellaneous | MW of Load | 0 | 2036 | 0.0073709
ENS | High | C&I Curtailment | C&I Curtailment- Manual HVAC Control | Large Industrial | Offices | MW of Load | 0 | 2036 | 0.005098
ENS | High | C&I Curtailment | C&I Curtailment- Manual HVAC Control | Large Industrial | Retail Trade | MW of Load | 0 | 2036 | 0.010792
ENS | High | C&I Curtailment | C&I Curtailment- Manual HVAC Control | Large Industrial | Services | MW of Load | 0 | 2036 | 0.0032025
ENS | High | C&I Curtailment | C&I Curtailment- Auto-DR HVAC Control | Large Industrial | Miscellaneous | MW of Load | 0 | 2036 | 0.048123
ENS | High | C&I Curtailment | C&I Curtailment- Auto-DR HVAC Control | Large Industrial | Offices | MW of Load | 0 | 2036 | 0.033284
ENS | High | C&I Curtailment | C&I Curtailment- Auto-DR HVAC Control | Large Industrial | Retail Trade | MW of Load | 0 | 2036 | 0.070457
ENS | High | C&I Curtailment | C&I Curtailment- Auto-DR HVAC Control | Large Industrial | Services | MW of Load | 0 | 2036 | 0.020909
ENS | High | C&I Curtailment | C&I Curtailment- Standard Lighting Control | Large Industrial | Miscellaneous | MW of Load | 0 | 2036 | 0.011039
ENS | High | C&I Curtailment | C&I Curtailment- Standard Lighting Control | Large Industrial | Offices | MW of Load | 0 | 2036 | 0.0020948
ENS | High | C&I Curtailment | C&I Curtailment- Standard Lighting Control | Large Industrial | Retail Trade | MW of Load | 0 | 2036 | 0.014495
ENS | High | C&I Curtailment | C&I Curtailment- Standard Lighting Control | Large Industrial | Services | MW of Load | 0 | 2036 | 0.0043015
ENS | High | C&I Curtailment | C&I Curtailment- Advanced Lighting Control | Large Industrial | Miscellaneous | MW of Load | 0 | 2036 | 0.0055197
ENS | High | C&I Curtailment | C&I Curtailment- Advanced Lighting Control | Large Industrial | Offices | MW of Load | 0 | 2036 | 0.0010474
ENS | High | C&I Curtailment | C&I Curtailment- Advanced Lighting Control | Large Industrial | Retail Trade | MW of Load | 0 | 2036 | 0.0072475
ENS | High | C&I Curtailment | C&I Curtailment- Advanced Lighting Control | Large Industrial | Services | MW of Load | 0 | 2036 | 0.0021508
ENS | High | C&I Curtailment | C&I Curtailment- Water Heating Control | Large Industrial | Miscellaneous | MW of Load | 0 | 2036 | 0.00079685
ENS | High | C&I Curtailment | C&I Curtailment- Water Heating Control | Large Industrial | Offices | MW of Load | 0 | 2036 | 0.00025085
ENS | High | C&I Curtailment | C&I Curtailment- Water Heating Control | Large Industrial | Retail Trade | MW of Load | 0 | 2036 | 0.004208
ENS | High | C&I Curtailment | C&I Curtailment- Water Heating Control | Large Industrial | Services | MW of Load | 0 | 2036 | 0.0012488
ENS | High | C&I Curtailment | C&I Curtailment- Other | Large Industrial | Miscellaneous | MW of Load | 0 | 2036 | 0.016698
ENS | High | C&I Curtailment | C&I Curtailment- Other | Large Industrial | Offices | MW of Load | 0 | 2036 | 0.0047973
ENS | High | C&I Curtailment | C&I Curtailment- Other | Large Industrial | Retail Trade | MW of Load | 0 | 2036 | 0.040141
ENS | High | C&I Curtailment | C&I Curtailment- Other | Large Industrial | Services | MW of Load | 0 | 2036 | 0.011912
ENS | High | C&I Curtailment | C&I Curtailment- Industrial | Large Industrial | Manufacturing | MW of Load | 0 | 2036 | 0.50739
ENS | High | C&I Curtailment | C&I Curtailment- Manual HVAC Control | Interruptible Rider | Miscellaneous | MW of Load | 0 | 2036 | 0.22919
ENS | High | C&I Curtailment | C&I Curtailment- Manual HVAC Control | Interruptible Rider | Retail Trade | MW of Load | 0 | 2036 | 0.0057324
ENS | High | C&I Curtailment | C&I Curtailment- Auto-DR HVAC Control | Interruptible Rider | Miscellaneous | MW of Load | 0 | 2036 | 1.4963
ENS | High | C&I Curtailment | C&I Curtailment- Auto-DR HVAC Control | Interruptible Rider | Retail Trade | MW of Load | 0 | 2036 | 0.037426
ENS | High | C&I Curtailment | C&I Curtailment- Standard Lighting Control | Interruptible Rider | Miscellaneous | MW of Load | 0 | 2036 | 0.11835
ENS | High | C&I Curtailment | C&I Curtailment- Standard Lighting Control | Interruptible Rider | Retail Trade | MW of Load | 0 | 2036 | 0.0090923
ENS | High | C&I Curtailment | C&I Curtailment- Advanced Lighting Control | Interruptible Rider | Miscellaneous | MW of Load | 0 | 2036 | 0.059173
ENS | High | C&I Curtailment | C&I Curtailment- Advanced Lighting Control | Interruptible Rider | Retail Trade | MW of Load | 0 | 2036 | 0.0045461
ENS | High | C&I Curtailment | C&I Curtailment- Water Heating Control | Interruptible Rider | Miscellaneous | MW of Load | 0 | 2036 | 0.013393
ENS | High | C&I Curtailment | C&I Curtailment- Water Heating Control | Interruptible Rider | Retail Trade | MW of Load | 0 | 2036 | 0.0018066
ENS | High | C&I Curtailment | C&I Curtailment- Other | Interruptible Rider | Miscellaneous | MW of Load | 0 | 2036 | 0.2396
ENS | High | C&I Curtailment | C&I Curtailment- Other | Interruptible Rider | Retail Trade | MW of Load | 0 | 2036 | 0.019582
ENS | High | C&I Curtailment | C&I Curtailment- Industrial | Interruptible Rider | Manufacturing | MW of Load | 0 | 2036 | 0.34983
ENS | High | Dynamic Pricing | Dynamic Pricing with enabling tech. | Small Commercial | Manufacturing | MW of Load | 1 | 2036 | 0.12988
ENS | High | Dynamic Pricing | Dynamic Pricing with enabling tech. | Small Commercial | Miscellaneous | MW of Load | 1 | 2036 | 1.5773
ENS | High | Dynamic Pricing | Dynamic Pricing with enabling tech. | Small Commercial | Offices | MW of Load | 1 | 2036 | 1.2594
ENS | High | Dynamic Pricing | Dynamic Pricing with enabling tech. | Small Commercial | Retail Trade | MW of Load | 1 | 2036 | 2.6958
ENS | High | Dynamic Pricing | Dynamic Pricing with enabling tech. | Small Commercial | Services | MW of Load | 1 | 2036 | 3.2436
ENS | High | Dynamic Pricing | Dynamic Pricing w/o enabling tech. | Small Commercial | Manufacturing | MW of Load | 1 | 2036 | 0.0077819
ENS | High | Dynamic Pricing | Dynamic Pricing w/o enabling tech. | Small Commercial | Miscellaneous | MW of Load | 1 | 2036 | 0.094512
ENS | High | Dynamic Pricing | Dynamic Pricing w/o enabling tech. | Small Commercial | Offices | MW of Load | 1 | 2036 | 0.075459
ENS | High | Dynamic Pricing | Dynamic Pricing w/o enabling tech. | Small Commercial | Retail Trade | MW of Load | 1 | 2036 | 0.16153
ENS | High | Dynamic Pricing | Dynamic Pricing w/o enabling tech. | Small Commercial | Services | MW of Load | 1 | 2036 | 0.19435
ENS | High | Dynamic Pricing | Dynamic Pricing with enabling tech. | Large Commercial | Offices | MW of Load | 1 | 2036 | 0.20801
ENS | High | Dynamic Pricing | Dynamic Pricing with enabling tech. | Large Commercial | Services | MW of Load | 1 | 2036 | 1.2707
ENS | High | Dynamic Pricing | Dynamic Pricing w/o enabling tech. | Large Commercial | Offices | MW of Load | 1 | 2036 | 0.099959
ENS | High | Dynamic Pricing | Dynamic Pricing w/o enabling tech. | Large Commercial | Services | MW of Load | 1 | 2036 | 0.61065
ENS | High | Dynamic Pricing | Dynamic Pricing with enabling tech. | Small Industrial | Manufacturing | MW of Load | 1 | 2036 | 0.24624
ENS | High | Dynamic Pricing | Dynamic Pricing with enabling tech. | Small Industrial | Miscellaneous | MW of Load | 1 | 2036 | 0.39476
ENS | High | Dynamic Pricing | Dynamic Pricing with enabling tech. | Small Industrial | Offices | MW of Load | 1 | 2036 | 0.024489
ENS | High | Dynamic Pricing | Dynamic Pricing with enabling tech. | Small Industrial | Retail Trade | MW of Load | 1 | 2036 | 0.068066
ENS | High | Dynamic Pricing | Dynamic Pricing with enabling tech. | Small Industrial | Services | MW of Load | 1 | 2036 | 0.084852
ENS | High | Dynamic Pricing | Dynamic Pricing w/o enabling tech. | Small Industrial | Manufacturing | MW of Load | 1 | 2036 | 0.014754
ENS | High | Dynamic Pricing | Dynamic Pricing w/o enabling tech. | Small Industrial | Miscellaneous | MW of Load | 1 | 2036 | 0.023653
ENS | High | Dynamic Pricing | Dynamic Pricing w/o enabling tech. | Small Industrial | Offices | MW of Load | 1 | 2036 | 0.0014673
ENS | High | Dynamic Pricing | Dynamic Pricing w/o enabling tech. | Small Industrial | Retail Trade | MW of Load | 1 | 2036 | 0.0040784
ENS | High | Dynamic Pricing | Dynamic Pricing w/o enabling tech. | Small Industrial | Services | MW of Load | 1 | 2036 | 0.0050842
ENS | High | Dynamic Pricing | Dynamic Pricing with enabling tech. | Large Industrial | Manufacturing | MW of Load | 1 | 2036 | 1.3616
ENS | High | Dynamic Pricing | Dynamic Pricing with enabling tech. | Large Industrial | Miscellaneous | MW of Load | 1 | 2036 | 0.69861
ENS | High | Dynamic Pricing | Dynamic Pricing with enabling tech. | Large Industrial | Offices | MW of Load | 1 | 2036 | 0.064542
ENS | High | Dynamic Pricing | Dynamic Pricing with enabling tech. | Large Industrial | Retail Trade | MW of Load | 1 | 2036 | 0.28952
ENS | High | Dynamic Pricing | Dynamic Pricing with enabling tech. | Large Industrial | Services | MW of Load | 1 | 2036 | 0.1432
ENS | High | Dynamic Pricing | Dynamic Pricing w/o enabling tech. | Large Industrial | Manufacturing | MW of Load | 1 | 2036 | 0.6543
ENS | High | Dynamic Pricing | Dynamic Pricing w/o enabling tech. | Large Industrial | Miscellaneous | MW of Load | 1 | 2036 | 0.33572
ENS | High | Dynamic Pricing | Dynamic Pricing w/o enabling tech. | Large Industrial | Offices | MW of Load | 1 | 2036 | 0.031016
ENS | High | Dynamic Pricing | Dynamic Pricing w/o enabling tech. | Large Industrial | Retail Trade | MW of Load | 1 | 2036 | 0.13913
ENS | High | Dynamic Pricing | Dynamic Pricing w/o enabling tech. | Large Industrial | Services | MW of Load | 1 | 2036 | 0.068813
ENS | High | Dynamic Pricing | Dynamic Pricing with enabling tech. | Interruptible Rider | Manufacturing | MW of Load | 1 | 2036 | 0.46707
ENS | High | Dynamic Pricing | Dynamic Pricing with enabling tech. | Interruptible Rider | Miscellaneous | MW of Load | 1 | 2036 | 1.2383
ENS | High | Dynamic Pricing | Dynamic Pricing with enabling tech. | Interruptible Rider | Retail Trade | MW of Load | 1 | 2036 | 0.072695
ENS | High | Dynamic Pricing | Dynamic Pricing w/o enabling tech. | Interruptible Rider | Manufacturing | MW of Load | 1 | 2036 | 0.22445
ENS | High | Dynamic Pricing | Dynamic Pricing w/o enabling tech. | Interruptible Rider | Miscellaneous | MW of Load | 1 | 2036 | 0.59504
ENS | High | Dynamic Pricing | Dynamic Pricing w/o enabling tech. | Interruptible Rider | Retail Trade | MW of Load | 1 | 2036 | 0.034933
ENS | High | Dynamic Pricing | Dynamic Pricing with enabling tech. | Residential | Residential Market Rate | MW of Load | 1 | 2036 | 38.3998
ENS | High | Dynamic Pricing | Dynamic Pricing w/o enabling tech. | Residential | Residential Market Rate | MW of Load | 1 | 2036 | 25.957
ENS | High | BTM Battery Control | BTM Battery Control | Small Commercial | Manufacturing | MW of Load | 0 | 2036 | 0.016487
ENS | High | BTM Battery Control | BTM Battery Control | Small Commercial | Miscellaneous | MW of Load | 0 | 2036 | 0.12257
ENS | High | BTM Battery Control | BTM Battery Control | Small Commercial | Offices | MW of Load | 0 | 2036 | 0.042187
ENS | High | BTM Battery Control | BTM Battery Control | Small Commercial | Retail Trade | MW of Load | 0 | 2036 | 0.073603
ENS | High | BTM Battery Control | BTM Battery Control | Small Commercial | Services | MW of Load | 0 | 2036 | 0.16024
ENS | High | BTM Battery Control | BTM Battery Control | Large Commercial | Offices | MW of Load | 0 | 2036 | 0.01553
ENS | High | BTM Battery Control | BTM Battery Control | Large Commercial | Services | MW of Load | 0 | 2036 | 0.082826
ENS | High | BTM Battery Control | BTM Battery Control | Small Industrial | Manufacturing | MW of Load | 0 | 2036 | 0.00040253
ENS | High | BTM Battery Control | BTM Battery Control | Small Industrial | Miscellaneous | MW of Load | 0 | 2036 | 0.002621
ENS | High | BTM Battery Control | BTM Battery Control | Small Industrial | Offices | MW of Load | 0 | 2036 | 0.0010383
ENS | High | BTM Battery Control | BTM Battery Control | Small Industrial | Retail Trade | MW of Load | 0 | 2036 | 0.0018068
ENS | High | BTM Battery Control | BTM Battery Control | Small Industrial | Services | MW of Load | 0 | 2036 | 0.0039292
ENS | High | BTM Battery Control | BTM Battery Control | Large Industrial | Manufacturing | MW of Load | 0 | 2036 | 0.010167
ENS | High | BTM Battery Control | BTM Battery Control | Large Industrial | Miscellaneous | MW of Load | 0 | 2036 | 0.047139
ENS | High | BTM Battery Control | BTM Battery Control | Large Industrial | Offices | MW of Load | 0 | 2036 | 0.0055458
ENS | High | BTM Battery Control | BTM Battery Control | Large Industrial | Retail Trade | MW of Load | 0 | 2036 | 0.027729
ENS | High | BTM Battery Control | BTM Battery Control | Large Industrial | Services | MW of Load | 0 | 2036 | 0.060079
ENS | High | BTM Battery Control | BTM Battery Control | Interruptible Rider | Manufacturing | MW of Load | 0 | 2036 | 0.013591
ENS | High | BTM Battery Control | BTM Battery Control | Interruptible Rider | Miscellaneous | MW of Load | 0 | 2036 | 0.036242
ENS | High | BTM Battery Control | BTM Battery Control | Interruptible Rider | Retail Trade | MW of Load | 0 | 2036 | 0.054362
ENS | High | BTM Battery Control | BTM Battery Control | Residential | Residential LI | MW of Load | 0 | 2036 | 1.4943
ENS | High | BTM Battery Control | BTM Battery Control | Residential | Residential Market Rate | MW of Load | 0 | 2036 | 0.83726
ENS | High | EV Charging Control | EV Charging Control | EV | EV | MW of Load | 0 | 2036 | 2.4732
ENS | High | Behavioral DR | Behavioral DR | Residential | Residential LI | MW of Load | 1 | 2036 | 0.39674
ENS | High | Behavioral DR | Behavioral DR | Residential | Residential Market Rate | MW of Load | 1 | 2036 | 3.4795
ENS | High | DLC | DLC-Switch-Water Heating | Small Commercial | Miscellaneous | MW of Load | 0 | 2037 | 0.015755
ENS | High | DLC | DLC-Switch-Water Heating | Small Commercial | Offices | MW of Load | 0 | 2037 | 0.0092523
ENS | High | DLC | DLC-Switch-Water Heating | Small Commercial | Retail Trade | MW of Load | 0 | 2037 | 0.052778
ENS | High | DLC | DLC-Switch-Water Heating | Small Commercial | Services | MW of Load | 0 | 2037 | 0.063363
ENS | High | DLC | DLC-Thermostat-HVAC | Small Commercial | Miscellaneous | MW of Load | 0 | 2037 | 0.088347
ENS | High | DLC | DLC-Thermostat-HVAC | Small Commercial | Offices | MW of Load | 0 | 2037 | 0.13901
ENS | High | DLC | DLC-Thermostat-HVAC | Small Commercial | Retail Trade | MW of Load | 0 | 2037 | 0.10757
ENS | High | DLC | DLC-Thermostat-HVAC | Small Commercial | Services | MW of Load | 0 | 2037 | 0.12952
ENS | High | DLC | DLC-Switch-Water Heating | Small Industrial | Miscellaneous | MW of Load | 0 | 2037 | 0.0038259
ENS | High | DLC | DLC-Switch-Water Heating | Small Industrial | Offices | MW of Load | 0 | 2037 | 0.00014975
ENS | High | DLC | DLC-Switch-Water Heating | Small Industrial | Retail Trade | MW of Load | 0 | 2037 | 0.0010531
ENS | High | DLC | DLC-Switch-Water Heating | Small Industrial | Services | MW of Load | 0 | 2037 | 0.0013128
ENS | High | DLC | DLC-Thermostat-HVAC | Small Industrial | Miscellaneous | MW of Load | 0 | 2037 | 0.024607
ENS | High | DLC | DLC-Thermostat-HVAC | Small Industrial | Offices | MW of Load | 0 | 2037 | 0.0024412
ENS | High | DLC | DLC-Thermostat-HVAC | Small Industrial | Retail Trade | MW of Load | 0 | 2037 | 0.0026588
ENS | High | DLC | DLC-Thermostat-HVAC | Small Industrial | Services | MW of Load | 0 | 2037 | 0.0033145
ENS | High | DLC | DLC-Switch-Water Heating | Residential | Residential LI | MW of Load | 0 | 2037 | 4.6828
ENS | High | DLC | DLC-Switch-Water Heating | Residential | Residential Market Rate | MW of Load | 0 | 2037 | 2.0463
ENS | High | DLC | DLC-Thermostat-Heat Pump | Residential | Residential LI | MW of Load | 0 | 2037 | 1.9694
ENS | High | DLC | DLC-Thermostat-Heat Pump | Residential | Residential Market Rate | MW of Load | 0 | 2037 | 1.8701
ENS | High | DLC | DLC-Thermostat-Electric Furnace | Residential | Residential LI | MW of Load | 0 | 2037 | 3.7273
ENS | High | DLC | DLC-Thermostat-Electric Furnace | Residential | Residential Market Rate | MW of Load | 0 | 2037 | 0.14907
ENS | High | C&I Curtailment | C&I Curtailment- Manual HVAC Control | Large Commercial | Offices | MW of Load | 0 | 2037 | 0.018076
ENS | High | C&I Curtailment | C&I Curtailment- Manual HVAC Control | Large Commercial | Services | MW of Load | 0 | 2037 | 0.02912
ENS | High | C&I Curtailment | C&I Curtailment- Auto-DR HVAC Control | Large Commercial | Offices | MW of Load | 0 | 2037 | 0.11802
ENS | High | C&I Curtailment | C&I Curtailment- Auto-DR HVAC Control | Large Commercial | Services | MW of Load | 0 | 2037 | 0.19012
ENS | High | C&I Curtailment | C&I Curtailment- Standard Lighting Control | Large Commercial | Offices | MW of Load | 0 | 2037 | 0.0049746
ENS | High | C&I Curtailment | C&I Curtailment- Standard Lighting Control | Large Commercial | Services | MW of Load | 0 | 2037 | 0.038538
ENS | High | C&I Curtailment | C&I Curtailment- Advanced Lighting Control | Large Commercial | Offices | MW of Load | 0 | 2037 | 0.0024873
ENS | High | C&I Curtailment | C&I Curtailment- Advanced Lighting Control | Large Commercial | Services | MW of Load | 0 | 2037 | 0.019269
ENS | High | C&I Curtailment | C&I Curtailment- Water Heating Control | Large Commercial | Offices | MW of Load | 0 | 2037 | 0.001062
ENS | High | C&I Curtailment | C&I Curtailment- Water Heating Control | Large Commercial | Services | MW of Load | 0 | 2037 | 0.011722
ENS | High | C&I Curtailment | C&I Curtailment- Other | Large Commercial | Offices | MW of Load | 0 | 2037 | 0.015899
ENS | High | C&I Curtailment | C&I Curtailment- Other | Large Commercial | Services | MW of Load | 0 | 2037 | 0.1108
ENS | High | C&I Curtailment | C&I Curtailment- Manual HVAC Control | Large Industrial | Miscellaneous | MW of Load | 0 | 2037 | 0.0076379
ENS | High | C&I Curtailment | C&I Curtailment- Manual HVAC Control | Large Industrial | Offices | MW of Load | 0 | 2037 | 0.0051541
ENS | High | C&I Curtailment | C&I Curtailment- Manual HVAC Control | Large Industrial | Retail Trade | MW of Load | 0 | 2037 | 0.010627
ENS | High | C&I Curtailment | C&I Curtailment- Manual HVAC Control | Large Industrial | Services | MW of Load | 0 | 2037 | 0.0031536
ENS | High | C&I Curtailment | C&I Curtailment- Auto-DR HVAC Control | Large Industrial | Miscellaneous | MW of Load | 0 | 2037 | 0.049867
ENS | High | C&I Curtailment | C&I Curtailment- Auto-DR HVAC Control | Large Industrial | Offices | MW of Load | 0 | 2037 | 0.03365
ENS | High | C&I Curtailment | C&I Curtailment- Auto-DR HVAC Control | Large Industrial | Retail Trade | MW of Load | 0 | 2037 | 0.069381
ENS | High | C&I Curtailment | C&I Curtailment- Auto-DR HVAC Control | Large Industrial | Services | MW of Load | 0 | 2037 | 0.020589
ENS | High | C&I Curtailment | C&I Curtailment- Standard Lighting Control | Large Industrial | Miscellaneous | MW of Load | 0 | 2037 | 0.010797
ENS | High | C&I Curtailment | C&I Curtailment- Standard Lighting Control | Large Industrial | Offices | MW of Load | 0 | 2037 | 0.0020676
ENS | High | C&I Curtailment | C&I Curtailment- Standard Lighting Control | Large Industrial | Retail Trade | MW of Load | 0 | 2037 | 0.014064
ENS | High | C&I Curtailment | C&I Curtailment- Standard Lighting Control | Large Industrial | Services | MW of Load | 0 | 2037 | 0.0041736
ENS | High | C&I Curtailment | C&I Curtailment- Advanced Lighting Control | Large Industrial | Miscellaneous | MW of Load | 0 | 2037 | 0.0053984
ENS | High | C&I Curtailment | C&I Curtailment- Advanced Lighting Control | Large Industrial | Offices | MW of Load | 0 | 2037 | 0.0010338
ENS | High | C&I Curtailment | C&I Curtailment- Advanced Lighting Control | Large Industrial | Retail Trade | MW of Load | 0 | 2037 | 0.007032
ENS | High | C&I Curtailment | C&I Curtailment- Advanced Lighting Control | Large Industrial | Services | MW of Load | 0 | 2037 | 0.0020868
ENS | High | C&I Curtailment | C&I Curtailment- Water Heating Control | Large Industrial | Miscellaneous | MW of Load | 0 | 2037 | 0.00079357
ENS | High | C&I Curtailment | C&I Curtailment- Water Heating Control | Large Industrial | Offices | MW of Load | 0 | 2037 | 0.00025425
ENS | High | C&I Curtailment | C&I Curtailment- Water Heating Control | Large Industrial | Retail Trade | MW of Load | 0 | 2037 | 0.0042776
ENS | High | C&I Curtailment | C&I Curtailment- Water Heating Control | Large Industrial | Services | MW of Load | 0 | 2037 | 0.0012694
ENS | High | C&I Curtailment | C&I Curtailment- Other | Large Industrial | Miscellaneous | MW of Load | 0 | 2037 | 0.016591
ENS | High | C&I Curtailment | C&I Curtailment- Other | Large Industrial | Offices | MW of Load | 0 | 2037 | 0.0048637
ENS | High | C&I Curtailment | C&I Curtailment- Other | Large Industrial | Retail Trade | MW of Load | 0 | 2037 | 0.040436
ENS | High | C&I Curtailment | C&I Curtailment- Other | Large Industrial | Services | MW of Load | 0 | 2037 | 0.012
ENS | High | C&I Curtailment | C&I Curtailment- Industrial | Large Industrial | Manufacturing | MW of Load | 0 | 2037 | 0.49755
ENS | High | C&I Curtailment | C&I Curtailment- Manual HVAC Control | Interruptible Rider | Miscellaneous | MW of Load | 0 | 2037 | 0.22722
ENS | High | C&I Curtailment | C&I Curtailment- Manual HVAC Control | Interruptible Rider | Retail Trade | MW of Load | 0 | 2037 | 0.0056228
ENS | High | C&I Curtailment | C&I Curtailment- Auto-DR HVAC Control | Interruptible Rider | Miscellaneous | MW of Load | 0 | 2037 | 1.4835
ENS | High | C&I Curtailment | C&I Curtailment- Auto-DR HVAC Control | Interruptible Rider | Retail Trade | MW of Load | 0 | 2037 | 0.036711
ENS | High | C&I Curtailment | C&I Curtailment- Standard Lighting Control | Interruptible Rider | Miscellaneous | MW of Load | 0 | 2037 | 0.11492
ENS | High | C&I Curtailment | C&I Curtailment- Standard Lighting Control | Interruptible Rider | Retail Trade | MW of Load | 0 | 2037 | 0.0088862
ENS | High | C&I Curtailment | C&I Curtailment- Advanced Lighting Control | Interruptible Rider | Miscellaneous | MW of Load | 0 | 2037 | 0.057462
ENS | High | C&I Curtailment | C&I Curtailment- Advanced Lighting Control | Interruptible Rider | Retail Trade | MW of Load | 0 | 2037 | 0.0044431
ENS | High | C&I Curtailment | C&I Curtailment- Water Heating Control | Interruptible Rider | Miscellaneous | MW of Load | 0 | 2037 | 0.013324
ENS | High | C&I Curtailment | C&I Curtailment- Water Heating Control | Interruptible Rider | Retail Trade | MW of Load | 0 | 2037 | 0.0018013
ENS | High | C&I Curtailment | C&I Curtailment- Other | Interruptible Rider | Miscellaneous | MW of Load | 0 | 2037 | 0.23803
ENS | High | C&I Curtailment | C&I Curtailment- Other | Interruptible Rider | Retail Trade | MW of Load | 0 | 2037 | 0.019485
ENS | High | C&I Curtailment | C&I Curtailment- Industrial | Interruptible Rider | Manufacturing | MW of Load | 0 | 2037 | 0.33842
ENS | High | Dynamic Pricing | Dynamic Pricing with enabling tech. | Small Commercial | Manufacturing | MW of Load | 1 | 2037 | 0.12412
ENS | High | Dynamic Pricing | Dynamic Pricing with enabling tech. | Small Commercial | Miscellaneous | MW of Load | 1 | 2037 | 1.5404
ENS | High | Dynamic Pricing | Dynamic Pricing with enabling tech. | Small Commercial | Offices | MW of Load | 1 | 2037 | 1.23
ENS | High | Dynamic Pricing | Dynamic Pricing with enabling tech. | Small Commercial | Retail Trade | MW of Load | 1 | 2037 | 2.6181
ENS | High | Dynamic Pricing | Dynamic Pricing with enabling tech. | Small Commercial | Services | MW of Load | 1 | 2037 | 3.1499
ENS | High | Dynamic Pricing | Dynamic Pricing w/o enabling tech. | Small Commercial | Manufacturing | MW of Load | 1 | 2037 | 0.0074373
ENS | High | Dynamic Pricing | Dynamic Pricing w/o enabling tech. | Small Commercial | Miscellaneous | MW of Load | 1 | 2037 | 0.092298
ENS | High | Dynamic Pricing | Dynamic Pricing w/o enabling tech. | Small Commercial | Offices | MW of Load | 1 | 2037 | 0.0737
ENS | High | Dynamic Pricing | Dynamic Pricing w/o enabling tech. | Small Commercial | Retail Trade | MW of Load | 1 | 2037 | 0.15687
ENS | High | Dynamic Pricing | Dynamic Pricing w/o enabling tech. | Small Commercial | Services | MW of Load | 1 | 2037 | 0.18874
ENS | High | Dynamic Pricing | Dynamic Pricing with enabling tech. | Large Commercial | Offices | MW of Load | 1 | 2037 | 0.20343
ENS | High | Dynamic Pricing | Dynamic Pricing with enabling tech. | Large Commercial | Services | MW of Load | 1 | 2037 | 1.241
ENS | High | Dynamic Pricing | Dynamic Pricing w/o enabling tech. | Large Commercial | Offices | MW of Load | 1 | 2037 | 0.097757
ENS | High | Dynamic Pricing | Dynamic Pricing w/o enabling tech. | Large Commercial | Services | MW of Load | 1 | 2037 | 0.59635
ENS | High | Dynamic Pricing | Dynamic Pricing with enabling tech. | Small Industrial | Manufacturing | MW of Load | 1 | 2037 | 0.23995
ENS | High | Dynamic Pricing | Dynamic Pricing with enabling tech. | Small Industrial | Miscellaneous | MW of Load | 1 | 2037 | 0.39278
ENS | High | Dynamic Pricing | Dynamic Pricing with enabling tech. | Small Industrial | Offices | MW of Load | 1 | 2037 | 0.024458
ENS | High | Dynamic Pricing | Dynamic Pricing with enabling tech. | Small Industrial | Retail Trade | MW of Load | 1 | 2037 | 0.067947
ENS | High | Dynamic Pricing | Dynamic Pricing with enabling tech. | Small Industrial | Services | MW of Load | 1 | 2037 | 0.084703
ENS | High | Dynamic Pricing | Dynamic Pricing w/o enabling tech. | Small Industrial | Manufacturing | MW of Load | 1 | 2037 | 0.014377
ENS | High | Dynamic Pricing | Dynamic Pricing w/o enabling tech. | Small Industrial | Miscellaneous | MW of Load | 1 | 2037 | 0.023535
ENS | High | Dynamic Pricing | Dynamic Pricing w/o enabling tech. | Small Industrial | Offices | MW of Load | 1 | 2037 | 0.0014655
ENS | High | Dynamic Pricing | Dynamic Pricing w/o enabling tech. | Small Industrial | Retail Trade | MW of Load | 1 | 2037 | 0.0040713
ENS | High | Dynamic Pricing | Dynamic Pricing w/o enabling tech. | Small Industrial | Services | MW of Load | 1 | 2037 | 0.0050753
ENS | High | Dynamic Pricing | Dynamic Pricing with enabling tech. | Large Industrial | Manufacturing | MW of Load | 1 | 2037 | 1.335
ENS | High | Dynamic Pricing | Dynamic Pricing with enabling tech. | Large Industrial | Miscellaneous | MW of Load | 1 | 2037 | 0.69966
ENS | High | Dynamic Pricing | Dynamic Pricing with enabling tech. | Large Industrial | Offices | MW of Load | 1 | 2037 | 0.065239
ENS | High | Dynamic Pricing | Dynamic Pricing with enabling tech. | Large Industrial | Retail Trade | MW of Load | 1 | 2037 | 0.28975
ENS | High | Dynamic Pricing | Dynamic Pricing with enabling tech. | Large Industrial | Services | MW of Load | 1 | 2037 | 0.14331
ENS | High | Dynamic Pricing | Dynamic Pricing w/o enabling tech. | Large Industrial | Manufacturing | MW of Load | 1 | 2037 | 0.64152
ENS | High | Dynamic Pricing | Dynamic Pricing w/o enabling tech. | Large Industrial | Miscellaneous | MW of Load | 1 | 2037 | 0.33622
ENS | High | Dynamic Pricing | Dynamic Pricing w/o enabling tech. | Large Industrial | Offices | MW of Load | 1 | 2037 | 0.031351
ENS | High | Dynamic Pricing | Dynamic Pricing w/o enabling tech. | Large Industrial | Retail Trade | MW of Load | 1 | 2037 | 0.13924
ENS | High | Dynamic Pricing | Dynamic Pricing w/o enabling tech. | Large Industrial | Services | MW of Load | 1 | 2037 | 0.068868
ENS | High | Dynamic Pricing | Dynamic Pricing with enabling tech. | Interruptible Rider | Manufacturing | MW of Load | 1 | 2037 | 0.45175
ENS | High | Dynamic Pricing | Dynamic Pricing with enabling tech. | Interruptible Rider | Miscellaneous | MW of Load | 1 | 2037 | 1.2269
ENS | High | Dynamic Pricing | Dynamic Pricing with enabling tech. | Interruptible Rider | Retail Trade | MW of Load | 1 | 2037 | 0.072027
ENS | High | Dynamic Pricing | Dynamic Pricing w/o enabling tech. | Interruptible Rider | Manufacturing | MW of Load | 1 | 2037 | 0.21709
ENS | High | Dynamic Pricing | Dynamic Pricing w/o enabling tech. | Interruptible Rider | Miscellaneous | MW of Load | 1 | 2037 | 0.5896
ENS | High | Dynamic Pricing | Dynamic Pricing w/o enabling tech. | Interruptible Rider | Retail Trade | MW of Load | 1 | 2037 | 0.034612
ENS | High | Dynamic Pricing | Dynamic Pricing with enabling tech. | Residential | Residential Market Rate | MW of Load | 1 | 2037 | 38.3787
ENS | High | Dynamic Pricing | Dynamic Pricing w/o enabling tech. | Residential | Residential Market Rate | MW of Load | 1 | 2037 | 25.9428
ENS | High | BTM Battery Control | BTM Battery Control | Small Commercial | Manufacturing | MW of Load | 0 | 2037 | 0.016492
ENS | High | BTM Battery Control | BTM Battery Control | Small Commercial | Miscellaneous | MW of Load | 0 | 2037 | 0.12266
ENS | High | BTM Battery Control | BTM Battery Control | Small Commercial | Offices | MW of Load | 0 | 2037 | 0.042189
ENS | High | BTM Battery Control | BTM Battery Control | Small Commercial | Retail Trade | MW of Load | 0 | 2037 | 0.073625
ENS | High | BTM Battery Control | BTM Battery Control | Small Commercial | Services | MW of Load | 0 | 2037 | 0.16028
ENS | High | BTM Battery Control | BTM Battery Control | Large Commercial | Offices | MW of Load | 0 | 2037 | 0.015535
ENS | High | BTM Battery Control | BTM Battery Control | Large Commercial | Services | MW of Load | 0 | 2037 | 0.082851
ENS | High | BTM Battery Control | BTM Battery Control | Small Industrial | Manufacturing | MW of Load | 0 | 2037 | 0.00040265
ENS | High | BTM Battery Control | BTM Battery Control | Small Industrial | Miscellaneous | MW of Load | 0 | 2037 | 0.0026218
ENS | High | BTM Battery Control | BTM Battery Control | Small Industrial | Offices | MW of Load | 0 | 2037 | 0.0010386
ENS | High | BTM Battery Control | BTM Battery Control | Small Industrial | Retail Trade | MW of Load | 0 | 2037 | 0.0018073
ENS | High | BTM Battery Control | BTM Battery Control | Small Industrial | Services | MW of Load | 0 | 2037 | 0.0039304
ENS | High | BTM Battery Control | BTM Battery Control | Large Industrial | Manufacturing | MW of Load | 0 | 2037 | 0.01017
ENS | High | BTM Battery Control | BTM Battery Control | Large Industrial | Miscellaneous | MW of Load | 0 | 2037 | 0.047153
ENS | High | BTM Battery Control | BTM Battery Control | Large Industrial | Offices | MW of Load | 0 | 2037 | 0.0055475
ENS | High | BTM Battery Control | BTM Battery Control | Large Industrial | Retail Trade | MW of Load | 0 | 2037 | 0.027737
ENS | High | BTM Battery Control | BTM Battery Control | Large Industrial | Services | MW of Load | 0 | 2037 | 0.060098
ENS | High | BTM Battery Control | BTM Battery Control | Interruptible Rider | Manufacturing | MW of Load | 0 | 2037 | 0.013595
ENS | High | BTM Battery Control | BTM Battery Control | Interruptible Rider | Miscellaneous | MW of Load | 0 | 2037 | 0.036252
ENS | High | BTM Battery Control | BTM Battery Control | Interruptible Rider | Retail Trade | MW of Load | 0 | 2037 | 0.054379
ENS | High | BTM Battery Control | BTM Battery Control | Residential | Residential LI | MW of Load | 0 | 2037 | 1.5022
ENS | High | BTM Battery Control | BTM Battery Control | Residential | Residential Market Rate | MW of Load | 0 | 2037 | 0.84163
ENS | High | EV Charging Control | EV Charging Control | EV | EV | MW of Load | 0 | 2037 | 2.7939
ENS | High | Behavioral DR | Behavioral DR | Residential | Residential LI | MW of Load | 1 | 2037 | 0.39517
ENS | High | Behavioral DR | Behavioral DR | Residential | Residential Market Rate | MW of Load | 1 | 2037 | 3.4776
ENS | High | DLC | DLC-Switch-Water Heating | Small Commercial | Miscellaneous | MW of Load | 0 | 2038 | 0.01555
ENS | High | DLC | DLC-Switch-Water Heating | Small Commercial | Offices | MW of Load | 0 | 2038 | 0.0091045
ENS | High | DLC | DLC-Switch-Water Heating | Small Commercial | Retail Trade | MW of Load | 0 | 2038 | 0.051982
ENS | High | DLC | DLC-Switch-Water Heating | Small Commercial | Services | MW of Load | 0 | 2038 | 0.062396
ENS | High | DLC | DLC-Thermostat-HVAC | Small Commercial | Miscellaneous | MW of Load | 0 | 2038 | 0.085544
ENS | High | DLC | DLC-Thermostat-HVAC | Small Commercial | Offices | MW of Load | 0 | 2038 | 0.13581
ENS | High | DLC | DLC-Thermostat-HVAC | Small Commercial | Retail Trade | MW of Load | 0 | 2038 | 0.10251
ENS | High | DLC | DLC-Thermostat-HVAC | Small Commercial | Services | MW of Load | 0 | 2038 | 0.12343
ENS | High | DLC | DLC-Switch-Water Heating | Small Industrial | Miscellaneous | MW of Load | 0 | 2038 | 0.003839
ENS | High | DLC | DLC-Switch-Water Heating | Small Industrial | Offices | MW of Load | 0 | 2038 | 0.00014998
ENS | High | DLC | DLC-Switch-Water Heating | Small Industrial | Retail Trade | MW of Load | 0 | 2038 | 0.0010577
ENS | High | DLC | DLC-Switch-Water Heating | Small Industrial | Services | MW of Load | 0 | 2038 | 0.0013186
ENS | High | DLC | DLC-Thermostat-HVAC | Small Industrial | Miscellaneous | MW of Load | 0 | 2038 | 0.02439
ENS | High | DLC | DLC-Thermostat-HVAC | Small Industrial | Offices | MW of Load | 0 | 2038 | 0.0024386
ENS | High | DLC | DLC-Thermostat-HVAC | Small Industrial | Retail Trade | MW of Load | 0 | 2038 | 0.0026253
ENS | High | DLC | DLC-Thermostat-HVAC | Small Industrial | Services | MW of Load | 0 | 2038 | 0.0032728
ENS | High | DLC | DLC-Switch-Water Heating | Residential | Residential LI | MW of Load | 0 | 2038 | 4.696
ENS | High | DLC | DLC-Switch-Water Heating | Residential | Residential Market Rate | MW of Load | 0 | 2038 | 2.053
ENS | High | DLC | DLC-Thermostat-Heat Pump | Residential | Residential LI | MW of Load | 0 | 2038 | 2.0263
ENS | High | DLC | DLC-Thermostat-Heat Pump | Residential | Residential Market Rate | MW of Load | 0 | 2038 | 1.8965
ENS | High | DLC | DLC-Thermostat-Electric Furnace | Residential | Residential LI | MW of Load | 0 | 2038 | 3.6788
ENS | High | DLC | DLC-Thermostat-Electric Furnace | Residential | Residential Market Rate | MW of Load | 0 | 2038 | 0.12829
ENS | High | C&I Curtailment | C&I Curtailment- Manual HVAC Control | Large Commercial | Offices | MW of Load | 0 | 2038 | 0.017719
ENS | High | C&I Curtailment | C&I Curtailment- Manual HVAC Control | Large Commercial | Services | MW of Load | 0 | 2038 | 0.027909
ENS | High | C&I Curtailment | C&I Curtailment- Auto-DR HVAC Control | Large Commercial | Offices | MW of Load | 0 | 2038 | 0.11569
ENS | High | C&I Curtailment | C&I Curtailment- Auto-DR HVAC Control | Large Commercial | Services | MW of Load | 0 | 2038 | 0.18221
ENS | High | C&I Curtailment | C&I Curtailment- Standard Lighting Control | Large Commercial | Offices | MW of Load | 0 | 2038 | 0.0045879
ENS | High | C&I Curtailment | C&I Curtailment- Standard Lighting Control | Large Commercial | Services | MW of Load | 0 | 2038 | 0.036354
ENS | High | C&I Curtailment | C&I Curtailment- Advanced Lighting Control | Large Commercial | Offices | MW of Load | 0 | 2038 | 0.002294
ENS | High | C&I Curtailment | C&I Curtailment- Advanced Lighting Control | Large Commercial | Services | MW of Load | 0 | 2038 | 0.018177
ENS | High | C&I Curtailment | C&I Curtailment- Water Heating Control | Large Commercial | Offices | MW of Load | 0 | 2038 | 0.0010533
ENS | High | C&I Curtailment | C&I Curtailment- Water Heating Control | Large Commercial | Services | MW of Load | 0 | 2038 | 0.011622
ENS | High | C&I Curtailment | C&I Curtailment- Other | Large Commercial | Offices | MW of Load | 0 | 2038 | 0.015567
ENS | High | C&I Curtailment | C&I Curtailment- Other | Large Commercial | Services | MW of Load | 0 | 2038 | 0.10885
ENS | High | C&I Curtailment | C&I Curtailment- Manual HVAC Control | Large Industrial | Miscellaneous | MW of Load | 0 | 2038 | 0.0076141
ENS | High | C&I Curtailment | C&I Curtailment- Manual HVAC Control | Large Industrial | Offices | MW of Load | 0 | 2038 | 0.0052097
ENS | High | C&I Curtailment | C&I Curtailment- Manual HVAC Control | Large Industrial | Retail Trade | MW of Load | 0 | 2038 | 0.010441
ENS | High | C&I Curtailment | C&I Curtailment- Manual HVAC Control | Large Industrial | Services | MW of Load | 0 | 2038 | 0.0030983
ENS | High | C&I Curtailment | C&I Curtailment- Auto-DR HVAC Control | Large Industrial | Miscellaneous | MW of Load | 0 | 2038 | 0.049711
ENS | High | C&I Curtailment | C&I Curtailment- Auto-DR HVAC Control | Large Industrial | Offices | MW of Load | 0 | 2038 | 0.034013
ENS | High | C&I Curtailment | C&I Curtailment- Auto-DR HVAC Control | Large Industrial | Retail Trade | MW of Load | 0 | 2038 | 0.068165
ENS | High | C&I Curtailment | C&I Curtailment- Auto-DR HVAC Control | Large Industrial | Services | MW of Load | 0 | 2038 | 0.020229
ENS | High | C&I Curtailment | C&I Curtailment- Standard Lighting Control | Large Industrial | Miscellaneous | MW of Load | 0 | 2038 | 0.010678
ENS | High | C&I Curtailment | C&I Curtailment- Standard Lighting Control | Large Industrial | Offices | MW of Load | 0 | 2038 | 0.0020391
ENS | High | C&I Curtailment | C&I Curtailment- Standard Lighting Control | Large Industrial | Retail Trade | MW of Load | 0 | 2038 | 0.0136
ENS | High | C&I Curtailment | C&I Curtailment- Standard Lighting Control | Large Industrial | Services | MW of Load | 0 | 2038 | 0.0040359
ENS | High | C&I Curtailment | C&I Curtailment- Advanced Lighting Control | Large Industrial | Miscellaneous | MW of Load | 0 | 2038 | 0.0053392
ENS | High | C&I Curtailment | C&I Curtailment- Advanced Lighting Control | Large Industrial | Offices | MW of Load | 0 | 2038 | 0.0010196
ENS | High | C&I Curtailment | C&I Curtailment- Advanced Lighting Control | Large Industrial | Retail Trade | MW of Load | 0 | 2038 | 0.0068
ENS | High | C&I Curtailment | C&I Curtailment- Advanced Lighting Control | Large Industrial | Services | MW of Load | 0 | 2038 | 0.002018
ENS | High | C&I Curtailment | C&I Curtailment- Water Heating Control | Large Industrial | Miscellaneous | MW of Load | 0 | 2038 | 0.0007997
ENS | High | C&I Curtailment | C&I Curtailment- Water Heating Control | Large Industrial | Offices | MW of Load | 0 | 2038 | 0.00025762
ENS | High | C&I Curtailment | C&I Curtailment- Water Heating Control | Large Industrial | Retail Trade | MW of Load | 0 | 2038 | 0.0043476
ENS | High | C&I Curtailment | C&I Curtailment- Water Heating Control | Large Industrial | Services | MW of Load | 0 | 2038 | 0.0012902
ENS | High | C&I Curtailment | C&I Curtailment- Other | Large Industrial | Miscellaneous | MW of Load | 0 | 2038 | 0.016682
ENS | High | C&I Curtailment | C&I Curtailment- Other | Large Industrial | Offices | MW of Load | 0 | 2038 | 0.004931
ENS | High | C&I Curtailment | C&I Curtailment- Other | Large Industrial | Retail Trade | MW of Load | 0 | 2038 | 0.04072
ENS | High | C&I Curtailment | C&I Curtailment- Other | Large Industrial | Services | MW of Load | 0 | 2038 | 0.012084
ENS | High | C&I Curtailment | C&I Curtailment- Industrial | Large Industrial | Manufacturing | MW of Load | 0 | 2038 | 0.48744
ENS | High | C&I Curtailment | C&I Curtailment- Manual HVAC Control | Interruptible Rider | Miscellaneous | MW of Load | 0 | 2038 | 0.22518
ENS | High | C&I Curtailment | C&I Curtailment- Manual HVAC Control | Interruptible Rider | Retail Trade | MW of Load | 0 | 2038 | 0.0055104
ENS | High | C&I Curtailment | C&I Curtailment- Auto-DR HVAC Control | Interruptible Rider | Miscellaneous | MW of Load | 0 | 2038 | 1.4702
ENS | High | C&I Curtailment | C&I Curtailment- Auto-DR HVAC Control | Interruptible Rider | Retail Trade | MW of Load | 0 | 2038 | 0.035976
ENS | High | C&I Curtailment | C&I Curtailment- Standard Lighting Control | Interruptible Rider | Miscellaneous | MW of Load | 0 | 2038 | 0.11154
ENS | High | C&I Curtailment | C&I Curtailment- Standard Lighting Control | Interruptible Rider | Retail Trade | MW of Load | 0 | 2038 | 0.0086822
ENS | High | C&I Curtailment | C&I Curtailment- Advanced Lighting Control | Interruptible Rider | Miscellaneous | MW of Load | 0 | 2038 | 0.05577
ENS | High | C&I Curtailment | C&I Curtailment- Advanced Lighting Control | Interruptible Rider | Retail Trade | MW of Load | 0 | 2038 | 0.0043411
ENS | High | C&I Curtailment | C&I Curtailment- Water Heating Control | Interruptible Rider | Miscellaneous | MW of Load | 0 | 2038 | 0.01325
ENS | High | C&I Curtailment | C&I Curtailment- Water Heating Control | Interruptible Rider | Retail Trade | MW of Load | 0 | 2038 | 0.0017955
ENS | High | C&I Curtailment | C&I Curtailment- Other | Interruptible Rider | Miscellaneous | MW of Load | 0 | 2038 | 0.23644
ENS | High | C&I Curtailment | C&I Curtailment- Other | Interruptible Rider | Retail Trade | MW of Load | 0 | 2038 | 0.019387
ENS | High | C&I Curtailment | C&I Curtailment- Industrial | Interruptible Rider | Manufacturing | MW of Load | 0 | 2038 | 0.32701
ENS | High | Dynamic Pricing | Dynamic Pricing with enabling tech. | Small Commercial | Manufacturing | MW of Load | 1 | 2038 | 0.1184
ENS | High | Dynamic Pricing | Dynamic Pricing with enabling tech. | Small Commercial | Miscellaneous | MW of Load | 1 | 2038 | 1.5028
ENS | High | Dynamic Pricing | Dynamic Pricing with enabling tech. | Small Commercial | Offices | MW of Load | 1 | 2038 | 1.1999
ENS | High | Dynamic Pricing | Dynamic Pricing with enabling tech. | Small Commercial | Retail Trade | MW of Load | 1 | 2038 | 2.5389
ENS | High | Dynamic Pricing | Dynamic Pricing with enabling tech. | Small Commercial | Services | MW of Load | 1 | 2038 | 3.0543
ENS | High | Dynamic Pricing | Dynamic Pricing w/o enabling tech. | Small Commercial | Manufacturing | MW of Load | 1 | 2038 | 0.0070943
ENS | High | Dynamic Pricing | Dynamic Pricing w/o enabling tech. | Small Commercial | Miscellaneous | MW of Load | 1 | 2038 | 0.090047
ENS | High | Dynamic Pricing | Dynamic Pricing w/o enabling tech. | Small Commercial | Offices | MW of Load | 1 | 2038 | 0.071899
ENS | High | Dynamic Pricing | Dynamic Pricing w/o enabling tech. | Small Commercial | Retail Trade | MW of Load | 1 | 2038 | 0.15213
ENS | High | Dynamic Pricing | Dynamic Pricing w/o enabling tech. | Small Commercial | Services | MW of Load | 1 | 2038 | 0.18301
ENS | High | Dynamic Pricing | Dynamic Pricing with enabling tech. | Large Commercial | Offices | MW of Load | 1 | 2038 | 0.19878
ENS | High | Dynamic Pricing | Dynamic Pricing with enabling tech. | Large Commercial | Services | MW of Load | 1 | 2038 | 1.2108
ENS | High | Dynamic Pricing | Dynamic Pricing w/o enabling tech. | Large Commercial | Offices | MW of Load | 1 | 2038 | 0.095522
ENS | High | Dynamic Pricing | Dynamic Pricing w/o enabling tech. | Large Commercial | Services | MW of Load | 1 | 2038 | 0.58185
ENS | High | Dynamic Pricing | Dynamic Pricing with enabling tech. | Small Industrial | Manufacturing | MW of Load | 1 | 2038 | 0.23361
ENS | High | Dynamic Pricing | Dynamic Pricing with enabling tech. | Small Industrial | Miscellaneous | MW of Load | 1 | 2038 | 0.39084
ENS | High | Dynamic Pricing | Dynamic Pricing with enabling tech. | Small Industrial | Offices | MW of Load | 1 | 2038 | 0.024427
ENS | High | Dynamic Pricing | Dynamic Pricing with enabling tech. | Small Industrial | Retail Trade | MW of Load | 1 | 2038 | 0.067827
ENS | High | Dynamic Pricing | Dynamic Pricing with enabling tech. | Small Industrial | Services | MW of Load | 1 | 2038 | 0.084554
ENS | High | Dynamic Pricing | Dynamic Pricing w/o enabling tech. | Small Industrial | Manufacturing | MW of Load | 1 | 2038 | 0.013998
ENS | High | Dynamic Pricing | Dynamic Pricing w/o enabling tech. | Small Industrial | Miscellaneous | MW of Load | 1 | 2038 | 0.023419
ENS | High | Dynamic Pricing | Dynamic Pricing w/o enabling tech. | Small Industrial | Offices | MW of Load | 1 | 2038 | 0.0014636
ENS | High | Dynamic Pricing | Dynamic Pricing w/o enabling tech. | Small Industrial | Retail Trade | MW of Load | 1 | 2038 | 0.0040641
ENS | High | Dynamic Pricing | Dynamic Pricing w/o enabling tech. | Small Industrial | Services | MW of Load | 1 | 2038 | 0.0050663
ENS | High | Dynamic Pricing | Dynamic Pricing with enabling tech. | Large Industrial | Manufacturing | MW of Load | 1 | 2038 | 1.3077
ENS | High | Dynamic Pricing | Dynamic Pricing with enabling tech. | Large Industrial | Miscellaneous | MW of Load | 1 | 2038 | 0.70066
ENS | High | Dynamic Pricing | Dynamic Pricing with enabling tech. | Large Industrial | Offices | MW of Load | 1 | 2038 | 0.065941
ENS | High | Dynamic Pricing | Dynamic Pricing with enabling tech. | Large Industrial | Retail Trade | MW of Load | 1 | 2038 | 0.2898
ENS | High | Dynamic Pricing | Dynamic Pricing with enabling tech. | Large Industrial | Services | MW of Load | 1 | 2038 | 0.14334
ENS | High | Dynamic Pricing | Dynamic Pricing w/o enabling tech. | Large Industrial | Manufacturing | MW of Load | 1 | 2038 | 0.62844
ENS | High | Dynamic Pricing | Dynamic Pricing w/o enabling tech. | Large Industrial | Miscellaneous | MW of Load | 1 | 2038 | 0.3367
ENS | High | Dynamic Pricing | Dynamic Pricing w/o enabling tech. | Large Industrial | Offices | MW of Load | 1 | 2038 | 0.031688
ENS | High | Dynamic Pricing | Dynamic Pricing w/o enabling tech. | Large Industrial | Retail Trade | MW of Load | 1 | 2038 | 0.13926
ENS | High | Dynamic Pricing | Dynamic Pricing w/o enabling tech. | Large Industrial | Services | MW of Load | 1 | 2038 | 0.06888
ENS | High | Dynamic Pricing | Dynamic Pricing with enabling tech. | Interruptible Rider | Manufacturing | MW of Load | 1 | 2038 | 0.43649
ENS | High | Dynamic Pricing | Dynamic Pricing with enabling tech. | Interruptible Rider | Miscellaneous | MW of Load | 1 | 2038 | 1.2155
ENS | High | Dynamic Pricing | Dynamic Pricing with enabling tech. | Interruptible Rider | Retail Trade | MW of Load | 1 | 2038 | 0.071354
ENS | High | Dynamic Pricing | Dynamic Pricing w/o enabling tech. | Interruptible Rider | Manufacturing | MW of Load | 1 | 2038 | 0.20976
ENS | High | Dynamic Pricing | Dynamic Pricing w/o enabling tech. | Interruptible Rider | Miscellaneous | MW of Load | 1 | 2038 | 0.58413
ENS | High | Dynamic Pricing | Dynamic Pricing w/o enabling tech. | Interruptible Rider | Retail Trade | MW of Load | 1 | 2038 | 0.034289
ENS | High | Dynamic Pricing | Dynamic Pricing with enabling tech. | Residential | Residential Market Rate | MW of Load | 1 | 2038 | 38.374
ENS | High | Dynamic Pricing | Dynamic Pricing w/o enabling tech. | Residential | Residential Market Rate | MW of Load | 1 | 2038 | 25.9396
ENS | High | BTM Battery Control | BTM Battery Control | Small Commercial | Manufacturing | MW of Load | 0 | 2038 | 0.016495
ENS | High | BTM Battery Control | BTM Battery Control | Small Commercial | Miscellaneous | MW of Load | 0 | 2038 | 0.12275
ENS | High | BTM Battery Control | BTM Battery Control | Small Commercial | Offices | MW of Load | 0 | 2038 | 0.042196
ENS | High | BTM Battery Control | BTM Battery Control | Small Commercial | Retail Trade | MW of Load | 0 | 2038 | 0.073637
ENS | High | BTM Battery Control | BTM Battery Control | Small Commercial | Services | MW of Load | 0 | 2038 | 0.16029
ENS | High | BTM Battery Control | BTM Battery Control | Large Commercial | Offices | MW of Load | 0 | 2038 | 0.015537
ENS | High | BTM Battery Control | BTM Battery Control | Large Commercial | Services | MW of Load | 0 | 2038 | 0.082864
ENS | High | BTM Battery Control | BTM Battery Control | Small Industrial | Manufacturing | MW of Load | 0 | 2038 | 0.00040271
ENS | High | BTM Battery Control | BTM Battery Control | Small Industrial | Miscellaneous | MW of Load | 0 | 2038 | 0.0026222
ENS | High | BTM Battery Control | BTM Battery Control | Small Industrial | Offices | MW of Load | 0 | 2038 | 0.0010342
ENS | High | BTM Battery Control | BTM Battery Control | Small Industrial | Retail Trade | MW of Load | 0 | 2038 | 0.0018076
ENS | High | BTM Battery Control | BTM Battery Control | Small Industrial | Services | MW of Load | 0 | 2038 | 0.003931
ENS | High | BTM Battery Control | BTM Battery Control | Large Industrial | Manufacturing | MW of Load | 0 | 2038 | 0.010172
ENS | High | BTM Battery Control | BTM Battery Control | Large Industrial | Miscellaneous | MW of Load | 0 | 2038 | 0.047161
ENS | High | BTM Battery Control | BTM Battery Control | Large Industrial | Offices | MW of Load | 0 | 2038 | 0.0055483
ENS | High | BTM Battery Control | BTM Battery Control | Large Industrial | Retail Trade | MW of Load | 0 | 2038 | 0.027742
ENS | High | BTM Battery Control | BTM Battery Control | Large Industrial | Services | MW of Load | 0 | 2038 | 0.060107
ENS | High | BTM Battery Control | BTM Battery Control | Interruptible Rider | Manufacturing | MW of Load | 0 | 2038 | 0.013597
ENS | High | BTM Battery Control | BTM Battery Control | Interruptible Rider | Miscellaneous | MW of Load | 0 | 2038 | 0.036258
ENS | High | BTM Battery Control | BTM Battery Control | Interruptible Rider | Retail Trade | MW of Load | 0 | 2038 | 0.054387
ENS | High | BTM Battery Control | BTM Battery Control | Residential | Residential LI | MW of Load | 0 | 2038 | 1.5098
ENS | High | BTM Battery Control | BTM Battery Control | Residential | Residential Market Rate | MW of Load | 0 | 2038 | 0.84591
ENS | High | EV Charging Control | EV Charging Control | EV | EV | MW of Load | 0 | 2038 | 3.1368
ENS | High | Behavioral DR | Behavioral DR | Residential | Residential LI | MW of Load | 1 | 2038 | 0.39383
ENS | High | Behavioral DR | Behavioral DR | Residential | Residential Market Rate | MW of Load | 1 | 2038 | 3.4771
ENS | High | DLC | DLC-Switch-Water Heating | Small Commercial | Miscellaneous | MW of Load | 0 | 2039 | 0.015374
ENS | High | DLC | DLC-Switch-Water Heating | Small Commercial | Offices | MW of Load | 0 | 2039 | 0.0089731
ENS | High | DLC | DLC-Switch-Water Heating | Small Commercial | Retail Trade | MW of Load | 0 | 2039 | 0.051291
ENS | High | DLC | DLC-Switch-Water Heating | Small Commercial | Services | MW of Load | 0 | 2039 | 0.061556
ENS | High | DLC | DLC-Thermostat-HVAC | Small Commercial | Miscellaneous | MW of Load | 0 | 2039 | 0.083024
ENS | High | DLC | DLC-Thermostat-HVAC | Small Commercial | Offices | MW of Load | 0 | 2039 | 0.13293
ENS | High | DLC | DLC-Thermostat-HVAC | Small Commercial | Retail Trade | MW of Load | 0 | 2039 | 0.097938
ENS | High | DLC | DLC-Thermostat-HVAC | Small Commercial | Services | MW of Load | 0 | 2039 | 0.11792
ENS | High | DLC | DLC-Switch-Water Heating | Small Industrial | Miscellaneous | MW of Load | 0 | 2039 | 0.003852
ENS | High | DLC | DLC-Switch-Water Heating | Small Industrial | Offices | MW of Load | 0 | 2039 | 0.00015019
ENS | High | DLC | DLC-Switch-Water Heating | Small Industrial | Retail Trade | MW of Load | 0 | 2039 | 0.0010623
ENS | High | DLC | DLC-Switch-Water Heating | Small Industrial | Services | MW of Load | 0 | 2039 | 0.0013243
ENS | High | DLC | DLC-Thermostat-HVAC | Small Industrial | Miscellaneous | MW of Load | 0 | 2039 | 0.024186
ENS | High | DLC | DLC-Thermostat-HVAC | Small Industrial | Offices | MW of Load | 0 | 2039 | 0.0024362
ENS | High | DLC | DLC-Thermostat-HVAC | Small Industrial | Retail Trade | MW of Load | 0 | 2039 | 0.002592
ENS | High | DLC | DLC-Thermostat-HVAC | Small Industrial | Services | MW of Load | 0 | 2039 | 0.0032312
ENS | High | DLC | DLC-Switch-Water Heating | Residential | Residential LI | MW of Load | 0 | 2039 | 4.7204
ENS | High | DLC | DLC-Switch-Water Heating | Residential | Residential Market Rate | MW of Load | 0 | 2039 | 2.0644
ENS | High | DLC | DLC-Thermostat-Heat Pump | Residential | Residential LI | MW of Load | 0 | 2039 | 2.0674
ENS | High | DLC | DLC-Thermostat-Heat Pump | Residential | Residential Market Rate | MW of Load | 0 | 2039 | 1.9182
ENS | High | DLC | DLC-Thermostat-Electric Furnace | Residential | Residential LI | MW of Load | 0 | 2039 | 3.653
ENS | High | DLC | DLC-Thermostat-Electric Furnace | Residential | Residential Market Rate | MW of Load | 0 | 2039 | 0.11356
ENS | High | C&I Curtailment | C&I Curtailment- Manual HVAC Control | Large Commercial | Offices | MW of Load | 0 | 2039 | 0.017391
ENS | High | C&I Curtailment | C&I Curtailment- Manual HVAC Control | Large Commercial | Services | MW of Load | 0 | 2039 | 0.026788
ENS | High | C&I Curtailment | C&I Curtailment- Auto-DR HVAC Control | Large Commercial | Offices | MW of Load | 0 | 2039 | 0.11354
ENS | High | C&I Curtailment | C&I Curtailment- Auto-DR HVAC Control | Large Commercial | Services | MW of Load | 0 | 2039 | 0.1749
ENS | High | C&I Curtailment | C&I Curtailment- Standard Lighting Control | Large Commercial | Offices | MW of Load | 0 | 2039 | 0.0042419
ENS | High | C&I Curtailment | C&I Curtailment- Standard Lighting Control | Large Commercial | Services | MW of Load | 0 | 2039 | 0.034398
ENS | High | C&I Curtailment | C&I Curtailment- Advanced Lighting Control | Large Commercial | Offices | MW of Load | 0 | 2039 | 0.0021209
ENS | High | C&I Curtailment | C&I Curtailment- Advanced Lighting Control | Large Commercial | Services | MW of Load | 0 | 2039 | 0.017199
ENS | High | C&I Curtailment | C&I Curtailment- Water Heating Control | Large Commercial | Offices | MW of Load | 0 | 2039 | 0.0010455
ENS | High | C&I Curtailment | C&I Curtailment- Water Heating Control | Large Commercial | Services | MW of Load | 0 | 2039 | 0.011531
ENS | High | C&I Curtailment | C&I Curtailment- Other | Large Commercial | Offices | MW of Load | 0 | 2039 | 0.015257
ENS | High | C&I Curtailment | C&I Curtailment- Other | Large Commercial | Services | MW of Load | 0 | 2039 | 0.10704
ENS | High | C&I Curtailment | C&I Curtailment- Manual HVAC Control | Large Industrial | Miscellaneous | MW of Load | 0 | 2039 | 0.0075998
ENS | High | C&I Curtailment | C&I Curtailment- Manual HVAC Control | Large Industrial | Offices | MW of Load | 0 | 2039 | 0.0052673
ENS | High | C&I Curtailment | C&I Curtailment- Manual HVAC Control | Large Industrial | Retail Trade | MW of Load | 0 | 2039 | 0.010271
ENS | High | C&I Curtailment | C&I Curtailment- Manual HVAC Control | Large Industrial | Services | MW of Load | 0 | 2039 | 0.0030481
ENS | High | C&I Curtailment | C&I Curtailment- Auto-DR HVAC Control | Large Industrial | Miscellaneous | MW of Load | 0 | 2039 | 0.049618
ENS | High | C&I Curtailment | C&I Curtailment- Auto-DR HVAC Control | Large Industrial | Offices | MW of Load | 0 | 2039 | 0.034389
ENS | High | C&I Curtailment | C&I Curtailment- Auto-DR HVAC Control | Large Industrial | Retail Trade | MW of Load | 0 | 2039 | 0.067059
ENS | High | C&I Curtailment | C&I Curtailment- Auto-DR HVAC Control | Large Industrial | Services | MW of Load | 0 | 2039 | 0.019901
ENS | High | C&I Curtailment | C&I Curtailment- Standard Lighting Control | Large Industrial | Miscellaneous | MW of Load | 0 | 2039 | 0.010578
ENS | High | C&I Curtailment | C&I Curtailment- Standard Lighting Control | Large Industrial | Offices | MW of Load | 0 | 2039 | 0.0020112
ENS | High | C&I Curtailment | C&I Curtailment- Standard Lighting Control | Large Industrial | Retail Trade | MW of Load | 0 | 2039 | 0.013189
ENS | High | C&I Curtailment | C&I Curtailment- Standard Lighting Control | Large Industrial | Services | MW of Load | 0 | 2039 | 0.003914
ENS | High | C&I Curtailment | C&I Curtailment- Advanced Lighting Control | Large Industrial | Miscellaneous | MW of Load | 0 | 2039 | 0.0052888
ENS | High | C&I Curtailment | C&I Curtailment- Advanced Lighting Control | Large Industrial | Offices | MW of Load | 0 | 2039 | 0.0010056
ENS | High | C&I Curtailment | C&I Curtailment- Advanced Lighting Control | Large Industrial | Retail Trade | MW of Load | 0 | 2039 | 0.0065945
ENS | High | C&I Curtailment | C&I Curtailment- Advanced Lighting Control | Large Industrial | Services | MW of Load | 0 | 2039 | 0.001957
ENS | High | C&I Curtailment | C&I Curtailment- Water Heating Control | Large Industrial | Miscellaneous | MW of Load | 0 | 2039 | 0.00080617
ENS | High | C&I Curtailment | C&I Curtailment- Water Heating Control | Large Industrial | Offices | MW of Load | 0 | 2039 | 0.00026104
ENS | High | C&I Curtailment | C&I Curtailment- Water Heating Control | Large Industrial | Retail Trade | MW of Load | 0 | 2039 | 0.004421
ENS | High | C&I Curtailment | C&I Curtailment- Water Heating Control | Large Industrial | Services | MW of Load | 0 | 2039 | 0.001312
ENS | High | C&I Curtailment | C&I Curtailment- Other | Large Industrial | Miscellaneous | MW of Load | 0 | 2039 | 0.016786
ENS | High | C&I Curtailment | C&I Curtailment- Other | Large Industrial | Offices | MW of Load | 0 | 2039 | 0.0050011
ENS | High | C&I Curtailment | C&I Curtailment- Other | Large Industrial | Retail Trade | MW of Load | 0 | 2039 | 0.041041
ENS | High | C&I Curtailment | C&I Curtailment- Other | Large Industrial | Services | MW of Load | 0 | 2039 | 0.012179
ENS | High | C&I Curtailment | C&I Curtailment- Industrial | Large Industrial | Manufacturing | MW of Load | 0 | 2039 | 0.47762
ENS | High | C&I Curtailment | C&I Curtailment- Manual HVAC Control | Interruptible Rider | Miscellaneous | MW of Load | 0 | 2039 | 0.22324
ENS | High | C&I Curtailment | C&I Curtailment- Manual HVAC Control | Interruptible Rider | Retail Trade | MW of Load | 0 | 2039 | 0.0054009
ENS | High | C&I Curtailment | C&I Curtailment- Auto-DR HVAC Control | Interruptible Rider | Miscellaneous | MW of Load | 0 | 2039 | 1.4575
ENS | High | C&I Curtailment | C&I Curtailment- Auto-DR HVAC Control | Interruptible Rider | Retail Trade | MW of Load | 0 | 2039 | 0.035262
ENS | High | C&I Curtailment | C&I Curtailment- Standard Lighting Control | Interruptible Rider | Miscellaneous | MW of Load | 0 | 2039 | 0.10833
ENS | High | C&I Curtailment | C&I Curtailment- Standard Lighting Control | Interruptible Rider | Retail Trade | MW of Load | 0 | 2039 | 0.0084887
ENS | High | C&I Curtailment | C&I Curtailment- Advanced Lighting Control | Interruptible Rider | Miscellaneous | MW of Load | 0 | 2039 | 0.054163
ENS | High | C&I Curtailment | C&I Curtailment- Advanced Lighting Control | Interruptible Rider | Retail Trade | MW of Load | 0 | 2039 | 0.0042444
ENS | High | C&I Curtailment | C&I Curtailment- Water Heating Control | Interruptible Rider | Miscellaneous | MW of Load | 0 | 2039 | 0.013179
ENS | High | C&I Curtailment | C&I Curtailment- Water Heating Control | Interruptible Rider | Retail Trade | MW of Load | 0 | 2039 | 0.0017902
ENS | High | C&I Curtailment | C&I Curtailment- Other | Interruptible Rider | Miscellaneous | MW of Load | 0 | 2039 | 0.23494
ENS | High | C&I Curtailment | C&I Curtailment- Other | Interruptible Rider | Retail Trade | MW of Load | 0 | 2039 | 0.019295
ENS | High | C&I Curtailment | C&I Curtailment- Industrial | Interruptible Rider | Manufacturing | MW of Load | 0 | 2039 | 0.31599
ENS | High | Dynamic Pricing | Dynamic Pricing with enabling tech. | Small Commercial | Manufacturing | MW of Load | 1 | 2039 | 0.11312
ENS | High | Dynamic Pricing | Dynamic Pricing with enabling tech. | Small Commercial | Miscellaneous | MW of Load | 1 | 2039 | 1.4694
ENS | High | Dynamic Pricing | Dynamic Pricing with enabling tech. | Small Commercial | Offices | MW of Load | 1 | 2039 | 1.173
ENS | High | Dynamic Pricing | Dynamic Pricing with enabling tech. | Small Commercial | Retail Trade | MW of Load | 1 | 2039 | 2.4682
ENS | High | Dynamic Pricing | Dynamic Pricing with enabling tech. | Small Commercial | Services | MW of Load | 1 | 2039 | 2.969
ENS | High | Dynamic Pricing | Dynamic Pricing w/o enabling tech. | Small Commercial | Manufacturing | MW of Load | 1 | 2039 | 0.0067779
ENS | High | Dynamic Pricing | Dynamic Pricing w/o enabling tech. | Small Commercial | Miscellaneous | MW of Load | 1 | 2039 | 0.088043
ENS | High | Dynamic Pricing | Dynamic Pricing w/o enabling tech. | Small Commercial | Offices | MW of Load | 1 | 2039 | 0.070285
ENS | High | Dynamic Pricing | Dynamic Pricing w/o enabling tech. | Small Commercial | Retail Trade | MW of Load | 1 | 2039 | 0.14789
ENS | High | Dynamic Pricing | Dynamic Pricing w/o enabling tech. | Small Commercial | Services | MW of Load | 1 | 2039 | 0.1779
ENS | High | Dynamic Pricing | Dynamic Pricing with enabling tech. | Large Commercial | Offices | MW of Load | 1 | 2039 | 0.1945
ENS | High | Dynamic Pricing | Dynamic Pricing with enabling tech. | Large Commercial | Services | MW of Load | 1 | 2039 | 1.1831
ENS | High | Dynamic Pricing | Dynamic Pricing w/o enabling tech. | Large Commercial | Offices | MW of Load | 1 | 2039 | 0.093467
ENS | High | Dynamic Pricing | Dynamic Pricing w/o enabling tech. | Large Commercial | Services | MW of Load | 1 | 2039 | 0.56852
ENS | High | Dynamic Pricing | Dynamic Pricing with enabling tech. | Small Industrial | Manufacturing | MW of Load | 1 | 2039 | 0.2274
ENS | High | Dynamic Pricing | Dynamic Pricing with enabling tech. | Small Industrial | Miscellaneous | MW of Load | 1 | 2039 | 0.38902
ENS | High | Dynamic Pricing | Dynamic Pricing with enabling tech. | Small Industrial | Offices | MW of Load | 1 | 2039 | 0.024398
ENS | High | Dynamic Pricing | Dynamic Pricing with enabling tech. | Small Industrial | Retail Trade | MW of Load | 1 | 2039 | 0.067715
ENS | High | Dynamic Pricing | Dynamic Pricing with enabling tech. | Small Industrial | Services | MW of Load | 1 | 2039 | 0.084415
ENS | High | Dynamic Pricing | Dynamic Pricing w/o enabling tech. | Small Industrial | Manufacturing | MW of Load | 1 | 2039 | 0.013625
ENS | High | Dynamic Pricing | Dynamic Pricing w/o enabling tech. | Small Industrial | Miscellaneous | MW of Load | 1 | 2039 | 0.02331
ENS | High | Dynamic Pricing | Dynamic Pricing w/o enabling tech. | Small Industrial | Offices | MW of Load | 1 | 2039 | 0.0014619
ENS | High | Dynamic Pricing | Dynamic Pricing w/o enabling tech. | Small Industrial | Retail Trade | MW of Load | 1 | 2039 | 0.0040574
ENS | High | Dynamic Pricing | Dynamic Pricing w/o enabling tech. | Small Industrial | Services | MW of Load | 1 | 2039 | 0.005058
ENS | High | Dynamic Pricing | Dynamic Pricing with enabling tech. | Large Industrial | Manufacturing | MW of Load | 1 | 2039 | 1.2813
ENS | High | Dynamic Pricing | Dynamic Pricing with enabling tech. | Large Industrial | Miscellaneous | MW of Load | 1 | 2039 | 0.70236
ENS | High | Dynamic Pricing | Dynamic Pricing with enabling tech. | Large Industrial | Offices | MW of Load | 1 | 2039 | 0.066676
ENS | High | Dynamic Pricing | Dynamic Pricing with enabling tech. | Large Industrial | Retail Trade | MW of Load | 1 | 2039 | 0.29022
ENS | High | Dynamic Pricing | Dynamic Pricing with enabling tech. | Large Industrial | Services | MW of Load | 1 | 2039 | 0.14354
ENS | High | Dynamic Pricing | Dynamic Pricing w/o enabling tech. | Large Industrial | Manufacturing | MW of Load | 1 | 2039 | 0.61574
ENS | High | Dynamic Pricing | Dynamic Pricing w/o enabling tech. | Large Industrial | Miscellaneous | MW of Load | 1 | 2039 | 0.33752
ENS | High | Dynamic Pricing | Dynamic Pricing w/o enabling tech. | Large Industrial | Offices | MW of Load | 1 | 2039 | 0.032041
ENS | High | Dynamic Pricing | Dynamic Pricing w/o enabling tech. | Large Industrial | Retail Trade | MW of Load | 1 | 2039 | 0.13947
ENS | High | Dynamic Pricing | Dynamic Pricing w/o enabling tech. | Large Industrial | Services | MW of Load | 1 | 2039 | 0.06898
ENS | High | Dynamic Pricing | Dynamic Pricing with enabling tech. | Interruptible Rider | Manufacturing | MW of Load | 1 | 2039 | 0.42177
ENS | High | Dynamic Pricing | Dynamic Pricing with enabling tech. | Interruptible Rider | Miscellaneous | MW of Load | 1 | 2039 | 1.2047
ENS | High | Dynamic Pricing | Dynamic Pricing with enabling tech. | Interruptible Rider | Retail Trade | MW of Load | 1 | 2039 | 0.070716
ENS | High | Dynamic Pricing | Dynamic Pricing w/o enabling tech. | Interruptible Rider | Manufacturing | MW of Load | 1 | 2039 | 0.20268
ENS | High | Dynamic Pricing | Dynamic Pricing w/o enabling tech. | Interruptible Rider | Miscellaneous | MW of Load | 1 | 2039 | 0.57894
ENS | High | Dynamic Pricing | Dynamic Pricing w/o enabling tech. | Interruptible Rider | Retail Trade | MW of Load | 1 | 2039 | 0.033983
ENS | High | Dynamic Pricing | Dynamic Pricing with enabling tech. | Residential | Residential Market Rate | MW of Load | 1 | 2039 | 38.4689
ENS | High | Dynamic Pricing | Dynamic Pricing w/o enabling tech. | Residential | Residential Market Rate | MW of Load | 1 | 2039 | 26.0038
ENS | High | BTM Battery Control | BTM Battery Control | Small Commercial | Manufacturing | MW of Load | 0 | 2039 | 0.016496
ENS | High | BTM Battery Control | BTM Battery Control | Small Commercial | Miscellaneous | MW of Load | 0 | 2039 | 0.12283
ENS | High | BTM Battery Control | BTM Battery Control | Small Commercial | Offices | MW of Load | 0 | 2039 | 0.042188
ENS | High | BTM Battery Control | BTM Battery Control | Small Commercial | Retail Trade | MW of Load | 0 | 2039 | 0.073632
ENS | High | BTM Battery Control | BTM Battery Control | Small Commercial | Services | MW of Load | 0 | 2039 | 0.16028
ENS | High | BTM Battery Control | BTM Battery Control | Large Commercial | Offices | MW of Load | 0 | 2039 | 0.015538
ENS | High | BTM Battery Control | BTM Battery Control | Large Commercial | Services | MW of Load | 0 | 2039 | 0.082871
ENS | High | BTM Battery Control | BTM Battery Control | Small Industrial | Manufacturing | MW of Load | 0 | 2039 | 0.00040275
ENS | High | BTM Battery Control | BTM Battery Control | Small Industrial | Miscellaneous | MW of Load | 0 | 2039 | 0.0026224
ENS | High | BTM Battery Control | BTM Battery Control | Small Industrial | Offices | MW of Load | 0 | 2039 | 0.0010343
ENS | High | BTM Battery Control | BTM Battery Control | Small Industrial | Retail Trade | MW of Load | 0 | 2039 | 0.0018078
ENS | High | BTM Battery Control | BTM Battery Control | Small Industrial | Services | MW of Load | 0 | 2039 | 0.0039314
ENS | High | BTM Battery Control | BTM Battery Control | Large Industrial | Manufacturing | MW of Load | 0 | 2039 | 0.010173
ENS | High | BTM Battery Control | BTM Battery Control | Large Industrial | Miscellaneous | MW of Load | 0 | 2039 | 0.047165
ENS | High | BTM Battery Control | BTM Battery Control | Large Industrial | Offices | MW of Load | 0 | 2039 | 0.0055488
ENS | High | BTM Battery Control | BTM Battery Control | Large Industrial | Retail Trade | MW of Load | 0 | 2039 | 0.027744
ENS | High | BTM Battery Control | BTM Battery Control | Large Industrial | Services | MW of Load | 0 | 2039 | 0.060112
ENS | High | BTM Battery Control | BTM Battery Control | Interruptible Rider | Manufacturing | MW of Load | 0 | 2039 | 0.013598
ENS | High | BTM Battery Control | BTM Battery Control | Interruptible Rider | Miscellaneous | MW of Load | 0 | 2039 | 0.036261
ENS | High | BTM Battery Control | BTM Battery Control | Interruptible Rider | Retail Trade | MW of Load | 0 | 2039 | 0.054392
ENS | High | BTM Battery Control | BTM Battery Control | Residential | Residential LI | MW of Load | 0 | 2039 | 1.5173
ENS | High | BTM Battery Control | BTM Battery Control | Residential | Residential Market Rate | MW of Load | 0 | 2039 | 0.85014
ENS | High | EV Charging Control | EV Charging Control | EV | EV | MW of Load | 0 | 2039 | 3.5006
ENS | High | Behavioral DR | Behavioral DR | Residential | Residential LI | MW of Load | 1 | 2039 | 0.39356
ENS | High | Behavioral DR | Behavioral DR | Residential | Residential Market Rate | MW of Load | 1 | 2039 | 3.4857
ENS | High | DLC | DLC-Switch-Water Heating | Small Commercial | Miscellaneous | MW of Load | 0 | 2040 | 0.015226
ENS | High | DLC | DLC-Switch-Water Heating | Small Commercial | Offices | MW of Load | 0 | 2040 | 0.0088581
ENS | High | DLC | DLC-Switch-Water Heating | Small Commercial | Retail Trade | MW of Load | 0 | 2040 | 0.050721
ENS | High | DLC | DLC-Switch-Water Heating | Small Commercial | Services | MW of Load | 0 | 2040 | 0.060863
ENS | High | DLC | DLC-Thermostat-HVAC | Small Commercial | Miscellaneous | MW of Load | 0 | 2040 | 0.080874
ENS | High | DLC | DLC-Thermostat-HVAC | Small Commercial | Offices | MW of Load | 0 | 2040 | 0.13048
ENS | High | DLC | DLC-Thermostat-HVAC | Small Commercial | Retail Trade | MW of Load | 0 | 2040 | 0.094048
ENS | High | DLC | DLC-Thermostat-HVAC | Small Commercial | Services | MW of Load | 0 | 2040 | 0.11324
ENS | High | DLC | DLC-Switch-Water Heating | Small Industrial | Miscellaneous | MW of Load | 0 | 2040 | 0.0038651
ENS | High | DLC | DLC-Switch-Water Heating | Small Industrial | Offices | MW of Load | 0 | 2040 | 0.00015036
ENS | High | DLC | DLC-Switch-Water Heating | Small Industrial | Retail Trade | MW of Load | 0 | 2040 | 0.0010669
ENS | High | DLC | DLC-Switch-Water Heating | Small Industrial | Services | MW of Load | 0 | 2040 | 0.00133
ENS | High | DLC | DLC-Thermostat-HVAC | Small Industrial | Miscellaneous | MW of Load | 0 | 2040 | 0.024014
ENS | High | DLC | DLC-Thermostat-HVAC | Small Industrial | Offices | MW of Load | 0 | 2040 | 0.0024352
ENS | High | DLC | DLC-Thermostat-HVAC | Small Industrial | Retail Trade | MW of Load | 0 | 2040 | 0.0025623
ENS | High | DLC | DLC-Thermostat-HVAC | Small Industrial | Services | MW of Load | 0 | 2040 | 0.0031942
ENS | High | DLC | DLC-Switch-Water Heating | Residential | Residential LI | MW of Load | 0 | 2040 | 4.7457
ENS | High | DLC | DLC-Switch-Water Heating | Residential | Residential Market Rate | MW of Load | 0 | 2040 | 2.076
ENS | High | DLC | DLC-Thermostat-Heat Pump | Residential | Residential LI | MW of Load | 0 | 2040 | 2.1041
ENS | High | DLC | DLC-Thermostat-Heat Pump | Residential | Residential Market Rate | MW of Load | 0 | 2040 | 1.9383
ENS | High | DLC | DLC-Thermostat-Electric Furnace | Residential | Residential LI | MW of Load | 0 | 2040 | 3.6334
ENS | High | DLC | DLC-Thermostat-Electric Furnace | Residential | Residential Market Rate | MW of Load | 0 | 2040 | 0.10072
ENS | High | C&I Curtailment | C&I Curtailment- Manual HVAC Control | Large Commercial | Offices | MW of Load | 0 | 2040 | 0.017107
ENS | High | C&I Curtailment | C&I Curtailment- Manual HVAC Control | Large Commercial | Services | MW of Load | 0 | 2040 | 0.025819
ENS | High | C&I Curtailment | C&I Curtailment- Auto-DR HVAC Control | Large Commercial | Offices | MW of Load | 0 | 2040 | 0.11169
ENS | High | C&I Curtailment | C&I Curtailment- Auto-DR HVAC Control | Large Commercial | Services | MW of Load | 0 | 2040 | 0.16857
ENS | High | C&I Curtailment | C&I Curtailment- Standard Lighting Control | Large Commercial | Offices | MW of Load | 0 | 2040 | 0.0039425
ENS | High | C&I Curtailment | C&I Curtailment- Standard Lighting Control | Large Commercial | Services | MW of Load | 0 | 2040 | 0.032708
ENS | High | C&I Curtailment | C&I Curtailment- Advanced Lighting Control | Large Commercial | Offices | MW of Load | 0 | 2040 | 0.0019712
ENS | High | C&I Curtailment | C&I Curtailment- Advanced Lighting Control | Large Commercial | Services | MW of Load | 0 | 2040 | 0.016354
ENS | High | C&I Curtailment | C&I Curtailment- Water Heating Control | Large Commercial | Offices | MW of Load | 0 | 2040 | 0.0010388
ENS | High | C&I Curtailment | C&I Curtailment- Water Heating Control | Large Commercial | Services | MW of Load | 0 | 2040 | 0.011453
ENS | High | C&I Curtailment | C&I Curtailment- Other | Large Commercial | Offices | MW of Load | 0 | 2040 | 0.014984
ENS | High | C&I Curtailment | C&I Curtailment- Other | Large Commercial | Services | MW of Load | 0 | 2040 | 0.10545
ENS | High | C&I Curtailment | C&I Curtailment- Manual HVAC Control | Large Industrial | Miscellaneous | MW of Load | 0 | 2040 | 0.007604
ENS | High | C&I Curtailment | C&I Curtailment- Manual HVAC Control | Large Industrial | Offices | MW of Load | 0 | 2040 | 0.0053299
ENS | High | C&I Curtailment | C&I Curtailment- Manual HVAC Control | Large Industrial | Retail Trade | MW of Load | 0 | 2040 | 0.010143
ENS | High | C&I Curtailment | C&I Curtailment- Manual HVAC Control | Large Industrial | Services | MW of Load | 0 | 2040 | 0.0030101
ENS | High | C&I Curtailment | C&I Curtailment- Auto-DR HVAC Control | Large Industrial | Miscellaneous | MW of Load | 0 | 2040 | 0.049645
ENS | High | C&I Curtailment | C&I Curtailment- Auto-DR HVAC Control | Large Industrial | Offices | MW of Load | 0 | 2040 | 0.034798
ENS | High | C&I Curtailment | C&I Curtailment- Auto-DR HVAC Control | Large Industrial | Retail Trade | MW of Load | 0 | 2040 | 0.066224
ENS | High | C&I Curtailment | C&I Curtailment- Auto-DR HVAC Control | Large Industrial | Services | MW of Load | 0 | 2040 | 0.019653
ENS | High | C&I Curtailment | C&I Curtailment- Standard Lighting Control | Large Industrial | Miscellaneous | MW of Load | 0 | 2040 | 0.010499
ENS | High | C&I Curtailment | C&I Curtailment- Standard Lighting Control | Large Industrial | Offices | MW of Load | 0 | 2040 | 0.0019838
ENS | High | C&I Curtailment | C&I Curtailment- Standard Lighting Control | Large Industrial | Retail Trade | MW of Load | 0 | 2040 | 0.01285
ENS | High | C&I Curtailment | C&I Curtailment- Standard Lighting Control | Large Industrial | Services | MW of Load | 0 | 2040 | 0.0038133
ENS | High | C&I Curtailment | C&I Curtailment- Advanced Lighting Control | Large Industrial | Miscellaneous | MW of Load | 0 | 2040 | 0.0052495
ENS | High | C&I Curtailment | C&I Curtailment- Advanced Lighting Control | Large Industrial | Offices | MW of Load | 0 | 2040 | 0.00099191
ENS | High | C&I Curtailment | C&I Curtailment- Advanced Lighting Control | Large Industrial | Retail Trade | MW of Load | 0 | 2040 | 0.0064248
ENS | High | C&I Curtailment | C&I Curtailment- Advanced Lighting Control | Large Industrial | Services | MW of Load | 0 | 2040 | 0.0019066
ENS | High | C&I Curtailment | C&I Curtailment- Water Heating Control | Large Industrial | Miscellaneous | MW of Load | 0 | 2040 | 0.00081299
ENS | High | C&I Curtailment | C&I Curtailment- Water Heating Control | Large Industrial | Offices | MW of Load | 0 | 2040 | 0.00026442
ENS | High | C&I Curtailment | C&I Curtailment- Water Heating Control | Large Industrial | Retail Trade | MW of Load | 0 | 2040 | 0.0044994
ENS | High | C&I Curtailment | C&I Curtailment- Water Heating Control | Large Industrial | Services | MW of Load | 0 | 2040 | 0.0013352
ENS | High | C&I Curtailment | C&I Curtailment- Other | Large Industrial | Miscellaneous | MW of Load | 0 | 2040 | 0.016908
ENS | High | C&I Curtailment | C&I Curtailment- Other | Large Industrial | Offices | MW of Load | 0 | 2040 | 0.0050754
ENS | High | C&I Curtailment | C&I Curtailment- Other | Large Industrial | Retail Trade | MW of Load | 0 | 2040 | 0.041426
ENS | High | C&I Curtailment | C&I Curtailment- Other | Large Industrial | Services | MW of Load | 0 | 2040 | 0.012294
ENS | High | C&I Curtailment | C&I Curtailment- Industrial | Large Industrial | Manufacturing | MW of Load | 0 | 2040 | 0.46848
ENS | High | C&I Curtailment | C&I Curtailment- Manual HVAC Control | Interruptible Rider | Miscellaneous | MW of Load | 0 | 2040 | 0.22149
ENS | High | C&I Curtailment | C&I Curtailment- Manual HVAC Control | Interruptible Rider | Retail Trade | MW of Load | 0 | 2040 | 0.0053009
ENS | High | C&I Curtailment | C&I Curtailment- Auto-DR HVAC Control | Interruptible Rider | Miscellaneous | MW of Load | 0 | 2040 | 1.4461
ENS | High | C&I Curtailment | C&I Curtailment- Auto-DR HVAC Control | Interruptible Rider | Retail Trade | MW of Load | 0 | 2040 | 0.034608
ENS | High | C&I Curtailment | C&I Curtailment- Standard Lighting Control | Interruptible Rider | Miscellaneous | MW of Load | 0 | 2040 | 0.10533
ENS | High | C&I Curtailment | C&I Curtailment- Standard Lighting Control | Interruptible Rider | Retail Trade | MW of Load | 0 | 2040 | 0.0083092
ENS | High | C&I Curtailment | C&I Curtailment- Advanced Lighting Control | Interruptible Rider | Miscellaneous | MW of Load | 0 | 2040 | 0.052667
ENS | High | C&I Curtailment | C&I Curtailment- Advanced Lighting Control | Interruptible Rider | Retail Trade | MW of Load | 0 | 2040 | 0.0041546
ENS | High | C&I Curtailment | C&I Curtailment- Water Heating Control | Interruptible Rider | Miscellaneous | MW of Load | 0 | 2040 | 0.013108
ENS | High | C&I Curtailment | C&I Curtailment- Water Heating Control | Interruptible Rider | Retail Trade | MW of Load | 0 | 2040 | 0.0017852
ENS | High | C&I Curtailment | C&I Curtailment- Other | Interruptible Rider | Miscellaneous | MW of Load | 0 | 2040 | 0.23353
ENS | High | C&I Curtailment | C&I Curtailment- Other | Interruptible Rider | Retail Trade | MW of Load | 0 | 2040 | 0.01921
ENS | High | C&I Curtailment | C&I Curtailment- Industrial | Interruptible Rider | Manufacturing | MW of Load | 0 | 2040 | 0.30562
ENS | High | Dynamic Pricing | Dynamic Pricing with enabling tech. | Small Commercial | Manufacturing | MW of Load | 1 | 2040 | 0.10835
ENS | High | Dynamic Pricing | Dynamic Pricing with enabling tech. | Small Commercial | Miscellaneous | MW of Load | 1 | 2040 | 1.4407
ENS | High | Dynamic Pricing | Dynamic Pricing with enabling tech. | Small Commercial | Offices | MW of Load | 1 | 2040 | 1.1499
ENS | High | Dynamic Pricing | Dynamic Pricing with enabling tech. | Small Commercial | Retail Trade | MW of Load | 1 | 2040 | 2.408
ENS | High | Dynamic Pricing | Dynamic Pricing with enabling tech. | Small Commercial | Services | MW of Load | 1 | 2040 | 2.8963
ENS | High | Dynamic Pricing | Dynamic Pricing w/o enabling tech. | Small Commercial | Manufacturing | MW of Load | 1 | 2040 | 0.0064924
ENS | High | Dynamic Pricing | Dynamic Pricing w/o enabling tech. | Small Commercial | Miscellaneous | MW of Load | 1 | 2040 | 0.086327
ENS | High | Dynamic Pricing | Dynamic Pricing w/o enabling tech. | Small Commercial | Offices | MW of Load | 1 | 2040 | 0.068897
ENS | High | Dynamic Pricing | Dynamic Pricing w/o enabling tech. | Small Commercial | Retail Trade | MW of Load | 1 | 2040 | 0.14428
ENS | High | Dynamic Pricing | Dynamic Pricing w/o enabling tech. | Small Commercial | Services | MW of Load | 1 | 2040 | 0.17354
ENS | High | Dynamic Pricing | Dynamic Pricing with enabling tech. | Large Commercial | Offices | MW of Load | 1 | 2040 | 0.19077
ENS | High | Dynamic Pricing | Dynamic Pricing with enabling tech. | Large Commercial | Services | MW of Load | 1 | 2040 | 1.1589
ENS | High | Dynamic Pricing | Dynamic Pricing w/o enabling tech. | Large Commercial | Offices | MW of Load | 1 | 2040 | 0.091676
ENS | High | Dynamic Pricing | Dynamic Pricing w/o enabling tech. | Large Commercial | Services | MW of Load | 1 | 2040 | 0.5569
ENS | High | Dynamic Pricing | Dynamic Pricing with enabling tech. | Small Industrial | Manufacturing | MW of Load | 1 | 2040 | 0.22151
ENS | High | Dynamic Pricing | Dynamic Pricing with enabling tech. | Small Industrial | Miscellaneous | MW of Load | 1 | 2040 | 0.38745
ENS | High | Dynamic Pricing | Dynamic Pricing with enabling tech. | Small Industrial | Offices | MW of Load | 1 | 2040 | 0.024381
ENS | High | Dynamic Pricing | Dynamic Pricing with enabling tech. | Small Industrial | Retail Trade | MW of Load | 1 | 2040 | 0.067638
ENS | High | Dynamic Pricing | Dynamic Pricing with enabling tech. | Small Industrial | Services | MW of Load | 1 | 2040 | 0.084318
ENS | High | Dynamic Pricing | Dynamic Pricing w/o enabling tech. | Small Industrial | Manufacturing | MW of Load | 1 | 2040 | 0.013273
ENS | High | Dynamic Pricing | Dynamic Pricing w/o enabling tech. | Small Industrial | Miscellaneous | MW of Load | 1 | 2040 | 0.023216
ENS | High | Dynamic Pricing | Dynamic Pricing w/o enabling tech. | Small Industrial | Offices | MW of Load | 1 | 2040 | 0.0014609
ENS | High | Dynamic Pricing | Dynamic Pricing w/o enabling tech. | Small Industrial | Retail Trade | MW of Load | 1 | 2040 | 0.0040527
ENS | High | Dynamic Pricing | Dynamic Pricing w/o enabling tech. | Small Industrial | Services | MW of Load | 1 | 2040 | 0.0050522
ENS | High | Dynamic Pricing | Dynamic Pricing with enabling tech. | Large Industrial | Manufacturing | MW of Load | 1 | 2040 | 1.2568
ENS | High | Dynamic Pricing | Dynamic Pricing with enabling tech. | Large Industrial | Miscellaneous | MW of Load | 1 | 2040 | 0.70516
ENS | High | Dynamic Pricing | Dynamic Pricing with enabling tech. | Large Industrial | Offices | MW of Load | 1 | 2040 | 0.06747
ENS | High | Dynamic Pricing | Dynamic Pricing with enabling tech. | Large Industrial | Retail Trade | MW of Load | 1 | 2040 | 0.29128
ENS | High | Dynamic Pricing | Dynamic Pricing with enabling tech. | Large Industrial | Services | MW of Load | 1 | 2040 | 0.14407
ENS | High | Dynamic Pricing | Dynamic Pricing w/o enabling tech. | Large Industrial | Manufacturing | MW of Load | 1 | 2040 | 0.60395
ENS | High | Dynamic Pricing | Dynamic Pricing w/o enabling tech. | Large Industrial | Miscellaneous | MW of Load | 1 | 2040 | 0.33886
ENS | High | Dynamic Pricing | Dynamic Pricing w/o enabling tech. | Large Industrial | Offices | MW of Load | 1 | 2040 | 0.032423
ENS | High | Dynamic Pricing | Dynamic Pricing w/o enabling tech. | Large Industrial | Retail Trade | MW of Load | 1 | 2040 | 0.13998
ENS | High | Dynamic Pricing | Dynamic Pricing w/o enabling tech. | Large Industrial | Services | MW of Load | 1 | 2040 | 0.069232
ENS | High | Dynamic Pricing | Dynamic Pricing with enabling tech. | Interruptible Rider | Manufacturing | MW of Load | 1 | 2040 | 0.40791
ENS | High | Dynamic Pricing | Dynamic Pricing with enabling tech. | Interruptible Rider | Miscellaneous | MW of Load | 1 | 2040 | 1.1948
ENS | High | Dynamic Pricing | Dynamic Pricing with enabling tech. | Interruptible Rider | Retail Trade | MW of Load | 1 | 2040 | 0.07013
ENS | High | Dynamic Pricing | Dynamic Pricing w/o enabling tech. | Interruptible Rider | Manufacturing | MW of Load | 1 | 2040 | 0.19602
ENS | High | Dynamic Pricing | Dynamic Pricing w/o enabling tech. | Interruptible Rider | Miscellaneous | MW of Load | 1 | 2040 | 0.57418
ENS | High | Dynamic Pricing | Dynamic Pricing w/o enabling tech. | Interruptible Rider | Retail Trade | MW of Load | 1 | 2040 | 0.033701
ENS | High | Dynamic Pricing | Dynamic Pricing with enabling tech. | Residential | Residential Market Rate | MW of Load | 1 | 2040 | 38.5711
ENS | High | Dynamic Pricing | Dynamic Pricing w/o enabling tech. | Residential | Residential Market Rate | MW of Load | 1 | 2040 | 26.0729
ENS | High | BTM Battery Control | BTM Battery Control | Small Commercial | Manufacturing | MW of Load | 0 | 2040 | 0.016497
ENS | High | BTM Battery Control | BTM Battery Control | Small Commercial | Miscellaneous | MW of Load | 0 | 2040 | 0.12291
ENS | High | BTM Battery Control | BTM Battery Control | Small Commercial | Offices | MW of Load | 0 | 2040 | 0.04219
ENS | High | BTM Battery Control | BTM Battery Control | Small Commercial | Retail Trade | MW of Load | 0 | 2040 | 0.073635
ENS | High | BTM Battery Control | BTM Battery Control | Small Commercial | Services | MW of Load | 0 | 2040 | 0.16029
ENS | High | BTM Battery Control | BTM Battery Control | Large Commercial | Offices | MW of Load | 0 | 2040 | 0.015539
ENS | High | BTM Battery Control | BTM Battery Control | Large Commercial | Services | MW of Load | 0 | 2040 | 0.082875
ENS | High | BTM Battery Control | BTM Battery Control | Small Industrial | Manufacturing | MW of Load | 0 | 2040 | 0.00040276
ENS | High | BTM Battery Control | BTM Battery Control | Small Industrial | Miscellaneous | MW of Load | 0 | 2040 | 0.0026225
ENS | High | BTM Battery Control | BTM Battery Control | Small Industrial | Offices | MW of Load | 0 | 2040 | 0.0010344
ENS | High | BTM Battery Control | BTM Battery Control | Small Industrial | Retail Trade | MW of Load | 0 | 2040 | 0.0018079
ENS | High | BTM Battery Control | BTM Battery Control | Small Industrial | Services | MW of Load | 0 | 2040 | 0.0039315
ENS | High | BTM Battery Control | BTM Battery Control | Large Industrial | Manufacturing | MW of Load | 0 | 2040 | 0.010173
ENS | High | BTM Battery Control | BTM Battery Control | Large Industrial | Miscellaneous | MW of Load | 0 | 2040 | 0.047167
ENS | High | BTM Battery Control | BTM Battery Control | Large Industrial | Offices | MW of Load | 0 | 2040 | 0.0055491
ENS | High | BTM Battery Control | BTM Battery Control | Large Industrial | Retail Trade | MW of Load | 0 | 2040 | 0.027745
ENS | High | BTM Battery Control | BTM Battery Control | Large Industrial | Services | MW of Load | 0 | 2040 | 0.060115
ENS | High | BTM Battery Control | BTM Battery Control | Interruptible Rider | Manufacturing | MW of Load | 0 | 2040 | 0.013599
ENS | High | BTM Battery Control | BTM Battery Control | Interruptible Rider | Miscellaneous | MW of Load | 0 | 2040 | 0.036263
ENS | High | BTM Battery Control | BTM Battery Control | Interruptible Rider | Retail Trade | MW of Load | 0 | 2040 | 0.054394
ENS | High | BTM Battery Control | BTM Battery Control | Residential | Residential LI | MW of Load | 0 | 2040 | 1.5249
ENS | High | BTM Battery Control | BTM Battery Control | Residential | Residential Market Rate | MW of Load | 0 | 2040 | 0.85436
ENS | High | EV Charging Control | EV Charging Control | EV | EV | MW of Load | 0 | 2040 | 3.8831
ENS | High | Behavioral DR | Behavioral DR | Residential | Residential LI | MW of Load | 1 | 2040 | 0.39342
ENS | High | Behavioral DR | Behavioral DR | Residential | Residential Market Rate | MW of Load | 1 | 2040 | 3.495
ENS | High | DLC | DLC-Switch-Water Heating | Small Commercial | Miscellaneous | MW of Load | 0 | 2041 | 0.015196
ENS | High | DLC | DLC-Switch-Water Heating | Small Commercial | Offices | MW of Load | 0 | 2041 | 0.0087449
ENS | High | DLC | DLC-Switch-Water Heating | Small Commercial | Retail Trade | MW of Load | 0 | 2041 | 0.050159
ENS | High | DLC | DLC-Switch-Water Heating | Small Commercial | Services | MW of Load | 0 | 2041 | 0.06018
ENS | High | DLC | DLC-Thermostat-HVAC | Small Commercial | Miscellaneous | MW of Load | 0 | 2041 | 0.079442
ENS | High | DLC | DLC-Thermostat-HVAC | Small Commercial | Offices | MW of Load | 0 | 2041 | 0.12809
ENS | High | DLC | DLC-Thermostat-HVAC | Small Commercial | Retail Trade | MW of Load | 0 | 2041 | 0.090362
ENS | High | DLC | DLC-Thermostat-HVAC | Small Commercial | Services | MW of Load | 0 | 2041 | 0.1088
ENS | High | DLC | DLC-Switch-Water Heating | Small Industrial | Miscellaneous | MW of Load | 0 | 2041 | 0.0039685
ENS | High | DLC | DLC-Switch-Water Heating | Small Industrial | Offices | MW of Load | 0 | 2041 | 0.00015063
ENS | High | DLC | DLC-Switch-Water Heating | Small Industrial | Retail Trade | MW of Load | 0 | 2041 | 0.0010719
ENS | High | DLC | DLC-Switch-Water Heating | Small Industrial | Services | MW of Load | 0 | 2041 | 0.0013363
ENS | High | DLC | DLC-Thermostat-HVAC | Small Industrial | Miscellaneous | MW of Load | 0 | 2041 | 0.024422
ENS | High | DLC | DLC-Thermostat-HVAC | Small Industrial | Offices | MW of Load | 0 | 2041 | 0.0024356
ENS | High | DLC | DLC-Thermostat-HVAC | Small Industrial | Retail Trade | MW of Load | 0 | 2041 | 0.0025365
ENS | High | DLC | DLC-Thermostat-HVAC | Small Industrial | Services | MW of Load | 0 | 2041 | 0.0031621
ENS | High | DLC | DLC-Switch-Water Heating | Residential | Residential LI | MW of Load | 0 | 2041 | 4.7728
ENS | High | DLC | DLC-Switch-Water Heating | Residential | Residential Market Rate | MW of Load | 0 | 2041 | 2.0884
ENS | High | DLC | DLC-Thermostat-Heat Pump | Residential | Residential LI | MW of Load | 0 | 2041 | 2.1367
ENS | High | DLC | DLC-Thermostat-Heat Pump | Residential | Residential Market Rate | MW of Load | 0 | 2041 | 1.9571
ENS | High | DLC | DLC-Thermostat-Electric Furnace | Residential | Residential LI | MW of Load | 0 | 2041 | 3.6199
ENS | High | DLC | DLC-Thermostat-Electric Furnace | Residential | Residential Market Rate | MW of Load | 0 | 2041 | 0.089679
ENS | High | C&I Curtailment | C&I Curtailment- Manual HVAC Control | Large Commercial | Offices | MW of Load | 0 | 2041 | 0.016835
ENS | High | C&I Curtailment | C&I Curtailment- Manual HVAC Control | Large Commercial | Services | MW of Load | 0 | 2041 | 0.024897
ENS | High | C&I Curtailment | C&I Curtailment- Auto-DR HVAC Control | Large Commercial | Offices | MW of Load | 0 | 2041 | 0.10991
ENS | High | C&I Curtailment | C&I Curtailment- Auto-DR HVAC Control | Large Commercial | Services | MW of Load | 0 | 2041 | 0.16255
ENS | High | C&I Curtailment | C&I Curtailment- Standard Lighting Control | Large Commercial | Offices | MW of Load | 0 | 2041 | 0.0036356
ENS | High | C&I Curtailment | C&I Curtailment- Standard Lighting Control | Large Commercial | Services | MW of Load | 0 | 2041 | 0.03098
ENS | High | C&I Curtailment | C&I Curtailment- Advanced Lighting Control | Large Commercial | Offices | MW of Load | 0 | 2041 | 0.0018178
ENS | High | C&I Curtailment | C&I Curtailment- Advanced Lighting Control | Large Commercial | Services | MW of Load | 0 | 2041 | 0.01549
ENS | High | C&I Curtailment | C&I Curtailment- Water Heating Control | Large Commercial | Offices | MW of Load | 0 | 2041 | 0.0010322
ENS | High | C&I Curtailment | C&I Curtailment- Water Heating Control | Large Commercial | Services | MW of Load | 0 | 2041 | 0.011376
ENS | High | C&I Curtailment | C&I Curtailment- Other | Large Commercial | Offices | MW of Load | 0 | 2041 | 0.014721
ENS | High | C&I Curtailment | C&I Curtailment- Other | Large Commercial | Services | MW of Load | 0 | 2041 | 0.10391
ENS | High | C&I Curtailment | C&I Curtailment- Manual HVAC Control | Large Industrial | Miscellaneous | MW of Load | 0 | 2041 | 0.007733
ENS | High | C&I Curtailment | C&I Curtailment- Manual HVAC Control | Large Industrial | Offices | MW of Load | 0 | 2041 | 0.0053928
ENS | High | C&I Curtailment | C&I Curtailment- Manual HVAC Control | Large Industrial | Retail Trade | MW of Load | 0 | 2041 | 0.010022
ENS | High | C&I Curtailment | C&I Curtailment- Manual HVAC Control | Large Industrial | Services | MW of Load | 0 | 2041 | 0.002974
ENS | High | C&I Curtailment | C&I Curtailment- Auto-DR HVAC Control | Large Industrial | Miscellaneous | MW of Load | 0 | 2041 | 0.050488
ENS | High | C&I Curtailment | C&I Curtailment- Auto-DR HVAC Control | Large Industrial | Offices | MW of Load | 0 | 2041 | 0.035209
ENS | High | C&I Curtailment | C&I Curtailment- Auto-DR HVAC Control | Large Industrial | Retail Trade | MW of Load | 0 | 2041 | 0.06543
ENS | High | C&I Curtailment | C&I Curtailment- Auto-DR HVAC Control | Large Industrial | Services | MW of Load | 0 | 2041 | 0.019417
ENS | High | C&I Curtailment | C&I Curtailment- Standard Lighting Control | Large Industrial | Miscellaneous | MW of Load | 0 | 2041 | 0.01057
ENS | High | C&I Curtailment | C&I Curtailment- Standard Lighting Control | Large Industrial | Offices | MW of Load | 0 | 2041 | 0.0019489
ENS | High | C&I Curtailment | C&I Curtailment- Standard Lighting Control | Large Industrial | Retail Trade | MW of Load | 0 | 2041 | 0.01247
ENS | High | C&I Curtailment | C&I Curtailment- Standard Lighting Control | Large Industrial | Services | MW of Load | 0 | 2041 | 0.0037006
ENS | High | C&I Curtailment | C&I Curtailment- Advanced Lighting Control | Large Industrial | Miscellaneous | MW of Load | 0 | 2041 | 0.0052852
ENS | High | C&I Curtailment | C&I Curtailment- Advanced Lighting Control | Large Industrial | Offices | MW of Load | 0 | 2041 | 0.00097444
ENS | High | C&I Curtailment | C&I Curtailment- Advanced Lighting Control | Large Industrial | Retail Trade | MW of Load | 0 | 2041 | 0.006235
ENS | High | C&I Curtailment | C&I Curtailment- Advanced Lighting Control | Large Industrial | Services | MW of Load | 0 | 2041 | 0.0018503
ENS | High | C&I Curtailment | C&I Curtailment- Water Heating Control | Large Industrial | Miscellaneous | MW of Load | 0 | 2041 | 0.0008327
ENS | High | C&I Curtailment | C&I Curtailment- Water Heating Control | Large Industrial | Offices | MW of Load | 0 | 2041 | 0.00026783
ENS | High | C&I Curtailment | C&I Curtailment- Water Heating Control | Large Industrial | Retail Trade | MW of Load | 0 | 2041 | 0.004579
ENS | High | C&I Curtailment | C&I Curtailment- Water Heating Control | Large Industrial | Services | MW of Load | 0 | 2041 | 0.0013589
ENS | High | C&I Curtailment | C&I Curtailment- Other | Large Industrial | Miscellaneous | MW of Load | 0 | 2041 | 0.017303
ENS | High | C&I Curtailment | C&I Curtailment- Other | Large Industrial | Offices | MW of Load | 0 | 2041 | 0.0051506
ENS | High | C&I Curtailment | C&I Curtailment- Other | Large Industrial | Retail Trade | MW of Load | 0 | 2041 | 0.041827
ENS | High | C&I Curtailment | C&I Curtailment- Other | Large Industrial | Services | MW of Load | 0 | 2041 | 0.012413
ENS | High | C&I Curtailment | C&I Curtailment- Industrial | Large Industrial | Manufacturing | MW of Load | 0 | 2041 | 0.46055
ENS | High | C&I Curtailment | C&I Curtailment- Manual HVAC Control | Interruptible Rider | Miscellaneous | MW of Load | 0 | 2041 | 0.22045
ENS | High | C&I Curtailment | C&I Curtailment- Manual HVAC Control | Interruptible Rider | Retail Trade | MW of Load | 0 | 2041 | 0.0052101
ENS | High | C&I Curtailment | C&I Curtailment- Auto-DR HVAC Control | Interruptible Rider | Miscellaneous | MW of Load | 0 | 2041 | 1.4393
ENS | High | C&I Curtailment | C&I Curtailment- Auto-DR HVAC Control | Interruptible Rider | Retail Trade | MW of Load | 0 | 2041 | 0.034016
ENS | High | C&I Curtailment | C&I Curtailment- Standard Lighting Control | Interruptible Rider | Miscellaneous | MW of Load | 0 | 2041 | 0.10269
ENS | High | C&I Curtailment | C&I Curtailment- Standard Lighting Control | Interruptible Rider | Retail Trade | MW of Load | 0 | 2041 | 0.0081349
ENS | High | C&I Curtailment | C&I Curtailment- Advanced Lighting Control | Interruptible Rider | Miscellaneous | MW of Load | 0 | 2041 | 0.051344
ENS | High | C&I Curtailment | C&I Curtailment- Advanced Lighting Control | Interruptible Rider | Retail Trade | MW of Load | 0 | 2041 | 0.0040675
ENS | High | C&I Curtailment | C&I Curtailment- Water Heating Control | Interruptible Rider | Miscellaneous | MW of Load | 0 | 2041 | 0.013078
ENS | High | C&I Curtailment | C&I Curtailment- Water Heating Control | Interruptible Rider | Retail Trade | MW of Load | 0 | 2041 | 0.0017807
ENS | High | C&I Curtailment | C&I Curtailment- Other | Interruptible Rider | Miscellaneous | MW of Load | 0 | 2041 | 0.23278
ENS | High | C&I Curtailment | C&I Curtailment- Other | Interruptible Rider | Retail Trade | MW of Load | 0 | 2041 | 0.01913
ENS | High | C&I Curtailment | C&I Curtailment- Industrial | Interruptible Rider | Manufacturing | MW of Load | 0 | 2041 | 0.29622
ENS | High | Dynamic Pricing | Dynamic Pricing with enabling tech. | Small Commercial | Manufacturing | MW of Load | 1 | 2041 | 0.10402
ENS | High | Dynamic Pricing | Dynamic Pricing with enabling tech. | Small Commercial | Miscellaneous | MW of Load | 1 | 2041 | 1.4238
ENS | High | Dynamic Pricing | Dynamic Pricing with enabling tech. | Small Commercial | Offices | MW of Load | 1 | 2041 | 1.1272
ENS | High | Dynamic Pricing | Dynamic Pricing with enabling tech. | Small Commercial | Retail Trade | MW of Load | 1 | 2041 | 2.3497
ENS | High | Dynamic Pricing | Dynamic Pricing with enabling tech. | Small Commercial | Services | MW of Load | 1 | 2041 | 2.8261
ENS | High | Dynamic Pricing | Dynamic Pricing w/o enabling tech. | Small Commercial | Manufacturing | MW of Load | 1 | 2041 | 0.0062324
ENS | High | Dynamic Pricing | Dynamic Pricing w/o enabling tech. | Small Commercial | Miscellaneous | MW of Load | 1 | 2041 | 0.085313
ENS | High | Dynamic Pricing | Dynamic Pricing w/o enabling tech. | Small Commercial | Offices | MW of Load | 1 | 2041 | 0.067538
ENS | High | Dynamic Pricing | Dynamic Pricing w/o enabling tech. | Small Commercial | Retail Trade | MW of Load | 1 | 2041 | 0.14079
ENS | High | Dynamic Pricing | Dynamic Pricing w/o enabling tech. | Small Commercial | Services | MW of Load | 1 | 2041 | 0.16933
ENS | High | Dynamic Pricing | Dynamic Pricing with enabling tech. | Large Commercial | Offices | MW of Load | 1 | 2041 | 0.18716
ENS | High | Dynamic Pricing | Dynamic Pricing with enabling tech. | Large Commercial | Services | MW of Load | 1 | 2041 | 1.1354
ENS | High | Dynamic Pricing | Dynamic Pricing w/o enabling tech. | Large Commercial | Offices | MW of Load | 1 | 2041 | 0.089938
ENS | High | Dynamic Pricing | Dynamic Pricing w/o enabling tech. | Large Commercial | Services | MW of Load | 1 | 2041 | 0.54561
ENS | High | Dynamic Pricing | Dynamic Pricing with enabling tech. | Small Industrial | Manufacturing | MW of Load | 1 | 2041 | 0.21624
ENS | High | Dynamic Pricing | Dynamic Pricing with enabling tech. | Small Industrial | Miscellaneous | MW of Load | 1 | 2041 | 0.39502
ENS | High | Dynamic Pricing | Dynamic Pricing with enabling tech. | Small Industrial | Offices | MW of Load | 1 | 2041 | 0.024374
ENS | High | Dynamic Pricing | Dynamic Pricing with enabling tech. | Small Industrial | Retail Trade | MW of Load | 1 | 2041 | 0.067593
ENS | High | Dynamic Pricing | Dynamic Pricing with enabling tech. | Small Industrial | Services | MW of Load | 1 | 2041 | 0.084262
ENS | High | Dynamic Pricing | Dynamic Pricing w/o enabling tech. | Small Industrial | Manufacturing | MW of Load | 1 | 2041 | 0.012957
ENS | High | Dynamic Pricing | Dynamic Pricing w/o enabling tech. | Small Industrial | Miscellaneous | MW of Load | 1 | 2041 | 0.023669
ENS | High | Dynamic Pricing | Dynamic Pricing w/o enabling tech. | Small Industrial | Offices | MW of Load | 1 | 2041 | 0.0014605
ENS | High | Dynamic Pricing | Dynamic Pricing w/o enabling tech. | Small Industrial | Retail Trade | MW of Load | 1 | 2041 | 0.0040501
ENS | High | Dynamic Pricing | Dynamic Pricing w/o enabling tech. | Small Industrial | Services | MW of Load | 1 | 2041 | 0.0050488
ENS | High | Dynamic Pricing | Dynamic Pricing with enabling tech. | Large Industrial | Manufacturing | MW of Load | 1 | 2041 | 1.2355
ENS | High | Dynamic Pricing | Dynamic Pricing with enabling tech. | Large Industrial | Miscellaneous | MW of Load | 1 | 2041 | 0.71922
ENS | High | Dynamic Pricing | Dynamic Pricing with enabling tech. | Large Industrial | Offices | MW of Load | 1 | 2041 | 0.068257
ENS | High | Dynamic Pricing | Dynamic Pricing with enabling tech. | Large Industrial | Retail Trade | MW of Load | 1 | 2041 | 0.2924
ENS | High | Dynamic Pricing | Dynamic Pricing with enabling tech. | Large Industrial | Services | MW of Load | 1 | 2041 | 0.14462
ENS | High | Dynamic Pricing | Dynamic Pricing w/o enabling tech. | Large Industrial | Manufacturing | MW of Load | 1 | 2041 | 0.59371
ENS | High | Dynamic Pricing | Dynamic Pricing w/o enabling tech. | Large Industrial | Miscellaneous | MW of Load | 1 | 2041 | 0.34562
ENS | High | Dynamic Pricing | Dynamic Pricing w/o enabling tech. | Large Industrial | Offices | MW of Load | 1 | 2041 | 0.032801
ENS | High | Dynamic Pricing | Dynamic Pricing w/o enabling tech. | Large Industrial | Retail Trade | MW of Load | 1 | 2041 | 0.14051
ENS | High | Dynamic Pricing | Dynamic Pricing w/o enabling tech. | Large Industrial | Services | MW of Load | 1 | 2041 | 0.069498
ENS | High | Dynamic Pricing | Dynamic Pricing with enabling tech. | Interruptible Rider | Manufacturing | MW of Load | 1 | 2041 | 0.39537
ENS | High | Dynamic Pricing | Dynamic Pricing with enabling tech. | Interruptible Rider | Miscellaneous | MW of Load | 1 | 2041 | 1.1885
ENS | High | Dynamic Pricing | Dynamic Pricing with enabling tech. | Interruptible Rider | Retail Trade | MW of Load | 1 | 2041 | 0.069583
ENS | High | Dynamic Pricing | Dynamic Pricing w/o enabling tech. | Interruptible Rider | Manufacturing | MW of Load | 1 | 2041 | 0.18999
ENS | High | Dynamic Pricing | Dynamic Pricing w/o enabling tech. | Interruptible Rider | Miscellaneous | MW of Load | 1 | 2041 | 0.57114
ENS | High | Dynamic Pricing | Dynamic Pricing w/o enabling tech. | Interruptible Rider | Retail Trade | MW of Load | 1 | 2041 | 0.033438
ENS | High | Dynamic Pricing | Dynamic Pricing with enabling tech. | Residential | Residential Market Rate | MW of Load | 1 | 2041 | 38.6923
ENS | High | Dynamic Pricing | Dynamic Pricing w/o enabling tech. | Residential | Residential Market Rate | MW of Load | 1 | 2041 | 26.1548
ENS | High | BTM Battery Control | BTM Battery Control | Small Commercial | Manufacturing | MW of Load | 0 | 2041 | 0.016497
ENS | High | BTM Battery Control | BTM Battery Control | Small Commercial | Miscellaneous | MW of Load | 0 | 2041 | 0.12299
ENS | High | BTM Battery Control | BTM Battery Control | Small Commercial | Offices | MW of Load | 0 | 2041 | 0.042191
ENS | High | BTM Battery Control | BTM Battery Control | Small Commercial | Retail Trade | MW of Load | 0 | 2041 | 0.073626
ENS | High | BTM Battery Control | BTM Battery Control | Small Commercial | Services | MW of Load | 0 | 2041 | 0.16027
ENS | High | BTM Battery Control | BTM Battery Control | Large Commercial | Offices | MW of Load | 0 | 2041 | 0.015539
ENS | High | BTM Battery Control | BTM Battery Control | Large Commercial | Services | MW of Load | 0 | 2041 | 0.082877
ENS | High | BTM Battery Control | BTM Battery Control | Small Industrial | Manufacturing | MW of Load | 0 | 2041 | 0.00040277
ENS | High | BTM Battery Control | BTM Battery Control | Small Industrial | Miscellaneous | MW of Load | 0 | 2041 | 0.0026226
ENS | High | BTM Battery Control | BTM Battery Control | Small Industrial | Offices | MW of Load | 0 | 2041 | 0.0010344
ENS | High | BTM Battery Control | BTM Battery Control | Small Industrial | Retail Trade | MW of Load | 0 | 2041 | 0.0018079
ENS | High | BTM Battery Control | BTM Battery Control | Small Industrial | Services | MW of Load | 0 | 2041 | 0.0039316
ENS | High | BTM Battery Control | BTM Battery Control | Large Industrial | Manufacturing | MW of Load | 0 | 2041 | 0.010174
ENS | High | BTM Battery Control | BTM Battery Control | Large Industrial | Miscellaneous | MW of Load | 0 | 2041 | 0.047168
ENS | High | BTM Battery Control | BTM Battery Control | Large Industrial | Offices | MW of Load | 0 | 2041 | 0.0055492
ENS | High | BTM Battery Control | BTM Battery Control | Large Industrial | Retail Trade | MW of Load | 0 | 2041 | 0.027746
ENS | High | BTM Battery Control | BTM Battery Control | Large Industrial | Services | MW of Load | 0 | 2041 | 0.060116
ENS | High | BTM Battery Control | BTM Battery Control | Interruptible Rider | Manufacturing | MW of Load | 0 | 2041 | 0.013599
ENS | High | BTM Battery Control | BTM Battery Control | Interruptible Rider | Miscellaneous | MW of Load | 0 | 2041 | 0.036264
ENS | High | BTM Battery Control | BTM Battery Control | Interruptible Rider | Retail Trade | MW of Load | 0 | 2041 | 0.054396
ENS | High | BTM Battery Control | BTM Battery Control | Residential | Residential LI | MW of Load | 0 | 2041 | 1.5324
ENS | High | BTM Battery Control | BTM Battery Control | Residential | Residential Market Rate | MW of Load | 0 | 2041 | 0.85858
ENS | High | EV Charging Control | EV Charging Control | EV | EV | MW of Load | 0 | 2041 | 4.282
ENS | High | Behavioral DR | Behavioral DR | Residential | Residential LI | MW of Load | 1 | 2041 | 0.39354
ENS | High | Behavioral DR | Behavioral DR | Residential | Residential Market Rate | MW of Load | 1 | 2041 | 3.506
ENS | High | DLC | DLC-Switch-Water Heating | Small Commercial | Miscellaneous | MW of Load | 0 | 2042 | 0.015056
ENS | High | DLC | DLC-Switch-Water Heating | Small Commercial | Offices | MW of Load | 0 | 2042 | 0.008633
ENS | High | DLC | DLC-Switch-Water Heating | Small Commercial | Retail Trade | MW of Load | 0 | 2042 | 0.049613
ENS | High | DLC | DLC-Switch-Water Heating | Small Commercial | Services | MW of Load | 0 | 2042 | 0.059517
ENS | High | DLC | DLC-Thermostat-HVAC | Small Commercial | Miscellaneous | MW of Load | 0 | 2042 | 0.077497
ENS | High | DLC | DLC-Thermostat-HVAC | Small Commercial | Offices | MW of Load | 0 | 2042 | 0.12577
ENS | High | DLC | DLC-Thermostat-HVAC | Small Commercial | Retail Trade | MW of Load | 0 | 2042 | 0.086859
ENS | High | DLC | DLC-Thermostat-HVAC | Small Commercial | Services | MW of Load | 0 | 2042 | 0.10459
ENS | High | DLC | DLC-Switch-Water Heating | Small Industrial | Miscellaneous | MW of Load | 0 | 2042 | 0.0039856
ENS | High | DLC | DLC-Switch-Water Heating | Small Industrial | Offices | MW of Load | 0 | 2042 | 0.00015093
ENS | High | DLC | DLC-Switch-Water Heating | Small Industrial | Retail Trade | MW of Load | 0 | 2042 | 0.0010772
ENS | High | DLC | DLC-Switch-Water Heating | Small Industrial | Services | MW of Load | 0 | 2042 | 0.0013428
ENS | High | DLC | DLC-Thermostat-HVAC | Small Industrial | Miscellaneous | MW of Load | 0 | 2042 | 0.024304
ENS | High | DLC | DLC-Thermostat-HVAC | Small Industrial | Offices | MW of Load | 0 | 2042 | 0.0024369
ENS | High | DLC | DLC-Thermostat-HVAC | Small Industrial | Retail Trade | MW of Load | 0 | 2042 | 0.0025128
ENS | High | DLC | DLC-Thermostat-HVAC | Small Industrial | Services | MW of Load | 0 | 2042 | 0.0031325
ENS | High | DLC | DLC-Switch-Water Heating | Residential | Residential LI | MW of Load | 0 | 2042 | 4.8049
ENS | High | DLC | DLC-Switch-Water Heating | Residential | Residential Market Rate | MW of Load | 0 | 2042 | 2.103
ENS | High | DLC | DLC-Thermostat-Heat Pump | Residential | Residential LI | MW of Load | 0 | 2042 | 2.1664
ENS | High | DLC | DLC-Thermostat-Heat Pump | Residential | Residential Market Rate | MW of Load | 0 | 2042 | 1.9748
ENS | High | DLC | DLC-Thermostat-Electric Furnace | Residential | Residential LI | MW of Load | 0 | 2042 | 3.6106
ENS | High | DLC | DLC-Thermostat-Electric Furnace | Residential | Residential Market Rate | MW of Load | 0 | 2042 | 0.079893
ENS | High | C&I Curtailment | C&I Curtailment- Manual HVAC Control | Large Commercial | Offices | MW of Load | 0 | 2042 | 0.016574
ENS | High | C&I Curtailment | C&I Curtailment- Manual HVAC Control | Large Commercial | Services | MW of Load | 0 | 2042 | 0.024018
ENS | High | C&I Curtailment | C&I Curtailment- Auto-DR HVAC Control | Large Commercial | Offices | MW of Load | 0 | 2042 | 0.10821
ENS | High | C&I Curtailment | C&I Curtailment- Auto-DR HVAC Control | Large Commercial | Services | MW of Load | 0 | 2042 | 0.15681
ENS | High | C&I Curtailment | C&I Curtailment- Standard Lighting Control | Large Commercial | Offices | MW of Load | 0 | 2042 | 0.0033645
ENS | High | C&I Curtailment | C&I Curtailment- Standard Lighting Control | Large Commercial | Services | MW of Load | 0 | 2042 | 0.029447
ENS | High | C&I Curtailment | C&I Curtailment- Advanced Lighting Control | Large Commercial | Offices | MW of Load | 0 | 2042 | 0.0016823
ENS | High | C&I Curtailment | C&I Curtailment- Advanced Lighting Control | Large Commercial | Services | MW of Load | 0 | 2042 | 0.014724
ENS | High | C&I Curtailment | C&I Curtailment- Water Heating Control | Large Commercial | Offices | MW of Load | 0 | 2042 | 0.0010258
ENS | High | C&I Curtailment | C&I Curtailment- Water Heating Control | Large Commercial | Services | MW of Load | 0 | 2042 | 0.011301
ENS | High | C&I Curtailment | C&I Curtailment- Other | Large Commercial | Offices | MW of Load | 0 | 2042 | 0.014467
ENS | High | C&I Curtailment | C&I Curtailment- Other | Large Commercial | Services | MW of Load | 0 | 2042 | 0.10243
ENS | High | C&I Curtailment | C&I Curtailment- Manual HVAC Control | Large Industrial | Miscellaneous | MW of Load | 0 | 2042 | 0.0077493
ENS | High | C&I Curtailment | C&I Curtailment- Manual HVAC Control | Large Industrial | Offices | MW of Load | 0 | 2042 | 0.0054556
ENS | High | C&I Curtailment | C&I Curtailment- Manual HVAC Control | Large Industrial | Retail Trade | MW of Load | 0 | 2042 | 0.0099058
ENS | High | C&I Curtailment | C&I Curtailment- Manual HVAC Control | Large Industrial | Services | MW of Load | 0 | 2042 | 0.0029396
ENS | High | C&I Curtailment | C&I Curtailment- Auto-DR HVAC Control | Large Industrial | Miscellaneous | MW of Load | 0 | 2042 | 0.050594
ENS | High | C&I Curtailment | C&I Curtailment- Auto-DR HVAC Control | Large Industrial | Offices | MW of Load | 0 | 2042 | 0.035619
ENS | High | C&I Curtailment | C&I Curtailment- Auto-DR HVAC Control | Large Industrial | Retail Trade | MW of Load | 0 | 2042 | 0.064673
ENS | High | C&I Curtailment | C&I Curtailment- Auto-DR HVAC Control | Large Industrial | Services | MW of Load | 0 | 2042 | 0.019192
ENS | High | C&I Curtailment | C&I Curtailment- Standard Lighting Control | Large Industrial | Miscellaneous | MW of Load | 0 | 2042 | 0.010501
ENS | High | C&I Curtailment | C&I Curtailment- Standard Lighting Control | Large Industrial | Offices | MW of Load | 0 | 2042 | 0.001916
ENS | High | C&I Curtailment | C&I Curtailment- Standard Lighting Control | Large Industrial | Retail Trade | MW of Load | 0 | 2042 | 0.012145
ENS | High | C&I Curtailment | C&I Curtailment- Standard Lighting Control | Large Industrial | Services | MW of Load | 0 | 2042 | 0.0036041
ENS | High | C&I Curtailment | C&I Curtailment- Advanced Lighting Control | Large Industrial | Miscellaneous | MW of Load | 0 | 2042 | 0.0052503
ENS | High | C&I Curtailment | C&I Curtailment- Advanced Lighting Control | Large Industrial | Offices | MW of Load | 0 | 2042 | 0.000958
ENS | High | C&I Curtailment | C&I Curtailment- Advanced Lighting Control | Large Industrial | Retail Trade | MW of Load | 0 | 2042 | 0.0060724
ENS | High | C&I Curtailment | C&I Curtailment- Advanced Lighting Control | Large Industrial | Services | MW of Load | 0 | 2042 | 0.001802
ENS | High | C&I Curtailment | C&I Curtailment- Water Heating Control | Large Industrial | Miscellaneous | MW of Load | 0 | 2042 | 0.00084004
ENS | High | C&I Curtailment | C&I Curtailment- Water Heating Control | Large Industrial | Offices | MW of Load | 0 | 2042 | 0.0002712
ENS | High | C&I Curtailment | C&I Curtailment- Water Heating Control | Large Industrial | Retail Trade | MW of Load | 0 | 2042 | 0.004661
ENS | High | C&I Curtailment | C&I Curtailment- Water Heating Control | Large Industrial | Services | MW of Load | 0 | 2042 | 0.0013832
ENS | High | C&I Curtailment | C&I Curtailment- Other | Large Industrial | Miscellaneous | MW of Load | 0 | 2042 | 0.017444
ENS | High | C&I Curtailment | C&I Curtailment- Other | Large Industrial | Offices | MW of Load | 0 | 2042 | 0.0052271
ENS | High | C&I Curtailment | C&I Curtailment- Other | Large Industrial | Retail Trade | MW of Load | 0 | 2042 | 0.042245
ENS | High | C&I Curtailment | C&I Curtailment- Other | Large Industrial | Services | MW of Load | 0 | 2042 | 0.012537
ENS | High | C&I Curtailment | C&I Curtailment- Industrial | Large Industrial | Manufacturing | MW of Load | 0 | 2042 | 0.45311
ENS | High | C&I Curtailment | C&I Curtailment- Manual HVAC Control | Interruptible Rider | Miscellaneous | MW of Load | 0 | 2042 | 0.21898
ENS | High | C&I Curtailment | C&I Curtailment- Manual HVAC Control | Interruptible Rider | Retail Trade | MW of Load | 0 | 2042 | 0.0051244
ENS | High | C&I Curtailment | C&I Curtailment- Auto-DR HVAC Control | Interruptible Rider | Miscellaneous | MW of Load | 0 | 2042 | 1.4297
ENS | High | C&I Curtailment | C&I Curtailment- Auto-DR HVAC Control | Interruptible Rider | Retail Trade | MW of Load | 0 | 2042 | 0.033457
ENS | High | C&I Curtailment | C&I Curtailment- Standard Lighting Control | Interruptible Rider | Miscellaneous | MW of Load | 0 | 2042 | 0.10013
ENS | High | C&I Curtailment | C&I Curtailment- Standard Lighting Control | Interruptible Rider | Retail Trade | MW of Load | 0 | 2042 | 0.0079818
ENS | High | C&I Curtailment | C&I Curtailment- Advanced Lighting Control | Interruptible Rider | Miscellaneous | MW of Load | 0 | 2042 | 0.050066
ENS | High | C&I Curtailment | C&I Curtailment- Advanced Lighting Control | Interruptible Rider | Retail Trade | MW of Load | 0 | 2042 | 0.0039909
ENS | High | C&I Curtailment | C&I Curtailment- Water Heating Control | Interruptible Rider | Miscellaneous | MW of Load | 0 | 2042 | 0.01302
ENS | High | C&I Curtailment | C&I Curtailment- Water Heating Control | Interruptible Rider | Retail Trade | MW of Load | 0 | 2042 | 0.0017767
ENS | High | C&I Curtailment | C&I Curtailment- Other | Interruptible Rider | Miscellaneous | MW of Load | 0 | 2042 | 0.23152
ENS | High | C&I Curtailment | C&I Curtailment- Other | Interruptible Rider | Retail Trade | MW of Load | 0 | 2042 | 0.019054
ENS | High | C&I Curtailment | C&I Curtailment- Industrial | Interruptible Rider | Manufacturing | MW of Load | 0 | 2042 | 0.28732
ENS | High | Dynamic Pricing | Dynamic Pricing with enabling tech. | Small Commercial | Manufacturing | MW of Load | 1 | 2042 | 0.099926
ENS | High | Dynamic Pricing | Dynamic Pricing with enabling tech. | Small Commercial | Miscellaneous | MW of Load | 1 | 2042 | 1.3975
ENS | High | Dynamic Pricing | Dynamic Pricing with enabling tech. | Small Commercial | Offices | MW of Load | 1 | 2042 | 1.1053
ENS | High | Dynamic Pricing | Dynamic Pricing with enabling tech. | Small Commercial | Retail Trade | MW of Load | 1 | 2042 | 2.2944
ENS | High | Dynamic Pricing | Dynamic Pricing with enabling tech. | Small Commercial | Services | MW of Load | 1 | 2042 | 2.7593
ENS | High | Dynamic Pricing | Dynamic Pricing w/o enabling tech. | Small Commercial | Manufacturing | MW of Load | 1 | 2042 | 0.0059874
ENS | High | Dynamic Pricing | Dynamic Pricing w/o enabling tech. | Small Commercial | Miscellaneous | MW of Load | 1 | 2042 | 0.083733
ENS | High | Dynamic Pricing | Dynamic Pricing w/o enabling tech. | Small Commercial | Offices | MW of Load | 1 | 2042 | 0.066227
ENS | High | Dynamic Pricing | Dynamic Pricing w/o enabling tech. | Small Commercial | Retail Trade | MW of Load | 1 | 2042 | 0.13748
ENS | High | Dynamic Pricing | Dynamic Pricing w/o enabling tech. | Small Commercial | Services | MW of Load | 1 | 2042 | 0.16533
ENS | High | Dynamic Pricing | Dynamic Pricing with enabling tech. | Large Commercial | Offices | MW of Load | 1 | 2042 | 0.18372
ENS | High | Dynamic Pricing | Dynamic Pricing with enabling tech. | Large Commercial | Services | MW of Load | 1 | 2042 | 1.1131
ENS | High | Dynamic Pricing | Dynamic Pricing w/o enabling tech. | Large Commercial | Offices | MW of Load | 1 | 2042 | 0.088287
ENS | High | Dynamic Pricing | Dynamic Pricing w/o enabling tech. | Large Commercial | Services | MW of Load | 1 | 2042 | 0.53491
ENS | High | Dynamic Pricing | Dynamic Pricing with enabling tech. | Small Industrial | Manufacturing | MW of Load | 1 | 2042 | 0.21126
ENS | High | Dynamic Pricing | Dynamic Pricing with enabling tech. | Small Industrial | Miscellaneous | MW of Load | 1 | 2042 | 0.39408
ENS | High | Dynamic Pricing | Dynamic Pricing with enabling tech. | Small Industrial | Offices | MW of Load | 1 | 2042 | 0.024377
ENS | High | Dynamic Pricing | Dynamic Pricing with enabling tech. | Small Industrial | Retail Trade | MW of Load | 1 | 2042 | 0.067583
ENS | High | Dynamic Pricing | Dynamic Pricing with enabling tech. | Small Industrial | Services | MW of Load | 1 | 2042 | 0.084249
ENS | High | Dynamic Pricing | Dynamic Pricing w/o enabling tech. | Small Industrial | Manufacturing | MW of Load | 1 | 2042 | 0.012658
ENS | High | Dynamic Pricing | Dynamic Pricing w/o enabling tech. | Small Industrial | Miscellaneous | MW of Load | 1 | 2042 | 0.023613
ENS | High | Dynamic Pricing | Dynamic Pricing w/o enabling tech. | Small Industrial | Offices | MW of Load | 1 | 2042 | 0.0014606
ENS | High | Dynamic Pricing | Dynamic Pricing w/o enabling tech. | Small Industrial | Retail Trade | MW of Load | 1 | 2042 | 0.0040494
ENS | High | Dynamic Pricing | Dynamic Pricing w/o enabling tech. | Small Industrial | Services | MW of Load | 1 | 2042 | 0.0050481
ENS | High | Dynamic Pricing | Dynamic Pricing with enabling tech. | Large Industrial | Manufacturing | MW of Load | 1 | 2042 | 1.2155
ENS | High | Dynamic Pricing | Dynamic Pricing with enabling tech. | Large Industrial | Miscellaneous | MW of Load | 1 | 2042 | 0.72287
ENS | High | Dynamic Pricing | Dynamic Pricing with enabling tech. | Large Industrial | Offices | MW of Load | 1 | 2042 | 0.069056
ENS | High | Dynamic Pricing | Dynamic Pricing with enabling tech. | Large Industrial | Retail Trade | MW of Load | 1 | 2042 | 0.29372
ENS | High | Dynamic Pricing | Dynamic Pricing with enabling tech. | Large Industrial | Services | MW of Load | 1 | 2042 | 0.14528
ENS | High | Dynamic Pricing | Dynamic Pricing w/o enabling tech. | Large Industrial | Manufacturing | MW of Load | 1 | 2042 | 0.58413
ENS | High | Dynamic Pricing | Dynamic Pricing w/o enabling tech. | Large Industrial | Miscellaneous | MW of Load | 1 | 2042 | 0.34738
ENS | High | Dynamic Pricing | Dynamic Pricing w/o enabling tech. | Large Industrial | Offices | MW of Load | 1 | 2042 | 0.033185
ENS | High | Dynamic Pricing | Dynamic Pricing w/o enabling tech. | Large Industrial | Retail Trade | MW of Load | 1 | 2042 | 0.14115
ENS | High | Dynamic Pricing | Dynamic Pricing w/o enabling tech. | Large Industrial | Services | MW of Load | 1 | 2042 | 0.069812
ENS | High | Dynamic Pricing | Dynamic Pricing with enabling tech. | Interruptible Rider | Manufacturing | MW of Load | 1 | 2042 | 0.38349
ENS | High | Dynamic Pricing | Dynamic Pricing with enabling tech. | Interruptible Rider | Miscellaneous | MW of Load | 1 | 2042 | 1.18
ENS | High | Dynamic Pricing | Dynamic Pricing with enabling tech. | Interruptible Rider | Retail Trade | MW of Load | 1 | 2042 | 0.069074
ENS | High | Dynamic Pricing | Dynamic Pricing w/o enabling tech. | Interruptible Rider | Manufacturing | MW of Load | 1 | 2042 | 0.18428
ENS | High | Dynamic Pricing | Dynamic Pricing w/o enabling tech. | Interruptible Rider | Miscellaneous | MW of Load | 1 | 2042 | 0.56703
ENS | High | Dynamic Pricing | Dynamic Pricing w/o enabling tech. | Interruptible Rider | Retail Trade | MW of Load | 1 | 2042 | 0.033194
ENS | High | Dynamic Pricing | Dynamic Pricing with enabling tech. | Residential | Residential Market Rate | MW of Load | 1 | 2042 | 38.8863
ENS | High | Dynamic Pricing | Dynamic Pricing w/o enabling tech. | Residential | Residential Market Rate | MW of Load | 1 | 2042 | 26.2859
ENS | High | BTM Battery Control | BTM Battery Control | Small Commercial | Manufacturing | MW of Load | 0 | 2042 | 0.016498
ENS | High | BTM Battery Control | BTM Battery Control | Small Commercial | Miscellaneous | MW of Load | 0 | 2042 | 0.12307
ENS | High | BTM Battery Control | BTM Battery Control | Small Commercial | Offices | MW of Load | 0 | 2042 | 0.042192
ENS | High | BTM Battery Control | BTM Battery Control | Small Commercial | Retail Trade | MW of Load | 0 | 2042 | 0.073616
ENS | High | BTM Battery Control | BTM Battery Control | Small Commercial | Services | MW of Load | 0 | 2042 | 0.16026
ENS | High | BTM Battery Control | BTM Battery Control | Large Commercial | Offices | MW of Load | 0 | 2042 | 0.01554
ENS | High | BTM Battery Control | BTM Battery Control | Large Commercial | Services | MW of Load | 0 | 2042 | 0.082878
ENS | High | BTM Battery Control | BTM Battery Control | Small Industrial | Manufacturing | MW of Load | 0 | 2042 | 0.00040278
ENS | High | BTM Battery Control | BTM Battery Control | Small Industrial | Miscellaneous | MW of Load | 0 | 2042 | 0.0026226
ENS | High | BTM Battery Control | BTM Battery Control | Small Industrial | Offices | MW of Load | 0 | 2042 | 0.0010344
ENS | High | BTM Battery Control | BTM Battery Control | Small Industrial | Retail Trade | MW of Load | 0 | 2042 | 0.0018079
ENS | High | BTM Battery Control | BTM Battery Control | Small Industrial | Services | MW of Load | 0 | 2042 | 0.0039317
ENS | High | BTM Battery Control | BTM Battery Control | Large Industrial | Manufacturing | MW of Load | 0 | 2042 | 0.010174
ENS | High | BTM Battery Control | BTM Battery Control | Large Industrial | Miscellaneous | MW of Load | 0 | 2042 | 0.047169
ENS | High | BTM Battery Control | BTM Battery Control | Large Industrial | Offices | MW of Load | 0 | 2042 | 0.0055493
ENS | High | BTM Battery Control | BTM Battery Control | Large Industrial | Retail Trade | MW of Load | 0 | 2042 | 0.027746
ENS | High | BTM Battery Control | BTM Battery Control | Large Industrial | Services | MW of Load | 0 | 2042 | 0.060117
ENS | High | BTM Battery Control | BTM Battery Control | Interruptible Rider | Manufacturing | MW of Load | 0 | 2042 | 0.013599
ENS | High | BTM Battery Control | BTM Battery Control | Interruptible Rider | Miscellaneous | MW of Load | 0 | 2042 | 0.036264
ENS | High | BTM Battery Control | BTM Battery Control | Interruptible Rider | Retail Trade | MW of Load | 0 | 2042 | 0.054396
ENS | High | BTM Battery Control | BTM Battery Control | Residential | Residential LI | MW of Load | 0 | 2042 | 1.54
ENS | High | BTM Battery Control | BTM Battery Control | Residential | Residential Market Rate | MW of Load | 0 | 2042 | 0.86282
ENS | High | EV Charging Control | EV Charging Control | EV | EV | MW of Load | 0 | 2042 | 4.6944
ENS | High | Behavioral DR | Behavioral DR | Residential | Residential LI | MW of Load | 1 | 2042 | 0.39421
ENS | High | Behavioral DR | Behavioral DR | Residential | Residential Market Rate | MW of Load | 1 | 2042 | 3.5235
ENS | High | DLC | DLC-Switch-Water Heating | Small Commercial | Miscellaneous | MW of Load | 0 | 2043 | 0.014922
ENS | High | DLC | DLC-Switch-Water Heating | Small Commercial | Offices | MW of Load | 0 | 2043 | 0.0085244
ENS | High | DLC | DLC-Switch-Water Heating | Small Commercial | Retail Trade | MW of Load | 0 | 2043 | 0.049083
ENS | High | DLC | DLC-Switch-Water Heating | Small Commercial | Services | MW of Load | 0 | 2043 | 0.058872
ENS | High | DLC | DLC-Thermostat-HVAC | Small Commercial | Miscellaneous | MW of Load | 0 | 2043 | 0.075667
ENS | High | DLC | DLC-Thermostat-HVAC | Small Commercial | Offices | MW of Load | 0 | 2043 | 0.12355
ENS | High | DLC | DLC-Thermostat-HVAC | Small Commercial | Retail Trade | MW of Load | 0 | 2043 | 0.083572
ENS | High | DLC | DLC-Thermostat-HVAC | Small Commercial | Services | MW of Load | 0 | 2043 | 0.10063
ENS | High | DLC | DLC-Switch-Water Heating | Small Industrial | Miscellaneous | MW of Load | 0 | 2043 | 0.0040038
ENS | High | DLC | DLC-Switch-Water Heating | Small Industrial | Offices | MW of Load | 0 | 2043 | 0.00015127
ENS | High | DLC | DLC-Switch-Water Heating | Small Industrial | Retail Trade | MW of Load | 0 | 2043 | 0.0010827
ENS | High | DLC | DLC-Switch-Water Heating | Small Industrial | Services | MW of Load | 0 | 2043 | 0.0013497
ENS | High | DLC | DLC-Thermostat-HVAC | Small Industrial | Miscellaneous | MW of Load | 0 | 2043 | 0.024205
ENS | High | DLC | DLC-Thermostat-HVAC | Small Industrial | Offices | MW of Load | 0 | 2043 | 0.0024392
ENS | High | DLC | DLC-Thermostat-HVAC | Small Industrial | Retail Trade | MW of Load | 0 | 2043 | 0.0024913
ENS | High | DLC | DLC-Thermostat-HVAC | Small Industrial | Services | MW of Load | 0 | 2043 | 0.0031057
ENS | High | DLC | DLC-Switch-Water Heating | Residential | Residential LI | MW of Load | 0 | 2043 | 4.8388
ENS | High | DLC | DLC-Switch-Water Heating | Residential | Residential Market Rate | MW of Load | 0 | 2043 | 2.118
ENS | High | DLC | DLC-Thermostat-Heat Pump | Residential | Residential LI | MW of Load | 0 | 2043 | 2.1934
ENS | High | DLC | DLC-Thermostat-Heat Pump | Residential | Residential Market Rate | MW of Load | 0 | 2043 | 1.9918
ENS | High | DLC | DLC-Thermostat-Electric Furnace | Residential | Residential LI | MW of Load | 0 | 2043 | 3.6051
ENS | High | DLC | DLC-Thermostat-Electric Furnace | Residential | Residential Market Rate | MW of Load | 0 | 2043 | 0.071249
ENS | High | C&I Curtailment | C&I Curtailment- Manual HVAC Control | Large Commercial | Offices | MW of Load | 0 | 2043 | 0.016327
ENS | High | C&I Curtailment | C&I Curtailment- Manual HVAC Control | Large Commercial | Services | MW of Load | 0 | 2043 | 0.023193
ENS | High | C&I Curtailment | C&I Curtailment- Auto-DR HVAC Control | Large Commercial | Offices | MW of Load | 0 | 2043 | 0.1066
ENS | High | C&I Curtailment | C&I Curtailment- Auto-DR HVAC Control | Large Commercial | Services | MW of Load | 0 | 2043 | 0.15142
ENS | High | C&I Curtailment | C&I Curtailment- Standard Lighting Control | Large Commercial | Offices | MW of Load | 0 | 2043 | 0.0031041
ENS | High | C&I Curtailment | C&I Curtailment- Standard Lighting Control | Large Commercial | Services | MW of Load | 0 | 2043 | 0.027976
ENS | High | C&I Curtailment | C&I Curtailment- Advanced Lighting Control | Large Commercial | Offices | MW of Load | 0 | 2043 | 0.0015521
ENS | High | C&I Curtailment | C&I Curtailment- Advanced Lighting Control | Large Commercial | Services | MW of Load | 0 | 2043 | 0.013988
ENS | High | C&I Curtailment | C&I Curtailment- Water Heating Control | Large Commercial | Offices | MW of Load | 0 | 2043 | 0.0010196
ENS | High | C&I Curtailment | C&I Curtailment- Water Heating Control | Large Commercial | Services | MW of Load | 0 | 2043 | 0.01123
ENS | High | C&I Curtailment | C&I Curtailment- Other | Large Commercial | Offices | MW of Load | 0 | 2043 | 0.014223
ENS | High | C&I Curtailment | C&I Curtailment- Other | Large Commercial | Services | MW of Load | 0 | 2043 | 0.101
ENS | High | C&I Curtailment | C&I Curtailment- Manual HVAC Control | Large Industrial | Miscellaneous | MW of Load | 0 | 2043 | 0.0077731
ENS | High | C&I Curtailment | C&I Curtailment- Manual HVAC Control | Large Industrial | Offices | MW of Load | 0 | 2043 | 0.005521
ENS | High | C&I Curtailment | C&I Curtailment- Manual HVAC Control | Large Industrial | Retail Trade | MW of Load | 0 | 2043 | 0.0098007
ENS | High | C&I Curtailment | C&I Curtailment- Manual HVAC Control | Large Industrial | Services | MW of Load | 0 | 2043 | 0.0029084
ENS | High | C&I Curtailment | C&I Curtailment- Auto-DR HVAC Control | Large Industrial | Miscellaneous | MW of Load | 0 | 2043 | 0.050749
ENS | High | C&I Curtailment | C&I Curtailment- Auto-DR HVAC Control | Large Industrial | Offices | MW of Load | 0 | 2043 | 0.036045
ENS | High | C&I Curtailment | C&I Curtailment- Auto-DR HVAC Control | Large Industrial | Retail Trade | MW of Load | 0 | 2043 | 0.063987
ENS | High | C&I Curtailment | C&I Curtailment- Auto-DR HVAC Control | Large Industrial | Services | MW of Load | 0 | 2043 | 0.018989
ENS | High | C&I Curtailment | C&I Curtailment- Standard Lighting Control | Large Industrial | Miscellaneous | MW of Load | 0 | 2043 | 0.010434
ENS | High | C&I Curtailment | C&I Curtailment- Standard Lighting Control | Large Industrial | Offices | MW of Load | 0 | 2043 | 0.0018828
ENS | High | C&I Curtailment | C&I Curtailment- Standard Lighting Control | Large Industrial | Retail Trade | MW of Load | 0 | 2043 | 0.011822
ENS | High | C&I Curtailment | C&I Curtailment- Standard Lighting Control | Large Industrial | Services | MW of Load | 0 | 2043 | 0.0035082
ENS | High | C&I Curtailment | C&I Curtailment- Advanced Lighting Control | Large Industrial | Miscellaneous | MW of Load | 0 | 2043 | 0.0052172
ENS | High | C&I Curtailment | C&I Curtailment- Advanced Lighting Control | Large Industrial | Offices | MW of Load | 0 | 2043 | 0.00094141
ENS | High | C&I Curtailment | C&I Curtailment- Advanced Lighting Control | Large Industrial | Retail Trade | MW of Load | 0 | 2043 | 0.0059109
ENS | High | C&I Curtailment | C&I Curtailment- Advanced Lighting Control | Large Industrial | Services | MW of Load | 0 | 2043 | 0.0017541
ENS | High | C&I Curtailment | C&I Curtailment- Water Heating Control | Large Industrial | Miscellaneous | MW of Load | 0 | 2043 | 0.00084774
ENS | High | C&I Curtailment | C&I Curtailment- Water Heating Control | Large Industrial | Offices | MW of Load | 0 | 2043 | 0.00027468
ENS | High | C&I Curtailment | C&I Curtailment- Water Heating Control | Large Industrial | Retail Trade | MW of Load | 0 | 2043 | 0.0047453
ENS | High | C&I Curtailment | C&I Curtailment- Water Heating Control | Large Industrial | Services | MW of Load | 0 | 2043 | 0.0014082
ENS | High | C&I Curtailment | C&I Curtailment- Other | Large Industrial | Miscellaneous | MW of Load | 0 | 2043 | 0.017594
ENS | High | C&I Curtailment | C&I Curtailment- Other | Large Industrial | Offices | MW of Load | 0 | 2043 | 0.0053057
ENS | High | C&I Curtailment | C&I Curtailment- Other | Large Industrial | Retail Trade | MW of Load | 0 | 2043 | 0.042682
ENS | High | C&I Curtailment | C&I Curtailment- Other | Large Industrial | Services | MW of Load | 0 | 2043 | 0.012666
ENS | High | C&I Curtailment | C&I Curtailment- Industrial | Large Industrial | Manufacturing | MW of Load | 0 | 2043 | 0.44598
ENS | High | C&I Curtailment | C&I Curtailment- Manual HVAC Control | Interruptible Rider | Miscellaneous | MW of Load | 0 | 2043 | 0.21762
ENS | High | C&I Curtailment | C&I Curtailment- Manual HVAC Control | Interruptible Rider | Retail Trade | MW of Load | 0 | 2043 | 0.0050443
ENS | High | C&I Curtailment | C&I Curtailment- Auto-DR HVAC Control | Interruptible Rider | Miscellaneous | MW of Load | 0 | 2043 | 1.4208
ENS | High | C&I Curtailment | C&I Curtailment- Auto-DR HVAC Control | Interruptible Rider | Retail Trade | MW of Load | 0 | 2043 | 0.032934
ENS | High | C&I Curtailment | C&I Curtailment- Standard Lighting Control | Interruptible Rider | Miscellaneous | MW of Load | 0 | 2043 | 0.097637
ENS | High | C&I Curtailment | C&I Curtailment- Standard Lighting Control | Interruptible Rider | Retail Trade | MW of Load | 0 | 2043 | 0.0078326
ENS | High | C&I Curtailment | C&I Curtailment- Advanced Lighting Control | Interruptible Rider | Miscellaneous | MW of Load | 0 | 2043 | 0.048819
ENS | High | C&I Curtailment | C&I Curtailment- Advanced Lighting Control | Interruptible Rider | Retail Trade | MW of Load | 0 | 2043 | 0.0039163
ENS | High | C&I Curtailment | C&I Curtailment- Water Heating Control | Interruptible Rider | Miscellaneous | MW of Load | 0 | 2043 | 0.012965
ENS | High | C&I Curtailment | C&I Curtailment- Water Heating Control | Interruptible Rider | Retail Trade | MW of Load | 0 | 2043 | 0.001773
ENS | High | C&I Curtailment | C&I Curtailment- Other | Interruptible Rider | Miscellaneous | MW of Load | 0 | 2043 | 0.23035
ENS | High | C&I Curtailment | C&I Curtailment- Other | Interruptible Rider | Retail Trade | MW of Load | 0 | 2043 | 0.018984
ENS | High | C&I Curtailment | C&I Curtailment- Industrial | Interruptible Rider | Manufacturing | MW of Load | 0 | 2043 | 0.27878
ENS | High | Dynamic Pricing | Dynamic Pricing with enabling tech. | Small Commercial | Manufacturing | MW of Load | 1 | 2043 | 0.096031
ENS | High | Dynamic Pricing | Dynamic Pricing with enabling tech. | Small Commercial | Miscellaneous | MW of Load | 1 | 2043 | 1.3723
ENS | High | Dynamic Pricing | Dynamic Pricing with enabling tech. | Small Commercial | Offices | MW of Load | 1 | 2043 | 1.0843
ENS | High | Dynamic Pricing | Dynamic Pricing with enabling tech. | Small Commercial | Retail Trade | MW of Load | 1 | 2043 | 2.2415
ENS | High | Dynamic Pricing | Dynamic Pricing with enabling tech. | Small Commercial | Services | MW of Load | 1 | 2043 | 2.6955
ENS | High | Dynamic Pricing | Dynamic Pricing w/o enabling tech. | Small Commercial | Manufacturing | MW of Load | 1 | 2043 | 0.005754
ENS | High | Dynamic Pricing | Dynamic Pricing w/o enabling tech. | Small Commercial | Miscellaneous | MW of Load | 1 | 2043 | 0.082226
ENS | High | Dynamic Pricing | Dynamic Pricing w/o enabling tech. | Small Commercial | Offices | MW of Load | 1 | 2043 | 0.064967
ENS | High | Dynamic Pricing | Dynamic Pricing w/o enabling tech. | Small Commercial | Retail Trade | MW of Load | 1 | 2043 | 0.13431
ENS | High | Dynamic Pricing | Dynamic Pricing w/o enabling tech. | Small Commercial | Services | MW of Load | 1 | 2043 | 0.16151
ENS | High | Dynamic Pricing | Dynamic Pricing with enabling tech. | Large Commercial | Offices | MW of Load | 1 | 2043 | 0.18044
ENS | High | Dynamic Pricing | Dynamic Pricing with enabling tech. | Large Commercial | Services | MW of Load | 1 | 2043 | 1.0919
ENS | High | Dynamic Pricing | Dynamic Pricing w/o enabling tech. | Large Commercial | Offices | MW of Load | 1 | 2043 | 0.08671
ENS | High | Dynamic Pricing | Dynamic Pricing w/o enabling tech. | Large Commercial | Services | MW of Load | 1 | 2043 | 0.5247
ENS | High | Dynamic Pricing | Dynamic Pricing with enabling tech. | Small Industrial | Manufacturing | MW of Load | 1 | 2043 | 0.20645
ENS | High | Dynamic Pricing | Dynamic Pricing with enabling tech. | Small Industrial | Miscellaneous | MW of Load | 1 | 2043 | 0.39334
ENS | High | Dynamic Pricing | Dynamic Pricing with enabling tech. | Small Industrial | Offices | MW of Load | 1 | 2043 | 0.024389
ENS | High | Dynamic Pricing | Dynamic Pricing with enabling tech. | Small Industrial | Retail Trade | MW of Load | 1 | 2043 | 0.067599
ENS | High | Dynamic Pricing | Dynamic Pricing with enabling tech. | Small Industrial | Services | MW of Load | 1 | 2043 | 0.084269
ENS | High | Dynamic Pricing | Dynamic Pricing w/o enabling tech. | Small Industrial | Manufacturing | MW of Load | 1 | 2043 | 0.01237
ENS | High | Dynamic Pricing | Dynamic Pricing w/o enabling tech. | Small Industrial | Miscellaneous | MW of Load | 1 | 2043 | 0.023568
ENS | High | Dynamic Pricing | Dynamic Pricing w/o enabling tech. | Small Industrial | Offices | MW of Load | 1 | 2043 | 0.0014613
ENS | High | Dynamic Pricing | Dynamic Pricing w/o enabling tech. | Small Industrial | Retail Trade | MW of Load | 1 | 2043 | 0.0040504
ENS | High | Dynamic Pricing | Dynamic Pricing w/o enabling tech. | Small Industrial | Services | MW of Load | 1 | 2043 | 0.0050493
ENS | High | Dynamic Pricing | Dynamic Pricing with enabling tech. | Large Industrial | Manufacturing | MW of Load | 1 | 2043 | 1.1964
ENS | High | Dynamic Pricing | Dynamic Pricing with enabling tech. | Large Industrial | Miscellaneous | MW of Load | 1 | 2043 | 0.72695
ENS | High | Dynamic Pricing | Dynamic Pricing with enabling tech. | Large Industrial | Offices | MW of Load | 1 | 2043 | 0.069884
ENS | High | Dynamic Pricing | Dynamic Pricing with enabling tech. | Large Industrial | Retail Trade | MW of Load | 1 | 2043 | 0.2952
ENS | High | Dynamic Pricing | Dynamic Pricing with enabling tech. | Large Industrial | Services | MW of Load | 1 | 2043 | 0.14601
ENS | High | Dynamic Pricing | Dynamic Pricing w/o enabling tech. | Large Industrial | Manufacturing | MW of Load | 1 | 2043 | 0.57493
ENS | High | Dynamic Pricing | Dynamic Pricing w/o enabling tech. | Large Industrial | Miscellaneous | MW of Load | 1 | 2043 | 0.34934
ENS | High | Dynamic Pricing | Dynamic Pricing w/o enabling tech. | Large Industrial | Offices | MW of Load | 1 | 2043 | 0.033583
ENS | High | Dynamic Pricing | Dynamic Pricing w/o enabling tech. | Large Industrial | Retail Trade | MW of Load | 1 | 2043 | 0.14186
ENS | High | Dynamic Pricing | Dynamic Pricing w/o enabling tech. | Large Industrial | Services | MW of Load | 1 | 2043 | 0.070164
ENS | High | Dynamic Pricing | Dynamic Pricing with enabling tech. | Interruptible Rider | Manufacturing | MW of Load | 1 | 2043 | 0.37208
ENS | High | Dynamic Pricing | Dynamic Pricing with enabling tech. | Interruptible Rider | Miscellaneous | MW of Load | 1 | 2043 | 1.1719
ENS | High | Dynamic Pricing | Dynamic Pricing with enabling tech. | Interruptible Rider | Retail Trade | MW of Load | 1 | 2043 | 0.068597
ENS | High | Dynamic Pricing | Dynamic Pricing w/o enabling tech. | Interruptible Rider | Manufacturing | MW of Load | 1 | 2043 | 0.1788
ENS | High | Dynamic Pricing | Dynamic Pricing w/o enabling tech. | Interruptible Rider | Miscellaneous | MW of Load | 1 | 2043 | 0.56317
ENS | High | Dynamic Pricing | Dynamic Pricing w/o enabling tech. | Interruptible Rider | Retail Trade | MW of Load | 1 | 2043 | 0.032964
ENS | High | Dynamic Pricing | Dynamic Pricing with enabling tech. | Residential | Residential Market Rate | MW of Load | 1 | 2043 | 39.0696
ENS | High | Dynamic Pricing | Dynamic Pricing w/o enabling tech. | Residential | Residential Market Rate | MW of Load | 1 | 2043 | 26.4098
ENS | High | BTM Battery Control | BTM Battery Control | Small Commercial | Manufacturing | MW of Load | 0 | 2043 | 0.016498
ENS | High | BTM Battery Control | BTM Battery Control | Small Commercial | Miscellaneous | MW of Load | 0 | 2043 | 0.12313
ENS | High | BTM Battery Control | BTM Battery Control | Small Commercial | Offices | MW of Load | 0 | 2043 | 0.042181
ENS | High | BTM Battery Control | BTM Battery Control | Small Commercial | Retail Trade | MW of Load | 0 | 2043 | 0.073617
ENS | High | BTM Battery Control | BTM Battery Control | Small Commercial | Services | MW of Load | 0 | 2043 | 0.16025
ENS | High | BTM Battery Control | BTM Battery Control | Large Commercial | Offices | MW of Load | 0 | 2043 | 0.01554
ENS | High | BTM Battery Control | BTM Battery Control | Large Commercial | Services | MW of Load | 0 | 2043 | 0.082878
ENS | High | BTM Battery Control | BTM Battery Control | Small Industrial | Manufacturing | MW of Load | 0 | 2043 | 0.00040278
ENS | High | BTM Battery Control | BTM Battery Control | Small Industrial | Miscellaneous | MW of Load | 0 | 2043 | 0.0026227
ENS | High | BTM Battery Control | BTM Battery Control | Small Industrial | Offices | MW of Load | 0 | 2043 | 0.0010344
ENS | High | BTM Battery Control | BTM Battery Control | Small Industrial | Retail Trade | MW of Load | 0 | 2043 | 0.0018079
ENS | High | BTM Battery Control | BTM Battery Control | Small Industrial | Services | MW of Load | 0 | 2043 | 0.0039317
ENS | High | BTM Battery Control | BTM Battery Control | Large Industrial | Manufacturing | MW of Load | 0 | 2043 | 0.010174
ENS | High | BTM Battery Control | BTM Battery Control | Large Industrial | Miscellaneous | MW of Load | 0 | 2043 | 0.047169
ENS | High | BTM Battery Control | BTM Battery Control | Large Industrial | Offices | MW of Load | 0 | 2043 | 0.0055493
ENS | High | BTM Battery Control | BTM Battery Control | Large Industrial | Retail Trade | MW of Load | 0 | 2043 | 0.027746
ENS | High | BTM Battery Control | BTM Battery Control | Large Industrial | Services | MW of Load | 0 | 2043 | 0.060117
ENS | High | BTM Battery Control | BTM Battery Control | Interruptible Rider | Manufacturing | MW of Load | 0 | 2043 | 0.013599
ENS | High | BTM Battery Control | BTM Battery Control | Interruptible Rider | Miscellaneous | MW of Load | 0 | 2043 | 0.036264
ENS | High | BTM Battery Control | BTM Battery Control | Interruptible Rider | Retail Trade | MW of Load | 0 | 2043 | 0.054397
ENS | High | BTM Battery Control | BTM Battery Control | Residential | Residential LI | MW of Load | 0 | 2043 | 1.5475
ENS | High | BTM Battery Control | BTM Battery Control | Residential | Residential Market Rate | MW of Load | 0 | 2043 | 0.86707
ENS | High | EV Charging Control | EV Charging Control | EV | EV | MW of Load | 0 | 2043 | 5.118
ENS | High | Behavioral DR | Behavioral DR | Residential | Residential LI | MW of Load | 1 | 2043 | 0.39517
ENS | High | Behavioral DR | Behavioral DR | Residential | Residential Market Rate | MW of Load | 1 | 2043 | 3.5402
ENS | High | DLC | DLC-Switch-Water Heating | Small Commercial | Miscellaneous | MW of Load | 0 | 2044 | 0.014682
ENS | High | DLC | DLC-Switch-Water Heating | Small Commercial | Offices | MW of Load | 0 | 2044 | 0.0084152
ENS | High | DLC | DLC-Switch-Water Heating | Small Commercial | Retail Trade | MW of Load | 0 | 2044 | 0.04856
ENS | High | DLC | DLC-Switch-Water Heating | Small Commercial | Services | MW of Load | 0 | 2044 | 0.058236
ENS | High | DLC | DLC-Thermostat-HVAC | Small Commercial | Miscellaneous | MW of Load | 0 | 2044 | 0.075842
ENS | High | DLC | DLC-Thermostat-HVAC | Small Commercial | Offices | MW of Load | 0 | 2044 | 0.1214
ENS | High | DLC | DLC-Thermostat-HVAC | Small Commercial | Retail Trade | MW of Load | 0 | 2044 | 0.080441
ENS | High | DLC | DLC-Thermostat-HVAC | Small Commercial | Services | MW of Load | 0 | 2044 | 0.096861
ENS | High | DLC | DLC-Switch-Water Heating | Small Industrial | Miscellaneous | MW of Load | 0 | 2044 | 0.0039341
ENS | High | DLC | DLC-Switch-Water Heating | Small Industrial | Offices | MW of Load | 0 | 2044 | 0.00015155
ENS | High | DLC | DLC-Switch-Water Heating | Small Industrial | Retail Trade | MW of Load | 0 | 2044 | 0.001088
ENS | High | DLC | DLC-Switch-Water Heating | Small Industrial | Services | MW of Load | 0 | 2044 | 0.0013564
ENS | High | DLC | DLC-Thermostat-HVAC | Small Industrial | Miscellaneous | MW of Load | 0 | 2044 | 0.02555
ENS | High | DLC | DLC-Thermostat-HVAC | Small Industrial | Offices | MW of Load | 0 | 2044 | 0.0024419
ENS | High | DLC | DLC-Thermostat-HVAC | Small Industrial | Retail Trade | MW of Load | 0 | 2044 | 0.0024703
ENS | High | DLC | DLC-Thermostat-HVAC | Small Industrial | Services | MW of Load | 0 | 2044 | 0.0030796
ENS | High | DLC | DLC-Switch-Water Heating | Residential | Residential LI | MW of Load | 0 | 2044 | 4.8739
ENS | High | DLC | DLC-Switch-Water Heating | Residential | Residential Market Rate | MW of Load | 0 | 2044 | 2.1341
ENS | High | DLC | DLC-Thermostat-Heat Pump | Residential | Residential LI | MW of Load | 0 | 2044 | 2.2184
ENS | High | DLC | DLC-Thermostat-Heat Pump | Residential | Residential Market Rate | MW of Load | 0 | 2044 | 2.0071
ENS | High | DLC | DLC-Thermostat-Electric Furnace | Residential | Residential LI | MW of Load | 0 | 2044 | 3.6029
ENS | High | DLC | DLC-Thermostat-Electric Furnace | Residential | Residential Market Rate | MW of Load | 0 | 2044 | 0.064712
ENS | High | C&I Curtailment | C&I Curtailment- Manual HVAC Control | Large Commercial | Offices | MW of Load | 0 | 2044 | 0.016089
ENS | High | C&I Curtailment | C&I Curtailment- Manual HVAC Control | Large Commercial | Services | MW of Load | 0 | 2044 | 0.022405
ENS | High | C&I Curtailment | C&I Curtailment- Auto-DR HVAC Control | Large Commercial | Offices | MW of Load | 0 | 2044 | 0.10504
ENS | High | C&I Curtailment | C&I Curtailment- Auto-DR HVAC Control | Large Commercial | Services | MW of Load | 0 | 2044 | 0.14628
ENS | High | C&I Curtailment | C&I Curtailment- Standard Lighting Control | Large Commercial | Offices | MW of Load | 0 | 2044 | 0.0028488
ENS | High | C&I Curtailment | C&I Curtailment- Standard Lighting Control | Large Commercial | Services | MW of Load | 0 | 2044 | 0.026532
ENS | High | C&I Curtailment | C&I Curtailment- Advanced Lighting Control | Large Commercial | Offices | MW of Load | 0 | 2044 | 0.0014244
ENS | High | C&I Curtailment | C&I Curtailment- Advanced Lighting Control | Large Commercial | Services | MW of Load | 0 | 2044 | 0.013266
ENS | High | C&I Curtailment | C&I Curtailment- Water Heating Control | Large Commercial | Offices | MW of Load | 0 | 2044 | 0.0010135
ENS | High | C&I Curtailment | C&I Curtailment- Water Heating Control | Large Commercial | Services | MW of Load | 0 | 2044 | 0.011158
ENS | High | C&I Curtailment | C&I Curtailment- Other | Large Commercial | Offices | MW of Load | 0 | 2044 | 0.013983
ENS | High | C&I Curtailment | C&I Curtailment- Other | Large Commercial | Services | MW of Load | 0 | 2044 | 0.0996
ENS | High | C&I Curtailment | C&I Curtailment- Manual HVAC Control | Large Industrial | Miscellaneous | MW of Load | 0 | 2044 | 0.0080953
ENS | High | C&I Curtailment | C&I Curtailment- Manual HVAC Control | Large Industrial | Offices | MW of Load | 0 | 2044 | 0.0055878
ENS | High | C&I Curtailment | C&I Curtailment- Manual HVAC Control | Large Industrial | Retail Trade | MW of Load | 0 | 2044 | 0.0097008
ENS | High | C&I Curtailment | C&I Curtailment- Manual HVAC Control | Large Industrial | Services | MW of Load | 0 | 2044 | 0.0028788
ENS | High | C&I Curtailment | C&I Curtailment- Auto-DR HVAC Control | Large Industrial | Miscellaneous | MW of Load | 0 | 2044 | 0.052853
ENS | High | C&I Curtailment | C&I Curtailment- Auto-DR HVAC Control | Large Industrial | Offices | MW of Load | 0 | 2044 | 0.036482
ENS | High | C&I Curtailment | C&I Curtailment- Auto-DR HVAC Control | Large Industrial | Retail Trade | MW of Load | 0 | 2044 | 0.063335
ENS | High | C&I Curtailment | C&I Curtailment- Auto-DR HVAC Control | Large Industrial | Services | MW of Load | 0 | 2044 | 0.018795
ENS | High | C&I Curtailment | C&I Curtailment- Standard Lighting Control | Large Industrial | Miscellaneous | MW of Load | 0 | 2044 | 0.010247
ENS | High | C&I Curtailment | C&I Curtailment- Standard Lighting Control | Large Industrial | Offices | MW of Load | 0 | 2044 | 0.0018481
ENS | High | C&I Curtailment | C&I Curtailment- Standard Lighting Control | Large Industrial | Retail Trade | MW of Load | 0 | 2044 | 0.011488
ENS | High | C&I Curtailment | C&I Curtailment- Standard Lighting Control | Large Industrial | Services | MW of Load | 0 | 2044 | 0.0034091
ENS | High | C&I Curtailment | C&I Curtailment- Advanced Lighting Control | Large Industrial | Miscellaneous | MW of Load | 0 | 2044 | 0.0051235
ENS | High | C&I Curtailment | C&I Curtailment- Advanced Lighting Control | Large Industrial | Offices | MW of Load | 0 | 2044 | 0.00092403
ENS | High | C&I Curtailment | C&I Curtailment- Advanced Lighting Control | Large Industrial | Retail Trade | MW of Load | 0 | 2044 | 0.0057438
ENS | High | C&I Curtailment | C&I Curtailment- Advanced Lighting Control | Large Industrial | Services | MW of Load | 0 | 2044 | 0.0017045
ENS | High | C&I Curtailment | C&I Curtailment- Water Heating Control | Large Industrial | Miscellaneous | MW of Load | 0 | 2044 | 0.00084557
ENS | High | C&I Curtailment | C&I Curtailment- Water Heating Control | Large Industrial | Offices | MW of Load | 0 | 2044 | 0.00027803
ENS | High | C&I Curtailment | C&I Curtailment- Water Heating Control | Large Industrial | Retail Trade | MW of Load | 0 | 2044 | 0.0048312
ENS | High | C&I Curtailment | C&I Curtailment- Water Heating Control | Large Industrial | Services | MW of Load | 0 | 2044 | 0.0014337
ENS | High | C&I Curtailment | C&I Curtailment- Other | Large Industrial | Miscellaneous | MW of Load | 0 | 2044 | 0.017544
ENS | High | C&I Curtailment | C&I Curtailment- Other | Large Industrial | Offices | MW of Load | 0 | 2044 | 0.005386
ENS | High | C&I Curtailment | C&I Curtailment- Other | Large Industrial | Retail Trade | MW of Load | 0 | 2044 | 0.043124
ENS | High | C&I Curtailment | C&I Curtailment- Other | Large Industrial | Services | MW of Load | 0 | 2044 | 0.012797
ENS | High | C&I Curtailment | C&I Curtailment- Industrial | Large Industrial | Manufacturing | MW of Load | 0 | 2044 | 0.43892
ENS | High | C&I Curtailment | C&I Curtailment- Manual HVAC Control | Interruptible Rider | Miscellaneous | MW of Load | 0 | 2044 | 0.21705
ENS | High | C&I Curtailment | C&I Curtailment- Manual HVAC Control | Interruptible Rider | Retail Trade | MW of Load | 0 | 2044 | 0.0049661
ENS | High | C&I Curtailment | C&I Curtailment- Auto-DR HVAC Control | Interruptible Rider | Miscellaneous | MW of Load | 0 | 2044 | 1.4171
ENS | High | C&I Curtailment | C&I Curtailment- Auto-DR HVAC Control | Interruptible Rider | Retail Trade | MW of Load | 0 | 2044 | 0.032423
ENS | High | C&I Curtailment | C&I Curtailment- Standard Lighting Control | Interruptible Rider | Miscellaneous | MW of Load | 0 | 2044 | 0.094954
ENS | High | C&I Curtailment | C&I Curtailment- Standard Lighting Control | Interruptible Rider | Retail Trade | MW of Load | 0 | 2044 | 0.0076857
ENS | High | C&I Curtailment | C&I Curtailment- Advanced Lighting Control | Interruptible Rider | Miscellaneous | MW of Load | 0 | 2044 | 0.047477
ENS | High | C&I Curtailment | C&I Curtailment- Advanced Lighting Control | Interruptible Rider | Retail Trade | MW of Load | 0 | 2044 | 0.0038429
ENS | High | C&I Curtailment | C&I Curtailment- Water Heating Control | Interruptible Rider | Miscellaneous | MW of Load | 0 | 2044 | 0.012876
ENS | High | C&I Curtailment | C&I Curtailment- Water Heating Control | Interruptible Rider | Retail Trade | MW of Load | 0 | 2044 | 0.001769
ENS | High | C&I Curtailment | C&I Curtailment- Other | Interruptible Rider | Miscellaneous | MW of Load | 0 | 2044 | 0.22866
ENS | High | C&I Curtailment | C&I Curtailment- Other | Interruptible Rider | Retail Trade | MW of Load | 0 | 2044 | 0.018916
ENS | High | C&I Curtailment | C&I Curtailment- Industrial | Interruptible Rider | Manufacturing | MW of Load | 0 | 2044 | 0.27044
ENS | High | Dynamic Pricing | Dynamic Pricing with enabling tech. | Small Commercial | Manufacturing | MW of Load | 1 | 2044 | 0.092274
ENS | High | Dynamic Pricing | Dynamic Pricing with enabling tech. | Small Commercial | Miscellaneous | MW of Load | 1 | 2044 | 1.3479
ENS | High | Dynamic Pricing | Dynamic Pricing with enabling tech. | Small Commercial | Offices | MW of Load | 1 | 2044 | 1.0638
ENS | High | Dynamic Pricing | Dynamic Pricing with enabling tech. | Small Commercial | Retail Trade | MW of Load | 1 | 2044 | 2.1901
ENS | High | Dynamic Pricing | Dynamic Pricing with enabling tech. | Small Commercial | Services | MW of Load | 1 | 2044 | 2.6335
ENS | High | Dynamic Pricing | Dynamic Pricing w/o enabling tech. | Small Commercial | Manufacturing | MW of Load | 1 | 2044 | 0.0055289
ENS | High | Dynamic Pricing | Dynamic Pricing w/o enabling tech. | Small Commercial | Miscellaneous | MW of Load | 1 | 2044 | 0.080764
ENS | High | Dynamic Pricing | Dynamic Pricing w/o enabling tech. | Small Commercial | Offices | MW of Load | 1 | 2044 | 0.063739
ENS | High | Dynamic Pricing | Dynamic Pricing w/o enabling tech. | Small Commercial | Retail Trade | MW of Load | 1 | 2044 | 0.13123
ENS | High | Dynamic Pricing | Dynamic Pricing w/o enabling tech. | Small Commercial | Services | MW of Load | 1 | 2044 | 0.15779
ENS | High | Dynamic Pricing | Dynamic Pricing with enabling tech. | Large Commercial | Offices | MW of Load | 1 | 2044 | 0.17724
ENS | High | Dynamic Pricing | Dynamic Pricing with enabling tech. | Large Commercial | Services | MW of Load | 1 | 2044 | 1.0711
ENS | High | Dynamic Pricing | Dynamic Pricing w/o enabling tech. | Large Commercial | Offices | MW of Load | 1 | 2044 | 0.08517
ENS | High | Dynamic Pricing | Dynamic Pricing w/o enabling tech. | Large Commercial | Services | MW of Load | 1 | 2044 | 0.51473
ENS | High | Dynamic Pricing | Dynamic Pricing with enabling tech. | Small Industrial | Manufacturing | MW of Load | 1 | 2044 | 0.20172
ENS | High | Dynamic Pricing | Dynamic Pricing with enabling tech. | Small Industrial | Miscellaneous | MW of Load | 1 | 2044 | 0.39269
ENS | High | Dynamic Pricing | Dynamic Pricing with enabling tech. | Small Industrial | Offices | MW of Load | 1 | 2044 | 0.024403
ENS | High | Dynamic Pricing | Dynamic Pricing with enabling tech. | Small Industrial | Retail Trade | MW of Load | 1 | 2044 | 0.067622
ENS | High | Dynamic Pricing | Dynamic Pricing with enabling tech. | Small Industrial | Services | MW of Load | 1 | 2044 | 0.084298
ENS | High | Dynamic Pricing | Dynamic Pricing w/o enabling tech. | Small Industrial | Manufacturing | MW of Load | 1 | 2044 | 0.012087
ENS | High | Dynamic Pricing | Dynamic Pricing w/o enabling tech. | Small Industrial | Miscellaneous | MW of Load | 1 | 2044 | 0.023529
ENS | High | Dynamic Pricing | Dynamic Pricing w/o enabling tech. | Small Industrial | Offices | MW of Load | 1 | 2044 | 0.0014622
ENS | High | Dynamic Pricing | Dynamic Pricing w/o enabling tech. | Small Industrial | Retail Trade | MW of Load | 1 | 2044 | 0.0040518
ENS | High | Dynamic Pricing | Dynamic Pricing w/o enabling tech. | Small Industrial | Services | MW of Load | 1 | 2044 | 0.005051
ENS | High | Dynamic Pricing | Dynamic Pricing with enabling tech. | Large Industrial | Manufacturing | MW of Load | 1 | 2044 | 1.1775
ENS | High | Dynamic Pricing | Dynamic Pricing with enabling tech. | Large Industrial | Miscellaneous | MW of Load | 1 | 2044 | 0.73125
ENS | High | Dynamic Pricing | Dynamic Pricing with enabling tech. | Large Industrial | Offices | MW of Load | 1 | 2044 | 0.070728
ENS | High | Dynamic Pricing | Dynamic Pricing with enabling tech. | Large Industrial | Retail Trade | MW of Load | 1 | 2044 | 0.29672
ENS | High | Dynamic Pricing | Dynamic Pricing with enabling tech. | Large Industrial | Services | MW of Load | 1 | 2044 | 0.14676
ENS | High | Dynamic Pricing | Dynamic Pricing w/o enabling tech. | Large Industrial | Manufacturing | MW of Load | 1 | 2044 | 0.56583
ENS | High | Dynamic Pricing | Dynamic Pricing w/o enabling tech. | Large Industrial | Miscellaneous | MW of Load | 1 | 2044 | 0.3514
ENS | High | Dynamic Pricing | Dynamic Pricing w/o enabling tech. | Large Industrial | Offices | MW of Load | 1 | 2044 | 0.033988
ENS | High | Dynamic Pricing | Dynamic Pricing w/o enabling tech. | Large Industrial | Retail Trade | MW of Load | 1 | 2044 | 0.14259
ENS | High | Dynamic Pricing | Dynamic Pricing w/o enabling tech. | Large Industrial | Services | MW of Load | 1 | 2044 | 0.070524
ENS | High | Dynamic Pricing | Dynamic Pricing with enabling tech. | Interruptible Rider | Manufacturing | MW of Load | 1 | 2044 | 0.36096
ENS | High | Dynamic Pricing | Dynamic Pricing with enabling tech. | Interruptible Rider | Miscellaneous | MW of Load | 1 | 2044 | 1.1641
ENS | High | Dynamic Pricing | Dynamic Pricing with enabling tech. | Interruptible Rider | Retail Trade | MW of Load | 1 | 2044 | 0.06813
ENS | High | Dynamic Pricing | Dynamic Pricing w/o enabling tech. | Interruptible Rider | Manufacturing | MW of Load | 1 | 2044 | 0.17346
ENS | High | Dynamic Pricing | Dynamic Pricing w/o enabling tech. | Interruptible Rider | Miscellaneous | MW of Load | 1 | 2044 | 0.55941
ENS | High | Dynamic Pricing | Dynamic Pricing w/o enabling tech. | Interruptible Rider | Retail Trade | MW of Load | 1 | 2044 | 0.03274
ENS | High | Dynamic Pricing | Dynamic Pricing with enabling tech. | Residential | Residential Market Rate | MW of Load | 1 | 2044 | 39.3054
ENS | High | Dynamic Pricing | Dynamic Pricing w/o enabling tech. | Residential | Residential Market Rate | MW of Load | 1 | 2044 | 26.5692
ENS | High | BTM Battery Control | BTM Battery Control | Small Commercial | Manufacturing | MW of Load | 0 | 2044 | 0.016498
ENS | High | BTM Battery Control | BTM Battery Control | Small Commercial | Miscellaneous | MW of Load | 0 | 2044 | 0.1232
ENS | High | BTM Battery Control | BTM Battery Control | Small Commercial | Offices | MW of Load | 0 | 2044 | 0.04217
ENS | High | BTM Battery Control | BTM Battery Control | Small Commercial | Retail Trade | MW of Load | 0 | 2044 | 0.073606
ENS | High | BTM Battery Control | BTM Battery Control | Small Commercial | Services | MW of Load | 0 | 2044 | 0.16023
ENS | High | BTM Battery Control | BTM Battery Control | Large Commercial | Offices | MW of Load | 0 | 2044 | 0.01554
ENS | High | BTM Battery Control | BTM Battery Control | Large Commercial | Services | MW of Load | 0 | 2044 | 0.082879
ENS | High | BTM Battery Control | BTM Battery Control | Small Industrial | Manufacturing | MW of Load | 0 | 2044 | 0.00040278
ENS | High | BTM Battery Control | BTM Battery Control | Small Industrial | Miscellaneous | MW of Load | 0 | 2044 | 0.0026227
ENS | High | BTM Battery Control | BTM Battery Control | Small Industrial | Offices | MW of Load | 0 | 2044 | 0.0010344
ENS | High | BTM Battery Control | BTM Battery Control | Small Industrial | Retail Trade | MW of Load | 0 | 2044 | 0.0018079
ENS | High | BTM Battery Control | BTM Battery Control | Small Industrial | Services | MW of Load | 0 | 2044 | 0.0039317
ENS | High | BTM Battery Control | BTM Battery Control | Large Industrial | Manufacturing | MW of Load | 0 | 2044 | 0.010174
ENS | High | BTM Battery Control | BTM Battery Control | Large Industrial | Miscellaneous | MW of Load | 0 | 2044 | 0.047169
ENS | High | BTM Battery Control | BTM Battery Control | Large Industrial | Offices | MW of Load | 0 | 2044 | 0.0055493
ENS | High | BTM Battery Control | BTM Battery Control | Large Industrial | Retail Trade | MW of Load | 0 | 2044 | 0.027747
ENS | High | BTM Battery Control | BTM Battery Control | Large Industrial | Services | MW of Load | 0 | 2044 | 0.060117
ENS | High | BTM Battery Control | BTM Battery Control | Interruptible Rider | Manufacturing | MW of Load | 0 | 2044 | 0.013599
ENS | High | BTM Battery Control | BTM Battery Control | Interruptible Rider | Miscellaneous | MW of Load | 0 | 2044 | 0.036265
ENS | High | BTM Battery Control | BTM Battery Control | Interruptible Rider | Retail Trade | MW of Load | 0 | 2044 | 0.054397
ENS | High | BTM Battery Control | BTM Battery Control | Residential | Residential LI | MW of Load | 0 | 2044 | 1.5552
ENS | High | BTM Battery Control | BTM Battery Control | Residential | Residential Market Rate | MW of Load | 0 | 2044 | 0.87134
ENS | High | EV Charging Control | EV Charging Control | EV | EV | MW of Load | 0 | 2044 | 5.55
ENS | High | Behavioral DR | Behavioral DR | Residential | Residential LI | MW of Load | 1 | 2044 | 0.39629
ENS | High | Behavioral DR | Behavioral DR | Residential | Residential Market Rate | MW of Load | 1 | 2044 | 3.5615
ENS | High | DLC | DLC-Switch-Water Heating | Small Commercial | Miscellaneous | MW of Load | 0 | 2045 | 0.014558
ENS | High | DLC | DLC-Switch-Water Heating | Small Commercial | Offices | MW of Load | 0 | 2045 | 0.0083081
ENS | High | DLC | DLC-Switch-Water Heating | Small Commercial | Retail Trade | MW of Load | 0 | 2045 | 0.048046
ENS | High | DLC | DLC-Switch-Water Heating | Small Commercial | Services | MW of Load | 0 | 2045 | 0.057612
ENS | High | DLC | DLC-Thermostat-HVAC | Small Commercial | Miscellaneous | MW of Load | 0 | 2045 | 0.074153
ENS | High | DLC | DLC-Thermostat-HVAC | Small Commercial | Offices | MW of Load | 0 | 2045 | 0.11928
ENS | High | DLC | DLC-Thermostat-HVAC | Small Commercial | Retail Trade | MW of Load | 0 | 2045 | 0.077364
ENS | High | DLC | DLC-Thermostat-HVAC | Small Commercial | Services | MW of Load | 0 | 2045 | 0.093157
ENS | High | DLC | DLC-Switch-Water Heating | Small Industrial | Miscellaneous | MW of Load | 0 | 2045 | 0.0039522
ENS | High | DLC | DLC-Switch-Water Heating | Small Industrial | Offices | MW of Load | 0 | 2045 | 0.00015183
ENS | High | DLC | DLC-Switch-Water Heating | Small Industrial | Retail Trade | MW of Load | 0 | 2045 | 0.0010935
ENS | High | DLC | DLC-Switch-Water Heating | Small Industrial | Services | MW of Load | 0 | 2045 | 0.0013632
ENS | High | DLC | DLC-Thermostat-HVAC | Small Industrial | Miscellaneous | MW of Load | 0 | 2045 | 0.025489
ENS | High | DLC | DLC-Thermostat-HVAC | Small Industrial | Offices | MW of Load | 0 | 2045 | 0.0024448
ENS | High | DLC | DLC-Thermostat-HVAC | Small Industrial | Retail Trade | MW of Load | 0 | 2045 | 0.0024497
ENS | High | DLC | DLC-Thermostat-HVAC | Small Industrial | Services | MW of Load | 0 | 2045 | 0.0030539
ENS | High | DLC | DLC-Switch-Water Heating | Residential | Residential LI | MW of Load | 0 | 2045 | 4.9096
ENS | High | DLC | DLC-Switch-Water Heating | Residential | Residential Market Rate | MW of Load | 0 | 2045 | 2.1501
ENS | High | DLC | DLC-Thermostat-Heat Pump | Residential | Residential LI | MW of Load | 0 | 2045 | 2.2418
ENS | High | DLC | DLC-Thermostat-Heat Pump | Residential | Residential Market Rate | MW of Load | 0 | 2045 | 2.0217
ENS | High | DLC | DLC-Thermostat-Electric Furnace | Residential | Residential LI | MW of Load | 0 | 2045 | 3.6029
ENS | High | DLC | DLC-Thermostat-Electric Furnace | Residential | Residential Market Rate | MW of Load | 0 | 2045 | 0.058999
ENS | High | C&I Curtailment | C&I Curtailment- Manual HVAC Control | Large Commercial | Offices | MW of Load | 0 | 2045 | 0.015853
ENS | High | C&I Curtailment | C&I Curtailment- Manual HVAC Control | Large Commercial | Services | MW of Load | 0 | 2045 | 0.021625
ENS | High | C&I Curtailment | C&I Curtailment- Auto-DR HVAC Control | Large Commercial | Offices | MW of Load | 0 | 2045 | 0.1035
ENS | High | C&I Curtailment | C&I Curtailment- Auto-DR HVAC Control | Large Commercial | Services | MW of Load | 0 | 2045 | 0.14118
ENS | High | C&I Curtailment | C&I Curtailment- Standard Lighting Control | Large Commercial | Offices | MW of Load | 0 | 2045 | 0.0026111
ENS | High | C&I Curtailment | C&I Curtailment- Standard Lighting Control | Large Commercial | Services | MW of Load | 0 | 2045 | 0.025186
ENS | High | C&I Curtailment | C&I Curtailment- Advanced Lighting Control | Large Commercial | Offices | MW of Load | 0 | 2045 | 0.0013056
ENS | High | C&I Curtailment | C&I Curtailment- Advanced Lighting Control | Large Commercial | Services | MW of Load | 0 | 2045 | 0.012593
ENS | High | C&I Curtailment | C&I Curtailment- Water Heating Control | Large Commercial | Offices | MW of Load | 0 | 2045 | 0.0010074
ENS | High | C&I Curtailment | C&I Curtailment- Water Heating Control | Large Commercial | Services | MW of Load | 0 | 2045 | 0.011088
ENS | High | C&I Curtailment | C&I Curtailment- Other | Large Commercial | Offices | MW of Load | 0 | 2045 | 0.01375
ENS | High | C&I Curtailment | C&I Curtailment- Other | Large Commercial | Services | MW of Load | 0 | 2045 | 0.098234
ENS | High | C&I Curtailment | C&I Curtailment- Manual HVAC Control | Large Industrial | Miscellaneous | MW of Load | 0 | 2045 | 0.0081286
ENS | High | C&I Curtailment | C&I Curtailment- Manual HVAC Control | Large Industrial | Offices | MW of Load | 0 | 2045 | 0.0056555
ENS | High | C&I Curtailment | C&I Curtailment- Manual HVAC Control | Large Industrial | Retail Trade | MW of Load | 0 | 2045 | 0.0095932
ENS | High | C&I Curtailment | C&I Curtailment- Manual HVAC Control | Large Industrial | Services | MW of Load | 0 | 2045 | 0.0028469
ENS | High | C&I Curtailment | C&I Curtailment- Auto-DR HVAC Control | Large Industrial | Miscellaneous | MW of Load | 0 | 2045 | 0.05307
ENS | High | C&I Curtailment | C&I Curtailment- Auto-DR HVAC Control | Large Industrial | Offices | MW of Load | 0 | 2045 | 0.036924
ENS | High | C&I Curtailment | C&I Curtailment- Auto-DR HVAC Control | Large Industrial | Retail Trade | MW of Load | 0 | 2045 | 0.062633
ENS | High | C&I Curtailment | C&I Curtailment- Auto-DR HVAC Control | Large Industrial | Services | MW of Load | 0 | 2045 | 0.018587
ENS | High | C&I Curtailment | C&I Curtailment- Standard Lighting Control | Large Industrial | Miscellaneous | MW of Load | 0 | 2045 | 0.010193
ENS | High | C&I Curtailment | C&I Curtailment- Standard Lighting Control | Large Industrial | Offices | MW of Load | 0 | 2045 | 0.0018151
ENS | High | C&I Curtailment | C&I Curtailment- Standard Lighting Control | Large Industrial | Retail Trade | MW of Load | 0 | 2045 | 0.011173
ENS | High | C&I Curtailment | C&I Curtailment- Standard Lighting Control | Large Industrial | Services | MW of Load | 0 | 2045 | 0.0033157
ENS | High | C&I Curtailment | C&I Curtailment- Advanced Lighting Control | Large Industrial | Miscellaneous | MW of Load | 0 | 2045 | 0.0050967
ENS | High | C&I Curtailment | C&I Curtailment- Advanced Lighting Control | Large Industrial | Offices | MW of Load | 0 | 2045 | 0.00090755
ENS | High | C&I Curtailment | C&I Curtailment- Advanced Lighting Control | Large Industrial | Retail Trade | MW of Load | 0 | 2045 | 0.0055865
ENS | High | C&I Curtailment | C&I Curtailment- Advanced Lighting Control | Large Industrial | Services | MW of Load | 0 | 2045 | 0.0016579
ENS | High | C&I Curtailment | C&I Curtailment- Water Heating Control | Large Industrial | Miscellaneous | MW of Load | 0 | 2045 | 0.00085355
ENS | High | C&I Curtailment | C&I Curtailment- Water Heating Control | Large Industrial | Offices | MW of Load | 0 | 2045 | 0.00028144
ENS | High | C&I Curtailment | C&I Curtailment- Water Heating Control | Large Industrial | Retail Trade | MW of Load | 0 | 2045 | 0.0049191
ENS | High | C&I Curtailment | C&I Curtailment- Water Heating Control | Large Industrial | Services | MW of Load | 0 | 2045 | 0.0014598
ENS | High | C&I Curtailment | C&I Curtailment- Other | Large Industrial | Miscellaneous | MW of Load | 0 | 2045 | 0.017706
ENS | High | C&I Curtailment | C&I Curtailment- Other | Large Industrial | Offices | MW of Load | 0 | 2045 | 0.0054685
ENS | High | C&I Curtailment | C&I Curtailment- Other | Large Industrial | Retail Trade | MW of Load | 0 | 2045 | 0.043579
ENS | High | C&I Curtailment | C&I Curtailment- Other | Large Industrial | Services | MW of Load | 0 | 2045 | 0.012932
ENS | High | C&I Curtailment | C&I Curtailment- Industrial | Large Industrial | Manufacturing | MW of Load | 0 | 2045 | 0.43216
ENS | High | C&I Curtailment | C&I Curtailment- Manual HVAC Control | Interruptible Rider | Miscellaneous | MW of Load | 0 | 2045 | 0.21578
ENS | High | C&I Curtailment | C&I Curtailment- Manual HVAC Control | Interruptible Rider | Retail Trade | MW of Load | 0 | 2045 | 0.0048895
ENS | High | C&I Curtailment | C&I Curtailment- Auto-DR HVAC Control | Interruptible Rider | Miscellaneous | MW of Load | 0 | 2045 | 1.4088
ENS | High | C&I Curtailment | C&I Curtailment- Auto-DR HVAC Control | Interruptible Rider | Retail Trade | MW of Load | 0 | 2045 | 0.031923
ENS | High | C&I Curtailment | C&I Curtailment- Standard Lighting Control | Interruptible Rider | Miscellaneous | MW of Load | 0 | 2045 | 0.092653
ENS | High | C&I Curtailment | C&I Curtailment- Standard Lighting Control | Interruptible Rider | Retail Trade | MW of Load | 0 | 2045 | 0.0075477
ENS | High | C&I Curtailment | C&I Curtailment- Advanced Lighting Control | Interruptible Rider | Miscellaneous | MW of Load | 0 | 2045 | 0.046327
ENS | High | C&I Curtailment | C&I Curtailment- Advanced Lighting Control | Interruptible Rider | Retail Trade | MW of Load | 0 | 2045 | 0.0037739
ENS | High | C&I Curtailment | C&I Curtailment- Water Heating Control | Interruptible Rider | Miscellaneous | MW of Load | 0 | 2045 | 0.012818
ENS | High | C&I Curtailment | C&I Curtailment- Water Heating Control | Interruptible Rider | Retail Trade | MW of Load | 0 | 2045 | 0.0017652
ENS | High | C&I Curtailment | C&I Curtailment- Other | Interruptible Rider | Miscellaneous | MW of Load | 0 | 2045 | 0.22756
ENS | High | C&I Curtailment | C&I Curtailment- Other | Interruptible Rider | Retail Trade | MW of Load | 0 | 2045 | 0.01885
ENS | High | C&I Curtailment | C&I Curtailment- Industrial | Interruptible Rider | Manufacturing | MW of Load | 0 | 2045 | 0.26244
ENS | High | Dynamic Pricing | Dynamic Pricing with enabling tech. | Small Commercial | Manufacturing | MW of Load | 1 | 2045 | 0.088696
ENS | High | Dynamic Pricing | Dynamic Pricing with enabling tech. | Small Commercial | Miscellaneous | MW of Load | 1 | 2045 | 1.3249
ENS | High | Dynamic Pricing | Dynamic Pricing with enabling tech. | Small Commercial | Offices | MW of Load | 1 | 2045 | 1.0438
ENS | High | Dynamic Pricing | Dynamic Pricing with enabling tech. | Small Commercial | Retail Trade | MW of Load | 1 | 2045 | 2.1402
ENS | High | Dynamic Pricing | Dynamic Pricing with enabling tech. | Small Commercial | Services | MW of Load | 1 | 2045 | 2.5734
ENS | High | Dynamic Pricing | Dynamic Pricing w/o enabling tech. | Small Commercial | Manufacturing | MW of Load | 1 | 2045 | 0.0053145
ENS | High | Dynamic Pricing | Dynamic Pricing w/o enabling tech. | Small Commercial | Miscellaneous | MW of Load | 1 | 2045 | 0.079388
ENS | High | Dynamic Pricing | Dynamic Pricing w/o enabling tech. | Small Commercial | Offices | MW of Load | 1 | 2045 | 0.062546
ENS | High | Dynamic Pricing | Dynamic Pricing w/o enabling tech. | Small Commercial | Retail Trade | MW of Load | 1 | 2045 | 0.12824
ENS | High | Dynamic Pricing | Dynamic Pricing w/o enabling tech. | Small Commercial | Services | MW of Load | 1 | 2045 | 0.15419
ENS | High | Dynamic Pricing | Dynamic Pricing with enabling tech. | Large Commercial | Offices | MW of Load | 1 | 2045 | 0.17412
ENS | High | Dynamic Pricing | Dynamic Pricing with enabling tech. | Large Commercial | Services | MW of Load | 1 | 2045 | 1.051
ENS | High | Dynamic Pricing | Dynamic Pricing w/o enabling tech. | Large Commercial | Offices | MW of Load | 1 | 2045 | 0.083674
ENS | High | Dynamic Pricing | Dynamic Pricing w/o enabling tech. | Large Commercial | Services | MW of Load | 1 | 2045 | 0.50505
ENS | High | Dynamic Pricing | Dynamic Pricing with enabling tech. | Small Industrial | Manufacturing | MW of Load | 1 | 2045 | 0.19716
ENS | High | Dynamic Pricing | Dynamic Pricing with enabling tech. | Small Industrial | Miscellaneous | MW of Load | 1 | 2045 | 0.39226
ENS | High | Dynamic Pricing | Dynamic Pricing with enabling tech. | Small Industrial | Offices | MW of Load | 1 | 2045 | 0.024422
ENS | High | Dynamic Pricing | Dynamic Pricing with enabling tech. | Small Industrial | Retail Trade | MW of Load | 1 | 2045 | 0.06766
ENS | High | Dynamic Pricing | Dynamic Pricing with enabling tech. | Small Industrial | Services | MW of Load | 1 | 2045 | 0.084345
ENS | High | Dynamic Pricing | Dynamic Pricing w/o enabling tech. | Small Industrial | Manufacturing | MW of Load | 1 | 2045 | 0.011814
ENS | High | Dynamic Pricing | Dynamic Pricing w/o enabling tech. | Small Industrial | Miscellaneous | MW of Load | 1 | 2045 | 0.023504
ENS | High | Dynamic Pricing | Dynamic Pricing w/o enabling tech. | Small Industrial | Offices | MW of Load | 1 | 2045 | 0.0014633
ENS | High | Dynamic Pricing | Dynamic Pricing w/o enabling tech. | Small Industrial | Retail Trade | MW of Load | 1 | 2045 | 0.0040541
ENS | High | Dynamic Pricing | Dynamic Pricing w/o enabling tech. | Small Industrial | Services | MW of Load | 1 | 2045 | 0.0050538
ENS | High | Dynamic Pricing | Dynamic Pricing with enabling tech. | Large Industrial | Manufacturing | MW of Load | 1 | 2045 | 1.1593
ENS | High | Dynamic Pricing | Dynamic Pricing with enabling tech. | Large Industrial | Miscellaneous | MW of Load | 1 | 2045 | 0.73597
ENS | High | Dynamic Pricing | Dynamic Pricing with enabling tech. | Large Industrial | Offices | MW of Load | 1 | 2045 | 0.071595
ENS | High | Dynamic Pricing | Dynamic Pricing with enabling tech. | Large Industrial | Retail Trade | MW of Load | 1 | 2045 | 0.2983
ENS | High | Dynamic Pricing | Dynamic Pricing with enabling tech. | Large Industrial | Services | MW of Load | 1 | 2045 | 0.14754
ENS | High | Dynamic Pricing | Dynamic Pricing w/o enabling tech. | Large Industrial | Manufacturing | MW of Load | 1 | 2045 | 0.55711
ENS | High | Dynamic Pricing | Dynamic Pricing w/o enabling tech. | Large Industrial | Miscellaneous | MW of Load | 1 | 2045 | 0.35367
ENS | High | Dynamic Pricing | Dynamic Pricing w/o enabling tech. | Large Industrial | Offices | MW of Load | 1 | 2045 | 0.034405
ENS | High | Dynamic Pricing | Dynamic Pricing w/o enabling tech. | Large Industrial | Retail Trade | MW of Load | 1 | 2045 | 0.14335
ENS | High | Dynamic Pricing | Dynamic Pricing w/o enabling tech. | Large Industrial | Services | MW of Load | 1 | 2045 | 0.070901
ENS | High | Dynamic Pricing | Dynamic Pricing with enabling tech. | Interruptible Rider | Manufacturing | MW of Load | 1 | 2045 | 0.35028
ENS | High | Dynamic Pricing | Dynamic Pricing with enabling tech. | Interruptible Rider | Miscellaneous | MW of Load | 1 | 2045 | 1.1566
ENS | High | Dynamic Pricing | Dynamic Pricing with enabling tech. | Interruptible Rider | Retail Trade | MW of Load | 1 | 2045 | 0.06768
ENS | High | Dynamic Pricing | Dynamic Pricing w/o enabling tech. | Interruptible Rider | Manufacturing | MW of Load | 1 | 2045 | 0.16833
ENS | High | Dynamic Pricing | Dynamic Pricing w/o enabling tech. | Interruptible Rider | Miscellaneous | MW of Load | 1 | 2045 | 0.5558
ENS | High | Dynamic Pricing | Dynamic Pricing w/o enabling tech. | Interruptible Rider | Retail Trade | MW of Load | 1 | 2045 | 0.032524
ENS | High | Dynamic Pricing | Dynamic Pricing with enabling tech. | Residential | Residential Market Rate | MW of Load | 1 | 2045 | 39.538
ENS | High | Dynamic Pricing | Dynamic Pricing w/o enabling tech. | Residential | Residential Market Rate | MW of Load | 1 | 2045 | 26.7264
ENS | High | BTM Battery Control | BTM Battery Control | Small Commercial | Manufacturing | MW of Load | 0 | 2045 | 0.016498
ENS | High | BTM Battery Control | BTM Battery Control | Small Commercial | Miscellaneous | MW of Load | 0 | 2045 | 0.12328
ENS | High | BTM Battery Control | BTM Battery Control | Small Commercial | Offices | MW of Load | 0 | 2045 | 0.042171
ENS | High | BTM Battery Control | BTM Battery Control | Small Commercial | Retail Trade | MW of Load | 0 | 2045 | 0.073606
ENS | High | BTM Battery Control | BTM Battery Control | Small Commercial | Services | MW of Load | 0 | 2045 | 0.16023
ENS | High | BTM Battery Control | BTM Battery Control | Large Commercial | Offices | MW of Load | 0 | 2045 | 0.01554
ENS | High | BTM Battery Control | BTM Battery Control | Large Commercial | Services | MW of Load | 0 | 2045 | 0.082879
ENS | High | BTM Battery Control | BTM Battery Control | Small Industrial | Manufacturing | MW of Load | 0 | 2045 | 0.00040278
ENS | High | BTM Battery Control | BTM Battery Control | Small Industrial | Miscellaneous | MW of Load | 0 | 2045 | 0.0026227
ENS | High | BTM Battery Control | BTM Battery Control | Small Industrial | Offices | MW of Load | 0 | 2045 | 0.0010344
ENS | High | BTM Battery Control | BTM Battery Control | Small Industrial | Retail Trade | MW of Load | 0 | 2045 | 0.0018034
ENS | High | BTM Battery Control | BTM Battery Control | Small Industrial | Services | MW of Load | 0 | 2045 | 0.0039317
ENS | High | BTM Battery Control | BTM Battery Control | Large Industrial | Manufacturing | MW of Load | 0 | 2045 | 0.010174
ENS | High | BTM Battery Control | BTM Battery Control | Large Industrial | Miscellaneous | MW of Load | 0 | 2045 | 0.047169
ENS | High | BTM Battery Control | BTM Battery Control | Large Industrial | Offices | MW of Load | 0 | 2045 | 0.0055493
ENS | High | BTM Battery Control | BTM Battery Control | Large Industrial | Retail Trade | MW of Load | 0 | 2045 | 0.027747
ENS | High | BTM Battery Control | BTM Battery Control | Large Industrial | Services | MW of Load | 0 | 2045 | 0.060118
ENS | High | BTM Battery Control | BTM Battery Control | Interruptible Rider | Manufacturing | MW of Load | 0 | 2045 | 0.013599
ENS | High | BTM Battery Control | BTM Battery Control | Interruptible Rider | Miscellaneous | MW of Load | 0 | 2045 | 0.036265
ENS | High | BTM Battery Control | BTM Battery Control | Interruptible Rider | Retail Trade | MW of Load | 0 | 2045 | 0.054397
ENS | High | BTM Battery Control | BTM Battery Control | Residential | Residential LI | MW of Load | 0 | 2045 | 1.5628
ENS | High | BTM Battery Control | BTM Battery Control | Residential | Residential Market Rate | MW of Load | 0 | 2045 | 0.87563
ENS | High | EV Charging Control | EV Charging Control | EV | EV | MW of Load | 0 | 2045 | 5.9886
ENS | High | Behavioral DR | Behavioral DR | Residential | Residential LI | MW of Load | 1 | 2045 | 0.39756
ENS | High | Behavioral DR | Behavioral DR | Residential | Residential Market Rate | MW of Load | 1 | 2045 | 3.5826
ENS | Base | DLC | DLC-Switch-Water Heating | Small Commercial | Miscellaneous | % of Load | 1 | 2021 | 2.8201e-06
ENS | Base | DLC | DLC-Switch-Water Heating | Small Commercial | Offices | % of Load | 1 | 2021 | 1.7245e-06
ENS | Base | DLC | DLC-Switch-Water Heating | Small Commercial | Retail Trade | % of Load | 1 | 2021 | 9.6083e-06
ENS | Base | DLC | DLC-Switch-Water Heating | Small Commercial | Services | % of Load | 1 | 2021 | 1.1568e-05
ENS | Base | DLC | DLC-Thermostat-HVAC | Small Commercial | Miscellaneous | % of Load | 1 | 2021 | 2.0281e-05
ENS | Base | DLC | DLC-Thermostat-HVAC | Small Commercial | Offices | % of Load | 1 | 2021 | 2.9116e-05
ENS | Base | DLC | DLC-Thermostat-HVAC | Small Commercial | Retail Trade | % of Load | 1 | 2021 | 3.1471e-05
ENS | Base | DLC | DLC-Thermostat-HVAC | Small Commercial | Services | % of Load | 1 | 2021 | 3.7894e-05
ENS | Base | DLC | DLC-Switch-Water Heating | Small Industrial | Miscellaneous | % of Load | 1 | 2021 | 5.4667e-07
ENS | Base | DLC | DLC-Switch-Water Heating | Small Industrial | Offices | % of Load | 1 | 2021 | 2.2147e-08
ENS | Base | DLC | DLC-Switch-Water Heating | Small Industrial | Retail Trade | % of Load | 1 | 2021 | 1.4798e-07
ENS | Base | DLC | DLC-Switch-Water Heating | Small Industrial | Services | % of Load | 1 | 2021 | 1.8447e-07
ENS | Base | DLC | DLC-Thermostat-HVAC | Small Industrial | Miscellaneous | % of Load | 1 | 2021 | 4.0413e-06
ENS | Base | DLC | DLC-Thermostat-HVAC | Small Industrial | Offices | % of Load | 1 | 2021 | 3.7531e-07
ENS | Base | DLC | DLC-Thermostat-HVAC | Small Industrial | Retail Trade | % of Load | 1 | 2021 | 4.8724e-07
ENS | Base | DLC | DLC-Thermostat-HVAC | Small Industrial | Services | % of Load | 1 | 2021 | 6.074e-07
ENS | Base | DLC | DLC-Switch-Water Heating | Residential | Residential LI | % of Load | 1 | 2021 | 0.00027752
ENS | Base | DLC | DLC-Switch-Water Heating | Residential | Residential Market Rate | % of Load | 1 | 2021 | 0.00086348
ENS | Base | DLC | DLC-Thermostat-Heat Pump | Residential | Residential LI | % of Load | 1 | 2021 | 1.2149e-05
ENS | Base | DLC | DLC-Thermostat-Heat Pump | Residential | Residential Market Rate | % of Load | 1 | 2021 | 0.00044576
ENS | Base | DLC | DLC-Thermostat-Electric Furnace | Residential | Residential LI | % of Load | 1 | 2021 | 0.00030515
ENS | Base | DLC | DLC-Thermostat-Electric Furnace | Residential | Residential Market Rate | % of Load | 1 | 2021 | 0.00037334
ENS | Base | C&I Curtailment | C&I Curtailment- Manual HVAC Control | Large Commercial | Offices | % of Load | 1 | 2021 | 7.8292e-06
ENS | Base | C&I Curtailment | C&I Curtailment- Manual HVAC Control | Large Commercial | Services | % of Load | 1 | 2021 | 1.6937e-05
ENS | Base | C&I Curtailment | C&I Curtailment- Auto-DR HVAC Control | Large Commercial | Offices | % of Load | 1 | 2021 | 5.1539e-06
ENS | Base | C&I Curtailment | C&I Curtailment- Auto-DR HVAC Control | Large Commercial | Services | % of Load | 1 | 2021 | 1.1149e-05
ENS | Base | C&I Curtailment | C&I Curtailment- Standard Lighting Control | Large Commercial | Offices | % of Load | 1 | 2021 | 1.3474e-06
ENS | Base | C&I Curtailment | C&I Curtailment- Standard Lighting Control | Large Commercial | Services | % of Load | 1 | 2021 | 8.4719e-06
ENS | Base | C&I Curtailment | C&I Curtailment- Advanced Lighting Control | Large Commercial | Offices | % of Load | 1 | 2021 | 6.7372e-07
ENS | Base | C&I Curtailment | C&I Curtailment- Advanced Lighting Control | Large Commercial | Services | % of Load | 1 | 2021 | 4.2359e-06
ENS | Base | C&I Curtailment | C&I Curtailment- Water Heating Control | Large Commercial | Offices | % of Load | 1 | 2021 | 1.0686e-07
ENS | Base | C&I Curtailment | C&I Curtailment- Water Heating Control | Large Commercial | Services | % of Load | 1 | 2021 | 1.1869e-06
ENS | Base | C&I Curtailment | C&I Curtailment- Other | Large Commercial | Offices | % of Load | 1 | 2021 | 1.9912e-06
ENS | Base | C&I Curtailment | C&I Curtailment- Other | Large Commercial | Services | % of Load | 1 | 2021 | 1.317e-05
ENS | Base | C&I Curtailment | C&I Curtailment- Manual HVAC Control | Large Industrial | Miscellaneous | % of Load | 1 | 2021 | 2.3281e-06
ENS | Base | C&I Curtailment | C&I Curtailment- Manual HVAC Control | Large Industrial | Offices | % of Load | 1 | 2021 | 1.3212e-06
ENS | Base | C&I Curtailment | C&I Curtailment- Manual HVAC Control | Large Industrial | Retail Trade | % of Load | 1 | 2021 | 4.034e-06
ENS | Base | C&I Curtailment | C&I Curtailment- Manual HVAC Control | Large Industrial | Services | % of Load | 1 | 2021 | 1.1971e-06
ENS | Base | C&I Curtailment | C&I Curtailment- Auto-DR HVAC Control | Large Industrial | Miscellaneous | % of Load | 1 | 2021 | 1.5326e-06
ENS | Base | C&I Curtailment | C&I Curtailment- Auto-DR HVAC Control | Large Industrial | Offices | % of Load | 1 | 2021 | 8.6975e-07
ENS | Base | C&I Curtailment | C&I Curtailment- Auto-DR HVAC Control | Large Industrial | Retail Trade | % of Load | 1 | 2021 | 2.6556e-06
ENS | Base | C&I Curtailment | C&I Curtailment- Auto-DR HVAC Control | Large Industrial | Services | % of Load | 1 | 2021 | 7.8806e-07
ENS | Base | C&I Curtailment | C&I Curtailment- Standard Lighting Control | Large Industrial | Miscellaneous | % of Load | 1 | 2021 | 1.2083e-06
ENS | Base | C&I Curtailment | C&I Curtailment- Standard Lighting Control | Large Industrial | Offices | % of Load | 1 | 2021 | 2.2954e-07
ENS | Base | C&I Curtailment | C&I Curtailment- Standard Lighting Control | Large Industrial | Retail Trade | % of Load | 1 | 2021 | 2.0178e-06
ENS | Base | C&I Curtailment | C&I Curtailment- Standard Lighting Control | Large Industrial | Services | % of Load | 1 | 2021 | 5.9881e-07
ENS | Base | C&I Curtailment | C&I Curtailment- Advanced Lighting Control | Large Industrial | Miscellaneous | % of Load | 1 | 2021 | 6.0414e-07
ENS | Base | C&I Curtailment | C&I Curtailment- Advanced Lighting Control | Large Industrial | Offices | % of Load | 1 | 2021 | 1.1477e-07
ENS | Base | C&I Curtailment | C&I Curtailment- Advanced Lighting Control | Large Industrial | Retail Trade | % of Load | 1 | 2021 | 1.0089e-06
ENS | Base | C&I Curtailment | C&I Curtailment- Advanced Lighting Control | Large Industrial | Services | % of Load | 1 | 2021 | 2.994e-07
ENS | Base | C&I Curtailment | C&I Curtailment- Water Heating Control | Large Industrial | Miscellaneous | % of Load | 1 | 2021 | 6.3627e-08
ENS | Base | C&I Curtailment | C&I Curtailment- Water Heating Control | Large Industrial | Offices | % of Load | 1 | 2021 | 1.7878e-08
ENS | Base | C&I Curtailment | C&I Curtailment- Water Heating Control | Large Industrial | Retail Trade | % of Load | 1 | 2021 | 2.827e-07
ENS | Base | C&I Curtailment | C&I Curtailment- Water Heating Control | Large Industrial | Services | % of Load | 1 | 2021 | 8.3893e-08
ENS | Base | C&I Curtailment | C&I Curtailment- Other | Large Industrial | Miscellaneous | % of Load | 1 | 2021 | 1.3599e-06
ENS | Base | C&I Curtailment | C&I Curtailment- Other | Large Industrial | Offices | % of Load | 1 | 2021 | 3.3734e-07
ENS | Base | C&I Curtailment | C&I Curtailment- Other | Large Industrial | Retail Trade | % of Load | 1 | 2021 | 3.1368e-06
ENS | Base | C&I Curtailment | C&I Curtailment- Other | Large Industrial | Services | % of Load | 1 | 2021 | 9.3088e-07
ENS | Base | C&I Curtailment | C&I Curtailment- Industrial | Large Industrial | Manufacturing | % of Load | 1 | 2021 | 5.808e-05
ENS | Base | C&I Curtailment | C&I Curtailment- Manual HVAC Control | Interruptible Rider | Miscellaneous | % of Load | 1 | 2021 | 8.6472e-05
ENS | Base | C&I Curtailment | C&I Curtailment- Manual HVAC Control | Interruptible Rider | Retail Trade | % of Load | 1 | 2021 | 2.5391e-06
ENS | Base | C&I Curtailment | C&I Curtailment- Auto-DR HVAC Control | Interruptible Rider | Miscellaneous | % of Load | 1 | 2021 | 5.6923e-05
ENS | Base | C&I Curtailment | C&I Curtailment- Auto-DR HVAC Control | Interruptible Rider | Retail Trade | % of Load | 1 | 2021 | 1.6714e-06
ENS | Base | C&I Curtailment | C&I Curtailment- Standard Lighting Control | Interruptible Rider | Miscellaneous | % of Load | 1 | 2021 | 1.8244e-05
ENS | Base | C&I Curtailment | C&I Curtailment- Standard Lighting Control | Interruptible Rider | Retail Trade | % of Load | 1 | 2021 | 1.2814e-06
ENS | Base | C&I Curtailment | C&I Curtailment- Advanced Lighting Control | Interruptible Rider | Miscellaneous | % of Load | 1 | 2021 | 9.1219e-06
ENS | Base | C&I Curtailment | C&I Curtailment- Advanced Lighting Control | Interruptible Rider | Retail Trade | % of Load | 1 | 2021 | 6.407e-07
ENS | Base | C&I Curtailment | C&I Curtailment- Water Heating Control | Interruptible Rider | Miscellaneous | % of Load | 1 | 2021 | 1.3675e-06
ENS | Base | C&I Curtailment | C&I Curtailment- Water Heating Control | Interruptible Rider | Retail Trade | % of Load | 1 | 2021 | 1.7692e-07
ENS | Base | C&I Curtailment | C&I Curtailment- Other | Interruptible Rider | Miscellaneous | % of Load | 1 | 2021 | 2.4802e-05
ENS | Base | C&I Curtailment | C&I Curtailment- Other | Interruptible Rider | Retail Trade | % of Load | 1 | 2021 | 1.9753e-06
ENS | Base | C&I Curtailment | C&I Curtailment- Industrial | Interruptible Rider | Manufacturing | % of Load | 1 | 2021 | 5.0757e-05
ENS | Base | DLC | DLC-Switch-Water Heating | Small Commercial | Miscellaneous | % of Load | 1 | 2022 | 8.4855e-06
ENS | Base | DLC | DLC-Switch-Water Heating | Small Commercial | Offices | % of Load | 1 | 2022 | 5.18e-06
ENS | Base | DLC | DLC-Switch-Water Heating | Small Commercial | Retail Trade | % of Load | 1 | 2022 | 2.8988e-05
ENS | Base | DLC | DLC-Switch-Water Heating | Small Commercial | Services | % of Load | 1 | 2022 | 3.4895e-05
ENS | Base | DLC | DLC-Thermostat-HVAC | Small Commercial | Miscellaneous | % of Load | 1 | 2022 | 6.0341e-05
ENS | Base | DLC | DLC-Thermostat-HVAC | Small Commercial | Offices | % of Load | 1 | 2022 | 8.72e-05
ENS | Base | DLC | DLC-Thermostat-HVAC | Small Commercial | Retail Trade | % of Load | 1 | 2022 | 9.329e-05
ENS | Base | DLC | DLC-Thermostat-HVAC | Small Commercial | Services | % of Load | 1 | 2022 | 0.00011232
ENS | Base | DLC | DLC-Switch-Water Heating | Small Industrial | Miscellaneous | % of Load | 1 | 2022 | 1.6783e-06
ENS | Base | DLC | DLC-Switch-Water Heating | Small Industrial | Offices | % of Load | 1 | 2022 | 6.7762e-08
ENS | Base | DLC | DLC-Switch-Water Heating | Small Industrial | Retail Trade | % of Load | 1 | 2022 | 4.5457e-07
ENS | Base | DLC | DLC-Switch-Water Heating | Small Industrial | Services | % of Load | 1 | 2022 | 5.6668e-07
ENS | Base | DLC | DLC-Thermostat-HVAC | Small Industrial | Miscellaneous | % of Load | 1 | 2022 | 1.2302e-05
ENS | Base | DLC | DLC-Thermostat-HVAC | Small Industrial | Offices | % of Load | 1 | 2022 | 1.1495e-06
ENS | Base | DLC | DLC-Thermostat-HVAC | Small Industrial | Retail Trade | % of Load | 1 | 2022 | 1.4825e-06
ENS | Base | DLC | DLC-Thermostat-HVAC | Small Industrial | Services | % of Load | 1 | 2022 | 1.8481e-06
ENS | Base | DLC | DLC-Switch-Water Heating | Residential | Residential LI | % of Load | 1 | 2022 | 0.00083792
ENS | Base | DLC | DLC-Switch-Water Heating | Residential | Residential Market Rate | % of Load | 1 | 2022 | 0.0026059
ENS | Base | DLC | DLC-Thermostat-Heat Pump | Residential | Residential LI | % of Load | 1 | 2022 | 4.5108e-05
ENS | Base | DLC | DLC-Thermostat-Heat Pump | Residential | Residential Market Rate | % of Load | 1 | 2022 | 0.0013599
ENS | Base | DLC | DLC-Thermostat-Electric Furnace | Residential | Residential LI | % of Load | 1 | 2022 | 0.00090268
ENS | Base | DLC | DLC-Thermostat-Electric Furnace | Residential | Residential Market Rate | % of Load | 1 | 2022 | 0.0010864
ENS | Base | C&I Curtailment | C&I Curtailment- Manual HVAC Control | Large Commercial | Offices | % of Load | 1 | 2022 | 2.1101e-05
ENS | Base | C&I Curtailment | C&I Curtailment- Manual HVAC Control | Large Commercial | Services | % of Load | 1 | 2022 | 4.5206e-05
ENS | Base | C&I Curtailment | C&I Curtailment- Auto-DR HVAC Control | Large Commercial | Offices | % of Load | 1 | 2022 | 1.961e-05
ENS | Base | C&I Curtailment | C&I Curtailment- Auto-DR HVAC Control | Large Commercial | Services | % of Load | 1 | 2022 | 4.2012e-05
ENS | Base | C&I Curtailment | C&I Curtailment- Standard Lighting Control | Large Commercial | Offices | % of Load | 1 | 2022 | 3.8841e-06
ENS | Base | C&I Curtailment | C&I Curtailment- Standard Lighting Control | Large Commercial | Services | % of Load | 1 | 2022 | 2.4604e-05
ENS | Base | C&I Curtailment | C&I Curtailment- Advanced Lighting Control | Large Commercial | Offices | % of Load | 1 | 2022 | 1.942e-06
ENS | Base | C&I Curtailment | C&I Curtailment- Advanced Lighting Control | Large Commercial | Services | % of Load | 1 | 2022 | 1.2302e-05
ENS | Base | C&I Curtailment | C&I Curtailment- Water Heating Control | Large Commercial | Offices | % of Load | 1 | 2022 | 3.2432e-07
ENS | Base | C&I Curtailment | C&I Curtailment- Water Heating Control | Large Commercial | Services | % of Load | 1 | 2022 | 3.6023e-06
ENS | Base | C&I Curtailment | C&I Curtailment- Other | Large Commercial | Offices | % of Load | 1 | 2022 | 5.9774e-06
ENS | Base | C&I Curtailment | C&I Curtailment- Other | Large Commercial | Services | % of Load | 1 | 2022 | 3.9642e-05
ENS | Base | C&I Curtailment | C&I Curtailment- Manual HVAC Control | Large Industrial | Miscellaneous | % of Load | 1 | 2022 | 6.4642e-06
ENS | Base | C&I Curtailment | C&I Curtailment- Manual HVAC Control | Large Industrial | Offices | % of Load | 1 | 2022 | 3.7221e-06
ENS | Base | C&I Curtailment | C&I Curtailment- Manual HVAC Control | Large Industrial | Retail Trade | % of Load | 1 | 2022 | 1.1237e-05
ENS | Base | C&I Curtailment | C&I Curtailment- Manual HVAC Control | Large Industrial | Services | % of Load | 1 | 2022 | 3.3348e-06
ENS | Base | C&I Curtailment | C&I Curtailment- Auto-DR HVAC Control | Large Industrial | Miscellaneous | % of Load | 1 | 2022 | 6.0075e-06
ENS | Base | C&I Curtailment | C&I Curtailment- Auto-DR HVAC Control | Large Industrial | Offices | % of Load | 1 | 2022 | 3.4591e-06
ENS | Base | C&I Curtailment | C&I Curtailment- Auto-DR HVAC Control | Large Industrial | Retail Trade | % of Load | 1 | 2022 | 1.0443e-05
ENS | Base | C&I Curtailment | C&I Curtailment- Auto-DR HVAC Control | Large Industrial | Services | % of Load | 1 | 2022 | 3.0992e-06
ENS | Base | C&I Curtailment | C&I Curtailment- Standard Lighting Control | Large Industrial | Miscellaneous | % of Load | 1 | 2022 | 3.6657e-06
ENS | Base | C&I Curtailment | C&I Curtailment- Standard Lighting Control | Large Industrial | Offices | % of Load | 1 | 2022 | 6.9878e-07
ENS | Base | C&I Curtailment | C&I Curtailment- Standard Lighting Control | Large Industrial | Retail Trade | % of Load | 1 | 2022 | 6.1161e-06
ENS | Base | C&I Curtailment | C&I Curtailment- Standard Lighting Control | Large Industrial | Services | % of Load | 1 | 2022 | 1.815e-06
ENS | Base | C&I Curtailment | C&I Curtailment- Advanced Lighting Control | Large Industrial | Miscellaneous | % of Load | 1 | 2022 | 1.8328e-06
ENS | Base | C&I Curtailment | C&I Curtailment- Advanced Lighting Control | Large Industrial | Offices | % of Load | 1 | 2022 | 3.4939e-07
ENS | Base | C&I Curtailment | C&I Curtailment- Advanced Lighting Control | Large Industrial | Retail Trade | % of Load | 1 | 2022 | 3.058e-06
ENS | Base | C&I Curtailment | C&I Curtailment- Advanced Lighting Control | Large Industrial | Services | % of Load | 1 | 2022 | 9.075e-07
ENS | Base | C&I Curtailment | C&I Curtailment- Water Heating Control | Large Industrial | Miscellaneous | % of Load | 1 | 2022 | 1.9636e-07
ENS | Base | C&I Curtailment | C&I Curtailment- Water Heating Control | Large Industrial | Offices | % of Load | 1 | 2022 | 5.6101e-08
ENS | Base | C&I Curtailment | C&I Curtailment- Water Heating Control | Large Industrial | Retail Trade | % of Load | 1 | 2022 | 8.9548e-07
ENS | Base | C&I Curtailment | C&I Curtailment- Water Heating Control | Large Industrial | Services | % of Load | 1 | 2022 | 2.6574e-07
ENS | Base | C&I Curtailment | C&I Curtailment- Other | Large Industrial | Miscellaneous | % of Load | 1 | 2022 | 4.2203e-06
ENS | Base | C&I Curtailment | C&I Curtailment- Other | Large Industrial | Offices | % of Load | 1 | 2022 | 1.0628e-06
ENS | Base | C&I Curtailment | C&I Curtailment- Other | Large Industrial | Retail Trade | % of Load | 1 | 2022 | 9.8543e-06
ENS | Base | C&I Curtailment | C&I Curtailment- Other | Large Industrial | Services | % of Load | 1 | 2022 | 2.9244e-06
ENS | Base | C&I Curtailment | C&I Curtailment- Industrial | Large Industrial | Manufacturing | % of Load | 1 | 2022 | 0.00017643
ENS | Base | C&I Curtailment | C&I Curtailment- Manual HVAC Control | Interruptible Rider | Miscellaneous | % of Load | 1 | 2022 | 0.00023229
ENS | Base | C&I Curtailment | C&I Curtailment- Manual HVAC Control | Interruptible Rider | Retail Trade | % of Load | 1 | 2022 | 6.7776e-06
ENS | Base | C&I Curtailment | C&I Curtailment- Auto-DR HVAC Control | Interruptible Rider | Miscellaneous | % of Load | 1 | 2022 | 0.00021587
ENS | Base | C&I Curtailment | C&I Curtailment- Auto-DR HVAC Control | Interruptible Rider | Retail Trade | % of Load | 1 | 2022 | 6.2988e-06
ENS | Base | C&I Curtailment | C&I Curtailment- Standard Lighting Control | Interruptible Rider | Miscellaneous | % of Load | 1 | 2022 | 5.3288e-05
ENS | Base | C&I Curtailment | C&I Curtailment- Standard Lighting Control | Interruptible Rider | Retail Trade | % of Load | 1 | 2022 | 3.7622e-06
ENS | Base | C&I Curtailment | C&I Curtailment- Advanced Lighting Control | Interruptible Rider | Miscellaneous | % of Load | 1 | 2022 | 2.6644e-05
ENS | Base | C&I Curtailment | C&I Curtailment- Advanced Lighting Control | Interruptible Rider | Retail Trade | % of Load | 1 | 2022 | 1.8811e-06
ENS | Base | C&I Curtailment | C&I Curtailment- Water Heating Control | Interruptible Rider | Miscellaneous | % of Load | 1 | 2022 | 4.1022e-06
ENS | Base | C&I Curtailment | C&I Curtailment- Water Heating Control | Interruptible Rider | Retail Trade | % of Load | 1 | 2022 | 5.3241e-07
ENS | Base | C&I Curtailment | C&I Curtailment- Other | Interruptible Rider | Miscellaneous | % of Load | 1 | 2022 | 7.4408e-05
ENS | Base | C&I Curtailment | C&I Curtailment- Other | Interruptible Rider | Retail Trade | % of Load | 1 | 2022 | 5.9357e-06
ENS | Base | C&I Curtailment | C&I Curtailment- Industrial | Interruptible Rider | Manufacturing | % of Load | 1 | 2022 | 0.00014982
ENS | Base | Dynamic Pricing | Dynamic Pricing with enabling tech. | Small Commercial | Manufacturing | % of Load | 1 | 2022 | 4.3661e-06
ENS | Base | Dynamic Pricing | Dynamic Pricing with enabling tech. | Small Commercial | Miscellaneous | % of Load | 1 | 2022 | 4.1637e-05
ENS | Base | Dynamic Pricing | Dynamic Pricing with enabling tech. | Small Commercial | Offices | % of Load | 1 | 2022 | 3.3359e-05
ENS | Base | Dynamic Pricing | Dynamic Pricing with enabling tech. | Small Commercial | Retail Trade | % of Load | 1 | 2022 | 7.7766e-05
ENS | Base | Dynamic Pricing | Dynamic Pricing with enabling tech. | Small Commercial | Services | % of Load | 1 | 2022 | 9.3634e-05
ENS | Base | Dynamic Pricing | Dynamic Pricing w/o enabling tech. | Small Commercial | Manufacturing | % of Load | 1 | 2022 | 2.5788e-07
ENS | Base | Dynamic Pricing | Dynamic Pricing w/o enabling tech. | Small Commercial | Miscellaneous | % of Load | 1 | 2022 | 2.4592e-06
ENS | Base | Dynamic Pricing | Dynamic Pricing w/o enabling tech. | Small Commercial | Offices | % of Load | 1 | 2022 | 1.9703e-06
ENS | Base | Dynamic Pricing | Dynamic Pricing w/o enabling tech. | Small Commercial | Retail Trade | % of Load | 1 | 2022 | 4.5931e-06
ENS | Base | Dynamic Pricing | Dynamic Pricing w/o enabling tech. | Small Commercial | Services | % of Load | 1 | 2022 | 5.5303e-06
ENS | Base | Dynamic Pricing | Dynamic Pricing with enabling tech. | Large Commercial | Offices | % of Load | 1 | 2022 | 6.5758e-06
ENS | Base | Dynamic Pricing | Dynamic Pricing with enabling tech. | Large Commercial | Services | % of Load | 1 | 2022 | 4.1695e-05
ENS | Base | Dynamic Pricing | Dynamic Pricing w/o enabling tech. | Large Commercial | Offices | % of Load | 1 | 2022 | 2.4919e-06
ENS | Base | Dynamic Pricing | Dynamic Pricing w/o enabling tech. | Large Commercial | Services | % of Load | 1 | 2022 | 1.58e-05
ENS | Base | Dynamic Pricing | Dynamic Pricing with enabling tech. | Small Industrial | Manufacturing | % of Load | 1 | 2022 | 5.883e-06
ENS | Base | Dynamic Pricing | Dynamic Pricing with enabling tech. | Small Industrial | Miscellaneous | % of Load | 1 | 2022 | 7.3676e-06
ENS | Base | Dynamic Pricing | Dynamic Pricing with enabling tech. | Small Industrial | Offices | % of Load | 1 | 2022 | 4.4076e-07
ENS | Base | Dynamic Pricing | Dynamic Pricing with enabling tech. | Small Industrial | Retail Trade | % of Load | 1 | 2022 | 1.2373e-06
ENS | Base | Dynamic Pricing | Dynamic Pricing with enabling tech. | Small Industrial | Services | % of Load | 1 | 2022 | 1.5424e-06
ENS | Base | Dynamic Pricing | Dynamic Pricing w/o enabling tech. | Small Industrial | Manufacturing | % of Load | 1 | 2022 | 3.4746e-07
ENS | Base | Dynamic Pricing | Dynamic Pricing w/o enabling tech. | Small Industrial | Miscellaneous | % of Load | 1 | 2022 | 4.3515e-07
ENS | Base | Dynamic Pricing | Dynamic Pricing w/o enabling tech. | Small Industrial | Offices | % of Load | 1 | 2022 | 2.6032e-08
ENS | Base | Dynamic Pricing | Dynamic Pricing w/o enabling tech. | Small Industrial | Retail Trade | % of Load | 1 | 2022 | 7.3078e-08
ENS | Base | Dynamic Pricing | Dynamic Pricing w/o enabling tech. | Small Industrial | Services | % of Load | 1 | 2022 | 9.11e-08
ENS | Base | Dynamic Pricing | Dynamic Pricing with enabling tech. | Large Industrial | Manufacturing | % of Load | 1 | 2022 | 3.6175e-05
ENS | Base | Dynamic Pricing | Dynamic Pricing with enabling tech. | Large Industrial | Miscellaneous | % of Load | 1 | 2022 | 1.5238e-05
ENS | Base | Dynamic Pricing | Dynamic Pricing with enabling tech. | Large Industrial | Offices | % of Load | 1 | 2022 | 1.1662e-06
ENS | Base | Dynamic Pricing | Dynamic Pricing with enabling tech. | Large Industrial | Retail Trade | % of Load | 1 | 2022 | 6.0234e-06
ENS | Base | Dynamic Pricing | Dynamic Pricing with enabling tech. | Large Industrial | Services | % of Load | 1 | 2022 | 3.0758e-06
ENS | Base | Dynamic Pricing | Dynamic Pricing w/o enabling tech. | Large Industrial | Manufacturing | % of Load | 1 | 2022 | 1.3709e-05
ENS | Base | Dynamic Pricing | Dynamic Pricing w/o enabling tech. | Large Industrial | Miscellaneous | % of Load | 1 | 2022 | 5.7745e-06
ENS | Base | Dynamic Pricing | Dynamic Pricing w/o enabling tech. | Large Industrial | Offices | % of Load | 1 | 2022 | 4.4194e-07
ENS | Base | Dynamic Pricing | Dynamic Pricing w/o enabling tech. | Large Industrial | Retail Trade | % of Load | 1 | 2022 | 2.2825e-06
ENS | Base | Dynamic Pricing | Dynamic Pricing w/o enabling tech. | Large Industrial | Services | % of Load | 1 | 2022 | 1.1656e-06
ENS | Base | Dynamic Pricing | Dynamic Pricing with enabling tech. | Interruptible Rider | Manufacturing | % of Load | 1 | 2022 | 1.4114e-05
ENS | Base | Dynamic Pricing | Dynamic Pricing with enabling tech. | Interruptible Rider | Miscellaneous | % of Load | 1 | 2022 | 2.8389e-05
ENS | Base | Dynamic Pricing | Dynamic Pricing with enabling tech. | Interruptible Rider | Retail Trade | % of Load | 1 | 2022 | 1.6713e-06
ENS | Base | Dynamic Pricing | Dynamic Pricing w/o enabling tech. | Interruptible Rider | Manufacturing | % of Load | 1 | 2022 | 5.3484e-06
ENS | Base | Dynamic Pricing | Dynamic Pricing w/o enabling tech. | Interruptible Rider | Miscellaneous | % of Load | 1 | 2022 | 1.0758e-05
ENS | Base | Dynamic Pricing | Dynamic Pricing w/o enabling tech. | Interruptible Rider | Retail Trade | % of Load | 1 | 2022 | 6.3335e-07
ENS | Base | Dynamic Pricing | Dynamic Pricing with enabling tech. | Residential | Residential Market Rate | % of Load | 1 | 2022 | 0.0012835
ENS | Base | Dynamic Pricing | Dynamic Pricing w/o enabling tech. | Residential | Residential Market Rate | % of Load | 1 | 2022 | 0.00071773
ENS | Base | BTM Battery Control | BTM Battery Control | Small Commercial | Manufacturing | % of Load | 0 | 2022 | 4.4423e-07
ENS | Base | BTM Battery Control | BTM Battery Control | Small Commercial | Miscellaneous | % of Load | 0 | 2022 | 3.2717e-06
ENS | Base | BTM Battery Control | BTM Battery Control | Small Commercial | Offices | % of Load | 0 | 2022 | 1.1359e-06
ENS | Base | BTM Battery Control | BTM Battery Control | Small Commercial | Retail Trade | % of Load | 0 | 2022 | 1.9818e-06
ENS | Base | BTM Battery Control | BTM Battery Control | Small Commercial | Services | % of Load | 0 | 2022 | 4.3142e-06
ENS | Base | BTM Battery Control | BTM Battery Control | Large Commercial | Offices | % of Load | 0 | 2022 | 4.5557e-07
ENS | Base | BTM Battery Control | BTM Battery Control | Large Commercial | Services | % of Load | 0 | 2022 | 2.4297e-06
ENS | Base | BTM Battery Control | BTM Battery Control | Small Industrial | Manufacturing | % of Load | 0 | 2022 | 1.0947e-08
ENS | Base | BTM Battery Control | BTM Battery Control | Small Industrial | Miscellaneous | % of Load | 0 | 2022 | 7.0726e-08
ENS | Base | BTM Battery Control | BTM Battery Control | Small Industrial | Offices | % of Load | 0 | 2022 | 2.7922e-08
ENS | Base | BTM Battery Control | BTM Battery Control | Small Industrial | Retail Trade | % of Load | 0 | 2022 | 4.8586e-08
ENS | Base | BTM Battery Control | BTM Battery Control | Small Industrial | Services | % of Load | 0 | 2022 | 1.0578e-07
ENS | Base | BTM Battery Control | BTM Battery Control | Large Industrial | Manufacturing | % of Load | 0 | 2022 | 2.9826e-07
ENS | Base | BTM Battery Control | BTM Battery Control | Large Industrial | Miscellaneous | % of Load | 0 | 2022 | 1.3828e-06
ENS | Base | BTM Battery Control | BTM Battery Control | Large Industrial | Offices | % of Load | 0 | 2022 | 1.6269e-07
ENS | Base | BTM Battery Control | BTM Battery Control | Large Industrial | Retail Trade | % of Load | 0 | 2022 | 8.1344e-07
ENS | Base | BTM Battery Control | BTM Battery Control | Large Industrial | Services | % of Load | 0 | 2022 | 1.7624e-06
ENS | Base | BTM Battery Control | BTM Battery Control | Interruptible Rider | Manufacturing | % of Load | 0 | 2022 | 3.9868e-07
ENS | Base | BTM Battery Control | BTM Battery Control | Interruptible Rider | Miscellaneous | % of Load | 0 | 2022 | 1.0632e-06
ENS | Base | BTM Battery Control | BTM Battery Control | Interruptible Rider | Retail Trade | % of Load | 0 | 2022 | 1.5947e-06
ENS | Base | BTM Battery Control | BTM Battery Control | Residential | Residential LI | % of Load | 0 | 2022 | 1.2136e-05
ENS | Base | BTM Battery Control | BTM Battery Control | Residential | Residential Market Rate | % of Load | 0 | 2022 | 7.5553e-05
ENS | Base | EV Charging Control | EV Charging Control | EV | EV | % of Load | 0 | 2022 | 7.8206e-06
ENS | Base | Behavioral DR | Behavioral DR | Residential | Residential LI | % of Load | 0 | 2022 | 3.3936e-05
ENS | Base | Behavioral DR | Behavioral DR | Residential | Residential Market Rate | % of Load | 0 | 2022 | 0.0002145
ENS | Base | DLC | DLC-Switch-Water Heating | Small Commercial | Miscellaneous | % of Load | 1 | 2023 | 1.6949e-05
ENS | Base | DLC | DLC-Switch-Water Heating | Small Commercial | Offices | % of Load | 1 | 2023 | 1.0315e-05
ENS | Base | DLC | DLC-Switch-Water Heating | Small Commercial | Retail Trade | % of Load | 1 | 2023 | 5.793e-05
ENS | Base | DLC | DLC-Switch-Water Heating | Small Commercial | Services | % of Load | 1 | 2023 | 6.9726e-05
ENS | Base | DLC | DLC-Thermostat-HVAC | Small Commercial | Miscellaneous | % of Load | 1 | 2023 | 0.00011906
ENS | Base | DLC | DLC-Thermostat-HVAC | Small Commercial | Offices | % of Load | 1 | 2023 | 0.00017303
ENS | Base | DLC | DLC-Thermostat-HVAC | Small Commercial | Retail Trade | % of Load | 1 | 2023 | 0.00018338
ENS | Base | DLC | DLC-Thermostat-HVAC | Small Commercial | Services | % of Load | 1 | 2023 | 0.00022079
ENS | Base | DLC | DLC-Switch-Water Heating | Small Industrial | Miscellaneous | % of Load | 1 | 2023 | 3.4028e-06
ENS | Base | DLC | DLC-Switch-Water Heating | Small Industrial | Offices | % of Load | 1 | 2023 | 1.3703e-07
ENS | Base | DLC | DLC-Switch-Water Heating | Small Industrial | Retail Trade | % of Load | 1 | 2023 | 9.2214e-07
ENS | Base | DLC | DLC-Switch-Water Heating | Small Industrial | Services | % of Load | 1 | 2023 | 1.1496e-06
ENS | Base | DLC | DLC-Thermostat-HVAC | Small Industrial | Miscellaneous | % of Load | 1 | 2023 | 2.4711e-05
ENS | Base | DLC | DLC-Thermostat-HVAC | Small Industrial | Offices | % of Load | 1 | 2023 | 2.3236e-06
ENS | Base | DLC | DLC-Thermostat-HVAC | Small Industrial | Retail Trade | % of Load | 1 | 2023 | 2.9776e-06
ENS | Base | DLC | DLC-Thermostat-HVAC | Small Industrial | Services | % of Load | 1 | 2023 | 3.7119e-06
ENS | Base | DLC | DLC-Switch-Water Heating | Residential | Residential LI | % of Load | 1 | 2023 | 0.0016895
ENS | Base | DLC | DLC-Switch-Water Heating | Residential | Residential Market Rate | % of Load | 1 | 2023 | 0.0052517
ENS | Base | DLC | DLC-Thermostat-Heat Pump | Residential | Residential LI | % of Load | 1 | 2023 | 0.00010992
ENS | Base | DLC | DLC-Thermostat-Heat Pump | Residential | Residential Market Rate | % of Load | 1 | 2023 | 0.0028011
ENS | Base | DLC | DLC-Thermostat-Electric Furnace | Residential | Residential LI | % of Load | 1 | 2023 | 0.0018006
ENS | Base | DLC | DLC-Thermostat-Electric Furnace | Residential | Residential Market Rate | % of Load | 1 | 2023 | 0.0021297
ENS | Base | C&I Curtailment | C&I Curtailment- Manual HVAC Control | Large Commercial | Offices | % of Load | 1 | 2023 | 3.8036e-05
ENS | Base | C&I Curtailment | C&I Curtailment- Manual HVAC Control | Large Commercial | Services | % of Load | 1 | 2023 | 8.0745e-05
ENS | Base | C&I Curtailment | C&I Curtailment- Auto-DR HVAC Control | Large Commercial | Offices | % of Load | 1 | 2023 | 4.5005e-05
ENS | Base | C&I Curtailment | C&I Curtailment- Auto-DR HVAC Control | Large Commercial | Services | % of Load | 1 | 2023 | 9.554e-05
ENS | Base | C&I Curtailment | C&I Curtailment- Standard Lighting Control | Large Commercial | Offices | % of Load | 1 | 2023 | 7.4026e-06
ENS | Base | C&I Curtailment | C&I Curtailment- Standard Lighting Control | Large Commercial | Services | % of Load | 1 | 2023 | 4.7215e-05
ENS | Base | C&I Curtailment | C&I Curtailment- Advanced Lighting Control | Large Commercial | Offices | % of Load | 1 | 2023 | 3.7013e-06
ENS | Base | C&I Curtailment | C&I Curtailment- Advanced Lighting Control | Large Commercial | Services | % of Load | 1 | 2023 | 2.3607e-05
ENS | Base | C&I Curtailment | C&I Curtailment- Water Heating Control | Large Commercial | Offices | % of Load | 1 | 2023 | 6.4685e-07
ENS | Base | C&I Curtailment | C&I Curtailment- Water Heating Control | Large Commercial | Services | % of Load | 1 | 2023 | 7.1847e-06
ENS | Base | C&I Curtailment | C&I Curtailment- Other | Large Commercial | Offices | % of Load | 1 | 2023 | 1.1793e-05
ENS | Base | C&I Curtailment | C&I Curtailment- Other | Large Commercial | Services | % of Load | 1 | 2023 | 7.8425e-05
ENS | Base | C&I Curtailment | C&I Curtailment- Manual HVAC Control | Large Industrial | Miscellaneous | % of Load | 1 | 2023 | 1.212e-05
ENS | Base | C&I Curtailment | C&I Curtailment- Manual HVAC Control | Large Industrial | Offices | % of Load | 1 | 2023 | 7.076e-06
ENS | Base | C&I Curtailment | C&I Curtailment- Manual HVAC Control | Large Industrial | Retail Trade | % of Load | 1 | 2023 | 2.1147e-05
ENS | Base | C&I Curtailment | C&I Curtailment- Manual HVAC Control | Large Industrial | Services | % of Load | 1 | 2023 | 6.2756e-06
ENS | Base | C&I Curtailment | C&I Curtailment- Auto-DR HVAC Control | Large Industrial | Miscellaneous | % of Load | 1 | 2023 | 1.4341e-05
ENS | Base | C&I Curtailment | C&I Curtailment- Auto-DR HVAC Control | Large Industrial | Offices | % of Load | 1 | 2023 | 8.3726e-06
ENS | Base | C&I Curtailment | C&I Curtailment- Auto-DR HVAC Control | Large Industrial | Retail Trade | % of Load | 1 | 2023 | 2.5022e-05
ENS | Base | C&I Curtailment | C&I Curtailment- Auto-DR HVAC Control | Large Industrial | Services | % of Load | 1 | 2023 | 7.4254e-06
ENS | Base | C&I Curtailment | C&I Curtailment- Standard Lighting Control | Large Industrial | Miscellaneous | % of Load | 1 | 2023 | 7.4075e-06
ENS | Base | C&I Curtailment | C&I Curtailment- Standard Lighting Control | Large Industrial | Offices | % of Load | 1 | 2023 | 1.4165e-06
ENS | Base | C&I Curtailment | C&I Curtailment- Standard Lighting Control | Large Industrial | Retail Trade | % of Load | 1 | 2023 | 1.2365e-05
ENS | Base | C&I Curtailment | C&I Curtailment- Standard Lighting Control | Large Industrial | Services | % of Load | 1 | 2023 | 3.6696e-06
ENS | Base | C&I Curtailment | C&I Curtailment- Advanced Lighting Control | Large Industrial | Miscellaneous | % of Load | 1 | 2023 | 3.7037e-06
ENS | Base | C&I Curtailment | C&I Curtailment- Advanced Lighting Control | Large Industrial | Offices | % of Load | 1 | 2023 | 7.0824e-07
ENS | Base | C&I Curtailment | C&I Curtailment- Advanced Lighting Control | Large Industrial | Retail Trade | % of Load | 1 | 2023 | 6.1827e-06
ENS | Base | C&I Curtailment | C&I Curtailment- Advanced Lighting Control | Large Industrial | Services | % of Load | 1 | 2023 | 1.8348e-06
ENS | Base | C&I Curtailment | C&I Curtailment- Water Heating Control | Large Industrial | Miscellaneous | % of Load | 1 | 2023 | 4.0249e-07
ENS | Base | C&I Curtailment | C&I Curtailment- Water Heating Control | Large Industrial | Offices | % of Load | 1 | 2023 | 1.17e-07
ENS | Base | C&I Curtailment | C&I Curtailment- Water Heating Control | Large Industrial | Retail Trade | % of Load | 1 | 2023 | 1.8816e-06
ENS | Base | C&I Curtailment | C&I Curtailment- Water Heating Control | Large Industrial | Services | % of Load | 1 | 2023 | 5.5839e-07
ENS | Base | C&I Curtailment | C&I Curtailment- Other | Large Industrial | Miscellaneous | % of Load | 1 | 2023 | 8.6925e-06
ENS | Base | C&I Curtailment | C&I Curtailment- Other | Large Industrial | Offices | % of Load | 1 | 2023 | 2.2209e-06
ENS | Base | C&I Curtailment | C&I Curtailment- Other | Large Industrial | Retail Trade | % of Load | 1 | 2023 | 2.0539e-05
ENS | Base | C&I Curtailment | C&I Curtailment- Other | Large Industrial | Services | % of Load | 1 | 2023 | 6.0952e-06
ENS | Base | C&I Curtailment | C&I Curtailment- Industrial | Large Industrial | Manufacturing | % of Load | 1 | 2023 | 0.0003557
ENS | Base | C&I Curtailment | C&I Curtailment- Manual HVAC Control | Interruptible Rider | Miscellaneous | % of Load | 1 | 2023 | 0.00042112
ENS | Base | C&I Curtailment | C&I Curtailment- Manual HVAC Control | Interruptible Rider | Retail Trade | % of Load | 1 | 2023 | 1.2212e-05
ENS | Base | C&I Curtailment | C&I Curtailment- Auto-DR HVAC Control | Interruptible Rider | Miscellaneous | % of Load | 1 | 2023 | 0.00049828
ENS | Base | C&I Curtailment | C&I Curtailment- Auto-DR HVAC Control | Interruptible Rider | Retail Trade | % of Load | 1 | 2023 | 1.445e-05
ENS | Base | C&I Curtailment | C&I Curtailment- Standard Lighting Control | Interruptible Rider | Miscellaneous | % of Load | 1 | 2023 | 0.00010355
ENS | Base | C&I Curtailment | C&I Curtailment- Standard Lighting Control | Interruptible Rider | Retail Trade | % of Load | 1 | 2023 | 7.3463e-06
ENS | Base | C&I Curtailment | C&I Curtailment- Advanced Lighting Control | Interruptible Rider | Miscellaneous | % of Load | 1 | 2023 | 5.1773e-05
ENS | Base | C&I Curtailment | C&I Curtailment- Advanced Lighting Control | Interruptible Rider | Retail Trade | % of Load | 1 | 2023 | 3.6732e-06
ENS | Base | C&I Curtailment | C&I Curtailment- Water Heating Control | Interruptible Rider | Miscellaneous | % of Load | 1 | 2023 | 8.1753e-06
ENS | Base | C&I Curtailment | C&I Curtailment- Water Heating Control | Interruptible Rider | Retail Trade | % of Load | 1 | 2023 | 1.0636e-06
ENS | Base | C&I Curtailment | C&I Curtailment- Other | Interruptible Rider | Miscellaneous | % of Load | 1 | 2023 | 0.00014807
ENS | Base | C&I Curtailment | C&I Curtailment- Other | Interruptible Rider | Retail Trade | % of Load | 1 | 2023 | 1.1832e-05
ENS | Base | C&I Curtailment | C&I Curtailment- Industrial | Interruptible Rider | Manufacturing | % of Load | 1 | 2023 | 0.00029334
ENS | Base | Dynamic Pricing | Dynamic Pricing with enabling tech. | Small Commercial | Manufacturing | % of Load | 1 | 2023 | 1.2396e-05
ENS | Base | Dynamic Pricing | Dynamic Pricing with enabling tech. | Small Commercial | Miscellaneous | % of Load | 1 | 2023 | 0.00011965
ENS | Base | Dynamic Pricing | Dynamic Pricing with enabling tech. | Small Commercial | Offices | % of Load | 1 | 2023 | 9.5911e-05
ENS | Base | Dynamic Pricing | Dynamic Pricing with enabling tech. | Small Commercial | Retail Trade | % of Load | 1 | 2023 | 0.00022302
ENS | Base | Dynamic Pricing | Dynamic Pricing with enabling tech. | Small Commercial | Services | % of Load | 1 | 2023 | 0.00026852
ENS | Base | Dynamic Pricing | Dynamic Pricing w/o enabling tech. | Small Commercial | Manufacturing | % of Load | 1 | 2023 | 7.3214e-07
ENS | Base | Dynamic Pricing | Dynamic Pricing w/o enabling tech. | Small Commercial | Miscellaneous | % of Load | 1 | 2023 | 7.0669e-06
ENS | Base | Dynamic Pricing | Dynamic Pricing w/o enabling tech. | Small Commercial | Offices | % of Load | 1 | 2023 | 5.6647e-06
ENS | Base | Dynamic Pricing | Dynamic Pricing w/o enabling tech. | Small Commercial | Retail Trade | % of Load | 1 | 2023 | 1.3172e-05
ENS | Base | Dynamic Pricing | Dynamic Pricing w/o enabling tech. | Small Commercial | Services | % of Load | 1 | 2023 | 1.586e-05
ENS | Base | Dynamic Pricing | Dynamic Pricing with enabling tech. | Large Commercial | Offices | % of Load | 1 | 2023 | 1.8189e-05
ENS | Base | Dynamic Pricing | Dynamic Pricing with enabling tech. | Large Commercial | Services | % of Load | 1 | 2023 | 0.00011728
ENS | Base | Dynamic Pricing | Dynamic Pricing w/o enabling tech. | Large Commercial | Offices | % of Load | 1 | 2023 | 6.8927e-06
ENS | Base | Dynamic Pricing | Dynamic Pricing w/o enabling tech. | Large Commercial | Services | % of Load | 1 | 2023 | 4.4445e-05
ENS | Base | Dynamic Pricing | Dynamic Pricing with enabling tech. | Small Industrial | Manufacturing | % of Load | 1 | 2023 | 1.7002e-05
ENS | Base | Dynamic Pricing | Dynamic Pricing with enabling tech. | Small Industrial | Miscellaneous | % of Load | 1 | 2023 | 2.1528e-05
ENS | Base | Dynamic Pricing | Dynamic Pricing with enabling tech. | Small Industrial | Offices | % of Load | 1 | 2023 | 1.2922e-06
ENS | Base | Dynamic Pricing | Dynamic Pricing with enabling tech. | Small Industrial | Retail Trade | % of Load | 1 | 2023 | 3.626e-06
ENS | Base | Dynamic Pricing | Dynamic Pricing with enabling tech. | Small Industrial | Services | % of Load | 1 | 2023 | 4.5201e-06
ENS | Base | Dynamic Pricing | Dynamic Pricing w/o enabling tech. | Small Industrial | Manufacturing | % of Load | 1 | 2023 | 1.0042e-06
ENS | Base | Dynamic Pricing | Dynamic Pricing w/o enabling tech. | Small Industrial | Miscellaneous | % of Load | 1 | 2023 | 1.2715e-06
ENS | Base | Dynamic Pricing | Dynamic Pricing w/o enabling tech. | Small Industrial | Offices | % of Load | 1 | 2023 | 7.6323e-08
ENS | Base | Dynamic Pricing | Dynamic Pricing w/o enabling tech. | Small Industrial | Retail Trade | % of Load | 1 | 2023 | 2.1416e-07
ENS | Base | Dynamic Pricing | Dynamic Pricing w/o enabling tech. | Small Industrial | Services | % of Load | 1 | 2023 | 2.6697e-07
ENS | Base | Dynamic Pricing | Dynamic Pricing with enabling tech. | Large Industrial | Manufacturing | % of Load | 1 | 2023 | 0.00010053
ENS | Base | Dynamic Pricing | Dynamic Pricing with enabling tech. | Large Industrial | Miscellaneous | % of Load | 1 | 2023 | 4.6223e-05
ENS | Base | Dynamic Pricing | Dynamic Pricing with enabling tech. | Large Industrial | Offices | % of Load | 1 | 2023 | 3.4112e-06
ENS | Base | Dynamic Pricing | Dynamic Pricing with enabling tech. | Large Industrial | Retail Trade | % of Load | 1 | 2023 | 1.7215e-05
ENS | Base | Dynamic Pricing | Dynamic Pricing with enabling tech. | Large Industrial | Services | % of Load | 1 | 2023 | 9.1154e-06
ENS | Base | Dynamic Pricing | Dynamic Pricing w/o enabling tech. | Large Industrial | Manufacturing | % of Load | 1 | 2023 | 3.8096e-05
ENS | Base | Dynamic Pricing | Dynamic Pricing w/o enabling tech. | Large Industrial | Miscellaneous | % of Load | 1 | 2023 | 1.7516e-05
ENS | Base | Dynamic Pricing | Dynamic Pricing w/o enabling tech. | Large Industrial | Offices | % of Load | 1 | 2023 | 1.2927e-06
ENS | Base | Dynamic Pricing | Dynamic Pricing w/o enabling tech. | Large Industrial | Retail Trade | % of Load | 1 | 2023 | 6.5235e-06
ENS | Base | Dynamic Pricing | Dynamic Pricing w/o enabling tech. | Large Industrial | Services | % of Load | 1 | 2023 | 3.4543e-06
ENS | Base | Dynamic Pricing | Dynamic Pricing with enabling tech. | Interruptible Rider | Manufacturing | % of Load | 1 | 2023 | 3.4137e-05
ENS | Base | Dynamic Pricing | Dynamic Pricing with enabling tech. | Interruptible Rider | Miscellaneous | % of Load | 1 | 2023 | 6.9623e-05
ENS | Base | Dynamic Pricing | Dynamic Pricing with enabling tech. | Interruptible Rider | Retail Trade | % of Load | 1 | 2023 | 4.0991e-06
ENS | Base | Dynamic Pricing | Dynamic Pricing w/o enabling tech. | Interruptible Rider | Manufacturing | % of Load | 1 | 2023 | 1.2936e-05
ENS | Base | Dynamic Pricing | Dynamic Pricing w/o enabling tech. | Interruptible Rider | Miscellaneous | % of Load | 1 | 2023 | 2.6384e-05
ENS | Base | Dynamic Pricing | Dynamic Pricing w/o enabling tech. | Interruptible Rider | Retail Trade | % of Load | 1 | 2023 | 1.5534e-06
ENS | Base | Dynamic Pricing | Dynamic Pricing with enabling tech. | Residential | Residential Market Rate | % of Load | 1 | 2023 | 0.0037101
ENS | Base | Dynamic Pricing | Dynamic Pricing w/o enabling tech. | Residential | Residential Market Rate | % of Load | 1 | 2023 | 0.0020747
ENS | Base | BTM Battery Control | BTM Battery Control | Small Commercial | Manufacturing | % of Load | 0 | 2023 | 2.2241e-06
ENS | Base | BTM Battery Control | BTM Battery Control | Small Commercial | Miscellaneous | % of Load | 0 | 2023 | 1.6389e-05
ENS | Base | BTM Battery Control | BTM Battery Control | Small Commercial | Offices | % of Load | 0 | 2023 | 5.6855e-06
ENS | Base | BTM Battery Control | BTM Battery Control | Small Commercial | Retail Trade | % of Load | 0 | 2023 | 9.9224e-06
ENS | Base | BTM Battery Control | BTM Battery Control | Small Commercial | Services | % of Load | 0 | 2023 | 2.1597e-05
ENS | Base | BTM Battery Control | BTM Battery Control | Large Commercial | Offices | % of Load | 0 | 2023 | 2.2809e-06
ENS | Base | BTM Battery Control | BTM Battery Control | Large Commercial | Services | % of Load | 0 | 2023 | 1.2165e-05
ENS | Base | BTM Battery Control | BTM Battery Control | Small Industrial | Manufacturing | % of Load | 0 | 2023 | 5.4809e-08
ENS | Base | BTM Battery Control | BTM Battery Control | Small Industrial | Miscellaneous | % of Load | 0 | 2023 | 3.541e-07
ENS | Base | BTM Battery Control | BTM Battery Control | Small Industrial | Offices | % of Load | 0 | 2023 | 1.3979e-07
ENS | Base | BTM Battery Control | BTM Battery Control | Small Industrial | Retail Trade | % of Load | 0 | 2023 | 2.4325e-07
ENS | Base | BTM Battery Control | BTM Battery Control | Small Industrial | Services | % of Load | 0 | 2023 | 5.2961e-07
ENS | Base | BTM Battery Control | BTM Battery Control | Large Industrial | Manufacturing | % of Load | 0 | 2023 | 1.4933e-06
ENS | Base | BTM Battery Control | BTM Battery Control | Large Industrial | Miscellaneous | % of Load | 0 | 2023 | 6.9234e-06
ENS | Base | BTM Battery Control | BTM Battery Control | Large Industrial | Offices | % of Load | 0 | 2023 | 8.1451e-07
ENS | Base | BTM Battery Control | BTM Battery Control | Large Industrial | Retail Trade | % of Load | 0 | 2023 | 4.0726e-06
ENS | Base | BTM Battery Control | BTM Battery Control | Large Industrial | Services | % of Load | 0 | 2023 | 8.8239e-06
ENS | Base | BTM Battery Control | BTM Battery Control | Interruptible Rider | Manufacturing | % of Load | 0 | 2023 | 1.9961e-06
ENS | Base | BTM Battery Control | BTM Battery Control | Interruptible Rider | Miscellaneous | % of Load | 0 | 2023 | 5.3228e-06
ENS | Base | BTM Battery Control | BTM Battery Control | Interruptible Rider | Retail Trade | % of Load | 0 | 2023 | 7.9842e-06
ENS | Base | BTM Battery Control | BTM Battery Control | Residential | Residential LI | % of Load | 0 | 2023 | 6.106e-05
ENS | Base | BTM Battery Control | BTM Battery Control | Residential | Residential Market Rate | % of Load | 0 | 2023 | 0.00038012
ENS | Base | EV Charging Control | EV Charging Control | EV | EV | % of Load | 0 | 2023 | 3.244e-05
ENS | Base | Behavioral DR | Behavioral DR | Residential | Residential LI | % of Load | 0 | 2023 | 9.3878e-05
ENS | Base | Behavioral DR | Behavioral DR | Residential | Residential Market Rate | % of Load | 0 | 2023 | 0.00059214
ENS | Base | DLC | DLC-Switch-Water Heating | Small Commercial | Miscellaneous | % of Load | 1 | 2024 | 2.5248e-05
ENS | Base | DLC | DLC-Switch-Water Heating | Small Commercial | Offices | % of Load | 1 | 2024 | 1.5311e-05
ENS | Base | DLC | DLC-Switch-Water Heating | Small Commercial | Retail Trade | % of Load | 1 | 2024 | 8.6278e-05
ENS | Base | DLC | DLC-Switch-Water Heating | Small Commercial | Services | % of Load | 1 | 2024 | 0.00010383
ENS | Base | DLC | DLC-Thermostat-HVAC | Small Commercial | Miscellaneous | % of Load | 1 | 2024 | 0.00017482
ENS | Base | DLC | DLC-Thermostat-HVAC | Small Commercial | Offices | % of Load | 1 | 2024 | 0.00025568
ENS | Base | DLC | DLC-Thermostat-HVAC | Small Commercial | Retail Trade | % of Load | 1 | 2024 | 0.00026791
ENS | Base | DLC | DLC-Thermostat-HVAC | Small Commercial | Services | % of Load | 1 | 2024 | 0.00032255
ENS | Base | DLC | DLC-Switch-Water Heating | Small Industrial | Miscellaneous | % of Load | 1 | 2024 | 5.1387e-06
ENS | Base | DLC | DLC-Switch-Water Heating | Small Industrial | Offices | % of Load | 1 | 2024 | 2.0633e-07
ENS | Base | DLC | DLC-Switch-Water Heating | Small Industrial | Retail Trade | % of Load | 1 | 2024 | 1.3932e-06
ENS | Base | DLC | DLC-Switch-Water Heating | Small Industrial | Services | % of Load | 1 | 2024 | 1.7368e-06
ENS | Base | DLC | DLC-Thermostat-HVAC | Small Industrial | Miscellaneous | % of Load | 1 | 2024 | 3.693e-05
ENS | Base | DLC | DLC-Thermostat-HVAC | Small Industrial | Offices | % of Load | 1 | 2024 | 3.4961e-06
ENS | Base | DLC | DLC-Thermostat-HVAC | Small Industrial | Retail Trade | % of Load | 1 | 2024 | 4.4464e-06
ENS | Base | DLC | DLC-Thermostat-HVAC | Small Industrial | Services | % of Load | 1 | 2024 | 5.543e-06
ENS | Base | DLC | DLC-Switch-Water Heating | Residential | Residential LI | % of Load | 1 | 2024 | 0.0025543
ENS | Base | DLC | DLC-Switch-Water Heating | Residential | Residential Market Rate | % of Load | 1 | 2024 | 0.0079356
ENS | Base | DLC | DLC-Thermostat-Heat Pump | Residential | Residential LI | % of Load | 1 | 2024 | 0.00019565
ENS | Base | DLC | DLC-Thermostat-Heat Pump | Residential | Residential Market Rate | % of Load | 1 | 2024 | 0.004308
ENS | Base | DLC | DLC-Thermostat-Electric Furnace | Residential | Residential LI | % of Load | 1 | 2024 | 0.0026758
ENS | Base | DLC | DLC-Thermostat-Electric Furnace | Residential | Residential Market Rate | % of Load | 1 | 2024 | 0.0031015
ENS | Base | C&I Curtailment | C&I Curtailment- Manual HVAC Control | Large Commercial | Offices | % of Load | 1 | 2024 | 5.0371e-05
ENS | Base | C&I Curtailment | C&I Curtailment- Manual HVAC Control | Large Commercial | Services | % of Load | 1 | 2024 | 0.00010579
ENS | Base | C&I Curtailment | C&I Curtailment- Auto-DR HVAC Control | Large Commercial | Offices | % of Load | 1 | 2024 | 7.3811e-05
ENS | Base | C&I Curtailment | C&I Curtailment- Auto-DR HVAC Control | Large Commercial | Services | % of Load | 1 | 2024 | 0.00015501
ENS | Base | C&I Curtailment | C&I Curtailment- Standard Lighting Control | Large Commercial | Offices | % of Load | 1 | 2024 | 1.0357e-05
ENS | Base | C&I Curtailment | C&I Curtailment- Standard Lighting Control | Large Commercial | Services | % of Load | 1 | 2024 | 6.6563e-05
ENS | Base | C&I Curtailment | C&I Curtailment- Advanced Lighting Control | Large Commercial | Offices | % of Load | 1 | 2024 | 5.1784e-06
ENS | Base | C&I Curtailment | C&I Curtailment- Advanced Lighting Control | Large Commercial | Services | % of Load | 1 | 2024 | 3.3282e-05
ENS | Base | C&I Curtailment | C&I Curtailment- Water Heating Control | Large Commercial | Offices | % of Load | 1 | 2024 | 9.5e-07
ENS | Base | C&I Curtailment | C&I Curtailment- Water Heating Control | Large Commercial | Services | % of Load | 1 | 2024 | 1.0552e-05
ENS | Base | C&I Curtailment | C&I Curtailment- Other | Large Commercial | Offices | % of Load | 1 | 2024 | 1.7125e-05
ENS | Base | C&I Curtailment | C&I Curtailment- Other | Large Commercial | Services | % of Load | 1 | 2024 | 0.00011421
ENS | Base | C&I Curtailment | C&I Curtailment- Manual HVAC Control | Large Industrial | Miscellaneous | % of Load | 1 | 2024 | 1.6545e-05
ENS | Base | C&I Curtailment | C&I Curtailment- Manual HVAC Control | Large Industrial | Offices | % of Load | 1 | 2024 | 9.7881e-06
ENS | Base | C&I Curtailment | C&I Curtailment- Manual HVAC Control | Large Industrial | Retail Trade | % of Load | 1 | 2024 | 2.8891e-05
ENS | Base | C&I Curtailment | C&I Curtailment- Manual HVAC Control | Large Industrial | Services | % of Load | 1 | 2024 | 8.5736e-06
ENS | Base | C&I Curtailment | C&I Curtailment- Auto-DR HVAC Control | Large Industrial | Miscellaneous | % of Load | 1 | 2024 | 2.4244e-05
ENS | Base | C&I Curtailment | C&I Curtailment- Auto-DR HVAC Control | Large Industrial | Offices | % of Load | 1 | 2024 | 1.4343e-05
ENS | Base | C&I Curtailment | C&I Curtailment- Auto-DR HVAC Control | Large Industrial | Retail Trade | % of Load | 1 | 2024 | 4.2335e-05
ENS | Base | C&I Curtailment | C&I Curtailment- Auto-DR HVAC Control | Large Industrial | Services | % of Load | 1 | 2024 | 1.2563e-05
ENS | Base | C&I Curtailment | C&I Curtailment- Standard Lighting Control | Large Industrial | Miscellaneous | % of Load | 1 | 2024 | 1.0933e-05
ENS | Base | C&I Curtailment | C&I Curtailment- Standard Lighting Control | Large Industrial | Offices | % of Load | 1 | 2024 | 2.0918e-06
ENS | Base | C&I Curtailment | C&I Curtailment- Standard Lighting Control | Large Industrial | Retail Trade | % of Load | 1 | 2024 | 1.8179e-05
ENS | Base | C&I Curtailment | C&I Curtailment- Standard Lighting Control | Large Industrial | Services | % of Load | 1 | 2024 | 5.3948e-06
ENS | Base | C&I Curtailment | C&I Curtailment- Advanced Lighting Control | Large Industrial | Miscellaneous | % of Load | 1 | 2024 | 5.4666e-06
ENS | Base | C&I Curtailment | C&I Curtailment- Advanced Lighting Control | Large Industrial | Offices | % of Load | 1 | 2024 | 1.0459e-06
ENS | Base | C&I Curtailment | C&I Curtailment- Advanced Lighting Control | Large Industrial | Retail Trade | % of Load | 1 | 2024 | 9.0894e-06
ENS | Base | C&I Curtailment | C&I Curtailment- Advanced Lighting Control | Large Industrial | Services | % of Load | 1 | 2024 | 2.6974e-06
ENS | Base | C&I Curtailment | C&I Curtailment- Water Heating Control | Large Industrial | Miscellaneous | % of Load | 1 | 2024 | 6.0486e-07
ENS | Base | C&I Curtailment | C&I Curtailment- Water Heating Control | Large Industrial | Offices | % of Load | 1 | 2024 | 1.7785e-07
ENS | Base | C&I Curtailment | C&I Curtailment- Water Heating Control | Large Industrial | Retail Trade | % of Load | 1 | 2024 | 2.8818e-06
ENS | Base | C&I Curtailment | C&I Curtailment- Water Heating Control | Large Industrial | Services | % of Load | 1 | 2024 | 8.5519e-07
ENS | Base | C&I Curtailment | C&I Curtailment- Other | Large Industrial | Miscellaneous | % of Load | 1 | 2024 | 1.309e-05
ENS | Base | C&I Curtailment | C&I Curtailment- Other | Large Industrial | Offices | % of Load | 1 | 2024 | 3.3828e-06
ENS | Base | C&I Curtailment | C&I Curtailment- Other | Large Industrial | Retail Trade | % of Load | 1 | 2024 | 3.1191e-05
ENS | Base | C&I Curtailment | C&I Curtailment- Other | Large Industrial | Services | % of Load | 1 | 2024 | 9.2562e-06
ENS | Base | C&I Curtailment | C&I Curtailment- Industrial | Large Industrial | Manufacturing | % of Load | 1 | 2024 | 0.00052513
ENS | Base | C&I Curtailment | C&I Curtailment- Manual HVAC Control | Interruptible Rider | Miscellaneous | % of Load | 1 | 2024 | 0.00056207
ENS | Base | C&I Curtailment | C&I Curtailment- Manual HVAC Control | Interruptible Rider | Retail Trade | % of Load | 1 | 2024 | 1.6182e-05
ENS | Base | C&I Curtailment | C&I Curtailment- Auto-DR HVAC Control | Interruptible Rider | Miscellaneous | % of Load | 1 | 2024 | 0.00082363
ENS | Base | C&I Curtailment | C&I Curtailment- Auto-DR HVAC Control | Interruptible Rider | Retail Trade | % of Load | 1 | 2024 | 2.3712e-05
ENS | Base | C&I Curtailment | C&I Curtailment- Standard Lighting Control | Interruptible Rider | Miscellaneous | % of Load | 1 | 2024 | 0.00014813
ENS | Base | C&I Curtailment | C&I Curtailment- Standard Lighting Control | Interruptible Rider | Retail Trade | % of Load | 1 | 2024 | 1.0564e-05
ENS | Base | C&I Curtailment | C&I Curtailment- Advanced Lighting Control | Interruptible Rider | Miscellaneous | % of Load | 1 | 2024 | 7.4063e-05
ENS | Base | C&I Curtailment | C&I Curtailment- Advanced Lighting Control | Interruptible Rider | Retail Trade | % of Load | 1 | 2024 | 5.2821e-06
ENS | Base | C&I Curtailment | C&I Curtailment- Water Heating Control | Interruptible Rider | Miscellaneous | % of Load | 1 | 2024 | 1.2013e-05
ENS | Base | C&I Curtailment | C&I Curtailment- Water Heating Control | Interruptible Rider | Retail Trade | % of Load | 1 | 2024 | 1.5671e-06
ENS | Base | C&I Curtailment | C&I Curtailment- Other | Interruptible Rider | Miscellaneous | % of Load | 1 | 2024 | 0.00021733
ENS | Base | C&I Curtailment | C&I Curtailment- Other | Interruptible Rider | Retail Trade | % of Load | 1 | 2024 | 1.7396e-05
ENS | Base | C&I Curtailment | C&I Curtailment- Industrial | Interruptible Rider | Manufacturing | % of Load | 1 | 2024 | 0.00042347
ENS | Base | Dynamic Pricing | Dynamic Pricing with enabling tech. | Small Commercial | Manufacturing | % of Load | 1 | 2024 | 2.3275e-05
ENS | Base | Dynamic Pricing | Dynamic Pricing with enabling tech. | Small Commercial | Miscellaneous | % of Load | 1 | 2024 | 0.00022751
ENS | Base | Dynamic Pricing | Dynamic Pricing with enabling tech. | Small Commercial | Offices | % of Load | 1 | 2024 | 0.0001824
ENS | Base | Dynamic Pricing | Dynamic Pricing with enabling tech. | Small Commercial | Retail Trade | % of Load | 1 | 2024 | 0.00042288
ENS | Base | Dynamic Pricing | Dynamic Pricing with enabling tech. | Small Commercial | Services | % of Load | 1 | 2024 | 0.00050914
ENS | Base | Dynamic Pricing | Dynamic Pricing w/o enabling tech. | Small Commercial | Manufacturing | % of Load | 1 | 2024 | 1.3747e-06
ENS | Base | Dynamic Pricing | Dynamic Pricing w/o enabling tech. | Small Commercial | Miscellaneous | % of Load | 1 | 2024 | 1.3437e-05
ENS | Base | Dynamic Pricing | Dynamic Pricing w/o enabling tech. | Small Commercial | Offices | % of Load | 1 | 2024 | 1.0773e-05
ENS | Base | Dynamic Pricing | Dynamic Pricing w/o enabling tech. | Small Commercial | Retail Trade | % of Load | 1 | 2024 | 2.4977e-05
ENS | Base | Dynamic Pricing | Dynamic Pricing w/o enabling tech. | Small Commercial | Services | % of Load | 1 | 2024 | 3.0071e-05
ENS | Base | Dynamic Pricing | Dynamic Pricing with enabling tech. | Large Commercial | Offices | % of Load | 1 | 2024 | 3.2749e-05
ENS | Base | Dynamic Pricing | Dynamic Pricing with enabling tech. | Large Commercial | Services | % of Load | 1 | 2024 | 0.00021521
ENS | Base | Dynamic Pricing | Dynamic Pricing w/o enabling tech. | Large Commercial | Offices | % of Load | 1 | 2024 | 1.241e-05
ENS | Base | Dynamic Pricing | Dynamic Pricing w/o enabling tech. | Large Commercial | Services | % of Load | 1 | 2024 | 8.1554e-05
ENS | Base | Dynamic Pricing | Dynamic Pricing with enabling tech. | Small Industrial | Manufacturing | % of Load | 1 | 2024 | 3.2487e-05
ENS | Base | Dynamic Pricing | Dynamic Pricing with enabling tech. | Small Industrial | Miscellaneous | % of Load | 1 | 2024 | 4.1592e-05
ENS | Base | Dynamic Pricing | Dynamic Pricing with enabling tech. | Small Industrial | Offices | % of Load | 1 | 2024 | 2.5049e-06
ENS | Base | Dynamic Pricing | Dynamic Pricing with enabling tech. | Small Industrial | Retail Trade | % of Load | 1 | 2024 | 7.025e-06
ENS | Base | Dynamic Pricing | Dynamic Pricing with enabling tech. | Small Industrial | Services | % of Load | 1 | 2024 | 8.7574e-06
ENS | Base | Dynamic Pricing | Dynamic Pricing w/o enabling tech. | Small Industrial | Manufacturing | % of Load | 1 | 2024 | 1.9188e-06
ENS | Base | Dynamic Pricing | Dynamic Pricing w/o enabling tech. | Small Industrial | Miscellaneous | % of Load | 1 | 2024 | 2.4565e-06
ENS | Base | Dynamic Pricing | Dynamic Pricing w/o enabling tech. | Small Industrial | Offices | % of Load | 1 | 2024 | 1.4795e-07
ENS | Base | Dynamic Pricing | Dynamic Pricing w/o enabling tech. | Small Industrial | Retail Trade | % of Load | 1 | 2024 | 4.1491e-07
ENS | Base | Dynamic Pricing | Dynamic Pricing w/o enabling tech. | Small Industrial | Services | % of Load | 1 | 2024 | 5.1723e-07
ENS | Base | Dynamic Pricing | Dynamic Pricing with enabling tech. | Large Industrial | Manufacturing | % of Load | 1 | 2024 | 0.00018043
ENS | Base | Dynamic Pricing | Dynamic Pricing with enabling tech. | Large Industrial | Miscellaneous | % of Load | 1 | 2024 | 9.1023e-05
ENS | Base | Dynamic Pricing | Dynamic Pricing with enabling tech. | Large Industrial | Offices | % of Load | 1 | 2024 | 6.433e-06
ENS | Base | Dynamic Pricing | Dynamic Pricing with enabling tech. | Large Industrial | Retail Trade | % of Load | 1 | 2024 | 3.1596e-05
ENS | Base | Dynamic Pricing | Dynamic Pricing with enabling tech. | Large Industrial | Services | % of Load | 1 | 2024 | 1.7442e-05
ENS | Base | Dynamic Pricing | Dynamic Pricing w/o enabling tech. | Large Industrial | Manufacturing | % of Load | 1 | 2024 | 6.8372e-05
ENS | Base | Dynamic Pricing | Dynamic Pricing w/o enabling tech. | Large Industrial | Miscellaneous | % of Load | 1 | 2024 | 3.4493e-05
ENS | Base | Dynamic Pricing | Dynamic Pricing w/o enabling tech. | Large Industrial | Offices | % of Load | 1 | 2024 | 2.4378e-06
ENS | Base | Dynamic Pricing | Dynamic Pricing w/o enabling tech. | Large Industrial | Retail Trade | % of Load | 1 | 2024 | 1.1973e-05
ENS | Base | Dynamic Pricing | Dynamic Pricing w/o enabling tech. | Large Industrial | Services | % of Load | 1 | 2024 | 6.6097e-06
ENS | Base | Dynamic Pricing | Dynamic Pricing with enabling tech. | Interruptible Rider | Manufacturing | % of Load | 1 | 2024 | 5.1627e-05
ENS | Base | Dynamic Pricing | Dynamic Pricing with enabling tech. | Interruptible Rider | Miscellaneous | % of Load | 1 | 2024 | 0.00010676
ENS | Base | Dynamic Pricing | Dynamic Pricing with enabling tech. | Interruptible Rider | Retail Trade | % of Load | 1 | 2024 | 6.2858e-06
ENS | Base | Dynamic Pricing | Dynamic Pricing w/o enabling tech. | Interruptible Rider | Manufacturing | % of Load | 1 | 2024 | 1.9564e-05
ENS | Base | Dynamic Pricing | Dynamic Pricing w/o enabling tech. | Interruptible Rider | Miscellaneous | % of Load | 1 | 2024 | 4.0458e-05
ENS | Base | Dynamic Pricing | Dynamic Pricing w/o enabling tech. | Interruptible Rider | Retail Trade | % of Load | 1 | 2024 | 2.382e-06
ENS | Base | Dynamic Pricing | Dynamic Pricing with enabling tech. | Residential | Residential Market Rate | % of Load | 1 | 2024 | 0.0071532
ENS | Base | Dynamic Pricing | Dynamic Pricing w/o enabling tech. | Residential | Residential Market Rate | % of Load | 1 | 2024 | 0.0040002
ENS | Base | BTM Battery Control | BTM Battery Control | Small Commercial | Manufacturing | % of Load | 0 | 2024 | 6.8176e-06
ENS | Base | BTM Battery Control | BTM Battery Control | Small Commercial | Miscellaneous | % of Load | 0 | 2024 | 5.0261e-05
ENS | Base | BTM Battery Control | BTM Battery Control | Small Commercial | Offices | % of Load | 0 | 2024 | 1.7428e-05
ENS | Base | BTM Battery Control | BTM Battery Control | Small Commercial | Retail Trade | % of Load | 0 | 2024 | 3.0411e-05
ENS | Base | BTM Battery Control | BTM Battery Control | Small Commercial | Services | % of Load | 0 | 2024 | 6.6197e-05
ENS | Base | BTM Battery Control | BTM Battery Control | Large Commercial | Offices | % of Load | 0 | 2024 | 6.9917e-06
ENS | Base | BTM Battery Control | BTM Battery Control | Large Commercial | Services | % of Load | 0 | 2024 | 3.7289e-05
ENS | Base | BTM Battery Control | BTM Battery Control | Small Industrial | Manufacturing | % of Load | 0 | 2024 | 1.6801e-07
ENS | Base | BTM Battery Control | BTM Battery Control | Small Industrial | Miscellaneous | % of Load | 0 | 2024 | 1.0854e-06
ENS | Base | BTM Battery Control | BTM Battery Control | Small Industrial | Offices | % of Load | 0 | 2024 | 4.2851e-07
ENS | Base | BTM Battery Control | BTM Battery Control | Small Industrial | Retail Trade | % of Load | 0 | 2024 | 7.4565e-07
ENS | Base | BTM Battery Control | BTM Battery Control | Small Industrial | Services | % of Load | 0 | 2024 | 1.6234e-06
ENS | Base | BTM Battery Control | BTM Battery Control | Large Industrial | Manufacturing | % of Load | 0 | 2024 | 4.5774e-06
ENS | Base | BTM Battery Control | BTM Battery Control | Large Industrial | Miscellaneous | % of Load | 0 | 2024 | 2.1223e-05
ENS | Base | BTM Battery Control | BTM Battery Control | Large Industrial | Offices | % of Load | 0 | 2024 | 2.4968e-06
ENS | Base | BTM Battery Control | BTM Battery Control | Large Industrial | Retail Trade | % of Load | 0 | 2024 | 1.2484e-05
ENS | Base | BTM Battery Control | BTM Battery Control | Large Industrial | Services | % of Load | 0 | 2024 | 2.7048e-05
ENS | Base | BTM Battery Control | BTM Battery Control | Interruptible Rider | Manufacturing | % of Load | 0 | 2024 | 6.1186e-06
ENS | Base | BTM Battery Control | BTM Battery Control | Interruptible Rider | Miscellaneous | % of Load | 0 | 2024 | 1.6316e-05
ENS | Base | BTM Battery Control | BTM Battery Control | Interruptible Rider | Retail Trade | % of Load | 0 | 2024 | 2.4474e-05
ENS | Base | BTM Battery Control | BTM Battery Control | Residential | Residential LI | % of Load | 0 | 2024 | 0.00018809
ENS | Base | BTM Battery Control | BTM Battery Control | Residential | Residential Market Rate | % of Load | 0 | 2024 | 0.0011709
ENS | Base | EV Charging Control | EV Charging Control | EV | EV | % of Load | 0 | 2024 | 8.6942e-05
ENS | Base | Behavioral DR | Behavioral DR | Residential | Residential LI | % of Load | 0 | 2024 | 0.00017197
ENS | Base | Behavioral DR | Behavioral DR | Residential | Residential Market Rate | % of Load | 0 | 2024 | 0.001061
ENS | Base | DLC | DLC-Switch-Water Heating | Small Commercial | Miscellaneous | % of Load | 1 | 2025 | 2.7921e-05
ENS | Base | DLC | DLC-Switch-Water Heating | Small Commercial | Offices | % of Load | 1 | 2025 | 1.689e-05
ENS | Base | DLC | DLC-Switch-Water Heating | Small Commercial | Retail Trade | % of Load | 1 | 2025 | 9.5452e-05
ENS | Base | DLC | DLC-Switch-Water Heating | Small Commercial | Services | % of Load | 1 | 2025 | 0.00011486
ENS | Base | DLC | DLC-Thermostat-HVAC | Small Commercial | Miscellaneous | % of Load | 1 | 2025 | 0.00019056
ENS | Base | DLC | DLC-Thermostat-HVAC | Small Commercial | Offices | % of Load | 1 | 2025 | 0.00028061
ENS | Base | DLC | DLC-Thermostat-HVAC | Small Commercial | Retail Trade | % of Load | 1 | 2025 | 0.00029059
ENS | Base | DLC | DLC-Thermostat-HVAC | Small Commercial | Services | % of Load | 1 | 2025 | 0.00034986
ENS | Base | DLC | DLC-Switch-Water Heating | Small Industrial | Miscellaneous | % of Load | 1 | 2025 | 5.7799e-06
ENS | Base | DLC | DLC-Switch-Water Heating | Small Industrial | Offices | % of Load | 1 | 2025 | 2.3142e-07
ENS | Base | DLC | DLC-Switch-Water Heating | Small Industrial | Retail Trade | % of Load | 1 | 2025 | 1.5676e-06
ENS | Base | DLC | DLC-Switch-Water Heating | Small Industrial | Services | % of Load | 1 | 2025 | 1.9542e-06
ENS | Base | DLC | DLC-Thermostat-HVAC | Small Industrial | Miscellaneous | % of Load | 1 | 2025 | 4.1083e-05
ENS | Base | DLC | DLC-Thermostat-HVAC | Small Industrial | Offices | % of Load | 1 | 2025 | 3.9155e-06
ENS | Base | DLC | DLC-Thermostat-HVAC | Small Industrial | Retail Trade | % of Load | 1 | 2025 | 4.9384e-06
ENS | Base | DLC | DLC-Thermostat-HVAC | Small Industrial | Services | % of Load | 1 | 2025 | 6.1562e-06
ENS | Base | DLC | DLC-Switch-Water Heating | Residential | Residential LI | % of Load | 1 | 2025 | 0.002848
ENS | Base | DLC | DLC-Switch-Water Heating | Residential | Residential Market Rate | % of Load | 1 | 2025 | 0.0088426
ENS | Base | DLC | DLC-Thermostat-Heat Pump | Residential | Residential LI | % of Load | 1 | 2025 | 0.00025642
ENS | Base | DLC | DLC-Thermostat-Heat Pump | Residential | Residential Market Rate | % of Load | 1 | 2025 | 0.0049421
ENS | Base | DLC | DLC-Thermostat-Electric Furnace | Residential | Residential LI | % of Load | 1 | 2025 | 0.0029552
ENS | Base | DLC | DLC-Thermostat-Electric Furnace | Residential | Residential Market Rate | % of Load | 1 | 2025 | 0.0033422
ENS | Base | C&I Curtailment | C&I Curtailment- Manual HVAC Control | Large Commercial | Offices | % of Load | 1 | 2025 | 4.9129e-05
ENS | Base | C&I Curtailment | C&I Curtailment- Manual HVAC Control | Large Commercial | Services | % of Load | 1 | 2025 | 0.00010204
ENS | Base | C&I Curtailment | C&I Curtailment- Auto-DR HVAC Control | Large Commercial | Offices | % of Load | 1 | 2025 | 8.6925e-05
ENS | Base | C&I Curtailment | C&I Curtailment- Auto-DR HVAC Control | Large Commercial | Services | % of Load | 1 | 2025 | 0.00018054
ENS | Base | C&I Curtailment | C&I Curtailment- Standard Lighting Control | Large Commercial | Offices | % of Load | 1 | 2025 | 1.0682e-05
ENS | Base | C&I Curtailment | C&I Curtailment- Standard Lighting Control | Large Commercial | Services | % of Load | 1 | 2025 | 6.9173e-05
ENS | Base | C&I Curtailment | C&I Curtailment- Advanced Lighting Control | Large Commercial | Offices | % of Load | 1 | 2025 | 5.3412e-06
ENS | Base | C&I Curtailment | C&I Curtailment- Advanced Lighting Control | Large Commercial | Services | % of Load | 1 | 2025 | 3.4587e-05
ENS | Base | C&I Curtailment | C&I Curtailment- Water Heating Control | Large Commercial | Offices | % of Load | 1 | 2025 | 1.0259e-06
ENS | Base | C&I Curtailment | C&I Curtailment- Water Heating Control | Large Commercial | Services | % of Load | 1 | 2025 | 1.1395e-05
ENS | Base | C&I Curtailment | C&I Curtailment- Other | Large Commercial | Offices | % of Load | 1 | 2025 | 1.8294e-05
ENS | Base | C&I Curtailment | C&I Curtailment- Other | Large Commercial | Services | % of Load | 1 | 2025 | 0.00012233
ENS | Base | C&I Curtailment | C&I Curtailment- Manual HVAC Control | Large Industrial | Miscellaneous | % of Load | 1 | 2025 | 1.648e-05
ENS | Base | C&I Curtailment | C&I Curtailment- Manual HVAC Control | Large Industrial | Offices | % of Load | 1 | 2025 | 9.8666e-06
ENS | Base | C&I Curtailment | C&I Curtailment- Manual HVAC Control | Large Industrial | Retail Trade | % of Load | 1 | 2025 | 2.8746e-05
ENS | Base | C&I Curtailment | C&I Curtailment- Manual HVAC Control | Large Industrial | Services | % of Load | 1 | 2025 | 8.5306e-06
ENS | Base | C&I Curtailment | C&I Curtailment- Auto-DR HVAC Control | Large Industrial | Miscellaneous | % of Load | 1 | 2025 | 2.9158e-05
ENS | Base | C&I Curtailment | C&I Curtailment- Auto-DR HVAC Control | Large Industrial | Offices | % of Load | 1 | 2025 | 1.7457e-05
ENS | Base | C&I Curtailment | C&I Curtailment- Auto-DR HVAC Control | Large Industrial | Retail Trade | % of Load | 1 | 2025 | 5.0861e-05
ENS | Base | C&I Curtailment | C&I Curtailment- Auto-DR HVAC Control | Large Industrial | Services | % of Load | 1 | 2025 | 1.5093e-05
ENS | Base | C&I Curtailment | C&I Curtailment- Standard Lighting Control | Large Industrial | Miscellaneous | % of Load | 1 | 2025 | 1.1795e-05
ENS | Base | C&I Curtailment | C&I Curtailment- Standard Lighting Control | Large Industrial | Offices | % of Load | 1 | 2025 | 2.254e-06
ENS | Base | C&I Curtailment | C&I Curtailment- Standard Lighting Control | Large Industrial | Retail Trade | % of Load | 1 | 2025 | 1.9487e-05
ENS | Base | C&I Curtailment | C&I Curtailment- Standard Lighting Control | Large Industrial | Services | % of Load | 1 | 2025 | 5.783e-06
ENS | Base | C&I Curtailment | C&I Curtailment- Advanced Lighting Control | Large Industrial | Miscellaneous | % of Load | 1 | 2025 | 5.8974e-06
ENS | Base | C&I Curtailment | C&I Curtailment- Advanced Lighting Control | Large Industrial | Offices | % of Load | 1 | 2025 | 1.127e-06
ENS | Base | C&I Curtailment | C&I Curtailment- Advanced Lighting Control | Large Industrial | Retail Trade | % of Load | 1 | 2025 | 9.7436e-06
ENS | Base | C&I Curtailment | C&I Curtailment- Advanced Lighting Control | Large Industrial | Services | % of Load | 1 | 2025 | 2.8915e-06
ENS | Base | C&I Curtailment | C&I Curtailment- Water Heating Control | Large Industrial | Miscellaneous | % of Load | 1 | 2025 | 6.6519e-07
ENS | Base | C&I Curtailment | C&I Curtailment- Water Heating Control | Large Industrial | Offices | % of Load | 1 | 2025 | 1.9688e-07
ENS | Base | C&I Curtailment | C&I Curtailment- Water Heating Control | Large Industrial | Retail Trade | % of Load | 1 | 2025 | 3.2101e-06
ENS | Base | C&I Curtailment | C&I Curtailment- Water Heating Control | Large Industrial | Services | % of Load | 1 | 2025 | 9.5262e-07
ENS | Base | C&I Curtailment | C&I Curtailment- Other | Large Industrial | Miscellaneous | % of Load | 1 | 2025 | 1.4388e-05
ENS | Base | C&I Curtailment | C&I Curtailment- Other | Large Industrial | Offices | % of Load | 1 | 2025 | 3.7496e-06
ENS | Base | C&I Curtailment | C&I Curtailment- Other | Large Industrial | Retail Trade | % of Load | 1 | 2025 | 3.4464e-05
ENS | Base | C&I Curtailment | C&I Curtailment- Other | Large Industrial | Services | % of Load | 1 | 2025 | 1.0227e-05
ENS | Base | C&I Curtailment | C&I Curtailment- Industrial | Large Industrial | Manufacturing | % of Load | 1 | 2025 | 0.00056716
ENS | Base | C&I Curtailment | C&I Curtailment- Manual HVAC Control | Interruptible Rider | Miscellaneous | % of Load | 1 | 2025 | 0.00055304
ENS | Base | C&I Curtailment | C&I Curtailment- Manual HVAC Control | Interruptible Rider | Retail Trade | % of Load | 1 | 2025 | 1.5795e-05
ENS | Base | C&I Curtailment | C&I Curtailment- Auto-DR HVAC Control | Interruptible Rider | Miscellaneous | % of Load | 1 | 2025 | 0.00097851
ENS | Base | C&I Curtailment | C&I Curtailment- Auto-DR HVAC Control | Interruptible Rider | Retail Trade | % of Load | 1 | 2025 | 2.7947e-05
ENS | Base | C&I Curtailment | C&I Curtailment- Standard Lighting Control | Interruptible Rider | Miscellaneous | % of Load | 1 | 2025 | 0.00015608
ENS | Base | C&I Curtailment | C&I Curtailment- Standard Lighting Control | Interruptible Rider | Retail Trade | % of Load | 1 | 2025 | 1.1189e-05
ENS | Base | C&I Curtailment | C&I Curtailment- Advanced Lighting Control | Interruptible Rider | Miscellaneous | % of Load | 1 | 2025 | 7.8039e-05
ENS | Base | C&I Curtailment | C&I Curtailment- Advanced Lighting Control | Interruptible Rider | Retail Trade | % of Load | 1 | 2025 | 5.5944e-06
ENS | Base | C&I Curtailment | C&I Curtailment- Water Heating Control | Interruptible Rider | Miscellaneous | % of Load | 1 | 2025 | 1.2998e-05
ENS | Base | C&I Curtailment | C&I Curtailment- Water Heating Control | Interruptible Rider | Retail Trade | % of Load | 1 | 2025 | 1.7001e-06
ENS | Base | C&I Curtailment | C&I Curtailment- Other | Interruptible Rider | Miscellaneous | % of Load | 1 | 2025 | 0.00023495
ENS | Base | C&I Curtailment | C&I Curtailment- Other | Interruptible Rider | Retail Trade | % of Load | 1 | 2025 | 1.8837e-05
ENS | Base | C&I Curtailment | C&I Curtailment- Industrial | Interruptible Rider | Manufacturing | % of Load | 1 | 2025 | 0.00045052
ENS | Base | Dynamic Pricing | Dynamic Pricing with enabling tech. | Small Commercial | Manufacturing | % of Load | 1 | 2025 | 3.3625e-05
ENS | Base | Dynamic Pricing | Dynamic Pricing with enabling tech. | Small Commercial | Miscellaneous | % of Load | 1 | 2025 | 0.00033241
ENS | Base | Dynamic Pricing | Dynamic Pricing with enabling tech. | Small Commercial | Offices | % of Load | 1 | 2025 | 0.00026666
ENS | Base | Dynamic Pricing | Dynamic Pricing with enabling tech. | Small Commercial | Retail Trade | % of Load | 1 | 2025 | 0.00061643
ENS | Base | Dynamic Pricing | Dynamic Pricing with enabling tech. | Small Commercial | Services | % of Load | 1 | 2025 | 0.00074218
ENS | Base | Dynamic Pricing | Dynamic Pricing w/o enabling tech. | Small Commercial | Manufacturing | % of Load | 1 | 2025 | 1.986e-06
ENS | Base | Dynamic Pricing | Dynamic Pricing w/o enabling tech. | Small Commercial | Miscellaneous | % of Load | 1 | 2025 | 1.9633e-05
ENS | Base | Dynamic Pricing | Dynamic Pricing w/o enabling tech. | Small Commercial | Offices | % of Load | 1 | 2025 | 1.575e-05
ENS | Base | Dynamic Pricing | Dynamic Pricing w/o enabling tech. | Small Commercial | Retail Trade | % of Load | 1 | 2025 | 3.6408e-05
ENS | Base | Dynamic Pricing | Dynamic Pricing w/o enabling tech. | Small Commercial | Services | % of Load | 1 | 2025 | 4.3835e-05
ENS | Base | Dynamic Pricing | Dynamic Pricing with enabling tech. | Large Commercial | Offices | % of Load | 1 | 2025 | 4.5982e-05
ENS | Base | Dynamic Pricing | Dynamic Pricing with enabling tech. | Large Commercial | Services | % of Load | 1 | 2025 | 0.00030409
ENS | Base | Dynamic Pricing | Dynamic Pricing w/o enabling tech. | Large Commercial | Offices | % of Load | 1 | 2025 | 1.7425e-05
ENS | Base | Dynamic Pricing | Dynamic Pricing w/o enabling tech. | Large Commercial | Services | % of Load | 1 | 2025 | 0.00011523
ENS | Base | Dynamic Pricing | Dynamic Pricing with enabling tech. | Small Industrial | Manufacturing | % of Load | 1 | 2025 | 4.7862e-05
ENS | Base | Dynamic Pricing | Dynamic Pricing with enabling tech. | Small Industrial | Miscellaneous | % of Load | 1 | 2025 | 6.1923e-05
ENS | Base | Dynamic Pricing | Dynamic Pricing with enabling tech. | Small Industrial | Offices | % of Load | 1 | 2025 | 3.7406e-06
ENS | Base | Dynamic Pricing | Dynamic Pricing with enabling tech. | Small Industrial | Retail Trade | % of Load | 1 | 2025 | 1.0484e-05
ENS | Base | Dynamic Pricing | Dynamic Pricing with enabling tech. | Small Industrial | Services | % of Load | 1 | 2025 | 1.307e-05
ENS | Base | Dynamic Pricing | Dynamic Pricing w/o enabling tech. | Small Industrial | Manufacturing | % of Load | 1 | 2025 | 2.8268e-06
ENS | Base | Dynamic Pricing | Dynamic Pricing w/o enabling tech. | Small Industrial | Miscellaneous | % of Load | 1 | 2025 | 3.6573e-06
ENS | Base | Dynamic Pricing | Dynamic Pricing w/o enabling tech. | Small Industrial | Offices | % of Load | 1 | 2025 | 2.2093e-07
ENS | Base | Dynamic Pricing | Dynamic Pricing w/o enabling tech. | Small Industrial | Retail Trade | % of Load | 1 | 2025 | 6.1924e-07
ENS | Base | Dynamic Pricing | Dynamic Pricing w/o enabling tech. | Small Industrial | Services | % of Load | 1 | 2025 | 7.7195e-07
ENS | Base | Dynamic Pricing | Dynamic Pricing with enabling tech. | Large Industrial | Manufacturing | % of Load | 1 | 2025 | 0.00025458
ENS | Base | Dynamic Pricing | Dynamic Pricing with enabling tech. | Large Industrial | Miscellaneous | % of Load | 1 | 2025 | 0.00013381
ENS | Base | Dynamic Pricing | Dynamic Pricing with enabling tech. | Large Industrial | Offices | % of Load | 1 | 2025 | 9.3599e-06
ENS | Base | Dynamic Pricing | Dynamic Pricing with enabling tech. | Large Industrial | Retail Trade | % of Load | 1 | 2025 | 4.5353e-05
ENS | Base | Dynamic Pricing | Dynamic Pricing with enabling tech. | Large Industrial | Services | % of Load | 1 | 2025 | 2.5423e-05
ENS | Base | Dynamic Pricing | Dynamic Pricing w/o enabling tech. | Large Industrial | Manufacturing | % of Load | 1 | 2025 | 9.6474e-05
ENS | Base | Dynamic Pricing | Dynamic Pricing w/o enabling tech. | Large Industrial | Miscellaneous | % of Load | 1 | 2025 | 5.0707e-05
ENS | Base | Dynamic Pricing | Dynamic Pricing w/o enabling tech. | Large Industrial | Offices | % of Load | 1 | 2025 | 3.5469e-06
ENS | Base | Dynamic Pricing | Dynamic Pricing w/o enabling tech. | Large Industrial | Retail Trade | % of Load | 1 | 2025 | 1.7187e-05
ENS | Base | Dynamic Pricing | Dynamic Pricing w/o enabling tech. | Large Industrial | Services | % of Load | 1 | 2025 | 9.6339e-06
ENS | Base | Dynamic Pricing | Dynamic Pricing with enabling tech. | Interruptible Rider | Manufacturing | % of Load | 1 | 2025 | 6.7409e-05
ENS | Base | Dynamic Pricing | Dynamic Pricing with enabling tech. | Interruptible Rider | Miscellaneous | % of Load | 1 | 2025 | 0.00014122
ENS | Base | Dynamic Pricing | Dynamic Pricing with enabling tech. | Interruptible Rider | Retail Trade | % of Load | 1 | 2025 | 8.3141e-06
ENS | Base | Dynamic Pricing | Dynamic Pricing w/o enabling tech. | Interruptible Rider | Manufacturing | % of Load | 1 | 2025 | 2.5544e-05
ENS | Base | Dynamic Pricing | Dynamic Pricing w/o enabling tech. | Interruptible Rider | Miscellaneous | % of Load | 1 | 2025 | 5.3515e-05
ENS | Base | Dynamic Pricing | Dynamic Pricing w/o enabling tech. | Interruptible Rider | Retail Trade | % of Load | 1 | 2025 | 3.1506e-06
ENS | Base | Dynamic Pricing | Dynamic Pricing with enabling tech. | Residential | Residential Market Rate | % of Load | 1 | 2025 | 0.010577
ENS | Base | Dynamic Pricing | Dynamic Pricing w/o enabling tech. | Residential | Residential Market Rate | % of Load | 1 | 2025 | 0.0059147
ENS | Base | BTM Battery Control | BTM Battery Control | Small Commercial | Manufacturing | % of Load | 0 | 2025 | 1.4277e-05
ENS | Base | BTM Battery Control | BTM Battery Control | Small Commercial | Miscellaneous | % of Load | 0 | 2025 | 0.00010544
ENS | Base | BTM Battery Control | BTM Battery Control | Small Commercial | Offices | % of Load | 0 | 2025 | 3.6535e-05
ENS | Base | BTM Battery Control | BTM Battery Control | Small Commercial | Retail Trade | % of Load | 0 | 2025 | 6.3759e-05
ENS | Base | BTM Battery Control | BTM Battery Control | Small Commercial | Services | % of Load | 0 | 2025 | 0.0001388
ENS | Base | BTM Battery Control | BTM Battery Control | Large Commercial | Offices | % of Load | 0 | 2025 | 1.4661e-05
ENS | Base | BTM Battery Control | BTM Battery Control | Large Commercial | Services | % of Load | 0 | 2025 | 7.8191e-05
ENS | Base | BTM Battery Control | BTM Battery Control | Small Industrial | Manufacturing | % of Load | 0 | 2025 | 3.5229e-07
ENS | Base | BTM Battery Control | BTM Battery Control | Small Industrial | Miscellaneous | % of Load | 0 | 2025 | 2.276e-06
ENS | Base | BTM Battery Control | BTM Battery Control | Small Industrial | Offices | % of Load | 0 | 2025 | 8.9854e-07
ENS | Base | BTM Battery Control | BTM Battery Control | Small Industrial | Retail Trade | % of Load | 0 | 2025 | 1.5635e-06
ENS | Base | BTM Battery Control | BTM Battery Control | Small Industrial | Services | % of Load | 0 | 2025 | 3.4042e-06
ENS | Base | BTM Battery Control | BTM Battery Control | Large Industrial | Manufacturing | % of Load | 0 | 2025 | 9.5983e-06
ENS | Base | BTM Battery Control | BTM Battery Control | Large Industrial | Miscellaneous | % of Load | 0 | 2025 | 4.4501e-05
ENS | Base | BTM Battery Control | BTM Battery Control | Large Industrial | Offices | % of Load | 0 | 2025 | 5.2354e-06
ENS | Base | BTM Battery Control | BTM Battery Control | Large Industrial | Retail Trade | % of Load | 0 | 2025 | 2.6177e-05
ENS | Base | BTM Battery Control | BTM Battery Control | Large Industrial | Services | % of Load | 0 | 2025 | 5.6717e-05
ENS | Base | BTM Battery Control | BTM Battery Control | Interruptible Rider | Manufacturing | % of Load | 0 | 2025 | 1.283e-05
ENS | Base | BTM Battery Control | BTM Battery Control | Interruptible Rider | Miscellaneous | % of Load | 0 | 2025 | 3.4213e-05
ENS | Base | BTM Battery Control | BTM Battery Control | Interruptible Rider | Retail Trade | % of Load | 0 | 2025 | 5.132e-05
ENS | Base | BTM Battery Control | BTM Battery Control | Residential | Residential LI | % of Load | 0 | 2025 | 0.00039634
ENS | Base | BTM Battery Control | BTM Battery Control | Residential | Residential Market Rate | % of Load | 0 | 2025 | 0.0024674
ENS | Base | EV Charging Control | EV Charging Control | EV | EV | % of Load | 0 | 2025 | 0.00017504
ENS | Base | Behavioral DR | Behavioral DR | Residential | Residential LI | % of Load | 0 | 2025 | 0.00024947
ENS | Base | Behavioral DR | Behavioral DR | Residential | Residential Market Rate | % of Load | 0 | 2025 | 0.0014495
ENS | Base | DLC | DLC-Switch-Water Heating | Small Commercial | Miscellaneous | % of Load | 1 | 2026 | 2.7902e-05
ENS | Base | DLC | DLC-Switch-Water Heating | Small Commercial | Offices | % of Load | 1 | 2026 | 1.6855e-05
ENS | Base | DLC | DLC-Switch-Water Heating | Small Commercial | Retail Trade | % of Load | 1 | 2026 | 9.5585e-05
ENS | Base | DLC | DLC-Switch-Water Heating | Small Commercial | Services | % of Load | 1 | 2026 | 0.000115
ENS | Base | DLC | DLC-Thermostat-HVAC | Small Commercial | Miscellaneous | % of Load | 1 | 2026 | 0.00018726
ENS | Base | DLC | DLC-Thermostat-HVAC | Small Commercial | Offices | % of Load | 1 | 2026 | 0.00027826
ENS | Base | DLC | DLC-Thermostat-HVAC | Small Commercial | Retail Trade | % of Load | 1 | 2026 | 0.00028378
ENS | Base | DLC | DLC-Thermostat-HVAC | Small Commercial | Services | % of Load | 1 | 2026 | 0.00034164
ENS | Base | DLC | DLC-Switch-Water Heating | Small Industrial | Miscellaneous | % of Load | 1 | 2026 | 5.8451e-06
ENS | Base | DLC | DLC-Switch-Water Heating | Small Industrial | Offices | % of Load | 1 | 2026 | 2.3331e-07
ENS | Base | DLC | DLC-Switch-Water Heating | Small Industrial | Retail Trade | % of Load | 1 | 2026 | 1.586e-06
ENS | Base | DLC | DLC-Switch-Water Heating | Small Industrial | Services | % of Load | 1 | 2026 | 1.9772e-06
ENS | Base | DLC | DLC-Thermostat-HVAC | Small Industrial | Miscellaneous | % of Load | 1 | 2026 | 4.1028e-05
ENS | Base | DLC | DLC-Thermostat-HVAC | Small Industrial | Offices | % of Load | 1 | 2026 | 3.9407e-06
ENS | Base | DLC | DLC-Thermostat-HVAC | Small Industrial | Retail Trade | % of Load | 1 | 2026 | 4.9241e-06
ENS | Base | DLC | DLC-Thermostat-HVAC | Small Industrial | Services | % of Load | 1 | 2026 | 6.1385e-06
ENS | Base | DLC | DLC-Switch-Water Heating | Residential | Residential LI | % of Load | 1 | 2026 | 0.0028604
ENS | Base | DLC | DLC-Switch-Water Heating | Residential | Residential Market Rate | % of Load | 1 | 2026 | 0.0088758
ENS | Base | DLC | DLC-Thermostat-Heat Pump | Residential | Residential LI | % of Load | 1 | 2026 | 0.00029842
ENS | Base | DLC | DLC-Thermostat-Heat Pump | Residential | Residential Market Rate | % of Load | 1 | 2026 | 0.0051033
ENS | Base | DLC | DLC-Thermostat-Electric Furnace | Residential | Residential LI | % of Load | 1 | 2026 | 0.0029315
ENS | Base | DLC | DLC-Thermostat-Electric Furnace | Residential | Residential Market Rate | % of Load | 1 | 2026 | 0.0032257
ENS | Base | C&I Curtailment | C&I Curtailment- Manual HVAC Control | Large Commercial | Offices | % of Load | 1 | 2026 | 4.2704e-05
ENS | Base | C&I Curtailment | C&I Curtailment- Manual HVAC Control | Large Commercial | Services | % of Load | 1 | 2026 | 8.7434e-05
ENS | Base | C&I Curtailment | C&I Curtailment- Auto-DR HVAC Control | Large Commercial | Offices | % of Load | 1 | 2026 | 9.1961e-05
ENS | Base | C&I Curtailment | C&I Curtailment- Auto-DR HVAC Control | Large Commercial | Services | % of Load | 1 | 2026 | 0.00018829
ENS | Base | C&I Curtailment | C&I Curtailment- Standard Lighting Control | Large Commercial | Offices | % of Load | 1 | 2026 | 9.8736e-06
ENS | Base | C&I Curtailment | C&I Curtailment- Standard Lighting Control | Large Commercial | Services | % of Load | 1 | 2026 | 6.4552e-05
ENS | Base | C&I Curtailment | C&I Curtailment- Advanced Lighting Control | Large Commercial | Offices | % of Load | 1 | 2026 | 4.9368e-06
ENS | Base | C&I Curtailment | C&I Curtailment- Advanced Lighting Control | Large Commercial | Services | % of Load | 1 | 2026 | 3.2276e-05
ENS | Base | C&I Curtailment | C&I Curtailment- Water Heating Control | Large Commercial | Offices | % of Load | 1 | 2026 | 1.0029e-06
ENS | Base | C&I Curtailment | C&I Curtailment- Water Heating Control | Large Commercial | Services | % of Load | 1 | 2026 | 1.114e-05
ENS | Base | C&I Curtailment | C&I Curtailment- Other | Large Commercial | Offices | % of Load | 1 | 2026 | 1.7671e-05
ENS | Base | C&I Curtailment | C&I Curtailment- Other | Large Commercial | Services | % of Load | 1 | 2026 | 0.00011854
ENS | Base | C&I Curtailment | C&I Curtailment- Manual HVAC Control | Large Industrial | Miscellaneous | % of Load | 1 | 2026 | 1.4598e-05
ENS | Base | C&I Curtailment | C&I Curtailment- Manual HVAC Control | Large Industrial | Offices | % of Load | 1 | 2026 | 8.861e-06
ENS | Base | C&I Curtailment | C&I Curtailment- Manual HVAC Control | Large Industrial | Retail Trade | % of Load | 1 | 2026 | 2.538e-05
ENS | Base | C&I Curtailment | C&I Curtailment- Manual HVAC Control | Large Industrial | Services | % of Load | 1 | 2026 | 7.5318e-06
ENS | Base | C&I Curtailment | C&I Curtailment- Auto-DR HVAC Control | Large Industrial | Miscellaneous | % of Load | 1 | 2026 | 3.1437e-05
ENS | Base | C&I Curtailment | C&I Curtailment- Auto-DR HVAC Control | Large Industrial | Offices | % of Load | 1 | 2026 | 1.9082e-05
ENS | Base | C&I Curtailment | C&I Curtailment- Auto-DR HVAC Control | Large Industrial | Retail Trade | % of Load | 1 | 2026 | 5.4656e-05
ENS | Base | C&I Curtailment | C&I Curtailment- Auto-DR HVAC Control | Large Industrial | Services | % of Load | 1 | 2026 | 1.622e-05
ENS | Base | C&I Curtailment | C&I Curtailment- Standard Lighting Control | Large Industrial | Miscellaneous | % of Load | 1 | 2026 | 1.146e-05
ENS | Base | C&I Curtailment | C&I Curtailment- Standard Lighting Control | Large Industrial | Offices | % of Load | 1 | 2026 | 2.1869e-06
ENS | Base | C&I Curtailment | C&I Curtailment- Standard Lighting Control | Large Industrial | Retail Trade | % of Load | 1 | 2026 | 1.8738e-05
ENS | Base | C&I Curtailment | C&I Curtailment- Standard Lighting Control | Large Industrial | Services | % of Load | 1 | 2026 | 5.5607e-06
ENS | Base | C&I Curtailment | C&I Curtailment- Advanced Lighting Control | Large Industrial | Miscellaneous | % of Load | 1 | 2026 | 5.7299e-06
ENS | Base | C&I Curtailment | C&I Curtailment- Advanced Lighting Control | Large Industrial | Offices | % of Load | 1 | 2026 | 1.0934e-06
ENS | Base | C&I Curtailment | C&I Curtailment- Advanced Lighting Control | Large Industrial | Retail Trade | % of Load | 1 | 2026 | 9.369e-06
ENS | Base | C&I Curtailment | C&I Curtailment- Advanced Lighting Control | Large Industrial | Services | % of Load | 1 | 2026 | 2.7803e-06
ENS | Base | C&I Curtailment | C&I Curtailment- Water Heating Control | Large Industrial | Miscellaneous | % of Load | 1 | 2026 | 6.6145e-07
ENS | Base | C&I Curtailment | C&I Curtailment- Water Heating Control | Large Industrial | Offices | % of Load | 1 | 2026 | 1.9682e-07
ENS | Base | C&I Curtailment | C&I Curtailment- Water Heating Control | Large Industrial | Retail Trade | % of Load | 1 | 2026 | 3.2336e-06
ENS | Base | C&I Curtailment | C&I Curtailment- Water Heating Control | Large Industrial | Services | % of Load | 1 | 2026 | 9.5961e-07
ENS | Base | C&I Curtailment | C&I Curtailment- Other | Large Industrial | Miscellaneous | % of Load | 1 | 2026 | 1.4297e-05
ENS | Base | C&I Curtailment | C&I Curtailment- Other | Large Industrial | Offices | % of Load | 1 | 2026 | 3.7574e-06
ENS | Base | C&I Curtailment | C&I Curtailment- Other | Large Industrial | Retail Trade | % of Load | 1 | 2026 | 3.4409e-05
ENS | Base | C&I Curtailment | C&I Curtailment- Other | Large Industrial | Services | % of Load | 1 | 2026 | 1.0211e-05
ENS | Base | C&I Curtailment | C&I Curtailment- Industrial | Large Industrial | Manufacturing | % of Load | 1 | 2026 | 0.00055283
ENS | Base | C&I Curtailment | C&I Curtailment- Manual HVAC Control | Interruptible Rider | Miscellaneous | % of Load | 1 | 2026 | 0.0004855
ENS | Base | C&I Curtailment | C&I Curtailment- Manual HVAC Control | Interruptible Rider | Retail Trade | % of Load | 1 | 2026 | 1.3743e-05
ENS | Base | C&I Curtailment | C&I Curtailment- Auto-DR HVAC Control | Interruptible Rider | Miscellaneous | % of Load | 1 | 2026 | 0.0010455
ENS | Base | C&I Curtailment | C&I Curtailment- Auto-DR HVAC Control | Interruptible Rider | Retail Trade | % of Load | 1 | 2026 | 2.9595e-05
ENS | Base | C&I Curtailment | C&I Curtailment- Standard Lighting Control | Interruptible Rider | Miscellaneous | % of Load | 1 | 2026 | 0.00014852
ENS | Base | C&I Curtailment | C&I Curtailment- Standard Lighting Control | Interruptible Rider | Retail Trade | % of Load | 1 | 2026 | 1.0708e-05
ENS | Base | C&I Curtailment | C&I Curtailment- Advanced Lighting Control | Interruptible Rider | Miscellaneous | % of Load | 1 | 2026 | 7.4259e-05
ENS | Base | C&I Curtailment | C&I Curtailment- Advanced Lighting Control | Interruptible Rider | Retail Trade | % of Load | 1 | 2026 | 5.3542e-06
ENS | Base | C&I Curtailment | C&I Curtailment- Water Heating Control | Interruptible Rider | Miscellaneous | % of Load | 1 | 2026 | 1.2722e-05
ENS | Base | C&I Curtailment | C&I Curtailment- Water Heating Control | Interruptible Rider | Retail Trade | % of Load | 1 | 2026 | 1.6687e-06
ENS | Base | C&I Curtailment | C&I Curtailment- Other | Interruptible Rider | Miscellaneous | % of Load | 1 | 2026 | 0.00022982
ENS | Base | C&I Curtailment | C&I Curtailment- Other | Interruptible Rider | Retail Trade | % of Load | 1 | 2026 | 1.8457e-05
ENS | Base | C&I Curtailment | C&I Curtailment- Industrial | Interruptible Rider | Manufacturing | % of Load | 1 | 2026 | 0.00043271
ENS | Base | Dynamic Pricing | Dynamic Pricing with enabling tech. | Small Commercial | Manufacturing | % of Load | 1 | 2026 | 3.647e-05
ENS | Base | Dynamic Pricing | Dynamic Pricing with enabling tech. | Small Commercial | Miscellaneous | % of Load | 1 | 2026 | 0.00036495
ENS | Base | Dynamic Pricing | Dynamic Pricing with enabling tech. | Small Commercial | Offices | % of Load | 1 | 2026 | 0.00029321
ENS | Base | Dynamic Pricing | Dynamic Pricing with enabling tech. | Small Commercial | Retail Trade | % of Load | 1 | 2026 | 0.00067531
ENS | Base | Dynamic Pricing | Dynamic Pricing with enabling tech. | Small Commercial | Services | % of Load | 1 | 2026 | 0.00081299
ENS | Base | Dynamic Pricing | Dynamic Pricing w/o enabling tech. | Small Commercial | Manufacturing | % of Load | 1 | 2026 | 2.154e-06
ENS | Base | Dynamic Pricing | Dynamic Pricing w/o enabling tech. | Small Commercial | Miscellaneous | % of Load | 1 | 2026 | 2.1555e-05
ENS | Base | Dynamic Pricing | Dynamic Pricing w/o enabling tech. | Small Commercial | Offices | % of Load | 1 | 2026 | 1.7317e-05
ENS | Base | Dynamic Pricing | Dynamic Pricing w/o enabling tech. | Small Commercial | Retail Trade | % of Load | 1 | 2026 | 3.9885e-05
ENS | Base | Dynamic Pricing | Dynamic Pricing w/o enabling tech. | Small Commercial | Services | % of Load | 1 | 2026 | 4.8017e-05
ENS | Base | Dynamic Pricing | Dynamic Pricing with enabling tech. | Large Commercial | Offices | % of Load | 1 | 2026 | 4.9197e-05
ENS | Base | Dynamic Pricing | Dynamic Pricing with enabling tech. | Large Commercial | Services | % of Load | 1 | 2026 | 0.00032503
ENS | Base | Dynamic Pricing | Dynamic Pricing w/o enabling tech. | Large Commercial | Offices | % of Load | 1 | 2026 | 1.8643e-05
ENS | Base | Dynamic Pricing | Dynamic Pricing w/o enabling tech. | Large Commercial | Services | % of Load | 1 | 2026 | 0.00012317
ENS | Base | Dynamic Pricing | Dynamic Pricing with enabling tech. | Small Industrial | Manufacturing | % of Load | 1 | 2026 | 5.265e-05
ENS | Base | Dynamic Pricing | Dynamic Pricing with enabling tech. | Small Industrial | Miscellaneous | % of Load | 1 | 2026 | 6.8936e-05
ENS | Base | Dynamic Pricing | Dynamic Pricing with enabling tech. | Small Industrial | Offices | % of Load | 1 | 2026 | 4.1783e-06
ENS | Base | Dynamic Pricing | Dynamic Pricing with enabling tech. | Small Industrial | Retail Trade | % of Load | 1 | 2026 | 1.1705e-05
ENS | Base | Dynamic Pricing | Dynamic Pricing with enabling tech. | Small Industrial | Services | % of Load | 1 | 2026 | 1.4592e-05
ENS | Base | Dynamic Pricing | Dynamic Pricing w/o enabling tech. | Small Industrial | Manufacturing | % of Load | 1 | 2026 | 3.1096e-06
ENS | Base | Dynamic Pricing | Dynamic Pricing w/o enabling tech. | Small Industrial | Miscellaneous | % of Load | 1 | 2026 | 4.0715e-06
ENS | Base | Dynamic Pricing | Dynamic Pricing w/o enabling tech. | Small Industrial | Offices | % of Load | 1 | 2026 | 2.4678e-07
ENS | Base | Dynamic Pricing | Dynamic Pricing w/o enabling tech. | Small Industrial | Retail Trade | % of Load | 1 | 2026 | 6.9133e-07
ENS | Base | Dynamic Pricing | Dynamic Pricing w/o enabling tech. | Small Industrial | Services | % of Load | 1 | 2026 | 8.6182e-07
ENS | Base | Dynamic Pricing | Dynamic Pricing with enabling tech. | Large Industrial | Manufacturing | % of Load | 1 | 2026 | 0.00027572
ENS | Base | Dynamic Pricing | Dynamic Pricing with enabling tech. | Large Industrial | Miscellaneous | % of Load | 1 | 2026 | 0.00014695
ENS | Base | Dynamic Pricing | Dynamic Pricing with enabling tech. | Large Industrial | Offices | % of Load | 1 | 2026 | 1.0378e-05
ENS | Base | Dynamic Pricing | Dynamic Pricing with enabling tech. | Large Industrial | Retail Trade | % of Load | 1 | 2026 | 4.9949e-05
ENS | Base | Dynamic Pricing | Dynamic Pricing with enabling tech. | Large Industrial | Services | % of Load | 1 | 2026 | 2.7999e-05
ENS | Base | Dynamic Pricing | Dynamic Pricing w/o enabling tech. | Large Industrial | Manufacturing | % of Load | 1 | 2026 | 0.00010449
ENS | Base | Dynamic Pricing | Dynamic Pricing w/o enabling tech. | Large Industrial | Miscellaneous | % of Load | 1 | 2026 | 5.5688e-05
ENS | Base | Dynamic Pricing | Dynamic Pricing w/o enabling tech. | Large Industrial | Offices | % of Load | 1 | 2026 | 3.9327e-06
ENS | Base | Dynamic Pricing | Dynamic Pricing w/o enabling tech. | Large Industrial | Retail Trade | % of Load | 1 | 2026 | 1.8928e-05
ENS | Base | Dynamic Pricing | Dynamic Pricing w/o enabling tech. | Large Industrial | Services | % of Load | 1 | 2026 | 1.061e-05
ENS | Base | Dynamic Pricing | Dynamic Pricing with enabling tech. | Interruptible Rider | Manufacturing | % of Load | 1 | 2026 | 7.1938e-05
ENS | Base | Dynamic Pricing | Dynamic Pricing with enabling tech. | Interruptible Rider | Miscellaneous | % of Load | 1 | 2026 | 0.00015296
ENS | Base | Dynamic Pricing | Dynamic Pricing with enabling tech. | Interruptible Rider | Retail Trade | % of Load | 1 | 2026 | 9.0049e-06
ENS | Base | Dynamic Pricing | Dynamic Pricing w/o enabling tech. | Interruptible Rider | Manufacturing | % of Load | 1 | 2026 | 2.7261e-05
ENS | Base | Dynamic Pricing | Dynamic Pricing w/o enabling tech. | Interruptible Rider | Miscellaneous | % of Load | 1 | 2026 | 5.7963e-05
ENS | Base | Dynamic Pricing | Dynamic Pricing w/o enabling tech. | Interruptible Rider | Retail Trade | % of Load | 1 | 2026 | 3.4124e-06
ENS | Base | Dynamic Pricing | Dynamic Pricing with enabling tech. | Residential | Residential Market Rate | % of Load | 1 | 2026 | 0.011759
ENS | Base | Dynamic Pricing | Dynamic Pricing w/o enabling tech. | Residential | Residential Market Rate | % of Load | 1 | 2026 | 0.0065755
ENS | Base | BTM Battery Control | BTM Battery Control | Small Commercial | Manufacturing | % of Load | 0 | 2026 | 2.0052e-05
ENS | Base | BTM Battery Control | BTM Battery Control | Small Commercial | Miscellaneous | % of Load | 0 | 2026 | 0.00014818
ENS | Base | BTM Battery Control | BTM Battery Control | Small Commercial | Offices | % of Load | 0 | 2026 | 5.1315e-05
ENS | Base | BTM Battery Control | BTM Battery Control | Small Commercial | Retail Trade | % of Load | 0 | 2026 | 8.9537e-05
ENS | Base | BTM Battery Control | BTM Battery Control | Small Commercial | Services | % of Load | 0 | 2026 | 0.00019492
ENS | Base | BTM Battery Control | BTM Battery Control | Large Commercial | Offices | % of Load | 0 | 2026 | 2.0591e-05
ENS | Base | BTM Battery Control | BTM Battery Control | Large Commercial | Services | % of Load | 0 | 2026 | 0.00010982
ENS | Base | BTM Battery Control | BTM Battery Control | Small Industrial | Manufacturing | % of Load | 0 | 2026 | 4.948e-07
ENS | Base | BTM Battery Control | BTM Battery Control | Small Industrial | Miscellaneous | % of Load | 0 | 2026 | 3.1856e-06
ENS | Base | BTM Battery Control | BTM Battery Control | Small Industrial | Offices | % of Load | 0 | 2026 | 1.262e-06
ENS | Base | BTM Battery Control | BTM Battery Control | Small Industrial | Retail Trade | % of Load | 0 | 2026 | 2.196e-06
ENS | Base | BTM Battery Control | BTM Battery Control | Small Industrial | Services | % of Load | 0 | 2026 | 4.7812e-06
ENS | Base | BTM Battery Control | BTM Battery Control | Large Industrial | Manufacturing | % of Load | 0 | 2026 | 1.3481e-05
ENS | Base | BTM Battery Control | BTM Battery Control | Large Industrial | Miscellaneous | % of Load | 0 | 2026 | 6.2503e-05
ENS | Base | BTM Battery Control | BTM Battery Control | Large Industrial | Offices | % of Load | 0 | 2026 | 7.3533e-06
ENS | Base | BTM Battery Control | BTM Battery Control | Large Industrial | Retail Trade | % of Load | 0 | 2026 | 3.6766e-05
ENS | Base | BTM Battery Control | BTM Battery Control | Large Industrial | Services | % of Load | 0 | 2026 | 7.966e-05
ENS | Base | BTM Battery Control | BTM Battery Control | Interruptible Rider | Manufacturing | % of Load | 0 | 2026 | 1.802e-05
ENS | Base | BTM Battery Control | BTM Battery Control | Interruptible Rider | Miscellaneous | % of Load | 0 | 2026 | 4.8053e-05
ENS | Base | BTM Battery Control | BTM Battery Control | Interruptible Rider | Retail Trade | % of Load | 0 | 2026 | 7.208e-05
ENS | Base | BTM Battery Control | BTM Battery Control | Residential | Residential LI | % of Load | 0 | 2026 | 0.0005594
ENS | Base | BTM Battery Control | BTM Battery Control | Residential | Residential Market Rate | % of Load | 0 | 2026 | 0.0034825
ENS | Base | EV Charging Control | EV Charging Control | EV | EV | % of Load | 0 | 2026 | 0.0002535
ENS | Base | Behavioral DR | Behavioral DR | Residential | Residential LI | % of Load | 0 | 2026 | 0.00027711
ENS | Base | Behavioral DR | Behavioral DR | Residential | Residential Market Rate | % of Load | 0 | 2026 | 0.0015673
ENS | Base | DLC | DLC-Switch-Water Heating | Small Commercial | Miscellaneous | % of Load | 1 | 2027 | 2.7869e-05
ENS | Base | DLC | DLC-Switch-Water Heating | Small Commercial | Offices | % of Load | 1 | 2027 | 1.6799e-05
ENS | Base | DLC | DLC-Switch-Water Heating | Small Commercial | Retail Trade | % of Load | 1 | 2027 | 9.5575e-05
ENS | Base | DLC | DLC-Switch-Water Heating | Small Commercial | Services | % of Load | 1 | 2027 | 0.00011496
ENS | Base | DLC | DLC-Thermostat-HVAC | Small Commercial | Miscellaneous | % of Load | 1 | 2027 | 0.00018362
ENS | Base | DLC | DLC-Thermostat-HVAC | Small Commercial | Offices | % of Load | 1 | 2027 | 0.00027543
ENS | Base | DLC | DLC-Thermostat-HVAC | Small Commercial | Retail Trade | % of Load | 1 | 2027 | 0.00027639
ENS | Base | DLC | DLC-Thermostat-HVAC | Small Commercial | Services | % of Load | 1 | 2027 | 0.00033272
ENS | Base | DLC | DLC-Switch-Water Heating | Small Industrial | Miscellaneous | % of Load | 1 | 2027 | 5.9373e-06
ENS | Base | DLC | DLC-Switch-Water Heating | Small Industrial | Offices | % of Load | 1 | 2027 | 2.362e-07
ENS | Base | DLC | DLC-Switch-Water Heating | Small Industrial | Retail Trade | % of Load | 1 | 2027 | 1.6117e-06
ENS | Base | DLC | DLC-Switch-Water Heating | Small Industrial | Services | % of Load | 1 | 2027 | 2.0092e-06
ENS | Base | DLC | DLC-Thermostat-HVAC | Small Industrial | Miscellaneous | % of Load | 1 | 2027 | 4.1089e-05
ENS | Base | DLC | DLC-Thermostat-HVAC | Small Industrial | Offices | % of Load | 1 | 2027 | 3.9806e-06
ENS | Base | DLC | DLC-Thermostat-HVAC | Small Industrial | Retail Trade | % of Load | 1 | 2027 | 4.9207e-06
ENS | Base | DLC | DLC-Thermostat-HVAC | Small Industrial | Services | % of Load | 1 | 2027 | 6.1342e-06
ENS | Base | DLC | DLC-Switch-Water Heating | Residential | Residential LI | % of Load | 1 | 2027 | 0.0028799
ENS | Base | DLC | DLC-Switch-Water Heating | Residential | Residential Market Rate | % of Load | 1 | 2027 | 0.0089306
ENS | Base | DLC | DLC-Thermostat-Heat Pump | Residential | Residential LI | % of Load | 1 | 2027 | 0.00034437
ENS | Base | DLC | DLC-Thermostat-Heat Pump | Residential | Residential Market Rate | % of Load | 1 | 2027 | 0.0052975
ENS | Base | DLC | DLC-Thermostat-Electric Furnace | Residential | Residential LI | % of Load | 1 | 2027 | 0.0029193
ENS | Base | DLC | DLC-Thermostat-Electric Furnace | Residential | Residential Market Rate | % of Load | 1 | 2027 | 0.0031153
ENS | Base | C&I Curtailment | C&I Curtailment- Manual HVAC Control | Large Commercial | Offices | % of Load | 1 | 2027 | 3.7649e-05
ENS | Base | C&I Curtailment | C&I Curtailment- Manual HVAC Control | Large Commercial | Services | % of Load | 1 | 2027 | 7.5931e-05
ENS | Base | C&I Curtailment | C&I Curtailment- Auto-DR HVAC Control | Large Commercial | Offices | % of Load | 1 | 2027 | 9.722e-05
ENS | Base | C&I Curtailment | C&I Curtailment- Auto-DR HVAC Control | Large Commercial | Services | % of Load | 1 | 2027 | 0.00019607
ENS | Base | C&I Curtailment | C&I Curtailment- Standard Lighting Control | Large Commercial | Offices | % of Load | 1 | 2027 | 9.2704e-06
ENS | Base | C&I Curtailment | C&I Curtailment- Standard Lighting Control | Large Commercial | Services | % of Load | 1 | 2027 | 6.121e-05
ENS | Base | C&I Curtailment | C&I Curtailment- Advanced Lighting Control | Large Commercial | Offices | % of Load | 1 | 2027 | 4.6352e-06
ENS | Base | C&I Curtailment | C&I Curtailment- Advanced Lighting Control | Large Commercial | Services | % of Load | 1 | 2027 | 3.0605e-05
ENS | Base | C&I Curtailment | C&I Curtailment- Water Heating Control | Large Commercial | Offices | % of Load | 1 | 2027 | 9.9521e-07
ENS | Base | C&I Curtailment | C&I Curtailment- Water Heating Control | Large Commercial | Services | % of Load | 1 | 2027 | 1.1054e-05
ENS | Base | C&I Curtailment | C&I Curtailment- Other | Large Commercial | Offices | % of Load | 1 | 2027 | 1.7327e-05
ENS | Base | C&I Curtailment | C&I Curtailment- Other | Large Commercial | Services | % of Load | 1 | 2027 | 0.00011659
ENS | Base | C&I Curtailment | C&I Curtailment- Manual HVAC Control | Large Industrial | Miscellaneous | % of Load | 1 | 2027 | 1.3049e-05
ENS | Base | C&I Curtailment | C&I Curtailment- Manual HVAC Control | Large Industrial | Offices | % of Load | 1 | 2027 | 8.033e-06
ENS | Base | C&I Curtailment | C&I Curtailment- Manual HVAC Control | Large Industrial | Retail Trade | % of Load | 1 | 2027 | 2.2602e-05
ENS | Base | C&I Curtailment | C&I Curtailment- Manual HVAC Control | Large Industrial | Services | % of Load | 1 | 2027 | 6.7072e-06
ENS | Base | C&I Curtailment | C&I Curtailment- Auto-DR HVAC Control | Large Industrial | Miscellaneous | % of Load | 1 | 2027 | 3.3695e-05
ENS | Base | C&I Curtailment | C&I Curtailment- Auto-DR HVAC Control | Large Industrial | Offices | % of Load | 1 | 2027 | 2.0743e-05
ENS | Base | C&I Curtailment | C&I Curtailment- Auto-DR HVAC Control | Large Industrial | Retail Trade | % of Load | 1 | 2027 | 5.8362e-05
ENS | Base | C&I Curtailment | C&I Curtailment- Auto-DR HVAC Control | Large Industrial | Services | % of Load | 1 | 2027 | 1.732e-05
ENS | Base | C&I Curtailment | C&I Curtailment- Standard Lighting Control | Large Industrial | Miscellaneous | % of Load | 1 | 2027 | 1.1256e-05
ENS | Base | C&I Curtailment | C&I Curtailment- Standard Lighting Control | Large Industrial | Offices | % of Load | 1 | 2027 | 2.1407e-06
ENS | Base | C&I Curtailment | C&I Curtailment- Standard Lighting Control | Large Industrial | Retail Trade | % of Load | 1 | 2027 | 1.822e-05
ENS | Base | C&I Curtailment | C&I Curtailment- Standard Lighting Control | Large Industrial | Services | % of Load | 1 | 2027 | 5.4069e-06
ENS | Base | C&I Curtailment | C&I Curtailment- Advanced Lighting Control | Large Industrial | Miscellaneous | % of Load | 1 | 2027 | 5.628e-06
ENS | Base | C&I Curtailment | C&I Curtailment- Advanced Lighting Control | Large Industrial | Offices | % of Load | 1 | 2027 | 1.0703e-06
ENS | Base | C&I Curtailment | C&I Curtailment- Advanced Lighting Control | Large Industrial | Retail Trade | % of Load | 1 | 2027 | 9.1099e-06
ENS | Base | C&I Curtailment | C&I Curtailment- Advanced Lighting Control | Large Industrial | Services | % of Load | 1 | 2027 | 2.7035e-06
ENS | Base | C&I Curtailment | C&I Curtailment- Water Heating Control | Large Industrial | Miscellaneous | % of Load | 1 | 2027 | 6.6569e-07
ENS | Base | C&I Curtailment | C&I Curtailment- Water Heating Control | Large Industrial | Offices | % of Load | 1 | 2027 | 1.9884e-07
ENS | Base | C&I Curtailment | C&I Curtailment- Water Heating Control | Large Industrial | Retail Trade | % of Load | 1 | 2027 | 3.2903e-06
ENS | Base | C&I Curtailment | C&I Curtailment- Water Heating Control | Large Industrial | Services | % of Load | 1 | 2027 | 9.7644e-07
ENS | Base | C&I Curtailment | C&I Curtailment- Other | Large Industrial | Miscellaneous | % of Load | 1 | 2027 | 1.4363e-05
ENS | Base | C&I Curtailment | C&I Curtailment- Other | Large Industrial | Offices | % of Load | 1 | 2027 | 3.8036e-06
ENS | Base | C&I Curtailment | C&I Curtailment- Other | Large Industrial | Retail Trade | % of Load | 1 | 2027 | 3.4703e-05
ENS | Base | C&I Curtailment | C&I Curtailment- Other | Large Industrial | Services | % of Load | 1 | 2027 | 1.0299e-05
ENS | Base | C&I Curtailment | C&I Curtailment- Industrial | Large Industrial | Manufacturing | % of Load | 1 | 2027 | 0.00054422
ENS | Base | C&I Curtailment | C&I Curtailment- Manual HVAC Control | Interruptible Rider | Miscellaneous | % of Load | 1 | 2027 | 0.0004317
ENS | Base | C&I Curtailment | C&I Curtailment- Manual HVAC Control | Interruptible Rider | Retail Trade | % of Load | 1 | 2027 | 1.2094e-05
ENS | Base | C&I Curtailment | C&I Curtailment- Auto-DR HVAC Control | Interruptible Rider | Miscellaneous | % of Load | 1 | 2027 | 0.0011147
ENS | Base | C&I Curtailment | C&I Curtailment- Auto-DR HVAC Control | Interruptible Rider | Retail Trade | % of Load | 1 | 2027 | 3.1231e-05
ENS | Base | C&I Curtailment | C&I Curtailment- Standard Lighting Control | Interruptible Rider | Miscellaneous | % of Load | 1 | 2027 | 0.00014303
ENS | Base | C&I Curtailment | C&I Curtailment- Standard Lighting Control | Interruptible Rider | Retail Trade | % of Load | 1 | 2027 | 1.0377e-05
ENS | Base | C&I Curtailment | C&I Curtailment- Advanced Lighting Control | Interruptible Rider | Miscellaneous | % of Load | 1 | 2027 | 7.1516e-05
ENS | Base | C&I Curtailment | C&I Curtailment- Advanced Lighting Control | Interruptible Rider | Retail Trade | % of Load | 1 | 2027 | 5.1887e-06
ENS | Base | C&I Curtailment | C&I Curtailment- Water Heating Control | Interruptible Rider | Miscellaneous | % of Load | 1 | 2027 | 1.2624e-05
ENS | Base | C&I Curtailment | C&I Curtailment- Water Heating Control | Interruptible Rider | Retail Trade | % of Load | 1 | 2027 | 1.661e-06
ENS | Base | C&I Curtailment | C&I Curtailment- Other | Interruptible Rider | Miscellaneous | % of Load | 1 | 2027 | 0.000228
ENS | Base | C&I Curtailment | C&I Curtailment- Other | Interruptible Rider | Retail Trade | % of Load | 1 | 2027 | 1.8342e-05
ENS | Base | C&I Curtailment | C&I Curtailment- Industrial | Interruptible Rider | Manufacturing | % of Load | 1 | 2027 | 0.00042081
ENS | Base | Dynamic Pricing | Dynamic Pricing with enabling tech. | Small Commercial | Manufacturing | % of Load | 1 | 2027 | 3.5486e-05
ENS | Base | Dynamic Pricing | Dynamic Pricing with enabling tech. | Small Commercial | Miscellaneous | % of Load | 1 | 2027 | 0.00036019
ENS | Base | Dynamic Pricing | Dynamic Pricing with enabling tech. | Small Commercial | Offices | % of Load | 1 | 2027 | 0.00028971
ENS | Base | Dynamic Pricing | Dynamic Pricing with enabling tech. | Small Commercial | Retail Trade | % of Load | 1 | 2027 | 0.00066486
ENS | Base | Dynamic Pricing | Dynamic Pricing with enabling tech. | Small Commercial | Services | % of Load | 1 | 2027 | 0.00080032
ENS | Base | Dynamic Pricing | Dynamic Pricing w/o enabling tech. | Small Commercial | Manufacturing | % of Load | 1 | 2027 | 2.0959e-06
ENS | Base | Dynamic Pricing | Dynamic Pricing w/o enabling tech. | Small Commercial | Miscellaneous | % of Load | 1 | 2027 | 2.1274e-05
ENS | Base | Dynamic Pricing | Dynamic Pricing w/o enabling tech. | Small Commercial | Offices | % of Load | 1 | 2027 | 1.7111e-05
ENS | Base | Dynamic Pricing | Dynamic Pricing w/o enabling tech. | Small Commercial | Retail Trade | % of Load | 1 | 2027 | 3.9268e-05
ENS | Base | Dynamic Pricing | Dynamic Pricing w/o enabling tech. | Small Commercial | Services | % of Load | 1 | 2027 | 4.7269e-05
ENS | Base | Dynamic Pricing | Dynamic Pricing with enabling tech. | Large Commercial | Offices | % of Load | 1 | 2027 | 4.8088e-05
ENS | Base | Dynamic Pricing | Dynamic Pricing with enabling tech. | Large Commercial | Services | % of Load | 1 | 2027 | 0.00031739
ENS | Base | Dynamic Pricing | Dynamic Pricing w/o enabling tech. | Large Commercial | Offices | % of Load | 1 | 2027 | 1.8223e-05
ENS | Base | Dynamic Pricing | Dynamic Pricing w/o enabling tech. | Large Commercial | Services | % of Load | 1 | 2027 | 0.00012027
ENS | Base | Dynamic Pricing | Dynamic Pricing with enabling tech. | Small Industrial | Manufacturing | % of Load | 1 | 2027 | 5.2273e-05
ENS | Base | Dynamic Pricing | Dynamic Pricing with enabling tech. | Small Industrial | Miscellaneous | % of Load | 1 | 2027 | 6.9338e-05
ENS | Base | Dynamic Pricing | Dynamic Pricing with enabling tech. | Small Industrial | Offices | % of Load | 1 | 2027 | 4.2175e-06
ENS | Base | Dynamic Pricing | Dynamic Pricing with enabling tech. | Small Industrial | Retail Trade | % of Load | 1 | 2027 | 1.1808e-05
ENS | Base | Dynamic Pricing | Dynamic Pricing with enabling tech. | Small Industrial | Services | % of Load | 1 | 2027 | 1.472e-05
ENS | Base | Dynamic Pricing | Dynamic Pricing w/o enabling tech. | Small Industrial | Manufacturing | % of Load | 1 | 2027 | 3.0874e-06
ENS | Base | Dynamic Pricing | Dynamic Pricing w/o enabling tech. | Small Industrial | Miscellaneous | % of Load | 1 | 2027 | 4.0953e-06
ENS | Base | Dynamic Pricing | Dynamic Pricing w/o enabling tech. | Small Industrial | Offices | % of Load | 1 | 2027 | 2.491e-07
ENS | Base | Dynamic Pricing | Dynamic Pricing w/o enabling tech. | Small Industrial | Retail Trade | % of Load | 1 | 2027 | 6.9741e-07
ENS | Base | Dynamic Pricing | Dynamic Pricing w/o enabling tech. | Small Industrial | Services | % of Load | 1 | 2027 | 8.694e-07
ENS | Base | Dynamic Pricing | Dynamic Pricing with enabling tech. | Large Industrial | Manufacturing | % of Load | 1 | 2027 | 0.00027143
ENS | Base | Dynamic Pricing | Dynamic Pricing with enabling tech. | Large Industrial | Miscellaneous | % of Load | 1 | 2027 | 0.00014681
ENS | Base | Dynamic Pricing | Dynamic Pricing with enabling tech. | Large Industrial | Offices | % of Load | 1 | 2027 | 1.046e-05
ENS | Base | Dynamic Pricing | Dynamic Pricing with enabling tech. | Large Industrial | Retail Trade | % of Load | 1 | 2027 | 5.0015e-05
ENS | Base | Dynamic Pricing | Dynamic Pricing with enabling tech. | Large Industrial | Services | % of Load | 1 | 2027 | 2.8036e-05
ENS | Base | Dynamic Pricing | Dynamic Pricing w/o enabling tech. | Large Industrial | Manufacturing | % of Load | 1 | 2027 | 0.00010286
ENS | Base | Dynamic Pricing | Dynamic Pricing w/o enabling tech. | Large Industrial | Miscellaneous | % of Load | 1 | 2027 | 5.5632e-05
ENS | Base | Dynamic Pricing | Dynamic Pricing w/o enabling tech. | Large Industrial | Offices | % of Load | 1 | 2027 | 3.9638e-06
ENS | Base | Dynamic Pricing | Dynamic Pricing w/o enabling tech. | Large Industrial | Retail Trade | % of Load | 1 | 2027 | 1.8953e-05
ENS | Base | Dynamic Pricing | Dynamic Pricing w/o enabling tech. | Large Industrial | Services | % of Load | 1 | 2027 | 1.0624e-05
ENS | Base | Dynamic Pricing | Dynamic Pricing with enabling tech. | Interruptible Rider | Manufacturing | % of Load | 1 | 2027 | 6.9959e-05
ENS | Base | Dynamic Pricing | Dynamic Pricing with enabling tech. | Interruptible Rider | Miscellaneous | % of Load | 1 | 2027 | 0.00015115
ENS | Base | Dynamic Pricing | Dynamic Pricing with enabling tech. | Interruptible Rider | Retail Trade | % of Load | 1 | 2027 | 8.898e-06
ENS | Base | Dynamic Pricing | Dynamic Pricing w/o enabling tech. | Interruptible Rider | Manufacturing | % of Load | 1 | 2027 | 2.6511e-05
ENS | Base | Dynamic Pricing | Dynamic Pricing w/o enabling tech. | Interruptible Rider | Miscellaneous | % of Load | 1 | 2027 | 5.7277e-05
ENS | Base | Dynamic Pricing | Dynamic Pricing w/o enabling tech. | Interruptible Rider | Retail Trade | % of Load | 1 | 2027 | 3.3719e-06
ENS | Base | Dynamic Pricing | Dynamic Pricing with enabling tech. | Residential | Residential Market Rate | % of Load | 1 | 2027 | 0.011793
ENS | Base | Dynamic Pricing | Dynamic Pricing w/o enabling tech. | Residential | Residential Market Rate | % of Load | 1 | 2027 | 0.006595
ENS | Base | BTM Battery Control | BTM Battery Control | Small Commercial | Manufacturing | % of Load | 0 | 2027 | 2.342e-05
ENS | Base | BTM Battery Control | BTM Battery Control | Small Commercial | Miscellaneous | % of Load | 0 | 2027 | 0.00017316
ENS | Base | BTM Battery Control | BTM Battery Control | Small Commercial | Offices | % of Load | 0 | 2027 | 5.9934e-05
ENS | Base | BTM Battery Control | BTM Battery Control | Small Commercial | Retail Trade | % of Load | 0 | 2027 | 0.00010458
ENS | Base | BTM Battery Control | BTM Battery Control | Small Commercial | Services | % of Load | 0 | 2027 | 0.00022764
ENS | Base | BTM Battery Control | BTM Battery Control | Large Commercial | Offices | % of Load | 0 | 2027 | 2.405e-05
ENS | Base | BTM Battery Control | BTM Battery Control | Large Commercial | Services | % of Load | 0 | 2027 | 0.00012827
ENS | Base | BTM Battery Control | BTM Battery Control | Small Industrial | Manufacturing | % of Load | 0 | 2027 | 5.7791e-07
ENS | Base | BTM Battery Control | BTM Battery Control | Small Industrial | Miscellaneous | % of Load | 0 | 2027 | 3.7207e-06
ENS | Base | BTM Battery Control | BTM Battery Control | Small Industrial | Offices | % of Load | 0 | 2027 | 1.474e-06
ENS | Base | BTM Battery Control | BTM Battery Control | Small Industrial | Retail Trade | % of Load | 0 | 2027 | 2.5649e-06
ENS | Base | BTM Battery Control | BTM Battery Control | Small Industrial | Services | % of Load | 0 | 2027 | 5.5843e-06
ENS | Base | BTM Battery Control | BTM Battery Control | Large Industrial | Manufacturing | % of Load | 0 | 2027 | 1.5745e-05
ENS | Base | BTM Battery Control | BTM Battery Control | Large Industrial | Miscellaneous | % of Load | 0 | 2027 | 7.3001e-05
ENS | Base | BTM Battery Control | BTM Battery Control | Large Industrial | Offices | % of Load | 0 | 2027 | 8.5884e-06
ENS | Base | BTM Battery Control | BTM Battery Control | Large Industrial | Retail Trade | % of Load | 0 | 2027 | 4.2942e-05
ENS | Base | BTM Battery Control | BTM Battery Control | Large Industrial | Services | % of Load | 0 | 2027 | 9.3041e-05
ENS | Base | BTM Battery Control | BTM Battery Control | Interruptible Rider | Manufacturing | % of Load | 0 | 2027 | 2.1047e-05
ENS | Base | BTM Battery Control | BTM Battery Control | Interruptible Rider | Miscellaneous | % of Load | 0 | 2027 | 5.6125e-05
ENS | Base | BTM Battery Control | BTM Battery Control | Interruptible Rider | Retail Trade | % of Load | 0 | 2027 | 8.4187e-05
ENS | Base | BTM Battery Control | BTM Battery Control | Residential | Residential LI | % of Load | 0 | 2027 | 0.00065658
ENS | Base | BTM Battery Control | BTM Battery Control | Residential | Residential Market Rate | % of Load | 0 | 2027 | 0.0040875
ENS | Base | EV Charging Control | EV Charging Control | EV | EV | % of Load | 0 | 2027 | 0.0003263
ENS | Base | Behavioral DR | Behavioral DR | Residential | Residential LI | % of Load | 0 | 2027 | 0.00027762
ENS | Base | Behavioral DR | Behavioral DR | Residential | Residential Market Rate | % of Load | 0 | 2027 | 0.0015719
ENS | Base | DLC | DLC-Switch-Water Heating | Small Commercial | Miscellaneous | % of Load | 1 | 2028 | 2.7866e-05
ENS | Base | DLC | DLC-Switch-Water Heating | Small Commercial | Offices | % of Load | 1 | 2028 | 1.6757e-05
ENS | Base | DLC | DLC-Switch-Water Heating | Small Commercial | Retail Trade | % of Load | 1 | 2028 | 9.5699e-05
ENS | Base | DLC | DLC-Switch-Water Heating | Small Commercial | Services | % of Load | 1 | 2028 | 0.00011508
ENS | Base | DLC | DLC-Thermostat-HVAC | Small Commercial | Miscellaneous | % of Load | 1 | 2028 | 0.00017951
ENS | Base | DLC | DLC-Thermostat-HVAC | Small Commercial | Offices | % of Load | 1 | 2028 | 0.00027241
ENS | Base | DLC | DLC-Thermostat-HVAC | Small Commercial | Retail Trade | % of Load | 1 | 2028 | 0.0002678
ENS | Base | DLC | DLC-Thermostat-HVAC | Small Commercial | Services | % of Load | 1 | 2028 | 0.00032235
ENS | Base | DLC | DLC-Switch-Water Heating | Small Industrial | Miscellaneous | % of Load | 1 | 2028 | 6.0123e-06
ENS | Base | DLC | DLC-Switch-Water Heating | Small Industrial | Offices | % of Load | 1 | 2028 | 2.3828e-07
ENS | Base | DLC | DLC-Switch-Water Heating | Small Industrial | Retail Trade | % of Load | 1 | 2028 | 1.6329e-06
ENS | Base | DLC | DLC-Switch-Water Heating | Small Industrial | Services | % of Load | 1 | 2028 | 2.0356e-06
ENS | Base | DLC | DLC-Thermostat-HVAC | Small Industrial | Miscellaneous | % of Load | 1 | 2028 | 4.0918e-05
ENS | Base | DLC | DLC-Thermostat-HVAC | Small Industrial | Offices | % of Load | 1 | 2028 | 4.0042e-06
ENS | Base | DLC | DLC-Thermostat-HVAC | Small Industrial | Retail Trade | % of Load | 1 | 2028 | 4.887e-06
ENS | Base | DLC | DLC-Thermostat-HVAC | Small Industrial | Services | % of Load | 1 | 2028 | 6.0921e-06
ENS | Base | DLC | DLC-Switch-Water Heating | Residential | Residential LI | % of Load | 1 | 2028 | 0.0029061
ENS | Base | DLC | DLC-Switch-Water Heating | Residential | Residential Market Rate | % of Load | 1 | 2028 | 0.0090059
ENS | Base | DLC | DLC-Thermostat-Heat Pump | Residential | Residential LI | % of Load | 1 | 2028 | 0.0003916
ENS | Base | DLC | DLC-Thermostat-Heat Pump | Residential | Residential Market Rate | % of Load | 1 | 2028 | 0.0054838
ENS | Base | DLC | DLC-Thermostat-Electric Furnace | Residential | Residential LI | % of Load | 1 | 2028 | 0.0028972
ENS | Base | DLC | DLC-Thermostat-Electric Furnace | Residential | Residential Market Rate | % of Load | 1 | 2028 | 0.0029909
ENS | Base | C&I Curtailment | C&I Curtailment- Manual HVAC Control | Large Commercial | Offices | % of Load | 1 | 2028 | 3.2904e-05
ENS | Base | C&I Curtailment | C&I Curtailment- Manual HVAC Control | Large Commercial | Services | % of Load | 1 | 2028 | 6.5102e-05
ENS | Base | C&I Curtailment | C&I Curtailment- Auto-DR HVAC Control | Large Commercial | Offices | % of Load | 1 | 2028 | 0.00010197
ENS | Base | C&I Curtailment | C&I Curtailment- Auto-DR HVAC Control | Large Commercial | Services | % of Load | 1 | 2028 | 0.00020175
ENS | Base | C&I Curtailment | C&I Curtailment- Standard Lighting Control | Large Commercial | Offices | % of Load | 1 | 2028 | 8.6442e-06
ENS | Base | C&I Curtailment | C&I Curtailment- Standard Lighting Control | Large Commercial | Services | % of Load | 1 | 2028 | 5.7772e-05
ENS | Base | C&I Curtailment | C&I Curtailment- Advanced Lighting Control | Large Commercial | Offices | % of Load | 1 | 2028 | 4.3221e-06
ENS | Base | C&I Curtailment | C&I Curtailment- Advanced Lighting Control | Large Commercial | Services | % of Load | 1 | 2028 | 2.8886e-05
ENS | Base | C&I Curtailment | C&I Curtailment- Water Heating Control | Large Commercial | Offices | % of Load | 1 | 2028 | 9.8993e-07
ENS | Base | C&I Curtailment | C&I Curtailment- Water Heating Control | Large Commercial | Services | % of Load | 1 | 2028 | 1.0995e-05
ENS | Base | C&I Curtailment | C&I Curtailment- Other | Large Commercial | Offices | % of Load | 1 | 2028 | 1.6986e-05
ENS | Base | C&I Curtailment | C&I Curtailment- Other | Large Commercial | Services | % of Load | 1 | 2028 | 0.00011473
ENS | Base | C&I Curtailment | C&I Curtailment- Manual HVAC Control | Large Industrial | Miscellaneous | % of Load | 1 | 2028 | 1.1536e-05
ENS | Base | C&I Curtailment | C&I Curtailment- Manual HVAC Control | Large Industrial | Offices | % of Load | 1 | 2028 | 7.2206e-06
ENS | Base | C&I Curtailment | C&I Curtailment- Manual HVAC Control | Large Industrial | Retail Trade | % of Load | 1 | 2028 | 1.9858e-05
ENS | Base | C&I Curtailment | C&I Curtailment- Manual HVAC Control | Large Industrial | Services | % of Load | 1 | 2028 | 5.8929e-06
ENS | Base | C&I Curtailment | C&I Curtailment- Auto-DR HVAC Control | Large Industrial | Miscellaneous | % of Load | 1 | 2028 | 3.575e-05
ENS | Base | C&I Curtailment | C&I Curtailment- Auto-DR HVAC Control | Large Industrial | Offices | % of Load | 1 | 2028 | 2.2377e-05
ENS | Base | C&I Curtailment | C&I Curtailment- Auto-DR HVAC Control | Large Industrial | Retail Trade | % of Load | 1 | 2028 | 6.1539e-05
ENS | Base | C&I Curtailment | C&I Curtailment- Auto-DR HVAC Control | Large Industrial | Services | % of Load | 1 | 2028 | 1.8262e-05
ENS | Base | C&I Curtailment | C&I Curtailment- Standard Lighting Control | Large Industrial | Miscellaneous | % of Load | 1 | 2028 | 1.1035e-05
ENS | Base | C&I Curtailment | C&I Curtailment- Standard Lighting Control | Large Industrial | Offices | % of Load | 1 | 2028 | 2.0885e-06
ENS | Base | C&I Curtailment | C&I Curtailment- Standard Lighting Control | Large Industrial | Retail Trade | % of Load | 1 | 2028 | 1.7622e-05
ENS | Base | C&I Curtailment | C&I Curtailment- Standard Lighting Control | Large Industrial | Services | % of Load | 1 | 2028 | 5.2294e-06
ENS | Base | C&I Curtailment | C&I Curtailment- Advanced Lighting Control | Large Industrial | Miscellaneous | % of Load | 1 | 2028 | 5.5175e-06
ENS | Base | C&I Curtailment | C&I Curtailment- Advanced Lighting Control | Large Industrial | Offices | % of Load | 1 | 2028 | 1.0443e-06
ENS | Base | C&I Curtailment | C&I Curtailment- Advanced Lighting Control | Large Industrial | Retail Trade | % of Load | 1 | 2028 | 8.8108e-06
ENS | Base | C&I Curtailment | C&I Curtailment- Advanced Lighting Control | Large Industrial | Services | % of Load | 1 | 2028 | 2.6147e-06
ENS | Base | C&I Curtailment | C&I Curtailment- Water Heating Control | Large Industrial | Miscellaneous | % of Load | 1 | 2028 | 6.7082e-07
ENS | Base | C&I Curtailment | C&I Curtailment- Water Heating Control | Large Industrial | Offices | % of Load | 1 | 2028 | 2.0096e-07
ENS | Base | C&I Curtailment | C&I Curtailment- Water Heating Control | Large Industrial | Retail Trade | % of Load | 1 | 2028 | 3.3538e-06
ENS | Base | C&I Curtailment | C&I Curtailment- Water Heating Control | Large Industrial | Services | % of Load | 1 | 2028 | 9.9528e-07
ENS | Base | C&I Curtailment | C&I Curtailment- Other | Large Industrial | Miscellaneous | % of Load | 1 | 2028 | 1.4434e-05
ENS | Base | C&I Curtailment | C&I Curtailment- Other | Large Industrial | Offices | % of Load | 1 | 2028 | 3.8519e-06
ENS | Base | C&I Curtailment | C&I Curtailment- Other | Large Industrial | Retail Trade | % of Load | 1 | 2028 | 3.4994e-05
ENS | Base | C&I Curtailment | C&I Curtailment- Other | Large Industrial | Services | % of Load | 1 | 2028 | 1.0385e-05
ENS | Base | C&I Curtailment | C&I Curtailment- Industrial | Large Industrial | Manufacturing | % of Load | 1 | 2028 | 0.00053516
ENS | Base | C&I Curtailment | C&I Curtailment- Manual HVAC Control | Interruptible Rider | Miscellaneous | % of Load | 1 | 2028 | 0.00038071
ENS | Base | C&I Curtailment | C&I Curtailment- Manual HVAC Control | Interruptible Rider | Retail Trade | % of Load | 1 | 2028 | 1.0536e-05
ENS | Base | C&I Curtailment | C&I Curtailment- Auto-DR HVAC Control | Interruptible Rider | Miscellaneous | % of Load | 1 | 2028 | 0.0011798
ENS | Base | C&I Curtailment | C&I Curtailment- Auto-DR HVAC Control | Interruptible Rider | Retail Trade | % of Load | 1 | 2028 | 3.2651e-05
ENS | Base | C&I Curtailment | C&I Curtailment- Standard Lighting Control | Interruptible Rider | Miscellaneous | % of Load | 1 | 2028 | 0.0001376
ENS | Base | C&I Curtailment | C&I Curtailment- Standard Lighting Control | Interruptible Rider | Retail Trade | % of Load | 1 | 2028 | 1.0053e-05
ENS | Base | C&I Curtailment | C&I Curtailment- Advanced Lighting Control | Interruptible Rider | Miscellaneous | % of Load | 1 | 2028 | 6.8802e-05
ENS | Base | C&I Curtailment | C&I Curtailment- Advanced Lighting Control | Interruptible Rider | Retail Trade | % of Load | 1 | 2028 | 5.0267e-06
ENS | Base | C&I Curtailment | C&I Curtailment- Water Heating Control | Interruptible Rider | Miscellaneous | % of Load | 1 | 2028 | 1.2539e-05
ENS | Base | C&I Curtailment | C&I Curtailment- Water Heating Control | Interruptible Rider | Retail Trade | % of Load | 1 | 2028 | 1.6556e-06
ENS | Base | C&I Curtailment | C&I Curtailment- Other | Interruptible Rider | Miscellaneous | % of Load | 1 | 2028 | 0.00022653
ENS | Base | C&I Curtailment | C&I Curtailment- Other | Interruptible Rider | Retail Trade | % of Load | 1 | 2028 | 1.8257e-05
ENS | Base | C&I Curtailment | C&I Curtailment- Industrial | Interruptible Rider | Manufacturing | % of Load | 1 | 2028 | 0.00040876
ENS | Base | Dynamic Pricing | Dynamic Pricing with enabling tech. | Small Commercial | Manufacturing | % of Load | 1 | 2028 | 3.4466e-05
ENS | Base | Dynamic Pricing | Dynamic Pricing with enabling tech. | Small Commercial | Miscellaneous | % of Load | 1 | 2028 | 0.00035518
ENS | Base | Dynamic Pricing | Dynamic Pricing with enabling tech. | Small Commercial | Offices | % of Load | 1 | 2028 | 0.00028601
ENS | Base | Dynamic Pricing | Dynamic Pricing with enabling tech. | Small Commercial | Retail Trade | % of Load | 1 | 2028 | 0.00065352
ENS | Base | Dynamic Pricing | Dynamic Pricing with enabling tech. | Small Commercial | Services | % of Load | 1 | 2028 | 0.00078658
ENS | Base | Dynamic Pricing | Dynamic Pricing w/o enabling tech. | Small Commercial | Manufacturing | % of Load | 1 | 2028 | 2.0356e-06
ENS | Base | Dynamic Pricing | Dynamic Pricing w/o enabling tech. | Small Commercial | Miscellaneous | % of Load | 1 | 2028 | 2.0978e-05
ENS | Base | Dynamic Pricing | Dynamic Pricing w/o enabling tech. | Small Commercial | Offices | % of Load | 1 | 2028 | 1.6893e-05
ENS | Base | Dynamic Pricing | Dynamic Pricing w/o enabling tech. | Small Commercial | Retail Trade | % of Load | 1 | 2028 | 3.8598e-05
ENS | Base | Dynamic Pricing | Dynamic Pricing w/o enabling tech. | Small Commercial | Services | % of Load | 1 | 2028 | 4.6457e-05
ENS | Base | Dynamic Pricing | Dynamic Pricing with enabling tech. | Large Commercial | Offices | % of Load | 1 | 2028 | 4.6977e-05
ENS | Base | Dynamic Pricing | Dynamic Pricing with enabling tech. | Large Commercial | Services | % of Load | 1 | 2028 | 0.00030969
ENS | Base | Dynamic Pricing | Dynamic Pricing w/o enabling tech. | Large Commercial | Offices | % of Load | 1 | 2028 | 1.7802e-05
ENS | Base | Dynamic Pricing | Dynamic Pricing w/o enabling tech. | Large Commercial | Services | % of Load | 1 | 2028 | 0.00011736
ENS | Base | Dynamic Pricing | Dynamic Pricing with enabling tech. | Small Industrial | Manufacturing | % of Load | 1 | 2028 | 5.161e-05
ENS | Base | Dynamic Pricing | Dynamic Pricing with enabling tech. | Small Industrial | Miscellaneous | % of Load | 1 | 2028 | 6.9464e-05
ENS | Base | Dynamic Pricing | Dynamic Pricing with enabling tech. | Small Industrial | Offices | % of Load | 1 | 2028 | 4.2416e-06
ENS | Base | Dynamic Pricing | Dynamic Pricing with enabling tech. | Small Industrial | Retail Trade | % of Load | 1 | 2028 | 1.1869e-05
ENS | Base | Dynamic Pricing | Dynamic Pricing with enabling tech. | Small Industrial | Services | % of Load | 1 | 2028 | 1.4796e-05
ENS | Base | Dynamic Pricing | Dynamic Pricing w/o enabling tech. | Small Industrial | Manufacturing | % of Load | 1 | 2028 | 3.0482e-06
ENS | Base | Dynamic Pricing | Dynamic Pricing w/o enabling tech. | Small Industrial | Miscellaneous | % of Load | 1 | 2028 | 4.1027e-06
ENS | Base | Dynamic Pricing | Dynamic Pricing w/o enabling tech. | Small Industrial | Offices | % of Load | 1 | 2028 | 2.5052e-07
ENS | Base | Dynamic Pricing | Dynamic Pricing w/o enabling tech. | Small Industrial | Retail Trade | % of Load | 1 | 2028 | 7.0103e-07
ENS | Base | Dynamic Pricing | Dynamic Pricing w/o enabling tech. | Small Industrial | Services | % of Load | 1 | 2028 | 8.7391e-07
ENS | Base | Dynamic Pricing | Dynamic Pricing with enabling tech. | Large Industrial | Manufacturing | % of Load | 1 | 2028 | 0.00026691
ENS | Base | Dynamic Pricing | Dynamic Pricing with enabling tech. | Large Industrial | Miscellaneous | % of Load | 1 | 2028 | 0.00014657
ENS | Base | Dynamic Pricing | Dynamic Pricing with enabling tech. | Large Industrial | Offices | % of Load | 1 | 2028 | 1.0542e-05
ENS | Base | Dynamic Pricing | Dynamic Pricing with enabling tech. | Large Industrial | Retail Trade | % of Load | 1 | 2028 | 5.0009e-05
ENS | Base | Dynamic Pricing | Dynamic Pricing with enabling tech. | Large Industrial | Services | % of Load | 1 | 2028 | 2.8033e-05
ENS | Base | Dynamic Pricing | Dynamic Pricing w/o enabling tech. | Large Industrial | Manufacturing | % of Load | 1 | 2028 | 0.00010115
ENS | Base | Dynamic Pricing | Dynamic Pricing w/o enabling tech. | Large Industrial | Miscellaneous | % of Load | 1 | 2028 | 5.5543e-05
ENS | Base | Dynamic Pricing | Dynamic Pricing w/o enabling tech. | Large Industrial | Offices | % of Load | 1 | 2028 | 3.995e-06
ENS | Base | Dynamic Pricing | Dynamic Pricing w/o enabling tech. | Large Industrial | Retail Trade | % of Load | 1 | 2028 | 1.8951e-05
ENS | Base | Dynamic Pricing | Dynamic Pricing w/o enabling tech. | Large Industrial | Services | % of Load | 1 | 2028 | 1.0623e-05
ENS | Base | Dynamic Pricing | Dynamic Pricing with enabling tech. | Interruptible Rider | Manufacturing | % of Load | 1 | 2028 | 6.7956e-05
ENS | Base | Dynamic Pricing | Dynamic Pricing with enabling tech. | Interruptible Rider | Miscellaneous | % of Load | 1 | 2028 | 0.00014948
ENS | Base | Dynamic Pricing | Dynamic Pricing with enabling tech. | Interruptible Rider | Retail Trade | % of Load | 1 | 2028 | 8.7995e-06
ENS | Base | Dynamic Pricing | Dynamic Pricing w/o enabling tech. | Interruptible Rider | Manufacturing | % of Load | 1 | 2028 | 2.5752e-05
ENS | Base | Dynamic Pricing | Dynamic Pricing w/o enabling tech. | Interruptible Rider | Miscellaneous | % of Load | 1 | 2028 | 5.6645e-05
ENS | Base | Dynamic Pricing | Dynamic Pricing w/o enabling tech. | Interruptible Rider | Retail Trade | % of Load | 1 | 2028 | 3.3346e-06
ENS | Base | Dynamic Pricing | Dynamic Pricing with enabling tech. | Residential | Residential Market Rate | % of Load | 1 | 2028 | 0.011856
ENS | Base | Dynamic Pricing | Dynamic Pricing w/o enabling tech. | Residential | Residential Market Rate | % of Load | 1 | 2028 | 0.0066298
ENS | Base | BTM Battery Control | BTM Battery Control | Small Commercial | Manufacturing | % of Load | 0 | 2028 | 2.5716e-05
ENS | Base | BTM Battery Control | BTM Battery Control | Small Commercial | Miscellaneous | % of Load | 0 | 2028 | 0.00019022
ENS | Base | BTM Battery Control | BTM Battery Control | Small Commercial | Offices | % of Load | 0 | 2028 | 6.581e-05
ENS | Base | BTM Battery Control | BTM Battery Control | Small Commercial | Retail Trade | % of Load | 0 | 2028 | 0.00011483
ENS | Base | BTM Battery Control | BTM Battery Control | Small Commercial | Services | % of Load | 0 | 2028 | 0.00024994
ENS | Base | BTM Battery Control | BTM Battery Control | Large Commercial | Offices | % of Load | 0 | 2028 | 2.6408e-05
ENS | Base | BTM Battery Control | BTM Battery Control | Large Commercial | Services | % of Load | 0 | 2028 | 0.00014084
ENS | Base | BTM Battery Control | BTM Battery Control | Small Industrial | Manufacturing | % of Load | 0 | 2028 | 6.3457e-07
ENS | Base | BTM Battery Control | BTM Battery Control | Small Industrial | Miscellaneous | % of Load | 0 | 2028 | 4.0855e-06
ENS | Base | BTM Battery Control | BTM Battery Control | Small Industrial | Offices | % of Load | 0 | 2028 | 1.6185e-06
ENS | Base | BTM Battery Control | BTM Battery Control | Small Industrial | Retail Trade | % of Load | 0 | 2028 | 2.8163e-06
ENS | Base | BTM Battery Control | BTM Battery Control | Small Industrial | Services | % of Load | 0 | 2028 | 6.1318e-06
ENS | Base | BTM Battery Control | BTM Battery Control | Large Industrial | Manufacturing | % of Load | 0 | 2028 | 1.7289e-05
ENS | Base | BTM Battery Control | BTM Battery Control | Large Industrial | Miscellaneous | % of Load | 0 | 2028 | 8.0158e-05
ENS | Base | BTM Battery Control | BTM Battery Control | Large Industrial | Offices | % of Load | 0 | 2028 | 9.4303e-06
ENS | Base | BTM Battery Control | BTM Battery Control | Large Industrial | Retail Trade | % of Load | 0 | 2028 | 4.7152e-05
ENS | Base | BTM Battery Control | BTM Battery Control | Large Industrial | Services | % of Load | 0 | 2028 | 0.00010216
ENS | Base | BTM Battery Control | BTM Battery Control | Interruptible Rider | Manufacturing | % of Load | 0 | 2028 | 2.311e-05
ENS | Base | BTM Battery Control | BTM Battery Control | Interruptible Rider | Miscellaneous | % of Load | 0 | 2028 | 6.1627e-05
ENS | Base | BTM Battery Control | BTM Battery Control | Interruptible Rider | Retail Trade | % of Load | 0 | 2028 | 9.244e-05
ENS | Base | BTM Battery Control | BTM Battery Control | Residential | Residential LI | % of Load | 0 | 2028 | 0.00072449
ENS | Base | BTM Battery Control | BTM Battery Control | Residential | Residential Market Rate | % of Load | 0 | 2028 | 0.0045102
ENS | Base | EV Charging Control | EV Charging Control | EV | EV | % of Load | 0 | 2028 | 0.00040928
ENS | Base | Behavioral DR | Behavioral DR | Residential | Residential LI | % of Load | 0 | 2028 | 0.00027874
ENS | Base | Behavioral DR | Behavioral DR | Residential | Residential Market Rate | % of Load | 0 | 2028 | 0.0015802
ENS | Base | DLC | DLC-Switch-Water Heating | Small Commercial | Miscellaneous | % of Load | 1 | 2029 | 2.7893e-05
ENS | Base | DLC | DLC-Switch-Water Heating | Small Commercial | Offices | % of Load | 1 | 2029 | 1.6742e-05
ENS | Base | DLC | DLC-Switch-Water Heating | Small Commercial | Retail Trade | % of Load | 1 | 2029 | 9.5824e-05
ENS | Base | DLC | DLC-Switch-Water Heating | Small Commercial | Services | % of Load | 1 | 2029 | 0.0001152
ENS | Base | DLC | DLC-Thermostat-HVAC | Small Commercial | Miscellaneous | % of Load | 1 | 2029 | 0.00017593
ENS | Base | DLC | DLC-Thermostat-HVAC | Small Commercial | Offices | % of Load | 1 | 2029 | 0.0002698
ENS | Base | DLC | DLC-Thermostat-HVAC | Small Commercial | Retail Trade | % of Load | 1 | 2029 | 0.00026
ENS | Base | DLC | DLC-Thermostat-HVAC | Small Commercial | Services | % of Load | 1 | 2029 | 0.00031296
ENS | Base | DLC | DLC-Switch-Water Heating | Small Industrial | Miscellaneous | % of Load | 1 | 2029 | 6.1465e-06
ENS | Base | DLC | DLC-Switch-Water Heating | Small Industrial | Offices | % of Load | 1 | 2029 | 2.4297e-07
ENS | Base | DLC | DLC-Switch-Water Heating | Small Industrial | Retail Trade | % of Load | 1 | 2029 | 1.6698e-06
ENS | Base | DLC | DLC-Switch-Water Heating | Small Industrial | Services | % of Load | 1 | 2029 | 2.0816e-06
ENS | Base | DLC | DLC-Thermostat-HVAC | Small Industrial | Miscellaneous | % of Load | 1 | 2029 | 4.1181e-05
ENS | Base | DLC | DLC-Thermostat-HVAC | Small Industrial | Offices | % of Load | 1 | 2029 | 4.0667e-06
ENS | Base | DLC | DLC-Thermostat-HVAC | Small Industrial | Retail Trade | % of Load | 1 | 2029 | 4.9057e-06
ENS | Base | DLC | DLC-Thermostat-HVAC | Small Industrial | Services | % of Load | 1 | 2029 | 6.1155e-06
ENS | Base | DLC | DLC-Switch-Water Heating | Residential | Residential LI | % of Load | 1 | 2029 | 0.0029279
ENS | Base | DLC | DLC-Switch-Water Heating | Residential | Residential Market Rate | % of Load | 1 | 2029 | 0.0090674
ENS | Base | DLC | DLC-Thermostat-Heat Pump | Residential | Residential LI | % of Load | 1 | 2029 | 0.00044422
ENS | Base | DLC | DLC-Thermostat-Heat Pump | Residential | Residential Market Rate | % of Load | 1 | 2029 | 0.0057221
ENS | Base | DLC | DLC-Thermostat-Electric Furnace | Residential | Residential LI | % of Load | 1 | 2029 | 0.0028976
ENS | Base | DLC | DLC-Thermostat-Electric Furnace | Residential | Residential Market Rate | % of Load | 1 | 2029 | 0.0028869
ENS | Base | C&I Curtailment | C&I Curtailment- Manual HVAC Control | Large Commercial | Offices | % of Load | 1 | 2029 | 2.8965e-05
ENS | Base | C&I Curtailment | C&I Curtailment- Manual HVAC Control | Large Commercial | Services | % of Load | 1 | 2029 | 5.6273e-05
ENS | Base | C&I Curtailment | C&I Curtailment- Auto-DR HVAC Control | Large Commercial | Offices | % of Load | 1 | 2029 | 0.00010734
ENS | Base | C&I Curtailment | C&I Curtailment- Auto-DR HVAC Control | Large Commercial | Services | % of Load | 1 | 2029 | 0.00020853
ENS | Base | C&I Curtailment | C&I Curtailment- Standard Lighting Control | Large Commercial | Offices | % of Load | 1 | 2029 | 8.2241e-06
ENS | Base | C&I Curtailment | C&I Curtailment- Standard Lighting Control | Large Commercial | Services | % of Load | 1 | 2029 | 5.557e-05
ENS | Base | C&I Curtailment | C&I Curtailment- Advanced Lighting Control | Large Commercial | Offices | % of Load | 1 | 2029 | 4.1121e-06
ENS | Base | C&I Curtailment | C&I Curtailment- Advanced Lighting Control | Large Commercial | Services | % of Load | 1 | 2029 | 2.7785e-05
ENS | Base | C&I Curtailment | C&I Curtailment- Water Heating Control | Large Commercial | Offices | % of Load | 1 | 2029 | 9.9568e-07
ENS | Base | C&I Curtailment | C&I Curtailment- Water Heating Control | Large Commercial | Services | % of Load | 1 | 2029 | 1.1059e-05
ENS | Base | C&I Curtailment | C&I Curtailment- Other | Large Commercial | Offices | % of Load | 1 | 2029 | 1.6852e-05
ENS | Base | C&I Curtailment | C&I Curtailment- Other | Large Commercial | Services | % of Load | 1 | 2029 | 0.00011424
ENS | Base | C&I Curtailment | C&I Curtailment- Manual HVAC Control | Large Industrial | Miscellaneous | % of Load | 1 | 2029 | 1.0279e-05
ENS | Base | C&I Curtailment | C&I Curtailment- Manual HVAC Control | Large Industrial | Offices | % of Load | 1 | 2029 | 6.5349e-06
ENS | Base | C&I Curtailment | C&I Curtailment- Manual HVAC Control | Large Industrial | Retail Trade | % of Load | 1 | 2029 | 1.7568e-05
ENS | Base | C&I Curtailment | C&I Curtailment- Manual HVAC Control | Large Industrial | Services | % of Load | 1 | 2029 | 5.2135e-06
ENS | Base | C&I Curtailment | C&I Curtailment- Auto-DR HVAC Control | Large Industrial | Miscellaneous | % of Load | 1 | 2029 | 3.809e-05
ENS | Base | C&I Curtailment | C&I Curtailment- Auto-DR HVAC Control | Large Industrial | Offices | % of Load | 1 | 2029 | 2.4216e-05
ENS | Base | C&I Curtailment | C&I Curtailment- Auto-DR HVAC Control | Large Industrial | Retail Trade | % of Load | 1 | 2029 | 6.5102e-05
ENS | Base | C&I Curtailment | C&I Curtailment- Auto-DR HVAC Control | Large Industrial | Services | % of Load | 1 | 2029 | 1.932e-05
ENS | Base | C&I Curtailment | C&I Curtailment- Standard Lighting Control | Large Industrial | Miscellaneous | % of Load | 1 | 2029 | 1.1011e-05
ENS | Base | C&I Curtailment | C&I Curtailment- Standard Lighting Control | Large Industrial | Offices | % of Load | 1 | 2029 | 2.0827e-06
ENS | Base | C&I Curtailment | C&I Curtailment- Standard Lighting Control | Large Industrial | Retail Trade | % of Load | 1 | 2029 | 1.7348e-05
ENS | Base | C&I Curtailment | C&I Curtailment- Standard Lighting Control | Large Industrial | Services | % of Load | 1 | 2029 | 5.1483e-06
ENS | Base | C&I Curtailment | C&I Curtailment- Advanced Lighting Control | Large Industrial | Miscellaneous | % of Load | 1 | 2029 | 5.5055e-06
ENS | Base | C&I Curtailment | C&I Curtailment- Advanced Lighting Control | Large Industrial | Offices | % of Load | 1 | 2029 | 1.0414e-06
ENS | Base | C&I Curtailment | C&I Curtailment- Advanced Lighting Control | Large Industrial | Retail Trade | % of Load | 1 | 2029 | 8.6742e-06
ENS | Base | C&I Curtailment | C&I Curtailment- Advanced Lighting Control | Large Industrial | Services | % of Load | 1 | 2029 | 2.5742e-06
ENS | Base | C&I Curtailment | C&I Curtailment- Water Heating Control | Large Industrial | Miscellaneous | % of Load | 1 | 2029 | 6.8404e-07
ENS | Base | C&I Curtailment | C&I Curtailment- Water Heating Control | Large Industrial | Offices | % of Load | 1 | 2029 | 2.0585e-07
ENS | Base | C&I Curtailment | C&I Curtailment- Water Heating Control | Large Industrial | Retail Trade | % of Load | 1 | 2029 | 3.4526e-06
ENS | Base | C&I Curtailment | C&I Curtailment- Water Heating Control | Large Industrial | Services | % of Load | 1 | 2029 | 1.0246e-06
ENS | Base | C&I Curtailment | C&I Curtailment- Other | Large Industrial | Miscellaneous | % of Load | 1 | 2029 | 1.4669e-05
ENS | Base | C&I Curtailment | C&I Curtailment- Other | Large Industrial | Offices | % of Load | 1 | 2029 | 3.9429e-06
ENS | Base | C&I Curtailment | C&I Curtailment- Other | Large Industrial | Retail Trade | % of Load | 1 | 2029 | 3.5663e-05
ENS | Base | C&I Curtailment | C&I Curtailment- Other | Large Industrial | Services | % of Load | 1 | 2029 | 1.0583e-05
ENS | Base | C&I Curtailment | C&I Curtailment- Industrial | Large Industrial | Manufacturing | % of Load | 1 | 2029 | 0.00053373
ENS | Base | C&I Curtailment | C&I Curtailment- Manual HVAC Control | Interruptible Rider | Miscellaneous | % of Load | 1 | 2029 | 0.00033825
ENS | Base | C&I Curtailment | C&I Curtailment- Manual HVAC Control | Interruptible Rider | Retail Trade | % of Load | 1 | 2029 | 9.2571e-06
ENS | Base | C&I Curtailment | C&I Curtailment- Auto-DR HVAC Control | Interruptible Rider | Miscellaneous | % of Load | 1 | 2029 | 0.0012534
ENS | Base | C&I Curtailment | C&I Curtailment- Auto-DR HVAC Control | Interruptible Rider | Retail Trade | % of Load | 1 | 2029 | 3.4304e-05
ENS | Base | C&I Curtailment | C&I Curtailment- Standard Lighting Control | Interruptible Rider | Miscellaneous | % of Load | 1 | 2029 | 0.00013486
ENS | Base | C&I Curtailment | C&I Curtailment- Standard Lighting Control | Interruptible Rider | Retail Trade | % of Load | 1 | 2029 | 9.9098e-06
ENS | Base | C&I Curtailment | C&I Curtailment- Advanced Lighting Control | Interruptible Rider | Miscellaneous | % of Load | 1 | 2029 | 6.7429e-05
ENS | Base | C&I Curtailment | C&I Curtailment- Advanced Lighting Control | Interruptible Rider | Retail Trade | % of Load | 1 | 2029 | 4.9549e-06
ENS | Base | C&I Curtailment | C&I Curtailment- Water Heating Control | Interruptible Rider | Miscellaneous | % of Load | 1 | 2029 | 1.2621e-05
ENS | Base | C&I Curtailment | C&I Curtailment- Water Heating Control | Interruptible Rider | Retail Trade | % of Load | 1 | 2029 | 1.6705e-06
ENS | Base | C&I Curtailment | C&I Curtailment- Other | Interruptible Rider | Miscellaneous | % of Load | 1 | 2029 | 0.00022774
ENS | Base | C&I Curtailment | C&I Curtailment- Other | Interruptible Rider | Retail Trade | % of Load | 1 | 2029 | 1.8384e-05
ENS | Base | C&I Curtailment | C&I Curtailment- Industrial | Interruptible Rider | Manufacturing | % of Load | 1 | 2029 | 0.00040301
ENS | Base | Dynamic Pricing | Dynamic Pricing with enabling tech. | Small Commercial | Manufacturing | % of Load | 1 | 2029 | 3.3608e-05
ENS | Base | Dynamic Pricing | Dynamic Pricing with enabling tech. | Small Commercial | Miscellaneous | % of Load | 1 | 2029 | 0.00035097
ENS | Base | Dynamic Pricing | Dynamic Pricing with enabling tech. | Small Commercial | Offices | % of Load | 1 | 2029 | 0.00028288
ENS | Base | Dynamic Pricing | Dynamic Pricing with enabling tech. | Small Commercial | Retail Trade | % of Load | 1 | 2029 | 0.00064348
ENS | Base | Dynamic Pricing | Dynamic Pricing with enabling tech. | Small Commercial | Services | % of Load | 1 | 2029 | 0.00077444
ENS | Base | Dynamic Pricing | Dynamic Pricing w/o enabling tech. | Small Commercial | Manufacturing | % of Load | 1 | 2029 | 1.985e-06
ENS | Base | Dynamic Pricing | Dynamic Pricing w/o enabling tech. | Small Commercial | Miscellaneous | % of Load | 1 | 2029 | 2.0729e-05
ENS | Base | Dynamic Pricing | Dynamic Pricing w/o enabling tech. | Small Commercial | Offices | % of Load | 1 | 2029 | 1.6708e-05
ENS | Base | Dynamic Pricing | Dynamic Pricing w/o enabling tech. | Small Commercial | Retail Trade | % of Load | 1 | 2029 | 3.8006e-05
ENS | Base | Dynamic Pricing | Dynamic Pricing w/o enabling tech. | Small Commercial | Services | % of Load | 1 | 2029 | 4.574e-05
ENS | Base | Dynamic Pricing | Dynamic Pricing with enabling tech. | Large Commercial | Offices | % of Load | 1 | 2029 | 4.6482e-05
ENS | Base | Dynamic Pricing | Dynamic Pricing with enabling tech. | Large Commercial | Services | % of Load | 1 | 2029 | 0.00030611
ENS | Base | Dynamic Pricing | Dynamic Pricing w/o enabling tech. | Large Commercial | Offices | % of Load | 1 | 2029 | 1.7614e-05
ENS | Base | Dynamic Pricing | Dynamic Pricing w/o enabling tech. | Large Commercial | Services | % of Load | 1 | 2029 | 0.000116
ENS | Base | Dynamic Pricing | Dynamic Pricing with enabling tech. | Small Industrial | Manufacturing | % of Load | 1 | 2029 | 5.157e-05
ENS | Base | Dynamic Pricing | Dynamic Pricing with enabling tech. | Small Industrial | Miscellaneous | % of Load | 1 | 2029 | 7.0315e-05
ENS | Base | Dynamic Pricing | Dynamic Pricing with enabling tech. | Small Industrial | Offices | % of Load | 1 | 2029 | 4.3078e-06
ENS | Base | Dynamic Pricing | Dynamic Pricing with enabling tech. | Small Industrial | Retail Trade | % of Load | 1 | 2029 | 1.2048e-05
ENS | Base | Dynamic Pricing | Dynamic Pricing with enabling tech. | Small Industrial | Services | % of Load | 1 | 2029 | 1.502e-05
ENS | Base | Dynamic Pricing | Dynamic Pricing w/o enabling tech. | Small Industrial | Manufacturing | % of Load | 1 | 2029 | 3.0459e-06
ENS | Base | Dynamic Pricing | Dynamic Pricing w/o enabling tech. | Small Industrial | Miscellaneous | % of Load | 1 | 2029 | 4.153e-06
ENS | Base | Dynamic Pricing | Dynamic Pricing w/o enabling tech. | Small Industrial | Offices | % of Load | 1 | 2029 | 2.5443e-07
ENS | Base | Dynamic Pricing | Dynamic Pricing w/o enabling tech. | Small Industrial | Retail Trade | % of Load | 1 | 2029 | 7.1161e-07
ENS | Base | Dynamic Pricing | Dynamic Pricing w/o enabling tech. | Small Industrial | Services | % of Load | 1 | 2029 | 8.871e-07
ENS | Base | Dynamic Pricing | Dynamic Pricing with enabling tech. | Large Industrial | Manufacturing | % of Load | 1 | 2029 | 0.0002662
ENS | Base | Dynamic Pricing | Dynamic Pricing with enabling tech. | Large Industrial | Miscellaneous | % of Load | 1 | 2029 | 0.00014818
ENS | Base | Dynamic Pricing | Dynamic Pricing with enabling tech. | Large Industrial | Offices | % of Load | 1 | 2029 | 1.0755e-05
ENS | Base | Dynamic Pricing | Dynamic Pricing with enabling tech. | Large Industrial | Retail Trade | % of Load | 1 | 2029 | 5.0594e-05
ENS | Base | Dynamic Pricing | Dynamic Pricing with enabling tech. | Large Industrial | Services | % of Load | 1 | 2029 | 2.836e-05
ENS | Base | Dynamic Pricing | Dynamic Pricing w/o enabling tech. | Large Industrial | Manufacturing | % of Load | 1 | 2029 | 0.00010088
ENS | Base | Dynamic Pricing | Dynamic Pricing w/o enabling tech. | Large Industrial | Miscellaneous | % of Load | 1 | 2029 | 5.6153e-05
ENS | Base | Dynamic Pricing | Dynamic Pricing w/o enabling tech. | Large Industrial | Offices | % of Load | 1 | 2029 | 4.0756e-06
ENS | Base | Dynamic Pricing | Dynamic Pricing w/o enabling tech. | Large Industrial | Retail Trade | % of Load | 1 | 2029 | 1.9172e-05
ENS | Base | Dynamic Pricing | Dynamic Pricing w/o enabling tech. | Large Industrial | Services | % of Load | 1 | 2029 | 1.0747e-05
ENS | Base | Dynamic Pricing | Dynamic Pricing with enabling tech. | Interruptible Rider | Manufacturing | % of Load | 1 | 2029 | 6.7e-05
ENS | Base | Dynamic Pricing | Dynamic Pricing with enabling tech. | Interruptible Rider | Miscellaneous | % of Load | 1 | 2029 | 0.00014972
ENS | Base | Dynamic Pricing | Dynamic Pricing with enabling tech. | Interruptible Rider | Retail Trade | % of Load | 1 | 2029 | 8.8135e-06
ENS | Base | Dynamic Pricing | Dynamic Pricing w/o enabling tech. | Interruptible Rider | Manufacturing | % of Load | 1 | 2029 | 2.5389e-05
ENS | Base | Dynamic Pricing | Dynamic Pricing w/o enabling tech. | Interruptible Rider | Miscellaneous | % of Load | 1 | 2029 | 5.6737e-05
ENS | Base | Dynamic Pricing | Dynamic Pricing w/o enabling tech. | Interruptible Rider | Retail Trade | % of Load | 1 | 2029 | 3.3399e-06
ENS | Base | Dynamic Pricing | Dynamic Pricing with enabling tech. | Residential | Residential Market Rate | % of Load | 1 | 2029 | 0.011893
ENS | Base | Dynamic Pricing | Dynamic Pricing w/o enabling tech. | Residential | Residential Market Rate | % of Load | 1 | 2029 | 0.0066506
ENS | Base | BTM Battery Control | BTM Battery Control | Small Commercial | Manufacturing | % of Load | 0 | 2029 | 2.7433e-05
ENS | Base | BTM Battery Control | BTM Battery Control | Small Commercial | Miscellaneous | % of Load | 0 | 2029 | 0.00020303
ENS | Base | BTM Battery Control | BTM Battery Control | Small Commercial | Offices | % of Load | 0 | 2029 | 7.0183e-05
ENS | Base | BTM Battery Control | BTM Battery Control | Small Commercial | Retail Trade | % of Load | 0 | 2029 | 0.00012247
ENS | Base | BTM Battery Control | BTM Battery Control | Small Commercial | Services | % of Load | 0 | 2029 | 0.0002666
ENS | Base | BTM Battery Control | BTM Battery Control | Large Commercial | Offices | % of Load | 0 | 2029 | 2.817e-05
ENS | Base | BTM Battery Control | BTM Battery Control | Large Commercial | Services | % of Load | 0 | 2029 | 0.00015024
ENS | Base | BTM Battery Control | BTM Battery Control | Small Industrial | Manufacturing | % of Load | 0 | 2029 | 6.6931e-07
ENS | Base | BTM Battery Control | BTM Battery Control | Small Industrial | Miscellaneous | % of Load | 0 | 2029 | 4.3581e-06
ENS | Base | BTM Battery Control | BTM Battery Control | Small Industrial | Offices | % of Load | 0 | 2029 | 1.7265e-06
ENS | Base | BTM Battery Control | BTM Battery Control | Small Industrial | Retail Trade | % of Load | 0 | 2029 | 3.0043e-06
ENS | Base | BTM Battery Control | BTM Battery Control | Small Industrial | Services | % of Load | 0 | 2029 | 6.541e-06
ENS | Base | BTM Battery Control | BTM Battery Control | Large Industrial | Manufacturing | % of Load | 0 | 2029 | 1.8443e-05
ENS | Base | BTM Battery Control | BTM Battery Control | Large Industrial | Miscellaneous | % of Load | 0 | 2029 | 8.5507e-05
ENS | Base | BTM Battery Control | BTM Battery Control | Large Industrial | Offices | % of Load | 0 | 2029 | 1.006e-05
ENS | Base | BTM Battery Control | BTM Battery Control | Large Industrial | Retail Trade | % of Load | 0 | 2029 | 5.0298e-05
ENS | Base | BTM Battery Control | BTM Battery Control | Large Industrial | Services | % of Load | 0 | 2029 | 0.00010898
ENS | Base | BTM Battery Control | BTM Battery Control | Interruptible Rider | Manufacturing | % of Load | 0 | 2029 | 2.4652e-05
ENS | Base | BTM Battery Control | BTM Battery Control | Interruptible Rider | Miscellaneous | % of Load | 0 | 2029 | 6.574e-05
ENS | Base | BTM Battery Control | BTM Battery Control | Interruptible Rider | Retail Trade | % of Load | 0 | 2029 | 9.8609e-05
ENS | Base | BTM Battery Control | BTM Battery Control | Residential | Residential LI | % of Load | 0 | 2029 | 0.00077664
ENS | Base | BTM Battery Control | BTM Battery Control | Residential | Residential Market Rate | % of Load | 0 | 2029 | 0.0048349
ENS | Base | EV Charging Control | EV Charging Control | EV | EV | % of Load | 0 | 2029 | 0.00050765
ENS | Base | Behavioral DR | Behavioral DR | Residential | Residential LI | % of Load | 0 | 2029 | 0.00027918
ENS | Base | Behavioral DR | Behavioral DR | Residential | Residential Market Rate | % of Load | 0 | 2029 | 0.0015852
ENS | Base | DLC | DLC-Switch-Water Heating | Small Commercial | Miscellaneous | % of Load | 1 | 2030 | 2.7879e-05
ENS | Base | DLC | DLC-Switch-Water Heating | Small Commercial | Offices | % of Load | 1 | 2030 | 1.6695e-05
ENS | Base | DLC | DLC-Switch-Water Heating | Small Commercial | Retail Trade | % of Load | 1 | 2030 | 9.577e-05
ENS | Base | DLC | DLC-Switch-Water Heating | Small Commercial | Services | % of Load | 1 | 2030 | 0.00011511
ENS | Base | DLC | DLC-Thermostat-HVAC | Small Commercial | Miscellaneous | % of Load | 1 | 2030 | 0.00017211
ENS | Base | DLC | DLC-Thermostat-HVAC | Small Commercial | Offices | % of Load | 1 | 2030 | 0.00026675
ENS | Base | DLC | DLC-Thermostat-HVAC | Small Commercial | Retail Trade | % of Load | 1 | 2030 | 0.00025183
ENS | Base | DLC | DLC-Thermostat-HVAC | Small Commercial | Services | % of Load | 1 | 2030 | 0.00030309
ENS | Base | DLC | DLC-Switch-Water Heating | Small Industrial | Miscellaneous | % of Load | 1 | 2030 | 6.2657e-06
ENS | Base | DLC | DLC-Switch-Water Heating | Small Industrial | Offices | % of Load | 1 | 2030 | 2.4701e-07
ENS | Base | DLC | DLC-Switch-Water Heating | Small Industrial | Retail Trade | % of Load | 1 | 2030 | 1.7026e-06
ENS | Base | DLC | DLC-Switch-Water Heating | Small Industrial | Services | % of Load | 1 | 2030 | 2.1225e-06
ENS | Base | DLC | DLC-Thermostat-HVAC | Small Industrial | Miscellaneous | % of Load | 1 | 2030 | 4.1327e-05
ENS | Base | DLC | DLC-Thermostat-HVAC | Small Industrial | Offices | % of Load | 1 | 2030 | 4.119e-06
ENS | Base | DLC | DLC-Thermostat-HVAC | Small Industrial | Retail Trade | % of Load | 1 | 2030 | 4.9107e-06
ENS | Base | DLC | DLC-Thermostat-HVAC | Small Industrial | Services | % of Load | 1 | 2030 | 6.1218e-06
ENS | Base | DLC | DLC-Switch-Water Heating | Residential | Residential LI | % of Load | 1 | 2030 | 0.0029532
ENS | Base | DLC | DLC-Switch-Water Heating | Residential | Residential Market Rate | % of Load | 1 | 2030 | 0.0091397
ENS | Base | DLC | DLC-Thermostat-Heat Pump | Residential | Residential LI | % of Load | 1 | 2030 | 0.0005039
ENS | Base | DLC | DLC-Thermostat-Heat Pump | Residential | Residential Market Rate | % of Load | 1 | 2030 | 0.0059682
ENS | Base | DLC | DLC-Thermostat-Electric Furnace | Residential | Residential LI | % of Load | 1 | 2030 | 0.0028796
ENS | Base | DLC | DLC-Thermostat-Electric Furnace | Residential | Residential Market Rate | % of Load | 1 | 2030 | 0.0027455
ENS | Base | C&I Curtailment | C&I Curtailment- Manual HVAC Control | Large Commercial | Offices | % of Load | 1 | 2030 | 2.5191e-05
ENS | Base | C&I Curtailment | C&I Curtailment- Manual HVAC Control | Large Commercial | Services | % of Load | 1 | 2030 | 4.8028e-05
ENS | Base | C&I Curtailment | C&I Curtailment- Auto-DR HVAC Control | Large Commercial | Offices | % of Load | 1 | 2030 | 0.00011234
ENS | Base | C&I Curtailment | C&I Curtailment- Auto-DR HVAC Control | Large Commercial | Services | % of Load | 1 | 2030 | 0.00021419
ENS | Base | C&I Curtailment | C&I Curtailment- Standard Lighting Control | Large Commercial | Offices | % of Load | 1 | 2030 | 7.8039e-06
ENS | Base | C&I Curtailment | C&I Curtailment- Standard Lighting Control | Large Commercial | Services | % of Load | 1 | 2030 | 5.336e-05
ENS | Base | C&I Curtailment | C&I Curtailment- Advanced Lighting Control | Large Commercial | Offices | % of Load | 1 | 2030 | 3.9019e-06
ENS | Base | C&I Curtailment | C&I Curtailment- Advanced Lighting Control | Large Commercial | Services | % of Load | 1 | 2030 | 2.668e-05
ENS | Base | C&I Curtailment | C&I Curtailment- Water Heating Control | Large Commercial | Offices | % of Load | 1 | 2030 | 1.0008e-06
ENS | Base | C&I Curtailment | C&I Curtailment- Water Heating Control | Large Commercial | Services | % of Load | 1 | 2030 | 1.1117e-05
ENS | Base | C&I Curtailment | C&I Curtailment- Other | Large Commercial | Offices | % of Load | 1 | 2030 | 1.6706e-05
ENS | Base | C&I Curtailment | C&I Curtailment- Other | Large Commercial | Services | % of Load | 1 | 2030 | 0.00011366
ENS | Base | C&I Curtailment | C&I Curtailment- Manual HVAC Control | Large Industrial | Miscellaneous | % of Load | 1 | 2030 | 9.0518e-06
ENS | Base | C&I Curtailment | C&I Curtailment- Manual HVAC Control | Large Industrial | Offices | % of Load | 1 | 2030 | 5.8465e-06
ENS | Base | C&I Curtailment | C&I Curtailment- Manual HVAC Control | Large Industrial | Retail Trade | % of Load | 1 | 2030 | 1.5354e-05
ENS | Base | C&I Curtailment | C&I Curtailment- Manual HVAC Control | Large Industrial | Services | % of Load | 1 | 2030 | 4.5565e-06
ENS | Base | C&I Curtailment | C&I Curtailment- Auto-DR HVAC Control | Large Industrial | Miscellaneous | % of Load | 1 | 2030 | 4.0369e-05
ENS | Base | C&I Curtailment | C&I Curtailment- Auto-DR HVAC Control | Large Industrial | Offices | % of Load | 1 | 2030 | 2.6074e-05
ENS | Base | C&I Curtailment | C&I Curtailment- Auto-DR HVAC Control | Large Industrial | Retail Trade | % of Load | 1 | 2030 | 6.8475e-05
ENS | Base | C&I Curtailment | C&I Curtailment- Auto-DR HVAC Control | Large Industrial | Services | % of Load | 1 | 2030 | 2.0321e-05
ENS | Base | C&I Curtailment | C&I Curtailment- Standard Lighting Control | Large Industrial | Miscellaneous | % of Load | 1 | 2030 | 1.0984e-05
ENS | Base | C&I Curtailment | C&I Curtailment- Standard Lighting Control | Large Industrial | Offices | % of Load | 1 | 2030 | 2.0765e-06
ENS | Base | C&I Curtailment | C&I Curtailment- Standard Lighting Control | Large Industrial | Retail Trade | % of Load | 1 | 2030 | 1.7059e-05
ENS | Base | C&I Curtailment | C&I Curtailment- Standard Lighting Control | Large Industrial | Services | % of Load | 1 | 2030 | 5.0624e-06
ENS | Base | C&I Curtailment | C&I Curtailment- Advanced Lighting Control | Large Industrial | Miscellaneous | % of Load | 1 | 2030 | 5.4921e-06
ENS | Base | C&I Curtailment | C&I Curtailment- Advanced Lighting Control | Large Industrial | Offices | % of Load | 1 | 2030 | 1.0382e-06
ENS | Base | C&I Curtailment | C&I Curtailment- Advanced Lighting Control | Large Industrial | Retail Trade | % of Load | 1 | 2030 | 8.5294e-06
ENS | Base | C&I Curtailment | C&I Curtailment- Advanced Lighting Control | Large Industrial | Services | % of Load | 1 | 2030 | 2.5312e-06
ENS | Base | C&I Curtailment | C&I Curtailment- Water Heating Control | Large Industrial | Miscellaneous | % of Load | 1 | 2030 | 6.9726e-07
ENS | Base | C&I Curtailment | C&I Curtailment- Water Heating Control | Large Industrial | Offices | % of Load | 1 | 2030 | 2.108e-07
ENS | Base | C&I Curtailment | C&I Curtailment- Water Heating Control | Large Industrial | Retail Trade | % of Load | 1 | 2030 | 3.5539e-06
ENS | Base | C&I Curtailment | C&I Curtailment- Water Heating Control | Large Industrial | Services | % of Load | 1 | 2030 | 1.0546e-06
ENS | Base | C&I Curtailment | C&I Curtailment- Other | Large Industrial | Miscellaneous | % of Load | 1 | 2030 | 1.4903e-05
ENS | Base | C&I Curtailment | C&I Curtailment- Other | Large Industrial | Offices | % of Load | 1 | 2030 | 4.0356e-06
ENS | Base | C&I Curtailment | C&I Curtailment- Other | Large Industrial | Retail Trade | % of Load | 1 | 2030 | 3.6337e-05
ENS | Base | C&I Curtailment | C&I Curtailment- Other | Large Industrial | Services | % of Load | 1 | 2030 | 1.0783e-05
ENS | Base | C&I Curtailment | C&I Curtailment- Industrial | Large Industrial | Manufacturing | % of Load | 1 | 2030 | 0.0005319
ENS | Base | C&I Curtailment | C&I Curtailment- Manual HVAC Control | Interruptible Rider | Miscellaneous | % of Load | 1 | 2030 | 0.00029688
ENS | Base | C&I Curtailment | C&I Curtailment- Manual HVAC Control | Interruptible Rider | Retail Trade | % of Load | 1 | 2030 | 8.0346e-06
ENS | Base | C&I Curtailment | C&I Curtailment- Auto-DR HVAC Control | Interruptible Rider | Miscellaneous | % of Load | 1 | 2030 | 0.001324
ENS | Base | C&I Curtailment | C&I Curtailment- Auto-DR HVAC Control | Interruptible Rider | Retail Trade | % of Load | 1 | 2030 | 3.5833e-05
ENS | Base | C&I Curtailment | C&I Curtailment- Standard Lighting Control | Interruptible Rider | Miscellaneous | % of Load | 1 | 2030 | 0.00013204
ENS | Base | C&I Curtailment | C&I Curtailment- Standard Lighting Control | Interruptible Rider | Retail Trade | % of Load | 1 | 2030 | 9.7607e-06
ENS | Base | C&I Curtailment | C&I Curtailment- Advanced Lighting Control | Interruptible Rider | Miscellaneous | % of Load | 1 | 2030 | 6.6018e-05
ENS | Base | C&I Curtailment | C&I Curtailment- Advanced Lighting Control | Interruptible Rider | Retail Trade | % of Load | 1 | 2030 | 4.8804e-06
ENS | Base | C&I Curtailment | C&I Curtailment- Water Heating Control | Interruptible Rider | Miscellaneous | % of Load | 1 | 2030 | 1.2692e-05
ENS | Base | C&I Curtailment | C&I Curtailment- Water Heating Control | Interruptible Rider | Retail Trade | % of Load | 1 | 2030 | 1.6842e-06
ENS | Base | C&I Curtailment | C&I Curtailment- Other | Interruptible Rider | Miscellaneous | % of Load | 1 | 2030 | 0.0002288
ENS | Base | C&I Curtailment | C&I Curtailment- Other | Interruptible Rider | Retail Trade | % of Load | 1 | 2030 | 1.85e-05
ENS | Base | C&I Curtailment | C&I Curtailment- Industrial | Interruptible Rider | Manufacturing | % of Load | 1 | 2030 | 0.00039685
ENS | Base | Dynamic Pricing | Dynamic Pricing with enabling tech. | Small Commercial | Manufacturing | % of Load | 1 | 2030 | 3.2682e-05
ENS | Base | Dynamic Pricing | Dynamic Pricing with enabling tech. | Small Commercial | Miscellaneous | % of Load | 1 | 2030 | 0.00034623
ENS | Base | Dynamic Pricing | Dynamic Pricing with enabling tech. | Small Commercial | Offices | % of Load | 1 | 2030 | 0.00027927
ENS | Base | Dynamic Pricing | Dynamic Pricing with enabling tech. | Small Commercial | Retail Trade | % of Load | 1 | 2030 | 0.00063233
ENS | Base | Dynamic Pricing | Dynamic Pricing with enabling tech. | Small Commercial | Services | % of Load | 1 | 2030 | 0.00076093
ENS | Base | Dynamic Pricing | Dynamic Pricing w/o enabling tech. | Small Commercial | Manufacturing | % of Load | 1 | 2030 | 1.9303e-06
ENS | Base | Dynamic Pricing | Dynamic Pricing w/o enabling tech. | Small Commercial | Miscellaneous | % of Load | 1 | 2030 | 2.0449e-05
ENS | Base | Dynamic Pricing | Dynamic Pricing w/o enabling tech. | Small Commercial | Offices | % of Load | 1 | 2030 | 1.6494e-05
ENS | Base | Dynamic Pricing | Dynamic Pricing w/o enabling tech. | Small Commercial | Retail Trade | % of Load | 1 | 2030 | 3.7347e-05
ENS | Base | Dynamic Pricing | Dynamic Pricing w/o enabling tech. | Small Commercial | Services | % of Load | 1 | 2030 | 4.4942e-05
ENS | Base | Dynamic Pricing | Dynamic Pricing with enabling tech. | Large Commercial | Offices | % of Load | 1 | 2030 | 4.5959e-05
ENS | Base | Dynamic Pricing | Dynamic Pricing with enabling tech. | Large Commercial | Services | % of Load | 1 | 2030 | 0.00030235
ENS | Base | Dynamic Pricing | Dynamic Pricing w/o enabling tech. | Large Commercial | Offices | % of Load | 1 | 2030 | 1.7416e-05
ENS | Base | Dynamic Pricing | Dynamic Pricing w/o enabling tech. | Large Commercial | Services | % of Load | 1 | 2030 | 0.00011457
ENS | Base | Dynamic Pricing | Dynamic Pricing with enabling tech. | Small Industrial | Manufacturing | % of Load | 1 | 2030 | 5.136e-05
ENS | Base | Dynamic Pricing | Dynamic Pricing with enabling tech. | Small Industrial | Miscellaneous | % of Load | 1 | 2030 | 7.0978e-05
ENS | Base | Dynamic Pricing | Dynamic Pricing with enabling tech. | Small Industrial | Offices | % of Load | 1 | 2030 | 4.3632e-06
ENS | Base | Dynamic Pricing | Dynamic Pricing with enabling tech. | Small Industrial | Retail Trade | % of Load | 1 | 2030 | 1.2197e-05
ENS | Base | Dynamic Pricing | Dynamic Pricing with enabling tech. | Small Industrial | Services | % of Load | 1 | 2030 | 1.5205e-05
ENS | Base | Dynamic Pricing | Dynamic Pricing w/o enabling tech. | Small Industrial | Manufacturing | % of Load | 1 | 2030 | 3.0335e-06
ENS | Base | Dynamic Pricing | Dynamic Pricing w/o enabling tech. | Small Industrial | Miscellaneous | % of Load | 1 | 2030 | 4.1921e-06
ENS | Base | Dynamic Pricing | Dynamic Pricing w/o enabling tech. | Small Industrial | Offices | % of Load | 1 | 2030 | 2.577e-07
ENS | Base | Dynamic Pricing | Dynamic Pricing w/o enabling tech. | Small Industrial | Retail Trade | % of Load | 1 | 2030 | 7.2039e-07
ENS | Base | Dynamic Pricing | Dynamic Pricing w/o enabling tech. | Small Industrial | Services | % of Load | 1 | 2030 | 8.9804e-07
ENS | Base | Dynamic Pricing | Dynamic Pricing with enabling tech. | Large Industrial | Manufacturing | % of Load | 1 | 2030 | 0.00026528
ENS | Base | Dynamic Pricing | Dynamic Pricing with enabling tech. | Large Industrial | Miscellaneous | % of Load | 1 | 2030 | 0.00014978
ENS | Base | Dynamic Pricing | Dynamic Pricing with enabling tech. | Large Industrial | Offices | % of Load | 1 | 2030 | 1.0972e-05
ENS | Base | Dynamic Pricing | Dynamic Pricing with enabling tech. | Large Industrial | Retail Trade | % of Load | 1 | 2030 | 5.1172e-05
ENS | Base | Dynamic Pricing | Dynamic Pricing with enabling tech. | Large Industrial | Services | % of Load | 1 | 2030 | 2.8684e-05
ENS | Base | Dynamic Pricing | Dynamic Pricing w/o enabling tech. | Large Industrial | Manufacturing | % of Load | 1 | 2030 | 0.00010053
ENS | Base | Dynamic Pricing | Dynamic Pricing w/o enabling tech. | Large Industrial | Miscellaneous | % of Load | 1 | 2030 | 5.6758e-05
ENS | Base | Dynamic Pricing | Dynamic Pricing w/o enabling tech. | Large Industrial | Offices | % of Load | 1 | 2030 | 4.1578e-06
ENS | Base | Dynamic Pricing | Dynamic Pricing w/o enabling tech. | Large Industrial | Retail Trade | % of Load | 1 | 2030 | 1.9392e-05
ENS | Base | Dynamic Pricing | Dynamic Pricing w/o enabling tech. | Large Industrial | Services | % of Load | 1 | 2030 | 1.087e-05
ENS | Base | Dynamic Pricing | Dynamic Pricing with enabling tech. | Interruptible Rider | Manufacturing | % of Load | 1 | 2030 | 6.5976e-05
ENS | Base | Dynamic Pricing | Dynamic Pricing with enabling tech. | Interruptible Rider | Miscellaneous | % of Load | 1 | 2030 | 0.00014987
ENS | Base | Dynamic Pricing | Dynamic Pricing with enabling tech. | Interruptible Rider | Retail Trade | % of Load | 1 | 2030 | 8.8219e-06
ENS | Base | Dynamic Pricing | Dynamic Pricing w/o enabling tech. | Interruptible Rider | Manufacturing | % of Load | 1 | 2030 | 2.5001e-05
ENS | Base | Dynamic Pricing | Dynamic Pricing w/o enabling tech. | Interruptible Rider | Miscellaneous | % of Load | 1 | 2030 | 5.6793e-05
ENS | Base | Dynamic Pricing | Dynamic Pricing w/o enabling tech. | Interruptible Rider | Retail Trade | % of Load | 1 | 2030 | 3.343e-06
ENS | Base | Dynamic Pricing | Dynamic Pricing with enabling tech. | Residential | Residential Market Rate | % of Load | 1 | 2030 | 0.01195
ENS | Base | Dynamic Pricing | Dynamic Pricing w/o enabling tech. | Residential | Residential Market Rate | % of Load | 1 | 2030 | 0.0066823
ENS | Base | BTM Battery Control | BTM Battery Control | Small Commercial | Manufacturing | % of Load | 0 | 2030 | 2.8552e-05
ENS | Base | BTM Battery Control | BTM Battery Control | Small Commercial | Miscellaneous | % of Load | 0 | 2030 | 0.00021144
ENS | Base | BTM Battery Control | BTM Battery Control | Small Commercial | Offices | % of Load | 0 | 2030 | 7.3029e-05
ENS | Base | BTM Battery Control | BTM Battery Control | Small Commercial | Retail Trade | % of Load | 0 | 2030 | 0.00012745
ENS | Base | BTM Battery Control | BTM Battery Control | Small Commercial | Services | % of Load | 0 | 2030 | 0.00027746
ENS | Base | BTM Battery Control | BTM Battery Control | Large Commercial | Offices | % of Load | 0 | 2030 | 2.932e-05
ENS | Base | BTM Battery Control | BTM Battery Control | Large Commercial | Services | % of Load | 0 | 2030 | 0.00015637
ENS | Base | BTM Battery Control | BTM Battery Control | Small Industrial | Manufacturing | % of Load | 0 | 2030 | 6.9662e-07
ENS | Base | BTM Battery Control | BTM Battery Control | Small Industrial | Miscellaneous | % of Load | 0 | 2030 | 4.536e-06
ENS | Base | BTM Battery Control | BTM Battery Control | Small Industrial | Offices | % of Load | 0 | 2030 | 1.797e-06
ENS | Base | BTM Battery Control | BTM Battery Control | Small Industrial | Retail Trade | % of Load | 0 | 2030 | 3.1269e-06
ENS | Base | BTM Battery Control | BTM Battery Control | Small Industrial | Services | % of Load | 0 | 2030 | 6.8079e-06
ENS | Base | BTM Battery Control | BTM Battery Control | Large Industrial | Manufacturing | % of Load | 0 | 2030 | 1.9195e-05
ENS | Base | BTM Battery Control | BTM Battery Control | Large Industrial | Miscellaneous | % of Load | 0 | 2030 | 8.8997e-05
ENS | Base | BTM Battery Control | BTM Battery Control | Large Industrial | Offices | % of Load | 0 | 2030 | 1.047e-05
ENS | Base | BTM Battery Control | BTM Battery Control | Large Industrial | Retail Trade | % of Load | 0 | 2030 | 5.2351e-05
ENS | Base | BTM Battery Control | BTM Battery Control | Large Industrial | Services | % of Load | 0 | 2030 | 0.00011343
ENS | Base | BTM Battery Control | BTM Battery Control | Interruptible Rider | Manufacturing | % of Load | 0 | 2030 | 2.5658e-05
ENS | Base | BTM Battery Control | BTM Battery Control | Interruptible Rider | Miscellaneous | % of Load | 0 | 2030 | 6.8422e-05
ENS | Base | BTM Battery Control | BTM Battery Control | Interruptible Rider | Retail Trade | % of Load | 0 | 2030 | 0.00010263
ENS | Base | BTM Battery Control | BTM Battery Control | Residential | Residential LI | % of Load | 0 | 2030 | 0.00081229
ENS | Base | BTM Battery Control | BTM Battery Control | Residential | Residential Market Rate | % of Load | 0 | 2030 | 0.0050569
ENS | Base | EV Charging Control | EV Charging Control | EV | EV | % of Load | 0 | 2030 | 0.00061777
ENS | Base | Behavioral DR | Behavioral DR | Residential | Residential LI | % of Load | 0 | 2030 | 0.00028001
ENS | Base | Behavioral DR | Behavioral DR | Residential | Residential Market Rate | % of Load | 0 | 2030 | 0.0015927
ENS | Base | DLC | DLC-Switch-Water Heating | Small Commercial | Miscellaneous | % of Load | 1 | 2031 | 2.7875e-05
ENS | Base | DLC | DLC-Switch-Water Heating | Small Commercial | Offices | % of Load | 1 | 2031 | 1.6654e-05
ENS | Base | DLC | DLC-Switch-Water Heating | Small Commercial | Retail Trade | % of Load | 1 | 2031 | 9.5753e-05
ENS | Base | DLC | DLC-Switch-Water Heating | Small Commercial | Services | % of Load | 1 | 2031 | 0.00011506
ENS | Base | DLC | DLC-Thermostat-HVAC | Small Commercial | Miscellaneous | % of Load | 1 | 2031 | 0.00016845
ENS | Base | DLC | DLC-Thermostat-HVAC | Small Commercial | Offices | % of Load | 1 | 2031 | 0.00026385
ENS | Base | DLC | DLC-Thermostat-HVAC | Small Commercial | Retail Trade | % of Load | 1 | 2031 | 0.00024385
ENS | Base | DLC | DLC-Thermostat-HVAC | Small Commercial | Services | % of Load | 1 | 2031 | 0.00029347
ENS | Base | DLC | DLC-Switch-Water Heating | Small Industrial | Miscellaneous | % of Load | 1 | 2031 | 6.3869e-06
ENS | Base | DLC | DLC-Switch-Water Heating | Small Industrial | Offices | % of Load | 1 | 2031 | 2.5105e-07
ENS | Base | DLC | DLC-Switch-Water Heating | Small Industrial | Retail Trade | % of Load | 1 | 2031 | 1.736e-06
ENS | Base | DLC | DLC-Switch-Water Heating | Small Industrial | Services | % of Load | 1 | 2031 | 2.1641e-06
ENS | Base | DLC | DLC-Thermostat-HVAC | Small Industrial | Miscellaneous | % of Load | 1 | 2031 | 4.1487e-05
ENS | Base | DLC | DLC-Thermostat-HVAC | Small Industrial | Offices | % of Load | 1 | 2031 | 4.1711e-06
ENS | Base | DLC | DLC-Thermostat-HVAC | Small Industrial | Retail Trade | % of Load | 1 | 2031 | 4.9103e-06
ENS | Base | DLC | DLC-Thermostat-HVAC | Small Industrial | Services | % of Load | 1 | 2031 | 6.1212e-06
ENS | Base | DLC | DLC-Switch-Water Heating | Residential | Residential LI | % of Load | 1 | 2031 | 0.0029804
ENS | Base | DLC | DLC-Switch-Water Heating | Residential | Residential Market Rate | % of Load | 1 | 2031 | 0.0092176
ENS | Base | DLC | DLC-Thermostat-Heat Pump | Residential | Residential LI | % of Load | 1 | 2031 | 0.00055978
ENS | Base | DLC | DLC-Thermostat-Heat Pump | Residential | Residential Market Rate | % of Load | 1 | 2031 | 0.0062054
ENS | Base | DLC | DLC-Thermostat-Electric Furnace | Residential | Residential LI | % of Load | 1 | 2031 | 0.0028688
ENS | Base | DLC | DLC-Thermostat-Electric Furnace | Residential | Residential Market Rate | % of Load | 1 | 2031 | 0.0026224
ENS | Base | C&I Curtailment | C&I Curtailment- Manual HVAC Control | Large Commercial | Offices | % of Load | 1 | 2031 | 2.1803e-05
ENS | Base | C&I Curtailment | C&I Curtailment- Manual HVAC Control | Large Commercial | Services | % of Load | 1 | 2031 | 4.0771e-05
ENS | Base | C&I Curtailment | C&I Curtailment- Auto-DR HVAC Control | Large Commercial | Offices | % of Load | 1 | 2031 | 0.00011699
ENS | Base | C&I Curtailment | C&I Curtailment- Auto-DR HVAC Control | Large Commercial | Services | % of Load | 1 | 2031 | 0.00021878
ENS | Base | C&I Curtailment | C&I Curtailment- Standard Lighting Control | Large Commercial | Offices | % of Load | 1 | 2031 | 7.4321e-06
ENS | Base | C&I Curtailment | C&I Curtailment- Standard Lighting Control | Large Commercial | Services | % of Load | 1 | 2031 | 5.1432e-05
ENS | Base | C&I Curtailment | C&I Curtailment- Advanced Lighting Control | Large Commercial | Offices | % of Load | 1 | 2031 | 3.716e-06
ENS | Base | C&I Curtailment | C&I Curtailment- Advanced Lighting Control | Large Commercial | Services | % of Load | 1 | 2031 | 2.5716e-05
ENS | Base | C&I Curtailment | C&I Curtailment- Water Heating Control | Large Commercial | Offices | % of Load | 1 | 2031 | 1.0078e-06
ENS | Base | C&I Curtailment | C&I Curtailment- Water Heating Control | Large Commercial | Services | % of Load | 1 | 2031 | 1.1194e-05
ENS | Base | C&I Curtailment | C&I Curtailment- Other | Large Commercial | Offices | % of Load | 1 | 2031 | 1.6589e-05
ENS | Base | C&I Curtailment | C&I Curtailment- Other | Large Commercial | Services | % of Load | 1 | 2031 | 0.00011329
ENS | Base | C&I Curtailment | C&I Curtailment- Manual HVAC Control | Large Industrial | Miscellaneous | % of Load | 1 | 2031 | 7.9307e-06
ENS | Base | C&I Curtailment | C&I Curtailment- Manual HVAC Control | Large Industrial | Offices | % of Load | 1 | 2031 | 5.2058e-06
ENS | Base | C&I Curtailment | C&I Curtailment- Manual HVAC Control | Large Industrial | Retail Trade | % of Load | 1 | 2031 | 1.3347e-05
ENS | Base | C&I Curtailment | C&I Curtailment- Manual HVAC Control | Large Industrial | Services | % of Load | 1 | 2031 | 3.9607e-06
ENS | Base | C&I Curtailment | C&I Curtailment- Auto-DR HVAC Control | Large Industrial | Miscellaneous | % of Load | 1 | 2031 | 4.2556e-05
ENS | Base | C&I Curtailment | C&I Curtailment- Auto-DR HVAC Control | Large Industrial | Offices | % of Load | 1 | 2031 | 2.7935e-05
ENS | Base | C&I Curtailment | C&I Curtailment- Auto-DR HVAC Control | Large Industrial | Retail Trade | % of Load | 1 | 2031 | 7.1618e-05
ENS | Base | C&I Curtailment | C&I Curtailment- Auto-DR HVAC Control | Large Industrial | Services | % of Load | 1 | 2031 | 2.1253e-05
ENS | Base | C&I Curtailment | C&I Curtailment- Standard Lighting Control | Large Industrial | Miscellaneous | % of Load | 1 | 2031 | 1.0987e-05
ENS | Base | C&I Curtailment | C&I Curtailment- Standard Lighting Control | Large Industrial | Offices | % of Load | 1 | 2031 | 2.0793e-06
ENS | Base | C&I Curtailment | C&I Curtailment- Standard Lighting Control | Large Industrial | Retail Trade | % of Load | 1 | 2031 | 1.6837e-05
ENS | Base | C&I Curtailment | C&I Curtailment- Standard Lighting Control | Large Industrial | Services | % of Load | 1 | 2031 | 4.9965e-06
ENS | Base | C&I Curtailment | C&I Curtailment- Advanced Lighting Control | Large Industrial | Miscellaneous | % of Load | 1 | 2031 | 5.4937e-06
ENS | Base | C&I Curtailment | C&I Curtailment- Advanced Lighting Control | Large Industrial | Offices | % of Load | 1 | 2031 | 1.0396e-06
ENS | Base | C&I Curtailment | C&I Curtailment- Advanced Lighting Control | Large Industrial | Retail Trade | % of Load | 1 | 2031 | 8.4184e-06
ENS | Base | C&I Curtailment | C&I Curtailment- Advanced Lighting Control | Large Industrial | Services | % of Load | 1 | 2031 | 2.4983e-06
ENS | Base | C&I Curtailment | C&I Curtailment- Water Heating Control | Large Industrial | Miscellaneous | % of Load | 1 | 2031 | 7.0861e-07
ENS | Base | C&I Curtailment | C&I Curtailment- Water Heating Control | Large Industrial | Offices | % of Load | 1 | 2031 | 2.1622e-07
ENS | Base | C&I Curtailment | C&I Curtailment- Water Heating Control | Large Industrial | Retail Trade | % of Load | 1 | 2031 | 3.6644e-06
ENS | Base | C&I Curtailment | C&I Curtailment- Water Heating Control | Large Industrial | Services | % of Load | 1 | 2031 | 1.0874e-06
ENS | Base | C&I Curtailment | C&I Curtailment- Other | Large Industrial | Miscellaneous | % of Load | 1 | 2031 | 1.5134e-05
ENS | Base | C&I Curtailment | C&I Curtailment- Other | Large Industrial | Offices | % of Load | 1 | 2031 | 4.1382e-06
ENS | Base | C&I Curtailment | C&I Curtailment- Other | Large Industrial | Retail Trade | % of Load | 1 | 2031 | 3.7086e-05
ENS | Base | C&I Curtailment | C&I Curtailment- Other | Large Industrial | Services | % of Load | 1 | 2031 | 1.1006e-05
ENS | Base | C&I Curtailment | C&I Curtailment- Industrial | Large Industrial | Manufacturing | % of Load | 1 | 2031 | 0.00052996
ENS | Base | C&I Curtailment | C&I Curtailment- Manual HVAC Control | Interruptible Rider | Miscellaneous | % of Load | 1 | 2031 | 0.00025616
ENS | Base | C&I Curtailment | C&I Curtailment- Manual HVAC Control | Interruptible Rider | Retail Trade | % of Load | 1 | 2031 | 6.8491e-06
ENS | Base | C&I Curtailment | C&I Curtailment- Auto-DR HVAC Control | Interruptible Rider | Miscellaneous | % of Load | 1 | 2031 | 0.0013746
ENS | Base | C&I Curtailment | C&I Curtailment- Auto-DR HVAC Control | Interruptible Rider | Retail Trade | % of Load | 1 | 2031 | 3.6752e-05
ENS | Base | C&I Curtailment | C&I Curtailment- Standard Lighting Control | Interruptible Rider | Miscellaneous | % of Load | 1 | 2031 | 0.00012794
ENS | Base | C&I Curtailment | C&I Curtailment- Standard Lighting Control | Interruptible Rider | Retail Trade | % of Load | 1 | 2031 | 9.5139e-06
ENS | Base | C&I Curtailment | C&I Curtailment- Advanced Lighting Control | Interruptible Rider | Miscellaneous | % of Load | 1 | 2031 | 6.3969e-05
ENS | Base | C&I Curtailment | C&I Curtailment- Advanced Lighting Control | Interruptible Rider | Retail Trade | % of Load | 1 | 2031 | 4.7569e-06
ENS | Base | C&I Curtailment | C&I Curtailment- Water Heating Control | Interruptible Rider | Miscellaneous | % of Load | 1 | 2031 | 1.263e-05
ENS | Base | C&I Curtailment | C&I Curtailment- Water Heating Control | Interruptible Rider | Retail Trade | % of Load | 1 | 2031 | 1.6805e-06
ENS | Base | C&I Curtailment | C&I Curtailment- Other | Interruptible Rider | Miscellaneous | % of Load | 1 | 2031 | 0.00022739
ENS | Base | C&I Curtailment | C&I Curtailment- Other | Interruptible Rider | Retail Trade | % of Load | 1 | 2031 | 1.8418e-05
ENS | Base | C&I Curtailment | C&I Curtailment- Industrial | Interruptible Rider | Manufacturing | % of Load | 1 | 2031 | 0.00038766
ENS | Base | Dynamic Pricing | Dynamic Pricing with enabling tech. | Small Commercial | Manufacturing | % of Load | 1 | 2031 | 3.1861e-05
ENS | Base | Dynamic Pricing | Dynamic Pricing with enabling tech. | Small Commercial | Miscellaneous | % of Load | 1 | 2031 | 0.00034181
ENS | Base | Dynamic Pricing | Dynamic Pricing with enabling tech. | Small Commercial | Offices | % of Load | 1 | 2031 | 0.00027589
ENS | Base | Dynamic Pricing | Dynamic Pricing with enabling tech. | Small Commercial | Retail Trade | % of Load | 1 | 2031 | 0.00062172
ENS | Base | Dynamic Pricing | Dynamic Pricing with enabling tech. | Small Commercial | Services | % of Load | 1 | 2031 | 0.00074806
ENS | Base | Dynamic Pricing | Dynamic Pricing w/o enabling tech. | Small Commercial | Manufacturing | % of Load | 1 | 2031 | 1.8818e-06
ENS | Base | Dynamic Pricing | Dynamic Pricing w/o enabling tech. | Small Commercial | Miscellaneous | % of Load | 1 | 2031 | 2.0188e-05
ENS | Base | Dynamic Pricing | Dynamic Pricing w/o enabling tech. | Small Commercial | Offices | % of Load | 1 | 2031 | 1.6295e-05
ENS | Base | Dynamic Pricing | Dynamic Pricing w/o enabling tech. | Small Commercial | Retail Trade | % of Load | 1 | 2031 | 3.6721e-05
ENS | Base | Dynamic Pricing | Dynamic Pricing w/o enabling tech. | Small Commercial | Services | % of Load | 1 | 2031 | 4.4182e-05
ENS | Base | Dynamic Pricing | Dynamic Pricing with enabling tech. | Large Commercial | Offices | % of Load | 1 | 2031 | 4.5532e-05
ENS | Base | Dynamic Pricing | Dynamic Pricing with enabling tech. | Large Commercial | Services | % of Load | 1 | 2031 | 0.00029923
ENS | Base | Dynamic Pricing | Dynamic Pricing w/o enabling tech. | Large Commercial | Offices | % of Load | 1 | 2031 | 1.7254e-05
ENS | Base | Dynamic Pricing | Dynamic Pricing w/o enabling tech. | Large Commercial | Services | % of Load | 1 | 2031 | 0.00011339
ENS | Base | Dynamic Pricing | Dynamic Pricing with enabling tech. | Small Industrial | Manufacturing | % of Load | 1 | 2031 | 5.1266e-05
ENS | Base | Dynamic Pricing | Dynamic Pricing with enabling tech. | Small Industrial | Miscellaneous | % of Load | 1 | 2031 | 7.1672e-05
ENS | Base | Dynamic Pricing | Dynamic Pricing with enabling tech. | Small Industrial | Offices | % of Load | 1 | 2031 | 4.418e-06
ENS | Base | Dynamic Pricing | Dynamic Pricing with enabling tech. | Small Industrial | Retail Trade | % of Load | 1 | 2031 | 1.2342e-05
ENS | Base | Dynamic Pricing | Dynamic Pricing with enabling tech. | Small Industrial | Services | % of Load | 1 | 2031 | 1.5386e-05
ENS | Base | Dynamic Pricing | Dynamic Pricing w/o enabling tech. | Small Industrial | Manufacturing | % of Load | 1 | 2031 | 3.0279e-06
ENS | Base | Dynamic Pricing | Dynamic Pricing w/o enabling tech. | Small Industrial | Miscellaneous | % of Load | 1 | 2031 | 4.2331e-06
ENS | Base | Dynamic Pricing | Dynamic Pricing w/o enabling tech. | Small Industrial | Offices | % of Load | 1 | 2031 | 2.6094e-07
ENS | Base | Dynamic Pricing | Dynamic Pricing w/o enabling tech. | Small Industrial | Retail Trade | % of Load | 1 | 2031 | 7.2896e-07
ENS | Base | Dynamic Pricing | Dynamic Pricing w/o enabling tech. | Small Industrial | Services | % of Load | 1 | 2031 | 9.0873e-07
ENS | Base | Dynamic Pricing | Dynamic Pricing with enabling tech. | Large Industrial | Manufacturing | % of Load | 1 | 2031 | 0.00026432
ENS | Base | Dynamic Pricing | Dynamic Pricing with enabling tech. | Large Industrial | Miscellaneous | % of Load | 1 | 2031 | 0.00015146
ENS | Base | Dynamic Pricing | Dynamic Pricing with enabling tech. | Large Industrial | Offices | % of Load | 1 | 2031 | 1.1216e-05
ENS | Base | Dynamic Pricing | Dynamic Pricing with enabling tech. | Large Industrial | Retail Trade | % of Load | 1 | 2031 | 5.1859e-05
ENS | Base | Dynamic Pricing | Dynamic Pricing with enabling tech. | Large Industrial | Services | % of Load | 1 | 2031 | 2.9069e-05
ENS | Base | Dynamic Pricing | Dynamic Pricing w/o enabling tech. | Large Industrial | Manufacturing | % of Load | 1 | 2031 | 0.00010016
ENS | Base | Dynamic Pricing | Dynamic Pricing w/o enabling tech. | Large Industrial | Miscellaneous | % of Load | 1 | 2031 | 5.7395e-05
ENS | Base | Dynamic Pricing | Dynamic Pricing w/o enabling tech. | Large Industrial | Offices | % of Load | 1 | 2031 | 4.2503e-06
ENS | Base | Dynamic Pricing | Dynamic Pricing w/o enabling tech. | Large Industrial | Retail Trade | % of Load | 1 | 2031 | 1.9652e-05
ENS | Base | Dynamic Pricing | Dynamic Pricing w/o enabling tech. | Large Industrial | Services | % of Load | 1 | 2031 | 1.1016e-05
ENS | Base | Dynamic Pricing | Dynamic Pricing with enabling tech. | Interruptible Rider | Manufacturing | % of Load | 1 | 2031 | 6.4449e-05
ENS | Base | Dynamic Pricing | Dynamic Pricing with enabling tech. | Interruptible Rider | Miscellaneous | % of Load | 1 | 2031 | 0.00014843
ENS | Base | Dynamic Pricing | Dynamic Pricing with enabling tech. | Interruptible Rider | Retail Trade | % of Load | 1 | 2031 | 8.7361e-06
ENS | Base | Dynamic Pricing | Dynamic Pricing w/o enabling tech. | Interruptible Rider | Manufacturing | % of Load | 1 | 2031 | 2.4423e-05
ENS | Base | Dynamic Pricing | Dynamic Pricing w/o enabling tech. | Interruptible Rider | Miscellaneous | % of Load | 1 | 2031 | 5.6248e-05
ENS | Base | Dynamic Pricing | Dynamic Pricing w/o enabling tech. | Interruptible Rider | Retail Trade | % of Load | 1 | 2031 | 3.3105e-06
ENS | Base | Dynamic Pricing | Dynamic Pricing with enabling tech. | Residential | Residential Market Rate | % of Load | 1 | 2031 | 0.012011
ENS | Base | Dynamic Pricing | Dynamic Pricing w/o enabling tech. | Residential | Residential Market Rate | % of Load | 1 | 2031 | 0.0067167
ENS | Base | BTM Battery Control | BTM Battery Control | Small Commercial | Manufacturing | % of Load | 0 | 2031 | 2.9362e-05
ENS | Base | BTM Battery Control | BTM Battery Control | Small Commercial | Miscellaneous | % of Load | 0 | 2031 | 0.00021756
ENS | Base | BTM Battery Control | BTM Battery Control | Small Commercial | Offices | % of Load | 0 | 2031 | 7.5102e-05
ENS | Base | BTM Battery Control | BTM Battery Control | Small Commercial | Retail Trade | % of Load | 0 | 2031 | 0.00013105
ENS | Base | BTM Battery Control | BTM Battery Control | Small Commercial | Services | % of Load | 0 | 2031 | 0.0002853
ENS | Base | BTM Battery Control | BTM Battery Control | Large Commercial | Offices | % of Load | 0 | 2031 | 3.0152e-05
ENS | Base | BTM Battery Control | BTM Battery Control | Large Commercial | Services | % of Load | 0 | 2031 | 0.00016081
ENS | Base | BTM Battery Control | BTM Battery Control | Small Industrial | Manufacturing | % of Load | 0 | 2031 | 7.164e-07
ENS | Base | BTM Battery Control | BTM Battery Control | Small Industrial | Miscellaneous | % of Load | 0 | 2031 | 4.6647e-06
ENS | Base | BTM Battery Control | BTM Battery Control | Small Industrial | Offices | % of Load | 0 | 2031 | 1.848e-06
ENS | Base | BTM Battery Control | BTM Battery Control | Small Industrial | Retail Trade | % of Load | 0 | 2031 | 3.2156e-06
ENS | Base | BTM Battery Control | BTM Battery Control | Small Industrial | Services | % of Load | 0 | 2031 | 7.0011e-06
ENS | Base | BTM Battery Control | BTM Battery Control | Large Industrial | Manufacturing | % of Load | 0 | 2031 | 1.974e-05
ENS | Base | BTM Battery Control | BTM Battery Control | Large Industrial | Miscellaneous | % of Load | 0 | 2031 | 9.1523e-05
ENS | Base | BTM Battery Control | BTM Battery Control | Large Industrial | Offices | % of Load | 0 | 2031 | 1.0767e-05
ENS | Base | BTM Battery Control | BTM Battery Control | Large Industrial | Retail Trade | % of Load | 0 | 2031 | 5.3837e-05
ENS | Base | BTM Battery Control | BTM Battery Control | Large Industrial | Services | % of Load | 0 | 2031 | 0.00011665
ENS | Base | BTM Battery Control | BTM Battery Control | Interruptible Rider | Manufacturing | % of Load | 0 | 2031 | 2.6387e-05
ENS | Base | BTM Battery Control | BTM Battery Control | Interruptible Rider | Miscellaneous | % of Load | 0 | 2031 | 7.0365e-05
ENS | Base | BTM Battery Control | BTM Battery Control | Interruptible Rider | Retail Trade | % of Load | 0 | 2031 | 0.00010555
ENS | Base | BTM Battery Control | BTM Battery Control | Residential | Residential LI | % of Load | 0 | 2031 | 0.00083947
ENS | Base | BTM Battery Control | BTM Battery Control | Residential | Residential Market Rate | % of Load | 0 | 2031 | 0.005226
ENS | Base | EV Charging Control | EV Charging Control | EV | EV | % of Load | 0 | 2031 | 0.00074181
ENS | Base | Behavioral DR | Behavioral DR | Residential | Residential LI | % of Load | 0 | 2031 | 0.0002809
ENS | Base | Behavioral DR | Behavioral DR | Residential | Residential Market Rate | % of Load | 0 | 2031 | 0.0016009
ENS | Base | DLC | DLC-Switch-Water Heating | Small Commercial | Miscellaneous | % of Load | 1 | 2032 | 2.787e-05
ENS | Base | DLC | DLC-Switch-Water Heating | Small Commercial | Offices | % of Load | 1 | 2032 | 1.6611e-05
ENS | Base | DLC | DLC-Switch-Water Heating | Small Commercial | Retail Trade | % of Load | 1 | 2032 | 9.5724e-05
ENS | Base | DLC | DLC-Switch-Water Heating | Small Commercial | Services | % of Load | 1 | 2032 | 0.000115
ENS | Base | DLC | DLC-Thermostat-HVAC | Small Commercial | Miscellaneous | % of Load | 1 | 2032 | 0.00016485
ENS | Base | DLC | DLC-Thermostat-HVAC | Small Commercial | Offices | % of Load | 1 | 2032 | 0.00026098
ENS | Base | DLC | DLC-Thermostat-HVAC | Small Commercial | Retail Trade | % of Load | 1 | 2032 | 0.00023604
ENS | Base | DLC | DLC-Thermostat-HVAC | Small Commercial | Services | % of Load | 1 | 2032 | 0.00028403
ENS | Base | DLC | DLC-Switch-Water Heating | Small Industrial | Miscellaneous | % of Load | 1 | 2032 | 6.5073e-06
ENS | Base | DLC | DLC-Switch-Water Heating | Small Industrial | Offices | % of Load | 1 | 2032 | 2.5502e-07
ENS | Base | DLC | DLC-Switch-Water Heating | Small Industrial | Retail Trade | % of Load | 1 | 2032 | 1.7692e-06
ENS | Base | DLC | DLC-Switch-Water Heating | Small Industrial | Services | % of Load | 1 | 2032 | 2.2055e-06
ENS | Base | DLC | DLC-Thermostat-HVAC | Small Industrial | Miscellaneous | % of Load | 1 | 2032 | 4.163e-05
ENS | Base | DLC | DLC-Thermostat-HVAC | Small Industrial | Offices | % of Load | 1 | 2032 | 4.2223e-06
ENS | Base | DLC | DLC-Thermostat-HVAC | Small Industrial | Retail Trade | % of Load | 1 | 2032 | 4.907e-06
ENS | Base | DLC | DLC-Thermostat-HVAC | Small Industrial | Services | % of Load | 1 | 2032 | 6.1171e-06
ENS | Base | DLC | DLC-Switch-Water Heating | Residential | Residential LI | % of Load | 1 | 2032 | 0.0030092
ENS | Base | DLC | DLC-Switch-Water Heating | Residential | Residential Market Rate | % of Load | 1 | 2032 | 0.0093013
ENS | Base | DLC | DLC-Thermostat-Heat Pump | Residential | Residential LI | % of Load | 1 | 2032 | 0.00061681
ENS | Base | DLC | DLC-Thermostat-Heat Pump | Residential | Residential Market Rate | % of Load | 1 | 2032 | 0.0064435
ENS | Base | DLC | DLC-Thermostat-Electric Furnace | Residential | Residential LI | % of Load | 1 | 2032 | 0.0028559
ENS | Base | DLC | DLC-Thermostat-Electric Furnace | Residential | Residential Market Rate | % of Load | 1 | 2032 | 0.0024969
ENS | Base | C&I Curtailment | C&I Curtailment- Manual HVAC Control | Large Commercial | Offices | % of Load | 1 | 2032 | 1.8601e-05
ENS | Base | C&I Curtailment | C&I Curtailment- Manual HVAC Control | Large Commercial | Services | % of Load | 1 | 2032 | 3.4101e-05
ENS | Base | C&I Curtailment | C&I Curtailment- Auto-DR HVAC Control | Large Commercial | Offices | % of Load | 1 | 2032 | 0.00012144
ENS | Base | C&I Curtailment | C&I Curtailment- Auto-DR HVAC Control | Large Commercial | Services | % of Load | 1 | 2032 | 0.00022264
ENS | Base | C&I Curtailment | C&I Curtailment- Standard Lighting Control | Large Commercial | Offices | % of Load | 1 | 2032 | 7.0412e-06
ENS | Base | C&I Curtailment | C&I Curtailment- Standard Lighting Control | Large Commercial | Services | % of Load | 1 | 2032 | 4.9408e-05
ENS | Base | C&I Curtailment | C&I Curtailment- Advanced Lighting Control | Large Commercial | Offices | % of Load | 1 | 2032 | 3.5206e-06
ENS | Base | C&I Curtailment | C&I Curtailment- Advanced Lighting Control | Large Commercial | Services | % of Load | 1 | 2032 | 2.4704e-05
ENS | Base | C&I Curtailment | C&I Curtailment- Water Heating Control | Large Commercial | Offices | % of Load | 1 | 2032 | 1.0153e-06
ENS | Base | C&I Curtailment | C&I Curtailment- Water Heating Control | Large Commercial | Services | % of Load | 1 | 2032 | 1.1278e-05
ENS | Base | C&I Curtailment | C&I Curtailment- Other | Large Commercial | Offices | % of Load | 1 | 2032 | 1.6477e-05
ENS | Base | C&I Curtailment | C&I Curtailment- Other | Large Commercial | Services | % of Load | 1 | 2032 | 0.00011296
ENS | Base | C&I Curtailment | C&I Curtailment- Manual HVAC Control | Large Industrial | Miscellaneous | % of Load | 1 | 2032 | 6.8498e-06
ENS | Base | C&I Curtailment | C&I Curtailment- Manual HVAC Control | Large Industrial | Offices | % of Load | 1 | 2032 | 4.569e-06
ENS | Base | C&I Curtailment | C&I Curtailment- Manual HVAC Control | Large Industrial | Retail Trade | % of Load | 1 | 2032 | 1.1431e-05
ENS | Base | C&I Curtailment | C&I Curtailment- Manual HVAC Control | Large Industrial | Services | % of Load | 1 | 2032 | 3.3923e-06
ENS | Base | C&I Curtailment | C&I Curtailment- Auto-DR HVAC Control | Large Industrial | Miscellaneous | % of Load | 1 | 2032 | 4.4721e-05
ENS | Base | C&I Curtailment | C&I Curtailment- Auto-DR HVAC Control | Large Industrial | Offices | % of Load | 1 | 2032 | 2.983e-05
ENS | Base | C&I Curtailment | C&I Curtailment- Auto-DR HVAC Control | Large Industrial | Retail Trade | % of Load | 1 | 2032 | 7.4633e-05
ENS | Base | C&I Curtailment | C&I Curtailment- Auto-DR HVAC Control | Large Industrial | Services | % of Load | 1 | 2032 | 2.2148e-05
ENS | Base | C&I Curtailment | C&I Curtailment- Standard Lighting Control | Large Industrial | Miscellaneous | % of Load | 1 | 2032 | 1.0975e-05
ENS | Base | C&I Curtailment | C&I Curtailment- Standard Lighting Control | Large Industrial | Offices | % of Load | 1 | 2032 | 2.0771e-06
ENS | Base | C&I Curtailment | C&I Curtailment- Standard Lighting Control | Large Industrial | Retail Trade | % of Load | 1 | 2032 | 1.6562e-05
ENS | Base | C&I Curtailment | C&I Curtailment- Standard Lighting Control | Large Industrial | Services | % of Load | 1 | 2032 | 4.9151e-06
ENS | Base | C&I Curtailment | C&I Curtailment- Advanced Lighting Control | Large Industrial | Miscellaneous | % of Load | 1 | 2032 | 5.4874e-06
ENS | Base | C&I Curtailment | C&I Curtailment- Advanced Lighting Control | Large Industrial | Offices | % of Load | 1 | 2032 | 1.0385e-06
ENS | Base | C&I Curtailment | C&I Curtailment- Advanced Lighting Control | Large Industrial | Retail Trade | % of Load | 1 | 2032 | 8.2812e-06
ENS | Base | C&I Curtailment | C&I Curtailment- Advanced Lighting Control | Large Industrial | Services | % of Load | 1 | 2032 | 2.4575e-06
ENS | Base | C&I Curtailment | C&I Curtailment- Water Heating Control | Large Industrial | Miscellaneous | % of Load | 1 | 2032 | 7.2047e-07
ENS | Base | C&I Curtailment | C&I Curtailment- Water Heating Control | Large Industrial | Offices | % of Load | 1 | 2032 | 2.219e-07
ENS | Base | C&I Curtailment | C&I Curtailment- Water Heating Control | Large Industrial | Retail Trade | % of Load | 1 | 2032 | 3.7804e-06
ENS | Base | C&I Curtailment | C&I Curtailment- Water Heating Control | Large Industrial | Services | % of Load | 1 | 2032 | 1.1219e-06
ENS | Base | C&I Curtailment | C&I Curtailment- Other | Large Industrial | Miscellaneous | % of Load | 1 | 2032 | 1.5376e-05
ENS | Base | C&I Curtailment | C&I Curtailment- Other | Large Industrial | Offices | % of Load | 1 | 2032 | 4.2453e-06
ENS | Base | C&I Curtailment | C&I Curtailment- Other | Large Industrial | Retail Trade | % of Load | 1 | 2032 | 3.7867e-05
ENS | Base | C&I Curtailment | C&I Curtailment- Other | Large Industrial | Services | % of Load | 1 | 2032 | 1.1238e-05
ENS | Base | C&I Curtailment | C&I Curtailment- Industrial | Large Industrial | Manufacturing | % of Load | 1 | 2032 | 0.00052794
ENS | Base | C&I Curtailment | C&I Curtailment- Manual HVAC Control | Interruptible Rider | Miscellaneous | % of Load | 1 | 2032 | 0.00021769
ENS | Base | C&I Curtailment | C&I Curtailment- Manual HVAC Control | Interruptible Rider | Retail Trade | % of Load | 1 | 2032 | 5.7495e-06
ENS | Base | C&I Curtailment | C&I Curtailment- Auto-DR HVAC Control | Interruptible Rider | Miscellaneous | % of Load | 1 | 2032 | 0.0014213
ENS | Base | C&I Curtailment | C&I Curtailment- Auto-DR HVAC Control | Interruptible Rider | Retail Trade | % of Load | 1 | 2032 | 3.7538e-05
ENS | Base | C&I Curtailment | C&I Curtailment- Standard Lighting Control | Interruptible Rider | Miscellaneous | % of Load | 1 | 2032 | 0.00012359
ENS | Base | C&I Curtailment | C&I Curtailment- Standard Lighting Control | Interruptible Rider | Retail Trade | % of Load | 1 | 2032 | 9.2518e-06
ENS | Base | C&I Curtailment | C&I Curtailment- Advanced Lighting Control | Interruptible Rider | Miscellaneous | % of Load | 1 | 2032 | 6.1794e-05
ENS | Base | C&I Curtailment | C&I Curtailment- Advanced Lighting Control | Interruptible Rider | Retail Trade | % of Load | 1 | 2032 | 4.6259e-06
ENS | Base | C&I Curtailment | C&I Curtailment- Water Heating Control | Interruptible Rider | Miscellaneous | % of Load | 1 | 2032 | 1.2565e-05
ENS | Base | C&I Curtailment | C&I Curtailment- Water Heating Control | Interruptible Rider | Retail Trade | % of Load | 1 | 2032 | 1.6765e-06
ENS | Base | C&I Curtailment | C&I Curtailment- Other | Interruptible Rider | Miscellaneous | % of Load | 1 | 2032 | 0.00022589
ENS | Base | C&I Curtailment | C&I Curtailment- Other | Interruptible Rider | Retail Trade | % of Load | 1 | 2032 | 1.8331e-05
ENS | Base | C&I Curtailment | C&I Curtailment- Industrial | Interruptible Rider | Manufacturing | % of Load | 1 | 2032 | 0.00037836
ENS | Base | Dynamic Pricing | Dynamic Pricing with enabling tech. | Small Commercial | Manufacturing | % of Load | 1 | 2032 | 3.1036e-05
ENS | Base | Dynamic Pricing | Dynamic Pricing with enabling tech. | Small Commercial | Miscellaneous | % of Load | 1 | 2032 | 0.00033732
ENS | Base | Dynamic Pricing | Dynamic Pricing with enabling tech. | Small Commercial | Offices | % of Load | 1 | 2032 | 0.00027245
ENS | Base | Dynamic Pricing | Dynamic Pricing with enabling tech. | Small Commercial | Retail Trade | % of Load | 1 | 2032 | 0.000611
ENS | Base | Dynamic Pricing | Dynamic Pricing with enabling tech. | Small Commercial | Services | % of Load | 1 | 2032 | 0.00073505
ENS | Base | Dynamic Pricing | Dynamic Pricing w/o enabling tech. | Small Commercial | Manufacturing | % of Load | 1 | 2032 | 1.833e-06
ENS | Base | Dynamic Pricing | Dynamic Pricing w/o enabling tech. | Small Commercial | Miscellaneous | % of Load | 1 | 2032 | 1.9923e-05
ENS | Base | Dynamic Pricing | Dynamic Pricing w/o enabling tech. | Small Commercial | Offices | % of Load | 1 | 2032 | 1.6092e-05
ENS | Base | Dynamic Pricing | Dynamic Pricing w/o enabling tech. | Small Commercial | Retail Trade | % of Load | 1 | 2032 | 3.6087e-05
ENS | Base | Dynamic Pricing | Dynamic Pricing w/o enabling tech. | Small Commercial | Services | % of Load | 1 | 2032 | 4.3414e-05
ENS | Base | Dynamic Pricing | Dynamic Pricing with enabling tech. | Large Commercial | Offices | % of Load | 1 | 2032 | 4.512e-05
ENS | Base | Dynamic Pricing | Dynamic Pricing with enabling tech. | Large Commercial | Services | % of Load | 1 | 2032 | 0.0002962
ENS | Base | Dynamic Pricing | Dynamic Pricing w/o enabling tech. | Large Commercial | Offices | % of Load | 1 | 2032 | 1.7098e-05
ENS | Base | Dynamic Pricing | Dynamic Pricing w/o enabling tech. | Large Commercial | Services | % of Load | 1 | 2032 | 0.00011224
ENS | Base | Dynamic Pricing | Dynamic Pricing with enabling tech. | Small Industrial | Manufacturing | % of Load | 1 | 2032 | 5.1114e-05
ENS | Base | Dynamic Pricing | Dynamic Pricing with enabling tech. | Small Industrial | Miscellaneous | % of Load | 1 | 2032 | 7.2317e-05
ENS | Base | Dynamic Pricing | Dynamic Pricing with enabling tech. | Small Industrial | Offices | % of Load | 1 | 2032 | 4.4703e-06
ENS | Base | Dynamic Pricing | Dynamic Pricing with enabling tech. | Small Industrial | Retail Trade | % of Load | 1 | 2032 | 1.248e-05
ENS | Base | Dynamic Pricing | Dynamic Pricing with enabling tech. | Small Industrial | Services | % of Load | 1 | 2032 | 1.5557e-05
ENS | Base | Dynamic Pricing | Dynamic Pricing w/o enabling tech. | Small Industrial | Manufacturing | % of Load | 1 | 2032 | 3.0189e-06
ENS | Base | Dynamic Pricing | Dynamic Pricing w/o enabling tech. | Small Industrial | Miscellaneous | % of Load | 1 | 2032 | 4.2712e-06
ENS | Base | Dynamic Pricing | Dynamic Pricing w/o enabling tech. | Small Industrial | Offices | % of Load | 1 | 2032 | 2.6403e-07
ENS | Base | Dynamic Pricing | Dynamic Pricing w/o enabling tech. | Small Industrial | Retail Trade | % of Load | 1 | 2032 | 7.3708e-07
ENS | Base | Dynamic Pricing | Dynamic Pricing w/o enabling tech. | Small Industrial | Services | % of Load | 1 | 2032 | 9.1885e-07
ENS | Base | Dynamic Pricing | Dynamic Pricing with enabling tech. | Large Industrial | Manufacturing | % of Load | 1 | 2032 | 0.00026331
ENS | Base | Dynamic Pricing | Dynamic Pricing with enabling tech. | Large Industrial | Miscellaneous | % of Load | 1 | 2032 | 0.00015321
ENS | Base | Dynamic Pricing | Dynamic Pricing with enabling tech. | Large Industrial | Offices | % of Load | 1 | 2032 | 1.147e-05
ENS | Base | Dynamic Pricing | Dynamic Pricing with enabling tech. | Large Industrial | Retail Trade | % of Load | 1 | 2032 | 5.2565e-05
ENS | Base | Dynamic Pricing | Dynamic Pricing with enabling tech. | Large Industrial | Services | % of Load | 1 | 2032 | 2.9465e-05
ENS | Base | Dynamic Pricing | Dynamic Pricing w/o enabling tech. | Large Industrial | Manufacturing | % of Load | 1 | 2032 | 9.9781e-05
ENS | Base | Dynamic Pricing | Dynamic Pricing w/o enabling tech. | Large Industrial | Miscellaneous | % of Load | 1 | 2032 | 5.8058e-05
ENS | Base | Dynamic Pricing | Dynamic Pricing w/o enabling tech. | Large Industrial | Offices | % of Load | 1 | 2032 | 4.3466e-06
ENS | Base | Dynamic Pricing | Dynamic Pricing w/o enabling tech. | Large Industrial | Retail Trade | % of Load | 1 | 2032 | 1.992e-05
ENS | Base | Dynamic Pricing | Dynamic Pricing w/o enabling tech. | Large Industrial | Services | % of Load | 1 | 2032 | 1.1166e-05
ENS | Base | Dynamic Pricing | Dynamic Pricing with enabling tech. | Interruptible Rider | Manufacturing | % of Load | 1 | 2032 | 6.2903e-05
ENS | Base | Dynamic Pricing | Dynamic Pricing with enabling tech. | Interruptible Rider | Miscellaneous | % of Load | 1 | 2032 | 0.00014694
ENS | Base | Dynamic Pricing | Dynamic Pricing with enabling tech. | Interruptible Rider | Retail Trade | % of Load | 1 | 2032 | 8.6472e-06
ENS | Base | Dynamic Pricing | Dynamic Pricing w/o enabling tech. | Interruptible Rider | Manufacturing | % of Load | 1 | 2032 | 2.3837e-05
ENS | Base | Dynamic Pricing | Dynamic Pricing w/o enabling tech. | Interruptible Rider | Miscellaneous | % of Load | 1 | 2032 | 5.5683e-05
ENS | Base | Dynamic Pricing | Dynamic Pricing w/o enabling tech. | Interruptible Rider | Retail Trade | % of Load | 1 | 2032 | 3.2768e-06
ENS | Base | Dynamic Pricing | Dynamic Pricing with enabling tech. | Residential | Residential Market Rate | % of Load | 1 | 2032 | 0.012076
ENS | Base | Dynamic Pricing | Dynamic Pricing w/o enabling tech. | Residential | Residential Market Rate | % of Load | 1 | 2032 | 0.0067529
ENS | Base | BTM Battery Control | BTM Battery Control | Small Commercial | Manufacturing | % of Load | 0 | 2032 | 2.9984e-05
ENS | Base | BTM Battery Control | BTM Battery Control | Small Commercial | Miscellaneous | % of Load | 0 | 2032 | 0.0002223
ENS | Base | BTM Battery Control | BTM Battery Control | Small Commercial | Offices | % of Load | 0 | 2032 | 7.6692e-05
ENS | Base | BTM Battery Control | BTM Battery Control | Small Commercial | Retail Trade | % of Load | 0 | 2032 | 0.00013383
ENS | Base | BTM Battery Control | BTM Battery Control | Small Commercial | Services | % of Load | 0 | 2032 | 0.00029132
ENS | Base | BTM Battery Control | BTM Battery Control | Large Commercial | Offices | % of Load | 0 | 2032 | 3.079e-05
ENS | Base | BTM Battery Control | BTM Battery Control | Large Commercial | Services | % of Load | 0 | 2032 | 0.00016422
ENS | Base | BTM Battery Control | BTM Battery Control | Small Industrial | Manufacturing | % of Load | 0 | 2032 | 7.3156e-07
ENS | Base | BTM Battery Control | BTM Battery Control | Small Industrial | Miscellaneous | % of Load | 0 | 2032 | 4.7635e-06
ENS | Base | BTM Battery Control | BTM Battery Control | Small Industrial | Offices | % of Load | 0 | 2032 | 1.8871e-06
ENS | Base | BTM Battery Control | BTM Battery Control | Small Industrial | Retail Trade | % of Load | 0 | 2032 | 3.2837e-06
ENS | Base | BTM Battery Control | BTM Battery Control | Small Industrial | Services | % of Load | 0 | 2032 | 7.1494e-06
ENS | Base | BTM Battery Control | BTM Battery Control | Large Industrial | Manufacturing | % of Load | 0 | 2032 | 2.0158e-05
ENS | Base | BTM Battery Control | BTM Battery Control | Large Industrial | Miscellaneous | % of Load | 0 | 2032 | 9.346e-05
ENS | Base | BTM Battery Control | BTM Battery Control | Large Industrial | Offices | % of Load | 0 | 2032 | 1.0995e-05
ENS | Base | BTM Battery Control | BTM Battery Control | Large Industrial | Retail Trade | % of Load | 0 | 2032 | 5.4977e-05
ENS | Base | BTM Battery Control | BTM Battery Control | Large Industrial | Services | % of Load | 0 | 2032 | 0.00011912
ENS | Base | BTM Battery Control | BTM Battery Control | Interruptible Rider | Manufacturing | % of Load | 0 | 2032 | 2.6945e-05
ENS | Base | BTM Battery Control | BTM Battery Control | Interruptible Rider | Miscellaneous | % of Load | 0 | 2032 | 7.1854e-05
ENS | Base | BTM Battery Control | BTM Battery Control | Interruptible Rider | Retail Trade | % of Load | 0 | 2032 | 0.00010778
ENS | Base | BTM Battery Control | BTM Battery Control | Residential | Residential LI | % of Load | 0 | 2032 | 0.00086145
ENS | Base | BTM Battery Control | BTM Battery Control | Residential | Residential Market Rate | % of Load | 0 | 2032 | 0.0053629
ENS | Base | EV Charging Control | EV Charging Control | EV | EV | % of Load | 0 | 2032 | 0.00088075
ENS | Base | Behavioral DR | Behavioral DR | Residential | Residential LI | % of Load | 0 | 2032 | 0.00028178
ENS | Base | Behavioral DR | Behavioral DR | Residential | Residential Market Rate | % of Load | 0 | 2032 | 0.0016096
ENS | Base | DLC | DLC-Switch-Water Heating | Small Commercial | Miscellaneous | % of Load | 1 | 2033 | 2.786e-05
ENS | Base | DLC | DLC-Switch-Water Heating | Small Commercial | Offices | % of Load | 1 | 2033 | 1.6564e-05
ENS | Base | DLC | DLC-Switch-Water Heating | Small Commercial | Retail Trade | % of Load | 1 | 2033 | 9.5677e-05
ENS | Base | DLC | DLC-Switch-Water Heating | Small Commercial | Services | % of Load | 1 | 2033 | 0.00011491
ENS | Base | DLC | DLC-Thermostat-HVAC | Small Commercial | Miscellaneous | % of Load | 1 | 2033 | 0.00016132
ENS | Base | DLC | DLC-Thermostat-HVAC | Small Commercial | Offices | % of Load | 1 | 2033 | 0.00025813
ENS | Base | DLC | DLC-Thermostat-HVAC | Small Commercial | Retail Trade | % of Load | 1 | 2033 | 0.00022834
ENS | Base | DLC | DLC-Thermostat-HVAC | Small Commercial | Services | % of Load | 1 | 2033 | 0.00027475
ENS | Base | DLC | DLC-Switch-Water Heating | Small Industrial | Miscellaneous | % of Load | 1 | 2033 | 6.6249e-06
ENS | Base | DLC | DLC-Switch-Water Heating | Small Industrial | Offices | % of Load | 1 | 2033 | 2.5882e-07
ENS | Base | DLC | DLC-Switch-Water Heating | Small Industrial | Retail Trade | % of Load | 1 | 2033 | 1.8016e-06
ENS | Base | DLC | DLC-Switch-Water Heating | Small Industrial | Services | % of Load | 1 | 2033 | 2.2459e-06
ENS | Base | DLC | DLC-Thermostat-HVAC | Small Industrial | Miscellaneous | % of Load | 1 | 2033 | 4.1763e-05
ENS | Base | DLC | DLC-Thermostat-HVAC | Small Industrial | Offices | % of Load | 1 | 2033 | 4.271e-06
ENS | Base | DLC | DLC-Thermostat-HVAC | Small Industrial | Retail Trade | % of Load | 1 | 2033 | 4.8985e-06
ENS | Base | DLC | DLC-Thermostat-HVAC | Small Industrial | Services | % of Load | 1 | 2033 | 6.1065e-06
ENS | Base | DLC | DLC-Switch-Water Heating | Residential | Residential LI | % of Load | 1 | 2033 | 0.0030384
ENS | Base | DLC | DLC-Switch-Water Heating | Residential | Residential Market Rate | % of Load | 1 | 2033 | 0.0093867
ENS | Base | DLC | DLC-Thermostat-Heat Pump | Residential | Residential LI | % of Load | 1 | 2033 | 0.00067425
ENS | Base | DLC | DLC-Thermostat-Heat Pump | Residential | Residential Market Rate | % of Load | 1 | 2033 | 0.0066803
ENS | Base | DLC | DLC-Thermostat-Electric Furnace | Residential | Residential LI | % of Load | 1 | 2033 | 0.0028411
ENS | Base | DLC | DLC-Thermostat-Electric Furnace | Residential | Residential Market Rate | % of Load | 1 | 2033 | 0.0023687
ENS | Base | C&I Curtailment | C&I Curtailment- Manual HVAC Control | Large Commercial | Offices | % of Load | 1 | 2033 | 1.8495e-05
ENS | Base | C&I Curtailment | C&I Curtailment- Manual HVAC Control | Large Commercial | Services | % of Load | 1 | 2033 | 3.3226e-05
ENS | Base | C&I Curtailment | C&I Curtailment- Auto-DR HVAC Control | Large Commercial | Offices | % of Load | 1 | 2033 | 0.00012075
ENS | Base | C&I Curtailment | C&I Curtailment- Auto-DR HVAC Control | Large Commercial | Services | % of Load | 1 | 2033 | 0.00021693
ENS | Base | C&I Curtailment | C&I Curtailment- Standard Lighting Control | Large Commercial | Offices | % of Load | 1 | 2033 | 6.6933e-06
ENS | Base | C&I Curtailment | C&I Curtailment- Standard Lighting Control | Large Commercial | Services | % of Load | 1 | 2033 | 4.7616e-05
ENS | Base | C&I Curtailment | C&I Curtailment- Advanced Lighting Control | Large Commercial | Offices | % of Load | 1 | 2033 | 3.3467e-06
ENS | Base | C&I Curtailment | C&I Curtailment- Advanced Lighting Control | Large Commercial | Services | % of Load | 1 | 2033 | 2.3808e-05
ENS | Base | C&I Curtailment | C&I Curtailment- Water Heating Control | Large Commercial | Offices | % of Load | 1 | 2033 | 1.0229e-06
ENS | Base | C&I Curtailment | C&I Curtailment- Water Heating Control | Large Commercial | Services | % of Load | 1 | 2033 | 1.1362e-05
ENS | Base | C&I Curtailment | C&I Curtailment- Other | Large Commercial | Offices | % of Load | 1 | 2033 | 1.6365e-05
ENS | Base | C&I Curtailment | C&I Curtailment- Other | Large Commercial | Services | % of Load | 1 | 2033 | 0.00011263
ENS | Base | C&I Curtailment | C&I Curtailment- Manual HVAC Control | Large Industrial | Miscellaneous | % of Load | 1 | 2033 | 6.8486e-06
ENS | Base | C&I Curtailment | C&I Curtailment- Manual HVAC Control | Large Industrial | Offices | % of Load | 1 | 2033 | 4.6378e-06
ENS | Base | C&I Curtailment | C&I Curtailment- Manual HVAC Control | Large Industrial | Retail Trade | % of Load | 1 | 2033 | 1.1318e-05
ENS | Base | C&I Curtailment | C&I Curtailment- Manual HVAC Control | Large Industrial | Services | % of Load | 1 | 2033 | 3.3588e-06
ENS | Base | C&I Curtailment | C&I Curtailment- Auto-DR HVAC Control | Large Industrial | Miscellaneous | % of Load | 1 | 2033 | 4.4713e-05
ENS | Base | C&I Curtailment | C&I Curtailment- Auto-DR HVAC Control | Large Industrial | Offices | % of Load | 1 | 2033 | 3.0279e-05
ENS | Base | C&I Curtailment | C&I Curtailment- Auto-DR HVAC Control | Large Industrial | Retail Trade | % of Load | 1 | 2033 | 7.3894e-05
ENS | Base | C&I Curtailment | C&I Curtailment- Auto-DR HVAC Control | Large Industrial | Services | % of Load | 1 | 2033 | 2.1929e-05
ENS | Base | C&I Curtailment | C&I Curtailment- Standard Lighting Control | Large Industrial | Miscellaneous | % of Load | 1 | 2033 | 1.0924e-05
ENS | Base | C&I Curtailment | C&I Curtailment- Standard Lighting Control | Large Industrial | Offices | % of Load | 1 | 2033 | 2.0657e-06
ENS | Base | C&I Curtailment | C&I Curtailment- Standard Lighting Control | Large Industrial | Retail Trade | % of Load | 1 | 2033 | 1.622e-05
ENS | Base | C&I Curtailment | C&I Curtailment- Standard Lighting Control | Large Industrial | Services | % of Load | 1 | 2033 | 4.8135e-06
ENS | Base | C&I Curtailment | C&I Curtailment- Advanced Lighting Control | Large Industrial | Miscellaneous | % of Load | 1 | 2033 | 5.4622e-06
ENS | Base | C&I Curtailment | C&I Curtailment- Advanced Lighting Control | Large Industrial | Offices | % of Load | 1 | 2033 | 1.0329e-06
ENS | Base | C&I Curtailment | C&I Curtailment- Advanced Lighting Control | Large Industrial | Retail Trade | % of Load | 1 | 2033 | 8.11e-06
ENS | Base | C&I Curtailment | C&I Curtailment- Advanced Lighting Control | Large Industrial | Services | % of Load | 1 | 2033 | 2.4067e-06
ENS | Base | C&I Curtailment | C&I Curtailment- Water Heating Control | Large Industrial | Miscellaneous | % of Load | 1 | 2033 | 7.2906e-07
ENS | Base | C&I Curtailment | C&I Curtailment- Water Heating Control | Large Industrial | Offices | % of Load | 1 | 2033 | 2.2595e-07
ENS | Base | C&I Curtailment | C&I Curtailment- Water Heating Control | Large Industrial | Retail Trade | % of Load | 1 | 2033 | 3.8702e-06
ENS | Base | C&I Curtailment | C&I Curtailment- Water Heating Control | Large Industrial | Services | % of Load | 1 | 2033 | 1.1485e-06
ENS | Base | C&I Curtailment | C&I Curtailment- Other | Large Industrial | Miscellaneous | % of Load | 1 | 2033 | 1.5527e-05
ENS | Base | C&I Curtailment | C&I Curtailment- Other | Large Industrial | Offices | % of Load | 1 | 2033 | 4.3217e-06
ENS | Base | C&I Curtailment | C&I Curtailment- Other | Large Industrial | Retail Trade | % of Load | 1 | 2033 | 3.8368e-05
ENS | Base | C&I Curtailment | C&I Curtailment- Other | Large Industrial | Services | % of Load | 1 | 2033 | 1.1386e-05
ENS | Base | C&I Curtailment | C&I Curtailment- Industrial | Large Industrial | Manufacturing | % of Load | 1 | 2033 | 0.00052419
ENS | Base | C&I Curtailment | C&I Curtailment- Manual HVAC Control | Interruptible Rider | Miscellaneous | % of Load | 1 | 2033 | 0.00021544
ENS | Base | C&I Curtailment | C&I Curtailment- Manual HVAC Control | Interruptible Rider | Retail Trade | % of Load | 1 | 2033 | 5.6185e-06
ENS | Base | C&I Curtailment | C&I Curtailment- Auto-DR HVAC Control | Interruptible Rider | Miscellaneous | % of Load | 1 | 2033 | 0.0014066
ENS | Base | C&I Curtailment | C&I Curtailment- Auto-DR HVAC Control | Interruptible Rider | Retail Trade | % of Load | 1 | 2033 | 3.6682e-05
ENS | Base | C&I Curtailment | C&I Curtailment- Standard Lighting Control | Interruptible Rider | Miscellaneous | % of Load | 1 | 2033 | 0.00011955
ENS | Base | C&I Curtailment | C&I Curtailment- Standard Lighting Control | Interruptible Rider | Retail Trade | % of Load | 1 | 2033 | 9.0059e-06
ENS | Base | C&I Curtailment | C&I Curtailment- Advanced Lighting Control | Interruptible Rider | Miscellaneous | % of Load | 1 | 2033 | 5.9776e-05
ENS | Base | C&I Curtailment | C&I Curtailment- Advanced Lighting Control | Interruptible Rider | Retail Trade | % of Load | 1 | 2033 | 4.503e-06
ENS | Base | C&I Curtailment | C&I Curtailment- Water Heating Control | Interruptible Rider | Miscellaneous | % of Load | 1 | 2033 | 1.2489e-05
ENS | Base | C&I Curtailment | C&I Curtailment- Water Heating Control | Interruptible Rider | Retail Trade | % of Load | 1 | 2033 | 1.6712e-06
ENS | Base | C&I Curtailment | C&I Curtailment- Other | Interruptible Rider | Miscellaneous | % of Load | 1 | 2033 | 0.00022423
ENS | Base | C&I Curtailment | C&I Curtailment- Other | Interruptible Rider | Retail Trade | % of Load | 1 | 2033 | 1.823e-05
ENS | Base | C&I Curtailment | C&I Curtailment- Industrial | Interruptible Rider | Manufacturing | % of Load | 1 | 2033 | 0.00036972
ENS | Base | Dynamic Pricing | Dynamic Pricing with enabling tech. | Small Commercial | Manufacturing | % of Load | 1 | 2033 | 3.0282e-05
ENS | Base | Dynamic Pricing | Dynamic Pricing with enabling tech. | Small Commercial | Miscellaneous | % of Load | 1 | 2033 | 0.00033299
ENS | Base | Dynamic Pricing | Dynamic Pricing with enabling tech. | Small Commercial | Offices | % of Load | 1 | 2033 | 0.00026909
ENS | Base | Dynamic Pricing | Dynamic Pricing with enabling tech. | Small Commercial | Retail Trade | % of Load | 1 | 2033 | 0.00060056
ENS | Base | Dynamic Pricing | Dynamic Pricing with enabling tech. | Small Commercial | Services | % of Load | 1 | 2033 | 0.00072239
ENS | Base | Dynamic Pricing | Dynamic Pricing w/o enabling tech. | Small Commercial | Manufacturing | % of Load | 1 | 2033 | 1.7885e-06
ENS | Base | Dynamic Pricing | Dynamic Pricing w/o enabling tech. | Small Commercial | Miscellaneous | % of Load | 1 | 2033 | 1.9667e-05
ENS | Base | Dynamic Pricing | Dynamic Pricing w/o enabling tech. | Small Commercial | Offices | % of Load | 1 | 2033 | 1.5893e-05
ENS | Base | Dynamic Pricing | Dynamic Pricing w/o enabling tech. | Small Commercial | Retail Trade | % of Load | 1 | 2033 | 3.5471e-05
ENS | Base | Dynamic Pricing | Dynamic Pricing w/o enabling tech. | Small Commercial | Services | % of Load | 1 | 2033 | 4.2666e-05
ENS | Base | Dynamic Pricing | Dynamic Pricing with enabling tech. | Large Commercial | Offices | % of Load | 1 | 2033 | 4.4725e-05
ENS | Base | Dynamic Pricing | Dynamic Pricing with enabling tech. | Large Commercial | Services | % of Load | 1 | 2033 | 0.0002933
ENS | Base | Dynamic Pricing | Dynamic Pricing w/o enabling tech. | Large Commercial | Offices | % of Load | 1 | 2033 | 1.6949e-05
ENS | Base | Dynamic Pricing | Dynamic Pricing w/o enabling tech. | Large Commercial | Services | % of Load | 1 | 2033 | 0.00011114
ENS | Base | Dynamic Pricing | Dynamic Pricing with enabling tech. | Small Industrial | Manufacturing | % of Load | 1 | 2033 | 5.1022e-05
ENS | Base | Dynamic Pricing | Dynamic Pricing with enabling tech. | Small Industrial | Miscellaneous | % of Load | 1 | 2033 | 7.2958e-05
ENS | Base | Dynamic Pricing | Dynamic Pricing with enabling tech. | Small Industrial | Offices | % of Load | 1 | 2033 | 4.5208e-06
ENS | Base | Dynamic Pricing | Dynamic Pricing with enabling tech. | Small Industrial | Retail Trade | % of Load | 1 | 2033 | 1.2612e-05
ENS | Base | Dynamic Pricing | Dynamic Pricing with enabling tech. | Small Industrial | Services | % of Load | 1 | 2033 | 1.5722e-05
ENS | Base | Dynamic Pricing | Dynamic Pricing w/o enabling tech. | Small Industrial | Manufacturing | % of Load | 1 | 2033 | 3.0135e-06
ENS | Base | Dynamic Pricing | Dynamic Pricing w/o enabling tech. | Small Industrial | Miscellaneous | % of Load | 1 | 2033 | 4.3091e-06
ENS | Base | Dynamic Pricing | Dynamic Pricing w/o enabling tech. | Small Industrial | Offices | % of Load | 1 | 2033 | 2.6701e-07
ENS | Base | Dynamic Pricing | Dynamic Pricing w/o enabling tech. | Small Industrial | Retail Trade | % of Load | 1 | 2033 | 7.4488e-07
ENS | Base | Dynamic Pricing | Dynamic Pricing w/o enabling tech. | Small Industrial | Services | % of Load | 1 | 2033 | 9.2857e-07
ENS | Base | Dynamic Pricing | Dynamic Pricing with enabling tech. | Large Industrial | Manufacturing | % of Load | 1 | 2033 | 0.00026144
ENS | Base | Dynamic Pricing | Dynamic Pricing with enabling tech. | Large Industrial | Miscellaneous | % of Load | 1 | 2033 | 0.00015408
ENS | Base | Dynamic Pricing | Dynamic Pricing with enabling tech. | Large Industrial | Offices | % of Load | 1 | 2033 | 1.1644e-05
ENS | Base | Dynamic Pricing | Dynamic Pricing with enabling tech. | Large Industrial | Retail Trade | % of Load | 1 | 2033 | 5.2893e-05
ENS | Base | Dynamic Pricing | Dynamic Pricing with enabling tech. | Large Industrial | Services | % of Load | 1 | 2033 | 2.9649e-05
ENS | Base | Dynamic Pricing | Dynamic Pricing w/o enabling tech. | Large Industrial | Manufacturing | % of Load | 1 | 2033 | 9.9072e-05
ENS | Base | Dynamic Pricing | Dynamic Pricing w/o enabling tech. | Large Industrial | Miscellaneous | % of Load | 1 | 2033 | 5.8387e-05
ENS | Base | Dynamic Pricing | Dynamic Pricing w/o enabling tech. | Large Industrial | Offices | % of Load | 1 | 2033 | 4.4123e-06
ENS | Base | Dynamic Pricing | Dynamic Pricing w/o enabling tech. | Large Industrial | Retail Trade | % of Load | 1 | 2033 | 2.0044e-05
ENS | Base | Dynamic Pricing | Dynamic Pricing w/o enabling tech. | Large Industrial | Services | % of Load | 1 | 2033 | 1.1235e-05
ENS | Base | Dynamic Pricing | Dynamic Pricing with enabling tech. | Interruptible Rider | Manufacturing | % of Load | 1 | 2033 | 6.1465e-05
ENS | Base | Dynamic Pricing | Dynamic Pricing with enabling tech. | Interruptible Rider | Miscellaneous | % of Load | 1 | 2033 | 0.00014539
ENS | Base | Dynamic Pricing | Dynamic Pricing with enabling tech. | Interruptible Rider | Retail Trade | % of Load | 1 | 2033 | 8.5544e-06
ENS | Base | Dynamic Pricing | Dynamic Pricing w/o enabling tech. | Interruptible Rider | Manufacturing | % of Load | 1 | 2033 | 2.3292e-05
ENS | Base | Dynamic Pricing | Dynamic Pricing w/o enabling tech. | Interruptible Rider | Miscellaneous | % of Load | 1 | 2033 | 5.5095e-05
ENS | Base | Dynamic Pricing | Dynamic Pricing w/o enabling tech. | Interruptible Rider | Retail Trade | % of Load | 1 | 2033 | 3.2417e-06
ENS | Base | Dynamic Pricing | Dynamic Pricing with enabling tech. | Residential | Residential Market Rate | % of Load | 1 | 2033 | 0.012142
ENS | Base | Dynamic Pricing | Dynamic Pricing w/o enabling tech. | Residential | Residential Market Rate | % of Load | 1 | 2033 | 0.0067901
ENS | Base | BTM Battery Control | BTM Battery Control | Small Commercial | Manufacturing | % of Load | 0 | 2033 | 3.0489e-05
ENS | Base | BTM Battery Control | BTM Battery Control | Small Commercial | Miscellaneous | % of Load | 0 | 2033 | 0.00022617
ENS | Base | BTM Battery Control | BTM Battery Control | Small Commercial | Offices | % of Load | 0 | 2033 | 7.7983e-05
ENS | Base | BTM Battery Control | BTM Battery Control | Small Commercial | Retail Trade | % of Load | 0 | 2033 | 0.00013608
ENS | Base | BTM Battery Control | BTM Battery Control | Small Commercial | Services | % of Load | 0 | 2033 | 0.00029621
ENS | Base | BTM Battery Control | BTM Battery Control | Large Commercial | Offices | % of Load | 0 | 2033 | 3.1309e-05
ENS | Base | BTM Battery Control | BTM Battery Control | Large Commercial | Services | % of Load | 0 | 2033 | 0.00016698
ENS | Base | BTM Battery Control | BTM Battery Control | Small Industrial | Manufacturing | % of Load | 0 | 2033 | 7.4388e-07
ENS | Base | BTM Battery Control | BTM Battery Control | Small Industrial | Miscellaneous | % of Load | 0 | 2033 | 4.8437e-06
ENS | Base | BTM Battery Control | BTM Battery Control | Small Industrial | Offices | % of Load | 0 | 2033 | 1.9189e-06
ENS | Base | BTM Battery Control | BTM Battery Control | Small Industrial | Retail Trade | % of Load | 0 | 2033 | 3.339e-06
ENS | Base | BTM Battery Control | BTM Battery Control | Small Industrial | Services | % of Load | 0 | 2033 | 7.2697e-06
ENS | Base | BTM Battery Control | BTM Battery Control | Large Industrial | Manufacturing | % of Load | 0 | 2033 | 2.0497e-05
ENS | Base | BTM Battery Control | BTM Battery Control | Large Industrial | Miscellaneous | % of Load | 0 | 2033 | 9.5034e-05
ENS | Base | BTM Battery Control | BTM Battery Control | Large Industrial | Offices | % of Load | 0 | 2033 | 1.118e-05
ENS | Base | BTM Battery Control | BTM Battery Control | Large Industrial | Retail Trade | % of Load | 0 | 2033 | 5.5902e-05
ENS | Base | BTM Battery Control | BTM Battery Control | Large Industrial | Services | % of Load | 0 | 2033 | 0.00012112
ENS | Base | BTM Battery Control | BTM Battery Control | Interruptible Rider | Manufacturing | % of Load | 0 | 2033 | 2.7399e-05
ENS | Base | BTM Battery Control | BTM Battery Control | Interruptible Rider | Miscellaneous | % of Load | 0 | 2033 | 7.3064e-05
ENS | Base | BTM Battery Control | BTM Battery Control | Interruptible Rider | Retail Trade | % of Load | 0 | 2033 | 0.0001096
ENS | Base | BTM Battery Control | BTM Battery Control | Residential | Residential LI | % of Load | 0 | 2033 | 0.00088026
ENS | Base | BTM Battery Control | BTM Battery Control | Residential | Residential Market Rate | % of Load | 0 | 2033 | 0.00548
ENS | Base | EV Charging Control | EV Charging Control | EV | EV | % of Load | 0 | 2033 | 0.0010355
ENS | Base | Behavioral DR | Behavioral DR | Residential | Residential LI | % of Load | 0 | 2033 | 0.00028265
ENS | Base | Behavioral DR | Behavioral DR | Residential | Residential Market Rate | % of Load | 0 | 2033 | 0.0016184
ENS | Base | DLC | DLC-Switch-Water Heating | Small Commercial | Miscellaneous | % of Load | 1 | 2034 | 2.7715e-05
ENS | Base | DLC | DLC-Switch-Water Heating | Small Commercial | Offices | % of Load | 1 | 2034 | 1.6408e-05
ENS | Base | DLC | DLC-Switch-Water Heating | Small Commercial | Retail Trade | % of Load | 1 | 2034 | 9.4997e-05
ENS | Base | DLC | DLC-Switch-Water Heating | Small Commercial | Services | % of Load | 1 | 2034 | 0.00011407
ENS | Base | DLC | DLC-Thermostat-HVAC | Small Commercial | Miscellaneous | % of Load | 1 | 2034 | 0.00015656
ENS | Base | DLC | DLC-Thermostat-HVAC | Small Commercial | Offices | % of Load | 1 | 2034 | 0.00025324
ENS | Base | DLC | DLC-Thermostat-HVAC | Small Commercial | Retail Trade | % of Load | 1 | 2034 | 0.00021812
ENS | Base | DLC | DLC-Thermostat-HVAC | Small Commercial | Services | % of Load | 1 | 2034 | 0.00026245
ENS | Base | DLC | DLC-Switch-Water Heating | Small Industrial | Miscellaneous | % of Load | 1 | 2034 | 6.839e-06
ENS | Base | DLC | DLC-Switch-Water Heating | Small Industrial | Offices | % of Load | 1 | 2034 | 2.6651e-07
ENS | Base | DLC | DLC-Switch-Water Heating | Small Industrial | Retail Trade | % of Load | 1 | 2034 | 1.8604e-06
ENS | Base | DLC | DLC-Switch-Water Heating | Small Industrial | Services | % of Load | 1 | 2034 | 2.3192e-06
ENS | Base | DLC | DLC-Thermostat-HVAC | Small Industrial | Miscellaneous | % of Load | 1 | 2034 | 4.2475e-05
ENS | Base | DLC | DLC-Thermostat-HVAC | Small Industrial | Offices | % of Load | 1 | 2034 | 4.3815e-06
ENS | Base | DLC | DLC-Thermostat-HVAC | Small Industrial | Retail Trade | % of Load | 1 | 2034 | 4.9645e-06
ENS | Base | DLC | DLC-Thermostat-HVAC | Small Industrial | Services | % of Load | 1 | 2034 | 6.1888e-06
ENS | Base | DLC | DLC-Switch-Water Heating | Residential | Residential LI | % of Load | 1 | 2034 | 0.0030726
ENS | Base | DLC | DLC-Switch-Water Heating | Residential | Residential Market Rate | % of Load | 1 | 2034 | 0.0094867
ENS | Base | DLC | DLC-Thermostat-Heat Pump | Residential | Residential LI | % of Load | 1 | 2034 | 0.00074239
ENS | Base | DLC | DLC-Thermostat-Heat Pump | Residential | Residential Market Rate | % of Load | 1 | 2034 | 0.0070172
ENS | Base | DLC | DLC-Thermostat-Electric Furnace | Residential | Residential LI | % of Load | 1 | 2034 | 0.0028673
ENS | Base | DLC | DLC-Thermostat-Electric Furnace | Residential | Residential Market Rate | % of Load | 1 | 2034 | 0.0022741
ENS | Base | C&I Curtailment | C&I Curtailment- Manual HVAC Control | Large Commercial | Offices | % of Load | 1 | 2034 | 1.8206e-05
ENS | Base | C&I Curtailment | C&I Curtailment- Manual HVAC Control | Large Commercial | Services | % of Load | 1 | 2034 | 3.1912e-05
ENS | Base | C&I Curtailment | C&I Curtailment- Auto-DR HVAC Control | Large Commercial | Offices | % of Load | 1 | 2034 | 0.00011886
ENS | Base | C&I Curtailment | C&I Curtailment- Auto-DR HVAC Control | Large Commercial | Services | % of Load | 1 | 2034 | 0.00020835
ENS | Base | C&I Curtailment | C&I Curtailment- Standard Lighting Control | Large Commercial | Offices | % of Load | 1 | 2034 | 6.1708e-06
ENS | Base | C&I Curtailment | C&I Curtailment- Standard Lighting Control | Large Commercial | Services | % of Load | 1 | 2034 | 4.4793e-05
ENS | Base | C&I Curtailment | C&I Curtailment- Advanced Lighting Control | Large Commercial | Offices | % of Load | 1 | 2034 | 3.0854e-06
ENS | Base | C&I Curtailment | C&I Curtailment- Advanced Lighting Control | Large Commercial | Services | % of Load | 1 | 2034 | 2.2396e-05
ENS | Base | C&I Curtailment | C&I Curtailment- Water Heating Control | Large Commercial | Offices | % of Load | 1 | 2034 | 1.0225e-06
ENS | Base | C&I Curtailment | C&I Curtailment- Water Heating Control | Large Commercial | Services | % of Load | 1 | 2034 | 1.1357e-05
ENS | Base | C&I Curtailment | C&I Curtailment- Other | Large Commercial | Offices | % of Load | 1 | 2034 | 1.6094e-05
ENS | Base | C&I Curtailment | C&I Curtailment- Other | Large Commercial | Services | % of Load | 1 | 2034 | 0.00011127
ENS | Base | C&I Curtailment | C&I Curtailment- Manual HVAC Control | Large Industrial | Miscellaneous | % of Load | 1 | 2034 | 6.929e-06
ENS | Base | C&I Curtailment | C&I Curtailment- Manual HVAC Control | Large Industrial | Offices | % of Load | 1 | 2034 | 4.7693e-06
ENS | Base | C&I Curtailment | C&I Curtailment- Manual HVAC Control | Large Industrial | Retail Trade | % of Load | 1 | 2034 | 1.1288e-05
ENS | Base | C&I Curtailment | C&I Curtailment- Manual HVAC Control | Large Industrial | Services | % of Load | 1 | 2034 | 3.3498e-06
ENS | Base | C&I Curtailment | C&I Curtailment- Auto-DR HVAC Control | Large Industrial | Miscellaneous | % of Load | 1 | 2034 | 4.5239e-05
ENS | Base | C&I Curtailment | C&I Curtailment- Auto-DR HVAC Control | Large Industrial | Offices | % of Load | 1 | 2034 | 3.1138e-05
ENS | Base | C&I Curtailment | C&I Curtailment- Auto-DR HVAC Control | Large Industrial | Retail Trade | % of Load | 1 | 2034 | 7.3698e-05
ENS | Base | C&I Curtailment | C&I Curtailment- Auto-DR HVAC Control | Large Industrial | Services | % of Load | 1 | 2034 | 2.1871e-05
ENS | Base | C&I Curtailment | C&I Curtailment- Standard Lighting Control | Large Industrial | Miscellaneous | % of Load | 1 | 2034 | 1.0972e-05
ENS | Base | C&I Curtailment | C&I Curtailment- Standard Lighting Control | Large Industrial | Offices | % of Load | 1 | 2034 | 2.0679e-06
ENS | Base | C&I Curtailment | C&I Curtailment- Standard Lighting Control | Large Industrial | Retail Trade | % of Load | 1 | 2034 | 1.5844e-05
ENS | Base | C&I Curtailment | C&I Curtailment- Standard Lighting Control | Large Industrial | Services | % of Load | 1 | 2034 | 4.7019e-06
ENS | Base | C&I Curtailment | C&I Curtailment- Advanced Lighting Control | Large Industrial | Miscellaneous | % of Load | 1 | 2034 | 5.4861e-06
ENS | Base | C&I Curtailment | C&I Curtailment- Advanced Lighting Control | Large Industrial | Offices | % of Load | 1 | 2034 | 1.034e-06
ENS | Base | C&I Curtailment | C&I Curtailment- Advanced Lighting Control | Large Industrial | Retail Trade | % of Load | 1 | 2034 | 7.922e-06
ENS | Base | C&I Curtailment | C&I Curtailment- Advanced Lighting Control | Large Industrial | Services | % of Load | 1 | 2034 | 2.3509e-06
ENS | Base | C&I Curtailment | C&I Curtailment- Water Heating Control | Large Industrial | Miscellaneous | % of Load | 1 | 2034 | 7.5175e-07
ENS | Base | C&I Curtailment | C&I Curtailment- Water Heating Control | Large Industrial | Offices | % of Load | 1 | 2034 | 2.3325e-07
ENS | Base | C&I Curtailment | C&I Curtailment- Water Heating Control | Large Industrial | Retail Trade | % of Load | 1 | 2034 | 4.0174e-06
ENS | Base | C&I Curtailment | C&I Curtailment- Water Heating Control | Large Industrial | Services | % of Load | 1 | 2034 | 1.1922e-06
ENS | Base | C&I Curtailment | C&I Curtailment- Other | Large Industrial | Miscellaneous | % of Load | 1 | 2034 | 1.5921e-05
ENS | Base | C&I Curtailment | C&I Curtailment- Other | Large Industrial | Offices | % of Load | 1 | 2034 | 4.4584e-06
ENS | Base | C&I Curtailment | C&I Curtailment- Other | Large Industrial | Retail Trade | % of Load | 1 | 2034 | 3.9359e-05
ENS | Base | C&I Curtailment | C&I Curtailment- Other | Large Industrial | Services | % of Load | 1 | 2034 | 1.168e-05
ENS | Base | C&I Curtailment | C&I Curtailment- Industrial | Large Industrial | Manufacturing | % of Load | 1 | 2034 | 0.00052923
ENS | Base | C&I Curtailment | C&I Curtailment- Manual HVAC Control | Interruptible Rider | Miscellaneous | % of Load | 1 | 2034 | 0.00021909
ENS | Base | C&I Curtailment | C&I Curtailment- Manual HVAC Control | Interruptible Rider | Retail Trade | % of Load | 1 | 2034 | 5.6466e-06
ENS | Base | C&I Curtailment | C&I Curtailment- Auto-DR HVAC Control | Interruptible Rider | Miscellaneous | % of Load | 1 | 2034 | 0.0014304
ENS | Base | C&I Curtailment | C&I Curtailment- Auto-DR HVAC Control | Interruptible Rider | Retail Trade | % of Load | 1 | 2034 | 3.6866e-05
ENS | Base | C&I Curtailment | C&I Curtailment- Standard Lighting Control | Interruptible Rider | Miscellaneous | % of Load | 1 | 2034 | 0.00011883
ENS | Base | C&I Curtailment | C&I Curtailment- Standard Lighting Control | Interruptible Rider | Retail Trade | % of Load | 1 | 2034 | 9.0093e-06
ENS | Base | C&I Curtailment | C&I Curtailment- Advanced Lighting Control | Interruptible Rider | Miscellaneous | % of Load | 1 | 2034 | 5.9416e-05
ENS | Base | C&I Curtailment | C&I Curtailment- Advanced Lighting Control | Interruptible Rider | Retail Trade | % of Load | 1 | 2034 | 4.5047e-06
ENS | Base | C&I Curtailment | C&I Curtailment- Water Heating Control | Interruptible Rider | Miscellaneous | % of Load | 1 | 2034 | 1.2759e-05
ENS | Base | C&I Curtailment | C&I Curtailment- Water Heating Control | Interruptible Rider | Retail Trade | % of Load | 1 | 2034 | 1.7114e-06
ENS | Base | C&I Curtailment | C&I Curtailment- Other | Interruptible Rider | Miscellaneous | % of Load | 1 | 2034 | 0.00022869
ENS | Base | C&I Curtailment | C&I Curtailment- Other | Interruptible Rider | Retail Trade | % of Load | 1 | 2034 | 1.8624e-05
ENS | Base | C&I Curtailment | C&I Curtailment- Industrial | Interruptible Rider | Manufacturing | % of Load | 1 | 2034 | 0.0003704
ENS | Base | Dynamic Pricing | Dynamic Pricing with enabling tech. | Small Commercial | Manufacturing | % of Load | 1 | 2034 | 2.931e-05
ENS | Base | Dynamic Pricing | Dynamic Pricing with enabling tech. | Small Commercial | Miscellaneous | % of Load | 1 | 2034 | 0.00032628
ENS | Base | Dynamic Pricing | Dynamic Pricing with enabling tech. | Small Commercial | Offices | % of Load | 1 | 2034 | 0.00026349
ENS | Base | Dynamic Pricing | Dynamic Pricing with enabling tech. | Small Commercial | Retail Trade | % of Load | 1 | 2034 | 0.00058453
ENS | Base | Dynamic Pricing | Dynamic Pricing with enabling tech. | Small Commercial | Services | % of Load | 1 | 2034 | 0.00070304
ENS | Base | Dynamic Pricing | Dynamic Pricing w/o enabling tech. | Small Commercial | Manufacturing | % of Load | 1 | 2034 | 1.7311e-06
ENS | Base | Dynamic Pricing | Dynamic Pricing w/o enabling tech. | Small Commercial | Miscellaneous | % of Load | 1 | 2034 | 1.9271e-05
ENS | Base | Dynamic Pricing | Dynamic Pricing w/o enabling tech. | Small Commercial | Offices | % of Load | 1 | 2034 | 1.5562e-05
ENS | Base | Dynamic Pricing | Dynamic Pricing w/o enabling tech. | Small Commercial | Retail Trade | % of Load | 1 | 2034 | 3.4524e-05
ENS | Base | Dynamic Pricing | Dynamic Pricing w/o enabling tech. | Small Commercial | Services | % of Load | 1 | 2034 | 4.1523e-05
ENS | Base | Dynamic Pricing | Dynamic Pricing with enabling tech. | Large Commercial | Offices | % of Load | 1 | 2034 | 4.3853e-05
ENS | Base | Dynamic Pricing | Dynamic Pricing with enabling tech. | Large Commercial | Services | % of Load | 1 | 2034 | 0.00028719
ENS | Base | Dynamic Pricing | Dynamic Pricing w/o enabling tech. | Large Commercial | Offices | % of Load | 1 | 2034 | 1.6618e-05
ENS | Base | Dynamic Pricing | Dynamic Pricing w/o enabling tech. | Large Commercial | Services | % of Load | 1 | 2034 | 0.00010883
ENS | Base | Dynamic Pricing | Dynamic Pricing with enabling tech. | Small Industrial | Manufacturing | % of Load | 1 | 2034 | 5.1548e-05
ENS | Base | Dynamic Pricing | Dynamic Pricing with enabling tech. | Small Industrial | Miscellaneous | % of Load | 1 | 2034 | 7.4607e-05
ENS | Base | Dynamic Pricing | Dynamic Pricing with enabling tech. | Small Industrial | Offices | % of Load | 1 | 2034 | 4.6365e-06
ENS | Base | Dynamic Pricing | Dynamic Pricing with enabling tech. | Small Industrial | Retail Trade | % of Load | 1 | 2034 | 1.2929e-05
ENS | Base | Dynamic Pricing | Dynamic Pricing with enabling tech. | Small Industrial | Services | % of Load | 1 | 2034 | 1.6117e-05
ENS | Base | Dynamic Pricing | Dynamic Pricing w/o enabling tech. | Small Industrial | Manufacturing | % of Load | 1 | 2034 | 3.0446e-06
ENS | Base | Dynamic Pricing | Dynamic Pricing w/o enabling tech. | Small Industrial | Miscellaneous | % of Load | 1 | 2034 | 4.4064e-06
ENS | Base | Dynamic Pricing | Dynamic Pricing w/o enabling tech. | Small Industrial | Offices | % of Load | 1 | 2034 | 2.7384e-07
ENS | Base | Dynamic Pricing | Dynamic Pricing w/o enabling tech. | Small Industrial | Retail Trade | % of Load | 1 | 2034 | 7.6361e-07
ENS | Base | Dynamic Pricing | Dynamic Pricing w/o enabling tech. | Small Industrial | Services | % of Load | 1 | 2034 | 9.5192e-07
ENS | Base | Dynamic Pricing | Dynamic Pricing with enabling tech. | Large Industrial | Manufacturing | % of Load | 1 | 2034 | 0.00026395
ENS | Base | Dynamic Pricing | Dynamic Pricing with enabling tech. | Large Industrial | Miscellaneous | % of Load | 1 | 2034 | 0.0001571
ENS | Base | Dynamic Pricing | Dynamic Pricing with enabling tech. | Large Industrial | Offices | % of Load | 1 | 2034 | 1.1972e-05
ENS | Base | Dynamic Pricing | Dynamic Pricing with enabling tech. | Large Industrial | Retail Trade | % of Load | 1 | 2034 | 5.378e-05
ENS | Base | Dynamic Pricing | Dynamic Pricing with enabling tech. | Large Industrial | Services | % of Load | 1 | 2034 | 3.0146e-05
ENS | Base | Dynamic Pricing | Dynamic Pricing w/o enabling tech. | Large Industrial | Manufacturing | % of Load | 1 | 2034 | 0.00010002
ENS | Base | Dynamic Pricing | Dynamic Pricing w/o enabling tech. | Large Industrial | Miscellaneous | % of Load | 1 | 2034 | 5.9532e-05
ENS | Base | Dynamic Pricing | Dynamic Pricing w/o enabling tech. | Large Industrial | Offices | % of Load | 1 | 2034 | 4.5366e-06
ENS | Base | Dynamic Pricing | Dynamic Pricing w/o enabling tech. | Large Industrial | Retail Trade | % of Load | 1 | 2034 | 2.038e-05
ENS | Base | Dynamic Pricing | Dynamic Pricing w/o enabling tech. | Large Industrial | Services | % of Load | 1 | 2034 | 1.1424e-05
ENS | Base | Dynamic Pricing | Dynamic Pricing with enabling tech. | Interruptible Rider | Manufacturing | % of Load | 1 | 2034 | 6.158e-05
ENS | Base | Dynamic Pricing | Dynamic Pricing with enabling tech. | Interruptible Rider | Miscellaneous | % of Load | 1 | 2034 | 0.00014781
ENS | Base | Dynamic Pricing | Dynamic Pricing with enabling tech. | Interruptible Rider | Retail Trade | % of Load | 1 | 2034 | 8.6961e-06
ENS | Base | Dynamic Pricing | Dynamic Pricing w/o enabling tech. | Interruptible Rider | Manufacturing | % of Load | 1 | 2034 | 2.3335e-05
ENS | Base | Dynamic Pricing | Dynamic Pricing w/o enabling tech. | Interruptible Rider | Miscellaneous | % of Load | 1 | 2034 | 5.6013e-05
ENS | Base | Dynamic Pricing | Dynamic Pricing w/o enabling tech. | Interruptible Rider | Retail Trade | % of Load | 1 | 2034 | 3.2954e-06
ENS | Base | Dynamic Pricing | Dynamic Pricing with enabling tech. | Residential | Residential Market Rate | % of Load | 1 | 2034 | 0.012217
ENS | Base | Dynamic Pricing | Dynamic Pricing w/o enabling tech. | Residential | Residential Market Rate | % of Load | 1 | 2034 | 0.006832
ENS | Base | BTM Battery Control | BTM Battery Control | Small Commercial | Manufacturing | % of Load | 0 | 2034 | 3.1385e-05
ENS | Base | BTM Battery Control | BTM Battery Control | Small Commercial | Miscellaneous | % of Load | 0 | 2034 | 0.00023294
ENS | Base | BTM Battery Control | BTM Battery Control | Small Commercial | Offices | % of Load | 0 | 2034 | 8.0276e-05
ENS | Base | BTM Battery Control | BTM Battery Control | Small Commercial | Retail Trade | % of Load | 0 | 2034 | 0.00014006
ENS | Base | BTM Battery Control | BTM Battery Control | Small Commercial | Services | % of Load | 0 | 2034 | 0.0003049
ENS | Base | BTM Battery Control | BTM Battery Control | Large Commercial | Offices | % of Load | 0 | 2034 | 3.2229e-05
ENS | Base | BTM Battery Control | BTM Battery Control | Large Commercial | Services | % of Load | 0 | 2034 | 0.00017189
ENS | Base | BTM Battery Control | BTM Battery Control | Small Industrial | Manufacturing | % of Load | 0 | 2034 | 7.6575e-07
ENS | Base | BTM Battery Control | BTM Battery Control | Small Industrial | Miscellaneous | % of Load | 0 | 2034 | 4.9861e-06
ENS | Base | BTM Battery Control | BTM Battery Control | Small Industrial | Offices | % of Load | 0 | 2034 | 1.9753e-06
ENS | Base | BTM Battery Control | BTM Battery Control | Small Industrial | Retail Trade | % of Load | 0 | 2034 | 3.4372e-06
ENS | Base | BTM Battery Control | BTM Battery Control | Small Industrial | Services | % of Load | 0 | 2034 | 7.4748e-06
ENS | Base | BTM Battery Control | BTM Battery Control | Large Industrial | Manufacturing | % of Load | 0 | 2034 | 2.11e-05
ENS | Base | BTM Battery Control | BTM Battery Control | Large Industrial | Miscellaneous | % of Load | 0 | 2034 | 9.7829e-05
ENS | Base | BTM Battery Control | BTM Battery Control | Large Industrial | Offices | % of Load | 0 | 2034 | 1.1509e-05
ENS | Base | BTM Battery Control | BTM Battery Control | Large Industrial | Retail Trade | % of Load | 0 | 2034 | 5.7546e-05
ENS | Base | BTM Battery Control | BTM Battery Control | Large Industrial | Services | % of Load | 0 | 2034 | 0.00012468
ENS | Base | BTM Battery Control | BTM Battery Control | Interruptible Rider | Manufacturing | % of Load | 0 | 2034 | 2.8205e-05
ENS | Base | BTM Battery Control | BTM Battery Control | Interruptible Rider | Miscellaneous | % of Load | 0 | 2034 | 7.5212e-05
ENS | Base | BTM Battery Control | BTM Battery Control | Interruptible Rider | Retail Trade | % of Load | 0 | 2034 | 0.00011282
ENS | Base | BTM Battery Control | BTM Battery Control | Residential | Residential LI | % of Load | 0 | 2034 | 0.0009106
ENS | Base | BTM Battery Control | BTM Battery Control | Residential | Residential Market Rate | % of Load | 0 | 2034 | 0.0056689
ENS | Base | EV Charging Control | EV Charging Control | EV | EV | % of Load | 0 | 2034 | 0.0012255
ENS | Base | Behavioral DR | Behavioral DR | Residential | Residential LI | % of Load | 0 | 2034 | 0.00028369
ENS | Base | Behavioral DR | Behavioral DR | Residential | Residential Market Rate | % of Load | 0 | 2034 | 0.0016284
ENS | Base | DLC | DLC-Switch-Water Heating | Small Commercial | Miscellaneous | % of Load | 1 | 2035 | 2.7533e-05
ENS | Base | DLC | DLC-Switch-Water Heating | Small Commercial | Offices | % of Load | 1 | 2035 | 1.622e-05
ENS | Base | DLC | DLC-Switch-Water Heating | Small Commercial | Retail Trade | % of Load | 1 | 2035 | 9.4184e-05
ENS | Base | DLC | DLC-Switch-Water Heating | Small Commercial | Services | % of Load | 1 | 2035 | 0.00011306
ENS | Base | DLC | DLC-Thermostat-HVAC | Small Commercial | Miscellaneous | % of Load | 1 | 2035 | 0.00015146
ENS | Base | DLC | DLC-Thermostat-HVAC | Small Commercial | Offices | % of Load | 1 | 2035 | 0.00024788
ENS | Base | DLC | DLC-Thermostat-HVAC | Small Commercial | Retail Trade | % of Load | 1 | 2035 | 0.00020721
ENS | Base | DLC | DLC-Thermostat-HVAC | Small Commercial | Services | % of Load | 1 | 2035 | 0.00024934
ENS | Base | DLC | DLC-Switch-Water Heating | Small Industrial | Miscellaneous | % of Load | 1 | 2035 | 7.0533e-06
ENS | Base | DLC | DLC-Switch-Water Heating | Small Industrial | Offices | % of Load | 1 | 2035 | 2.7401e-07
ENS | Base | DLC | DLC-Switch-Water Heating | Small Industrial | Retail Trade | % of Load | 1 | 2035 | 1.9194e-06
ENS | Base | DLC | DLC-Switch-Water Heating | Small Industrial | Services | % of Load | 1 | 2035 | 2.3928e-06
ENS | Base | DLC | DLC-Thermostat-HVAC | Small Industrial | Miscellaneous | % of Load | 1 | 2035 | 4.3142e-05
ENS | Base | DLC | DLC-Thermostat-HVAC | Small Industrial | Offices | % of Load | 1 | 2035 | 4.4912e-06
ENS | Base | DLC | DLC-Thermostat-HVAC | Small Industrial | Retail Trade | % of Load | 1 | 2035 | 5.0235e-06
ENS | Base | DLC | DLC-Thermostat-HVAC | Small Industrial | Services | % of Load | 1 | 2035 | 6.2623e-06
ENS | Base | DLC | DLC-Switch-Water Heating | Residential | Residential LI | % of Load | 1 | 2035 | 0.0031094
ENS | Base | DLC | DLC-Switch-Water Heating | Residential | Residential Market Rate | % of Load | 1 | 2035 | 0.0095949
ENS | Base | DLC | DLC-Thermostat-Heat Pump | Residential | Residential LI | % of Load | 1 | 2035 | 0.00082655
ENS | Base | DLC | DLC-Thermostat-Heat Pump | Residential | Residential Market Rate | % of Load | 1 | 2035 | 0.0073983
ENS | Base | DLC | DLC-Thermostat-Electric Furnace | Residential | Residential LI | % of Load | 1 | 2035 | 0.0028732
ENS | Base | DLC | DLC-Thermostat-Electric Furnace | Residential | Residential Market Rate | % of Load | 1 | 2035 | 0.002124
ENS | Base | C&I Curtailment | C&I Curtailment- Manual HVAC Control | Large Commercial | Offices | % of Load | 1 | 2035 | 1.7872e-05
ENS | Base | C&I Curtailment | C&I Curtailment- Manual HVAC Control | Large Commercial | Services | % of Load | 1 | 2035 | 3.0473e-05
ENS | Base | C&I Curtailment | C&I Curtailment- Auto-DR HVAC Control | Large Commercial | Offices | % of Load | 1 | 2035 | 0.00011668
ENS | Base | C&I Curtailment | C&I Curtailment- Auto-DR HVAC Control | Large Commercial | Services | % of Load | 1 | 2035 | 0.00019895
ENS | Base | C&I Curtailment | C&I Curtailment- Standard Lighting Control | Large Commercial | Offices | % of Load | 1 | 2035 | 5.6344e-06
ENS | Base | C&I Curtailment | C&I Curtailment- Standard Lighting Control | Large Commercial | Services | % of Load | 1 | 2035 | 4.1876e-05
ENS | Base | C&I Curtailment | C&I Curtailment- Advanced Lighting Control | Large Commercial | Offices | % of Load | 1 | 2035 | 2.8172e-06
ENS | Base | C&I Curtailment | C&I Curtailment- Advanced Lighting Control | Large Commercial | Services | % of Load | 1 | 2035 | 2.0938e-05
ENS | Base | C&I Curtailment | C&I Curtailment- Water Heating Control | Large Commercial | Offices | % of Load | 1 | 2035 | 1.0205e-06
ENS | Base | C&I Curtailment | C&I Curtailment- Water Heating Control | Large Commercial | Services | % of Load | 1 | 2035 | 1.1335e-05
ENS | Base | C&I Curtailment | C&I Curtailment- Other | Large Commercial | Offices | % of Load | 1 | 2035 | 1.5771e-05
ENS | Base | C&I Curtailment | C&I Curtailment- Other | Large Commercial | Services | % of Load | 1 | 2035 | 0.0001096
ENS | Base | C&I Curtailment | C&I Curtailment- Manual HVAC Control | Large Industrial | Miscellaneous | % of Load | 1 | 2035 | 6.9973e-06
ENS | Base | C&I Curtailment | C&I Curtailment- Manual HVAC Control | Large Industrial | Offices | % of Load | 1 | 2035 | 4.9019e-06
ENS | Base | C&I Curtailment | C&I Curtailment- Manual HVAC Control | Large Industrial | Retail Trade | % of Load | 1 | 2035 | 1.1211e-05
ENS | Base | C&I Curtailment | C&I Curtailment- Manual HVAC Control | Large Industrial | Services | % of Load | 1 | 2035 | 3.3269e-06
ENS | Base | C&I Curtailment | C&I Curtailment- Auto-DR HVAC Control | Large Industrial | Miscellaneous | % of Load | 1 | 2035 | 4.5684e-05
ENS | Base | C&I Curtailment | C&I Curtailment- Auto-DR HVAC Control | Large Industrial | Offices | % of Load | 1 | 2035 | 3.2004e-05
ENS | Base | C&I Curtailment | C&I Curtailment- Auto-DR HVAC Control | Large Industrial | Retail Trade | % of Load | 1 | 2035 | 7.3193e-05
ENS | Base | C&I Curtailment | C&I Curtailment- Auto-DR HVAC Control | Large Industrial | Services | % of Load | 1 | 2035 | 2.1721e-05
ENS | Base | C&I Curtailment | C&I Curtailment- Standard Lighting Control | Large Industrial | Miscellaneous | % of Load | 1 | 2035 | 1.101e-05
ENS | Base | C&I Curtailment | C&I Curtailment- Standard Lighting Control | Large Industrial | Offices | % of Load | 1 | 2035 | 2.0681e-06
ENS | Base | C&I Curtailment | C&I Curtailment- Standard Lighting Control | Large Industrial | Retail Trade | % of Load | 1 | 2035 | 1.5406e-05
ENS | Base | C&I Curtailment | C&I Curtailment- Standard Lighting Control | Large Industrial | Services | % of Load | 1 | 2035 | 4.5718e-06
ENS | Base | C&I Curtailment | C&I Curtailment- Advanced Lighting Control | Large Industrial | Miscellaneous | % of Load | 1 | 2035 | 5.505e-06
ENS | Base | C&I Curtailment | C&I Curtailment- Advanced Lighting Control | Large Industrial | Offices | % of Load | 1 | 2035 | 1.0341e-06
ENS | Base | C&I Curtailment | C&I Curtailment- Advanced Lighting Control | Large Industrial | Retail Trade | % of Load | 1 | 2035 | 7.7028e-06
ENS | Base | C&I Curtailment | C&I Curtailment- Advanced Lighting Control | Large Industrial | Services | % of Load | 1 | 2035 | 2.2859e-06
ENS | Base | C&I Curtailment | C&I Curtailment- Water Heating Control | Large Industrial | Miscellaneous | % of Load | 1 | 2035 | 7.7477e-07
ENS | Base | C&I Curtailment | C&I Curtailment- Water Heating Control | Large Industrial | Offices | % of Load | 1 | 2035 | 2.4049e-07
ENS | Base | C&I Curtailment | C&I Curtailment- Water Heating Control | Large Industrial | Retail Trade | % of Load | 1 | 2035 | 4.1701e-06
ENS | Base | C&I Curtailment | C&I Curtailment- Water Heating Control | Large Industrial | Services | % of Load | 1 | 2035 | 1.2375e-06
ENS | Base | C&I Curtailment | C&I Curtailment- Other | Large Industrial | Miscellaneous | % of Load | 1 | 2035 | 1.631e-05
ENS | Base | C&I Curtailment | C&I Curtailment- Other | Large Industrial | Offices | % of Load | 1 | 2035 | 4.5978e-06
ENS | Base | C&I Curtailment | C&I Curtailment- Other | Large Industrial | Retail Trade | % of Load | 1 | 2035 | 4.0322e-05
ENS | Base | C&I Curtailment | C&I Curtailment- Other | Large Industrial | Services | % of Load | 1 | 2035 | 1.1966e-05
ENS | Base | C&I Curtailment | C&I Curtailment- Industrial | Large Industrial | Manufacturing | % of Load | 1 | 2035 | 0.00053351
ENS | Base | C&I Curtailment | C&I Curtailment- Manual HVAC Control | Interruptible Rider | Miscellaneous | % of Load | 1 | 2035 | 0.00022268
ENS | Base | C&I Curtailment | C&I Curtailment- Manual HVAC Control | Interruptible Rider | Retail Trade | % of Load | 1 | 2035 | 5.6676e-06
ENS | Base | C&I Curtailment | C&I Curtailment- Auto-DR HVAC Control | Interruptible Rider | Miscellaneous | % of Load | 1 | 2035 | 0.0014538
ENS | Base | C&I Curtailment | C&I Curtailment- Auto-DR HVAC Control | Interruptible Rider | Retail Trade | % of Load | 1 | 2035 | 3.7003e-05
ENS | Base | C&I Curtailment | C&I Curtailment- Standard Lighting Control | Interruptible Rider | Miscellaneous | % of Load | 1 | 2035 | 0.00011811
ENS | Base | C&I Curtailment | C&I Curtailment- Standard Lighting Control | Interruptible Rider | Retail Trade | % of Load | 1 | 2035 | 9.0134e-06
ENS | Base | C&I Curtailment | C&I Curtailment- Advanced Lighting Control | Interruptible Rider | Miscellaneous | % of Load | 1 | 2035 | 5.9053e-05
ENS | Base | C&I Curtailment | C&I Curtailment- Advanced Lighting Control | Interruptible Rider | Retail Trade | % of Load | 1 | 2035 | 4.5067e-06
ENS | Base | C&I Curtailment | C&I Curtailment- Water Heating Control | Interruptible Rider | Miscellaneous | % of Load | 1 | 2035 | 1.302e-05
ENS | Base | C&I Curtailment | C&I Curtailment- Water Heating Control | Interruptible Rider | Retail Trade | % of Load | 1 | 2035 | 1.7514e-06
ENS | Base | C&I Curtailment | C&I Curtailment- Other | Interruptible Rider | Miscellaneous | % of Load | 1 | 2035 | 0.00023314
ENS | Base | C&I Curtailment | C&I Curtailment- Other | Interruptible Rider | Retail Trade | % of Load | 1 | 2035 | 1.9022e-05
ENS | Base | C&I Curtailment | C&I Curtailment- Industrial | Interruptible Rider | Manufacturing | % of Load | 1 | 2035 | 0.00037049
ENS | Base | Dynamic Pricing | Dynamic Pricing with enabling tech. | Small Commercial | Manufacturing | % of Load | 1 | 2035 | 2.8285e-05
ENS | Base | Dynamic Pricing | Dynamic Pricing with enabling tech. | Small Commercial | Miscellaneous | % of Load | 1 | 2035 | 0.00031901
ENS | Base | Dynamic Pricing | Dynamic Pricing with enabling tech. | Small Commercial | Offices | % of Load | 1 | 2035 | 0.00025738
ENS | Base | Dynamic Pricing | Dynamic Pricing with enabling tech. | Small Commercial | Retail Trade | % of Load | 1 | 2035 | 0.00056713
ENS | Base | Dynamic Pricing | Dynamic Pricing with enabling tech. | Small Commercial | Services | % of Load | 1 | 2035 | 0.00068206
ENS | Base | Dynamic Pricing | Dynamic Pricing w/o enabling tech. | Small Commercial | Manufacturing | % of Load | 1 | 2035 | 1.6706e-06
ENS | Base | Dynamic Pricing | Dynamic Pricing w/o enabling tech. | Small Commercial | Miscellaneous | % of Load | 1 | 2035 | 1.8841e-05
ENS | Base | Dynamic Pricing | Dynamic Pricing w/o enabling tech. | Small Commercial | Offices | % of Load | 1 | 2035 | 1.5201e-05
ENS | Base | Dynamic Pricing | Dynamic Pricing w/o enabling tech. | Small Commercial | Retail Trade | % of Load | 1 | 2035 | 3.3496e-05
ENS | Base | Dynamic Pricing | Dynamic Pricing w/o enabling tech. | Small Commercial | Services | % of Load | 1 | 2035 | 4.0284e-05
ENS | Base | Dynamic Pricing | Dynamic Pricing with enabling tech. | Large Commercial | Offices | % of Load | 1 | 2035 | 4.2856e-05
ENS | Base | Dynamic Pricing | Dynamic Pricing with enabling tech. | Large Commercial | Services | % of Load | 1 | 2035 | 0.00028025
ENS | Base | Dynamic Pricing | Dynamic Pricing w/o enabling tech. | Large Commercial | Offices | % of Load | 1 | 2035 | 1.624e-05
ENS | Base | Dynamic Pricing | Dynamic Pricing w/o enabling tech. | Large Commercial | Services | % of Load | 1 | 2035 | 0.0001062
ENS | Base | Dynamic Pricing | Dynamic Pricing with enabling tech. | Small Industrial | Manufacturing | % of Load | 1 | 2035 | 5.198e-05
ENS | Base | Dynamic Pricing | Dynamic Pricing with enabling tech. | Small Industrial | Miscellaneous | % of Load | 1 | 2035 | 7.6223e-05
ENS | Base | Dynamic Pricing | Dynamic Pricing with enabling tech. | Small Industrial | Offices | % of Load | 1 | 2035 | 4.752e-06
ENS | Base | Dynamic Pricing | Dynamic Pricing with enabling tech. | Small Industrial | Retail Trade | % of Load | 1 | 2035 | 1.3245e-05
ENS | Base | Dynamic Pricing | Dynamic Pricing with enabling tech. | Small Industrial | Services | % of Load | 1 | 2035 | 1.6511e-05
ENS | Base | Dynamic Pricing | Dynamic Pricing w/o enabling tech. | Small Industrial | Manufacturing | % of Load | 1 | 2035 | 3.0701e-06
ENS | Base | Dynamic Pricing | Dynamic Pricing w/o enabling tech. | Small Industrial | Miscellaneous | % of Load | 1 | 2035 | 4.5019e-06
ENS | Base | Dynamic Pricing | Dynamic Pricing w/o enabling tech. | Small Industrial | Offices | % of Load | 1 | 2035 | 2.8066e-07
ENS | Base | Dynamic Pricing | Dynamic Pricing w/o enabling tech. | Small Industrial | Retail Trade | % of Load | 1 | 2035 | 7.8229e-07
ENS | Base | Dynamic Pricing | Dynamic Pricing w/o enabling tech. | Small Industrial | Services | % of Load | 1 | 2035 | 9.7521e-07
ENS | Base | Dynamic Pricing | Dynamic Pricing with enabling tech. | Large Industrial | Manufacturing | % of Load | 1 | 2035 | 0.00026609
ENS | Base | Dynamic Pricing | Dynamic Pricing with enabling tech. | Large Industrial | Miscellaneous | % of Load | 1 | 2035 | 0.00016001
ENS | Base | Dynamic Pricing | Dynamic Pricing with enabling tech. | Large Industrial | Offices | % of Load | 1 | 2035 | 1.2304e-05
ENS | Base | Dynamic Pricing | Dynamic Pricing with enabling tech. | Large Industrial | Retail Trade | % of Load | 1 | 2035 | 5.4583e-05
ENS | Base | Dynamic Pricing | Dynamic Pricing with enabling tech. | Large Industrial | Services | % of Load | 1 | 2035 | 3.0596e-05
ENS | Base | Dynamic Pricing | Dynamic Pricing w/o enabling tech. | Large Industrial | Manufacturing | % of Load | 1 | 2035 | 0.00010083
ENS | Base | Dynamic Pricing | Dynamic Pricing w/o enabling tech. | Large Industrial | Miscellaneous | % of Load | 1 | 2035 | 6.0634e-05
ENS | Base | Dynamic Pricing | Dynamic Pricing w/o enabling tech. | Large Industrial | Offices | % of Load | 1 | 2035 | 4.6624e-06
ENS | Base | Dynamic Pricing | Dynamic Pricing w/o enabling tech. | Large Industrial | Retail Trade | % of Load | 1 | 2035 | 2.0684e-05
ENS | Base | Dynamic Pricing | Dynamic Pricing w/o enabling tech. | Large Industrial | Services | % of Load | 1 | 2035 | 1.1594e-05
ENS | Base | Dynamic Pricing | Dynamic Pricing with enabling tech. | Interruptible Rider | Manufacturing | % of Load | 1 | 2035 | 6.1595e-05
ENS | Base | Dynamic Pricing | Dynamic Pricing with enabling tech. | Interruptible Rider | Miscellaneous | % of Load | 1 | 2035 | 0.00015022
ENS | Base | Dynamic Pricing | Dynamic Pricing with enabling tech. | Interruptible Rider | Retail Trade | % of Load | 1 | 2035 | 8.837e-06
ENS | Base | Dynamic Pricing | Dynamic Pricing w/o enabling tech. | Interruptible Rider | Manufacturing | % of Load | 1 | 2035 | 2.3341e-05
ENS | Base | Dynamic Pricing | Dynamic Pricing w/o enabling tech. | Interruptible Rider | Miscellaneous | % of Load | 1 | 2035 | 5.6925e-05
ENS | Base | Dynamic Pricing | Dynamic Pricing w/o enabling tech. | Interruptible Rider | Retail Trade | % of Load | 1 | 2035 | 3.3487e-06
ENS | Base | Dynamic Pricing | Dynamic Pricing with enabling tech. | Residential | Residential Market Rate | % of Load | 1 | 2035 | 0.012303
ENS | Base | Dynamic Pricing | Dynamic Pricing w/o enabling tech. | Residential | Residential Market Rate | % of Load | 1 | 2035 | 0.00688
ENS | Base | BTM Battery Control | BTM Battery Control | Small Commercial | Manufacturing | % of Load | 0 | 2035 | 3.2263e-05
ENS | Base | BTM Battery Control | BTM Battery Control | Small Commercial | Miscellaneous | % of Load | 0 | 2035 | 0.00023956
ENS | Base | BTM Battery Control | BTM Battery Control | Small Commercial | Offices | % of Load | 0 | 2035 | 8.2499e-05
ENS | Base | BTM Battery Control | BTM Battery Control | Small Commercial | Retail Trade | % of Load | 0 | 2035 | 0.00014398
ENS | Base | BTM Battery Control | BTM Battery Control | Small Commercial | Services | % of Load | 0 | 2035 | 0.0003134
ENS | Base | BTM Battery Control | BTM Battery Control | Large Commercial | Offices | % of Load | 0 | 2035 | 3.3131e-05
ENS | Base | BTM Battery Control | BTM Battery Control | Large Commercial | Services | % of Load | 0 | 2035 | 0.0001767
ENS | Base | BTM Battery Control | BTM Battery Control | Small Industrial | Manufacturing | % of Load | 0 | 2035 | 7.8717e-07
ENS | Base | BTM Battery Control | BTM Battery Control | Small Industrial | Miscellaneous | % of Load | 0 | 2035 | 5.1255e-06
ENS | Base | BTM Battery Control | BTM Battery Control | Small Industrial | Offices | % of Load | 0 | 2035 | 2.0305e-06
ENS | Base | BTM Battery Control | BTM Battery Control | Small Industrial | Retail Trade | % of Load | 0 | 2035 | 3.5333e-06
ENS | Base | BTM Battery Control | BTM Battery Control | Small Industrial | Services | % of Load | 0 | 2035 | 7.6838e-06
ENS | Base | BTM Battery Control | BTM Battery Control | Large Industrial | Manufacturing | % of Load | 0 | 2035 | 2.169e-05
ENS | Base | BTM Battery Control | BTM Battery Control | Large Industrial | Miscellaneous | % of Load | 0 | 2035 | 0.00010056
ENS | Base | BTM Battery Control | BTM Battery Control | Large Industrial | Offices | % of Load | 0 | 2035 | 1.1831e-05
ENS | Base | BTM Battery Control | BTM Battery Control | Large Industrial | Retail Trade | % of Load | 0 | 2035 | 5.9155e-05
ENS | Base | BTM Battery Control | BTM Battery Control | Large Industrial | Services | % of Load | 0 | 2035 | 0.00012817
ENS | Base | BTM Battery Control | BTM Battery Control | Interruptible Rider | Manufacturing | % of Load | 0 | 2035 | 2.8993e-05
ENS | Base | BTM Battery Control | BTM Battery Control | Interruptible Rider | Miscellaneous | % of Load | 0 | 2035 | 7.7316e-05
ENS | Base | BTM Battery Control | BTM Battery Control | Interruptible Rider | Retail Trade | % of Load | 0 | 2035 | 0.00011597
ENS | Base | BTM Battery Control | BTM Battery Control | Residential | Residential LI | % of Load | 0 | 2035 | 0.00094067
ENS | Base | BTM Battery Control | BTM Battery Control | Residential | Residential Market Rate | % of Load | 0 | 2035 | 0.0058561
ENS | Base | EV Charging Control | EV Charging Control | EV | EV | % of Load | 0 | 2035 | 0.0014398
ENS | Base | Behavioral DR | Behavioral DR | Residential | Residential LI | % of Load | 0 | 2035 | 0.00028485
ENS | Base | Behavioral DR | Behavioral DR | Residential | Residential Market Rate | % of Load | 0 | 2035 | 0.0016398
ENS | Base | DLC | DLC-Switch-Water Heating | Small Commercial | Miscellaneous | % of Load | 1 | 2036 | 2.7288e-05
ENS | Base | DLC | DLC-Switch-Water Heating | Small Commercial | Offices | % of Load | 1 | 2036 | 1.5987e-05
ENS | Base | DLC | DLC-Switch-Water Heating | Small Commercial | Retail Trade | % of Load | 1 | 2036 | 9.3099e-05
ENS | Base | DLC | DLC-Switch-Water Heating | Small Commercial | Services | % of Load | 1 | 2036 | 0.00011173
ENS | Base | DLC | DLC-Thermostat-HVAC | Small Commercial | Miscellaneous | % of Load | 1 | 2036 | 0.00014976
ENS | Base | DLC | DLC-Thermostat-HVAC | Small Commercial | Offices | % of Load | 1 | 2036 | 0.00024187
ENS | Base | DLC | DLC-Thermostat-HVAC | Small Commercial | Retail Trade | % of Load | 1 | 2036 | 0.00019572
ENS | Base | DLC | DLC-Thermostat-HVAC | Small Commercial | Services | % of Load | 1 | 2036 | 0.00023553
ENS | Base | DLC | DLC-Switch-Water Heating | Small Industrial | Miscellaneous | % of Load | 1 | 2036 | 7.2612e-06
ENS | Base | DLC | DLC-Switch-Water Heating | Small Industrial | Offices | % of Load | 1 | 2036 | 2.8119e-07
ENS | Base | DLC | DLC-Switch-Water Heating | Small Industrial | Retail Trade | % of Load | 1 | 2036 | 1.9768e-06
ENS | Base | DLC | DLC-Switch-Water Heating | Small Industrial | Services | % of Load | 1 | 2036 | 2.4643e-06
ENS | Base | DLC | DLC-Thermostat-HVAC | Small Industrial | Miscellaneous | % of Load | 1 | 2036 | 4.6584e-05
ENS | Base | DLC | DLC-Thermostat-HVAC | Small Industrial | Offices | % of Load | 1 | 2036 | 4.5958e-06
ENS | Base | DLC | DLC-Thermostat-HVAC | Small Industrial | Retail Trade | % of Load | 1 | 2036 | 5.073e-06
ENS | Base | DLC | DLC-Thermostat-HVAC | Small Industrial | Services | % of Load | 1 | 2036 | 6.324e-06
ENS | Base | DLC | DLC-Switch-Water Heating | Residential | Residential LI | % of Load | 1 | 2036 | 0.0031458
ENS | Base | DLC | DLC-Switch-Water Heating | Residential | Residential Market Rate | % of Load | 1 | 2036 | 0.0097026
ENS | Base | DLC | DLC-Thermostat-Heat Pump | Residential | Residential LI | % of Load | 1 | 2036 | 0.00089672
ENS | Base | DLC | DLC-Thermostat-Heat Pump | Residential | Residential Market Rate | % of Load | 1 | 2036 | 0.0077371
ENS | Base | DLC | DLC-Thermostat-Electric Furnace | Residential | Residential LI | % of Load | 1 | 2036 | 0.0028956
ENS | Base | DLC | DLC-Thermostat-Electric Furnace | Residential | Residential Market Rate | % of Load | 1 | 2036 | 0.0020234
ENS | Base | C&I Curtailment | C&I Curtailment- Manual HVAC Control | Large Commercial | Offices | % of Load | 1 | 2036 | 1.7479e-05
ENS | Base | C&I Curtailment | C&I Curtailment- Manual HVAC Control | Large Commercial | Services | % of Load | 1 | 2036 | 2.8922e-05
ENS | Base | C&I Curtailment | C&I Curtailment- Auto-DR HVAC Control | Large Commercial | Offices | % of Load | 1 | 2036 | 0.00011412
ENS | Base | C&I Curtailment | C&I Curtailment- Auto-DR HVAC Control | Large Commercial | Services | % of Load | 1 | 2036 | 0.00018883
ENS | Base | C&I Curtailment | C&I Curtailment- Standard Lighting Control | Large Commercial | Offices | % of Load | 1 | 2036 | 5.084e-06
ENS | Base | C&I Curtailment | C&I Curtailment- Standard Lighting Control | Large Commercial | Services | % of Load | 1 | 2036 | 3.8848e-05
ENS | Base | C&I Curtailment | C&I Curtailment- Advanced Lighting Control | Large Commercial | Offices | % of Load | 1 | 2036 | 2.542e-06
ENS | Base | C&I Curtailment | C&I Curtailment- Advanced Lighting Control | Large Commercial | Services | % of Load | 1 | 2036 | 1.9424e-05
ENS | Base | C&I Curtailment | C&I Curtailment- Water Heating Control | Large Commercial | Offices | % of Load | 1 | 2036 | 1.0154e-06
ENS | Base | C&I Curtailment | C&I Curtailment- Water Heating Control | Large Commercial | Services | % of Load | 1 | 2036 | 1.1278e-05
ENS | Base | C&I Curtailment | C&I Curtailment- Other | Large Commercial | Offices | % of Load | 1 | 2036 | 1.5397e-05
ENS | Base | C&I Curtailment | C&I Curtailment- Other | Large Commercial | Services | % of Load | 1 | 2036 | 0.00010758
ENS | Base | C&I Curtailment | C&I Curtailment- Manual HVAC Control | Large Industrial | Miscellaneous | % of Load | 1 | 2036 | 7.429e-06
ENS | Base | C&I Curtailment | C&I Curtailment- Manual HVAC Control | Large Industrial | Offices | % of Load | 1 | 2036 | 5.0735e-06
ENS | Base | C&I Curtailment | C&I Curtailment- Manual HVAC Control | Large Industrial | Retail Trade | % of Load | 1 | 2036 | 1.1176e-05
ENS | Base | C&I Curtailment | C&I Curtailment- Manual HVAC Control | Large Industrial | Services | % of Load | 1 | 2036 | 3.3165e-06
ENS | Base | C&I Curtailment | C&I Curtailment- Auto-DR HVAC Control | Large Industrial | Miscellaneous | % of Load | 1 | 2036 | 4.8503e-05
ENS | Base | C&I Curtailment | C&I Curtailment- Auto-DR HVAC Control | Large Industrial | Offices | % of Load | 1 | 2036 | 3.3124e-05
ENS | Base | C&I Curtailment | C&I Curtailment- Auto-DR HVAC Control | Large Industrial | Retail Trade | % of Load | 1 | 2036 | 7.2964e-05
ENS | Base | C&I Curtailment | C&I Curtailment- Auto-DR HVAC Control | Large Industrial | Services | % of Load | 1 | 2036 | 2.1653e-05
ENS | Base | C&I Curtailment | C&I Curtailment- Standard Lighting Control | Large Industrial | Miscellaneous | % of Load | 1 | 2036 | 1.1126e-05
ENS | Base | C&I Curtailment | C&I Curtailment- Standard Lighting Control | Large Industrial | Offices | % of Load | 1 | 2036 | 2.0848e-06
ENS | Base | C&I Curtailment | C&I Curtailment- Standard Lighting Control | Large Industrial | Retail Trade | % of Load | 1 | 2036 | 1.5011e-05
ENS | Base | C&I Curtailment | C&I Curtailment- Standard Lighting Control | Large Industrial | Services | % of Load | 1 | 2036 | 4.4547e-06
ENS | Base | C&I Curtailment | C&I Curtailment- Advanced Lighting Control | Large Industrial | Miscellaneous | % of Load | 1 | 2036 | 5.5632e-06
ENS | Base | C&I Curtailment | C&I Curtailment- Advanced Lighting Control | Large Industrial | Offices | % of Load | 1 | 2036 | 1.0424e-06
ENS | Base | C&I Curtailment | C&I Curtailment- Advanced Lighting Control | Large Industrial | Retail Trade | % of Load | 1 | 2036 | 7.5055e-06
ENS | Base | C&I Curtailment | C&I Curtailment- Advanced Lighting Control | Large Industrial | Services | % of Load | 1 | 2036 | 2.2273e-06
ENS | Base | C&I Curtailment | C&I Curtailment- Water Heating Control | Large Industrial | Miscellaneous | % of Load | 1 | 2036 | 8.0314e-07
ENS | Base | C&I Curtailment | C&I Curtailment- Water Heating Control | Large Industrial | Offices | % of Load | 1 | 2036 | 2.4964e-07
ENS | Base | C&I Curtailment | C&I Curtailment- Water Heating Control | Large Industrial | Retail Trade | % of Load | 1 | 2036 | 4.3578e-06
ENS | Base | C&I Curtailment | C&I Curtailment- Water Heating Control | Large Industrial | Services | % of Load | 1 | 2036 | 1.2932e-06
ENS | Base | C&I Curtailment | C&I Curtailment- Other | Large Industrial | Miscellaneous | % of Load | 1 | 2036 | 1.6829e-05
ENS | Base | C&I Curtailment | C&I Curtailment- Other | Large Industrial | Offices | % of Load | 1 | 2036 | 4.7743e-06
ENS | Base | C&I Curtailment | C&I Curtailment- Other | Large Industrial | Retail Trade | % of Load | 1 | 2036 | 4.157e-05
ENS | Base | C&I Curtailment | C&I Curtailment- Other | Large Industrial | Services | % of Load | 1 | 2036 | 1.2336e-05
ENS | Base | C&I Curtailment | C&I Curtailment- Industrial | Large Industrial | Manufacturing | % of Load | 1 | 2036 | 0.00053902
ENS | Base | C&I Curtailment | C&I Curtailment- Manual HVAC Control | Interruptible Rider | Miscellaneous | % of Load | 1 | 2036 | 0.00022699
ENS | Base | C&I Curtailment | C&I Curtailment- Manual HVAC Control | Interruptible Rider | Retail Trade | % of Load | 1 | 2036 | 5.6784e-06
ENS | Base | C&I Curtailment | C&I Curtailment- Auto-DR HVAC Control | Interruptible Rider | Miscellaneous | % of Load | 1 | 2036 | 0.001482
ENS | Base | C&I Curtailment | C&I Curtailment- Auto-DR HVAC Control | Interruptible Rider | Retail Trade | % of Load | 1 | 2036 | 3.7073e-05
ENS | Base | C&I Curtailment | C&I Curtailment- Standard Lighting Control | Interruptible Rider | Miscellaneous | % of Load | 1 | 2036 | 0.00011721
ENS | Base | C&I Curtailment | C&I Curtailment- Standard Lighting Control | Interruptible Rider | Retail Trade | % of Load | 1 | 2036 | 9.0065e-06
ENS | Base | C&I Curtailment | C&I Curtailment- Advanced Lighting Control | Interruptible Rider | Miscellaneous | % of Load | 1 | 2036 | 5.8605e-05
ENS | Base | C&I Curtailment | C&I Curtailment- Advanced Lighting Control | Interruptible Rider | Retail Trade | % of Load | 1 | 2036 | 4.5033e-06
ENS | Base | C&I Curtailment | C&I Curtailment- Water Heating Control | Interruptible Rider | Miscellaneous | % of Load | 1 | 2036 | 1.3265e-05
ENS | Base | C&I Curtailment | C&I Curtailment- Water Heating Control | Interruptible Rider | Retail Trade | % of Load | 1 | 2036 | 1.7895e-06
ENS | Base | C&I Curtailment | C&I Curtailment- Other | Interruptible Rider | Miscellaneous | % of Load | 1 | 2036 | 0.0002373
ENS | Base | C&I Curtailment | C&I Curtailment- Other | Interruptible Rider | Retail Trade | % of Load | 1 | 2036 | 1.9397e-05
ENS | Base | C&I Curtailment | C&I Curtailment- Industrial | Interruptible Rider | Manufacturing | % of Load | 1 | 2036 | 0.00036932
ENS | Base | Dynamic Pricing | Dynamic Pricing with enabling tech. | Small Commercial | Manufacturing | % of Load | 1 | 2036 | 2.7163e-05
ENS | Base | Dynamic Pricing | Dynamic Pricing with enabling tech. | Small Commercial | Miscellaneous | % of Load | 1 | 2036 | 0.00031273
ENS | Base | Dynamic Pricing | Dynamic Pricing with enabling tech. | Small Commercial | Offices | % of Load | 1 | 2036 | 0.00025062
ENS | Base | Dynamic Pricing | Dynamic Pricing with enabling tech. | Small Commercial | Retail Trade | % of Load | 1 | 2036 | 0.00054817
ENS | Base | Dynamic Pricing | Dynamic Pricing with enabling tech. | Small Commercial | Services | % of Load | 1 | 2036 | 0.00065922
ENS | Base | Dynamic Pricing | Dynamic Pricing w/o enabling tech. | Small Commercial | Manufacturing | % of Load | 1 | 2036 | 1.6043e-06
ENS | Base | Dynamic Pricing | Dynamic Pricing w/o enabling tech. | Small Commercial | Miscellaneous | % of Load | 1 | 2036 | 1.8471e-05
ENS | Base | Dynamic Pricing | Dynamic Pricing w/o enabling tech. | Small Commercial | Offices | % of Load | 1 | 2036 | 1.4802e-05
ENS | Base | Dynamic Pricing | Dynamic Pricing w/o enabling tech. | Small Commercial | Retail Trade | % of Load | 1 | 2036 | 3.2376e-05
ENS | Base | Dynamic Pricing | Dynamic Pricing w/o enabling tech. | Small Commercial | Services | % of Load | 1 | 2036 | 3.8935e-05
ENS | Base | Dynamic Pricing | Dynamic Pricing with enabling tech. | Large Commercial | Offices | % of Load | 1 | 2036 | 4.1721e-05
ENS | Base | Dynamic Pricing | Dynamic Pricing with enabling tech. | Large Commercial | Services | % of Load | 1 | 2036 | 0.00027241
ENS | Base | Dynamic Pricing | Dynamic Pricing w/o enabling tech. | Large Commercial | Offices | % of Load | 1 | 2036 | 1.581e-05
ENS | Base | Dynamic Pricing | Dynamic Pricing w/o enabling tech. | Large Commercial | Services | % of Load | 1 | 2036 | 0.00010323
ENS | Base | Dynamic Pricing | Dynamic Pricing with enabling tech. | Small Industrial | Manufacturing | % of Load | 1 | 2036 | 5.2227e-05
ENS | Base | Dynamic Pricing | Dynamic Pricing with enabling tech. | Small Industrial | Miscellaneous | % of Load | 1 | 2036 | 7.9042e-05
ENS | Base | Dynamic Pricing | Dynamic Pricing with enabling tech. | Small Industrial | Offices | % of Load | 1 | 2036 | 4.8621e-06
ENS | Base | Dynamic Pricing | Dynamic Pricing with enabling tech. | Small Industrial | Retail Trade | % of Load | 1 | 2036 | 1.3546e-05
ENS | Base | Dynamic Pricing | Dynamic Pricing with enabling tech. | Small Industrial | Services | % of Load | 1 | 2036 | 1.6887e-05
ENS | Base | Dynamic Pricing | Dynamic Pricing w/o enabling tech. | Small Industrial | Manufacturing | % of Load | 1 | 2036 | 3.0847e-06
ENS | Base | Dynamic Pricing | Dynamic Pricing w/o enabling tech. | Small Industrial | Miscellaneous | % of Load | 1 | 2036 | 4.6684e-06
ENS | Base | Dynamic Pricing | Dynamic Pricing w/o enabling tech. | Small Industrial | Offices | % of Load | 1 | 2036 | 2.8717e-07
ENS | Base | Dynamic Pricing | Dynamic Pricing w/o enabling tech. | Small Industrial | Retail Trade | % of Load | 1 | 2036 | 8.0006e-07
ENS | Base | Dynamic Pricing | Dynamic Pricing w/o enabling tech. | Small Industrial | Services | % of Load | 1 | 2036 | 9.9737e-07
ENS | Base | Dynamic Pricing | Dynamic Pricing with enabling tech. | Large Industrial | Manufacturing | % of Load | 1 | 2036 | 0.00026883
ENS | Base | Dynamic Pricing | Dynamic Pricing with enabling tech. | Large Industrial | Miscellaneous | % of Load | 1 | 2036 | 0.00016577
ENS | Base | Dynamic Pricing | Dynamic Pricing with enabling tech. | Large Industrial | Offices | % of Load | 1 | 2036 | 1.2734e-05
ENS | Base | Dynamic Pricing | Dynamic Pricing with enabling tech. | Large Industrial | Retail Trade | % of Load | 1 | 2036 | 5.5725e-05
ENS | Base | Dynamic Pricing | Dynamic Pricing with enabling tech. | Large Industrial | Services | % of Load | 1 | 2036 | 3.1237e-05
ENS | Base | Dynamic Pricing | Dynamic Pricing w/o enabling tech. | Large Industrial | Manufacturing | % of Load | 1 | 2036 | 0.00010187
ENS | Base | Dynamic Pricing | Dynamic Pricing w/o enabling tech. | Large Industrial | Miscellaneous | % of Load | 1 | 2036 | 6.2817e-05
ENS | Base | Dynamic Pricing | Dynamic Pricing w/o enabling tech. | Large Industrial | Offices | % of Load | 1 | 2036 | 4.8255e-06
ENS | Base | Dynamic Pricing | Dynamic Pricing w/o enabling tech. | Large Industrial | Retail Trade | % of Load | 1 | 2036 | 2.1117e-05
ENS | Base | Dynamic Pricing | Dynamic Pricing w/o enabling tech. | Large Industrial | Services | % of Load | 1 | 2036 | 1.1837e-05
ENS | Base | Dynamic Pricing | Dynamic Pricing with enabling tech. | Interruptible Rider | Manufacturing | % of Load | 1 | 2036 | 6.14e-05
ENS | Base | Dynamic Pricing | Dynamic Pricing with enabling tech. | Interruptible Rider | Miscellaneous | % of Load | 1 | 2036 | 0.00015271
ENS | Base | Dynamic Pricing | Dynamic Pricing with enabling tech. | Interruptible Rider | Retail Trade | % of Load | 1 | 2036 | 8.9667e-06
ENS | Base | Dynamic Pricing | Dynamic Pricing w/o enabling tech. | Interruptible Rider | Manufacturing | % of Load | 1 | 2036 | 2.3267e-05
ENS | Base | Dynamic Pricing | Dynamic Pricing w/o enabling tech. | Interruptible Rider | Miscellaneous | % of Load | 1 | 2036 | 5.7869e-05
ENS | Base | Dynamic Pricing | Dynamic Pricing w/o enabling tech. | Interruptible Rider | Retail Trade | % of Load | 1 | 2036 | 3.3979e-06
ENS | Base | Dynamic Pricing | Dynamic Pricing with enabling tech. | Residential | Residential Market Rate | % of Load | 1 | 2036 | 0.012387
ENS | Base | Dynamic Pricing | Dynamic Pricing w/o enabling tech. | Residential | Residential Market Rate | % of Load | 1 | 2036 | 0.0069272
ENS | Base | BTM Battery Control | BTM Battery Control | Small Commercial | Manufacturing | % of Load | 0 | 2036 | 3.3068e-05
ENS | Base | BTM Battery Control | BTM Battery Control | Small Commercial | Miscellaneous | % of Load | 0 | 2036 | 0.00024583
ENS | Base | BTM Battery Control | BTM Battery Control | Small Commercial | Offices | % of Load | 0 | 2036 | 8.4613e-05
ENS | Base | BTM Battery Control | BTM Battery Control | Small Commercial | Retail Trade | % of Load | 0 | 2036 | 0.00014762
ENS | Base | BTM Battery Control | BTM Battery Control | Small Commercial | Services | % of Load | 0 | 2036 | 0.00032139
ENS | Base | BTM Battery Control | BTM Battery Control | Large Commercial | Offices | % of Load | 0 | 2036 | 3.398e-05
ENS | Base | BTM Battery Control | BTM Battery Control | Large Commercial | Services | % of Load | 0 | 2036 | 0.00018122
ENS | Base | BTM Battery Control | BTM Battery Control | Small Industrial | Manufacturing | % of Load | 0 | 2036 | 8.0734e-07
ENS | Base | BTM Battery Control | BTM Battery Control | Small Industrial | Miscellaneous | % of Load | 0 | 2036 | 5.2569e-06
ENS | Base | BTM Battery Control | BTM Battery Control | Small Industrial | Offices | % of Load | 0 | 2036 | 2.0826e-06
ENS | Base | BTM Battery Control | BTM Battery Control | Small Industrial | Retail Trade | % of Load | 0 | 2036 | 3.6238e-06
ENS | Base | BTM Battery Control | BTM Battery Control | Small Industrial | Services | % of Load | 0 | 2036 | 7.8807e-06
ENS | Base | BTM Battery Control | BTM Battery Control | Large Industrial | Manufacturing | % of Load | 0 | 2036 | 2.2246e-05
ENS | Base | BTM Battery Control | BTM Battery Control | Large Industrial | Miscellaneous | % of Load | 0 | 2036 | 0.00010314
ENS | Base | BTM Battery Control | BTM Battery Control | Large Industrial | Offices | % of Load | 0 | 2036 | 1.2134e-05
ENS | Base | BTM Battery Control | BTM Battery Control | Large Industrial | Retail Trade | % of Load | 0 | 2036 | 6.0671e-05
ENS | Base | BTM Battery Control | BTM Battery Control | Large Industrial | Services | % of Load | 0 | 2036 | 0.00013145
ENS | Base | BTM Battery Control | BTM Battery Control | Interruptible Rider | Manufacturing | % of Load | 0 | 2036 | 2.9736e-05
ENS | Base | BTM Battery Control | BTM Battery Control | Interruptible Rider | Miscellaneous | % of Load | 0 | 2036 | 7.9297e-05
ENS | Base | BTM Battery Control | BTM Battery Control | Interruptible Rider | Retail Trade | % of Load | 0 | 2036 | 0.00011895
ENS | Base | BTM Battery Control | BTM Battery Control | Residential | Residential LI | % of Load | 0 | 2036 | 0.00096952
ENS | Base | BTM Battery Control | BTM Battery Control | Residential | Residential Market Rate | % of Load | 0 | 2036 | 0.0060356
ENS | Base | EV Charging Control | EV Charging Control | EV | EV | % of Load | 0 | 2036 | 0.0016775
ENS | Base | Behavioral DR | Behavioral DR | Residential | Residential LI | % of Load | 0 | 2036 | 0.00028593
ENS | Base | Behavioral DR | Behavioral DR | Residential | Residential Market Rate | % of Load | 0 | 2036 | 0.0016511
ENS | Base | DLC | DLC-Switch-Water Heating | Small Commercial | Miscellaneous | % of Load | 1 | 2037 | 2.7196e-05
ENS | Base | DLC | DLC-Switch-Water Heating | Small Commercial | Offices | % of Load | 1 | 2037 | 1.5885e-05
ENS | Base | DLC | DLC-Switch-Water Heating | Small Commercial | Retail Trade | % of Load | 1 | 2037 | 9.2728e-05
ENS | Base | DLC | DLC-Switch-Water Heating | Small Commercial | Services | % of Load | 1 | 2037 | 0.00011126
ENS | Base | DLC | DLC-Thermostat-HVAC | Small Commercial | Miscellaneous | % of Load | 1 | 2037 | 0.00015251
ENS | Base | DLC | DLC-Thermostat-HVAC | Small Commercial | Offices | % of Load | 1 | 2037 | 0.00023867
ENS | Base | DLC | DLC-Thermostat-HVAC | Small Commercial | Retail Trade | % of Load | 1 | 2037 | 0.000189
ENS | Base | DLC | DLC-Thermostat-HVAC | Small Commercial | Services | % of Load | 1 | 2037 | 0.00022744
ENS | Base | DLC | DLC-Switch-Water Heating | Small Industrial | Miscellaneous | % of Load | 1 | 2037 | 7.3474e-06
ENS | Base | DLC | DLC-Switch-Water Heating | Small Industrial | Offices | % of Load | 1 | 2037 | 2.8382e-07
ENS | Base | DLC | DLC-Switch-Water Heating | Small Industrial | Retail Trade | % of Load | 1 | 2037 | 2.0009e-06
ENS | Base | DLC | DLC-Switch-Water Heating | Small Industrial | Services | % of Load | 1 | 2037 | 2.4943e-06
ENS | Base | DLC | DLC-Thermostat-HVAC | Small Industrial | Miscellaneous | % of Load | 1 | 2037 | 4.7255e-05
ENS | Base | DLC | DLC-Thermostat-HVAC | Small Industrial | Offices | % of Load | 1 | 2037 | 4.6269e-06
ENS | Base | DLC | DLC-Thermostat-HVAC | Small Industrial | Retail Trade | % of Load | 1 | 2037 | 5.0515e-06
ENS | Base | DLC | DLC-Thermostat-HVAC | Small Industrial | Services | % of Load | 1 | 2037 | 6.2972e-06
ENS | Base | DLC | DLC-Switch-Water Heating | Residential | Residential LI | % of Load | 1 | 2037 | 0.0031697
ENS | Base | DLC | DLC-Switch-Water Heating | Residential | Residential Market Rate | % of Load | 1 | 2037 | 0.0097731
ENS | Base | DLC | DLC-Thermostat-Heat Pump | Residential | Residential LI | % of Load | 1 | 2037 | 0.00095014
ENS | Base | DLC | DLC-Thermostat-Heat Pump | Residential | Residential Market Rate | % of Load | 1 | 2037 | 0.0079313
ENS | Base | DLC | DLC-Thermostat-Electric Furnace | Residential | Residential LI | % of Load | 1 | 2037 | 0.002866
ENS | Base | DLC | DLC-Thermostat-Electric Furnace | Residential | Residential Market Rate | % of Load | 1 | 2037 | 0.001892
ENS | Base | C&I Curtailment | C&I Curtailment- Manual HVAC Control | Large Commercial | Offices | % of Load | 1 | 2037 | 1.7319e-05
ENS | Base | C&I Curtailment | C&I Curtailment- Manual HVAC Control | Large Commercial | Services | % of Load | 1 | 2037 | 2.8076e-05
ENS | Base | C&I Curtailment | C&I Curtailment- Auto-DR HVAC Control | Large Commercial | Offices | % of Load | 1 | 2037 | 0.00011307
ENS | Base | C&I Curtailment | C&I Curtailment- Auto-DR HVAC Control | Large Commercial | Services | % of Load | 1 | 2037 | 0.00018331
ENS | Base | C&I Curtailment | C&I Curtailment- Standard Lighting Control | Large Commercial | Offices | % of Load | 1 | 2037 | 4.7662e-06
ENS | Base | C&I Curtailment | C&I Curtailment- Standard Lighting Control | Large Commercial | Services | % of Load | 1 | 2037 | 3.7158e-05
ENS | Base | C&I Curtailment | C&I Curtailment- Advanced Lighting Control | Large Commercial | Offices | % of Load | 1 | 2037 | 2.3831e-06
ENS | Base | C&I Curtailment | C&I Curtailment- Advanced Lighting Control | Large Commercial | Services | % of Load | 1 | 2037 | 1.8579e-05
ENS | Base | C&I Curtailment | C&I Curtailment- Water Heating Control | Large Commercial | Offices | % of Load | 1 | 2037 | 1.0175e-06
ENS | Base | C&I Curtailment | C&I Curtailment- Water Heating Control | Large Commercial | Services | % of Load | 1 | 2037 | 1.1302e-05
ENS | Base | C&I Curtailment | C&I Curtailment- Other | Large Commercial | Offices | % of Load | 1 | 2037 | 1.5234e-05
ENS | Base | C&I Curtailment | C&I Curtailment- Other | Large Commercial | Services | % of Load | 1 | 2037 | 0.00010683
ENS | Base | C&I Curtailment | C&I Curtailment- Manual HVAC Control | Large Industrial | Miscellaneous | % of Load | 1 | 2037 | 7.8561e-06
ENS | Base | C&I Curtailment | C&I Curtailment- Manual HVAC Control | Large Industrial | Offices | % of Load | 1 | 2037 | 5.1687e-06
ENS | Base | C&I Curtailment | C&I Curtailment- Manual HVAC Control | Large Industrial | Retail Trade | % of Load | 1 | 2037 | 1.1118e-05
ENS | Base | C&I Curtailment | C&I Curtailment- Manual HVAC Control | Large Industrial | Services | % of Load | 1 | 2037 | 3.2994e-06
ENS | Base | C&I Curtailment | C&I Curtailment- Auto-DR HVAC Control | Large Industrial | Miscellaneous | % of Load | 1 | 2037 | 5.1291e-05
ENS | Base | C&I Curtailment | C&I Curtailment- Auto-DR HVAC Control | Large Industrial | Offices | % of Load | 1 | 2037 | 3.3746e-05
ENS | Base | C&I Curtailment | C&I Curtailment- Auto-DR HVAC Control | Large Industrial | Retail Trade | % of Load | 1 | 2037 | 7.2587e-05
ENS | Base | C&I Curtailment | C&I Curtailment- Auto-DR HVAC Control | Large Industrial | Services | % of Load | 1 | 2037 | 2.1541e-05
ENS | Base | C&I Curtailment | C&I Curtailment- Standard Lighting Control | Large Industrial | Miscellaneous | % of Load | 1 | 2037 | 1.1105e-05
ENS | Base | C&I Curtailment | C&I Curtailment- Standard Lighting Control | Large Industrial | Offices | % of Load | 1 | 2037 | 2.0734e-06
ENS | Base | C&I Curtailment | C&I Curtailment- Standard Lighting Control | Large Industrial | Retail Trade | % of Load | 1 | 2037 | 1.4714e-05
ENS | Base | C&I Curtailment | C&I Curtailment- Standard Lighting Control | Large Industrial | Services | % of Load | 1 | 2037 | 4.3665e-06
ENS | Base | C&I Curtailment | C&I Curtailment- Advanced Lighting Control | Large Industrial | Miscellaneous | % of Load | 1 | 2037 | 5.5526e-06
ENS | Base | C&I Curtailment | C&I Curtailment- Advanced Lighting Control | Large Industrial | Offices | % of Load | 1 | 2037 | 1.0367e-06
ENS | Base | C&I Curtailment | C&I Curtailment- Advanced Lighting Control | Large Industrial | Retail Trade | % of Load | 1 | 2037 | 7.357e-06
ENS | Base | C&I Curtailment | C&I Curtailment- Advanced Lighting Control | Large Industrial | Services | % of Load | 1 | 2037 | 2.1833e-06
ENS | Base | C&I Curtailment | C&I Curtailment- Water Heating Control | Large Industrial | Miscellaneous | % of Load | 1 | 2037 | 8.1624e-07
ENS | Base | C&I Curtailment | C&I Curtailment- Water Heating Control | Large Industrial | Offices | % of Load | 1 | 2037 | 2.5497e-07
ENS | Base | C&I Curtailment | C&I Curtailment- Water Heating Control | Large Industrial | Retail Trade | % of Load | 1 | 2037 | 4.4753e-06
ENS | Base | C&I Curtailment | C&I Curtailment- Water Heating Control | Large Industrial | Services | % of Load | 1 | 2037 | 1.3281e-06
ENS | Base | C&I Curtailment | C&I Curtailment- Other | Large Industrial | Miscellaneous | % of Load | 1 | 2037 | 1.7065e-05
ENS | Base | C&I Curtailment | C&I Curtailment- Other | Large Industrial | Offices | % of Load | 1 | 2037 | 4.8774e-06
ENS | Base | C&I Curtailment | C&I Curtailment- Other | Large Industrial | Retail Trade | % of Load | 1 | 2037 | 4.2304e-05
ENS | Base | C&I Curtailment | C&I Curtailment- Other | Large Industrial | Services | % of Load | 1 | 2037 | 1.2554e-05
ENS | Base | C&I Curtailment | C&I Curtailment- Industrial | Large Industrial | Manufacturing | % of Load | 1 | 2037 | 0.00053599
ENS | Base | C&I Curtailment | C&I Curtailment- Manual HVAC Control | Interruptible Rider | Miscellaneous | % of Load | 1 | 2037 | 0.00022674
ENS | Base | C&I Curtailment | C&I Curtailment- Manual HVAC Control | Interruptible Rider | Retail Trade | % of Load | 1 | 2037 | 5.6121e-06
ENS | Base | C&I Curtailment | C&I Curtailment- Auto-DR HVAC Control | Interruptible Rider | Miscellaneous | % of Load | 1 | 2037 | 0.0014803
ENS | Base | C&I Curtailment | C&I Curtailment- Auto-DR HVAC Control | Interruptible Rider | Retail Trade | % of Load | 1 | 2037 | 3.664e-05
ENS | Base | C&I Curtailment | C&I Curtailment- Standard Lighting Control | Interruptible Rider | Miscellaneous | % of Load | 1 | 2037 | 0.00011468
ENS | Base | C&I Curtailment | C&I Curtailment- Standard Lighting Control | Interruptible Rider | Retail Trade | % of Load | 1 | 2037 | 8.8692e-06
ENS | Base | C&I Curtailment | C&I Curtailment- Advanced Lighting Control | Interruptible Rider | Miscellaneous | % of Load | 1 | 2037 | 5.7341e-05
ENS | Base | C&I Curtailment | C&I Curtailment- Advanced Lighting Control | Interruptible Rider | Retail Trade | % of Load | 1 | 2037 | 4.4346e-06
ENS | Base | C&I Curtailment | C&I Curtailment- Water Heating Control | Interruptible Rider | Miscellaneous | % of Load | 1 | 2037 | 1.3296e-05
ENS | Base | C&I Curtailment | C&I Curtailment- Water Heating Control | Interruptible Rider | Retail Trade | % of Load | 1 | 2037 | 1.7978e-06
ENS | Base | C&I Curtailment | C&I Curtailment- Other | Interruptible Rider | Miscellaneous | % of Load | 1 | 2037 | 0.00023753
ENS | Base | C&I Curtailment | C&I Curtailment- Other | Interruptible Rider | Retail Trade | % of Load | 1 | 2037 | 1.9448e-05
ENS | Base | C&I Curtailment | C&I Curtailment- Industrial | Interruptible Rider | Manufacturing | % of Load | 1 | 2037 | 0.00036229
ENS | Base | Dynamic Pricing | Dynamic Pricing with enabling tech. | Small Commercial | Manufacturing | % of Load | 1 | 2037 | 2.633e-05
ENS | Base | Dynamic Pricing | Dynamic Pricing with enabling tech. | Small Commercial | Miscellaneous | % of Load | 1 | 2037 | 0.00031092
ENS | Base | Dynamic Pricing | Dynamic Pricing with enabling tech. | Small Commercial | Offices | % of Load | 1 | 2037 | 0.00024693
ENS | Base | Dynamic Pricing | Dynamic Pricing with enabling tech. | Small Commercial | Retail Trade | % of Load | 1 | 2037 | 0.00053785
ENS | Base | Dynamic Pricing | Dynamic Pricing with enabling tech. | Small Commercial | Services | % of Load | 1 | 2037 | 0.00064673
ENS | Base | Dynamic Pricing | Dynamic Pricing w/o enabling tech. | Small Commercial | Manufacturing | % of Load | 1 | 2037 | 1.5551e-06
ENS | Base | Dynamic Pricing | Dynamic Pricing w/o enabling tech. | Small Commercial | Miscellaneous | % of Load | 1 | 2037 | 1.8364e-05
ENS | Base | Dynamic Pricing | Dynamic Pricing w/o enabling tech. | Small Commercial | Offices | % of Load | 1 | 2037 | 1.4584e-05
ENS | Base | Dynamic Pricing | Dynamic Pricing w/o enabling tech. | Small Commercial | Retail Trade | % of Load | 1 | 2037 | 3.1767e-05
ENS | Base | Dynamic Pricing | Dynamic Pricing w/o enabling tech. | Small Commercial | Services | % of Load | 1 | 2037 | 3.8197e-05
ENS | Base | Dynamic Pricing | Dynamic Pricing with enabling tech. | Large Commercial | Offices | % of Load | 1 | 2037 | 4.121e-05
ENS | Base | Dynamic Pricing | Dynamic Pricing with enabling tech. | Large Commercial | Services | % of Load | 1 | 2037 | 0.00026879
ENS | Base | Dynamic Pricing | Dynamic Pricing w/o enabling tech. | Large Commercial | Offices | % of Load | 1 | 2037 | 1.5617e-05
ENS | Base | Dynamic Pricing | Dynamic Pricing w/o enabling tech. | Large Commercial | Services | % of Load | 1 | 2037 | 0.00010186
ENS | Base | Dynamic Pricing | Dynamic Pricing with enabling tech. | Small Industrial | Manufacturing | % of Load | 1 | 2037 | 5.1619e-05
ENS | Base | Dynamic Pricing | Dynamic Pricing with enabling tech. | Small Industrial | Miscellaneous | % of Load | 1 | 2037 | 7.9626e-05
ENS | Base | Dynamic Pricing | Dynamic Pricing with enabling tech. | Small Industrial | Offices | % of Load | 1 | 2037 | 4.8934e-06
ENS | Base | Dynamic Pricing | Dynamic Pricing with enabling tech. | Small Industrial | Retail Trade | % of Load | 1 | 2037 | 1.3627e-05
ENS | Base | Dynamic Pricing | Dynamic Pricing with enabling tech. | Small Industrial | Services | % of Load | 1 | 2037 | 1.6988e-05
ENS | Base | Dynamic Pricing | Dynamic Pricing w/o enabling tech. | Small Industrial | Manufacturing | % of Load | 1 | 2037 | 3.0487e-06
ENS | Base | Dynamic Pricing | Dynamic Pricing w/o enabling tech. | Small Industrial | Miscellaneous | % of Load | 1 | 2037 | 4.7029e-06
ENS | Base | Dynamic Pricing | Dynamic Pricing w/o enabling tech. | Small Industrial | Offices | % of Load | 1 | 2037 | 2.8901e-07
ENS | Base | Dynamic Pricing | Dynamic Pricing w/o enabling tech. | Small Industrial | Retail Trade | % of Load | 1 | 2037 | 8.0487e-07
ENS | Base | Dynamic Pricing | Dynamic Pricing w/o enabling tech. | Small Industrial | Services | % of Load | 1 | 2037 | 1.0034e-06
ENS | Base | Dynamic Pricing | Dynamic Pricing with enabling tech. | Large Industrial | Manufacturing | % of Load | 1 | 2037 | 0.00026733
ENS | Base | Dynamic Pricing | Dynamic Pricing with enabling tech. | Large Industrial | Miscellaneous | % of Load | 1 | 2037 | 0.00016945
ENS | Base | Dynamic Pricing | Dynamic Pricing with enabling tech. | Large Industrial | Offices | % of Load | 1 | 2037 | 1.2972e-05
ENS | Base | Dynamic Pricing | Dynamic Pricing with enabling tech. | Large Industrial | Retail Trade | % of Load | 1 | 2037 | 5.635e-05
ENS | Base | Dynamic Pricing | Dynamic Pricing with enabling tech. | Large Industrial | Services | % of Load | 1 | 2037 | 3.1587e-05
ENS | Base | Dynamic Pricing | Dynamic Pricing w/o enabling tech. | Large Industrial | Manufacturing | % of Load | 1 | 2037 | 0.0001013
ENS | Base | Dynamic Pricing | Dynamic Pricing w/o enabling tech. | Large Industrial | Miscellaneous | % of Load | 1 | 2037 | 6.4211e-05
ENS | Base | Dynamic Pricing | Dynamic Pricing w/o enabling tech. | Large Industrial | Offices | % of Load | 1 | 2037 | 4.9158e-06
ENS | Base | Dynamic Pricing | Dynamic Pricing w/o enabling tech. | Large Industrial | Retail Trade | % of Load | 1 | 2037 | 2.1354e-05
ENS | Base | Dynamic Pricing | Dynamic Pricing w/o enabling tech. | Large Industrial | Services | % of Load | 1 | 2037 | 1.197e-05
ENS | Base | Dynamic Pricing | Dynamic Pricing with enabling tech. | Interruptible Rider | Manufacturing | % of Load | 1 | 2037 | 6.0231e-05
ENS | Base | Dynamic Pricing | Dynamic Pricing with enabling tech. | Interruptible Rider | Miscellaneous | % of Load | 1 | 2037 | 0.00015248
ENS | Base | Dynamic Pricing | Dynamic Pricing with enabling tech. | Interruptible Rider | Retail Trade | % of Load | 1 | 2037 | 8.953e-06
ENS | Base | Dynamic Pricing | Dynamic Pricing w/o enabling tech. | Interruptible Rider | Manufacturing | % of Load | 1 | 2037 | 2.2824e-05
ENS | Base | Dynamic Pricing | Dynamic Pricing w/o enabling tech. | Interruptible Rider | Miscellaneous | % of Load | 1 | 2037 | 5.7783e-05
ENS | Base | Dynamic Pricing | Dynamic Pricing w/o enabling tech. | Interruptible Rider | Retail Trade | % of Load | 1 | 2037 | 3.3927e-06
ENS | Base | Dynamic Pricing | Dynamic Pricing with enabling tech. | Residential | Residential Market Rate | % of Load | 1 | 2037 | 0.012435
ENS | Base | Dynamic Pricing | Dynamic Pricing w/o enabling tech. | Residential | Residential Market Rate | % of Load | 1 | 2037 | 0.0069538
ENS | Base | BTM Battery Control | BTM Battery Control | Small Commercial | Manufacturing | % of Load | 0 | 2037 | 3.328e-05
ENS | Base | BTM Battery Control | BTM Battery Control | Small Commercial | Miscellaneous | % of Load | 0 | 2037 | 0.00024751
ENS | Base | BTM Battery Control | BTM Battery Control | Small Commercial | Offices | % of Load | 0 | 2037 | 8.5133e-05
ENS | Base | BTM Battery Control | BTM Battery Control | Small Commercial | Retail Trade | % of Load | 0 | 2037 | 0.00014857
ENS | Base | BTM Battery Control | BTM Battery Control | Small Commercial | Services | % of Load | 0 | 2037 | 0.00032342
ENS | Base | BTM Battery Control | BTM Battery Control | Large Commercial | Offices | % of Load | 0 | 2037 | 3.4197e-05
ENS | Base | BTM Battery Control | BTM Battery Control | Large Commercial | Services | % of Load | 0 | 2037 | 0.00018238
ENS | Base | BTM Battery Control | BTM Battery Control | Small Industrial | Manufacturing | % of Load | 0 | 2037 | 8.125e-07
ENS | Base | BTM Battery Control | BTM Battery Control | Small Industrial | Miscellaneous | % of Load | 0 | 2037 | 5.2905e-06
ENS | Base | BTM Battery Control | BTM Battery Control | Small Industrial | Offices | % of Load | 0 | 2037 | 2.0959e-06
ENS | Base | BTM Battery Control | BTM Battery Control | Small Industrial | Retail Trade | % of Load | 0 | 2037 | 3.647e-06
ENS | Base | BTM Battery Control | BTM Battery Control | Small Industrial | Services | % of Load | 0 | 2037 | 7.9311e-06
ENS | Base | BTM Battery Control | BTM Battery Control | Large Industrial | Manufacturing | % of Load | 0 | 2037 | 2.2388e-05
ENS | Base | BTM Battery Control | BTM Battery Control | Large Industrial | Miscellaneous | % of Load | 0 | 2037 | 0.0001038
ENS | Base | BTM Battery Control | BTM Battery Control | Large Industrial | Offices | % of Load | 0 | 2037 | 1.2212e-05
ENS | Base | BTM Battery Control | BTM Battery Control | Large Industrial | Retail Trade | % of Load | 0 | 2037 | 6.1059e-05
ENS | Base | BTM Battery Control | BTM Battery Control | Large Industrial | Services | % of Load | 0 | 2037 | 0.00013229
ENS | Base | BTM Battery Control | BTM Battery Control | Interruptible Rider | Manufacturing | % of Load | 0 | 2037 | 2.9926e-05
ENS | Base | BTM Battery Control | BTM Battery Control | Interruptible Rider | Miscellaneous | % of Load | 0 | 2037 | 7.9804e-05
ENS | Base | BTM Battery Control | BTM Battery Control | Interruptible Rider | Retail Trade | % of Load | 0 | 2037 | 0.00011971
ENS | Base | BTM Battery Control | BTM Battery Control | Residential | Residential LI | % of Load | 0 | 2037 | 0.00098052
ENS | Base | BTM Battery Control | BTM Battery Control | Residential | Residential Market Rate | % of Load | 0 | 2037 | 0.0061041
ENS | Base | EV Charging Control | EV Charging Control | EV | EV | % of Load | 0 | 2037 | 0.0019066
ENS | Base | Behavioral DR | Behavioral DR | Residential | Residential LI | % of Load | 0 | 2037 | 0.00028626
ENS | Base | Behavioral DR | Behavioral DR | Residential | Residential Market Rate | % of Load | 0 | 2037 | 0.0016574
ENS | Base | DLC | DLC-Switch-Water Heating | Small Commercial | Miscellaneous | % of Load | 1 | 2038 | 2.7095e-05
ENS | Base | DLC | DLC-Switch-Water Heating | Small Commercial | Offices | % of Load | 1 | 2038 | 1.5776e-05
ENS | Base | DLC | DLC-Switch-Water Heating | Small Commercial | Retail Trade | % of Load | 1 | 2038 | 9.2316e-05
ENS | Base | DLC | DLC-Switch-Water Heating | Small Commercial | Services | % of Load | 1 | 2038 | 0.00011074
ENS | Base | DLC | DLC-Thermostat-HVAC | Small Commercial | Miscellaneous | % of Load | 1 | 2038 | 0.00014905
ENS | Base | DLC | DLC-Thermostat-HVAC | Small Commercial | Offices | % of Load | 1 | 2038 | 0.00023532
ENS | Base | DLC | DLC-Thermostat-HVAC | Small Commercial | Retail Trade | % of Load | 1 | 2038 | 0.00018205
ENS | Base | DLC | DLC-Thermostat-HVAC | Small Commercial | Services | % of Load | 1 | 2038 | 0.00021907
ENS | Base | DLC | DLC-Switch-Water Heating | Small Industrial | Miscellaneous | % of Load | 1 | 2038 | 7.4373e-06
ENS | Base | DLC | DLC-Switch-Water Heating | Small Industrial | Offices | % of Load | 1 | 2038 | 2.8655e-07
ENS | Base | DLC | DLC-Switch-Water Heating | Small Industrial | Retail Trade | % of Load | 1 | 2038 | 2.026e-06
ENS | Base | DLC | DLC-Switch-Water Heating | Small Industrial | Services | % of Load | 1 | 2038 | 2.5257e-06
ENS | Base | DLC | DLC-Thermostat-HVAC | Small Industrial | Miscellaneous | % of Load | 1 | 2038 | 4.7252e-05
ENS | Base | DLC | DLC-Thermostat-HVAC | Small Industrial | Offices | % of Load | 1 | 2038 | 4.6594e-06
ENS | Base | DLC | DLC-Thermostat-HVAC | Small Industrial | Retail Trade | % of Load | 1 | 2038 | 5.0288e-06
ENS | Base | DLC | DLC-Thermostat-HVAC | Small Industrial | Services | % of Load | 1 | 2038 | 6.2689e-06
ENS | Base | DLC | DLC-Switch-Water Heating | Residential | Residential LI | % of Load | 1 | 2038 | 0.0031957
ENS | Base | DLC | DLC-Switch-Water Heating | Residential | Residential Market Rate | % of Load | 1 | 2038 | 0.0098508
ENS | Base | DLC | DLC-Thermostat-Heat Pump | Residential | Residential LI | % of Load | 1 | 2038 | 0.0010028
ENS | Base | DLC | DLC-Thermostat-Heat Pump | Residential | Residential Market Rate | % of Load | 1 | 2038 | 0.0081251
ENS | Base | DLC | DLC-Thermostat-Electric Furnace | Residential | Residential LI | % of Load | 1 | 2038 | 0.00284
ENS | Base | DLC | DLC-Thermostat-Electric Furnace | Residential | Residential Market Rate | % of Load | 1 | 2038 | 0.0017685
ENS | Base | C&I Curtailment | C&I Curtailment- Manual HVAC Control | Large Commercial | Offices | % of Load | 1 | 2038 | 1.7155e-05
ENS | Base | C&I Curtailment | C&I Curtailment- Manual HVAC Control | Large Commercial | Services | % of Load | 1 | 2038 | 2.7202e-05
ENS | Base | C&I Curtailment | C&I Curtailment- Auto-DR HVAC Control | Large Commercial | Offices | % of Load | 1 | 2038 | 0.000112
ENS | Base | C&I Curtailment | C&I Curtailment- Auto-DR HVAC Control | Large Commercial | Services | % of Load | 1 | 2038 | 0.0001776
ENS | Base | C&I Curtailment | C&I Curtailment- Standard Lighting Control | Large Commercial | Offices | % of Load | 1 | 2038 | 4.4419e-06
ENS | Base | C&I Curtailment | C&I Curtailment- Standard Lighting Control | Large Commercial | Services | % of Load | 1 | 2038 | 3.5433e-05
ENS | Base | C&I Curtailment | C&I Curtailment- Advanced Lighting Control | Large Commercial | Offices | % of Load | 1 | 2038 | 2.2209e-06
ENS | Base | C&I Curtailment | C&I Curtailment- Advanced Lighting Control | Large Commercial | Services | % of Load | 1 | 2038 | 1.7717e-05
ENS | Base | C&I Curtailment | C&I Curtailment- Water Heating Control | Large Commercial | Offices | % of Load | 1 | 2038 | 1.0198e-06
ENS | Base | C&I Curtailment | C&I Curtailment- Water Heating Control | Large Commercial | Services | % of Load | 1 | 2038 | 1.1327e-05
ENS | Base | C&I Curtailment | C&I Curtailment- Other | Large Commercial | Offices | % of Load | 1 | 2038 | 1.5071e-05
ENS | Base | C&I Curtailment | C&I Curtailment- Other | Large Commercial | Services | % of Load | 1 | 2038 | 0.00010609
ENS | Base | C&I Curtailment | C&I Curtailment- Manual HVAC Control | Large Industrial | Miscellaneous | % of Load | 1 | 2038 | 7.9059e-06
ENS | Base | C&I Curtailment | C&I Curtailment- Manual HVAC Control | Large Industrial | Offices | % of Load | 1 | 2038 | 5.2672e-06
ENS | Base | C&I Curtailment | C&I Curtailment- Manual HVAC Control | Large Industrial | Retail Trade | % of Load | 1 | 2038 | 1.1042e-05
ENS | Base | C&I Curtailment | C&I Curtailment- Manual HVAC Control | Large Industrial | Services | % of Load | 1 | 2038 | 3.2769e-06
ENS | Base | C&I Curtailment | C&I Curtailment- Auto-DR HVAC Control | Large Industrial | Miscellaneous | % of Load | 1 | 2038 | 5.1616e-05
ENS | Base | C&I Curtailment | C&I Curtailment- Auto-DR HVAC Control | Large Industrial | Offices | % of Load | 1 | 2038 | 3.4389e-05
ENS | Base | C&I Curtailment | C&I Curtailment- Auto-DR HVAC Control | Large Industrial | Retail Trade | % of Load | 1 | 2038 | 7.2093e-05
ENS | Base | C&I Curtailment | C&I Curtailment- Auto-DR HVAC Control | Large Industrial | Services | % of Load | 1 | 2038 | 2.1394e-05
ENS | Base | C&I Curtailment | C&I Curtailment- Standard Lighting Control | Large Industrial | Miscellaneous | % of Load | 1 | 2038 | 1.1088e-05
ENS | Base | C&I Curtailment | C&I Curtailment- Standard Lighting Control | Large Industrial | Offices | % of Load | 1 | 2038 | 2.0616e-06
ENS | Base | C&I Curtailment | C&I Curtailment- Standard Lighting Control | Large Industrial | Retail Trade | % of Load | 1 | 2038 | 1.4384e-05
ENS | Base | C&I Curtailment | C&I Curtailment- Standard Lighting Control | Large Industrial | Services | % of Load | 1 | 2038 | 4.2685e-06
ENS | Base | C&I Curtailment | C&I Curtailment- Advanced Lighting Control | Large Industrial | Miscellaneous | % of Load | 1 | 2038 | 5.5438e-06
ENS | Base | C&I Curtailment | C&I Curtailment- Advanced Lighting Control | Large Industrial | Offices | % of Load | 1 | 2038 | 1.0308e-06
ENS | Base | C&I Curtailment | C&I Curtailment- Advanced Lighting Control | Large Industrial | Retail Trade | % of Load | 1 | 2038 | 7.1918e-06
ENS | Base | C&I Curtailment | C&I Curtailment- Advanced Lighting Control | Large Industrial | Services | % of Load | 1 | 2038 | 2.1343e-06
ENS | Base | C&I Curtailment | C&I Curtailment- Water Heating Control | Large Industrial | Miscellaneous | % of Load | 1 | 2038 | 8.3034e-07
ENS | Base | C&I Curtailment | C&I Curtailment- Water Heating Control | Large Industrial | Offices | % of Load | 1 | 2038 | 2.6046e-07
ENS | Base | C&I Curtailment | C&I Curtailment- Water Heating Control | Large Industrial | Retail Trade | % of Load | 1 | 2038 | 4.5981e-06
ENS | Base | C&I Curtailment | C&I Curtailment- Water Heating Control | Large Industrial | Services | % of Load | 1 | 2038 | 1.3645e-06
ENS | Base | C&I Curtailment | C&I Curtailment- Other | Large Industrial | Miscellaneous | % of Load | 1 | 2038 | 1.7322e-05
ENS | Base | C&I Curtailment | C&I Curtailment- Other | Large Industrial | Offices | % of Load | 1 | 2038 | 4.9854e-06
ENS | Base | C&I Curtailment | C&I Curtailment- Other | Large Industrial | Retail Trade | % of Load | 1 | 2038 | 4.3067e-05
ENS | Base | C&I Curtailment | C&I Curtailment- Other | Large Industrial | Services | % of Load | 1 | 2038 | 1.278e-05
ENS | Base | C&I Curtailment | C&I Curtailment- Industrial | Large Industrial | Manufacturing | % of Load | 1 | 2038 | 0.00053292
ENS | Base | C&I Curtailment | C&I Curtailment- Manual HVAC Control | Interruptible Rider | Miscellaneous | % of Load | 1 | 2038 | 0.00022653
ENS | Base | C&I Curtailment | C&I Curtailment- Manual HVAC Control | Interruptible Rider | Retail Trade | % of Load | 1 | 2038 | 5.5444e-06
ENS | Base | C&I Curtailment | C&I Curtailment- Auto-DR HVAC Control | Interruptible Rider | Miscellaneous | % of Load | 1 | 2038 | 0.0014789
ENS | Base | C&I Curtailment | C&I Curtailment- Auto-DR HVAC Control | Interruptible Rider | Retail Trade | % of Load | 1 | 2038 | 3.6198e-05
ENS | Base | C&I Curtailment | C&I Curtailment- Standard Lighting Control | Interruptible Rider | Miscellaneous | % of Load | 1 | 2038 | 0.00011221
ENS | Base | C&I Curtailment | C&I Curtailment- Standard Lighting Control | Interruptible Rider | Retail Trade | % of Load | 1 | 2038 | 8.7357e-06
ENS | Base | C&I Curtailment | C&I Curtailment- Advanced Lighting Control | Interruptible Rider | Miscellaneous | % of Load | 1 | 2038 | 5.6103e-05
ENS | Base | C&I Curtailment | C&I Curtailment- Advanced Lighting Control | Interruptible Rider | Retail Trade | % of Load | 1 | 2038 | 4.3678e-06
ENS | Base | C&I Curtailment | C&I Curtailment- Water Heating Control | Interruptible Rider | Miscellaneous | % of Load | 1 | 2038 | 1.3329e-05
ENS | Base | C&I Curtailment | C&I Curtailment- Water Heating Control | Interruptible Rider | Retail Trade | % of Load | 1 | 2038 | 1.8066e-06
ENS | Base | C&I Curtailment | C&I Curtailment- Other | Interruptible Rider | Miscellaneous | % of Load | 1 | 2038 | 0.00023785
ENS | Base | C&I Curtailment | C&I Curtailment- Other | Interruptible Rider | Retail Trade | % of Load | 1 | 2038 | 1.9506e-05
ENS | Base | C&I Curtailment | C&I Curtailment- Industrial | Interruptible Rider | Manufacturing | % of Load | 1 | 2038 | 0.00035529
ENS | Base | Dynamic Pricing | Dynamic Pricing with enabling tech. | Small Commercial | Manufacturing | % of Load | 1 | 2038 | 2.5492e-05
ENS | Base | Dynamic Pricing | Dynamic Pricing with enabling tech. | Small Commercial | Miscellaneous | % of Load | 1 | 2038 | 0.00030618
ENS | Base | Dynamic Pricing | Dynamic Pricing with enabling tech. | Small Commercial | Offices | % of Load | 1 | 2038 | 0.00024312
ENS | Base | Dynamic Pricing | Dynamic Pricing with enabling tech. | Small Commercial | Retail Trade | % of Load | 1 | 2038 | 0.00052722
ENS | Base | Dynamic Pricing | Dynamic Pricing with enabling tech. | Small Commercial | Services | % of Load | 1 | 2038 | 0.00063387
ENS | Base | Dynamic Pricing | Dynamic Pricing w/o enabling tech. | Small Commercial | Manufacturing | % of Load | 1 | 2038 | 1.5056e-06
ENS | Base | Dynamic Pricing | Dynamic Pricing w/o enabling tech. | Small Commercial | Miscellaneous | % of Load | 1 | 2038 | 1.8084e-05
ENS | Base | Dynamic Pricing | Dynamic Pricing w/o enabling tech. | Small Commercial | Offices | % of Load | 1 | 2038 | 1.436e-05
ENS | Base | Dynamic Pricing | Dynamic Pricing w/o enabling tech. | Small Commercial | Retail Trade | % of Load | 1 | 2038 | 3.1139e-05
ENS | Base | Dynamic Pricing | Dynamic Pricing w/o enabling tech. | Small Commercial | Services | % of Load | 1 | 2038 | 3.7438e-05
ENS | Base | Dynamic Pricing | Dynamic Pricing with enabling tech. | Large Commercial | Offices | % of Load | 1 | 2038 | 4.0693e-05
ENS | Base | Dynamic Pricing | Dynamic Pricing with enabling tech. | Large Commercial | Services | % of Load | 1 | 2038 | 0.00026513
ENS | Base | Dynamic Pricing | Dynamic Pricing w/o enabling tech. | Large Commercial | Offices | % of Load | 1 | 2038 | 1.5421e-05
ENS | Base | Dynamic Pricing | Dynamic Pricing w/o enabling tech. | Large Commercial | Services | % of Load | 1 | 2038 | 0.00010047
ENS | Base | Dynamic Pricing | Dynamic Pricing with enabling tech. | Small Industrial | Manufacturing | % of Load | 1 | 2038 | 5.1008e-05
ENS | Base | Dynamic Pricing | Dynamic Pricing with enabling tech. | Small Industrial | Miscellaneous | % of Load | 1 | 2038 | 7.9931e-05
ENS | Base | Dynamic Pricing | Dynamic Pricing with enabling tech. | Small Industrial | Offices | % of Load | 1 | 2038 | 4.9268e-06
ENS | Base | Dynamic Pricing | Dynamic Pricing with enabling tech. | Small Industrial | Retail Trade | % of Load | 1 | 2038 | 1.3715e-05
ENS | Base | Dynamic Pricing | Dynamic Pricing with enabling tech. | Small Industrial | Services | % of Load | 1 | 2038 | 1.7097e-05
ENS | Base | Dynamic Pricing | Dynamic Pricing w/o enabling tech. | Small Industrial | Manufacturing | % of Load | 1 | 2038 | 3.0127e-06
ENS | Base | Dynamic Pricing | Dynamic Pricing w/o enabling tech. | Small Industrial | Miscellaneous | % of Load | 1 | 2038 | 4.7209e-06
ENS | Base | Dynamic Pricing | Dynamic Pricing w/o enabling tech. | Small Industrial | Offices | % of Load | 1 | 2038 | 2.9099e-07
ENS | Base | Dynamic Pricing | Dynamic Pricing w/o enabling tech. | Small Industrial | Retail Trade | % of Load | 1 | 2038 | 8.1004e-07
ENS | Base | Dynamic Pricing | Dynamic Pricing w/o enabling tech. | Small Industrial | Services | % of Load | 1 | 2038 | 1.0098e-06
ENS | Base | Dynamic Pricing | Dynamic Pricing with enabling tech. | Large Industrial | Manufacturing | % of Load | 1 | 2038 | 0.00026579
ENS | Base | Dynamic Pricing | Dynamic Pricing with enabling tech. | Large Industrial | Miscellaneous | % of Load | 1 | 2038 | 0.00017131
ENS | Base | Dynamic Pricing | Dynamic Pricing with enabling tech. | Large Industrial | Offices | % of Load | 1 | 2038 | 1.322e-05
ENS | Base | Dynamic Pricing | Dynamic Pricing with enabling tech. | Large Industrial | Retail Trade | % of Load | 1 | 2038 | 5.6979e-05
ENS | Base | Dynamic Pricing | Dynamic Pricing with enabling tech. | Large Industrial | Services | % of Load | 1 | 2038 | 3.194e-05
ENS | Base | Dynamic Pricing | Dynamic Pricing w/o enabling tech. | Large Industrial | Manufacturing | % of Load | 1 | 2038 | 0.00010072
ENS | Base | Dynamic Pricing | Dynamic Pricing w/o enabling tech. | Large Industrial | Miscellaneous | % of Load | 1 | 2038 | 6.4918e-05
ENS | Base | Dynamic Pricing | Dynamic Pricing w/o enabling tech. | Large Industrial | Offices | % of Load | 1 | 2038 | 5.0097e-06
ENS | Base | Dynamic Pricing | Dynamic Pricing w/o enabling tech. | Large Industrial | Retail Trade | % of Load | 1 | 2038 | 2.1592e-05
ENS | Base | Dynamic Pricing | Dynamic Pricing w/o enabling tech. | Large Industrial | Services | % of Load | 1 | 2038 | 1.2103e-05
ENS | Base | Dynamic Pricing | Dynamic Pricing with enabling tech. | Interruptible Rider | Manufacturing | % of Load | 1 | 2038 | 5.9066e-05
ENS | Base | Dynamic Pricing | Dynamic Pricing with enabling tech. | Interruptible Rider | Miscellaneous | % of Load | 1 | 2038 | 0.0001523
ENS | Base | Dynamic Pricing | Dynamic Pricing with enabling tech. | Interruptible Rider | Retail Trade | % of Load | 1 | 2038 | 8.942e-06
ENS | Base | Dynamic Pricing | Dynamic Pricing w/o enabling tech. | Interruptible Rider | Manufacturing | % of Load | 1 | 2038 | 2.2383e-05
ENS | Base | Dynamic Pricing | Dynamic Pricing w/o enabling tech. | Interruptible Rider | Miscellaneous | % of Load | 1 | 2038 | 5.7714e-05
ENS | Base | Dynamic Pricing | Dynamic Pricing w/o enabling tech. | Interruptible Rider | Retail Trade | % of Load | 1 | 2038 | 3.3886e-06
ENS | Base | Dynamic Pricing | Dynamic Pricing with enabling tech. | Residential | Residential Market Rate | % of Load | 1 | 2038 | 0.012492
ENS | Base | Dynamic Pricing | Dynamic Pricing w/o enabling tech. | Residential | Residential Market Rate | % of Load | 1 | 2038 | 0.0069856
ENS | Base | BTM Battery Control | BTM Battery Control | Small Commercial | Manufacturing | % of Load | 0 | 2038 | 3.3502e-05
ENS | Base | BTM Battery Control | BTM Battery Control | Small Commercial | Miscellaneous | % of Load | 0 | 2038 | 0.00024932
ENS | Base | BTM Battery Control | BTM Battery Control | Small Commercial | Offices | % of Load | 0 | 2038 | 8.5703e-05
ENS | Base | BTM Battery Control | BTM Battery Control | Small Commercial | Retail Trade | % of Load | 0 | 2038 | 0.00014956
ENS | Base | BTM Battery Control | BTM Battery Control | Small Commercial | Services | % of Load | 0 | 2038 | 0.00032556
ENS | Base | BTM Battery Control | BTM Battery Control | Large Commercial | Offices | % of Load | 0 | 2038 | 3.4426e-05
ENS | Base | BTM Battery Control | BTM Battery Control | Large Commercial | Services | % of Load | 0 | 2038 | 0.0001836
ENS | Base | BTM Battery Control | BTM Battery Control | Small Industrial | Manufacturing | % of Load | 0 | 2038 | 8.1794e-07
ENS | Base | BTM Battery Control | BTM Battery Control | Small Industrial | Miscellaneous | % of Load | 0 | 2038 | 5.3259e-06
ENS | Base | BTM Battery Control | BTM Battery Control | Small Industrial | Offices | % of Load | 0 | 2038 | 2.1006e-06
ENS | Base | BTM Battery Control | BTM Battery Control | Small Industrial | Retail Trade | % of Load | 0 | 2038 | 3.6714e-06
ENS | Base | BTM Battery Control | BTM Battery Control | Small Industrial | Services | % of Load | 0 | 2038 | 7.9842e-06
ENS | Base | BTM Battery Control | BTM Battery Control | Large Industrial | Manufacturing | % of Load | 0 | 2038 | 2.2538e-05
ENS | Base | BTM Battery Control | BTM Battery Control | Large Industrial | Miscellaneous | % of Load | 0 | 2038 | 0.0001045
ENS | Base | BTM Battery Control | BTM Battery Control | Large Industrial | Offices | % of Load | 0 | 2038 | 1.2294e-05
ENS | Base | BTM Battery Control | BTM Battery Control | Large Industrial | Retail Trade | % of Load | 0 | 2038 | 6.1468e-05
ENS | Base | BTM Battery Control | BTM Battery Control | Large Industrial | Services | % of Load | 0 | 2038 | 0.00013318
ENS | Base | BTM Battery Control | BTM Battery Control | Interruptible Rider | Manufacturing | % of Load | 0 | 2038 | 3.0127e-05
ENS | Base | BTM Battery Control | BTM Battery Control | Interruptible Rider | Miscellaneous | % of Load | 0 | 2038 | 8.0338e-05
ENS | Base | BTM Battery Control | BTM Battery Control | Interruptible Rider | Retail Trade | % of Load | 0 | 2038 | 0.00012051
ENS | Base | BTM Battery Control | BTM Battery Control | Residential | Residential LI | % of Load | 0 | 2038 | 0.00099193
ENS | Base | BTM Battery Control | BTM Battery Control | Residential | Residential Market Rate | % of Load | 0 | 2038 | 0.0061752
ENS | Base | EV Charging Control | EV Charging Control | EV | EV | % of Load | 0 | 2038 | 0.0021546
ENS | Base | Behavioral DR | Behavioral DR | Residential | Residential LI | % of Load | 0 | 2038 | 0.00028681
ENS | Base | Behavioral DR | Behavioral DR | Residential | Residential Market Rate | % of Load | 0 | 2038 | 0.001665
ENS | Base | DLC | DLC-Switch-Water Heating | Small Commercial | Miscellaneous | % of Load | 1 | 2039 | 2.6978e-05
ENS | Base | DLC | DLC-Switch-Water Heating | Small Commercial | Offices | % of Load | 1 | 2039 | 1.5657e-05
ENS | Base | DLC | DLC-Switch-Water Heating | Small Commercial | Retail Trade | % of Load | 1 | 2039 | 9.1858e-05
ENS | Base | DLC | DLC-Switch-Water Heating | Small Commercial | Services | % of Load | 1 | 2039 | 0.00011017
ENS | Base | DLC | DLC-Thermostat-HVAC | Small Commercial | Miscellaneous | % of Load | 1 | 2039 | 0.00014569
ENS | Base | DLC | DLC-Thermostat-HVAC | Small Commercial | Offices | % of Load | 1 | 2039 | 0.00023194
ENS | Base | DLC | DLC-Thermostat-HVAC | Small Commercial | Retail Trade | % of Load | 1 | 2039 | 0.0001754
ENS | Base | DLC | DLC-Thermostat-HVAC | Small Commercial | Services | % of Load | 1 | 2039 | 0.00021106
ENS | Base | DLC | DLC-Switch-Water Heating | Small Industrial | Miscellaneous | % of Load | 1 | 2039 | 7.5116e-06
ENS | Base | DLC | DLC-Switch-Water Heating | Small Industrial | Offices | % of Load | 1 | 2039 | 2.8865e-07
ENS | Base | DLC | DLC-Switch-Water Heating | Small Industrial | Retail Trade | % of Load | 1 | 2039 | 2.047e-06
ENS | Base | DLC | DLC-Switch-Water Heating | Small Industrial | Services | % of Load | 1 | 2039 | 2.5518e-06
ENS | Base | DLC | DLC-Thermostat-HVAC | Small Industrial | Miscellaneous | % of Load | 1 | 2039 | 4.7163e-05
ENS | Base | DLC | DLC-Thermostat-HVAC | Small Industrial | Offices | % of Load | 1 | 2039 | 4.6822e-06
ENS | Base | DLC | DLC-Thermostat-HVAC | Small Industrial | Retail Trade | % of Load | 1 | 2039 | 4.9947e-06
ENS | Base | DLC | DLC-Thermostat-HVAC | Small Industrial | Services | % of Load | 1 | 2039 | 6.2265e-06
ENS | Base | DLC | DLC-Switch-Water Heating | Residential | Residential LI | % of Load | 1 | 2039 | 0.0032208
ENS | Base | DLC | DLC-Switch-Water Heating | Residential | Residential Market Rate | % of Load | 1 | 2039 | 0.0099261
ENS | Base | DLC | DLC-Thermostat-Heat Pump | Residential | Residential LI | % of Load | 1 | 2039 | 0.0010472
ENS | Base | DLC | DLC-Thermostat-Heat Pump | Residential | Residential Market Rate | % of Load | 1 | 2039 | 0.0082861
ENS | Base | DLC | DLC-Thermostat-Electric Furnace | Residential | Residential LI | % of Load | 1 | 2039 | 0.0028168
ENS | Base | DLC | DLC-Thermostat-Electric Furnace | Residential | Residential Market Rate | % of Load | 1 | 2039 | 0.0016641
ENS | Base | C&I Curtailment | C&I Curtailment- Manual HVAC Control | Large Commercial | Offices | % of Load | 1 | 2039 | 1.6975e-05
ENS | Base | C&I Curtailment | C&I Curtailment- Manual HVAC Control | Large Commercial | Services | % of Load | 1 | 2039 | 2.6334e-05
ENS | Base | C&I Curtailment | C&I Curtailment- Auto-DR HVAC Control | Large Commercial | Offices | % of Load | 1 | 2039 | 0.00011082
ENS | Base | C&I Curtailment | C&I Curtailment- Auto-DR HVAC Control | Large Commercial | Services | % of Load | 1 | 2039 | 0.00017193
ENS | Base | C&I Curtailment | C&I Curtailment- Standard Lighting Control | Large Commercial | Offices | % of Load | 1 | 2039 | 4.1404e-06
ENS | Base | C&I Curtailment | C&I Curtailment- Standard Lighting Control | Large Commercial | Services | % of Load | 1 | 2039 | 3.3814e-05
ENS | Base | C&I Curtailment | C&I Curtailment- Advanced Lighting Control | Large Commercial | Offices | % of Load | 1 | 2039 | 2.0702e-06
ENS | Base | C&I Curtailment | C&I Curtailment- Advanced Lighting Control | Large Commercial | Services | % of Load | 1 | 2039 | 1.6907e-05
ENS | Base | C&I Curtailment | C&I Curtailment- Water Heating Control | Large Commercial | Offices | % of Load | 1 | 2039 | 1.0205e-06
ENS | Base | C&I Curtailment | C&I Curtailment- Water Heating Control | Large Commercial | Services | % of Load | 1 | 2039 | 1.1335e-05
ENS | Base | C&I Curtailment | C&I Curtailment- Other | Large Commercial | Offices | % of Load | 1 | 2039 | 1.4892e-05
ENS | Base | C&I Curtailment | C&I Curtailment- Other | Large Commercial | Services | % of Load | 1 | 2039 | 0.00010522
ENS | Base | C&I Curtailment | C&I Curtailment- Manual HVAC Control | Large Industrial | Miscellaneous | % of Load | 1 | 2039 | 7.948e-06
ENS | Base | C&I Curtailment | C&I Curtailment- Manual HVAC Control | Large Industrial | Offices | % of Load | 1 | 2039 | 5.3576e-06
ENS | Base | C&I Curtailment | C&I Curtailment- Manual HVAC Control | Large Industrial | Retail Trade | % of Load | 1 | 2039 | 1.0956e-05
ENS | Base | C&I Curtailment | C&I Curtailment- Manual HVAC Control | Large Industrial | Services | % of Load | 1 | 2039 | 3.2513e-06
ENS | Base | C&I Curtailment | C&I Curtailment- Auto-DR HVAC Control | Large Industrial | Miscellaneous | % of Load | 1 | 2039 | 5.1891e-05
ENS | Base | C&I Curtailment | C&I Curtailment- Auto-DR HVAC Control | Large Industrial | Offices | % of Load | 1 | 2039 | 3.4979e-05
ENS | Base | C&I Curtailment | C&I Curtailment- Auto-DR HVAC Control | Large Industrial | Retail Trade | % of Load | 1 | 2039 | 7.1531e-05
ENS | Base | C&I Curtailment | C&I Curtailment- Auto-DR HVAC Control | Large Industrial | Services | % of Load | 1 | 2039 | 2.1228e-05
ENS | Base | C&I Curtailment | C&I Curtailment- Standard Lighting Control | Large Industrial | Miscellaneous | % of Load | 1 | 2039 | 1.1062e-05
ENS | Base | C&I Curtailment | C&I Curtailment- Standard Lighting Control | Large Industrial | Offices | % of Load | 1 | 2039 | 2.0456e-06
ENS | Base | C&I Curtailment | C&I Curtailment- Standard Lighting Control | Large Industrial | Retail Trade | % of Load | 1 | 2039 | 1.4068e-05
ENS | Base | C&I Curtailment | C&I Curtailment- Standard Lighting Control | Large Industrial | Services | % of Load | 1 | 2039 | 4.1749e-06
ENS | Base | C&I Curtailment | C&I Curtailment- Advanced Lighting Control | Large Industrial | Miscellaneous | % of Load | 1 | 2039 | 5.5311e-06
ENS | Base | C&I Curtailment | C&I Curtailment- Advanced Lighting Control | Large Industrial | Offices | % of Load | 1 | 2039 | 1.0228e-06
ENS | Base | C&I Curtailment | C&I Curtailment- Advanced Lighting Control | Large Industrial | Retail Trade | % of Load | 1 | 2039 | 7.0342e-06
ENS | Base | C&I Curtailment | C&I Curtailment- Advanced Lighting Control | Large Industrial | Services | % of Load | 1 | 2039 | 2.0875e-06
ENS | Base | C&I Curtailment | C&I Curtailment- Water Heating Control | Large Industrial | Miscellaneous | % of Load | 1 | 2039 | 8.431e-07
ENS | Base | C&I Curtailment | C&I Curtailment- Water Heating Control | Large Industrial | Offices | % of Load | 1 | 2039 | 2.6552e-07
ENS | Base | C&I Curtailment | C&I Curtailment- Water Heating Control | Large Industrial | Retail Trade | % of Load | 1 | 2039 | 4.7158e-06
ENS | Base | C&I Curtailment | C&I Curtailment- Water Heating Control | Large Industrial | Services | % of Load | 1 | 2039 | 1.3995e-06
ENS | Base | C&I Curtailment | C&I Curtailment- Other | Large Industrial | Miscellaneous | % of Load | 1 | 2039 | 1.7555e-05
ENS | Base | C&I Curtailment | C&I Curtailment- Other | Large Industrial | Offices | % of Load | 1 | 2039 | 5.0868e-06
ENS | Base | C&I Curtailment | C&I Curtailment- Other | Large Industrial | Retail Trade | % of Load | 1 | 2039 | 4.3778e-05
ENS | Base | C&I Curtailment | C&I Curtailment- Other | Large Industrial | Services | % of Load | 1 | 2039 | 1.2992e-05
ENS | Base | C&I Curtailment | C&I Curtailment- Industrial | Large Industrial | Manufacturing | % of Load | 1 | 2039 | 0.00052891
ENS | Base | C&I Curtailment | C&I Curtailment- Manual HVAC Control | Interruptible Rider | Miscellaneous | % of Load | 1 | 2039 | 0.0002259
ENS | Base | C&I Curtailment | C&I Curtailment- Manual HVAC Control | Interruptible Rider | Retail Trade | % of Load | 1 | 2039 | 5.4665e-06
ENS | Base | C&I Curtailment | C&I Curtailment- Auto-DR HVAC Control | Interruptible Rider | Miscellaneous | % of Load | 1 | 2039 | 0.0014749
ENS | Base | C&I Curtailment | C&I Curtailment- Auto-DR HVAC Control | Interruptible Rider | Retail Trade | % of Load | 1 | 2039 | 3.569e-05
ENS | Base | C&I Curtailment | C&I Curtailment- Standard Lighting Control | Interruptible Rider | Miscellaneous | % of Load | 1 | 2039 | 0.00010962
ENS | Base | C&I Curtailment | C&I Curtailment- Standard Lighting Control | Interruptible Rider | Retail Trade | % of Load | 1 | 2039 | 8.5918e-06
ENS | Base | C&I Curtailment | C&I Curtailment- Advanced Lighting Control | Interruptible Rider | Miscellaneous | % of Load | 1 | 2039 | 5.4809e-05
ENS | Base | C&I Curtailment | C&I Curtailment- Advanced Lighting Control | Interruptible Rider | Retail Trade | % of Load | 1 | 2039 | 4.2959e-06
ENS | Base | C&I Curtailment | C&I Curtailment- Water Heating Control | Interruptible Rider | Miscellaneous | % of Load | 1 | 2039 | 1.3336e-05
ENS | Base | C&I Curtailment | C&I Curtailment- Water Heating Control | Interruptible Rider | Retail Trade | % of Load | 1 | 2039 | 1.8119e-06
ENS | Base | C&I Curtailment | C&I Curtailment- Other | Interruptible Rider | Miscellaneous | % of Load | 1 | 2039 | 0.00023774
ENS | Base | C&I Curtailment | C&I Curtailment- Other | Interruptible Rider | Retail Trade | % of Load | 1 | 2039 | 1.9529e-05
ENS | Base | C&I Curtailment | C&I Curtailment- Industrial | Interruptible Rider | Manufacturing | % of Load | 1 | 2039 | 0.00034774
ENS | Base | Dynamic Pricing | Dynamic Pricing with enabling tech. | Small Commercial | Manufacturing | % of Load | 1 | 2039 | 2.467e-05
ENS | Base | Dynamic Pricing | Dynamic Pricing with enabling tech. | Small Commercial | Miscellaneous | % of Load | 1 | 2039 | 0.0003015
ENS | Base | Dynamic Pricing | Dynamic Pricing with enabling tech. | Small Commercial | Offices | % of Load | 1 | 2039 | 0.00023933
ENS | Base | Dynamic Pricing | Dynamic Pricing with enabling tech. | Small Commercial | Retail Trade | % of Load | 1 | 2039 | 0.00051688
ENS | Base | Dynamic Pricing | Dynamic Pricing with enabling tech. | Small Commercial | Services | % of Load | 1 | 2039 | 0.00062136
ENS | Base | Dynamic Pricing | Dynamic Pricing w/o enabling tech. | Small Commercial | Manufacturing | % of Load | 1 | 2039 | 1.4571e-06
ENS | Base | Dynamic Pricing | Dynamic Pricing w/o enabling tech. | Small Commercial | Miscellaneous | % of Load | 1 | 2039 | 1.7807e-05
ENS | Base | Dynamic Pricing | Dynamic Pricing w/o enabling tech. | Small Commercial | Offices | % of Load | 1 | 2039 | 1.4135e-05
ENS | Base | Dynamic Pricing | Dynamic Pricing w/o enabling tech. | Small Commercial | Retail Trade | % of Load | 1 | 2039 | 3.0528e-05
ENS | Base | Dynamic Pricing | Dynamic Pricing w/o enabling tech. | Small Commercial | Services | % of Load | 1 | 2039 | 3.6699e-05
ENS | Base | Dynamic Pricing | Dynamic Pricing with enabling tech. | Large Commercial | Offices | % of Load | 1 | 2039 | 4.0145e-05
ENS | Base | Dynamic Pricing | Dynamic Pricing with enabling tech. | Large Commercial | Services | % of Load | 1 | 2039 | 0.00026129
ENS | Base | Dynamic Pricing | Dynamic Pricing w/o enabling tech. | Large Commercial | Offices | % of Load | 1 | 2039 | 1.5213e-05
ENS | Base | Dynamic Pricing | Dynamic Pricing w/o enabling tech. | Large Commercial | Services | % of Load | 1 | 2039 | 9.9015e-05
ENS | Base | Dynamic Pricing | Dynamic Pricing with enabling tech. | Small Industrial | Manufacturing | % of Load | 1 | 2039 | 5.0293e-05
ENS | Base | Dynamic Pricing | Dynamic Pricing with enabling tech. | Small Industrial | Miscellaneous | % of Load | 1 | 2039 | 8.0081e-05
ENS | Base | Dynamic Pricing | Dynamic Pricing with enabling tech. | Small Industrial | Offices | % of Load | 1 | 2039 | 4.9502e-06
ENS | Base | Dynamic Pricing | Dynamic Pricing with enabling tech. | Small Industrial | Retail Trade | % of Load | 1 | 2039 | 1.3775e-05
ENS | Base | Dynamic Pricing | Dynamic Pricing with enabling tech. | Small Industrial | Services | % of Load | 1 | 2039 | 1.7171e-05
ENS | Base | Dynamic Pricing | Dynamic Pricing w/o enabling tech. | Small Industrial | Manufacturing | % of Load | 1 | 2039 | 2.9705e-06
ENS | Base | Dynamic Pricing | Dynamic Pricing w/o enabling tech. | Small Industrial | Miscellaneous | % of Load | 1 | 2039 | 4.7298e-06
ENS | Base | Dynamic Pricing | Dynamic Pricing w/o enabling tech. | Small Industrial | Offices | % of Load | 1 | 2039 | 2.9237e-07
ENS | Base | Dynamic Pricing | Dynamic Pricing w/o enabling tech. | Small Industrial | Retail Trade | % of Load | 1 | 2039 | 8.1356e-07
ENS | Base | Dynamic Pricing | Dynamic Pricing w/o enabling tech. | Small Industrial | Services | % of Load | 1 | 2039 | 1.0142e-06
ENS | Base | Dynamic Pricing | Dynamic Pricing with enabling tech. | Large Industrial | Manufacturing | % of Load | 1 | 2039 | 0.00026379
ENS | Base | Dynamic Pricing | Dynamic Pricing with enabling tech. | Large Industrial | Miscellaneous | % of Load | 1 | 2039 | 0.00017297
ENS | Base | Dynamic Pricing | Dynamic Pricing with enabling tech. | Large Industrial | Offices | % of Load | 1 | 2039 | 1.3449e-05
ENS | Base | Dynamic Pricing | Dynamic Pricing with enabling tech. | Large Industrial | Retail Trade | % of Load | 1 | 2039 | 5.7553e-05
ENS | Base | Dynamic Pricing | Dynamic Pricing with enabling tech. | Large Industrial | Services | % of Load | 1 | 2039 | 3.2261e-05
ENS | Base | Dynamic Pricing | Dynamic Pricing w/o enabling tech. | Large Industrial | Manufacturing | % of Load | 1 | 2039 | 9.9964e-05
ENS | Base | Dynamic Pricing | Dynamic Pricing w/o enabling tech. | Large Industrial | Miscellaneous | % of Load | 1 | 2039 | 6.5548e-05
ENS | Base | Dynamic Pricing | Dynamic Pricing w/o enabling tech. | Large Industrial | Offices | % of Load | 1 | 2039 | 5.0964e-06
ENS | Base | Dynamic Pricing | Dynamic Pricing w/o enabling tech. | Large Industrial | Retail Trade | % of Load | 1 | 2039 | 2.1809e-05
ENS | Base | Dynamic Pricing | Dynamic Pricing w/o enabling tech. | Large Industrial | Services | % of Load | 1 | 2039 | 1.2225e-05
ENS | Base | Dynamic Pricing | Dynamic Pricing with enabling tech. | Interruptible Rider | Manufacturing | % of Load | 1 | 2039 | 5.7812e-05
ENS | Base | Dynamic Pricing | Dynamic Pricing with enabling tech. | Interruptible Rider | Miscellaneous | % of Load | 1 | 2039 | 0.00015185
ENS | Base | Dynamic Pricing | Dynamic Pricing with enabling tech. | Interruptible Rider | Retail Trade | % of Load | 1 | 2039 | 8.9151e-06
ENS | Base | Dynamic Pricing | Dynamic Pricing w/o enabling tech. | Interruptible Rider | Manufacturing | % of Load | 1 | 2039 | 2.1908e-05
ENS | Base | Dynamic Pricing | Dynamic Pricing w/o enabling tech. | Interruptible Rider | Miscellaneous | % of Load | 1 | 2039 | 5.7543e-05
ENS | Base | Dynamic Pricing | Dynamic Pricing w/o enabling tech. | Interruptible Rider | Retail Trade | % of Load | 1 | 2039 | 3.3784e-06
ENS | Base | Dynamic Pricing | Dynamic Pricing with enabling tech. | Residential | Residential Market Rate | % of Load | 1 | 2039 | 0.012549
ENS | Base | Dynamic Pricing | Dynamic Pricing w/o enabling tech. | Residential | Residential Market Rate | % of Load | 1 | 2039 | 0.0070176
ENS | Base | BTM Battery Control | BTM Battery Control | Small Commercial | Manufacturing | % of Load | 0 | 2039 | 3.3651e-05
ENS | Base | BTM Battery Control | BTM Battery Control | Small Commercial | Miscellaneous | % of Load | 0 | 2039 | 0.00025056
ENS | Base | BTM Battery Control | BTM Battery Control | Small Commercial | Offices | % of Load | 0 | 2039 | 8.606e-05
ENS | Base | BTM Battery Control | BTM Battery Control | Small Commercial | Retail Trade | % of Load | 0 | 2039 | 0.0001502
ENS | Base | BTM Battery Control | BTM Battery Control | Small Commercial | Services | % of Load | 0 | 2039 | 0.00032696
ENS | Base | BTM Battery Control | BTM Battery Control | Large Commercial | Offices | % of Load | 0 | 2039 | 3.4578e-05
ENS | Base | BTM Battery Control | BTM Battery Control | Large Commercial | Services | % of Load | 0 | 2039 | 0.00018442
ENS | Base | BTM Battery Control | BTM Battery Control | Small Industrial | Manufacturing | % of Load | 0 | 2039 | 8.2156e-07
ENS | Base | BTM Battery Control | BTM Battery Control | Small Industrial | Miscellaneous | % of Load | 0 | 2039 | 5.3495e-06
ENS | Base | BTM Battery Control | BTM Battery Control | Small Industrial | Offices | % of Load | 0 | 2039 | 2.1099e-06
ENS | Base | BTM Battery Control | BTM Battery Control | Small Industrial | Retail Trade | % of Load | 0 | 2039 | 3.6877e-06
ENS | Base | BTM Battery Control | BTM Battery Control | Small Industrial | Services | % of Load | 0 | 2039 | 8.0196e-06
ENS | Base | BTM Battery Control | BTM Battery Control | Large Industrial | Manufacturing | % of Load | 0 | 2039 | 2.2638e-05
ENS | Base | BTM Battery Control | BTM Battery Control | Large Industrial | Miscellaneous | % of Load | 0 | 2039 | 0.00010496
ENS | Base | BTM Battery Control | BTM Battery Control | Large Industrial | Offices | % of Load | 0 | 2039 | 1.2348e-05
ENS | Base | BTM Battery Control | BTM Battery Control | Large Industrial | Retail Trade | % of Load | 0 | 2039 | 6.174e-05
ENS | Base | BTM Battery Control | BTM Battery Control | Large Industrial | Services | % of Load | 0 | 2039 | 0.00013377
ENS | Base | BTM Battery Control | BTM Battery Control | Interruptible Rider | Manufacturing | % of Load | 0 | 2039 | 3.026e-05
ENS | Base | BTM Battery Control | BTM Battery Control | Interruptible Rider | Miscellaneous | % of Load | 0 | 2039 | 8.0694e-05
ENS | Base | BTM Battery Control | BTM Battery Control | Interruptible Rider | Retail Trade | % of Load | 0 | 2039 | 0.00012104
ENS | Base | BTM Battery Control | BTM Battery Control | Residential | Residential LI | % of Load | 0 | 2039 | 0.0010012
ENS | Base | BTM Battery Control | BTM Battery Control | Residential | Residential Market Rate | % of Load | 0 | 2039 | 0.0062331
ENS | Base | EV Charging Control | EV Charging Control | EV | EV | % of Load | 0 | 2039 | 0.0024149
ENS | Base | Behavioral DR | Behavioral DR | Residential | Residential LI | % of Load | 0 | 2039 | 0.00028737
ENS | Base | Behavioral DR | Behavioral DR | Residential | Residential Market Rate | % of Load | 0 | 2039 | 0.0016726
ENS | Base | DLC | DLC-Switch-Water Heating | Small Commercial | Miscellaneous | % of Load | 1 | 2040 | 2.6865e-05
ENS | Base | DLC | DLC-Switch-Water Heating | Small Commercial | Offices | % of Load | 1 | 2040 | 1.5539e-05
ENS | Base | DLC | DLC-Switch-Water Heating | Small Commercial | Retail Trade | % of Load | 1 | 2040 | 9.1438e-05
ENS | Base | DLC | DLC-Switch-Water Heating | Small Commercial | Services | % of Load | 1 | 2040 | 0.00010965
ENS | Base | DLC | DLC-Thermostat-HVAC | Small Commercial | Miscellaneous | % of Load | 1 | 2040 | 0.00014269
ENS | Base | DLC | DLC-Thermostat-HVAC | Small Commercial | Offices | % of Load | 1 | 2040 | 0.00022889
ENS | Base | DLC | DLC-Thermostat-HVAC | Small Commercial | Retail Trade | % of Load | 1 | 2040 | 0.00016955
ENS | Base | DLC | DLC-Thermostat-HVAC | Small Commercial | Services | % of Load | 1 | 2040 | 0.00020401
ENS | Base | DLC | DLC-Switch-Water Heating | Small Industrial | Miscellaneous | % of Load | 1 | 2040 | 7.5756e-06
ENS | Base | DLC | DLC-Switch-Water Heating | Small Industrial | Offices | % of Load | 1 | 2040 | 2.9029e-07
ENS | Base | DLC | DLC-Switch-Water Heating | Small Industrial | Retail Trade | % of Load | 1 | 2040 | 2.0653e-06
ENS | Base | DLC | DLC-Switch-Water Heating | Small Industrial | Services | % of Load | 1 | 2040 | 2.5747e-06
ENS | Base | DLC | DLC-Thermostat-HVAC | Small Industrial | Miscellaneous | % of Load | 1 | 2040 | 4.7068e-05
ENS | Base | DLC | DLC-Thermostat-HVAC | Small Industrial | Offices | % of Load | 1 | 2040 | 4.7014e-06
ENS | Base | DLC | DLC-Thermostat-HVAC | Small Industrial | Retail Trade | % of Load | 1 | 2040 | 4.96e-06
ENS | Base | DLC | DLC-Thermostat-HVAC | Small Industrial | Services | % of Load | 1 | 2040 | 6.1832e-06
ENS | Base | DLC | DLC-Switch-Water Heating | Residential | Residential LI | % of Load | 1 | 2040 | 0.0032433
ENS | Base | DLC | DLC-Switch-Water Heating | Residential | Residential Market Rate | % of Load | 1 | 2040 | 0.0099939
ENS | Base | DLC | DLC-Thermostat-Heat Pump | Residential | Residential LI | % of Load | 1 | 2040 | 0.0010879
ENS | Base | DLC | DLC-Thermostat-Heat Pump | Residential | Residential Market Rate | % of Load | 1 | 2040 | 0.008433
ENS | Base | DLC | DLC-Thermostat-Electric Furnace | Residential | Residential LI | % of Load | 1 | 2040 | 0.0027934
ENS | Base | DLC | DLC-Thermostat-Electric Furnace | Residential | Residential Market Rate | % of Load | 1 | 2040 | 0.0015633
ENS | Base | C&I Curtailment | C&I Curtailment- Manual HVAC Control | Large Commercial | Offices | % of Load | 1 | 2040 | 1.6804e-05
ENS | Base | C&I Curtailment | C&I Curtailment- Manual HVAC Control | Large Commercial | Services | % of Load | 1 | 2040 | 2.5551e-05
ENS | Base | C&I Curtailment | C&I Curtailment- Auto-DR HVAC Control | Large Commercial | Offices | % of Load | 1 | 2040 | 0.00010971
ENS | Base | C&I Curtailment | C&I Curtailment- Auto-DR HVAC Control | Large Commercial | Services | % of Load | 1 | 2040 | 0.00016682
ENS | Base | C&I Curtailment | C&I Curtailment- Standard Lighting Control | Large Commercial | Offices | % of Load | 1 | 2040 | 3.8726e-06
ENS | Base | C&I Curtailment | C&I Curtailment- Standard Lighting Control | Large Commercial | Services | % of Load | 1 | 2040 | 3.2369e-05
ENS | Base | C&I Curtailment | C&I Curtailment- Advanced Lighting Control | Large Commercial | Offices | % of Load | 1 | 2040 | 1.9363e-06
ENS | Base | C&I Curtailment | C&I Curtailment- Advanced Lighting Control | Large Commercial | Services | % of Load | 1 | 2040 | 1.6184e-05
ENS | Base | C&I Curtailment | C&I Curtailment- Water Heating Control | Large Commercial | Offices | % of Load | 1 | 2040 | 1.0204e-06
ENS | Base | C&I Curtailment | C&I Curtailment- Water Heating Control | Large Commercial | Services | % of Load | 1 | 2040 | 1.1334e-05
ENS | Base | C&I Curtailment | C&I Curtailment- Other | Large Commercial | Offices | % of Load | 1 | 2040 | 1.4719e-05
ENS | Base | C&I Curtailment | C&I Curtailment- Other | Large Commercial | Services | % of Load | 1 | 2040 | 0.00010435
ENS | Base | C&I Curtailment | C&I Curtailment- Manual HVAC Control | Large Industrial | Miscellaneous | % of Load | 1 | 2040 | 7.997e-06
ENS | Base | C&I Curtailment | C&I Curtailment- Manual HVAC Control | Large Industrial | Offices | % of Load | 1 | 2040 | 5.4464e-06
ENS | Base | C&I Curtailment | C&I Curtailment- Manual HVAC Control | Large Industrial | Retail Trade | % of Load | 1 | 2040 | 1.0892e-05
ENS | Base | C&I Curtailment | C&I Curtailment- Manual HVAC Control | Large Industrial | Services | % of Load | 1 | 2040 | 3.2324e-06
ENS | Base | C&I Curtailment | C&I Curtailment- Auto-DR HVAC Control | Large Industrial | Miscellaneous | % of Load | 1 | 2040 | 5.2211e-05
ENS | Base | C&I Curtailment | C&I Curtailment- Auto-DR HVAC Control | Large Industrial | Offices | % of Load | 1 | 2040 | 3.5558e-05
ENS | Base | C&I Curtailment | C&I Curtailment- Auto-DR HVAC Control | Large Industrial | Retail Trade | % of Load | 1 | 2040 | 7.1114e-05
ENS | Base | C&I Curtailment | C&I Curtailment- Auto-DR HVAC Control | Large Industrial | Services | % of Load | 1 | 2040 | 2.1104e-05
ENS | Base | C&I Curtailment | C&I Curtailment- Standard Lighting Control | Large Industrial | Miscellaneous | % of Load | 1 | 2040 | 1.1042e-05
ENS | Base | C&I Curtailment | C&I Curtailment- Standard Lighting Control | Large Industrial | Offices | % of Load | 1 | 2040 | 2.0271e-06
ENS | Base | C&I Curtailment | C&I Curtailment- Standard Lighting Control | Large Industrial | Retail Trade | % of Load | 1 | 2040 | 1.3799e-05
ENS | Base | C&I Curtailment | C&I Curtailment- Standard Lighting Control | Large Industrial | Services | % of Load | 1 | 2040 | 4.0949e-06
ENS | Base | C&I Curtailment | C&I Curtailment- Advanced Lighting Control | Large Industrial | Miscellaneous | % of Load | 1 | 2040 | 5.5208e-06
ENS | Base | C&I Curtailment | C&I Curtailment- Advanced Lighting Control | Large Industrial | Offices | % of Load | 1 | 2040 | 1.0136e-06
ENS | Base | C&I Curtailment | C&I Curtailment- Advanced Lighting Control | Large Industrial | Retail Trade | % of Load | 1 | 2040 | 6.8993e-06
ENS | Base | C&I Curtailment | C&I Curtailment- Advanced Lighting Control | Large Industrial | Services | % of Load | 1 | 2040 | 2.0474e-06
ENS | Base | C&I Curtailment | C&I Curtailment- Water Heating Control | Large Industrial | Miscellaneous | % of Load | 1 | 2040 | 8.55e-07
ENS | Base | C&I Curtailment | C&I Curtailment- Water Heating Control | Large Industrial | Offices | % of Load | 1 | 2040 | 2.7019e-07
ENS | Base | C&I Curtailment | C&I Curtailment- Water Heating Control | Large Industrial | Retail Trade | % of Load | 1 | 2040 | 4.8316e-06
ENS | Base | C&I Curtailment | C&I Curtailment- Water Heating Control | Large Industrial | Services | % of Load | 1 | 2040 | 1.4338e-06
ENS | Base | C&I Curtailment | C&I Curtailment- Other | Large Industrial | Miscellaneous | % of Load | 1 | 2040 | 1.7782e-05
ENS | Base | C&I Curtailment | C&I Curtailment- Other | Large Industrial | Offices | % of Load | 1 | 2040 | 5.1863e-06
ENS | Base | C&I Curtailment | C&I Curtailment- Other | Large Industrial | Retail Trade | % of Load | 1 | 2040 | 4.4485e-05
ENS | Base | C&I Curtailment | C&I Curtailment- Other | Large Industrial | Services | % of Load | 1 | 2040 | 1.3202e-05
ENS | Base | C&I Curtailment | C&I Curtailment- Industrial | Large Industrial | Manufacturing | % of Load | 1 | 2040 | 0.00052478
ENS | Base | C&I Curtailment | C&I Curtailment- Manual HVAC Control | Interruptible Rider | Miscellaneous | % of Load | 1 | 2040 | 0.00022515
ENS | Base | C&I Curtailment | C&I Curtailment- Manual HVAC Control | Interruptible Rider | Retail Trade | % of Load | 1 | 2040 | 5.3896e-06
ENS | Base | C&I Curtailment | C&I Curtailment- Auto-DR HVAC Control | Interruptible Rider | Miscellaneous | % of Load | 1 | 2040 | 0.00147
ENS | Base | C&I Curtailment | C&I Curtailment- Auto-DR HVAC Control | Interruptible Rider | Retail Trade | % of Load | 1 | 2040 | 3.5188e-05
ENS | Base | C&I Curtailment | C&I Curtailment- Standard Lighting Control | Interruptible Rider | Miscellaneous | % of Load | 1 | 2040 | 0.00010707
ENS | Base | C&I Curtailment | C&I Curtailment- Standard Lighting Control | Interruptible Rider | Retail Trade | % of Load | 1 | 2040 | 8.4484e-06
ENS | Base | C&I Curtailment | C&I Curtailment- Advanced Lighting Control | Interruptible Rider | Miscellaneous | % of Load | 1 | 2040 | 5.3537e-05
ENS | Base | C&I Curtailment | C&I Curtailment- Advanced Lighting Control | Interruptible Rider | Retail Trade | % of Load | 1 | 2040 | 4.2242e-06
ENS | Base | C&I Curtailment | C&I Curtailment- Water Heating Control | Interruptible Rider | Miscellaneous | % of Load | 1 | 2040 | 1.3324e-05
ENS | Base | C&I Curtailment | C&I Curtailment- Water Heating Control | Interruptible Rider | Retail Trade | % of Load | 1 | 2040 | 1.8151e-06
ENS | Base | C&I Curtailment | C&I Curtailment- Other | Interruptible Rider | Miscellaneous | % of Load | 1 | 2040 | 0.00023739
ENS | Base | C&I Curtailment | C&I Curtailment- Other | Interruptible Rider | Retail Trade | % of Load | 1 | 2040 | 1.9531e-05
ENS | Base | C&I Curtailment | C&I Curtailment- Industrial | Interruptible Rider | Manufacturing | % of Load | 1 | 2040 | 0.00034021
ENS | Base | Dynamic Pricing | Dynamic Pricing with enabling tech. | Small Commercial | Manufacturing | % of Load | 1 | 2040 | 2.3904e-05
ENS | Base | Dynamic Pricing | Dynamic Pricing with enabling tech. | Small Commercial | Miscellaneous | % of Load | 1 | 2040 | 0.00029724
ENS | Base | Dynamic Pricing | Dynamic Pricing with enabling tech. | Small Commercial | Offices | % of Load | 1 | 2040 | 0.00023587
ENS | Base | Dynamic Pricing | Dynamic Pricing with enabling tech. | Small Commercial | Retail Trade | % of Load | 1 | 2040 | 0.00050761
ENS | Base | Dynamic Pricing | Dynamic Pricing with enabling tech. | Small Commercial | Services | % of Load | 1 | 2040 | 0.00061016
ENS | Base | Dynamic Pricing | Dynamic Pricing w/o enabling tech. | Small Commercial | Manufacturing | % of Load | 1 | 2040 | 1.4119e-06
ENS | Base | Dynamic Pricing | Dynamic Pricing w/o enabling tech. | Small Commercial | Miscellaneous | % of Load | 1 | 2040 | 1.7556e-05
ENS | Base | Dynamic Pricing | Dynamic Pricing w/o enabling tech. | Small Commercial | Offices | % of Load | 1 | 2040 | 1.3931e-05
ENS | Base | Dynamic Pricing | Dynamic Pricing w/o enabling tech. | Small Commercial | Retail Trade | % of Load | 1 | 2040 | 2.9981e-05
ENS | Base | Dynamic Pricing | Dynamic Pricing w/o enabling tech. | Small Commercial | Services | % of Load | 1 | 2040 | 3.6037e-05
ENS | Base | Dynamic Pricing | Dynamic Pricing with enabling tech. | Large Commercial | Offices | % of Load | 1 | 2040 | 3.9627e-05
ENS | Base | Dynamic Pricing | Dynamic Pricing with enabling tech. | Large Commercial | Services | % of Load | 1 | 2040 | 0.00025767
ENS | Base | Dynamic Pricing | Dynamic Pricing w/o enabling tech. | Large Commercial | Offices | % of Load | 1 | 2040 | 1.5017e-05
ENS | Base | Dynamic Pricing | Dynamic Pricing w/o enabling tech. | Large Commercial | Services | % of Load | 1 | 2040 | 9.7645e-05
ENS | Base | Dynamic Pricing | Dynamic Pricing with enabling tech. | Small Industrial | Manufacturing | % of Load | 1 | 2040 | 4.9559e-05
ENS | Base | Dynamic Pricing | Dynamic Pricing with enabling tech. | Small Industrial | Miscellaneous | % of Load | 1 | 2040 | 8.0167e-05
ENS | Base | Dynamic Pricing | Dynamic Pricing with enabling tech. | Small Industrial | Offices | % of Load | 1 | 2040 | 4.969e-06
ENS | Base | Dynamic Pricing | Dynamic Pricing with enabling tech. | Small Industrial | Retail Trade | % of Load | 1 | 2040 | 1.3822e-05
ENS | Base | Dynamic Pricing | Dynamic Pricing with enabling tech. | Small Industrial | Services | % of Load | 1 | 2040 | 1.723e-05
ENS | Base | Dynamic Pricing | Dynamic Pricing w/o enabling tech. | Small Industrial | Manufacturing | % of Load | 1 | 2040 | 2.9271e-06
ENS | Base | Dynamic Pricing | Dynamic Pricing w/o enabling tech. | Small Industrial | Miscellaneous | % of Load | 1 | 2040 | 4.7349e-06
ENS | Base | Dynamic Pricing | Dynamic Pricing w/o enabling tech. | Small Industrial | Offices | % of Load | 1 | 2040 | 2.9348e-07
ENS | Base | Dynamic Pricing | Dynamic Pricing w/o enabling tech. | Small Industrial | Retail Trade | % of Load | 1 | 2040 | 8.1633e-07
ENS | Base | Dynamic Pricing | Dynamic Pricing w/o enabling tech. | Small Industrial | Services | % of Load | 1 | 2040 | 1.0177e-06
ENS | Base | Dynamic Pricing | Dynamic Pricing with enabling tech. | Large Industrial | Manufacturing | % of Load | 1 | 2040 | 0.00026173
ENS | Base | Dynamic Pricing | Dynamic Pricing with enabling tech. | Large Industrial | Miscellaneous | % of Load | 1 | 2040 | 0.00017464
ENS | Base | Dynamic Pricing | Dynamic Pricing with enabling tech. | Large Industrial | Offices | % of Load | 1 | 2040 | 1.3672e-05
ENS | Base | Dynamic Pricing | Dynamic Pricing with enabling tech. | Large Industrial | Retail Trade | % of Load | 1 | 2040 | 5.8153e-05
ENS | Base | Dynamic Pricing | Dynamic Pricing with enabling tech. | Large Industrial | Services | % of Load | 1 | 2040 | 3.2597e-05
ENS | Base | Dynamic Pricing | Dynamic Pricing w/o enabling tech. | Large Industrial | Manufacturing | % of Load | 1 | 2040 | 9.9183e-05
ENS | Base | Dynamic Pricing | Dynamic Pricing w/o enabling tech. | Large Industrial | Miscellaneous | % of Load | 1 | 2040 | 6.618e-05
ENS | Base | Dynamic Pricing | Dynamic Pricing w/o enabling tech. | Large Industrial | Offices | % of Load | 1 | 2040 | 5.181e-06
ENS | Base | Dynamic Pricing | Dynamic Pricing w/o enabling tech. | Large Industrial | Retail Trade | % of Load | 1 | 2040 | 2.2037e-05
ENS | Base | Dynamic Pricing | Dynamic Pricing w/o enabling tech. | Large Industrial | Services | % of Load | 1 | 2040 | 1.2353e-05
ENS | Base | Dynamic Pricing | Dynamic Pricing with enabling tech. | Interruptible Rider | Manufacturing | % of Load | 1 | 2040 | 5.656e-05
ENS | Base | Dynamic Pricing | Dynamic Pricing with enabling tech. | Interruptible Rider | Miscellaneous | % of Load | 1 | 2040 | 0.00015129
ENS | Base | Dynamic Pricing | Dynamic Pricing with enabling tech. | Interruptible Rider | Retail Trade | % of Load | 1 | 2040 | 8.8816e-06
ENS | Base | Dynamic Pricing | Dynamic Pricing w/o enabling tech. | Interruptible Rider | Manufacturing | % of Load | 1 | 2040 | 2.1433e-05
ENS | Base | Dynamic Pricing | Dynamic Pricing w/o enabling tech. | Interruptible Rider | Miscellaneous | % of Load | 1 | 2040 | 5.7329e-05
ENS | Base | Dynamic Pricing | Dynamic Pricing w/o enabling tech. | Interruptible Rider | Retail Trade | % of Load | 1 | 2040 | 3.3656e-06
ENS | Base | Dynamic Pricing | Dynamic Pricing with enabling tech. | Residential | Residential Market Rate | % of Load | 1 | 2040 | 0.012598
ENS | Base | Dynamic Pricing | Dynamic Pricing w/o enabling tech. | Residential | Residential Market Rate | % of Load | 1 | 2040 | 0.0070448
ENS | Base | BTM Battery Control | BTM Battery Control | Small Commercial | Manufacturing | % of Load | 0 | 2040 | 3.3755e-05
ENS | Base | BTM Battery Control | BTM Battery Control | Small Commercial | Miscellaneous | % of Load | 0 | 2040 | 0.00025149
ENS | Base | BTM Battery Control | BTM Battery Control | Small Commercial | Offices | % of Load | 0 | 2040 | 8.6326e-05
ENS | Base | BTM Battery Control | BTM Battery Control | Small Commercial | Retail Trade | % of Load | 0 | 2040 | 0.00015067
ENS | Base | BTM Battery Control | BTM Battery Control | Small Commercial | Services | % of Load | 0 | 2040 | 0.00032797
ENS | Base | BTM Battery Control | BTM Battery Control | Large Commercial | Offices | % of Load | 0 | 2040 | 3.4685e-05
ENS | Base | BTM Battery Control | BTM Battery Control | Large Commercial | Services | % of Load | 0 | 2040 | 0.00018499
ENS | Base | BTM Battery Control | BTM Battery Control | Small Industrial | Manufacturing | % of Load | 0 | 2040 | 8.241e-07
ENS | Base | BTM Battery Control | BTM Battery Control | Small Industrial | Miscellaneous | % of Load | 0 | 2040 | 5.366e-06
ENS | Base | BTM Battery Control | BTM Battery Control | Small Industrial | Offices | % of Load | 0 | 2040 | 2.1164e-06
ENS | Base | BTM Battery Control | BTM Battery Control | Small Industrial | Retail Trade | % of Load | 0 | 2040 | 3.6991e-06
ENS | Base | BTM Battery Control | BTM Battery Control | Small Industrial | Services | % of Load | 0 | 2040 | 8.0444e-06
ENS | Base | BTM Battery Control | BTM Battery Control | Large Industrial | Manufacturing | % of Load | 0 | 2040 | 2.2708e-05
ENS | Base | BTM Battery Control | BTM Battery Control | Large Industrial | Miscellaneous | % of Load | 0 | 2040 | 0.00010528
ENS | Base | BTM Battery Control | BTM Battery Control | Large Industrial | Offices | % of Load | 0 | 2040 | 1.2386e-05
ENS | Base | BTM Battery Control | BTM Battery Control | Large Industrial | Retail Trade | % of Load | 0 | 2040 | 6.1931e-05
ENS | Base | BTM Battery Control | BTM Battery Control | Large Industrial | Services | % of Load | 0 | 2040 | 0.00013418
ENS | Base | BTM Battery Control | BTM Battery Control | Interruptible Rider | Manufacturing | % of Load | 0 | 2040 | 3.0354e-05
ENS | Base | BTM Battery Control | BTM Battery Control | Interruptible Rider | Miscellaneous | % of Load | 0 | 2040 | 8.0944e-05
ENS | Base | BTM Battery Control | BTM Battery Control | Interruptible Rider | Retail Trade | % of Load | 0 | 2040 | 0.00012142
ENS | Base | BTM Battery Control | BTM Battery Control | Residential | Residential LI | % of Load | 0 | 2040 | 0.0010093
ENS | Base | BTM Battery Control | BTM Battery Control | Residential | Residential Market Rate | % of Load | 0 | 2040 | 0.0062831
ENS | Base | EV Charging Control | EV Charging Control | EV | EV | % of Load | 0 | 2040 | 0.0026869
ENS | Base | Behavioral DR | Behavioral DR | Residential | Residential LI | % of Load | 0 | 2040 | 0.00028774
ENS | Base | Behavioral DR | Behavioral DR | Residential | Residential Market Rate | % of Load | 0 | 2040 | 0.0016791
ENS | Base | DLC | DLC-Switch-Water Heating | Small Commercial | Miscellaneous | % of Load | 1 | 2041 | 2.6737e-05
ENS | Base | DLC | DLC-Switch-Water Heating | Small Commercial | Offices | % of Load | 1 | 2041 | 1.5413e-05
ENS | Base | DLC | DLC-Switch-Water Heating | Small Commercial | Retail Trade | % of Load | 1 | 2041 | 9.0961e-05
ENS | Base | DLC | DLC-Switch-Water Heating | Small Commercial | Services | % of Load | 1 | 2041 | 0.00010906
ENS | Base | DLC | DLC-Thermostat-HVAC | Small Commercial | Miscellaneous | % of Load | 1 | 2041 | 0.00013978
ENS | Base | DLC | DLC-Thermostat-HVAC | Small Commercial | Offices | % of Load | 1 | 2041 | 0.00022577
ENS | Base | DLC | DLC-Thermostat-HVAC | Small Commercial | Retail Trade | % of Load | 1 | 2041 | 0.00016387
ENS | Base | DLC | DLC-Thermostat-HVAC | Small Commercial | Services | % of Load | 1 | 2041 | 0.00019717
ENS | Base | DLC | DLC-Switch-Water Heating | Small Industrial | Miscellaneous | % of Load | 1 | 2041 | 7.637e-06
ENS | Base | DLC | DLC-Switch-Water Heating | Small Industrial | Offices | % of Load | 1 | 2041 | 2.919e-07
ENS | Base | DLC | DLC-Switch-Water Heating | Small Industrial | Retail Trade | % of Load | 1 | 2041 | 2.083e-06
ENS | Base | DLC | DLC-Switch-Water Heating | Small Industrial | Services | % of Load | 1 | 2041 | 2.5966e-06
ENS | Base | DLC | DLC-Thermostat-HVAC | Small Industrial | Miscellaneous | % of Load | 1 | 2041 | 4.6997e-05
ENS | Base | DLC | DLC-Thermostat-HVAC | Small Industrial | Offices | % of Load | 1 | 2041 | 4.7199e-06
ENS | Base | DLC | DLC-Thermostat-HVAC | Small Industrial | Retail Trade | % of Load | 1 | 2041 | 4.9289e-06
ENS | Base | DLC | DLC-Thermostat-HVAC | Small Industrial | Services | % of Load | 1 | 2041 | 6.1444e-06
ENS | Base | DLC | DLC-Switch-Water Heating | Residential | Residential LI | % of Load | 1 | 2041 | 0.0032649
ENS | Base | DLC | DLC-Switch-Water Heating | Residential | Residential Market Rate | % of Load | 1 | 2041 | 0.010059
ENS | Base | DLC | DLC-Thermostat-Heat Pump | Residential | Residential LI | % of Load | 1 | 2041 | 0.0011255
ENS | Base | DLC | DLC-Thermostat-Heat Pump | Residential | Residential Market Rate | % of Load | 1 | 2041 | 0.0085646
ENS | Base | DLC | DLC-Thermostat-Electric Furnace | Residential | Residential LI | % of Load | 1 | 2041 | 0.0027718
ENS | Base | DLC | DLC-Thermostat-Electric Furnace | Residential | Residential Market Rate | % of Load | 1 | 2041 | 0.0014754
ENS | Base | C&I Curtailment | C&I Curtailment- Manual HVAC Control | Large Commercial | Offices | % of Load | 1 | 2041 | 1.6631e-05
ENS | Base | C&I Curtailment | C&I Curtailment- Manual HVAC Control | Large Commercial | Services | % of Load | 1 | 2041 | 2.4788e-05
ENS | Base | C&I Curtailment | C&I Curtailment- Auto-DR HVAC Control | Large Commercial | Offices | % of Load | 1 | 2041 | 0.00010858
ENS | Base | C&I Curtailment | C&I Curtailment- Auto-DR HVAC Control | Large Commercial | Services | % of Load | 1 | 2041 | 0.00016184
ENS | Base | C&I Curtailment | C&I Curtailment- Standard Lighting Control | Large Commercial | Offices | % of Load | 1 | 2041 | 3.5916e-06
ENS | Base | C&I Curtailment | C&I Curtailment- Standard Lighting Control | Large Commercial | Services | % of Load | 1 | 2041 | 3.0844e-05
ENS | Base | C&I Curtailment | C&I Curtailment- Advanced Lighting Control | Large Commercial | Offices | % of Load | 1 | 2041 | 1.7958e-06
ENS | Base | C&I Curtailment | C&I Curtailment- Advanced Lighting Control | Large Commercial | Services | % of Load | 1 | 2041 | 1.5422e-05
ENS | Base | C&I Curtailment | C&I Curtailment- Water Heating Control | Large Commercial | Offices | % of Load | 1 | 2041 | 1.0197e-06
ENS | Base | C&I Curtailment | C&I Curtailment- Water Heating Control | Large Commercial | Services | % of Load | 1 | 2041 | 1.1326e-05
ENS | Base | C&I Curtailment | C&I Curtailment- Other | Large Commercial | Offices | % of Load | 1 | 2041 | 1.4543e-05
ENS | Base | C&I Curtailment | C&I Curtailment- Other | Large Commercial | Services | % of Load | 1 | 2041 | 0.00010346
ENS | Base | C&I Curtailment | C&I Curtailment- Manual HVAC Control | Large Industrial | Miscellaneous | % of Load | 1 | 2041 | 8.0479e-06
ENS | Base | C&I Curtailment | C&I Curtailment- Manual HVAC Control | Large Industrial | Offices | % of Load | 1 | 2041 | 5.5327e-06
ENS | Base | C&I Curtailment | C&I Curtailment- Manual HVAC Control | Large Industrial | Retail Trade | % of Load | 1 | 2041 | 1.0827e-05
ENS | Base | C&I Curtailment | C&I Curtailment- Manual HVAC Control | Large Industrial | Services | % of Load | 1 | 2041 | 3.213e-06
ENS | Base | C&I Curtailment | C&I Curtailment- Auto-DR HVAC Control | Large Industrial | Miscellaneous | % of Load | 1 | 2041 | 5.2544e-05
ENS | Base | C&I Curtailment | C&I Curtailment- Auto-DR HVAC Control | Large Industrial | Offices | % of Load | 1 | 2041 | 3.6122e-05
ENS | Base | C&I Curtailment | C&I Curtailment- Auto-DR HVAC Control | Large Industrial | Retail Trade | % of Load | 1 | 2041 | 7.0687e-05
ENS | Base | C&I Curtailment | C&I Curtailment- Auto-DR HVAC Control | Large Industrial | Services | % of Load | 1 | 2041 | 2.0977e-05
ENS | Base | C&I Curtailment | C&I Curtailment- Standard Lighting Control | Large Industrial | Miscellaneous | % of Load | 1 | 2041 | 1.1001e-05
ENS | Base | C&I Curtailment | C&I Curtailment- Standard Lighting Control | Large Industrial | Offices | % of Load | 1 | 2041 | 1.9994e-06
ENS | Base | C&I Curtailment | C&I Curtailment- Standard Lighting Control | Large Industrial | Retail Trade | % of Load | 1 | 2041 | 1.3472e-05
ENS | Base | C&I Curtailment | C&I Curtailment- Standard Lighting Control | Large Industrial | Services | % of Load | 1 | 2041 | 3.9979e-06
ENS | Base | C&I Curtailment | C&I Curtailment- Advanced Lighting Control | Large Industrial | Miscellaneous | % of Load | 1 | 2041 | 5.5004e-06
ENS | Base | C&I Curtailment | C&I Curtailment- Advanced Lighting Control | Large Industrial | Offices | % of Load | 1 | 2041 | 9.9972e-07
ENS | Base | C&I Curtailment | C&I Curtailment- Advanced Lighting Control | Large Industrial | Retail Trade | % of Load | 1 | 2041 | 6.736e-06
ENS | Base | C&I Curtailment | C&I Curtailment- Advanced Lighting Control | Large Industrial | Services | % of Load | 1 | 2041 | 1.999e-06
ENS | Base | C&I Curtailment | C&I Curtailment- Water Heating Control | Large Industrial | Miscellaneous | % of Load | 1 | 2041 | 8.6661e-07
ENS | Base | C&I Curtailment | C&I Curtailment- Water Heating Control | Large Industrial | Offices | % of Load | 1 | 2041 | 2.7478e-07
ENS | Base | C&I Curtailment | C&I Curtailment- Water Heating Control | Large Industrial | Retail Trade | % of Load | 1 | 2041 | 4.9469e-06
ENS | Base | C&I Curtailment | C&I Curtailment- Water Heating Control | Large Industrial | Services | % of Load | 1 | 2041 | 1.468e-06
ENS | Base | C&I Curtailment | C&I Curtailment- Other | Large Industrial | Miscellaneous | % of Load | 1 | 2041 | 1.8008e-05
ENS | Base | C&I Curtailment | C&I Curtailment- Other | Large Industrial | Offices | % of Load | 1 | 2041 | 5.2843e-06
ENS | Base | C&I Curtailment | C&I Curtailment- Other | Large Industrial | Retail Trade | % of Load | 1 | 2041 | 4.5188e-05
ENS | Base | C&I Curtailment | C&I Curtailment- Other | Large Industrial | Services | % of Load | 1 | 2041 | 1.341e-05
ENS | Base | C&I Curtailment | C&I Curtailment- Industrial | Large Industrial | Manufacturing | % of Load | 1 | 2041 | 0.00052128
ENS | Base | C&I Curtailment | C&I Curtailment- Manual HVAC Control | Interruptible Rider | Miscellaneous | % of Load | 1 | 2041 | 0.00022439
ENS | Base | C&I Curtailment | C&I Curtailment- Manual HVAC Control | Interruptible Rider | Retail Trade | % of Load | 1 | 2041 | 5.3175e-06
ENS | Base | C&I Curtailment | C&I Curtailment- Auto-DR HVAC Control | Interruptible Rider | Miscellaneous | % of Load | 1 | 2041 | 0.001465
ENS | Base | C&I Curtailment | C&I Curtailment- Auto-DR HVAC Control | Interruptible Rider | Retail Trade | % of Load | 1 | 2041 | 3.4717e-05
ENS | Base | C&I Curtailment | C&I Curtailment- Standard Lighting Control | Interruptible Rider | Miscellaneous | % of Load | 1 | 2041 | 0.00010452
ENS | Base | C&I Curtailment | C&I Curtailment- Standard Lighting Control | Interruptible Rider | Retail Trade | % of Load | 1 | 2041 | 8.3027e-06
ENS | Base | C&I Curtailment | C&I Curtailment- Advanced Lighting Control | Interruptible Rider | Miscellaneous | % of Load | 1 | 2041 | 5.2262e-05
ENS | Base | C&I Curtailment | C&I Curtailment- Advanced Lighting Control | Interruptible Rider | Retail Trade | % of Load | 1 | 2041 | 4.1513e-06
ENS | Base | C&I Curtailment | C&I Curtailment- Water Heating Control | Interruptible Rider | Miscellaneous | % of Load | 1 | 2041 | 1.3312e-05
ENS | Base | C&I Curtailment | C&I Curtailment- Water Heating Control | Interruptible Rider | Retail Trade | % of Load | 1 | 2041 | 1.8175e-06
ENS | Base | C&I Curtailment | C&I Curtailment- Other | Interruptible Rider | Miscellaneous | % of Load | 1 | 2041 | 0.00023694
ENS | Base | C&I Curtailment | C&I Curtailment- Other | Interruptible Rider | Retail Trade | % of Load | 1 | 2041 | 1.9524e-05
ENS | Base | C&I Curtailment | C&I Curtailment- Industrial | Interruptible Rider | Manufacturing | % of Load | 1 | 2041 | 0.00033319
ENS | Base | Dynamic Pricing | Dynamic Pricing with enabling tech. | Small Commercial | Manufacturing | % of Load | 1 | 2041 | 2.3187e-05
ENS | Base | Dynamic Pricing | Dynamic Pricing with enabling tech. | Small Commercial | Miscellaneous | % of Load | 1 | 2041 | 0.00029294
ENS | Base | Dynamic Pricing | Dynamic Pricing with enabling tech. | Small Commercial | Offices | % of Load | 1 | 2041 | 0.00023231
ENS | Base | Dynamic Pricing | Dynamic Pricing with enabling tech. | Small Commercial | Retail Trade | % of Load | 1 | 2041 | 0.00049827
ENS | Base | Dynamic Pricing | Dynamic Pricing with enabling tech. | Small Commercial | Services | % of Load | 1 | 2041 | 0.00059887
ENS | Base | Dynamic Pricing | Dynamic Pricing w/o enabling tech. | Small Commercial | Manufacturing | % of Load | 1 | 2041 | 1.3695e-06
ENS | Base | Dynamic Pricing | Dynamic Pricing w/o enabling tech. | Small Commercial | Miscellaneous | % of Load | 1 | 2041 | 1.7302e-05
ENS | Base | Dynamic Pricing | Dynamic Pricing w/o enabling tech. | Small Commercial | Offices | % of Load | 1 | 2041 | 1.3721e-05
ENS | Base | Dynamic Pricing | Dynamic Pricing w/o enabling tech. | Small Commercial | Retail Trade | % of Load | 1 | 2041 | 2.9429e-05
ENS | Base | Dynamic Pricing | Dynamic Pricing w/o enabling tech. | Small Commercial | Services | % of Load | 1 | 2041 | 3.5371e-05
ENS | Base | Dynamic Pricing | Dynamic Pricing with enabling tech. | Large Commercial | Offices | % of Load | 1 | 2041 | 3.9098e-05
ENS | Base | Dynamic Pricing | Dynamic Pricing with enabling tech. | Large Commercial | Services | % of Load | 1 | 2041 | 0.00025398
ENS | Base | Dynamic Pricing | Dynamic Pricing w/o enabling tech. | Large Commercial | Offices | % of Load | 1 | 2041 | 1.4816e-05
ENS | Base | Dynamic Pricing | Dynamic Pricing w/o enabling tech. | Large Commercial | Services | % of Load | 1 | 2041 | 9.6247e-05
ENS | Base | Dynamic Pricing | Dynamic Pricing with enabling tech. | Small Industrial | Manufacturing | % of Load | 1 | 2041 | 4.8886e-05
ENS | Base | Dynamic Pricing | Dynamic Pricing with enabling tech. | Small Industrial | Miscellaneous | % of Load | 1 | 2041 | 8.0248e-05
ENS | Base | Dynamic Pricing | Dynamic Pricing with enabling tech. | Small Industrial | Offices | % of Load | 1 | 2041 | 4.9862e-06
ENS | Base | Dynamic Pricing | Dynamic Pricing with enabling tech. | Small Industrial | Retail Trade | % of Load | 1 | 2041 | 1.3865e-05
ENS | Base | Dynamic Pricing | Dynamic Pricing with enabling tech. | Small Industrial | Services | % of Load | 1 | 2041 | 1.7285e-05
ENS | Base | Dynamic Pricing | Dynamic Pricing w/o enabling tech. | Small Industrial | Manufacturing | % of Load | 1 | 2041 | 2.8873e-06
ENS | Base | Dynamic Pricing | Dynamic Pricing w/o enabling tech. | Small Industrial | Miscellaneous | % of Load | 1 | 2041 | 4.7396e-06
ENS | Base | Dynamic Pricing | Dynamic Pricing w/o enabling tech. | Small Industrial | Offices | % of Load | 1 | 2041 | 2.945e-07
ENS | Base | Dynamic Pricing | Dynamic Pricing w/o enabling tech. | Small Industrial | Retail Trade | % of Load | 1 | 2041 | 8.1891e-07
ENS | Base | Dynamic Pricing | Dynamic Pricing w/o enabling tech. | Small Industrial | Services | % of Load | 1 | 2041 | 1.0209e-06
ENS | Base | Dynamic Pricing | Dynamic Pricing with enabling tech. | Large Industrial | Manufacturing | % of Load | 1 | 2041 | 0.00025999
ENS | Base | Dynamic Pricing | Dynamic Pricing with enabling tech. | Large Industrial | Miscellaneous | % of Load | 1 | 2041 | 0.00017627
ENS | Base | Dynamic Pricing | Dynamic Pricing with enabling tech. | Large Industrial | Offices | % of Load | 1 | 2041 | 1.3887e-05
ENS | Base | Dynamic Pricing | Dynamic Pricing with enabling tech. | Large Industrial | Retail Trade | % of Load | 1 | 2041 | 5.873e-05
ENS | Base | Dynamic Pricing | Dynamic Pricing with enabling tech. | Large Industrial | Services | % of Load | 1 | 2041 | 3.2921e-05
ENS | Base | Dynamic Pricing | Dynamic Pricing w/o enabling tech. | Large Industrial | Manufacturing | % of Load | 1 | 2041 | 9.8521e-05
ENS | Base | Dynamic Pricing | Dynamic Pricing w/o enabling tech. | Large Industrial | Miscellaneous | % of Load | 1 | 2041 | 6.6797e-05
ENS | Base | Dynamic Pricing | Dynamic Pricing w/o enabling tech. | Large Industrial | Offices | % of Load | 1 | 2041 | 5.2626e-06
ENS | Base | Dynamic Pricing | Dynamic Pricing w/o enabling tech. | Large Industrial | Retail Trade | % of Load | 1 | 2041 | 2.2256e-05
ENS | Base | Dynamic Pricing | Dynamic Pricing w/o enabling tech. | Large Industrial | Services | % of Load | 1 | 2041 | 1.2475e-05
ENS | Base | Dynamic Pricing | Dynamic Pricing with enabling tech. | Interruptible Rider | Manufacturing | % of Load | 1 | 2041 | 5.5393e-05
ENS | Base | Dynamic Pricing | Dynamic Pricing with enabling tech. | Interruptible Rider | Miscellaneous | % of Load | 1 | 2041 | 0.00015069
ENS | Base | Dynamic Pricing | Dynamic Pricing with enabling tech. | Interruptible Rider | Retail Trade | % of Load | 1 | 2041 | 8.8459e-06
ENS | Base | Dynamic Pricing | Dynamic Pricing w/o enabling tech. | Interruptible Rider | Manufacturing | % of Load | 1 | 2041 | 2.0991e-05
ENS | Base | Dynamic Pricing | Dynamic Pricing w/o enabling tech. | Interruptible Rider | Miscellaneous | % of Load | 1 | 2041 | 5.7103e-05
ENS | Base | Dynamic Pricing | Dynamic Pricing w/o enabling tech. | Interruptible Rider | Retail Trade | % of Load | 1 | 2041 | 3.3521e-06
ENS | Base | Dynamic Pricing | Dynamic Pricing with enabling tech. | Residential | Residential Market Rate | % of Load | 1 | 2041 | 0.012645
ENS | Base | Dynamic Pricing | Dynamic Pricing w/o enabling tech. | Residential | Residential Market Rate | % of Load | 1 | 2041 | 0.0070713
ENS | Base | BTM Battery Control | BTM Battery Control | Small Commercial | Manufacturing | % of Load | 0 | 2041 | 3.3835e-05
ENS | Base | BTM Battery Control | BTM Battery Control | Small Commercial | Miscellaneous | % of Load | 0 | 2041 | 0.00025224
ENS | Base | BTM Battery Control | BTM Battery Control | Small Commercial | Offices | % of Load | 0 | 2041 | 8.6531e-05
ENS | Base | BTM Battery Control | BTM Battery Control | Small Commercial | Retail Trade | % of Load | 0 | 2041 | 0.000151
ENS | Base | BTM Battery Control | BTM Battery Control | Small Commercial | Services | % of Load | 0 | 2041 | 0.00032871
ENS | Base | BTM Battery Control | BTM Battery Control | Large Commercial | Offices | % of Load | 0 | 2041 | 3.4768e-05
ENS | Base | BTM Battery Control | BTM Battery Control | Large Commercial | Services | % of Load | 0 | 2041 | 0.00018543
ENS | Base | BTM Battery Control | BTM Battery Control | Small Industrial | Manufacturing | % of Load | 0 | 2041 | 8.2606e-07
ENS | Base | BTM Battery Control | BTM Battery Control | Small Industrial | Miscellaneous | % of Load | 0 | 2041 | 5.3788e-06
ENS | Base | BTM Battery Control | BTM Battery Control | Small Industrial | Offices | % of Load | 0 | 2041 | 2.1215e-06
ENS | Base | BTM Battery Control | BTM Battery Control | Small Industrial | Retail Trade | % of Load | 0 | 2041 | 3.7079e-06
ENS | Base | BTM Battery Control | BTM Battery Control | Small Industrial | Services | % of Load | 0 | 2041 | 8.0635e-06
ENS | Base | BTM Battery Control | BTM Battery Control | Large Industrial | Manufacturing | % of Load | 0 | 2041 | 2.2762e-05
ENS | Base | BTM Battery Control | BTM Battery Control | Large Industrial | Miscellaneous | % of Load | 0 | 2041 | 0.00010553
ENS | Base | BTM Battery Control | BTM Battery Control | Large Industrial | Offices | % of Load | 0 | 2041 | 1.2416e-05
ENS | Base | BTM Battery Control | BTM Battery Control | Large Industrial | Retail Trade | % of Load | 0 | 2041 | 6.2078e-05
ENS | Base | BTM Battery Control | BTM Battery Control | Large Industrial | Services | % of Load | 0 | 2041 | 0.0001345
ENS | Base | BTM Battery Control | BTM Battery Control | Interruptible Rider | Manufacturing | % of Load | 0 | 2041 | 3.0426e-05
ENS | Base | BTM Battery Control | BTM Battery Control | Interruptible Rider | Miscellaneous | % of Load | 0 | 2041 | 8.1136e-05
ENS | Base | BTM Battery Control | BTM Battery Control | Interruptible Rider | Retail Trade | % of Load | 0 | 2041 | 0.0001217
ENS | Base | BTM Battery Control | BTM Battery Control | Residential | Residential LI | % of Load | 0 | 2041 | 0.0010166
ENS | Base | BTM Battery Control | BTM Battery Control | Residential | Residential Market Rate | % of Load | 0 | 2041 | 0.006329
ENS | Base | EV Charging Control | EV Charging Control | EV | EV | % of Load | 0 | 2041 | 0.0029699
ENS | Base | Behavioral DR | Behavioral DR | Residential | Residential LI | % of Load | 0 | 2041 | 0.0002881
ENS | Base | Behavioral DR | Behavioral DR | Residential | Residential Market Rate | % of Load | 0 | 2041 | 0.0016854
ENS | Base | DLC | DLC-Switch-Water Heating | Small Commercial | Miscellaneous | % of Load | 1 | 2042 | 2.6577e-05
ENS | Base | DLC | DLC-Switch-Water Heating | Small Commercial | Offices | % of Load | 1 | 2042 | 1.5267e-05
ENS | Base | DLC | DLC-Switch-Water Heating | Small Commercial | Retail Trade | % of Load | 1 | 2042 | 9.0374e-05
ENS | Base | DLC | DLC-Switch-Water Heating | Small Commercial | Services | % of Load | 1 | 2042 | 0.00010834
ENS | Base | DLC | DLC-Thermostat-HVAC | Small Commercial | Miscellaneous | % of Load | 1 | 2042 | 0.0001368
ENS | Base | DLC | DLC-Thermostat-HVAC | Small Commercial | Offices | % of Load | 1 | 2042 | 0.00022243
ENS | Base | DLC | DLC-Thermostat-HVAC | Small Commercial | Retail Trade | % of Load | 1 | 2042 | 0.00015822
ENS | Base | DLC | DLC-Thermostat-HVAC | Small Commercial | Services | % of Load | 1 | 2042 | 0.00019038
ENS | Base | DLC | DLC-Switch-Water Heating | Small Industrial | Miscellaneous | % of Load | 1 | 2042 | 7.6895e-06
ENS | Base | DLC | DLC-Switch-Water Heating | Small Industrial | Offices | % of Load | 1 | 2042 | 2.9318e-07
ENS | Base | DLC | DLC-Switch-Water Heating | Small Industrial | Retail Trade | % of Load | 1 | 2042 | 2.0982e-06
ENS | Base | DLC | DLC-Switch-Water Heating | Small Industrial | Services | % of Load | 1 | 2042 | 2.6157e-06
ENS | Base | DLC | DLC-Thermostat-HVAC | Small Industrial | Miscellaneous | % of Load | 1 | 2042 | 4.689e-05
ENS | Base | DLC | DLC-Thermostat-HVAC | Small Industrial | Offices | % of Load | 1 | 2042 | 4.7337e-06
ENS | Base | DLC | DLC-Thermostat-HVAC | Small Industrial | Retail Trade | % of Load | 1 | 2042 | 4.8946e-06
ENS | Base | DLC | DLC-Thermostat-HVAC | Small Industrial | Services | % of Load | 1 | 2042 | 6.1016e-06
ENS | Base | DLC | DLC-Switch-Water Heating | Residential | Residential LI | % of Load | 1 | 2042 | 0.0032847
ENS | Base | DLC | DLC-Switch-Water Heating | Residential | Residential Market Rate | % of Load | 1 | 2042 | 0.01012
ENS | Base | DLC | DLC-Thermostat-Heat Pump | Residential | Residential LI | % of Load | 1 | 2042 | 0.0011598
ENS | Base | DLC | DLC-Thermostat-Heat Pump | Residential | Residential Market Rate | % of Load | 1 | 2042 | 0.0086811
ENS | Base | DLC | DLC-Thermostat-Electric Furnace | Residential | Residential LI | % of Load | 1 | 2042 | 0.0027497
ENS | Base | DLC | DLC-Thermostat-Electric Furnace | Residential | Residential Market Rate | % of Load | 1 | 2042 | 0.0013923
ENS | Base | C&I Curtailment | C&I Curtailment- Manual HVAC Control | Large Commercial | Offices | % of Load | 1 | 2042 | 1.6443e-05
ENS | Base | C&I Curtailment | C&I Curtailment- Manual HVAC Control | Large Commercial | Services | % of Load | 1 | 2042 | 2.4023e-05
ENS | Base | C&I Curtailment | C&I Curtailment- Auto-DR HVAC Control | Large Commercial | Offices | % of Load | 1 | 2042 | 0.00010735
ENS | Base | C&I Curtailment | C&I Curtailment- Auto-DR HVAC Control | Large Commercial | Services | % of Load | 1 | 2042 | 0.00015684
ENS | Base | C&I Curtailment | C&I Curtailment- Standard Lighting Control | Large Commercial | Offices | % of Load | 1 | 2042 | 3.3379e-06
ENS | Base | C&I Curtailment | C&I Curtailment- Standard Lighting Control | Large Commercial | Services | % of Load | 1 | 2042 | 2.9453e-05
ENS | Base | C&I Curtailment | C&I Curtailment- Advanced Lighting Control | Large Commercial | Offices | % of Load | 1 | 2042 | 1.6689e-06
ENS | Base | C&I Curtailment | C&I Curtailment- Advanced Lighting Control | Large Commercial | Services | % of Load | 1 | 2042 | 1.4726e-05
ENS | Base | C&I Curtailment | C&I Curtailment- Water Heating Control | Large Commercial | Offices | % of Load | 1 | 2042 | 1.0177e-06
ENS | Base | C&I Curtailment | C&I Curtailment- Water Heating Control | Large Commercial | Services | % of Load | 1 | 2042 | 1.1303e-05
ENS | Base | C&I Curtailment | C&I Curtailment- Other | Large Commercial | Offices | % of Load | 1 | 2042 | 1.4353e-05
ENS | Base | C&I Curtailment | C&I Curtailment- Other | Large Commercial | Services | % of Load | 1 | 2042 | 0.00010245
ENS | Base | C&I Curtailment | C&I Curtailment- Manual HVAC Control | Large Industrial | Miscellaneous | % of Load | 1 | 2042 | 8.0923e-06
ENS | Base | C&I Curtailment | C&I Curtailment- Manual HVAC Control | Large Industrial | Offices | % of Load | 1 | 2042 | 5.6123e-06
ENS | Base | C&I Curtailment | C&I Curtailment- Manual HVAC Control | Large Industrial | Retail Trade | % of Load | 1 | 2042 | 1.0751e-05
ENS | Base | C&I Curtailment | C&I Curtailment- Manual HVAC Control | Large Industrial | Services | % of Load | 1 | 2042 | 3.1904e-06
ENS | Base | C&I Curtailment | C&I Curtailment- Auto-DR HVAC Control | Large Industrial | Miscellaneous | % of Load | 1 | 2042 | 5.2833e-05
ENS | Base | C&I Curtailment | C&I Curtailment- Auto-DR HVAC Control | Large Industrial | Offices | % of Load | 1 | 2042 | 3.6642e-05
ENS | Base | C&I Curtailment | C&I Curtailment- Auto-DR HVAC Control | Large Industrial | Retail Trade | % of Load | 1 | 2042 | 7.019e-05
ENS | Base | C&I Curtailment | C&I Curtailment- Auto-DR HVAC Control | Large Industrial | Services | % of Load | 1 | 2042 | 2.083e-05
ENS | Base | C&I Curtailment | C&I Curtailment- Standard Lighting Control | Large Industrial | Miscellaneous | % of Load | 1 | 2042 | 1.0965e-05
ENS | Base | C&I Curtailment | C&I Curtailment- Standard Lighting Control | Large Industrial | Offices | % of Load | 1 | 2042 | 1.971e-06
ENS | Base | C&I Curtailment | C&I Curtailment- Standard Lighting Control | Large Industrial | Retail Trade | % of Load | 1 | 2042 | 1.3181e-05
ENS | Base | C&I Curtailment | C&I Curtailment- Standard Lighting Control | Large Industrial | Services | % of Load | 1 | 2042 | 3.9115e-06
ENS | Base | C&I Curtailment | C&I Curtailment- Advanced Lighting Control | Large Industrial | Miscellaneous | % of Load | 1 | 2042 | 5.4827e-06
ENS | Base | C&I Curtailment | C&I Curtailment- Advanced Lighting Control | Large Industrial | Offices | % of Load | 1 | 2042 | 9.8552e-07
ENS | Base | C&I Curtailment | C&I Curtailment- Advanced Lighting Control | Large Industrial | Retail Trade | % of Load | 1 | 2042 | 6.5904e-06
ENS | Base | C&I Curtailment | C&I Curtailment- Advanced Lighting Control | Large Industrial | Services | % of Load | 1 | 2042 | 1.9558e-06
ENS | Base | C&I Curtailment | C&I Curtailment- Water Heating Control | Large Industrial | Miscellaneous | % of Load | 1 | 2042 | 8.7723e-07
ENS | Base | C&I Curtailment | C&I Curtailment- Water Heating Control | Large Industrial | Offices | % of Load | 1 | 2042 | 2.7899e-07
ENS | Base | C&I Curtailment | C&I Curtailment- Water Heating Control | Large Industrial | Retail Trade | % of Load | 1 | 2042 | 5.0586e-06
ENS | Base | C&I Curtailment | C&I Curtailment- Water Heating Control | Large Industrial | Services | % of Load | 1 | 2042 | 1.5012e-06
ENS | Base | C&I Curtailment | C&I Curtailment- Other | Large Industrial | Miscellaneous | % of Load | 1 | 2042 | 1.8216e-05
ENS | Base | C&I Curtailment | C&I Curtailment- Other | Large Industrial | Offices | % of Load | 1 | 2042 | 5.3772e-06
ENS | Base | C&I Curtailment | C&I Curtailment- Other | Large Industrial | Retail Trade | % of Load | 1 | 2042 | 4.5848e-05
ENS | Base | C&I Curtailment | C&I Curtailment- Other | Large Industrial | Services | % of Load | 1 | 2042 | 1.3606e-05
ENS | Base | C&I Curtailment | C&I Curtailment- Industrial | Large Industrial | Manufacturing | % of Load | 1 | 2042 | 0.00051748
ENS | Base | C&I Curtailment | C&I Curtailment- Manual HVAC Control | Interruptible Rider | Miscellaneous | % of Load | 1 | 2042 | 0.00022342
ENS | Base | C&I Curtailment | C&I Curtailment- Manual HVAC Control | Interruptible Rider | Retail Trade | % of Load | 1 | 2042 | 5.2427e-06
ENS | Base | C&I Curtailment | C&I Curtailment- Auto-DR HVAC Control | Interruptible Rider | Miscellaneous | % of Load | 1 | 2042 | 0.0014587
ENS | Base | C&I Curtailment | C&I Curtailment- Auto-DR HVAC Control | Interruptible Rider | Retail Trade | % of Load | 1 | 2042 | 3.4229e-05
ENS | Base | C&I Curtailment | C&I Curtailment- Standard Lighting Control | Interruptible Rider | Miscellaneous | % of Load | 1 | 2042 | 0.00010216
ENS | Base | C&I Curtailment | C&I Curtailment- Standard Lighting Control | Interruptible Rider | Retail Trade | % of Load | 1 | 2042 | 8.1661e-06
ENS | Base | C&I Curtailment | C&I Curtailment- Advanced Lighting Control | Interruptible Rider | Miscellaneous | % of Load | 1 | 2042 | 5.1082e-05
ENS | Base | C&I Curtailment | C&I Curtailment- Advanced Lighting Control | Interruptible Rider | Retail Trade | % of Load | 1 | 2042 | 4.083e-06
ENS | Base | C&I Curtailment | C&I Curtailment- Water Heating Control | Interruptible Rider | Miscellaneous | % of Load | 1 | 2042 | 1.3284e-05
ENS | Base | C&I Curtailment | C&I Curtailment- Water Heating Control | Interruptible Rider | Retail Trade | % of Load | 1 | 2042 | 1.8177e-06
ENS | Base | C&I Curtailment | C&I Curtailment- Other | Interruptible Rider | Miscellaneous | % of Load | 1 | 2042 | 0.00023622
ENS | Base | C&I Curtailment | C&I Curtailment- Other | Interruptible Rider | Retail Trade | % of Load | 1 | 2042 | 1.9494e-05
ENS | Base | C&I Curtailment | C&I Curtailment- Industrial | Interruptible Rider | Manufacturing | % of Load | 1 | 2042 | 0.00032609
ENS | Base | Dynamic Pricing | Dynamic Pricing with enabling tech. | Small Commercial | Manufacturing | % of Load | 1 | 2042 | 2.2476e-05
ENS | Base | Dynamic Pricing | Dynamic Pricing with enabling tech. | Small Commercial | Miscellaneous | % of Load | 1 | 2042 | 0.00028845
ENS | Base | Dynamic Pricing | Dynamic Pricing with enabling tech. | Small Commercial | Offices | % of Load | 1 | 2042 | 0.00022857
ENS | Base | Dynamic Pricing | Dynamic Pricing with enabling tech. | Small Commercial | Retail Trade | % of Load | 1 | 2042 | 0.00048871
ENS | Base | Dynamic Pricing | Dynamic Pricing with enabling tech. | Small Commercial | Services | % of Load | 1 | 2042 | 0.00058733
ENS | Base | Dynamic Pricing | Dynamic Pricing w/o enabling tech. | Small Commercial | Manufacturing | % of Load | 1 | 2042 | 1.3275e-06
ENS | Base | Dynamic Pricing | Dynamic Pricing w/o enabling tech. | Small Commercial | Miscellaneous | % of Load | 1 | 2042 | 1.7036e-05
ENS | Base | Dynamic Pricing | Dynamic Pricing w/o enabling tech. | Small Commercial | Offices | % of Load | 1 | 2042 | 1.35e-05
ENS | Base | Dynamic Pricing | Dynamic Pricing w/o enabling tech. | Small Commercial | Retail Trade | % of Load | 1 | 2042 | 2.8864e-05
ENS | Base | Dynamic Pricing | Dynamic Pricing w/o enabling tech. | Small Commercial | Services | % of Load | 1 | 2042 | 3.4689e-05
ENS | Base | Dynamic Pricing | Dynamic Pricing with enabling tech. | Large Commercial | Offices | % of Load | 1 | 2042 | 3.8544e-05
ENS | Base | Dynamic Pricing | Dynamic Pricing with enabling tech. | Large Commercial | Services | % of Load | 1 | 2042 | 0.00025015
ENS | Base | Dynamic Pricing | Dynamic Pricing w/o enabling tech. | Large Commercial | Offices | % of Load | 1 | 2042 | 1.4606e-05
ENS | Base | Dynamic Pricing | Dynamic Pricing w/o enabling tech. | Large Commercial | Services | % of Load | 1 | 2042 | 9.4793e-05
ENS | Base | Dynamic Pricing | Dynamic Pricing with enabling tech. | Small Industrial | Manufacturing | % of Load | 1 | 2042 | 4.8189e-05
ENS | Base | Dynamic Pricing | Dynamic Pricing with enabling tech. | Small Industrial | Miscellaneous | % of Load | 1 | 2042 | 8.0262e-05
ENS | Base | Dynamic Pricing | Dynamic Pricing with enabling tech. | Small Industrial | Offices | % of Load | 1 | 2042 | 4.9987e-06
ENS | Base | Dynamic Pricing | Dynamic Pricing with enabling tech. | Small Industrial | Retail Trade | % of Load | 1 | 2042 | 1.3897e-05
ENS | Base | Dynamic Pricing | Dynamic Pricing with enabling tech. | Small Industrial | Services | % of Load | 1 | 2042 | 1.7324e-05
ENS | Base | Dynamic Pricing | Dynamic Pricing w/o enabling tech. | Small Industrial | Manufacturing | % of Load | 1 | 2042 | 2.8462e-06
ENS | Base | Dynamic Pricing | Dynamic Pricing w/o enabling tech. | Small Industrial | Miscellaneous | % of Load | 1 | 2042 | 4.7405e-06
ENS | Base | Dynamic Pricing | Dynamic Pricing w/o enabling tech. | Small Industrial | Offices | % of Load | 1 | 2042 | 2.9524e-07
ENS | Base | Dynamic Pricing | Dynamic Pricing w/o enabling tech. | Small Industrial | Retail Trade | % of Load | 1 | 2042 | 8.2078e-07
ENS | Base | Dynamic Pricing | Dynamic Pricing w/o enabling tech. | Small Industrial | Services | % of Load | 1 | 2042 | 1.0232e-06
ENS | Base | Dynamic Pricing | Dynamic Pricing with enabling tech. | Large Industrial | Manufacturing | % of Load | 1 | 2042 | 0.00025809
ENS | Base | Dynamic Pricing | Dynamic Pricing with enabling tech. | Large Industrial | Miscellaneous | % of Load | 1 | 2042 | 0.00017777
ENS | Base | Dynamic Pricing | Dynamic Pricing with enabling tech. | Large Industrial | Offices | % of Load | 1 | 2042 | 1.4088e-05
ENS | Base | Dynamic Pricing | Dynamic Pricing with enabling tech. | Large Industrial | Retail Trade | % of Load | 1 | 2042 | 5.9267e-05
ENS | Base | Dynamic Pricing | Dynamic Pricing with enabling tech. | Large Industrial | Services | % of Load | 1 | 2042 | 3.3222e-05
ENS | Base | Dynamic Pricing | Dynamic Pricing w/o enabling tech. | Large Industrial | Manufacturing | % of Load | 1 | 2042 | 9.7803e-05
ENS | Base | Dynamic Pricing | Dynamic Pricing w/o enabling tech. | Large Industrial | Miscellaneous | % of Load | 1 | 2042 | 6.7365e-05
ENS | Base | Dynamic Pricing | Dynamic Pricing w/o enabling tech. | Large Industrial | Offices | % of Load | 1 | 2042 | 5.3387e-06
ENS | Base | Dynamic Pricing | Dynamic Pricing w/o enabling tech. | Large Industrial | Retail Trade | % of Load | 1 | 2042 | 2.2459e-05
ENS | Base | Dynamic Pricing | Dynamic Pricing w/o enabling tech. | Large Industrial | Services | % of Load | 1 | 2042 | 1.2589e-05
ENS | Base | Dynamic Pricing | Dynamic Pricing with enabling tech. | Interruptible Rider | Manufacturing | % of Load | 1 | 2042 | 5.4213e-05
ENS | Base | Dynamic Pricing | Dynamic Pricing with enabling tech. | Interruptible Rider | Miscellaneous | % of Load | 1 | 2042 | 0.00014996
ENS | Base | Dynamic Pricing | Dynamic Pricing with enabling tech. | Interruptible Rider | Retail Trade | % of Load | 1 | 2042 | 8.8026e-06
ENS | Base | Dynamic Pricing | Dynamic Pricing w/o enabling tech. | Interruptible Rider | Manufacturing | % of Load | 1 | 2042 | 2.0544e-05
ENS | Base | Dynamic Pricing | Dynamic Pricing w/o enabling tech. | Interruptible Rider | Miscellaneous | % of Load | 1 | 2042 | 5.6827e-05
ENS | Base | Dynamic Pricing | Dynamic Pricing w/o enabling tech. | Interruptible Rider | Retail Trade | % of Load | 1 | 2042 | 3.3357e-06
ENS | Base | Dynamic Pricing | Dynamic Pricing with enabling tech. | Residential | Residential Market Rate | % of Load | 1 | 2042 | 0.012696
ENS | Base | Dynamic Pricing | Dynamic Pricing w/o enabling tech. | Residential | Residential Market Rate | % of Load | 1 | 2042 | 0.0070997
ENS | Base | BTM Battery Control | BTM Battery Control | Small Commercial | Manufacturing | % of Load | 0 | 2042 | 3.3872e-05
ENS | Base | BTM Battery Control | BTM Battery Control | Small Commercial | Miscellaneous | % of Load | 0 | 2042 | 0.00025267
ENS | Base | BTM Battery Control | BTM Battery Control | Small Commercial | Offices | % of Load | 0 | 2042 | 8.6626e-05
ENS | Base | BTM Battery Control | BTM Battery Control | Small Commercial | Retail Trade | % of Load | 0 | 2042 | 0.00015115
ENS | Base | BTM Battery Control | BTM Battery Control | Small Commercial | Services | % of Load | 0 | 2042 | 0.00032905
ENS | Base | BTM Battery Control | BTM Battery Control | Large Commercial | Offices | % of Load | 0 | 2042 | 3.4806e-05
ENS | Base | BTM Battery Control | BTM Battery Control | Large Commercial | Services | % of Load | 0 | 2042 | 0.00018563
ENS | Base | BTM Battery Control | BTM Battery Control | Small Industrial | Manufacturing | % of Load | 0 | 2042 | 8.2697e-07
ENS | Base | BTM Battery Control | BTM Battery Control | Small Industrial | Miscellaneous | % of Load | 0 | 2042 | 5.3847e-06
ENS | Base | BTM Battery Control | BTM Battery Control | Small Industrial | Offices | % of Load | 0 | 2042 | 2.1238e-06
ENS | Base | BTM Battery Control | BTM Battery Control | Small Industrial | Retail Trade | % of Load | 0 | 2042 | 3.712e-06
ENS | Base | BTM Battery Control | BTM Battery Control | Small Industrial | Services | % of Load | 0 | 2042 | 8.0723e-06
ENS | Base | BTM Battery Control | BTM Battery Control | Large Industrial | Manufacturing | % of Load | 0 | 2042 | 2.2787e-05
ENS | Base | BTM Battery Control | BTM Battery Control | Large Industrial | Miscellaneous | % of Load | 0 | 2042 | 0.00010565
ENS | Base | BTM Battery Control | BTM Battery Control | Large Industrial | Offices | % of Load | 0 | 2042 | 1.2429e-05
ENS | Base | BTM Battery Control | BTM Battery Control | Large Industrial | Retail Trade | % of Load | 0 | 2042 | 6.2146e-05
ENS | Base | BTM Battery Control | BTM Battery Control | Large Industrial | Services | % of Load | 0 | 2042 | 0.00013465
ENS | Base | BTM Battery Control | BTM Battery Control | Interruptible Rider | Manufacturing | % of Load | 0 | 2042 | 3.0459e-05
ENS | Base | BTM Battery Control | BTM Battery Control | Interruptible Rider | Miscellaneous | % of Load | 0 | 2042 | 8.1225e-05
ENS | Base | BTM Battery Control | BTM Battery Control | Interruptible Rider | Retail Trade | % of Load | 0 | 2042 | 0.00012184
ENS | Base | BTM Battery Control | BTM Battery Control | Residential | Residential LI | % of Load | 0 | 2042 | 0.0010228
ENS | Base | BTM Battery Control | BTM Battery Control | Residential | Residential Market Rate | % of Load | 0 | 2042 | 0.0063671
ENS | Base | EV Charging Control | EV Charging Control | EV | EV | % of Load | 0 | 2042 | 0.0032595
ENS | Base | Behavioral DR | Behavioral DR | Residential | Residential LI | % of Load | 0 | 2042 | 0.0002884
ENS | Base | Behavioral DR | Behavioral DR | Residential | Residential Market Rate | % of Load | 0 | 2042 | 0.0016922
ENS | Base | DLC | DLC-Switch-Water Heating | Small Commercial | Miscellaneous | % of Load | 1 | 2043 | 2.6414e-05
ENS | Base | DLC | DLC-Switch-Water Heating | Small Commercial | Offices | % of Load | 1 | 2043 | 1.512e-05
ENS | Base | DLC | DLC-Switch-Water Heating | Small Commercial | Retail Trade | % of Load | 1 | 2043 | 8.977e-05
ENS | Base | DLC | DLC-Switch-Water Heating | Small Commercial | Services | % of Load | 1 | 2043 | 0.00010759
ENS | Base | DLC | DLC-Thermostat-HVAC | Small Commercial | Miscellaneous | % of Load | 1 | 2043 | 0.00013394
ENS | Base | DLC | DLC-Thermostat-HVAC | Small Commercial | Offices | % of Load | 1 | 2043 | 0.00021915
ENS | Base | DLC | DLC-Thermostat-HVAC | Small Commercial | Retail Trade | % of Load | 1 | 2043 | 0.00015285
ENS | Base | DLC | DLC-Thermostat-HVAC | Small Commercial | Services | % of Load | 1 | 2043 | 0.00018391
ENS | Base | DLC | DLC-Switch-Water Heating | Small Industrial | Miscellaneous | % of Load | 1 | 2043 | 7.7408e-06
ENS | Base | DLC | DLC-Switch-Water Heating | Small Industrial | Offices | % of Load | 1 | 2043 | 2.9443e-07
ENS | Base | DLC | DLC-Switch-Water Heating | Small Industrial | Retail Trade | % of Load | 1 | 2043 | 2.1132e-06
ENS | Base | DLC | DLC-Switch-Water Heating | Small Industrial | Services | % of Load | 1 | 2043 | 2.6344e-06
ENS | Base | DLC | DLC-Thermostat-HVAC | Small Industrial | Miscellaneous | % of Load | 1 | 2043 | 4.6798e-05
ENS | Base | DLC | DLC-Thermostat-HVAC | Small Industrial | Offices | % of Load | 1 | 2043 | 4.7477e-06
ENS | Base | DLC | DLC-Thermostat-HVAC | Small Industrial | Retail Trade | % of Load | 1 | 2043 | 4.8627e-06
ENS | Base | DLC | DLC-Thermostat-HVAC | Small Industrial | Services | % of Load | 1 | 2043 | 6.0618e-06
ENS | Base | DLC | DLC-Switch-Water Heating | Residential | Residential LI | % of Load | 1 | 2043 | 0.0033049
ENS | Base | DLC | DLC-Switch-Water Heating | Residential | Residential Market Rate | % of Load | 1 | 2043 | 0.010181
ENS | Base | DLC | DLC-Thermostat-Heat Pump | Residential | Residential LI | % of Load | 1 | 2043 | 0.0011904
ENS | Base | DLC | DLC-Thermostat-Heat Pump | Residential | Residential Market Rate | % of Load | 1 | 2043 | 0.0087889
ENS | Base | DLC | DLC-Thermostat-Electric Furnace | Residential | Residential LI | % of Load | 1 | 2043 | 0.0027315
ENS | Base | DLC | DLC-Thermostat-Electric Furnace | Residential | Residential Market Rate | % of Load | 1 | 2043 | 0.0013184
ENS | Base | C&I Curtailment | C&I Curtailment- Manual HVAC Control | Large Commercial | Offices | % of Load | 1 | 2043 | 1.626e-05
ENS | Base | C&I Curtailment | C&I Curtailment- Manual HVAC Control | Large Commercial | Services | % of Load | 1 | 2043 | 2.3293e-05
ENS | Base | C&I Curtailment | C&I Curtailment- Auto-DR HVAC Control | Large Commercial | Offices | % of Load | 1 | 2043 | 0.00010616
ENS | Base | C&I Curtailment | C&I Curtailment- Auto-DR HVAC Control | Large Commercial | Services | % of Load | 1 | 2043 | 0.00015208
ENS | Base | C&I Curtailment | C&I Curtailment- Standard Lighting Control | Large Commercial | Offices | % of Load | 1 | 2043 | 3.0914e-06
ENS | Base | C&I Curtailment | C&I Curtailment- Standard Lighting Control | Large Commercial | Services | % of Load | 1 | 2043 | 2.8097e-05
ENS | Base | C&I Curtailment | C&I Curtailment- Advanced Lighting Control | Large Commercial | Offices | % of Load | 1 | 2043 | 1.5457e-06
ENS | Base | C&I Curtailment | C&I Curtailment- Advanced Lighting Control | Large Commercial | Services | % of Load | 1 | 2043 | 1.4049e-05
ENS | Base | C&I Curtailment | C&I Curtailment- Water Heating Control | Large Commercial | Offices | % of Load | 1 | 2043 | 1.0154e-06
ENS | Base | C&I Curtailment | C&I Curtailment- Water Heating Control | Large Commercial | Services | % of Load | 1 | 2043 | 1.1278e-05
ENS | Base | C&I Curtailment | C&I Curtailment- Other | Large Commercial | Offices | % of Load | 1 | 2043 | 1.4165e-05
ENS | Base | C&I Curtailment | C&I Curtailment- Other | Large Commercial | Services | % of Load | 1 | 2043 | 0.00010144
ENS | Base | C&I Curtailment | C&I Curtailment- Manual HVAC Control | Large Industrial | Miscellaneous | % of Load | 1 | 2043 | 8.1412e-06
ENS | Base | C&I Curtailment | C&I Curtailment- Manual HVAC Control | Large Industrial | Offices | % of Load | 1 | 2043 | 5.693e-06
ENS | Base | C&I Curtailment | C&I Curtailment- Manual HVAC Control | Large Industrial | Retail Trade | % of Load | 1 | 2043 | 1.0681e-05
ENS | Base | C&I Curtailment | C&I Curtailment- Manual HVAC Control | Large Industrial | Services | % of Load | 1 | 2043 | 3.1697e-06
ENS | Base | C&I Curtailment | C&I Curtailment- Auto-DR HVAC Control | Large Industrial | Miscellaneous | % of Load | 1 | 2043 | 5.3153e-05
ENS | Base | C&I Curtailment | C&I Curtailment- Auto-DR HVAC Control | Large Industrial | Offices | % of Load | 1 | 2043 | 3.7169e-05
ENS | Base | C&I Curtailment | C&I Curtailment- Auto-DR HVAC Control | Large Industrial | Retail Trade | % of Load | 1 | 2043 | 6.9734e-05
ENS | Base | C&I Curtailment | C&I Curtailment- Auto-DR HVAC Control | Large Industrial | Services | % of Load | 1 | 2043 | 2.0694e-05
ENS | Base | C&I Curtailment | C&I Curtailment- Standard Lighting Control | Large Industrial | Miscellaneous | % of Load | 1 | 2043 | 1.0929e-05
ENS | Base | C&I Curtailment | C&I Curtailment- Standard Lighting Control | Large Industrial | Offices | % of Load | 1 | 2043 | 1.9415e-06
ENS | Base | C&I Curtailment | C&I Curtailment- Standard Lighting Control | Large Industrial | Retail Trade | % of Load | 1 | 2043 | 1.2884e-05
ENS | Base | C&I Curtailment | C&I Curtailment- Standard Lighting Control | Large Industrial | Services | % of Load | 1 | 2043 | 3.8233e-06
ENS | Base | C&I Curtailment | C&I Curtailment- Advanced Lighting Control | Large Industrial | Miscellaneous | % of Load | 1 | 2043 | 5.4643e-06
ENS | Base | C&I Curtailment | C&I Curtailment- Advanced Lighting Control | Large Industrial | Offices | % of Load | 1 | 2043 | 9.7076e-07
ENS | Base | C&I Curtailment | C&I Curtailment- Advanced Lighting Control | Large Industrial | Retail Trade | % of Load | 1 | 2043 | 6.4418e-06
ENS | Base | C&I Curtailment | C&I Curtailment- Advanced Lighting Control | Large Industrial | Services | % of Load | 1 | 2043 | 1.9117e-06
ENS | Base | C&I Curtailment | C&I Curtailment- Water Heating Control | Large Industrial | Miscellaneous | % of Load | 1 | 2043 | 8.8789e-07
ENS | Base | C&I Curtailment | C&I Curtailment- Water Heating Control | Large Industrial | Offices | % of Load | 1 | 2043 | 2.8324e-07
ENS | Base | C&I Curtailment | C&I Curtailment- Water Heating Control | Large Industrial | Retail Trade | % of Load | 1 | 2043 | 5.1716e-06
ENS | Base | C&I Curtailment | C&I Curtailment- Water Heating Control | Large Industrial | Services | % of Load | 1 | 2043 | 1.5347e-06
ENS | Base | C&I Curtailment | C&I Curtailment- Other | Large Industrial | Miscellaneous | % of Load | 1 | 2043 | 1.8427e-05
ENS | Base | C&I Curtailment | C&I Curtailment- Other | Large Industrial | Offices | % of Load | 1 | 2043 | 5.471e-06
ENS | Base | C&I Curtailment | C&I Curtailment- Other | Large Industrial | Retail Trade | % of Load | 1 | 2043 | 4.6516e-05
ENS | Base | C&I Curtailment | C&I Curtailment- Other | Large Industrial | Services | % of Load | 1 | 2043 | 1.3804e-05
ENS | Base | C&I Curtailment | C&I Curtailment- Industrial | Large Industrial | Manufacturing | % of Load | 1 | 2043 | 0.00051375
ENS | Base | C&I Curtailment | C&I Curtailment- Manual HVAC Control | Interruptible Rider | Miscellaneous | % of Load | 1 | 2043 | 0.00022248
ENS | Base | C&I Curtailment | C&I Curtailment- Manual HVAC Control | Interruptible Rider | Retail Trade | % of Load | 1 | 2043 | 5.1713e-06
ENS | Base | C&I Curtailment | C&I Curtailment- Auto-DR HVAC Control | Interruptible Rider | Miscellaneous | % of Load | 1 | 2043 | 0.0014525
ENS | Base | C&I Curtailment | C&I Curtailment- Auto-DR HVAC Control | Interruptible Rider | Retail Trade | % of Load | 1 | 2043 | 3.3763e-05
ENS | Base | C&I Curtailment | C&I Curtailment- Standard Lighting Control | Interruptible Rider | Miscellaneous | % of Load | 1 | 2043 | 9.9816e-05
ENS | Base | C&I Curtailment | C&I Curtailment- Standard Lighting Control | Interruptible Rider | Retail Trade | % of Load | 1 | 2043 | 8.0297e-06
ENS | Base | C&I Curtailment | C&I Curtailment- Advanced Lighting Control | Interruptible Rider | Miscellaneous | % of Load | 1 | 2043 | 4.9908e-05
ENS | Base | C&I Curtailment | C&I Curtailment- Advanced Lighting Control | Interruptible Rider | Retail Trade | % of Load | 1 | 2043 | 4.0149e-06
ENS | Base | C&I Curtailment | C&I Curtailment- Water Heating Control | Interruptible Rider | Miscellaneous | % of Load | 1 | 2043 | 1.3254e-05
ENS | Base | C&I Curtailment | C&I Curtailment- Water Heating Control | Interruptible Rider | Retail Trade | % of Load | 1 | 2043 | 1.8176e-06
ENS | Base | C&I Curtailment | C&I Curtailment- Other | Interruptible Rider | Miscellaneous | % of Load | 1 | 2043 | 0.00023549
ENS | Base | C&I Curtailment | C&I Curtailment- Other | Interruptible Rider | Retail Trade | % of Load | 1 | 2043 | 1.9462e-05
ENS | Base | C&I Curtailment | C&I Curtailment- Industrial | Interruptible Rider | Manufacturing | % of Load | 1 | 2043 | 0.00031914
ENS | Base | Dynamic Pricing | Dynamic Pricing with enabling tech. | Small Commercial | Manufacturing | % of Load | 1 | 2043 | 2.1788e-05
ENS | Base | Dynamic Pricing | Dynamic Pricing with enabling tech. | Small Commercial | Miscellaneous | % of Load | 1 | 2043 | 0.00028406
ENS | Base | Dynamic Pricing | Dynamic Pricing with enabling tech. | Small Commercial | Offices | % of Load | 1 | 2043 | 0.00022489
ENS | Base | Dynamic Pricing | Dynamic Pricing with enabling tech. | Small Commercial | Retail Trade | % of Load | 1 | 2043 | 0.00047938
ENS | Base | Dynamic Pricing | Dynamic Pricing with enabling tech. | Small Commercial | Services | % of Load | 1 | 2043 | 0.00057606
ENS | Base | Dynamic Pricing | Dynamic Pricing w/o enabling tech. | Small Commercial | Manufacturing | % of Load | 1 | 2043 | 1.2868e-06
ENS | Base | Dynamic Pricing | Dynamic Pricing w/o enabling tech. | Small Commercial | Miscellaneous | % of Load | 1 | 2043 | 1.6777e-05
ENS | Base | Dynamic Pricing | Dynamic Pricing w/o enabling tech. | Small Commercial | Offices | % of Load | 1 | 2043 | 1.3282e-05
ENS | Base | Dynamic Pricing | Dynamic Pricing w/o enabling tech. | Small Commercial | Retail Trade | % of Load | 1 | 2043 | 2.8313e-05
ENS | Base | Dynamic Pricing | Dynamic Pricing w/o enabling tech. | Small Commercial | Services | % of Load | 1 | 2043 | 3.4023e-05
ENS | Base | Dynamic Pricing | Dynamic Pricing with enabling tech. | Large Commercial | Offices | % of Load | 1 | 2043 | 3.8001e-05
ENS | Base | Dynamic Pricing | Dynamic Pricing with enabling tech. | Large Commercial | Services | % of Load | 1 | 2043 | 0.00024639
ENS | Base | Dynamic Pricing | Dynamic Pricing w/o enabling tech. | Large Commercial | Offices | % of Load | 1 | 2043 | 1.44e-05
ENS | Base | Dynamic Pricing | Dynamic Pricing w/o enabling tech. | Large Commercial | Services | % of Load | 1 | 2043 | 9.337e-05
ENS | Base | Dynamic Pricing | Dynamic Pricing with enabling tech. | Small Industrial | Manufacturing | % of Load | 1 | 2043 | 4.7501e-05
ENS | Base | Dynamic Pricing | Dynamic Pricing with enabling tech. | Small Industrial | Miscellaneous | % of Load | 1 | 2043 | 8.0279e-05
ENS | Base | Dynamic Pricing | Dynamic Pricing with enabling tech. | Small Industrial | Offices | % of Load | 1 | 2043 | 5.0112e-06
ENS | Base | Dynamic Pricing | Dynamic Pricing with enabling tech. | Small Industrial | Retail Trade | % of Load | 1 | 2043 | 1.3928e-05
ENS | Base | Dynamic Pricing | Dynamic Pricing with enabling tech. | Small Industrial | Services | % of Load | 1 | 2043 | 1.7363e-05
ENS | Base | Dynamic Pricing | Dynamic Pricing w/o enabling tech. | Small Industrial | Manufacturing | % of Load | 1 | 2043 | 2.8055e-06
ENS | Base | Dynamic Pricing | Dynamic Pricing w/o enabling tech. | Small Industrial | Miscellaneous | % of Load | 1 | 2043 | 4.7415e-06
ENS | Base | Dynamic Pricing | Dynamic Pricing w/o enabling tech. | Small Industrial | Offices | % of Load | 1 | 2043 | 2.9597e-07
ENS | Base | Dynamic Pricing | Dynamic Pricing w/o enabling tech. | Small Industrial | Retail Trade | % of Load | 1 | 2043 | 8.2265e-07
ENS | Base | Dynamic Pricing | Dynamic Pricing w/o enabling tech. | Small Industrial | Services | % of Load | 1 | 2043 | 1.0255e-06
ENS | Base | Dynamic Pricing | Dynamic Pricing with enabling tech. | Large Industrial | Manufacturing | % of Load | 1 | 2043 | 0.00025623
ENS | Base | Dynamic Pricing | Dynamic Pricing with enabling tech. | Large Industrial | Miscellaneous | % of Load | 1 | 2043 | 0.0001793
ENS | Base | Dynamic Pricing | Dynamic Pricing with enabling tech. | Large Industrial | Offices | % of Load | 1 | 2043 | 1.4291e-05
ENS | Base | Dynamic Pricing | Dynamic Pricing with enabling tech. | Large Industrial | Retail Trade | % of Load | 1 | 2043 | 5.9814e-05
ENS | Base | Dynamic Pricing | Dynamic Pricing with enabling tech. | Large Industrial | Services | % of Load | 1 | 2043 | 3.3528e-05
ENS | Base | Dynamic Pricing | Dynamic Pricing w/o enabling tech. | Large Industrial | Manufacturing | % of Load | 1 | 2043 | 9.7099e-05
ENS | Base | Dynamic Pricing | Dynamic Pricing w/o enabling tech. | Large Industrial | Miscellaneous | % of Load | 1 | 2043 | 6.7946e-05
ENS | Base | Dynamic Pricing | Dynamic Pricing w/o enabling tech. | Large Industrial | Offices | % of Load | 1 | 2043 | 5.4155e-06
ENS | Base | Dynamic Pricing | Dynamic Pricing w/o enabling tech. | Large Industrial | Retail Trade | % of Load | 1 | 2043 | 2.2666e-05
ENS | Base | Dynamic Pricing | Dynamic Pricing w/o enabling tech. | Large Industrial | Services | % of Load | 1 | 2043 | 1.2705e-05
ENS | Base | Dynamic Pricing | Dynamic Pricing with enabling tech. | Interruptible Rider | Manufacturing | % of Load | 1 | 2043 | 5.3057e-05
ENS | Base | Dynamic Pricing | Dynamic Pricing with enabling tech. | Interruptible Rider | Miscellaneous | % of Load | 1 | 2043 | 0.00014923
ENS | Base | Dynamic Pricing | Dynamic Pricing with enabling tech. | Interruptible Rider | Retail Trade | % of Load | 1 | 2043 | 8.7596e-06
ENS | Base | Dynamic Pricing | Dynamic Pricing w/o enabling tech. | Interruptible Rider | Manufacturing | % of Load | 1 | 2043 | 2.0106e-05
ENS | Base | Dynamic Pricing | Dynamic Pricing w/o enabling tech. | Interruptible Rider | Miscellaneous | % of Load | 1 | 2043 | 5.6552e-05
ENS | Base | Dynamic Pricing | Dynamic Pricing w/o enabling tech. | Interruptible Rider | Retail Trade | % of Load | 1 | 2043 | 3.3194e-06
ENS | Base | Dynamic Pricing | Dynamic Pricing with enabling tech. | Residential | Residential Market Rate | % of Load | 1 | 2043 | 0.012743
ENS | Base | Dynamic Pricing | Dynamic Pricing w/o enabling tech. | Residential | Residential Market Rate | % of Load | 1 | 2043 | 0.0071257
ENS | Base | BTM Battery Control | BTM Battery Control | Small Commercial | Manufacturing | % of Load | 0 | 2043 | 3.39e-05
ENS | Base | BTM Battery Control | BTM Battery Control | Small Commercial | Miscellaneous | % of Load | 0 | 2043 | 0.00025301
ENS | Base | BTM Battery Control | BTM Battery Control | Small Commercial | Offices | % of Load | 0 | 2043 | 8.6675e-05
ENS | Base | BTM Battery Control | BTM Battery Control | Small Commercial | Retail Trade | % of Load | 0 | 2043 | 0.00015127
ENS | Base | BTM Battery Control | BTM Battery Control | Small Commercial | Services | % of Load | 0 | 2043 | 0.00032929
ENS | Base | BTM Battery Control | BTM Battery Control | Large Commercial | Offices | % of Load | 0 | 2043 | 3.4834e-05
ENS | Base | BTM Battery Control | BTM Battery Control | Large Commercial | Services | % of Load | 0 | 2043 | 0.00018578
ENS | Base | BTM Battery Control | BTM Battery Control | Small Industrial | Manufacturing | % of Load | 0 | 2043 | 8.2764e-07
ENS | Base | BTM Battery Control | BTM Battery Control | Small Industrial | Miscellaneous | % of Load | 0 | 2043 | 5.3891e-06
ENS | Base | BTM Battery Control | BTM Battery Control | Small Industrial | Offices | % of Load | 0 | 2043 | 2.1255e-06
ENS | Base | BTM Battery Control | BTM Battery Control | Small Industrial | Retail Trade | % of Load | 0 | 2043 | 3.715e-06
ENS | Base | BTM Battery Control | BTM Battery Control | Small Industrial | Services | % of Load | 0 | 2043 | 8.0789e-06
ENS | Base | BTM Battery Control | BTM Battery Control | Large Industrial | Manufacturing | % of Load | 0 | 2043 | 2.2806e-05
ENS | Base | BTM Battery Control | BTM Battery Control | Large Industrial | Miscellaneous | % of Load | 0 | 2043 | 0.00010574
ENS | Base | BTM Battery Control | BTM Battery Control | Large Industrial | Offices | % of Load | 0 | 2043 | 1.2439e-05
ENS | Base | BTM Battery Control | BTM Battery Control | Large Industrial | Retail Trade | % of Load | 0 | 2043 | 6.2197e-05
ENS | Base | BTM Battery Control | BTM Battery Control | Large Industrial | Services | % of Load | 0 | 2043 | 0.00013476
ENS | Base | BTM Battery Control | BTM Battery Control | Interruptible Rider | Manufacturing | % of Load | 0 | 2043 | 3.0484e-05
ENS | Base | BTM Battery Control | BTM Battery Control | Interruptible Rider | Miscellaneous | % of Load | 0 | 2043 | 8.1291e-05
ENS | Base | BTM Battery Control | BTM Battery Control | Interruptible Rider | Retail Trade | % of Load | 0 | 2043 | 0.00012194
ENS | Base | BTM Battery Control | BTM Battery Control | Residential | Residential LI | % of Load | 0 | 2043 | 0.0010286
ENS | Base | BTM Battery Control | BTM Battery Control | Residential | Residential Market Rate | % of Load | 0 | 2043 | 0.0064037
ENS | Base | EV Charging Control | EV Charging Control | EV | EV | % of Load | 0 | 2043 | 0.0035566
ENS | Base | Behavioral DR | Behavioral DR | Residential | Residential LI | % of Load | 0 | 2043 | 0.00028884
ENS | Base | Behavioral DR | Behavioral DR | Residential | Residential Market Rate | % of Load | 0 | 2043 | 0.0016984
ENS | Base | DLC | DLC-Switch-Water Heating | Small Commercial | Miscellaneous | % of Load | 1 | 2044 | 2.6209e-05
ENS | Base | DLC | DLC-Switch-Water Heating | Small Commercial | Offices | % of Load | 1 | 2044 | 1.4947e-05
ENS | Base | DLC | DLC-Switch-Water Heating | Small Commercial | Retail Trade | % of Load | 1 | 2044 | 8.9033e-05
ENS | Base | DLC | DLC-Switch-Water Heating | Small Commercial | Services | % of Load | 1 | 2044 | 0.00010669
ENS | Base | DLC | DLC-Thermostat-HVAC | Small Commercial | Miscellaneous | % of Load | 1 | 2044 | 0.00013539
ENS | Base | DLC | DLC-Thermostat-HVAC | Small Commercial | Offices | % of Load | 1 | 2044 | 0.00021563
ENS | Base | DLC | DLC-Thermostat-HVAC | Small Commercial | Retail Trade | % of Load | 1 | 2044 | 0.00014749
ENS | Base | DLC | DLC-Thermostat-HVAC | Small Commercial | Services | % of Load | 1 | 2044 | 0.00017746
ENS | Base | DLC | DLC-Switch-Water Heating | Small Industrial | Miscellaneous | % of Load | 1 | 2044 | 7.7788e-06
ENS | Base | DLC | DLC-Switch-Water Heating | Small Industrial | Offices | % of Load | 1 | 2044 | 2.9509e-07
ENS | Base | DLC | DLC-Switch-Water Heating | Small Industrial | Retail Trade | % of Load | 1 | 2044 | 2.1247e-06
ENS | Base | DLC | DLC-Switch-Water Heating | Small Industrial | Services | % of Load | 1 | 2044 | 2.6486e-06
ENS | Base | DLC | DLC-Thermostat-HVAC | Small Industrial | Miscellaneous | % of Load | 1 | 2044 | 5.052e-05
ENS | Base | DLC | DLC-Thermostat-HVAC | Small Industrial | Offices | % of Load | 1 | 2044 | 4.7549e-06
ENS | Base | DLC | DLC-Thermostat-HVAC | Small Industrial | Retail Trade | % of Load | 1 | 2044 | 4.8239e-06
ENS | Base | DLC | DLC-Thermostat-HVAC | Small Industrial | Services | % of Load | 1 | 2044 | 6.0135e-06
ENS | Base | DLC | DLC-Switch-Water Heating | Residential | Residential LI | % of Load | 1 | 2044 | 0.003321
ENS | Base | DLC | DLC-Switch-Water Heating | Residential | Residential Market Rate | % of Load | 1 | 2044 | 0.01023
ENS | Base | DLC | DLC-Thermostat-Heat Pump | Residential | Residential LI | % of Load | 1 | 2044 | 0.0012177
ENS | Base | DLC | DLC-Thermostat-Heat Pump | Residential | Residential Market Rate | % of Load | 1 | 2044 | 0.0088762
ENS | Base | DLC | DLC-Thermostat-Electric Furnace | Residential | Residential LI | % of Load | 1 | 2044 | 0.0027113
ENS | Base | DLC | DLC-Thermostat-Electric Furnace | Residential | Residential Market Rate | % of Load | 1 | 2044 | 0.0012523
ENS | Base | C&I Curtailment | C&I Curtailment- Manual HVAC Control | Large Commercial | Offices | % of Load | 1 | 2044 | 1.6059e-05
ENS | Base | C&I Curtailment | C&I Curtailment- Manual HVAC Control | Large Commercial | Services | % of Load | 1 | 2044 | 2.2561e-05
ENS | Base | C&I Curtailment | C&I Curtailment- Auto-DR HVAC Control | Large Commercial | Offices | % of Load | 1 | 2044 | 0.00010485
ENS | Base | C&I Curtailment | C&I Curtailment- Auto-DR HVAC Control | Large Commercial | Services | % of Load | 1 | 2044 | 0.0001473
ENS | Base | C&I Curtailment | C&I Curtailment- Standard Lighting Control | Large Commercial | Offices | % of Load | 1 | 2044 | 2.8435e-06
ENS | Base | C&I Curtailment | C&I Curtailment- Standard Lighting Control | Large Commercial | Services | % of Load | 1 | 2044 | 2.6716e-05
ENS | Base | C&I Curtailment | C&I Curtailment- Advanced Lighting Control | Large Commercial | Offices | % of Load | 1 | 2044 | 1.4217e-06
ENS | Base | C&I Curtailment | C&I Curtailment- Advanced Lighting Control | Large Commercial | Services | % of Load | 1 | 2044 | 1.3358e-05
ENS | Base | C&I Curtailment | C&I Curtailment- Water Heating Control | Large Commercial | Offices | % of Load | 1 | 2044 | 1.0116e-06
ENS | Base | C&I Curtailment | C&I Curtailment- Water Heating Control | Large Commercial | Services | % of Load | 1 | 2044 | 1.1236e-05
ENS | Base | C&I Curtailment | C&I Curtailment- Other | Large Commercial | Offices | % of Load | 1 | 2044 | 1.3957e-05
ENS | Base | C&I Curtailment | C&I Curtailment- Other | Large Commercial | Services | % of Load | 1 | 2044 | 0.00010029
ENS | Base | C&I Curtailment | C&I Curtailment- Manual HVAC Control | Large Industrial | Miscellaneous | % of Load | 1 | 2044 | 8.6117e-06
ENS | Base | C&I Curtailment | C&I Curtailment- Manual HVAC Control | Large Industrial | Offices | % of Load | 1 | 2044 | 5.7665e-06
ENS | Base | C&I Curtailment | C&I Curtailment- Manual HVAC Control | Large Industrial | Retail Trade | % of Load | 1 | 2044 | 1.06e-05
ENS | Base | C&I Curtailment | C&I Curtailment- Manual HVAC Control | Large Industrial | Services | % of Load | 1 | 2044 | 3.1455e-06
ENS | Base | C&I Curtailment | C&I Curtailment- Auto-DR HVAC Control | Large Industrial | Miscellaneous | % of Load | 1 | 2044 | 5.6224e-05
ENS | Base | C&I Curtailment | C&I Curtailment- Auto-DR HVAC Control | Large Industrial | Offices | % of Load | 1 | 2044 | 3.7648e-05
ENS | Base | C&I Curtailment | C&I Curtailment- Auto-DR HVAC Control | Large Industrial | Retail Trade | % of Load | 1 | 2044 | 6.9203e-05
ENS | Base | C&I Curtailment | C&I Curtailment- Auto-DR HVAC Control | Large Industrial | Services | % of Load | 1 | 2044 | 2.0537e-05
ENS | Base | C&I Curtailment | C&I Curtailment- Standard Lighting Control | Large Industrial | Miscellaneous | % of Load | 1 | 2044 | 1.0901e-05
ENS | Base | C&I Curtailment | C&I Curtailment- Standard Lighting Control | Large Industrial | Offices | % of Load | 1 | 2044 | 1.9072e-06
ENS | Base | C&I Curtailment | C&I Curtailment- Standard Lighting Control | Large Industrial | Retail Trade | % of Load | 1 | 2044 | 1.2552e-05
ENS | Base | C&I Curtailment | C&I Curtailment- Standard Lighting Control | Large Industrial | Services | % of Load | 1 | 2044 | 3.7249e-06
ENS | Base | C&I Curtailment | C&I Curtailment- Advanced Lighting Control | Large Industrial | Miscellaneous | % of Load | 1 | 2044 | 5.4503e-06
ENS | Base | C&I Curtailment | C&I Curtailment- Advanced Lighting Control | Large Industrial | Offices | % of Load | 1 | 2044 | 9.5358e-07
ENS | Base | C&I Curtailment | C&I Curtailment- Advanced Lighting Control | Large Industrial | Retail Trade | % of Load | 1 | 2044 | 6.276e-06
ENS | Base | C&I Curtailment | C&I Curtailment- Advanced Lighting Control | Large Industrial | Services | % of Load | 1 | 2044 | 1.8625e-06
ENS | Base | C&I Curtailment | C&I Curtailment- Water Heating Control | Large Industrial | Miscellaneous | % of Load | 1 | 2044 | 8.995e-07
ENS | Base | C&I Curtailment | C&I Curtailment- Water Heating Control | Large Industrial | Offices | % of Load | 1 | 2044 | 2.8692e-07
ENS | Base | C&I Curtailment | C&I Curtailment- Water Heating Control | Large Industrial | Retail Trade | % of Load | 1 | 2044 | 5.2789e-06
ENS | Base | C&I Curtailment | C&I Curtailment- Water Heating Control | Large Industrial | Services | % of Load | 1 | 2044 | 1.5666e-06
ENS | Base | C&I Curtailment | C&I Curtailment- Other | Large Industrial | Miscellaneous | % of Load | 1 | 2044 | 1.8663e-05
ENS | Base | C&I Curtailment | C&I Curtailment- Other | Large Industrial | Offices | % of Load | 1 | 2044 | 5.5582e-06
ENS | Base | C&I Curtailment | C&I Curtailment- Other | Large Industrial | Retail Trade | % of Load | 1 | 2044 | 4.7119e-05
ENS | Base | C&I Curtailment | C&I Curtailment- Other | Large Industrial | Services | % of Load | 1 | 2044 | 1.3983e-05
ENS | Base | C&I Curtailment | C&I Curtailment- Industrial | Large Industrial | Manufacturing | % of Load | 1 | 2044 | 0.00050928
ENS | Base | C&I Curtailment | C&I Curtailment- Manual HVAC Control | Interruptible Rider | Miscellaneous | % of Load | 1 | 2044 | 0.00022251
ENS | Base | C&I Curtailment | C&I Curtailment- Manual HVAC Control | Interruptible Rider | Retail Trade | % of Load | 1 | 2044 | 5.0934e-06
ENS | Base | C&I Curtailment | C&I Curtailment- Auto-DR HVAC Control | Interruptible Rider | Miscellaneous | % of Load | 1 | 2044 | 0.0014528
ENS | Base | C&I Curtailment | C&I Curtailment- Auto-DR HVAC Control | Interruptible Rider | Retail Trade | % of Load | 1 | 2044 | 3.3254e-05
ENS | Base | C&I Curtailment | C&I Curtailment- Standard Lighting Control | Interruptible Rider | Miscellaneous | % of Load | 1 | 2044 | 9.7343e-05
ENS | Base | C&I Curtailment | C&I Curtailment- Standard Lighting Control | Interruptible Rider | Retail Trade | % of Load | 1 | 2044 | 7.8827e-06
ENS | Base | C&I Curtailment | C&I Curtailment- Advanced Lighting Control | Interruptible Rider | Miscellaneous | % of Load | 1 | 2044 | 4.8671e-05
ENS | Base | C&I Curtailment | C&I Curtailment- Advanced Lighting Control | Interruptible Rider | Retail Trade | % of Load | 1 | 2044 | 3.9413e-06
ENS | Base | C&I Curtailment | C&I Curtailment- Water Heating Control | Interruptible Rider | Miscellaneous | % of Load | 1 | 2044 | 1.32e-05
ENS | Base | C&I Curtailment | C&I Curtailment- Water Heating Control | Interruptible Rider | Retail Trade | % of Load | 1 | 2044 | 1.8143e-06
ENS | Base | C&I Curtailment | C&I Curtailment- Other | Interruptible Rider | Miscellaneous | % of Load | 1 | 2044 | 0.00023441
ENS | Base | C&I Curtailment | C&I Curtailment- Other | Interruptible Rider | Retail Trade | % of Load | 1 | 2044 | 1.94e-05
ENS | Base | C&I Curtailment | C&I Curtailment- Industrial | Interruptible Rider | Manufacturing | % of Load | 1 | 2044 | 0.00031184
ENS | Base | Dynamic Pricing | Dynamic Pricing with enabling tech. | Small Commercial | Manufacturing | % of Load | 1 | 2044 | 2.1087e-05
ENS | Base | Dynamic Pricing | Dynamic Pricing with enabling tech. | Small Commercial | Miscellaneous | % of Load | 1 | 2044 | 0.00028136
ENS | Base | Dynamic Pricing | Dynamic Pricing with enabling tech. | Small Commercial | Offices | % of Load | 1 | 2044 | 0.00022094
ENS | Base | Dynamic Pricing | Dynamic Pricing with enabling tech. | Small Commercial | Retail Trade | % of Load | 1 | 2044 | 0.00046954
ENS | Base | Dynamic Pricing | Dynamic Pricing with enabling tech. | Small Commercial | Services | % of Load | 1 | 2044 | 0.00056417
ENS | Base | Dynamic Pricing | Dynamic Pricing w/o enabling tech. | Small Commercial | Manufacturing | % of Load | 1 | 2044 | 1.2455e-06
ENS | Base | Dynamic Pricing | Dynamic Pricing w/o enabling tech. | Small Commercial | Miscellaneous | % of Load | 1 | 2044 | 1.6618e-05
ENS | Base | Dynamic Pricing | Dynamic Pricing w/o enabling tech. | Small Commercial | Offices | % of Load | 1 | 2044 | 1.3049e-05
ENS | Base | Dynamic Pricing | Dynamic Pricing w/o enabling tech. | Small Commercial | Retail Trade | % of Load | 1 | 2044 | 2.7732e-05
ENS | Base | Dynamic Pricing | Dynamic Pricing w/o enabling tech. | Small Commercial | Services | % of Load | 1 | 2044 | 3.3321e-05
ENS | Base | Dynamic Pricing | Dynamic Pricing with enabling tech. | Large Commercial | Offices | % of Load | 1 | 2044 | 3.7411e-05
ENS | Base | Dynamic Pricing | Dynamic Pricing with enabling tech. | Large Commercial | Services | % of Load | 1 | 2044 | 0.00024234
ENS | Base | Dynamic Pricing | Dynamic Pricing w/o enabling tech. | Large Commercial | Offices | % of Load | 1 | 2044 | 1.4177e-05
ENS | Base | Dynamic Pricing | Dynamic Pricing w/o enabling tech. | Large Commercial | Services | % of Load | 1 | 2044 | 9.1833e-05
ENS | Base | Dynamic Pricing | Dynamic Pricing with enabling tech. | Small Industrial | Manufacturing | % of Load | 1 | 2044 | 4.6749e-05
ENS | Base | Dynamic Pricing | Dynamic Pricing with enabling tech. | Small Industrial | Miscellaneous | % of Load | 1 | 2044 | 8.1966e-05
ENS | Base | Dynamic Pricing | Dynamic Pricing with enabling tech. | Small Industrial | Offices | % of Load | 1 | 2044 | 5.0163e-06
ENS | Base | Dynamic Pricing | Dynamic Pricing with enabling tech. | Small Industrial | Retail Trade | % of Load | 1 | 2044 | 1.394e-05
ENS | Base | Dynamic Pricing | Dynamic Pricing with enabling tech. | Small Industrial | Services | % of Load | 1 | 2044 | 1.7377e-05
ENS | Base | Dynamic Pricing | Dynamic Pricing w/o enabling tech. | Small Industrial | Manufacturing | % of Load | 1 | 2044 | 2.7611e-06
ENS | Base | Dynamic Pricing | Dynamic Pricing w/o enabling tech. | Small Industrial | Miscellaneous | % of Load | 1 | 2044 | 4.8411e-06
ENS | Base | Dynamic Pricing | Dynamic Pricing w/o enabling tech. | Small Industrial | Offices | % of Load | 1 | 2044 | 2.9628e-07
ENS | Base | Dynamic Pricing | Dynamic Pricing w/o enabling tech. | Small Industrial | Retail Trade | % of Load | 1 | 2044 | 8.233e-07
ENS | Base | Dynamic Pricing | Dynamic Pricing w/o enabling tech. | Small Industrial | Services | % of Load | 1 | 2044 | 1.0263e-06
ENS | Base | Dynamic Pricing | Dynamic Pricing with enabling tech. | Large Industrial | Manufacturing | % of Load | 1 | 2044 | 0.000254
ENS | Base | Dynamic Pricing | Dynamic Pricing with enabling tech. | Large Industrial | Miscellaneous | % of Load | 1 | 2044 | 0.00018319
ENS | Base | Dynamic Pricing | Dynamic Pricing with enabling tech. | Large Industrial | Offices | % of Load | 1 | 2044 | 1.4475e-05
ENS | Base | Dynamic Pricing | Dynamic Pricing with enabling tech. | Large Industrial | Retail Trade | % of Load | 1 | 2044 | 6.0277e-05
ENS | Base | Dynamic Pricing | Dynamic Pricing with enabling tech. | Large Industrial | Services | % of Load | 1 | 2044 | 3.3788e-05
ENS | Base | Dynamic Pricing | Dynamic Pricing w/o enabling tech. | Large Industrial | Manufacturing | % of Load | 1 | 2044 | 9.6254e-05
ENS | Base | Dynamic Pricing | Dynamic Pricing w/o enabling tech. | Large Industrial | Miscellaneous | % of Load | 1 | 2044 | 6.9419e-05
ENS | Base | Dynamic Pricing | Dynamic Pricing w/o enabling tech. | Large Industrial | Offices | % of Load | 1 | 2044 | 5.4852e-06
ENS | Base | Dynamic Pricing | Dynamic Pricing w/o enabling tech. | Large Industrial | Retail Trade | % of Load | 1 | 2044 | 2.2842e-05
ENS | Base | Dynamic Pricing | Dynamic Pricing w/o enabling tech. | Large Industrial | Services | % of Load | 1 | 2044 | 1.2804e-05
ENS | Base | Dynamic Pricing | Dynamic Pricing with enabling tech. | Interruptible Rider | Manufacturing | % of Load | 1 | 2044 | 5.1843e-05
ENS | Base | Dynamic Pricing | Dynamic Pricing with enabling tech. | Interruptible Rider | Miscellaneous | % of Load | 1 | 2044 | 0.00014865
ENS | Base | Dynamic Pricing | Dynamic Pricing with enabling tech. | Interruptible Rider | Retail Trade | % of Load | 1 | 2044 | 8.7039e-06
ENS | Base | Dynamic Pricing | Dynamic Pricing w/o enabling tech. | Interruptible Rider | Manufacturing | % of Load | 1 | 2044 | 1.9646e-05
ENS | Base | Dynamic Pricing | Dynamic Pricing w/o enabling tech. | Interruptible Rider | Miscellaneous | % of Load | 1 | 2044 | 5.633e-05
ENS | Base | Dynamic Pricing | Dynamic Pricing w/o enabling tech. | Interruptible Rider | Retail Trade | % of Load | 1 | 2044 | 3.2983e-06
ENS | Base | Dynamic Pricing | Dynamic Pricing with enabling tech. | Residential | Residential Market Rate | % of Load | 1 | 2044 | 0.012784
ENS | Base | Dynamic Pricing | Dynamic Pricing w/o enabling tech. | Residential | Residential Market Rate | % of Load | 1 | 2044 | 0.0071489
ENS | Base | BTM Battery Control | BTM Battery Control | Small Commercial | Manufacturing | % of Load | 0 | 2044 | 3.3874e-05
ENS | Base | BTM Battery Control | BTM Battery Control | Small Commercial | Miscellaneous | % of Load | 0 | 2044 | 0.00025296
ENS | Base | BTM Battery Control | BTM Battery Control | Small Commercial | Offices | % of Load | 0 | 2044 | 8.6588e-05
ENS | Base | BTM Battery Control | BTM Battery Control | Small Commercial | Retail Trade | % of Load | 0 | 2044 | 0.00015113
ENS | Base | BTM Battery Control | BTM Battery Control | Small Commercial | Services | % of Load | 0 | 2044 | 0.000329
ENS | Base | BTM Battery Control | BTM Battery Control | Large Commercial | Offices | % of Load | 0 | 2044 | 3.4808e-05
ENS | Base | BTM Battery Control | BTM Battery Control | Large Commercial | Services | % of Load | 0 | 2044 | 0.00018564
ENS | Base | BTM Battery Control | BTM Battery Control | Small Industrial | Manufacturing | % of Load | 0 | 2044 | 8.2702e-07
ENS | Base | BTM Battery Control | BTM Battery Control | Small Industrial | Miscellaneous | % of Load | 0 | 2044 | 5.3851e-06
ENS | Base | BTM Battery Control | BTM Battery Control | Small Industrial | Offices | % of Load | 0 | 2044 | 2.1239e-06
ENS | Base | BTM Battery Control | BTM Battery Control | Small Industrial | Retail Trade | % of Load | 0 | 2044 | 3.7122e-06
ENS | Base | BTM Battery Control | BTM Battery Control | Small Industrial | Services | % of Load | 0 | 2044 | 8.0729e-06
ENS | Base | BTM Battery Control | BTM Battery Control | Large Industrial | Manufacturing | % of Load | 0 | 2044 | 2.2789e-05
ENS | Base | BTM Battery Control | BTM Battery Control | Large Industrial | Miscellaneous | % of Load | 0 | 2044 | 0.00010566
ENS | Base | BTM Battery Control | BTM Battery Control | Large Industrial | Offices | % of Load | 0 | 2044 | 1.243e-05
ENS | Base | BTM Battery Control | BTM Battery Control | Large Industrial | Retail Trade | % of Load | 0 | 2044 | 6.2151e-05
ENS | Base | BTM Battery Control | BTM Battery Control | Large Industrial | Services | % of Load | 0 | 2044 | 0.00013466
ENS | Base | BTM Battery Control | BTM Battery Control | Interruptible Rider | Manufacturing | % of Load | 0 | 2044 | 3.0461e-05
ENS | Base | BTM Battery Control | BTM Battery Control | Interruptible Rider | Miscellaneous | % of Load | 0 | 2044 | 8.123e-05
ENS | Base | BTM Battery Control | BTM Battery Control | Interruptible Rider | Retail Trade | % of Load | 0 | 2044 | 0.00012185
ENS | Base | BTM Battery Control | BTM Battery Control | Residential | Residential LI | % of Load | 0 | 2044 | 0.0010329
ENS | Base | BTM Battery Control | BTM Battery Control | Residential | Residential Market Rate | % of Load | 0 | 2044 | 0.0064304
ENS | Base | EV Charging Control | EV Charging Control | EV | EV | % of Load | 0 | 2044 | 0.0038538
ENS | Base | Behavioral DR | Behavioral DR | Residential | Residential LI | % of Load | 0 | 2044 | 0.00028898
ENS | Base | Behavioral DR | Behavioral DR | Residential | Residential Market Rate | % of Load | 0 | 2044 | 0.0017039
ENS | Base | DLC | DLC-Switch-Water Heating | Small Commercial | Miscellaneous | % of Load | 1 | 2045 | 2.6015e-05
ENS | Base | DLC | DLC-Switch-Water Heating | Small Commercial | Offices | % of Load | 1 | 2045 | 1.4781e-05
ENS | Base | DLC | DLC-Switch-Water Heating | Small Commercial | Retail Trade | % of Load | 1 | 2045 | 8.8328e-05
ENS | Base | DLC | DLC-Switch-Water Heating | Small Commercial | Services | % of Load | 1 | 2045 | 0.00010583
ENS | Base | DLC | DLC-Thermostat-HVAC | Small Commercial | Miscellaneous | % of Load | 1 | 2045 | 0.00013251
ENS | Base | DLC | DLC-Thermostat-HVAC | Small Commercial | Offices | % of Load | 1 | 2045 | 0.00021221
ENS | Base | DLC | DLC-Thermostat-HVAC | Small Commercial | Retail Trade | % of Load | 1 | 2045 | 0.00014222
ENS | Base | DLC | DLC-Thermostat-HVAC | Small Commercial | Services | % of Load | 1 | 2045 | 0.00017113
ENS | Base | DLC | DLC-Switch-Water Heating | Small Industrial | Miscellaneous | % of Load | 1 | 2045 | 7.8194e-06
ENS | Base | DLC | DLC-Switch-Water Heating | Small Industrial | Offices | % of Load | 1 | 2045 | 2.9585e-07
ENS | Base | DLC | DLC-Switch-Water Heating | Small Industrial | Retail Trade | % of Load | 1 | 2045 | 2.1368e-06
ENS | Base | DLC | DLC-Switch-Water Heating | Small Industrial | Services | % of Load | 1 | 2045 | 2.6637e-06
ENS | Base | DLC | DLC-Thermostat-HVAC | Small Industrial | Miscellaneous | % of Load | 1 | 2045 | 5.043e-05
ENS | Base | DLC | DLC-Thermostat-HVAC | Small Industrial | Offices | % of Load | 1 | 2045 | 4.7637e-06
ENS | Base | DLC | DLC-Thermostat-HVAC | Small Industrial | Retail Trade | % of Load | 1 | 2045 | 4.7869e-06
ENS | Base | DLC | DLC-Thermostat-HVAC | Small Industrial | Services | % of Load | 1 | 2045 | 5.9674e-06
ENS | Base | DLC | DLC-Switch-Water Heating | Residential | Residential LI | % of Load | 1 | 2045 | 0.003339
ENS | Base | DLC | DLC-Switch-Water Heating | Residential | Residential Market Rate | % of Load | 1 | 2045 | 0.010286
ENS | Base | DLC | DLC-Thermostat-Heat Pump | Residential | Residential LI | % of Load | 1 | 2045 | 0.0012425
ENS | Base | DLC | DLC-Thermostat-Heat Pump | Residential | Residential Market Rate | % of Load | 1 | 2045 | 0.008959
ENS | Base | DLC | DLC-Thermostat-Electric Furnace | Residential | Residential LI | % of Load | 1 | 2045 | 0.002696
ENS | Base | DLC | DLC-Thermostat-Electric Furnace | Residential | Residential Market Rate | % of Load | 1 | 2045 | 0.0011965
ENS | Base | C&I Curtailment | C&I Curtailment- Manual HVAC Control | Large Commercial | Offices | % of Load | 1 | 2045 | 1.5863e-05
ENS | Base | C&I Curtailment | C&I Curtailment- Manual HVAC Control | Large Commercial | Services | % of Load | 1 | 2045 | 2.1836e-05
ENS | Base | C&I Curtailment | C&I Curtailment- Auto-DR HVAC Control | Large Commercial | Offices | % of Load | 1 | 2045 | 0.00010357
ENS | Base | C&I Curtailment | C&I Curtailment- Auto-DR HVAC Control | Large Commercial | Services | % of Load | 1 | 2045 | 0.00014256
ENS | Base | C&I Curtailment | C&I Curtailment- Standard Lighting Control | Large Commercial | Offices | % of Load | 1 | 2045 | 2.6128e-06
ENS | Base | C&I Curtailment | C&I Curtailment- Standard Lighting Control | Large Commercial | Services | % of Load | 1 | 2045 | 2.5432e-05
ENS | Base | C&I Curtailment | C&I Curtailment- Advanced Lighting Control | Large Commercial | Offices | % of Load | 1 | 2045 | 1.3064e-06
ENS | Base | C&I Curtailment | C&I Curtailment- Advanced Lighting Control | Large Commercial | Services | % of Load | 1 | 2045 | 1.2716e-05
ENS | Base | C&I Curtailment | C&I Curtailment- Water Heating Control | Large Commercial | Offices | % of Load | 1 | 2045 | 1.0081e-06
ENS | Base | C&I Curtailment | C&I Curtailment- Water Heating Control | Large Commercial | Services | % of Load | 1 | 2045 | 1.1197e-05
ENS | Base | C&I Curtailment | C&I Curtailment- Other | Large Commercial | Offices | % of Load | 1 | 2045 | 1.3758e-05
ENS | Base | C&I Curtailment | C&I Curtailment- Other | Large Commercial | Services | % of Load | 1 | 2045 | 9.9194e-05
ENS | Base | C&I Curtailment | C&I Curtailment- Manual HVAC Control | Large Industrial | Miscellaneous | % of Load | 1 | 2045 | 8.6587e-06
ENS | Base | C&I Curtailment | C&I Curtailment- Manual HVAC Control | Large Industrial | Offices | % of Load | 1 | 2045 | 5.8422e-06
ENS | Base | C&I Curtailment | C&I Curtailment- Manual HVAC Control | Large Industrial | Retail Trade | % of Load | 1 | 2045 | 1.0511e-05
ENS | Base | C&I Curtailment | C&I Curtailment- Manual HVAC Control | Large Industrial | Services | % of Load | 1 | 2045 | 3.1194e-06
ENS | Base | C&I Curtailment | C&I Curtailment- Auto-DR HVAC Control | Large Industrial | Miscellaneous | % of Load | 1 | 2045 | 5.6531e-05
ENS | Base | C&I Curtailment | C&I Curtailment- Auto-DR HVAC Control | Large Industrial | Offices | % of Load | 1 | 2045 | 3.8143e-05
ENS | Base | C&I Curtailment | C&I Curtailment- Auto-DR HVAC Control | Large Industrial | Retail Trade | % of Load | 1 | 2045 | 6.8628e-05
ENS | Base | C&I Curtailment | C&I Curtailment- Auto-DR HVAC Control | Large Industrial | Services | % of Load | 1 | 2045 | 2.0366e-05
ENS | Base | C&I Curtailment | C&I Curtailment- Standard Lighting Control | Large Industrial | Miscellaneous | % of Load | 1 | 2045 | 1.0858e-05
ENS | Base | C&I Curtailment | C&I Curtailment- Standard Lighting Control | Large Industrial | Offices | % of Load | 1 | 2045 | 1.875e-06
ENS | Base | C&I Curtailment | C&I Curtailment- Standard Lighting Control | Large Industrial | Retail Trade | % of Load | 1 | 2045 | 1.2242e-05
ENS | Base | C&I Curtailment | C&I Curtailment- Standard Lighting Control | Large Industrial | Services | % of Load | 1 | 2045 | 3.6331e-06
ENS | Base | C&I Curtailment | C&I Curtailment- Advanced Lighting Control | Large Industrial | Miscellaneous | % of Load | 1 | 2045 | 5.4291e-06
ENS | Base | C&I Curtailment | C&I Curtailment- Advanced Lighting Control | Large Industrial | Offices | % of Load | 1 | 2045 | 9.3752e-07
ENS | Base | C&I Curtailment | C&I Curtailment- Advanced Lighting Control | Large Industrial | Retail Trade | % of Load | 1 | 2045 | 6.1212e-06
ENS | Base | C&I Curtailment | C&I Curtailment- Advanced Lighting Control | Large Industrial | Services | % of Load | 1 | 2045 | 1.8165e-06
ENS | Base | C&I Curtailment | C&I Curtailment- Water Heating Control | Large Industrial | Miscellaneous | % of Load | 1 | 2045 | 9.0921e-07
ENS | Base | C&I Curtailment | C&I Curtailment- Water Heating Control | Large Industrial | Offices | % of Load | 1 | 2045 | 2.9074e-07
ENS | Base | C&I Curtailment | C&I Curtailment- Water Heating Control | Large Industrial | Retail Trade | % of Load | 1 | 2045 | 5.39e-06
ENS | Base | C&I Curtailment | C&I Curtailment- Water Heating Control | Large Industrial | Services | % of Load | 1 | 2045 | 1.5995e-06
ENS | Base | C&I Curtailment | C&I Curtailment- Other | Large Industrial | Miscellaneous | % of Load | 1 | 2045 | 1.8861e-05
ENS | Base | C&I Curtailment | C&I Curtailment- Other | Large Industrial | Offices | % of Load | 1 | 2045 | 5.6491e-06
ENS | Base | C&I Curtailment | C&I Curtailment- Other | Large Industrial | Retail Trade | % of Load | 1 | 2045 | 4.775e-05
ENS | Base | C&I Curtailment | C&I Curtailment- Other | Large Industrial | Services | % of Load | 1 | 2045 | 1.417e-05
ENS | Base | C&I Curtailment | C&I Curtailment- Industrial | Large Industrial | Manufacturing | % of Load | 1 | 2045 | 0.00050519
ENS | Base | C&I Curtailment | C&I Curtailment- Manual HVAC Control | Interruptible Rider | Miscellaneous | % of Load | 1 | 2045 | 0.00022134
ENS | Base | C&I Curtailment | C&I Curtailment- Manual HVAC Control | Interruptible Rider | Retail Trade | % of Load | 1 | 2045 | 5.0182e-06
ENS | Base | C&I Curtailment | C&I Curtailment- Auto-DR HVAC Control | Interruptible Rider | Miscellaneous | % of Load | 1 | 2045 | 0.0014451
ENS | Base | C&I Curtailment | C&I Curtailment- Auto-DR HVAC Control | Interruptible Rider | Retail Trade | % of Load | 1 | 2045 | 3.2763e-05
ENS | Base | C&I Curtailment | C&I Curtailment- Standard Lighting Control | Interruptible Rider | Miscellaneous | % of Load | 1 | 2045 | 9.5041e-05
ENS | Base | C&I Curtailment | C&I Curtailment- Standard Lighting Control | Interruptible Rider | Retail Trade | % of Load | 1 | 2045 | 7.7464e-06
ENS | Base | C&I Curtailment | C&I Curtailment- Advanced Lighting Control | Interruptible Rider | Miscellaneous | % of Load | 1 | 2045 | 4.7521e-05
ENS | Base | C&I Curtailment | C&I Curtailment- Advanced Lighting Control | Interruptible Rider | Retail Trade | % of Load | 1 | 2045 | 3.8732e-06
ENS | Base | C&I Curtailment | C&I Curtailment- Water Heating Control | Interruptible Rider | Miscellaneous | % of Load | 1 | 2045 | 1.3149e-05
ENS | Base | C&I Curtailment | C&I Curtailment- Water Heating Control | Interruptible Rider | Retail Trade | % of Load | 1 | 2045 | 1.8117e-06
ENS | Base | C&I Curtailment | C&I Curtailment- Other | Interruptible Rider | Miscellaneous | % of Load | 1 | 2045 | 0.00023342
ENS | Base | C&I Curtailment | C&I Curtailment- Other | Interruptible Rider | Retail Trade | % of Load | 1 | 2045 | 1.9346e-05
ENS | Base | C&I Curtailment | C&I Curtailment- Industrial | Interruptible Rider | Manufacturing | % of Load | 1 | 2045 | 0.00030488
ENS | Base | Dynamic Pricing | Dynamic Pricing with enabling tech. | Small Commercial | Manufacturing | % of Load | 1 | 2045 | 2.0421e-05
ENS | Base | Dynamic Pricing | Dynamic Pricing with enabling tech. | Small Commercial | Miscellaneous | % of Load | 1 | 2045 | 0.00027686
ENS | Base | Dynamic Pricing | Dynamic Pricing with enabling tech. | Small Commercial | Offices | % of Load | 1 | 2045 | 0.00021716
ENS | Base | Dynamic Pricing | Dynamic Pricing with enabling tech. | Small Commercial | Retail Trade | % of Load | 1 | 2045 | 0.00046009
ENS | Base | Dynamic Pricing | Dynamic Pricing with enabling tech. | Small Commercial | Services | % of Load | 1 | 2045 | 0.00055277
ENS | Base | Dynamic Pricing | Dynamic Pricing w/o enabling tech. | Small Commercial | Manufacturing | % of Load | 1 | 2045 | 1.2061e-06
ENS | Base | Dynamic Pricing | Dynamic Pricing w/o enabling tech. | Small Commercial | Miscellaneous | % of Load | 1 | 2045 | 1.6352e-05
ENS | Base | Dynamic Pricing | Dynamic Pricing w/o enabling tech. | Small Commercial | Offices | % of Load | 1 | 2045 | 1.2826e-05
ENS | Base | Dynamic Pricing | Dynamic Pricing w/o enabling tech. | Small Commercial | Retail Trade | % of Load | 1 | 2045 | 2.7174e-05
ENS | Base | Dynamic Pricing | Dynamic Pricing w/o enabling tech. | Small Commercial | Services | % of Load | 1 | 2045 | 3.2648e-05
ENS | Base | Dynamic Pricing | Dynamic Pricing with enabling tech. | Large Commercial | Offices | % of Load | 1 | 2045 | 3.6845e-05
ENS | Base | Dynamic Pricing | Dynamic Pricing with enabling tech. | Large Commercial | Services | % of Load | 1 | 2045 | 0.00023845
ENS | Base | Dynamic Pricing | Dynamic Pricing w/o enabling tech. | Large Commercial | Offices | % of Load | 1 | 2045 | 1.3962e-05
ENS | Base | Dynamic Pricing | Dynamic Pricing w/o enabling tech. | Large Commercial | Services | % of Load | 1 | 2045 | 9.036e-05
ENS | Base | Dynamic Pricing | Dynamic Pricing with enabling tech. | Small Industrial | Manufacturing | % of Load | 1 | 2045 | 4.6036e-05
ENS | Base | Dynamic Pricing | Dynamic Pricing with enabling tech. | Small Industrial | Miscellaneous | % of Load | 1 | 2045 | 8.1928e-05
ENS | Base | Dynamic Pricing | Dynamic Pricing with enabling tech. | Small Industrial | Offices | % of Load | 1 | 2045 | 5.0235e-06
ENS | Base | Dynamic Pricing | Dynamic Pricing with enabling tech. | Small Industrial | Retail Trade | % of Load | 1 | 2045 | 1.3957e-05
ENS | Base | Dynamic Pricing | Dynamic Pricing with enabling tech. | Small Industrial | Services | % of Load | 1 | 2045 | 1.7399e-05
ENS | Base | Dynamic Pricing | Dynamic Pricing w/o enabling tech. | Small Industrial | Manufacturing | % of Load | 1 | 2045 | 2.719e-06
ENS | Base | Dynamic Pricing | Dynamic Pricing w/o enabling tech. | Small Industrial | Miscellaneous | % of Load | 1 | 2045 | 4.8389e-06
ENS | Base | Dynamic Pricing | Dynamic Pricing w/o enabling tech. | Small Industrial | Offices | % of Load | 1 | 2045 | 2.967e-07
ENS | Base | Dynamic Pricing | Dynamic Pricing w/o enabling tech. | Small Industrial | Retail Trade | % of Load | 1 | 2045 | 8.2432e-07
ENS | Base | Dynamic Pricing | Dynamic Pricing w/o enabling tech. | Small Industrial | Services | % of Load | 1 | 2045 | 1.0276e-06
ENS | Base | Dynamic Pricing | Dynamic Pricing with enabling tech. | Large Industrial | Manufacturing | % of Load | 1 | 2045 | 0.00025196
ENS | Base | Dynamic Pricing | Dynamic Pricing with enabling tech. | Large Industrial | Miscellaneous | % of Load | 1 | 2045 | 0.00018462
ENS | Base | Dynamic Pricing | Dynamic Pricing with enabling tech. | Large Industrial | Offices | % of Load | 1 | 2045 | 1.4667e-05
ENS | Base | Dynamic Pricing | Dynamic Pricing with enabling tech. | Large Industrial | Retail Trade | % of Load | 1 | 2045 | 6.0768e-05
ENS | Base | Dynamic Pricing | Dynamic Pricing with enabling tech. | Large Industrial | Services | % of Load | 1 | 2045 | 3.4064e-05
ENS | Base | Dynamic Pricing | Dynamic Pricing w/o enabling tech. | Large Industrial | Manufacturing | % of Load | 1 | 2045 | 9.5481e-05
ENS | Base | Dynamic Pricing | Dynamic Pricing w/o enabling tech. | Large Industrial | Miscellaneous | % of Load | 1 | 2045 | 6.9962e-05
ENS | Base | Dynamic Pricing | Dynamic Pricing w/o enabling tech. | Large Industrial | Offices | % of Load | 1 | 2045 | 5.5581e-06
ENS | Base | Dynamic Pricing | Dynamic Pricing w/o enabling tech. | Large Industrial | Retail Trade | % of Load | 1 | 2045 | 2.3028e-05
ENS | Base | Dynamic Pricing | Dynamic Pricing w/o enabling tech. | Large Industrial | Services | % of Load | 1 | 2045 | 1.2908e-05
ENS | Base | Dynamic Pricing | Dynamic Pricing with enabling tech. | Interruptible Rider | Manufacturing | % of Load | 1 | 2045 | 5.0687e-05
ENS | Base | Dynamic Pricing | Dynamic Pricing with enabling tech. | Interruptible Rider | Miscellaneous | % of Load | 1 | 2045 | 0.00014778
ENS | Base | Dynamic Pricing | Dynamic Pricing with enabling tech. | Interruptible Rider | Retail Trade | % of Load | 1 | 2045 | 8.6523e-06
ENS | Base | Dynamic Pricing | Dynamic Pricing w/o enabling tech. | Interruptible Rider | Manufacturing | % of Load | 1 | 2045 | 1.9208e-05
ENS | Base | Dynamic Pricing | Dynamic Pricing w/o enabling tech. | Interruptible Rider | Miscellaneous | % of Load | 1 | 2045 | 5.6001e-05
ENS | Base | Dynamic Pricing | Dynamic Pricing w/o enabling tech. | Interruptible Rider | Retail Trade | % of Load | 1 | 2045 | 3.2788e-06
ENS | Base | Dynamic Pricing | Dynamic Pricing with enabling tech. | Residential | Residential Market Rate | % of Load | 1 | 2045 | 0.012833
ENS | Base | Dynamic Pricing | Dynamic Pricing w/o enabling tech. | Residential | Residential Market Rate | % of Load | 1 | 2045 | 0.0071765
ENS | Base | BTM Battery Control | BTM Battery Control | Small Commercial | Manufacturing | % of Load | 0 | 2045 | 3.3858e-05
ENS | Base | BTM Battery Control | BTM Battery Control | Small Commercial | Miscellaneous | % of Load | 0 | 2045 | 0.00025301
ENS | Base | BTM Battery Control | BTM Battery Control | Small Commercial | Offices | % of Load | 0 | 2045 | 8.6546e-05
ENS | Base | BTM Battery Control | BTM Battery Control | Small Commercial | Retail Trade | % of Load | 0 | 2045 | 0.00015106
ENS | Base | BTM Battery Control | BTM Battery Control | Small Commercial | Services | % of Load | 0 | 2045 | 0.00032885
ENS | Base | BTM Battery Control | BTM Battery Control | Large Commercial | Offices | % of Load | 0 | 2045 | 3.4792e-05
ENS | Base | BTM Battery Control | BTM Battery Control | Large Commercial | Services | % of Load | 0 | 2045 | 0.00018555
ENS | Base | BTM Battery Control | BTM Battery Control | Small Industrial | Manufacturing | % of Load | 0 | 2045 | 8.2663e-07
ENS | Base | BTM Battery Control | BTM Battery Control | Small Industrial | Miscellaneous | % of Load | 0 | 2045 | 5.3825e-06
ENS | Base | BTM Battery Control | BTM Battery Control | Small Industrial | Offices | % of Load | 0 | 2045 | 2.1229e-06
ENS | Base | BTM Battery Control | BTM Battery Control | Small Industrial | Retail Trade | % of Load | 0 | 2045 | 3.701e-06
ENS | Base | BTM Battery Control | BTM Battery Control | Small Industrial | Services | % of Load | 0 | 2045 | 8.069e-06
ENS | Base | BTM Battery Control | BTM Battery Control | Large Industrial | Manufacturing | % of Load | 0 | 2045 | 2.2778e-05
ENS | Base | BTM Battery Control | BTM Battery Control | Large Industrial | Miscellaneous | % of Load | 0 | 2045 | 0.00010561
ENS | Base | BTM Battery Control | BTM Battery Control | Large Industrial | Offices | % of Load | 0 | 2045 | 1.2424e-05
ENS | Base | BTM Battery Control | BTM Battery Control | Large Industrial | Retail Trade | % of Load | 0 | 2045 | 6.2121e-05
ENS | Base | BTM Battery Control | BTM Battery Control | Large Industrial | Services | % of Load | 0 | 2045 | 0.0001346
ENS | Base | BTM Battery Control | BTM Battery Control | Interruptible Rider | Manufacturing | % of Load | 0 | 2045 | 3.0447e-05
ENS | Base | BTM Battery Control | BTM Battery Control | Interruptible Rider | Miscellaneous | % of Load | 0 | 2045 | 8.1192e-05
ENS | Base | BTM Battery Control | BTM Battery Control | Interruptible Rider | Retail Trade | % of Load | 0 | 2045 | 0.00012179
ENS | Base | BTM Battery Control | BTM Battery Control | Residential | Residential LI | % of Load | 0 | 2045 | 0.0010375
ENS | Base | BTM Battery Control | BTM Battery Control | Residential | Residential Market Rate | % of Load | 0 | 2045 | 0.006459
ENS | Base | EV Charging Control | EV Charging Control | EV | EV | % of Load | 0 | 2045 | 0.0041564
ENS | Base | Behavioral DR | Behavioral DR | Residential | Residential LI | % of Load | 0 | 2045 | 0.00028935
ENS | Base | Behavioral DR | Behavioral DR | Residential | Residential Market Rate | % of Load | 0 | 2045 | 0.0017105
ENS | Low | DLC | DLC-Switch-Water Heating | Small Commercial | Miscellaneous | % of Load | 1 | 2021 | 1.691e-06
ENS | Low | DLC | DLC-Switch-Water Heating | Small Commercial | Offices | % of Load | 1 | 2021 | 1.0336e-06
ENS | Low | DLC | DLC-Switch-Water Heating | Small Commercial | Retail Trade | % of Load | 1 | 2021 | 5.7638e-06
ENS | Low | DLC | DLC-Switch-Water Heating | Small Commercial | Services | % of Load | 1 | 2021 | 6.9395e-06
ENS | Low | DLC | DLC-Thermostat-HVAC | Small Commercial | Miscellaneous | % of Load | 1 | 2021 | 1.2161e-05
ENS | Low | DLC | DLC-Thermostat-HVAC | Small Commercial | Offices | % of Load | 1 | 2021 | 1.7452e-05
ENS | Low | DLC | DLC-Thermostat-HVAC | Small Commercial | Retail Trade | % of Load | 1 | 2021 | 1.8879e-05
ENS | Low | DLC | DLC-Thermostat-HVAC | Small Commercial | Services | % of Load | 1 | 2021 | 2.2731e-05
ENS | Low | DLC | DLC-Switch-Water Heating | Small Industrial | Miscellaneous | % of Load | 1 | 2021 | 3.2773e-07
ENS | Low | DLC | DLC-Switch-Water Heating | Small Industrial | Offices | % of Load | 1 | 2021 | 1.3268e-08
ENS | Low | DLC | DLC-Switch-Water Heating | Small Industrial | Retail Trade | % of Load | 1 | 2021 | 8.8669e-08
ENS | Low | DLC | DLC-Switch-Water Heating | Small Industrial | Services | % of Load | 1 | 2021 | 1.1054e-07
ENS | Low | DLC | DLC-Thermostat-HVAC | Small Industrial | Miscellaneous | % of Load | 1 | 2021 | 2.4227e-06
ENS | Low | DLC | DLC-Thermostat-HVAC | Small Industrial | Offices | % of Load | 1 | 2021 | 2.2485e-07
ENS | Low | DLC | DLC-Thermostat-HVAC | Small Industrial | Retail Trade | % of Load | 1 | 2021 | 2.9196e-07
ENS | Low | DLC | DLC-Thermostat-HVAC | Small Industrial | Services | % of Load | 1 | 2021 | 3.6396e-07
ENS | Low | DLC | DLC-Switch-Water Heating | Residential | Residential LI | % of Load | 1 | 2021 | 0.0001942
ENS | Low | DLC | DLC-Switch-Water Heating | Residential | Residential Market Rate | % of Load | 1 | 2021 | 0.00060459
ENS | Low | DLC | DLC-Thermostat-Heat Pump | Residential | Residential LI | % of Load | 1 | 2021 | 5.2032e-06
ENS | Low | DLC | DLC-Thermostat-Heat Pump | Residential | Residential Market Rate | % of Load | 1 | 2021 | 0.00030284
ENS | Low | DLC | DLC-Thermostat-Electric Furnace | Residential | Residential LI | % of Load | 1 | 2021 | 0.0002175
ENS | Low | DLC | DLC-Thermostat-Electric Furnace | Residential | Residential Market Rate | % of Load | 1 | 2021 | 0.00027192
ENS | Low | C&I Curtailment | C&I Curtailment- Manual HVAC Control | Large Commercial | Offices | % of Load | 1 | 2021 | 6.652e-06
ENS | Low | C&I Curtailment | C&I Curtailment- Manual HVAC Control | Large Commercial | Services | % of Load | 1 | 2021 | 1.4395e-05
ENS | Low | C&I Curtailment | C&I Curtailment- Auto-DR HVAC Control | Large Commercial | Offices | % of Load | 1 | 2021 | 4.379e-06
ENS | Low | C&I Curtailment | C&I Curtailment- Auto-DR HVAC Control | Large Commercial | Services | % of Load | 1 | 2021 | 9.476e-06
ENS | Low | C&I Curtailment | C&I Curtailment- Standard Lighting Control | Large Commercial | Offices | % of Load | 1 | 2021 | 1.1448e-06
ENS | Low | C&I Curtailment | C&I Curtailment- Standard Lighting Control | Large Commercial | Services | % of Load | 1 | 2021 | 7.2003e-06
ENS | Low | C&I Curtailment | C&I Curtailment- Advanced Lighting Control | Large Commercial | Offices | % of Load | 1 | 2021 | 5.7242e-07
ENS | Low | C&I Curtailment | C&I Curtailment- Advanced Lighting Control | Large Commercial | Services | % of Load | 1 | 2021 | 3.6001e-06
ENS | Low | C&I Curtailment | C&I Curtailment- Water Heating Control | Large Commercial | Offices | % of Load | 1 | 2021 | 9.0792e-08
ENS | Low | C&I Curtailment | C&I Curtailment- Water Heating Control | Large Commercial | Services | % of Load | 1 | 2021 | 1.0088e-06
ENS | Low | C&I Curtailment | C&I Curtailment- Other | Large Commercial | Offices | % of Load | 1 | 2021 | 1.6918e-06
ENS | Low | C&I Curtailment | C&I Curtailment- Other | Large Commercial | Services | % of Load | 1 | 2021 | 1.1193e-05
ENS | Low | C&I Curtailment | C&I Curtailment- Manual HVAC Control | Large Industrial | Miscellaneous | % of Load | 1 | 2021 | 1.9781e-06
ENS | Low | C&I Curtailment | C&I Curtailment- Manual HVAC Control | Large Industrial | Offices | % of Load | 1 | 2021 | 1.1213e-06
ENS | Low | C&I Curtailment | C&I Curtailment- Manual HVAC Control | Large Industrial | Retail Trade | % of Load | 1 | 2021 | 3.4286e-06
ENS | Low | C&I Curtailment | C&I Curtailment- Manual HVAC Control | Large Industrial | Services | % of Load | 1 | 2021 | 1.0175e-06
ENS | Low | C&I Curtailment | C&I Curtailment- Auto-DR HVAC Control | Large Industrial | Miscellaneous | % of Load | 1 | 2021 | 1.3022e-06
ENS | Low | C&I Curtailment | C&I Curtailment- Auto-DR HVAC Control | Large Industrial | Offices | % of Load | 1 | 2021 | 7.3811e-07
ENS | Low | C&I Curtailment | C&I Curtailment- Auto-DR HVAC Control | Large Industrial | Retail Trade | % of Load | 1 | 2021 | 2.257e-06
ENS | Low | C&I Curtailment | C&I Curtailment- Auto-DR HVAC Control | Large Industrial | Services | % of Load | 1 | 2021 | 6.6978e-07
ENS | Low | C&I Curtailment | C&I Curtailment- Standard Lighting Control | Large Industrial | Miscellaneous | % of Load | 1 | 2021 | 1.0266e-06
ENS | Low | C&I Curtailment | C&I Curtailment- Standard Lighting Control | Large Industrial | Offices | % of Load | 1 | 2021 | 1.948e-07
ENS | Low | C&I Curtailment | C&I Curtailment- Standard Lighting Control | Large Industrial | Retail Trade | % of Load | 1 | 2021 | 1.715e-06
ENS | Low | C&I Curtailment | C&I Curtailment- Standard Lighting Control | Large Industrial | Services | % of Load | 1 | 2021 | 5.0893e-07
ENS | Low | C&I Curtailment | C&I Curtailment- Advanced Lighting Control | Large Industrial | Miscellaneous | % of Load | 1 | 2021 | 5.133e-07
ENS | Low | C&I Curtailment | C&I Curtailment- Advanced Lighting Control | Large Industrial | Offices | % of Load | 1 | 2021 | 9.7399e-08
ENS | Low | C&I Curtailment | C&I Curtailment- Advanced Lighting Control | Large Industrial | Retail Trade | % of Load | 1 | 2021 | 8.5748e-07
ENS | Low | C&I Curtailment | C&I Curtailment- Advanced Lighting Control | Large Industrial | Services | % of Load | 1 | 2021 | 2.5447e-07
ENS | Low | C&I Curtailment | C&I Curtailment- Water Heating Control | Large Industrial | Miscellaneous | % of Load | 1 | 2021 | 5.406e-08
ENS | Low | C&I Curtailment | C&I Curtailment- Water Heating Control | Large Industrial | Offices | % of Load | 1 | 2021 | 1.5172e-08
ENS | Low | C&I Curtailment | C&I Curtailment- Water Heating Control | Large Industrial | Retail Trade | % of Load | 1 | 2021 | 2.4026e-07
ENS | Low | C&I Curtailment | C&I Curtailment- Water Heating Control | Large Industrial | Services | % of Load | 1 | 2021 | 7.1301e-08
ENS | Low | C&I Curtailment | C&I Curtailment- Other | Large Industrial | Miscellaneous | % of Load | 1 | 2021 | 1.1554e-06
ENS | Low | C&I Curtailment | C&I Curtailment- Other | Large Industrial | Offices | % of Load | 1 | 2021 | 2.8628e-07
ENS | Low | C&I Curtailment | C&I Curtailment- Other | Large Industrial | Retail Trade | % of Load | 1 | 2021 | 2.666e-06
ENS | Low | C&I Curtailment | C&I Curtailment- Other | Large Industrial | Services | % of Load | 1 | 2021 | 7.9116e-07
ENS | Low | C&I Curtailment | C&I Curtailment- Industrial | Large Industrial | Manufacturing | % of Load | 1 | 2021 | 4.9416e-05
ENS | Low | C&I Curtailment | C&I Curtailment- Manual HVAC Control | Interruptible Rider | Miscellaneous | % of Load | 1 | 2021 | 7.3404e-05
ENS | Low | C&I Curtailment | C&I Curtailment- Manual HVAC Control | Interruptible Rider | Retail Trade | % of Load | 1 | 2021 | 2.1554e-06
ENS | Low | C&I Curtailment | C&I Curtailment- Auto-DR HVAC Control | Interruptible Rider | Miscellaneous | % of Load | 1 | 2021 | 4.8321e-05
ENS | Low | C&I Curtailment | C&I Curtailment- Auto-DR HVAC Control | Interruptible Rider | Retail Trade | % of Load | 1 | 2021 | 1.4188e-06
ENS | Low | C&I Curtailment | C&I Curtailment- Standard Lighting Control | Interruptible Rider | Miscellaneous | % of Load | 1 | 2021 | 1.5487e-05
ENS | Low | C&I Curtailment | C&I Curtailment- Standard Lighting Control | Interruptible Rider | Retail Trade | % of Load | 1 | 2021 | 1.0878e-06
ENS | Low | C&I Curtailment | C&I Curtailment- Advanced Lighting Control | Interruptible Rider | Miscellaneous | % of Load | 1 | 2021 | 7.7433e-06
ENS | Low | C&I Curtailment | C&I Curtailment- Advanced Lighting Control | Interruptible Rider | Retail Trade | % of Load | 1 | 2021 | 5.4388e-07
ENS | Low | C&I Curtailment | C&I Curtailment- Water Heating Control | Interruptible Rider | Miscellaneous | % of Load | 1 | 2021 | 1.1608e-06
ENS | Low | C&I Curtailment | C&I Curtailment- Water Heating Control | Interruptible Rider | Retail Trade | % of Load | 1 | 2021 | 1.5019e-07
ENS | Low | C&I Curtailment | C&I Curtailment- Other | Interruptible Rider | Miscellaneous | % of Load | 1 | 2021 | 2.1053e-05
ENS | Low | C&I Curtailment | C&I Curtailment- Other | Interruptible Rider | Retail Trade | % of Load | 1 | 2021 | 1.6768e-06
ENS | Low | C&I Curtailment | C&I Curtailment- Industrial | Interruptible Rider | Manufacturing | % of Load | 1 | 2021 | 4.3185e-05
ENS | Low | DLC | DLC-Switch-Water Heating | Small Commercial | Miscellaneous | % of Load | 1 | 2022 | 5.0856e-06
ENS | Low | DLC | DLC-Switch-Water Heating | Small Commercial | Offices | % of Load | 1 | 2022 | 3.102e-06
ENS | Low | DLC | DLC-Switch-Water Heating | Small Commercial | Retail Trade | % of Load | 1 | 2022 | 1.739e-05
ENS | Low | DLC | DLC-Switch-Water Heating | Small Commercial | Services | % of Load | 1 | 2022 | 2.0933e-05
ENS | Low | DLC | DLC-Thermostat-HVAC | Small Commercial | Miscellaneous | % of Load | 1 | 2022 | 3.6164e-05
ENS | Low | DLC | DLC-Thermostat-HVAC | Small Commercial | Offices | % of Load | 1 | 2022 | 5.2219e-05
ENS | Low | DLC | DLC-Thermostat-HVAC | Small Commercial | Retail Trade | % of Load | 1 | 2022 | 5.5964e-05
ENS | Low | DLC | DLC-Thermostat-HVAC | Small Commercial | Services | % of Load | 1 | 2022 | 6.738e-05
ENS | Low | DLC | DLC-Switch-Water Heating | Small Industrial | Miscellaneous | % of Load | 1 | 2022 | 1.0053e-06
ENS | Low | DLC | DLC-Switch-Water Heating | Small Industrial | Offices | % of Load | 1 | 2022 | 4.0527e-08
ENS | Low | DLC | DLC-Switch-Water Heating | Small Industrial | Retail Trade | % of Load | 1 | 2022 | 2.7198e-07
ENS | Low | DLC | DLC-Switch-Water Heating | Small Industrial | Services | % of Load | 1 | 2022 | 3.3905e-07
ENS | Low | DLC | DLC-Thermostat-HVAC | Small Industrial | Miscellaneous | % of Load | 1 | 2022 | 7.3687e-06
ENS | Low | DLC | DLC-Thermostat-HVAC | Small Industrial | Offices | % of Load | 1 | 2022 | 6.8747e-07
ENS | Low | DLC | DLC-Thermostat-HVAC | Small Industrial | Retail Trade | % of Load | 1 | 2022 | 8.8701e-07
ENS | Low | DLC | DLC-Thermostat-HVAC | Small Industrial | Services | % of Load | 1 | 2022 | 1.1058e-06
ENS | Low | DLC | DLC-Switch-Water Heating | Residential | Residential LI | % of Load | 1 | 2022 | 0.00058622
ENS | Low | DLC | DLC-Switch-Water Heating | Residential | Residential Market Rate | % of Load | 1 | 2022 | 0.0018251
ENS | Low | DLC | DLC-Thermostat-Heat Pump | Residential | Residential LI | % of Load | 1 | 2022 | 1.784e-05
ENS | Low | DLC | DLC-Thermostat-Heat Pump | Residential | Residential Market Rate | % of Load | 1 | 2022 | 0.00091133
ENS | Low | DLC | DLC-Thermostat-Electric Furnace | Residential | Residential LI | % of Load | 1 | 2022 | 0.00064653
ENS | Low | DLC | DLC-Thermostat-Electric Furnace | Residential | Residential Market Rate | % of Load | 1 | 2022 | 0.00080303
ENS | Low | C&I Curtailment | C&I Curtailment- Manual HVAC Control | Large Commercial | Offices | % of Load | 1 | 2022 | 1.7928e-05
ENS | Low | C&I Curtailment | C&I Curtailment- Manual HVAC Control | Large Commercial | Services | % of Load | 1 | 2022 | 3.8433e-05
ENS | Low | C&I Curtailment | C&I Curtailment- Auto-DR HVAC Control | Large Commercial | Offices | % of Load | 1 | 2022 | 1.6661e-05
ENS | Low | C&I Curtailment | C&I Curtailment- Auto-DR HVAC Control | Large Commercial | Services | % of Load | 1 | 2022 | 3.5717e-05
ENS | Low | C&I Curtailment | C&I Curtailment- Standard Lighting Control | Large Commercial | Offices | % of Load | 1 | 2022 | 3.2999e-06
ENS | Low | C&I Curtailment | C&I Curtailment- Standard Lighting Control | Large Commercial | Services | % of Load | 1 | 2022 | 2.0917e-05
ENS | Low | C&I Curtailment | C&I Curtailment- Advanced Lighting Control | Large Commercial | Offices | % of Load | 1 | 2022 | 1.65e-06
ENS | Low | C&I Curtailment | C&I Curtailment- Advanced Lighting Control | Large Commercial | Services | % of Load | 1 | 2022 | 1.0459e-05
ENS | Low | C&I Curtailment | C&I Curtailment- Water Heating Control | Large Commercial | Offices | % of Load | 1 | 2022 | 2.7555e-07
ENS | Low | C&I Curtailment | C&I Curtailment- Water Heating Control | Large Commercial | Services | % of Load | 1 | 2022 | 3.0626e-06
ENS | Low | C&I Curtailment | C&I Curtailment- Other | Large Commercial | Offices | % of Load | 1 | 2022 | 5.0785e-06
ENS | Low | C&I Curtailment | C&I Curtailment- Other | Large Commercial | Services | % of Load | 1 | 2022 | 3.3702e-05
ENS | Low | C&I Curtailment | C&I Curtailment- Manual HVAC Control | Large Industrial | Miscellaneous | % of Load | 1 | 2022 | 5.4917e-06
ENS | Low | C&I Curtailment | C&I Curtailment- Manual HVAC Control | Large Industrial | Offices | % of Load | 1 | 2022 | 3.1541e-06
ENS | Low | C&I Curtailment | C&I Curtailment- Manual HVAC Control | Large Industrial | Retail Trade | % of Load | 1 | 2022 | 9.5533e-06
ENS | Low | C&I Curtailment | C&I Curtailment- Manual HVAC Control | Large Industrial | Services | % of Load | 1 | 2022 | 2.835e-06
ENS | Low | C&I Curtailment | C&I Curtailment- Auto-DR HVAC Control | Large Industrial | Miscellaneous | % of Load | 1 | 2022 | 5.1037e-06
ENS | Low | C&I Curtailment | C&I Curtailment- Auto-DR HVAC Control | Large Industrial | Offices | % of Load | 1 | 2022 | 2.9313e-06
ENS | Low | C&I Curtailment | C&I Curtailment- Auto-DR HVAC Control | Large Industrial | Retail Trade | % of Load | 1 | 2022 | 8.8783e-06
ENS | Low | C&I Curtailment | C&I Curtailment- Auto-DR HVAC Control | Large Industrial | Services | % of Load | 1 | 2022 | 2.6347e-06
ENS | Low | C&I Curtailment | C&I Curtailment- Standard Lighting Control | Large Industrial | Miscellaneous | % of Load | 1 | 2022 | 3.1142e-06
ENS | Low | C&I Curtailment | C&I Curtailment- Standard Lighting Control | Large Industrial | Offices | % of Load | 1 | 2022 | 5.9215e-07
ENS | Low | C&I Curtailment | C&I Curtailment- Standard Lighting Control | Large Industrial | Retail Trade | % of Load | 1 | 2022 | 5.1994e-06
ENS | Low | C&I Curtailment | C&I Curtailment- Standard Lighting Control | Large Industrial | Services | % of Load | 1 | 2022 | 1.543e-06
ENS | Low | C&I Curtailment | C&I Curtailment- Advanced Lighting Control | Large Industrial | Miscellaneous | % of Load | 1 | 2022 | 1.5571e-06
ENS | Low | C&I Curtailment | C&I Curtailment- Advanced Lighting Control | Large Industrial | Offices | % of Load | 1 | 2022 | 2.9608e-07
ENS | Low | C&I Curtailment | C&I Curtailment- Advanced Lighting Control | Large Industrial | Retail Trade | % of Load | 1 | 2022 | 2.5997e-06
ENS | Low | C&I Curtailment | C&I Curtailment- Advanced Lighting Control | Large Industrial | Services | % of Load | 1 | 2022 | 7.7149e-07
ENS | Low | C&I Curtailment | C&I Curtailment- Water Heating Control | Large Industrial | Miscellaneous | % of Load | 1 | 2022 | 1.6682e-07
ENS | Low | C&I Curtailment | C&I Curtailment- Water Heating Control | Large Industrial | Offices | % of Load | 1 | 2022 | 4.754e-08
ENS | Low | C&I Curtailment | C&I Curtailment- Water Heating Control | Large Industrial | Retail Trade | % of Load | 1 | 2022 | 7.6127e-07
ENS | Low | C&I Curtailment | C&I Curtailment- Water Heating Control | Large Industrial | Services | % of Load | 1 | 2022 | 2.2592e-07
ENS | Low | C&I Curtailment | C&I Curtailment- Other | Large Industrial | Miscellaneous | % of Load | 1 | 2022 | 3.5854e-06
ENS | Low | C&I Curtailment | C&I Curtailment- Other | Large Industrial | Offices | % of Load | 1 | 2022 | 9.0064e-07
ENS | Low | C&I Curtailment | C&I Curtailment- Other | Large Industrial | Retail Trade | % of Load | 1 | 2022 | 8.3775e-06
ENS | Low | C&I Curtailment | C&I Curtailment- Other | Large Industrial | Services | % of Load | 1 | 2022 | 2.4861e-06
ENS | Low | C&I Curtailment | C&I Curtailment- Industrial | Large Industrial | Manufacturing | % of Load | 1 | 2022 | 0.00015035
ENS | Low | C&I Curtailment | C&I Curtailment- Manual HVAC Control | Interruptible Rider | Miscellaneous | % of Load | 1 | 2022 | 0.00019693
ENS | Low | C&I Curtailment | C&I Curtailment- Manual HVAC Control | Interruptible Rider | Retail Trade | % of Load | 1 | 2022 | 5.7461e-06
ENS | Low | C&I Curtailment | C&I Curtailment- Auto-DR HVAC Control | Interruptible Rider | Miscellaneous | % of Load | 1 | 2022 | 0.00018302
ENS | Low | C&I Curtailment | C&I Curtailment- Auto-DR HVAC Control | Interruptible Rider | Retail Trade | % of Load | 1 | 2022 | 5.3401e-06
ENS | Low | C&I Curtailment | C&I Curtailment- Standard Lighting Control | Interruptible Rider | Miscellaneous | % of Load | 1 | 2022 | 4.5177e-05
ENS | Low | C&I Curtailment | C&I Curtailment- Standard Lighting Control | Interruptible Rider | Retail Trade | % of Load | 1 | 2022 | 3.1896e-06
ENS | Low | C&I Curtailment | C&I Curtailment- Advanced Lighting Control | Interruptible Rider | Miscellaneous | % of Load | 1 | 2022 | 2.2589e-05
ENS | Low | C&I Curtailment | C&I Curtailment- Advanced Lighting Control | Interruptible Rider | Retail Trade | % of Load | 1 | 2022 | 1.5948e-06
ENS | Low | C&I Curtailment | C&I Curtailment- Water Heating Control | Interruptible Rider | Miscellaneous | % of Load | 1 | 2022 | 3.4778e-06
ENS | Low | C&I Curtailment | C&I Curtailment- Water Heating Control | Interruptible Rider | Retail Trade | % of Load | 1 | 2022 | 4.5138e-07
ENS | Low | C&I Curtailment | C&I Curtailment- Other | Interruptible Rider | Miscellaneous | % of Load | 1 | 2022 | 6.3082e-05
ENS | Low | C&I Curtailment | C&I Curtailment- Other | Interruptible Rider | Retail Trade | % of Load | 1 | 2022 | 5.0323e-06
ENS | Low | C&I Curtailment | C&I Curtailment- Industrial | Interruptible Rider | Manufacturing | % of Load | 1 | 2022 | 0.00012767
ENS | Low | Dynamic Pricing | Dynamic Pricing with enabling tech. | Small Commercial | Manufacturing | % of Load | 1 | 2022 | 2.6586e-06
ENS | Low | Dynamic Pricing | Dynamic Pricing with enabling tech. | Small Commercial | Miscellaneous | % of Load | 1 | 2022 | 2.5263e-05
ENS | Low | Dynamic Pricing | Dynamic Pricing with enabling tech. | Small Commercial | Offices | % of Load | 1 | 2022 | 2.0224e-05
ENS | Low | Dynamic Pricing | Dynamic Pricing with enabling tech. | Small Commercial | Retail Trade | % of Load | 1 | 2022 | 4.7229e-05
ENS | Low | Dynamic Pricing | Dynamic Pricing with enabling tech. | Small Commercial | Services | % of Load | 1 | 2022 | 5.6863e-05
ENS | Low | Dynamic Pricing | Dynamic Pricing w/o enabling tech. | Small Commercial | Manufacturing | % of Load | 1 | 2022 | 1.5703e-07
ENS | Low | Dynamic Pricing | Dynamic Pricing w/o enabling tech. | Small Commercial | Miscellaneous | % of Load | 1 | 2022 | 1.4921e-06
ENS | Low | Dynamic Pricing | Dynamic Pricing w/o enabling tech. | Small Commercial | Offices | % of Load | 1 | 2022 | 1.1945e-06
ENS | Low | Dynamic Pricing | Dynamic Pricing w/o enabling tech. | Small Commercial | Retail Trade | % of Load | 1 | 2022 | 2.7895e-06
ENS | Low | Dynamic Pricing | Dynamic Pricing w/o enabling tech. | Small Commercial | Services | % of Load | 1 | 2022 | 3.3585e-06
ENS | Low | Dynamic Pricing | Dynamic Pricing with enabling tech. | Large Commercial | Offices | % of Load | 1 | 2022 | 5.6404e-06
ENS | Low | Dynamic Pricing | Dynamic Pricing with enabling tech. | Large Commercial | Services | % of Load | 1 | 2022 | 3.5698e-05
ENS | Low | Dynamic Pricing | Dynamic Pricing w/o enabling tech. | Large Commercial | Offices | % of Load | 1 | 2022 | 2.1374e-06
ENS | Low | Dynamic Pricing | Dynamic Pricing w/o enabling tech. | Large Commercial | Services | % of Load | 1 | 2022 | 1.3528e-05
ENS | Low | Dynamic Pricing | Dynamic Pricing with enabling tech. | Small Industrial | Manufacturing | % of Load | 1 | 2022 | 3.5819e-06
ENS | Low | Dynamic Pricing | Dynamic Pricing with enabling tech. | Small Industrial | Miscellaneous | % of Load | 1 | 2022 | 4.4677e-06
ENS | Low | Dynamic Pricing | Dynamic Pricing with enabling tech. | Small Industrial | Offices | % of Load | 1 | 2022 | 2.6687e-07
ENS | Low | Dynamic Pricing | Dynamic Pricing with enabling tech. | Small Industrial | Retail Trade | % of Load | 1 | 2022 | 7.4946e-07
ENS | Low | Dynamic Pricing | Dynamic Pricing with enabling tech. | Small Industrial | Services | % of Load | 1 | 2022 | 9.3429e-07
ENS | Low | Dynamic Pricing | Dynamic Pricing w/o enabling tech. | Small Industrial | Manufacturing | % of Load | 1 | 2022 | 2.1156e-07
ENS | Low | Dynamic Pricing | Dynamic Pricing w/o enabling tech. | Small Industrial | Miscellaneous | % of Load | 1 | 2022 | 2.6387e-07
ENS | Low | Dynamic Pricing | Dynamic Pricing w/o enabling tech. | Small Industrial | Offices | % of Load | 1 | 2022 | 1.5762e-08
ENS | Low | Dynamic Pricing | Dynamic Pricing w/o enabling tech. | Small Industrial | Retail Trade | % of Load | 1 | 2022 | 4.4265e-08
ENS | Low | Dynamic Pricing | Dynamic Pricing w/o enabling tech. | Small Industrial | Services | % of Load | 1 | 2022 | 5.5181e-08
ENS | Low | Dynamic Pricing | Dynamic Pricing with enabling tech. | Large Industrial | Manufacturing | % of Load | 1 | 2022 | 3.1204e-05
ENS | Low | Dynamic Pricing | Dynamic Pricing with enabling tech. | Large Industrial | Miscellaneous | % of Load | 1 | 2022 | 1.2975e-05
ENS | Low | Dynamic Pricing | Dynamic Pricing with enabling tech. | Large Industrial | Offices | % of Load | 1 | 2022 | 9.9774e-07
ENS | Low | Dynamic Pricing | Dynamic Pricing with enabling tech. | Large Industrial | Retail Trade | % of Load | 1 | 2022 | 5.1829e-06
ENS | Low | Dynamic Pricing | Dynamic Pricing with enabling tech. | Large Industrial | Services | % of Load | 1 | 2022 | 2.6333e-06
ENS | Low | Dynamic Pricing | Dynamic Pricing w/o enabling tech. | Large Industrial | Manufacturing | % of Load | 1 | 2022 | 1.1825e-05
ENS | Low | Dynamic Pricing | Dynamic Pricing w/o enabling tech. | Large Industrial | Miscellaneous | % of Load | 1 | 2022 | 4.917e-06
ENS | Low | Dynamic Pricing | Dynamic Pricing w/o enabling tech. | Large Industrial | Offices | % of Load | 1 | 2022 | 3.7809e-07
ENS | Low | Dynamic Pricing | Dynamic Pricing w/o enabling tech. | Large Industrial | Retail Trade | % of Load | 1 | 2022 | 1.9641e-06
ENS | Low | Dynamic Pricing | Dynamic Pricing w/o enabling tech. | Large Industrial | Services | % of Load | 1 | 2022 | 9.9788e-07
ENS | Low | Dynamic Pricing | Dynamic Pricing with enabling tech. | Interruptible Rider | Manufacturing | % of Load | 1 | 2022 | 1.2346e-05
ENS | Low | Dynamic Pricing | Dynamic Pricing with enabling tech. | Interruptible Rider | Miscellaneous | % of Load | 1 | 2022 | 2.4705e-05
ENS | Low | Dynamic Pricing | Dynamic Pricing with enabling tech. | Interruptible Rider | Retail Trade | % of Load | 1 | 2022 | 1.4545e-06
ENS | Low | Dynamic Pricing | Dynamic Pricing w/o enabling tech. | Interruptible Rider | Manufacturing | % of Load | 1 | 2022 | 4.6786e-06
ENS | Low | Dynamic Pricing | Dynamic Pricing w/o enabling tech. | Interruptible Rider | Miscellaneous | % of Load | 1 | 2022 | 9.3618e-06
ENS | Low | Dynamic Pricing | Dynamic Pricing w/o enabling tech. | Interruptible Rider | Retail Trade | % of Load | 1 | 2022 | 5.5117e-07
ENS | Low | Dynamic Pricing | Dynamic Pricing with enabling tech. | Residential | Residential Market Rate | % of Load | 1 | 2022 | 0.00090943
ENS | Low | Dynamic Pricing | Dynamic Pricing w/o enabling tech. | Residential | Residential Market Rate | % of Load | 1 | 2022 | 0.00050856
ENS | Low | BTM Battery Control | BTM Battery Control | Small Commercial | Manufacturing | % of Load | 0 | 2022 | 2.6464e-07
ENS | Low | BTM Battery Control | BTM Battery Control | Small Commercial | Miscellaneous | % of Load | 0 | 2022 | 1.9491e-06
ENS | Low | BTM Battery Control | BTM Battery Control | Small Commercial | Offices | % of Load | 0 | 2022 | 6.767e-07
ENS | Low | BTM Battery Control | BTM Battery Control | Small Commercial | Retail Trade | % of Load | 0 | 2022 | 1.1807e-06
ENS | Low | BTM Battery Control | BTM Battery Control | Small Commercial | Services | % of Load | 0 | 2022 | 2.5701e-06
ENS | Low | BTM Battery Control | BTM Battery Control | Large Commercial | Offices | % of Load | 0 | 2022 | 3.8449e-07
ENS | Low | BTM Battery Control | BTM Battery Control | Large Commercial | Services | % of Load | 0 | 2022 | 2.0506e-06
ENS | Low | BTM Battery Control | BTM Battery Control | Small Industrial | Manufacturing | % of Load | 0 | 2022 | 6.5217e-09
ENS | Low | BTM Battery Control | BTM Battery Control | Small Industrial | Miscellaneous | % of Load | 0 | 2022 | 4.2134e-08
ENS | Low | BTM Battery Control | BTM Battery Control | Small Industrial | Offices | % of Load | 0 | 2022 | 1.6634e-08
ENS | Low | BTM Battery Control | BTM Battery Control | Small Industrial | Retail Trade | % of Load | 0 | 2022 | 2.8945e-08
ENS | Low | BTM Battery Control | BTM Battery Control | Small Industrial | Services | % of Load | 0 | 2022 | 6.3018e-08
ENS | Low | BTM Battery Control | BTM Battery Control | Large Industrial | Manufacturing | % of Load | 0 | 2022 | 2.5172e-07
ENS | Low | BTM Battery Control | BTM Battery Control | Large Industrial | Miscellaneous | % of Load | 0 | 2022 | 1.1671e-06
ENS | Low | BTM Battery Control | BTM Battery Control | Large Industrial | Offices | % of Load | 0 | 2022 | 1.373e-07
ENS | Low | BTM Battery Control | BTM Battery Control | Large Industrial | Retail Trade | % of Load | 0 | 2022 | 6.8651e-07
ENS | Low | BTM Battery Control | BTM Battery Control | Large Industrial | Services | % of Load | 0 | 2022 | 1.4874e-06
ENS | Low | BTM Battery Control | BTM Battery Control | Interruptible Rider | Manufacturing | % of Load | 0 | 2022 | 3.3647e-07
ENS | Low | BTM Battery Control | BTM Battery Control | Interruptible Rider | Miscellaneous | % of Load | 0 | 2022 | 8.9726e-07
ENS | Low | BTM Battery Control | BTM Battery Control | Interruptible Rider | Retail Trade | % of Load | 0 | 2022 | 1.3459e-06
ENS | Low | BTM Battery Control | BTM Battery Control | Residential | Residential LI | % of Load | 0 | 2022 | 8.4349e-06
ENS | Low | BTM Battery Control | BTM Battery Control | Residential | Residential Market Rate | % of Load | 0 | 2022 | 5.2511e-05
ENS | Low | EV Charging Control | EV Charging Control | EV | EV | % of Load | 0 | 2022 | 7.765e-06
ENS | Low | Behavioral DR | Behavioral DR | Residential | Residential LI | % of Load | 0 | 2022 | 2.432e-05
ENS | Low | Behavioral DR | Behavioral DR | Residential | Residential Market Rate | % of Load | 0 | 2022 | 0.00015301
ENS | Low | DLC | DLC-Switch-Water Heating | Small Commercial | Miscellaneous | % of Load | 1 | 2023 | 1.0156e-05
ENS | Low | DLC | DLC-Switch-Water Heating | Small Commercial | Offices | % of Load | 1 | 2023 | 6.1732e-06
ENS | Low | DLC | DLC-Switch-Water Heating | Small Commercial | Retail Trade | % of Load | 1 | 2023 | 3.4761e-05
ENS | Low | DLC | DLC-Switch-Water Heating | Small Commercial | Services | % of Load | 1 | 2023 | 4.1837e-05
ENS | Low | DLC | DLC-Thermostat-HVAC | Small Commercial | Miscellaneous | % of Load | 1 | 2023 | 7.1338e-05
ENS | Low | DLC | DLC-Thermostat-HVAC | Small Commercial | Offices | % of Load | 1 | 2023 | 0.00010355
ENS | Low | DLC | DLC-Thermostat-HVAC | Small Commercial | Retail Trade | % of Load | 1 | 2023 | 0.00011004
ENS | Low | DLC | DLC-Thermostat-HVAC | Small Commercial | Services | % of Load | 1 | 2023 | 0.00013248
ENS | Low | DLC | DLC-Switch-Water Heating | Small Industrial | Miscellaneous | % of Load | 1 | 2023 | 2.0367e-06
ENS | Low | DLC | DLC-Switch-Water Heating | Small Industrial | Offices | % of Load | 1 | 2023 | 8.182e-08
ENS | Low | DLC | DLC-Switch-Water Heating | Small Industrial | Retail Trade | % of Load | 1 | 2023 | 5.5094e-07
ENS | Low | DLC | DLC-Switch-Water Heating | Small Industrial | Services | % of Load | 1 | 2023 | 6.868e-07
ENS | Low | DLC | DLC-Thermostat-HVAC | Small Industrial | Miscellaneous | % of Load | 1 | 2023 | 1.479e-05
ENS | Low | DLC | DLC-Thermostat-HVAC | Small Industrial | Offices | % of Load | 1 | 2023 | 1.3874e-06
ENS | Low | DLC | DLC-Thermostat-HVAC | Small Industrial | Retail Trade | % of Load | 1 | 2023 | 1.779e-06
ENS | Low | DLC | DLC-Thermostat-HVAC | Small Industrial | Services | % of Load | 1 | 2023 | 2.2177e-06
ENS | Low | DLC | DLC-Switch-Water Heating | Residential | Residential LI | % of Load | 1 | 2023 | 0.0011821
ENS | Low | DLC | DLC-Switch-Water Heating | Residential | Residential Market Rate | % of Load | 1 | 2023 | 0.0036804
ENS | Low | DLC | DLC-Thermostat-Heat Pump | Residential | Residential LI | % of Load | 1 | 2023 | 4.0918e-05
ENS | Low | DLC | DLC-Thermostat-Heat Pump | Residential | Residential Market Rate | % of Load | 1 | 2023 | 0.0018521
ENS | Low | DLC | DLC-Thermostat-Electric Furnace | Residential | Residential LI | % of Load | 1 | 2023 | 0.0012968
ENS | Low | DLC | DLC-Thermostat-Electric Furnace | Residential | Residential Market Rate | % of Load | 1 | 2023 | 0.0015991
ENS | Low | C&I Curtailment | C&I Curtailment- Manual HVAC Control | Large Commercial | Offices | % of Load | 1 | 2023 | 3.2339e-05
ENS | Low | C&I Curtailment | C&I Curtailment- Manual HVAC Control | Large Commercial | Services | % of Load | 1 | 2023 | 6.8718e-05
ENS | Low | C&I Curtailment | C&I Curtailment- Auto-DR HVAC Control | Large Commercial | Offices | % of Load | 1 | 2023 | 3.8264e-05
ENS | Low | C&I Curtailment | C&I Curtailment- Auto-DR HVAC Control | Large Commercial | Services | % of Load | 1 | 2023 | 8.1309e-05
ENS | Low | C&I Curtailment | C&I Curtailment- Standard Lighting Control | Large Commercial | Offices | % of Load | 1 | 2023 | 6.2938e-06
ENS | Low | C&I Curtailment | C&I Curtailment- Standard Lighting Control | Large Commercial | Services | % of Load | 1 | 2023 | 4.0182e-05
ENS | Low | C&I Curtailment | C&I Curtailment- Advanced Lighting Control | Large Commercial | Offices | % of Load | 1 | 2023 | 3.1469e-06
ENS | Low | C&I Curtailment | C&I Curtailment- Advanced Lighting Control | Large Commercial | Services | % of Load | 1 | 2023 | 2.0091e-05
ENS | Low | C&I Curtailment | C&I Curtailment- Water Heating Control | Large Commercial | Offices | % of Load | 1 | 2023 | 5.4996e-07
ENS | Low | C&I Curtailment | C&I Curtailment- Water Heating Control | Large Commercial | Services | % of Load | 1 | 2023 | 6.1144e-06
ENS | Low | C&I Curtailment | C&I Curtailment- Other | Large Commercial | Offices | % of Load | 1 | 2023 | 1.0027e-05
ENS | Low | C&I Curtailment | C&I Curtailment- Other | Large Commercial | Services | % of Load | 1 | 2023 | 6.6743e-05
ENS | Low | C&I Curtailment | C&I Curtailment- Manual HVAC Control | Large Industrial | Miscellaneous | % of Load | 1 | 2023 | 1.0302e-05
ENS | Low | C&I Curtailment | C&I Curtailment- Manual HVAC Control | Large Industrial | Offices | % of Load | 1 | 2023 | 5.9915e-06
ENS | Low | C&I Curtailment | C&I Curtailment- Manual HVAC Control | Large Industrial | Retail Trade | % of Load | 1 | 2023 | 1.7993e-05
ENS | Low | C&I Curtailment | C&I Curtailment- Manual HVAC Control | Large Industrial | Services | % of Load | 1 | 2023 | 5.3397e-06
ENS | Low | C&I Curtailment | C&I Curtailment- Auto-DR HVAC Control | Large Industrial | Miscellaneous | % of Load | 1 | 2023 | 1.219e-05
ENS | Low | C&I Curtailment | C&I Curtailment- Auto-DR HVAC Control | Large Industrial | Offices | % of Load | 1 | 2023 | 7.0893e-06
ENS | Low | C&I Curtailment | C&I Curtailment- Auto-DR HVAC Control | Large Industrial | Retail Trade | % of Load | 1 | 2023 | 2.129e-05
ENS | Low | C&I Curtailment | C&I Curtailment- Auto-DR HVAC Control | Large Industrial | Services | % of Load | 1 | 2023 | 6.3181e-06
ENS | Low | C&I Curtailment | C&I Curtailment- Standard Lighting Control | Large Industrial | Miscellaneous | % of Load | 1 | 2023 | 6.2965e-06
ENS | Low | C&I Curtailment | C&I Curtailment- Standard Lighting Control | Large Industrial | Offices | % of Load | 1 | 2023 | 1.1994e-06
ENS | Low | C&I Curtailment | C&I Curtailment- Standard Lighting Control | Large Industrial | Retail Trade | % of Load | 1 | 2023 | 1.0521e-05
ENS | Low | C&I Curtailment | C&I Curtailment- Standard Lighting Control | Large Industrial | Services | % of Load | 1 | 2023 | 3.1223e-06
ENS | Low | C&I Curtailment | C&I Curtailment- Advanced Lighting Control | Large Industrial | Miscellaneous | % of Load | 1 | 2023 | 3.1483e-06
ENS | Low | C&I Curtailment | C&I Curtailment- Advanced Lighting Control | Large Industrial | Offices | % of Load | 1 | 2023 | 5.9968e-07
ENS | Low | C&I Curtailment | C&I Curtailment- Advanced Lighting Control | Large Industrial | Retail Trade | % of Load | 1 | 2023 | 5.2607e-06
ENS | Low | C&I Curtailment | C&I Curtailment- Advanced Lighting Control | Large Industrial | Services | % of Load | 1 | 2023 | 1.5612e-06
ENS | Low | C&I Curtailment | C&I Curtailment- Water Heating Control | Large Industrial | Miscellaneous | % of Load | 1 | 2023 | 3.4212e-07
ENS | Low | C&I Curtailment | C&I Curtailment- Water Heating Control | Large Industrial | Offices | % of Load | 1 | 2023 | 9.9063e-08
ENS | Low | C&I Curtailment | C&I Curtailment- Water Heating Control | Large Industrial | Retail Trade | % of Load | 1 | 2023 | 1.601e-06
ENS | Low | C&I Curtailment | C&I Curtailment- Water Heating Control | Large Industrial | Services | % of Load | 1 | 2023 | 4.7512e-07
ENS | Low | C&I Curtailment | C&I Curtailment- Other | Large Industrial | Miscellaneous | % of Load | 1 | 2023 | 7.3889e-06
ENS | Low | C&I Curtailment | C&I Curtailment- Other | Large Industrial | Offices | % of Load | 1 | 2023 | 1.8805e-06
ENS | Low | C&I Curtailment | C&I Curtailment- Other | Large Industrial | Retail Trade | % of Load | 1 | 2023 | 1.7476e-05
ENS | Low | C&I Curtailment | C&I Curtailment- Other | Large Industrial | Services | % of Load | 1 | 2023 | 5.1863e-06
ENS | Low | C&I Curtailment | C&I Curtailment- Industrial | Large Industrial | Manufacturing | % of Load | 1 | 2023 | 0.00030389
ENS | Low | C&I Curtailment | C&I Curtailment- Manual HVAC Control | Interruptible Rider | Miscellaneous | % of Load | 1 | 2023 | 0.00035682
ENS | Low | C&I Curtailment | C&I Curtailment- Manual HVAC Control | Interruptible Rider | Retail Trade | % of Load | 1 | 2023 | 1.0347e-05
ENS | Low | C&I Curtailment | C&I Curtailment- Auto-DR HVAC Control | Interruptible Rider | Miscellaneous | % of Load | 1 | 2023 | 0.0004222
ENS | Low | C&I Curtailment | C&I Curtailment- Auto-DR HVAC Control | Interruptible Rider | Retail Trade | % of Load | 1 | 2023 | 1.2243e-05
ENS | Low | C&I Curtailment | C&I Curtailment- Standard Lighting Control | Interruptible Rider | Miscellaneous | % of Load | 1 | 2023 | 8.7735e-05
ENS | Low | C&I Curtailment | C&I Curtailment- Standard Lighting Control | Interruptible Rider | Retail Trade | % of Load | 1 | 2023 | 6.2247e-06
ENS | Low | C&I Curtailment | C&I Curtailment- Advanced Lighting Control | Interruptible Rider | Miscellaneous | % of Load | 1 | 2023 | 4.3868e-05
ENS | Low | C&I Curtailment | C&I Curtailment- Advanced Lighting Control | Interruptible Rider | Retail Trade | % of Load | 1 | 2023 | 3.1124e-06
ENS | Low | C&I Curtailment | C&I Curtailment- Water Heating Control | Interruptible Rider | Miscellaneous | % of Load | 1 | 2023 | 6.927e-06
ENS | Low | C&I Curtailment | C&I Curtailment- Water Heating Control | Interruptible Rider | Retail Trade | % of Load | 1 | 2023 | 9.0124e-07
ENS | Low | C&I Curtailment | C&I Curtailment- Other | Interruptible Rider | Miscellaneous | % of Load | 1 | 2023 | 0.00012546
ENS | Low | C&I Curtailment | C&I Curtailment- Other | Interruptible Rider | Retail Trade | % of Load | 1 | 2023 | 1.0025e-05
ENS | Low | C&I Curtailment | C&I Curtailment- Industrial | Interruptible Rider | Manufacturing | % of Load | 1 | 2023 | 0.00025062
ENS | Low | Dynamic Pricing | Dynamic Pricing with enabling tech. | Small Commercial | Manufacturing | % of Load | 1 | 2023 | 7.6616e-06
ENS | Low | Dynamic Pricing | Dynamic Pricing with enabling tech. | Small Commercial | Miscellaneous | % of Load | 1 | 2023 | 7.3525e-05
ENS | Low | Dynamic Pricing | Dynamic Pricing with enabling tech. | Small Commercial | Offices | % of Load | 1 | 2023 | 5.8863e-05
ENS | Low | Dynamic Pricing | Dynamic Pricing with enabling tech. | Small Commercial | Retail Trade | % of Load | 1 | 2023 | 0.00013724
ENS | Low | Dynamic Pricing | Dynamic Pricing with enabling tech. | Small Commercial | Services | % of Load | 1 | 2023 | 0.00016523
ENS | Low | Dynamic Pricing | Dynamic Pricing w/o enabling tech. | Small Commercial | Manufacturing | % of Load | 1 | 2023 | 4.5251e-07
ENS | Low | Dynamic Pricing | Dynamic Pricing w/o enabling tech. | Small Commercial | Miscellaneous | % of Load | 1 | 2023 | 4.3426e-06
ENS | Low | Dynamic Pricing | Dynamic Pricing w/o enabling tech. | Small Commercial | Offices | % of Load | 1 | 2023 | 3.4766e-06
ENS | Low | Dynamic Pricing | Dynamic Pricing w/o enabling tech. | Small Commercial | Retail Trade | % of Load | 1 | 2023 | 8.1058e-06
ENS | Low | Dynamic Pricing | Dynamic Pricing w/o enabling tech. | Small Commercial | Services | % of Load | 1 | 2023 | 9.7589e-06
ENS | Low | Dynamic Pricing | Dynamic Pricing with enabling tech. | Large Commercial | Offices | % of Load | 1 | 2023 | 1.5781e-05
ENS | Low | Dynamic Pricing | Dynamic Pricing with enabling tech. | Large Commercial | Services | % of Load | 1 | 2023 | 0.00010129
ENS | Low | Dynamic Pricing | Dynamic Pricing w/o enabling tech. | Large Commercial | Offices | % of Load | 1 | 2023 | 5.9801e-06
ENS | Low | Dynamic Pricing | Dynamic Pricing w/o enabling tech. | Large Commercial | Services | % of Load | 1 | 2023 | 3.8385e-05
ENS | Low | Dynamic Pricing | Dynamic Pricing with enabling tech. | Small Industrial | Manufacturing | % of Load | 1 | 2023 | 1.0504e-05
ENS | Low | Dynamic Pricing | Dynamic Pricing with enabling tech. | Small Industrial | Miscellaneous | % of Load | 1 | 2023 | 1.3214e-05
ENS | Low | Dynamic Pricing | Dynamic Pricing with enabling tech. | Small Industrial | Offices | % of Load | 1 | 2023 | 7.913e-07
ENS | Low | Dynamic Pricing | Dynamic Pricing with enabling tech. | Small Industrial | Retail Trade | % of Load | 1 | 2023 | 2.2216e-06
ENS | Low | Dynamic Pricing | Dynamic Pricing with enabling tech. | Small Industrial | Services | % of Load | 1 | 2023 | 2.7695e-06
ENS | Low | Dynamic Pricing | Dynamic Pricing w/o enabling tech. | Small Industrial | Manufacturing | % of Load | 1 | 2023 | 6.2038e-07
ENS | Low | Dynamic Pricing | Dynamic Pricing w/o enabling tech. | Small Industrial | Miscellaneous | % of Load | 1 | 2023 | 7.8043e-07
ENS | Low | Dynamic Pricing | Dynamic Pricing w/o enabling tech. | Small Industrial | Offices | % of Load | 1 | 2023 | 4.6736e-08
ENS | Low | Dynamic Pricing | Dynamic Pricing w/o enabling tech. | Small Industrial | Retail Trade | % of Load | 1 | 2023 | 1.3122e-07
ENS | Low | Dynamic Pricing | Dynamic Pricing w/o enabling tech. | Small Industrial | Services | % of Load | 1 | 2023 | 1.6357e-07
ENS | Low | Dynamic Pricing | Dynamic Pricing with enabling tech. | Large Industrial | Manufacturing | % of Load | 1 | 2023 | 8.8162e-05
ENS | Low | Dynamic Pricing | Dynamic Pricing with enabling tech. | Large Industrial | Miscellaneous | % of Load | 1 | 2023 | 3.9473e-05
ENS | Low | Dynamic Pricing | Dynamic Pricing with enabling tech. | Large Industrial | Offices | % of Load | 1 | 2023 | 2.9475e-06
ENS | Low | Dynamic Pricing | Dynamic Pricing with enabling tech. | Large Industrial | Retail Trade | % of Load | 1 | 2023 | 1.5035e-05
ENS | Low | Dynamic Pricing | Dynamic Pricing with enabling tech. | Large Industrial | Services | % of Load | 1 | 2023 | 7.8712e-06
ENS | Low | Dynamic Pricing | Dynamic Pricing w/o enabling tech. | Large Industrial | Manufacturing | % of Load | 1 | 2023 | 3.3409e-05
ENS | Low | Dynamic Pricing | Dynamic Pricing w/o enabling tech. | Large Industrial | Miscellaneous | % of Load | 1 | 2023 | 1.4958e-05
ENS | Low | Dynamic Pricing | Dynamic Pricing w/o enabling tech. | Large Industrial | Offices | % of Load | 1 | 2023 | 1.1169e-06
ENS | Low | Dynamic Pricing | Dynamic Pricing w/o enabling tech. | Large Industrial | Retail Trade | % of Load | 1 | 2023 | 5.6976e-06
ENS | Low | Dynamic Pricing | Dynamic Pricing w/o enabling tech. | Large Industrial | Services | % of Load | 1 | 2023 | 2.9828e-06
ENS | Low | Dynamic Pricing | Dynamic Pricing with enabling tech. | Interruptible Rider | Manufacturing | % of Load | 1 | 2023 | 3.104e-05
ENS | Low | Dynamic Pricing | Dynamic Pricing with enabling tech. | Interruptible Rider | Miscellaneous | % of Load | 1 | 2023 | 6.2785e-05
ENS | Low | Dynamic Pricing | Dynamic Pricing with enabling tech. | Interruptible Rider | Retail Trade | % of Load | 1 | 2023 | 3.6966e-06
ENS | Low | Dynamic Pricing | Dynamic Pricing w/o enabling tech. | Interruptible Rider | Manufacturing | % of Load | 1 | 2023 | 1.1763e-05
ENS | Low | Dynamic Pricing | Dynamic Pricing w/o enabling tech. | Interruptible Rider | Miscellaneous | % of Load | 1 | 2023 | 2.3792e-05
ENS | Low | Dynamic Pricing | Dynamic Pricing w/o enabling tech. | Interruptible Rider | Retail Trade | % of Load | 1 | 2023 | 1.4008e-06
ENS | Low | Dynamic Pricing | Dynamic Pricing with enabling tech. | Residential | Residential Market Rate | % of Load | 1 | 2023 | 0.0026633
ENS | Low | Dynamic Pricing | Dynamic Pricing w/o enabling tech. | Residential | Residential Market Rate | % of Load | 1 | 2023 | 0.0014893
ENS | Low | BTM Battery Control | BTM Battery Control | Small Commercial | Manufacturing | % of Load | 0 | 2023 | 1.3198e-06
ENS | Low | BTM Battery Control | BTM Battery Control | Small Commercial | Miscellaneous | % of Load | 0 | 2023 | 9.7258e-06
ENS | Low | BTM Battery Control | BTM Battery Control | Small Commercial | Offices | % of Load | 0 | 2023 | 3.374e-06
ENS | Low | BTM Battery Control | BTM Battery Control | Small Commercial | Retail Trade | % of Load | 0 | 2023 | 5.8883e-06
ENS | Low | BTM Battery Control | BTM Battery Control | Small Commercial | Services | % of Load | 0 | 2023 | 1.2816e-05
ENS | Low | BTM Battery Control | BTM Battery Control | Large Commercial | Offices | % of Load | 0 | 2023 | 1.9175e-06
ENS | Low | BTM Battery Control | BTM Battery Control | Large Commercial | Services | % of Load | 0 | 2023 | 1.0227e-05
ENS | Low | BTM Battery Control | BTM Battery Control | Small Industrial | Manufacturing | % of Load | 0 | 2023 | 3.2525e-08
ENS | Low | BTM Battery Control | BTM Battery Control | Small Industrial | Miscellaneous | % of Load | 0 | 2023 | 2.1014e-07
ENS | Low | BTM Battery Control | BTM Battery Control | Small Industrial | Offices | % of Load | 0 | 2023 | 8.2958e-08
ENS | Low | BTM Battery Control | BTM Battery Control | Small Industrial | Retail Trade | % of Load | 0 | 2023 | 1.4435e-07
ENS | Low | BTM Battery Control | BTM Battery Control | Small Industrial | Services | % of Load | 0 | 2023 | 3.1429e-07
ENS | Low | BTM Battery Control | BTM Battery Control | Large Industrial | Manufacturing | % of Load | 0 | 2023 | 1.2554e-06
ENS | Low | BTM Battery Control | BTM Battery Control | Large Industrial | Miscellaneous | % of Load | 0 | 2023 | 5.8205e-06
ENS | Low | BTM Battery Control | BTM Battery Control | Large Industrial | Offices | % of Load | 0 | 2023 | 6.8476e-07
ENS | Low | BTM Battery Control | BTM Battery Control | Large Industrial | Retail Trade | % of Load | 0 | 2023 | 3.4238e-06
ENS | Low | BTM Battery Control | BTM Battery Control | Large Industrial | Services | % of Load | 0 | 2023 | 7.4182e-06
ENS | Low | BTM Battery Control | BTM Battery Control | Interruptible Rider | Manufacturing | % of Load | 0 | 2023 | 1.6781e-06
ENS | Low | BTM Battery Control | BTM Battery Control | Interruptible Rider | Miscellaneous | % of Load | 0 | 2023 | 4.4749e-06
ENS | Low | BTM Battery Control | BTM Battery Control | Interruptible Rider | Retail Trade | % of Load | 0 | 2023 | 6.7123e-06
ENS | Low | BTM Battery Control | BTM Battery Control | Residential | Residential LI | % of Load | 0 | 2023 | 4.2274e-05
ENS | Low | BTM Battery Control | BTM Battery Control | Residential | Residential Market Rate | % of Load | 0 | 2023 | 0.00026317
ENS | Low | EV Charging Control | EV Charging Control | EV | EV | % of Load | 0 | 2023 | 3.2085e-05
ENS | Low | Behavioral DR | Behavioral DR | Residential | Residential LI | % of Load | 0 | 2023 | 6.9162e-05
ENS | Low | Behavioral DR | Behavioral DR | Residential | Residential Market Rate | % of Load | 0 | 2023 | 0.00043408
ENS | Low | DLC | DLC-Switch-Water Heating | Small Commercial | Miscellaneous | % of Load | 1 | 2024 | 1.5145e-05
ENS | Low | DLC | DLC-Switch-Water Heating | Small Commercial | Offices | % of Load | 1 | 2024 | 9.1681e-06
ENS | Low | DLC | DLC-Switch-Water Heating | Small Commercial | Retail Trade | % of Load | 1 | 2024 | 5.1856e-05
ENS | Low | DLC | DLC-Switch-Water Heating | Small Commercial | Services | % of Load | 1 | 2024 | 6.2401e-05
ENS | Low | DLC | DLC-Thermostat-HVAC | Small Commercial | Miscellaneous | % of Load | 1 | 2024 | 0.00010486
ENS | Low | DLC | DLC-Thermostat-HVAC | Small Commercial | Offices | % of Load | 1 | 2024 | 0.0001531
ENS | Low | DLC | DLC-Thermostat-HVAC | Small Commercial | Retail Trade | % of Load | 1 | 2024 | 0.00016102
ENS | Low | DLC | DLC-Thermostat-HVAC | Small Commercial | Services | % of Load | 1 | 2024 | 0.00019384
ENS | Low | DLC | DLC-Switch-Water Heating | Small Industrial | Miscellaneous | % of Load | 1 | 2024 | 3.0752e-06
ENS | Low | DLC | DLC-Switch-Water Heating | Small Industrial | Offices | % of Load | 1 | 2024 | 1.2308e-07
ENS | Low | DLC | DLC-Switch-Water Heating | Small Industrial | Retail Trade | % of Load | 1 | 2024 | 8.3171e-07
ENS | Low | DLC | DLC-Switch-Water Heating | Small Industrial | Services | % of Load | 1 | 2024 | 1.0368e-06
ENS | Low | DLC | DLC-Thermostat-HVAC | Small Industrial | Miscellaneous | % of Load | 1 | 2024 | 2.2101e-05
ENS | Low | DLC | DLC-Thermostat-HVAC | Small Industrial | Offices | % of Load | 1 | 2024 | 2.0854e-06
ENS | Low | DLC | DLC-Thermostat-HVAC | Small Industrial | Retail Trade | % of Load | 1 | 2024 | 2.6544e-06
ENS | Low | DLC | DLC-Thermostat-HVAC | Small Industrial | Services | % of Load | 1 | 2024 | 3.309e-06
ENS | Low | DLC | DLC-Switch-Water Heating | Residential | Residential LI | % of Load | 1 | 2024 | 0.001788
ENS | Low | DLC | DLC-Switch-Water Heating | Residential | Residential Market Rate | % of Load | 1 | 2024 | 0.0055656
ENS | Low | DLC | DLC-Thermostat-Heat Pump | Residential | Residential LI | % of Load | 1 | 2024 | 6.9493e-05
ENS | Low | DLC | DLC-Thermostat-Heat Pump | Residential | Residential Market Rate | % of Load | 1 | 2024 | 0.0028103
ENS | Low | DLC | DLC-Thermostat-Electric Furnace | Residential | Residential LI | % of Load | 1 | 2024 | 0.0019402
ENS | Low | DLC | DLC-Thermostat-Electric Furnace | Residential | Residential Market Rate | % of Load | 1 | 2024 | 0.0023735
ENS | Low | C&I Curtailment | C&I Curtailment- Manual HVAC Control | Large Commercial | Offices | % of Load | 1 | 2024 | 4.2963e-05
ENS | Low | C&I Curtailment | C&I Curtailment- Manual HVAC Control | Large Commercial | Services | % of Load | 1 | 2024 | 9.0348e-05
ENS | Low | C&I Curtailment | C&I Curtailment- Auto-DR HVAC Control | Large Commercial | Offices | % of Load | 1 | 2024 | 6.2956e-05
ENS | Low | C&I Curtailment | C&I Curtailment- Auto-DR HVAC Control | Large Commercial | Services | % of Load | 1 | 2024 | 0.00013239
ENS | Low | C&I Curtailment | C&I Curtailment- Standard Lighting Control | Large Commercial | Offices | % of Load | 1 | 2024 | 8.8337e-06
ENS | Low | C&I Curtailment | C&I Curtailment- Standard Lighting Control | Large Commercial | Services | % of Load | 1 | 2024 | 5.6849e-05
ENS | Low | C&I Curtailment | C&I Curtailment- Advanced Lighting Control | Large Commercial | Offices | % of Load | 1 | 2024 | 4.4168e-06
ENS | Low | C&I Curtailment | C&I Curtailment- Advanced Lighting Control | Large Commercial | Services | % of Load | 1 | 2024 | 2.8425e-05
ENS | Low | C&I Curtailment | C&I Curtailment- Water Heating Control | Large Commercial | Offices | % of Load | 1 | 2024 | 8.1029e-07
ENS | Low | C&I Curtailment | C&I Curtailment- Water Heating Control | Large Commercial | Services | % of Load | 1 | 2024 | 9.0119e-06
ENS | Low | C&I Curtailment | C&I Curtailment- Other | Large Commercial | Offices | % of Load | 1 | 2024 | 1.4607e-05
ENS | Low | C&I Curtailment | C&I Curtailment- Other | Large Commercial | Services | % of Load | 1 | 2024 | 9.7541e-05
ENS | Low | C&I Curtailment | C&I Curtailment- Manual HVAC Control | Large Industrial | Miscellaneous | % of Load | 1 | 2024 | 1.4101e-05
ENS | Low | C&I Curtailment | C&I Curtailment- Manual HVAC Control | Large Industrial | Offices | % of Load | 1 | 2024 | 8.2981e-06
ENS | Low | C&I Curtailment | C&I Curtailment- Manual HVAC Control | Large Industrial | Retail Trade | % of Load | 1 | 2024 | 2.466e-05
ENS | Low | C&I Curtailment | C&I Curtailment- Manual HVAC Control | Large Industrial | Services | % of Load | 1 | 2024 | 7.318e-06
ENS | Low | C&I Curtailment | C&I Curtailment- Auto-DR HVAC Control | Large Industrial | Miscellaneous | % of Load | 1 | 2024 | 2.0664e-05
ENS | Low | C&I Curtailment | C&I Curtailment- Auto-DR HVAC Control | Large Industrial | Offices | % of Load | 1 | 2024 | 1.216e-05
ENS | Low | C&I Curtailment | C&I Curtailment- Auto-DR HVAC Control | Large Industrial | Retail Trade | % of Load | 1 | 2024 | 3.6135e-05
ENS | Low | C&I Curtailment | C&I Curtailment- Auto-DR HVAC Control | Large Industrial | Services | % of Load | 1 | 2024 | 1.0723e-05
ENS | Low | C&I Curtailment | C&I Curtailment- Standard Lighting Control | Large Industrial | Miscellaneous | % of Load | 1 | 2024 | 9.3186e-06
ENS | Low | C&I Curtailment | C&I Curtailment- Standard Lighting Control | Large Industrial | Offices | % of Load | 1 | 2024 | 1.7734e-06
ENS | Low | C&I Curtailment | C&I Curtailment- Standard Lighting Control | Large Industrial | Retail Trade | % of Load | 1 | 2024 | 1.5517e-05
ENS | Low | C&I Curtailment | C&I Curtailment- Standard Lighting Control | Large Industrial | Services | % of Load | 1 | 2024 | 4.6047e-06
ENS | Low | C&I Curtailment | C&I Curtailment- Advanced Lighting Control | Large Industrial | Miscellaneous | % of Load | 1 | 2024 | 4.6593e-06
ENS | Low | C&I Curtailment | C&I Curtailment- Advanced Lighting Control | Large Industrial | Offices | % of Load | 1 | 2024 | 8.8671e-07
ENS | Low | C&I Curtailment | C&I Curtailment- Advanced Lighting Control | Large Industrial | Retail Trade | % of Load | 1 | 2024 | 7.7583e-06
ENS | Low | C&I Curtailment | C&I Curtailment- Advanced Lighting Control | Large Industrial | Services | % of Load | 1 | 2024 | 2.3023e-06
ENS | Low | C&I Curtailment | C&I Curtailment- Water Heating Control | Large Industrial | Miscellaneous | % of Load | 1 | 2024 | 5.1553e-07
ENS | Low | C&I Curtailment | C&I Curtailment- Water Heating Control | Large Industrial | Offices | % of Load | 1 | 2024 | 1.5077e-07
ENS | Low | C&I Curtailment | C&I Curtailment- Water Heating Control | Large Industrial | Retail Trade | % of Load | 1 | 2024 | 2.4597e-06
ENS | Low | C&I Curtailment | C&I Curtailment- Water Heating Control | Large Industrial | Services | % of Load | 1 | 2024 | 7.2995e-07
ENS | Low | C&I Curtailment | C&I Curtailment- Other | Large Industrial | Miscellaneous | % of Load | 1 | 2024 | 1.1157e-05
ENS | Low | C&I Curtailment | C&I Curtailment- Other | Large Industrial | Offices | % of Load | 1 | 2024 | 2.8678e-06
ENS | Low | C&I Curtailment | C&I Curtailment- Other | Large Industrial | Retail Trade | % of Load | 1 | 2024 | 2.6623e-05
ENS | Low | C&I Curtailment | C&I Curtailment- Other | Large Industrial | Services | % of Load | 1 | 2024 | 7.9007e-06
ENS | Low | C&I Curtailment | C&I Curtailment- Industrial | Large Industrial | Manufacturing | % of Load | 1 | 2024 | 0.00045079
ENS | Low | C&I Curtailment | C&I Curtailment- Manual HVAC Control | Interruptible Rider | Miscellaneous | % of Load | 1 | 2024 | 0.00047698
ENS | Low | C&I Curtailment | C&I Curtailment- Manual HVAC Control | Interruptible Rider | Retail Trade | % of Load | 1 | 2024 | 1.3732e-05
ENS | Low | C&I Curtailment | C&I Curtailment- Auto-DR HVAC Control | Interruptible Rider | Miscellaneous | % of Load | 1 | 2024 | 0.00069895
ENS | Low | C&I Curtailment | C&I Curtailment- Auto-DR HVAC Control | Interruptible Rider | Retail Trade | % of Load | 1 | 2024 | 2.0123e-05
ENS | Low | C&I Curtailment | C&I Curtailment- Standard Lighting Control | Interruptible Rider | Miscellaneous | % of Load | 1 | 2024 | 0.0001257
ENS | Low | C&I Curtailment | C&I Curtailment- Standard Lighting Control | Interruptible Rider | Retail Trade | % of Load | 1 | 2024 | 8.965e-06
ENS | Low | C&I Curtailment | C&I Curtailment- Advanced Lighting Control | Interruptible Rider | Miscellaneous | % of Load | 1 | 2024 | 6.2851e-05
ENS | Low | C&I Curtailment | C&I Curtailment- Advanced Lighting Control | Interruptible Rider | Retail Trade | % of Load | 1 | 2024 | 4.4825e-06
ENS | Low | C&I Curtailment | C&I Curtailment- Water Heating Control | Interruptible Rider | Miscellaneous | % of Load | 1 | 2024 | 1.0195e-05
ENS | Low | C&I Curtailment | C&I Curtailment- Water Heating Control | Interruptible Rider | Retail Trade | % of Load | 1 | 2024 | 1.3299e-06
ENS | Low | C&I Curtailment | C&I Curtailment- Other | Interruptible Rider | Miscellaneous | % of Load | 1 | 2024 | 0.00018443
ENS | Low | C&I Curtailment | C&I Curtailment- Other | Interruptible Rider | Retail Trade | % of Load | 1 | 2024 | 1.4763e-05
ENS | Low | C&I Curtailment | C&I Curtailment- Industrial | Interruptible Rider | Manufacturing | % of Load | 1 | 2024 | 0.00036353
ENS | Low | Dynamic Pricing | Dynamic Pricing with enabling tech. | Small Commercial | Manufacturing | % of Load | 1 | 2024 | 1.4632e-05
ENS | Low | Dynamic Pricing | Dynamic Pricing with enabling tech. | Small Commercial | Miscellaneous | % of Load | 1 | 2024 | 0.00014187
ENS | Low | Dynamic Pricing | Dynamic Pricing with enabling tech. | Small Commercial | Offices | % of Load | 1 | 2024 | 0.00011354
ENS | Low | Dynamic Pricing | Dynamic Pricing with enabling tech. | Small Commercial | Retail Trade | % of Load | 1 | 2024 | 0.00026422
ENS | Low | Dynamic Pricing | Dynamic Pricing with enabling tech. | Small Commercial | Services | % of Load | 1 | 2024 | 0.00031809
ENS | Low | Dynamic Pricing | Dynamic Pricing w/o enabling tech. | Small Commercial | Manufacturing | % of Load | 1 | 2024 | 8.6418e-07
ENS | Low | Dynamic Pricing | Dynamic Pricing w/o enabling tech. | Small Commercial | Miscellaneous | % of Load | 1 | 2024 | 8.3789e-06
ENS | Low | Dynamic Pricing | Dynamic Pricing w/o enabling tech. | Small Commercial | Offices | % of Load | 1 | 2024 | 6.7061e-06
ENS | Low | Dynamic Pricing | Dynamic Pricing w/o enabling tech. | Small Commercial | Retail Trade | % of Load | 1 | 2024 | 1.5606e-05
ENS | Low | Dynamic Pricing | Dynamic Pricing w/o enabling tech. | Small Commercial | Services | % of Load | 1 | 2024 | 1.8787e-05
ENS | Low | Dynamic Pricing | Dynamic Pricing with enabling tech. | Large Commercial | Offices | % of Load | 1 | 2024 | 2.8853e-05
ENS | Low | Dynamic Pricing | Dynamic Pricing with enabling tech. | Large Commercial | Services | % of Load | 1 | 2024 | 0.00018811
ENS | Low | Dynamic Pricing | Dynamic Pricing w/o enabling tech. | Large Commercial | Offices | % of Load | 1 | 2024 | 1.0934e-05
ENS | Low | Dynamic Pricing | Dynamic Pricing w/o enabling tech. | Large Commercial | Services | % of Load | 1 | 2024 | 7.1283e-05
ENS | Low | Dynamic Pricing | Dynamic Pricing with enabling tech. | Small Industrial | Manufacturing | % of Load | 1 | 2024 | 2.0395e-05
ENS | Low | Dynamic Pricing | Dynamic Pricing with enabling tech. | Small Industrial | Miscellaneous | % of Load | 1 | 2024 | 2.5875e-05
ENS | Low | Dynamic Pricing | Dynamic Pricing with enabling tech. | Small Industrial | Offices | % of Load | 1 | 2024 | 1.5533e-06
ENS | Low | Dynamic Pricing | Dynamic Pricing with enabling tech. | Small Industrial | Retail Trade | % of Load | 1 | 2024 | 4.3596e-06
ENS | Low | Dynamic Pricing | Dynamic Pricing with enabling tech. | Small Industrial | Services | % of Load | 1 | 2024 | 5.4348e-06
ENS | Low | Dynamic Pricing | Dynamic Pricing w/o enabling tech. | Small Industrial | Manufacturing | % of Load | 1 | 2024 | 1.2046e-06
ENS | Low | Dynamic Pricing | Dynamic Pricing w/o enabling tech. | Small Industrial | Miscellaneous | % of Load | 1 | 2024 | 1.5282e-06
ENS | Low | Dynamic Pricing | Dynamic Pricing w/o enabling tech. | Small Industrial | Offices | % of Load | 1 | 2024 | 9.174e-08
ENS | Low | Dynamic Pricing | Dynamic Pricing w/o enabling tech. | Small Industrial | Retail Trade | % of Load | 1 | 2024 | 2.5749e-07
ENS | Low | Dynamic Pricing | Dynamic Pricing w/o enabling tech. | Small Industrial | Services | % of Load | 1 | 2024 | 3.2099e-07
ENS | Low | Dynamic Pricing | Dynamic Pricing with enabling tech. | Large Industrial | Manufacturing | % of Load | 1 | 2024 | 0.00016163
ENS | Low | Dynamic Pricing | Dynamic Pricing with enabling tech. | Large Industrial | Miscellaneous | % of Load | 1 | 2024 | 7.8129e-05
ENS | Low | Dynamic Pricing | Dynamic Pricing with enabling tech. | Large Industrial | Offices | % of Load | 1 | 2024 | 5.6333e-06
ENS | Low | Dynamic Pricing | Dynamic Pricing with enabling tech. | Large Industrial | Retail Trade | % of Load | 1 | 2024 | 2.8143e-05
ENS | Low | Dynamic Pricing | Dynamic Pricing with enabling tech. | Large Industrial | Services | % of Load | 1 | 2024 | 1.5236e-05
ENS | Low | Dynamic Pricing | Dynamic Pricing w/o enabling tech. | Large Industrial | Manufacturing | % of Load | 1 | 2024 | 6.1248e-05
ENS | Low | Dynamic Pricing | Dynamic Pricing w/o enabling tech. | Large Industrial | Miscellaneous | % of Load | 1 | 2024 | 2.9607e-05
ENS | Low | Dynamic Pricing | Dynamic Pricing w/o enabling tech. | Large Industrial | Offices | % of Load | 1 | 2024 | 2.1347e-06
ENS | Low | Dynamic Pricing | Dynamic Pricing w/o enabling tech. | Large Industrial | Retail Trade | % of Load | 1 | 2024 | 1.0665e-05
ENS | Low | Dynamic Pricing | Dynamic Pricing w/o enabling tech. | Large Industrial | Services | % of Load | 1 | 2024 | 5.7738e-06
ENS | Low | Dynamic Pricing | Dynamic Pricing with enabling tech. | Interruptible Rider | Manufacturing | % of Load | 1 | 2024 | 4.976e-05
ENS | Low | Dynamic Pricing | Dynamic Pricing with enabling tech. | Interruptible Rider | Miscellaneous | % of Load | 1 | 2024 | 0.00010172
ENS | Low | Dynamic Pricing | Dynamic Pricing with enabling tech. | Interruptible Rider | Retail Trade | % of Load | 1 | 2024 | 5.989e-06
ENS | Low | Dynamic Pricing | Dynamic Pricing w/o enabling tech. | Interruptible Rider | Manufacturing | % of Load | 1 | 2024 | 1.8856e-05
ENS | Low | Dynamic Pricing | Dynamic Pricing w/o enabling tech. | Interruptible Rider | Miscellaneous | % of Load | 1 | 2024 | 3.8547e-05
ENS | Low | Dynamic Pricing | Dynamic Pricing w/o enabling tech. | Interruptible Rider | Retail Trade | % of Load | 1 | 2024 | 2.2695e-06
ENS | Low | Dynamic Pricing | Dynamic Pricing with enabling tech. | Residential | Residential Market Rate | % of Load | 1 | 2024 | 0.0052077
ENS | Low | Dynamic Pricing | Dynamic Pricing w/o enabling tech. | Residential | Residential Market Rate | % of Load | 1 | 2024 | 0.0029122
ENS | Low | BTM Battery Control | BTM Battery Control | Small Commercial | Manufacturing | % of Load | 0 | 2024 | 4.0306e-06
ENS | Low | BTM Battery Control | BTM Battery Control | Small Commercial | Miscellaneous | % of Load | 0 | 2024 | 2.9715e-05
ENS | Low | BTM Battery Control | BTM Battery Control | Small Commercial | Offices | % of Load | 0 | 2024 | 1.0304e-05
ENS | Low | BTM Battery Control | BTM Battery Control | Small Commercial | Retail Trade | % of Load | 0 | 2024 | 1.7979e-05
ENS | Low | BTM Battery Control | BTM Battery Control | Small Commercial | Services | % of Load | 0 | 2024 | 3.9136e-05
ENS | Low | BTM Battery Control | BTM Battery Control | Large Commercial | Offices | % of Load | 0 | 2024 | 5.8559e-06
ENS | Low | BTM Battery Control | BTM Battery Control | Large Commercial | Services | % of Load | 0 | 2024 | 3.1232e-05
ENS | Low | BTM Battery Control | BTM Battery Control | Small Industrial | Manufacturing | % of Load | 0 | 2024 | 9.9328e-08
ENS | Low | BTM Battery Control | BTM Battery Control | Small Industrial | Miscellaneous | % of Load | 0 | 2024 | 6.4173e-07
ENS | Low | BTM Battery Control | BTM Battery Control | Small Industrial | Offices | % of Load | 0 | 2024 | 2.5334e-07
ENS | Low | BTM Battery Control | BTM Battery Control | Small Industrial | Retail Trade | % of Load | 0 | 2024 | 4.4084e-07
ENS | Low | BTM Battery Control | BTM Battery Control | Small Industrial | Services | % of Load | 0 | 2024 | 9.598e-07
ENS | Low | BTM Battery Control | BTM Battery Control | Large Industrial | Manufacturing | % of Load | 0 | 2024 | 3.8338e-06
ENS | Low | BTM Battery Control | BTM Battery Control | Large Industrial | Miscellaneous | % of Load | 0 | 2024 | 1.7775e-05
ENS | Low | BTM Battery Control | BTM Battery Control | Large Industrial | Offices | % of Load | 0 | 2024 | 2.0912e-06
ENS | Low | BTM Battery Control | BTM Battery Control | Large Industrial | Retail Trade | % of Load | 0 | 2024 | 1.0456e-05
ENS | Low | BTM Battery Control | BTM Battery Control | Large Industrial | Services | % of Load | 0 | 2024 | 2.2654e-05
ENS | Low | BTM Battery Control | BTM Battery Control | Interruptible Rider | Manufacturing | % of Load | 0 | 2024 | 5.1247e-06
ENS | Low | BTM Battery Control | BTM Battery Control | Interruptible Rider | Miscellaneous | % of Load | 0 | 2024 | 1.3666e-05
ENS | Low | BTM Battery Control | BTM Battery Control | Interruptible Rider | Retail Trade | % of Load | 0 | 2024 | 2.0499e-05
ENS | Low | BTM Battery Control | BTM Battery Control | Residential | Residential LI | % of Load | 0 | 2024 | 0.00012973
ENS | Low | BTM Battery Control | BTM Battery Control | Residential | Residential Market Rate | % of Load | 0 | 2024 | 0.00080765
ENS | Low | EV Charging Control | EV Charging Control | EV | EV | % of Load | 0 | 2024 | 8.5669e-05
ENS | Low | Behavioral DR | Behavioral DR | Residential | Residential LI | % of Load | 0 | 2024 | 0.00013086
ENS | Low | Behavioral DR | Behavioral DR | Residential | Residential Market Rate | % of Load | 0 | 2024 | 0.00080767
ENS | Low | DLC | DLC-Switch-Water Heating | Small Commercial | Miscellaneous | % of Load | 1 | 2025 | 1.678e-05
ENS | Low | DLC | DLC-Switch-Water Heating | Small Commercial | Offices | % of Load | 1 | 2025 | 1.0128e-05
ENS | Low | DLC | DLC-Switch-Water Heating | Small Commercial | Retail Trade | % of Load | 1 | 2025 | 5.7514e-05
ENS | Low | DLC | DLC-Switch-Water Heating | Small Commercial | Services | % of Load | 1 | 2025 | 6.9202e-05
ENS | Low | DLC | DLC-Thermostat-HVAC | Small Commercial | Miscellaneous | % of Load | 1 | 2025 | 0.00011453
ENS | Low | DLC | DLC-Thermostat-HVAC | Small Commercial | Offices | % of Load | 1 | 2025 | 0.00016828
ENS | Low | DLC | DLC-Thermostat-HVAC | Small Commercial | Retail Trade | % of Load | 1 | 2025 | 0.00017509
ENS | Low | DLC | DLC-Thermostat-HVAC | Small Commercial | Services | % of Load | 1 | 2025 | 0.00021078
ENS | Low | DLC | DLC-Switch-Water Heating | Small Industrial | Miscellaneous | % of Load | 1 | 2025 | 3.4596e-06
ENS | Low | DLC | DLC-Switch-Water Heating | Small Industrial | Offices | % of Load | 1 | 2025 | 1.3794e-07
ENS | Low | DLC | DLC-Switch-Water Heating | Small Industrial | Retail Trade | % of Load | 1 | 2025 | 9.3536e-07
ENS | Low | DLC | DLC-Switch-Water Heating | Small Industrial | Services | % of Load | 1 | 2025 | 1.166e-06
ENS | Low | DLC | DLC-Thermostat-HVAC | Small Industrial | Miscellaneous | % of Load | 1 | 2025 | 2.459e-05
ENS | Low | DLC | DLC-Thermostat-HVAC | Small Industrial | Offices | % of Load | 1 | 2025 | 2.334e-06
ENS | Low | DLC | DLC-Thermostat-HVAC | Small Industrial | Retail Trade | % of Load | 1 | 2025 | 2.9467e-06
ENS | Low | DLC | DLC-Thermostat-HVAC | Small Industrial | Services | % of Load | 1 | 2025 | 3.6733e-06
ENS | Low | DLC | DLC-Switch-Water Heating | Residential | Residential LI | % of Load | 1 | 2025 | 0.0019956
ENS | Low | DLC | DLC-Switch-Water Heating | Residential | Residential Market Rate | % of Load | 1 | 2025 | 0.0062096
ENS | Low | DLC | DLC-Thermostat-Heat Pump | Residential | Residential LI | % of Load | 1 | 2025 | 8.7934e-05
ENS | Low | DLC | DLC-Thermostat-Heat Pump | Residential | Residential Market Rate | % of Load | 1 | 2025 | 0.0031823
ENS | Low | DLC | DLC-Thermostat-Electric Furnace | Residential | Residential LI | % of Load | 1 | 2025 | 0.00216
ENS | Low | DLC | DLC-Thermostat-Electric Furnace | Residential | Residential Market Rate | % of Load | 1 | 2025 | 0.002613
ENS | Low | C&I Curtailment | C&I Curtailment- Manual HVAC Control | Large Commercial | Offices | % of Load | 1 | 2025 | 4.2134e-05
ENS | Low | C&I Curtailment | C&I Curtailment- Manual HVAC Control | Large Commercial | Services | % of Load | 1 | 2025 | 8.7654e-05
ENS | Low | C&I Curtailment | C&I Curtailment- Auto-DR HVAC Control | Large Commercial | Offices | % of Load | 1 | 2025 | 7.4548e-05
ENS | Low | C&I Curtailment | C&I Curtailment- Auto-DR HVAC Control | Large Commercial | Services | % of Load | 1 | 2025 | 0.00015509
ENS | Low | C&I Curtailment | C&I Curtailment- Standard Lighting Control | Large Commercial | Offices | % of Load | 1 | 2025 | 9.1613e-06
ENS | Low | C&I Curtailment | C&I Curtailment- Standard Lighting Control | Large Commercial | Services | % of Load | 1 | 2025 | 5.9422e-05
ENS | Low | C&I Curtailment | C&I Curtailment- Advanced Lighting Control | Large Commercial | Offices | % of Load | 1 | 2025 | 4.5807e-06
ENS | Low | C&I Curtailment | C&I Curtailment- Advanced Lighting Control | Large Commercial | Services | % of Load | 1 | 2025 | 2.9711e-05
ENS | Low | C&I Curtailment | C&I Curtailment- Water Heating Control | Large Commercial | Offices | % of Load | 1 | 2025 | 8.7981e-07
ENS | Low | C&I Curtailment | C&I Curtailment- Water Heating Control | Large Commercial | Services | % of Load | 1 | 2025 | 9.7884e-06
ENS | Low | C&I Curtailment | C&I Curtailment- Other | Large Commercial | Offices | % of Load | 1 | 2025 | 1.5689e-05
ENS | Low | C&I Curtailment | C&I Curtailment- Other | Large Commercial | Services | % of Load | 1 | 2025 | 0.00010509
ENS | Low | C&I Curtailment | C&I Curtailment- Manual HVAC Control | Large Industrial | Miscellaneous | % of Load | 1 | 2025 | 1.4111e-05
ENS | Low | C&I Curtailment | C&I Curtailment- Manual HVAC Control | Large Industrial | Offices | % of Load | 1 | 2025 | 8.3906e-06
ENS | Low | C&I Curtailment | C&I Curtailment- Manual HVAC Control | Large Industrial | Retail Trade | % of Load | 1 | 2025 | 2.4661e-05
ENS | Low | C&I Curtailment | C&I Curtailment- Manual HVAC Control | Large Industrial | Services | % of Load | 1 | 2025 | 7.3183e-06
ENS | Low | C&I Curtailment | C&I Curtailment- Auto-DR HVAC Control | Large Industrial | Miscellaneous | % of Load | 1 | 2025 | 2.4967e-05
ENS | Low | C&I Curtailment | C&I Curtailment- Auto-DR HVAC Control | Large Industrial | Offices | % of Load | 1 | 2025 | 1.4846e-05
ENS | Low | C&I Curtailment | C&I Curtailment- Auto-DR HVAC Control | Large Industrial | Retail Trade | % of Load | 1 | 2025 | 4.3633e-05
ENS | Low | C&I Curtailment | C&I Curtailment- Auto-DR HVAC Control | Large Industrial | Services | % of Load | 1 | 2025 | 1.2948e-05
ENS | Low | C&I Curtailment | C&I Curtailment- Standard Lighting Control | Large Industrial | Miscellaneous | % of Load | 1 | 2025 | 1.0099e-05
ENS | Low | C&I Curtailment | C&I Curtailment- Standard Lighting Control | Large Industrial | Offices | % of Load | 1 | 2025 | 1.9168e-06
ENS | Low | C&I Curtailment | C&I Curtailment- Standard Lighting Control | Large Industrial | Retail Trade | % of Load | 1 | 2025 | 1.6718e-05
ENS | Low | C&I Curtailment | C&I Curtailment- Standard Lighting Control | Large Industrial | Services | % of Load | 1 | 2025 | 4.9612e-06
ENS | Low | C&I Curtailment | C&I Curtailment- Advanced Lighting Control | Large Industrial | Miscellaneous | % of Load | 1 | 2025 | 5.0496e-06
ENS | Low | C&I Curtailment | C&I Curtailment- Advanced Lighting Control | Large Industrial | Offices | % of Load | 1 | 2025 | 9.5841e-07
ENS | Low | C&I Curtailment | C&I Curtailment- Advanced Lighting Control | Large Industrial | Retail Trade | % of Load | 1 | 2025 | 8.3589e-06
ENS | Low | C&I Curtailment | C&I Curtailment- Advanced Lighting Control | Large Industrial | Services | % of Load | 1 | 2025 | 2.4806e-06
ENS | Low | C&I Curtailment | C&I Curtailment- Water Heating Control | Large Industrial | Miscellaneous | % of Load | 1 | 2025 | 5.6956e-07
ENS | Low | C&I Curtailment | C&I Curtailment- Water Heating Control | Large Industrial | Offices | % of Load | 1 | 2025 | 1.6743e-07
ENS | Low | C&I Curtailment | C&I Curtailment- Water Heating Control | Large Industrial | Retail Trade | % of Load | 1 | 2025 | 2.7539e-06
ENS | Low | C&I Curtailment | C&I Curtailment- Water Heating Control | Large Industrial | Services | % of Load | 1 | 2025 | 8.1724e-07
ENS | Low | C&I Curtailment | C&I Curtailment- Other | Large Industrial | Miscellaneous | % of Load | 1 | 2025 | 1.232e-05
ENS | Low | C&I Curtailment | C&I Curtailment- Other | Large Industrial | Offices | % of Load | 1 | 2025 | 3.1887e-06
ENS | Low | C&I Curtailment | C&I Curtailment- Other | Large Industrial | Retail Trade | % of Load | 1 | 2025 | 2.9566e-05
ENS | Low | C&I Curtailment | C&I Curtailment- Other | Large Industrial | Services | % of Load | 1 | 2025 | 8.774e-06
ENS | Low | C&I Curtailment | C&I Curtailment- Industrial | Large Industrial | Manufacturing | % of Load | 1 | 2025 | 0.00049016
ENS | Low | C&I Curtailment | C&I Curtailment- Manual HVAC Control | Interruptible Rider | Miscellaneous | % of Load | 1 | 2025 | 0.00047096
ENS | Low | C&I Curtailment | C&I Curtailment- Manual HVAC Control | Interruptible Rider | Retail Trade | % of Load | 1 | 2025 | 1.3451e-05
ENS | Low | C&I Curtailment | C&I Curtailment- Auto-DR HVAC Control | Interruptible Rider | Miscellaneous | % of Load | 1 | 2025 | 0.00083329
ENS | Low | C&I Curtailment | C&I Curtailment- Auto-DR HVAC Control | Interruptible Rider | Retail Trade | % of Load | 1 | 2025 | 2.38e-05
ENS | Low | C&I Curtailment | C&I Curtailment- Standard Lighting Control | Interruptible Rider | Miscellaneous | % of Load | 1 | 2025 | 0.00013291
ENS | Low | C&I Curtailment | C&I Curtailment- Standard Lighting Control | Interruptible Rider | Retail Trade | % of Load | 1 | 2025 | 9.5286e-06
ENS | Low | C&I Curtailment | C&I Curtailment- Advanced Lighting Control | Interruptible Rider | Miscellaneous | % of Load | 1 | 2025 | 6.6457e-05
ENS | Low | C&I Curtailment | C&I Curtailment- Advanced Lighting Control | Interruptible Rider | Retail Trade | % of Load | 1 | 2025 | 4.7643e-06
ENS | Low | C&I Curtailment | C&I Curtailment- Water Heating Control | Interruptible Rider | Miscellaneous | % of Load | 1 | 2025 | 1.1069e-05
ENS | Low | C&I Curtailment | C&I Curtailment- Water Heating Control | Interruptible Rider | Retail Trade | % of Load | 1 | 2025 | 1.4478e-06
ENS | Low | C&I Curtailment | C&I Curtailment- Other | Interruptible Rider | Miscellaneous | % of Load | 1 | 2025 | 0.00020008
ENS | Low | C&I Curtailment | C&I Curtailment- Other | Interruptible Rider | Retail Trade | % of Load | 1 | 2025 | 1.6042e-05
ENS | Low | C&I Curtailment | C&I Curtailment- Industrial | Interruptible Rider | Manufacturing | % of Load | 1 | 2025 | 0.0003894
ENS | Low | Dynamic Pricing | Dynamic Pricing with enabling tech. | Small Commercial | Manufacturing | % of Load | 1 | 2025 | 2.133e-05
ENS | Low | Dynamic Pricing | Dynamic Pricing with enabling tech. | Small Commercial | Miscellaneous | % of Load | 1 | 2025 | 0.00020865
ENS | Low | Dynamic Pricing | Dynamic Pricing with enabling tech. | Small Commercial | Offices | % of Load | 1 | 2025 | 0.00016702
ENS | Low | Dynamic Pricing | Dynamic Pricing with enabling tech. | Small Commercial | Retail Trade | % of Load | 1 | 2025 | 0.00038794
ENS | Low | Dynamic Pricing | Dynamic Pricing with enabling tech. | Small Commercial | Services | % of Load | 1 | 2025 | 0.00046702
ENS | Low | Dynamic Pricing | Dynamic Pricing w/o enabling tech. | Small Commercial | Manufacturing | % of Load | 1 | 2025 | 1.2598e-06
ENS | Low | Dynamic Pricing | Dynamic Pricing w/o enabling tech. | Small Commercial | Miscellaneous | % of Load | 1 | 2025 | 1.2323e-05
ENS | Low | Dynamic Pricing | Dynamic Pricing w/o enabling tech. | Small Commercial | Offices | % of Load | 1 | 2025 | 9.8645e-06
ENS | Low | Dynamic Pricing | Dynamic Pricing w/o enabling tech. | Small Commercial | Retail Trade | % of Load | 1 | 2025 | 2.2912e-05
ENS | Low | Dynamic Pricing | Dynamic Pricing w/o enabling tech. | Small Commercial | Services | % of Load | 1 | 2025 | 2.7583e-05
ENS | Low | Dynamic Pricing | Dynamic Pricing with enabling tech. | Large Commercial | Offices | % of Load | 1 | 2025 | 4.0913e-05
ENS | Low | Dynamic Pricing | Dynamic Pricing with enabling tech. | Large Commercial | Services | % of Load | 1 | 2025 | 0.00026814
ENS | Low | Dynamic Pricing | Dynamic Pricing w/o enabling tech. | Large Commercial | Offices | % of Load | 1 | 2025 | 1.5504e-05
ENS | Low | Dynamic Pricing | Dynamic Pricing w/o enabling tech. | Large Commercial | Services | % of Load | 1 | 2025 | 0.00010161
ENS | Low | Dynamic Pricing | Dynamic Pricing with enabling tech. | Small Industrial | Manufacturing | % of Load | 1 | 2025 | 3.0273e-05
ENS | Low | Dynamic Pricing | Dynamic Pricing with enabling tech. | Small Industrial | Miscellaneous | % of Load | 1 | 2025 | 3.8712e-05
ENS | Low | Dynamic Pricing | Dynamic Pricing with enabling tech. | Small Industrial | Offices | % of Load | 1 | 2025 | 2.3288e-06
ENS | Low | Dynamic Pricing | Dynamic Pricing with enabling tech. | Small Industrial | Retail Trade | % of Load | 1 | 2025 | 6.5339e-06
ENS | Low | Dynamic Pricing | Dynamic Pricing with enabling tech. | Small Industrial | Services | % of Load | 1 | 2025 | 8.1453e-06
ENS | Low | Dynamic Pricing | Dynamic Pricing w/o enabling tech. | Small Industrial | Manufacturing | % of Load | 1 | 2025 | 1.788e-06
ENS | Low | Dynamic Pricing | Dynamic Pricing w/o enabling tech. | Small Industrial | Miscellaneous | % of Load | 1 | 2025 | 2.2864e-06
ENS | Low | Dynamic Pricing | Dynamic Pricing w/o enabling tech. | Small Industrial | Offices | % of Load | 1 | 2025 | 1.3754e-07
ENS | Low | Dynamic Pricing | Dynamic Pricing w/o enabling tech. | Small Industrial | Retail Trade | % of Load | 1 | 2025 | 3.8591e-07
ENS | Low | Dynamic Pricing | Dynamic Pricing w/o enabling tech. | Small Industrial | Services | % of Load | 1 | 2025 | 4.8108e-07
ENS | Low | Dynamic Pricing | Dynamic Pricing with enabling tech. | Large Industrial | Manufacturing | % of Load | 1 | 2025 | 0.00023102
ENS | Low | Dynamic Pricing | Dynamic Pricing with enabling tech. | Large Industrial | Miscellaneous | % of Load | 1 | 2025 | 0.00011548
ENS | Low | Dynamic Pricing | Dynamic Pricing with enabling tech. | Large Industrial | Offices | % of Load | 1 | 2025 | 8.2582e-06
ENS | Low | Dynamic Pricing | Dynamic Pricing with enabling tech. | Large Industrial | Retail Trade | % of Load | 1 | 2025 | 4.0853e-05
ENS | Low | Dynamic Pricing | Dynamic Pricing with enabling tech. | Large Industrial | Services | % of Load | 1 | 2025 | 2.2387e-05
ENS | Low | Dynamic Pricing | Dynamic Pricing w/o enabling tech. | Large Industrial | Manufacturing | % of Load | 1 | 2025 | 8.7545e-05
ENS | Low | Dynamic Pricing | Dynamic Pricing w/o enabling tech. | Large Industrial | Miscellaneous | % of Load | 1 | 2025 | 4.376e-05
ENS | Low | Dynamic Pricing | Dynamic Pricing w/o enabling tech. | Large Industrial | Offices | % of Load | 1 | 2025 | 3.1294e-06
ENS | Low | Dynamic Pricing | Dynamic Pricing w/o enabling tech. | Large Industrial | Retail Trade | % of Load | 1 | 2025 | 1.5481e-05
ENS | Low | Dynamic Pricing | Dynamic Pricing w/o enabling tech. | Large Industrial | Services | % of Load | 1 | 2025 | 8.4835e-06
ENS | Low | Dynamic Pricing | Dynamic Pricing with enabling tech. | Interruptible Rider | Manufacturing | % of Load | 1 | 2025 | 6.7003e-05
ENS | Low | Dynamic Pricing | Dynamic Pricing with enabling tech. | Interruptible Rider | Miscellaneous | % of Load | 1 | 2025 | 0.0001383
ENS | Low | Dynamic Pricing | Dynamic Pricing with enabling tech. | Interruptible Rider | Retail Trade | % of Load | 1 | 2025 | 8.1424e-06
ENS | Low | Dynamic Pricing | Dynamic Pricing w/o enabling tech. | Interruptible Rider | Manufacturing | % of Load | 1 | 2025 | 2.5391e-05
ENS | Low | Dynamic Pricing | Dynamic Pricing w/o enabling tech. | Interruptible Rider | Miscellaneous | % of Load | 1 | 2025 | 5.2409e-05
ENS | Low | Dynamic Pricing | Dynamic Pricing w/o enabling tech. | Interruptible Rider | Retail Trade | % of Load | 1 | 2025 | 3.0856e-06
ENS | Low | Dynamic Pricing | Dynamic Pricing with enabling tech. | Residential | Residential Market Rate | % of Load | 1 | 2025 | 0.0077458
ENS | Low | Dynamic Pricing | Dynamic Pricing w/o enabling tech. | Residential | Residential Market Rate | % of Load | 1 | 2025 | 0.0043315
ENS | Low | BTM Battery Control | BTM Battery Control | Small Commercial | Manufacturing | % of Load | 0 | 2025 | 8.408e-06
ENS | Low | BTM Battery Control | BTM Battery Control | Small Commercial | Miscellaneous | % of Load | 0 | 2025 | 6.2094e-05
ENS | Low | BTM Battery Control | BTM Battery Control | Small Commercial | Offices | % of Load | 0 | 2025 | 2.1516e-05
ENS | Low | BTM Battery Control | BTM Battery Control | Small Commercial | Retail Trade | % of Load | 0 | 2025 | 3.7549e-05
ENS | Low | BTM Battery Control | BTM Battery Control | Small Commercial | Services | % of Load | 0 | 2025 | 8.174e-05
ENS | Low | BTM Battery Control | BTM Battery Control | Large Commercial | Offices | % of Load | 0 | 2025 | 1.2232e-05
ENS | Low | BTM Battery Control | BTM Battery Control | Large Commercial | Services | % of Load | 0 | 2025 | 6.5235e-05
ENS | Low | BTM Battery Control | BTM Battery Control | Small Industrial | Manufacturing | % of Load | 0 | 2025 | 2.0747e-07
ENS | Low | BTM Battery Control | BTM Battery Control | Small Industrial | Miscellaneous | % of Load | 0 | 2025 | 1.3404e-06
ENS | Low | BTM Battery Control | BTM Battery Control | Small Industrial | Offices | % of Load | 0 | 2025 | 5.2917e-07
ENS | Low | BTM Battery Control | BTM Battery Control | Small Industrial | Retail Trade | % of Load | 0 | 2025 | 9.208e-07
ENS | Low | BTM Battery Control | BTM Battery Control | Small Industrial | Services | % of Load | 0 | 2025 | 2.0048e-06
ENS | Low | BTM Battery Control | BTM Battery Control | Large Industrial | Manufacturing | % of Load | 0 | 2025 | 8.0079e-06
ENS | Low | BTM Battery Control | BTM Battery Control | Large Industrial | Miscellaneous | % of Load | 0 | 2025 | 3.7128e-05
ENS | Low | BTM Battery Control | BTM Battery Control | Large Industrial | Offices | % of Load | 0 | 2025 | 4.3679e-06
ENS | Low | BTM Battery Control | BTM Battery Control | Large Industrial | Retail Trade | % of Load | 0 | 2025 | 2.184e-05
ENS | Low | BTM Battery Control | BTM Battery Control | Large Industrial | Services | % of Load | 0 | 2025 | 4.7319e-05
ENS | Low | BTM Battery Control | BTM Battery Control | Interruptible Rider | Manufacturing | % of Load | 0 | 2025 | 1.0704e-05
ENS | Low | BTM Battery Control | BTM Battery Control | Interruptible Rider | Miscellaneous | % of Load | 0 | 2025 | 2.8544e-05
ENS | Low | BTM Battery Control | BTM Battery Control | Interruptible Rider | Retail Trade | % of Load | 0 | 2025 | 4.2817e-05
ENS | Low | BTM Battery Control | BTM Battery Control | Residential | Residential LI | % of Load | 0 | 2025 | 0.00027231
ENS | Low | BTM Battery Control | BTM Battery Control | Residential | Residential Market Rate | % of Load | 0 | 2025 | 0.0016953
ENS | Low | EV Charging Control | EV Charging Control | EV | EV | % of Load | 0 | 2025 | 0.00017181
ENS | Low | Behavioral DR | Behavioral DR | Residential | Residential LI | % of Load | 0 | 2025 | 0.00019229
ENS | Low | Behavioral DR | Behavioral DR | Residential | Residential Market Rate | % of Load | 0 | 2025 | 0.0011402
ENS | Low | DLC | DLC-Switch-Water Heating | Small Commercial | Miscellaneous | % of Load | 1 | 2026 | 1.6795e-05
ENS | Low | DLC | DLC-Switch-Water Heating | Small Commercial | Offices | % of Load | 1 | 2026 | 1.0118e-05
ENS | Low | DLC | DLC-Switch-Water Heating | Small Commercial | Retail Trade | % of Load | 1 | 2026 | 5.7728e-05
ENS | Low | DLC | DLC-Switch-Water Heating | Small Commercial | Services | % of Load | 1 | 2026 | 6.9442e-05
ENS | Low | DLC | DLC-Thermostat-HVAC | Small Commercial | Miscellaneous | % of Load | 1 | 2026 | 0.00011272
ENS | Low | DLC | DLC-Thermostat-HVAC | Small Commercial | Offices | % of Load | 1 | 2026 | 0.00016704
ENS | Low | DLC | DLC-Thermostat-HVAC | Small Commercial | Retail Trade | % of Load | 1 | 2026 | 0.00017139
ENS | Low | DLC | DLC-Thermostat-HVAC | Small Commercial | Services | % of Load | 1 | 2026 | 0.0002063
ENS | Low | DLC | DLC-Switch-Water Heating | Small Industrial | Miscellaneous | % of Load | 1 | 2026 | 3.4987e-06
ENS | Low | DLC | DLC-Switch-Water Heating | Small Industrial | Offices | % of Load | 1 | 2026 | 1.3893e-07
ENS | Low | DLC | DLC-Switch-Water Heating | Small Industrial | Retail Trade | % of Load | 1 | 2026 | 9.4562e-07
ENS | Low | DLC | DLC-Switch-Water Heating | Small Industrial | Services | % of Load | 1 | 2026 | 1.1788e-06
ENS | Low | DLC | DLC-Thermostat-HVAC | Small Industrial | Miscellaneous | % of Load | 1 | 2026 | 2.4558e-05
ENS | Low | DLC | DLC-Thermostat-HVAC | Small Industrial | Offices | % of Load | 1 | 2026 | 2.3466e-06
ENS | Low | DLC | DLC-Thermostat-HVAC | Small Industrial | Retail Trade | % of Load | 1 | 2026 | 2.9358e-06
ENS | Low | DLC | DLC-Thermostat-HVAC | Small Industrial | Services | % of Load | 1 | 2026 | 3.6598e-06
ENS | Low | DLC | DLC-Switch-Water Heating | Residential | Residential LI | % of Load | 1 | 2026 | 0.0020058
ENS | Low | DLC | DLC-Switch-Water Heating | Residential | Residential Market Rate | % of Load | 1 | 2026 | 0.0062375
ENS | Low | DLC | DLC-Thermostat-Heat Pump | Residential | Residential LI | % of Load | 1 | 2026 | 9.9828e-05
ENS | Low | DLC | DLC-Thermostat-Heat Pump | Residential | Residential Market Rate | % of Load | 1 | 2026 | 0.0032446
ENS | Low | DLC | DLC-Thermostat-Electric Furnace | Residential | Residential LI | % of Load | 1 | 2026 | 0.0021604
ENS | Low | DLC | DLC-Thermostat-Electric Furnace | Residential | Residential Market Rate | % of Load | 1 | 2026 | 0.0025786
ENS | Low | C&I Curtailment | C&I Curtailment- Manual HVAC Control | Large Commercial | Offices | % of Load | 1 | 2026 | 3.6796e-05
ENS | Low | C&I Curtailment | C&I Curtailment- Manual HVAC Control | Large Commercial | Services | % of Load | 1 | 2026 | 7.5493e-05
ENS | Low | C&I Curtailment | C&I Curtailment- Auto-DR HVAC Control | Large Commercial | Offices | % of Load | 1 | 2026 | 7.924e-05
ENS | Low | C&I Curtailment | C&I Curtailment- Auto-DR HVAC Control | Large Commercial | Services | % of Load | 1 | 2026 | 0.00016257
ENS | Low | C&I Curtailment | C&I Curtailment- Standard Lighting Control | Large Commercial | Offices | % of Load | 1 | 2026 | 8.5078e-06
ENS | Low | C&I Curtailment | C&I Curtailment- Standard Lighting Control | Large Commercial | Services | % of Load | 1 | 2026 | 5.5736e-05
ENS | Low | C&I Curtailment | C&I Curtailment- Advanced Lighting Control | Large Commercial | Offices | % of Load | 1 | 2026 | 4.2539e-06
ENS | Low | C&I Curtailment | C&I Curtailment- Advanced Lighting Control | Large Commercial | Services | % of Load | 1 | 2026 | 2.7868e-05
ENS | Low | C&I Curtailment | C&I Curtailment- Water Heating Control | Large Commercial | Offices | % of Load | 1 | 2026 | 8.6419e-07
ENS | Low | C&I Curtailment | C&I Curtailment- Water Heating Control | Large Commercial | Services | % of Load | 1 | 2026 | 9.6184e-06
ENS | Low | C&I Curtailment | C&I Curtailment- Other | Large Commercial | Offices | % of Load | 1 | 2026 | 1.5227e-05
ENS | Low | C&I Curtailment | C&I Curtailment- Other | Large Commercial | Services | % of Load | 1 | 2026 | 0.00010235
ENS | Low | C&I Curtailment | C&I Curtailment- Manual HVAC Control | Large Industrial | Miscellaneous | % of Load | 1 | 2026 | 1.2548e-05
ENS | Low | C&I Curtailment | C&I Curtailment- Manual HVAC Control | Large Industrial | Offices | % of Load | 1 | 2026 | 7.5513e-06
ENS | Low | C&I Curtailment | C&I Curtailment- Manual HVAC Control | Large Industrial | Retail Trade | % of Load | 1 | 2026 | 2.1871e-05
ENS | Low | C&I Curtailment | C&I Curtailment- Manual HVAC Control | Large Industrial | Services | % of Load | 1 | 2026 | 6.4905e-06
ENS | Low | C&I Curtailment | C&I Curtailment- Auto-DR HVAC Control | Large Industrial | Miscellaneous | % of Load | 1 | 2026 | 2.7022e-05
ENS | Low | C&I Curtailment | C&I Curtailment- Auto-DR HVAC Control | Large Industrial | Offices | % of Load | 1 | 2026 | 1.6262e-05
ENS | Low | C&I Curtailment | C&I Curtailment- Auto-DR HVAC Control | Large Industrial | Retail Trade | % of Load | 1 | 2026 | 4.7099e-05
ENS | Low | C&I Curtailment | C&I Curtailment- Auto-DR HVAC Control | Large Industrial | Services | % of Load | 1 | 2026 | 1.3977e-05
ENS | Low | C&I Curtailment | C&I Curtailment- Standard Lighting Control | Large Industrial | Miscellaneous | % of Load | 1 | 2026 | 9.8503e-06
ENS | Low | C&I Curtailment | C&I Curtailment- Standard Lighting Control | Large Industrial | Offices | % of Load | 1 | 2026 | 1.8636e-06
ENS | Low | C&I Curtailment | C&I Curtailment- Standard Lighting Control | Large Industrial | Retail Trade | % of Load | 1 | 2026 | 1.6147e-05
ENS | Low | C&I Curtailment | C&I Curtailment- Standard Lighting Control | Large Industrial | Services | % of Load | 1 | 2026 | 4.7919e-06
ENS | Low | C&I Curtailment | C&I Curtailment- Advanced Lighting Control | Large Industrial | Miscellaneous | % of Load | 1 | 2026 | 4.9251e-06
ENS | Low | C&I Curtailment | C&I Curtailment- Advanced Lighting Control | Large Industrial | Offices | % of Load | 1 | 2026 | 9.3182e-07
ENS | Low | C&I Curtailment | C&I Curtailment- Advanced Lighting Control | Large Industrial | Retail Trade | % of Load | 1 | 2026 | 8.0737e-06
ENS | Low | C&I Curtailment | C&I Curtailment- Advanced Lighting Control | Large Industrial | Services | % of Load | 1 | 2026 | 2.396e-06
ENS | Low | C&I Curtailment | C&I Curtailment- Water Heating Control | Large Industrial | Miscellaneous | % of Load | 1 | 2026 | 5.6856e-07
ENS | Low | C&I Curtailment | C&I Curtailment- Water Heating Control | Large Industrial | Offices | % of Load | 1 | 2026 | 1.6773e-07
ENS | Low | C&I Curtailment | C&I Curtailment- Water Heating Control | Large Industrial | Retail Trade | % of Load | 1 | 2026 | 2.7866e-06
ENS | Low | C&I Curtailment | C&I Curtailment- Water Heating Control | Large Industrial | Services | % of Load | 1 | 2026 | 8.2694e-07
ENS | Low | C&I Curtailment | C&I Curtailment- Other | Large Industrial | Miscellaneous | % of Load | 1 | 2026 | 1.2289e-05
ENS | Low | C&I Curtailment | C&I Curtailment- Other | Large Industrial | Offices | % of Load | 1 | 2026 | 3.2021e-06
ENS | Low | C&I Curtailment | C&I Curtailment- Other | Large Industrial | Retail Trade | % of Load | 1 | 2026 | 2.9652e-05
ENS | Low | C&I Curtailment | C&I Curtailment- Other | Large Industrial | Services | % of Load | 1 | 2026 | 8.7995e-06
ENS | Low | C&I Curtailment | C&I Curtailment- Industrial | Large Industrial | Manufacturing | % of Load | 1 | 2026 | 0.00048084
ENS | Low | C&I Curtailment | C&I Curtailment- Manual HVAC Control | Interruptible Rider | Miscellaneous | % of Load | 1 | 2026 | 0.00041446
ENS | Low | C&I Curtailment | C&I Curtailment- Manual HVAC Control | Interruptible Rider | Retail Trade | % of Load | 1 | 2026 | 1.1732e-05
ENS | Low | C&I Curtailment | C&I Curtailment- Auto-DR HVAC Control | Interruptible Rider | Miscellaneous | % of Load | 1 | 2026 | 0.00089253
ENS | Low | C&I Curtailment | C&I Curtailment- Auto-DR HVAC Control | Interruptible Rider | Retail Trade | % of Load | 1 | 2026 | 2.5265e-05
ENS | Low | C&I Curtailment | C&I Curtailment- Standard Lighting Control | Interruptible Rider | Miscellaneous | % of Load | 1 | 2026 | 0.00012679
ENS | Low | C&I Curtailment | C&I Curtailment- Standard Lighting Control | Interruptible Rider | Retail Trade | % of Load | 1 | 2026 | 9.1416e-06
ENS | Low | C&I Curtailment | C&I Curtailment- Advanced Lighting Control | Interruptible Rider | Miscellaneous | % of Load | 1 | 2026 | 6.3393e-05
ENS | Low | C&I Curtailment | C&I Curtailment- Advanced Lighting Control | Interruptible Rider | Retail Trade | % of Load | 1 | 2026 | 4.5708e-06
ENS | Low | C&I Curtailment | C&I Curtailment- Water Heating Control | Interruptible Rider | Miscellaneous | % of Load | 1 | 2026 | 1.086e-05
ENS | Low | C&I Curtailment | C&I Curtailment- Water Heating Control | Interruptible Rider | Retail Trade | % of Load | 1 | 2026 | 1.4246e-06
ENS | Low | C&I Curtailment | C&I Curtailment- Other | Interruptible Rider | Miscellaneous | % of Load | 1 | 2026 | 0.00019619
ENS | Low | C&I Curtailment | C&I Curtailment- Other | Interruptible Rider | Retail Trade | % of Load | 1 | 2026 | 1.5756e-05
ENS | Low | C&I Curtailment | C&I Curtailment- Industrial | Interruptible Rider | Manufacturing | % of Load | 1 | 2026 | 0.00037642
ENS | Low | Dynamic Pricing | Dynamic Pricing with enabling tech. | Small Commercial | Manufacturing | % of Load | 1 | 2026 | 2.3236e-05
ENS | Low | Dynamic Pricing | Dynamic Pricing with enabling tech. | Small Commercial | Miscellaneous | % of Load | 1 | 2026 | 0.00022943
ENS | Low | Dynamic Pricing | Dynamic Pricing with enabling tech. | Small Commercial | Offices | % of Load | 1 | 2026 | 0.00018384
ENS | Low | Dynamic Pricing | Dynamic Pricing with enabling tech. | Small Commercial | Retail Trade | % of Load | 1 | 2026 | 0.00042598
ENS | Low | Dynamic Pricing | Dynamic Pricing with enabling tech. | Small Commercial | Services | % of Load | 1 | 2026 | 0.00051275
ENS | Low | Dynamic Pricing | Dynamic Pricing w/o enabling tech. | Small Commercial | Manufacturing | % of Load | 1 | 2026 | 1.3723e-06
ENS | Low | Dynamic Pricing | Dynamic Pricing w/o enabling tech. | Small Commercial | Miscellaneous | % of Load | 1 | 2026 | 1.3551e-05
ENS | Low | Dynamic Pricing | Dynamic Pricing w/o enabling tech. | Small Commercial | Offices | % of Load | 1 | 2026 | 1.0858e-05
ENS | Low | Dynamic Pricing | Dynamic Pricing w/o enabling tech. | Small Commercial | Retail Trade | % of Load | 1 | 2026 | 2.5159e-05
ENS | Low | Dynamic Pricing | Dynamic Pricing w/o enabling tech. | Small Commercial | Services | % of Load | 1 | 2026 | 3.0284e-05
ENS | Low | Dynamic Pricing | Dynamic Pricing with enabling tech. | Large Commercial | Offices | % of Load | 1 | 2026 | 4.3981e-05
ENS | Low | Dynamic Pricing | Dynamic Pricing with enabling tech. | Large Commercial | Services | % of Load | 1 | 2026 | 0.00028807
ENS | Low | Dynamic Pricing | Dynamic Pricing w/o enabling tech. | Large Commercial | Offices | % of Load | 1 | 2026 | 1.6667e-05
ENS | Low | Dynamic Pricing | Dynamic Pricing w/o enabling tech. | Large Commercial | Services | % of Load | 1 | 2026 | 0.00010916
ENS | Low | Dynamic Pricing | Dynamic Pricing with enabling tech. | Small Industrial | Manufacturing | % of Load | 1 | 2026 | 3.3409e-05
ENS | Low | Dynamic Pricing | Dynamic Pricing with enabling tech. | Small Industrial | Miscellaneous | % of Load | 1 | 2026 | 4.3097e-05
ENS | Low | Dynamic Pricing | Dynamic Pricing with enabling tech. | Small Industrial | Offices | % of Load | 1 | 2026 | 2.5987e-06
ENS | Low | Dynamic Pricing | Dynamic Pricing with enabling tech. | Small Industrial | Retail Trade | % of Load | 1 | 2026 | 7.2889e-06
ENS | Low | Dynamic Pricing | Dynamic Pricing with enabling tech. | Small Industrial | Services | % of Load | 1 | 2026 | 9.0864e-06
ENS | Low | Dynamic Pricing | Dynamic Pricing w/o enabling tech. | Small Industrial | Manufacturing | % of Load | 1 | 2026 | 1.9732e-06
ENS | Low | Dynamic Pricing | Dynamic Pricing w/o enabling tech. | Small Industrial | Miscellaneous | % of Load | 1 | 2026 | 2.5454e-06
ENS | Low | Dynamic Pricing | Dynamic Pricing w/o enabling tech. | Small Industrial | Offices | % of Load | 1 | 2026 | 1.5348e-07
ENS | Low | Dynamic Pricing | Dynamic Pricing w/o enabling tech. | Small Industrial | Retail Trade | % of Load | 1 | 2026 | 4.305e-07
ENS | Low | Dynamic Pricing | Dynamic Pricing w/o enabling tech. | Small Industrial | Services | % of Load | 1 | 2026 | 5.3667e-07
ENS | Low | Dynamic Pricing | Dynamic Pricing with enabling tech. | Large Industrial | Manufacturing | % of Load | 1 | 2026 | 0.00025181
ENS | Low | Dynamic Pricing | Dynamic Pricing with enabling tech. | Large Industrial | Miscellaneous | % of Load | 1 | 2026 | 0.00012731
ENS | Low | Dynamic Pricing | Dynamic Pricing with enabling tech. | Large Industrial | Offices | % of Load | 1 | 2026 | 9.1759e-06
ENS | Low | Dynamic Pricing | Dynamic Pricing with enabling tech. | Large Industrial | Retail Trade | % of Load | 1 | 2026 | 4.5196e-05
ENS | Low | Dynamic Pricing | Dynamic Pricing with enabling tech. | Large Industrial | Services | % of Load | 1 | 2026 | 2.4767e-05
ENS | Low | Dynamic Pricing | Dynamic Pricing w/o enabling tech. | Large Industrial | Manufacturing | % of Load | 1 | 2026 | 9.5424e-05
ENS | Low | Dynamic Pricing | Dynamic Pricing w/o enabling tech. | Large Industrial | Miscellaneous | % of Load | 1 | 2026 | 4.8245e-05
ENS | Low | Dynamic Pricing | Dynamic Pricing w/o enabling tech. | Large Industrial | Offices | % of Load | 1 | 2026 | 3.4772e-06
ENS | Low | Dynamic Pricing | Dynamic Pricing w/o enabling tech. | Large Industrial | Retail Trade | % of Load | 1 | 2026 | 1.7127e-05
ENS | Low | Dynamic Pricing | Dynamic Pricing w/o enabling tech. | Large Industrial | Services | % of Load | 1 | 2026 | 9.3853e-06
ENS | Low | Dynamic Pricing | Dynamic Pricing with enabling tech. | Interruptible Rider | Manufacturing | % of Load | 1 | 2026 | 7.1966e-05
ENS | Low | Dynamic Pricing | Dynamic Pricing with enabling tech. | Interruptible Rider | Miscellaneous | % of Load | 1 | 2026 | 0.00015016
ENS | Low | Dynamic Pricing | Dynamic Pricing with enabling tech. | Interruptible Rider | Retail Trade | % of Load | 1 | 2026 | 8.8405e-06
ENS | Low | Dynamic Pricing | Dynamic Pricing w/o enabling tech. | Interruptible Rider | Manufacturing | % of Load | 1 | 2026 | 2.7271e-05
ENS | Low | Dynamic Pricing | Dynamic Pricing w/o enabling tech. | Interruptible Rider | Miscellaneous | % of Load | 1 | 2026 | 5.6904e-05
ENS | Low | Dynamic Pricing | Dynamic Pricing w/o enabling tech. | Interruptible Rider | Retail Trade | % of Load | 1 | 2026 | 3.3501e-06
ENS | Low | Dynamic Pricing | Dynamic Pricing with enabling tech. | Residential | Residential Market Rate | % of Load | 1 | 2026 | 0.0086175
ENS | Low | Dynamic Pricing | Dynamic Pricing w/o enabling tech. | Residential | Residential Market Rate | % of Load | 1 | 2026 | 0.004819
ENS | Low | BTM Battery Control | BTM Battery Control | Small Commercial | Manufacturing | % of Load | 0 | 2026 | 1.1762e-05
ENS | Low | BTM Battery Control | BTM Battery Control | Small Commercial | Miscellaneous | % of Load | 0 | 2026 | 8.6916e-05
ENS | Low | BTM Battery Control | BTM Battery Control | Small Commercial | Offices | % of Load | 0 | 2026 | 3.0099e-05
ENS | Low | BTM Battery Control | BTM Battery Control | Small Commercial | Retail Trade | % of Load | 0 | 2026 | 5.2518e-05
ENS | Low | BTM Battery Control | BTM Battery Control | Small Commercial | Services | % of Load | 0 | 2026 | 0.00011433
ENS | Low | BTM Battery Control | BTM Battery Control | Large Commercial | Offices | % of Load | 0 | 2026 | 1.711e-05
ENS | Low | BTM Battery Control | BTM Battery Control | Large Commercial | Services | % of Load | 0 | 2026 | 9.1255e-05
ENS | Low | BTM Battery Control | BTM Battery Control | Small Industrial | Manufacturing | % of Load | 0 | 2026 | 2.9023e-07
ENS | Low | BTM Battery Control | BTM Battery Control | Small Industrial | Miscellaneous | % of Load | 0 | 2026 | 1.8685e-06
ENS | Low | BTM Battery Control | BTM Battery Control | Small Industrial | Offices | % of Load | 0 | 2026 | 7.4024e-07
ENS | Low | BTM Battery Control | BTM Battery Control | Small Industrial | Retail Trade | % of Load | 0 | 2026 | 1.2881e-06
ENS | Low | BTM Battery Control | BTM Battery Control | Small Industrial | Services | % of Load | 0 | 2026 | 2.8044e-06
ENS | Low | BTM Battery Control | BTM Battery Control | Large Industrial | Manufacturing | % of Load | 0 | 2026 | 1.1202e-05
ENS | Low | BTM Battery Control | BTM Battery Control | Large Industrial | Miscellaneous | % of Load | 0 | 2026 | 5.1937e-05
ENS | Low | BTM Battery Control | BTM Battery Control | Large Industrial | Offices | % of Load | 0 | 2026 | 6.1102e-06
ENS | Low | BTM Battery Control | BTM Battery Control | Large Industrial | Retail Trade | % of Load | 0 | 2026 | 3.0551e-05
ENS | Low | BTM Battery Control | BTM Battery Control | Large Industrial | Services | % of Load | 0 | 2026 | 6.6194e-05
ENS | Low | BTM Battery Control | BTM Battery Control | Interruptible Rider | Manufacturing | % of Load | 0 | 2026 | 1.4974e-05
ENS | Low | BTM Battery Control | BTM Battery Control | Interruptible Rider | Miscellaneous | % of Load | 0 | 2026 | 3.993e-05
ENS | Low | BTM Battery Control | BTM Battery Control | Interruptible Rider | Retail Trade | % of Load | 0 | 2026 | 5.9895e-05
ENS | Low | BTM Battery Control | BTM Battery Control | Residential | Residential LI | % of Load | 0 | 2026 | 0.0003828
ENS | Low | BTM Battery Control | BTM Battery Control | Residential | Residential Market Rate | % of Load | 0 | 2026 | 0.0023831
ENS | Low | EV Charging Control | EV Charging Control | EV | EV | % of Load | 0 | 2026 | 0.00024781
ENS | Low | Behavioral DR | Behavioral DR | Residential | Residential LI | % of Load | 0 | 2026 | 0.00021376
ENS | Low | Behavioral DR | Behavioral DR | Residential | Residential Market Rate | % of Load | 0 | 2026 | 0.0012458
ENS | Low | DLC | DLC-Switch-Water Heating | Small Commercial | Miscellaneous | % of Load | 1 | 2027 | 1.6787e-05
ENS | Low | DLC | DLC-Switch-Water Heating | Small Commercial | Offices | % of Load | 1 | 2027 | 1.0086e-05
ENS | Low | DLC | DLC-Switch-Water Heating | Small Commercial | Retail Trade | % of Load | 1 | 2027 | 5.7805e-05
ENS | Low | DLC | DLC-Switch-Water Heating | Small Commercial | Services | % of Load | 1 | 2027 | 6.9517e-05
ENS | Low | DLC | DLC-Thermostat-HVAC | Small Commercial | Miscellaneous | % of Load | 1 | 2027 | 0.0001106
ENS | Low | DLC | DLC-Thermostat-HVAC | Small Commercial | Offices | % of Load | 1 | 2027 | 0.00016537
ENS | Low | DLC | DLC-Thermostat-HVAC | Small Commercial | Retail Trade | % of Load | 1 | 2027 | 0.00016716
ENS | Low | DLC | DLC-Thermostat-HVAC | Small Commercial | Services | % of Load | 1 | 2027 | 0.0002012
ENS | Low | DLC | DLC-Switch-Water Heating | Small Industrial | Miscellaneous | % of Load | 1 | 2027 | 3.553e-06
ENS | Low | DLC | DLC-Switch-Water Heating | Small Industrial | Offices | % of Load | 1 | 2027 | 1.4047e-07
ENS | Low | DLC | DLC-Switch-Water Heating | Small Industrial | Retail Trade | % of Load | 1 | 2027 | 9.5985e-07
ENS | Low | DLC | DLC-Switch-Water Heating | Small Industrial | Services | % of Load | 1 | 2027 | 1.1966e-06
ENS | Low | DLC | DLC-Thermostat-HVAC | Small Industrial | Miscellaneous | % of Load | 1 | 2027 | 2.4589e-05
ENS | Low | DLC | DLC-Thermostat-HVAC | Small Industrial | Offices | % of Load | 1 | 2027 | 2.3672e-06
ENS | Low | DLC | DLC-Thermostat-HVAC | Small Industrial | Retail Trade | % of Load | 1 | 2027 | 2.9305e-06
ENS | Low | DLC | DLC-Thermostat-HVAC | Small Industrial | Services | % of Load | 1 | 2027 | 3.6532e-06
ENS | Low | DLC | DLC-Switch-Water Heating | Residential | Residential LI | % of Load | 1 | 2027 | 0.0020205
ENS | Low | DLC | DLC-Switch-Water Heating | Residential | Residential Market Rate | % of Load | 1 | 2027 | 0.0062779
ENS | Low | DLC | DLC-Thermostat-Heat Pump | Residential | Residential LI | % of Load | 1 | 2027 | 0.0001131
ENS | Low | DLC | DLC-Thermostat-Heat Pump | Residential | Residential Market Rate | % of Load | 1 | 2027 | 0.0033251
ENS | Low | DLC | DLC-Thermostat-Electric Furnace | Residential | Residential LI | % of Load | 1 | 2027 | 0.0021694
ENS | Low | DLC | DLC-Thermostat-Electric Furnace | Residential | Residential Market Rate | % of Load | 1 | 2027 | 0.0025511
ENS | Low | C&I Curtailment | C&I Curtailment- Manual HVAC Control | Large Commercial | Offices | % of Load | 1 | 2027 | 3.253e-05
ENS | Low | C&I Curtailment | C&I Curtailment- Manual HVAC Control | Large Commercial | Services | % of Load | 1 | 2027 | 6.5766e-05
ENS | Low | C&I Curtailment | C&I Curtailment- Auto-DR HVAC Control | Large Commercial | Offices | % of Load | 1 | 2027 | 8.4e-05
ENS | Low | C&I Curtailment | C&I Curtailment- Auto-DR HVAC Control | Large Commercial | Services | % of Load | 1 | 2027 | 0.00016982
ENS | Low | C&I Curtailment | C&I Curtailment- Standard Lighting Control | Large Commercial | Offices | % of Load | 1 | 2027 | 8.0098e-06
ENS | Low | C&I Curtailment | C&I Curtailment- Standard Lighting Control | Large Commercial | Services | % of Load | 1 | 2027 | 5.3016e-05
ENS | Low | C&I Curtailment | C&I Curtailment- Advanced Lighting Control | Large Commercial | Offices | % of Load | 1 | 2027 | 4.0049e-06
ENS | Low | C&I Curtailment | C&I Curtailment- Advanced Lighting Control | Large Commercial | Services | % of Load | 1 | 2027 | 2.6508e-05
ENS | Low | C&I Curtailment | C&I Curtailment- Water Heating Control | Large Commercial | Offices | % of Load | 1 | 2027 | 8.5988e-07
ENS | Low | C&I Curtailment | C&I Curtailment- Water Heating Control | Large Commercial | Services | % of Load | 1 | 2027 | 9.5742e-06
ENS | Low | C&I Curtailment | C&I Curtailment- Other | Large Commercial | Offices | % of Load | 1 | 2027 | 1.4971e-05
ENS | Low | C&I Curtailment | C&I Curtailment- Other | Large Commercial | Services | % of Load | 1 | 2027 | 0.00010098
ENS | Low | C&I Curtailment | C&I Curtailment- Manual HVAC Control | Large Industrial | Miscellaneous | % of Load | 1 | 2027 | 1.1241e-05
ENS | Low | C&I Curtailment | C&I Curtailment- Manual HVAC Control | Large Industrial | Offices | % of Load | 1 | 2027 | 6.8485e-06
ENS | Low | C&I Curtailment | C&I Curtailment- Manual HVAC Control | Large Industrial | Retail Trade | % of Load | 1 | 2027 | 1.9531e-05
ENS | Low | C&I Curtailment | C&I Curtailment- Manual HVAC Control | Large Industrial | Services | % of Load | 1 | 2027 | 5.7959e-06
ENS | Low | C&I Curtailment | C&I Curtailment- Auto-DR HVAC Control | Large Industrial | Miscellaneous | % of Load | 1 | 2027 | 2.9027e-05
ENS | Low | C&I Curtailment | C&I Curtailment- Auto-DR HVAC Control | Large Industrial | Offices | % of Load | 1 | 2027 | 1.7684e-05
ENS | Low | C&I Curtailment | C&I Curtailment- Auto-DR HVAC Control | Large Industrial | Retail Trade | % of Load | 1 | 2027 | 5.0432e-05
ENS | Low | C&I Curtailment | C&I Curtailment- Auto-DR HVAC Control | Large Industrial | Services | % of Load | 1 | 2027 | 1.4966e-05
ENS | Low | C&I Curtailment | C&I Curtailment- Standard Lighting Control | Large Industrial | Miscellaneous | % of Load | 1 | 2027 | 9.6965e-06
ENS | Low | C&I Curtailment | C&I Curtailment- Standard Lighting Control | Large Industrial | Offices | % of Load | 1 | 2027 | 1.825e-06
ENS | Low | C&I Curtailment | C&I Curtailment- Standard Lighting Control | Large Industrial | Retail Trade | % of Load | 1 | 2027 | 1.5744e-05
ENS | Low | C&I Curtailment | C&I Curtailment- Standard Lighting Control | Large Industrial | Services | % of Load | 1 | 2027 | 4.6722e-06
ENS | Low | C&I Curtailment | C&I Curtailment- Advanced Lighting Control | Large Industrial | Miscellaneous | % of Load | 1 | 2027 | 4.8482e-06
ENS | Low | C&I Curtailment | C&I Curtailment- Advanced Lighting Control | Large Industrial | Offices | % of Load | 1 | 2027 | 9.1251e-07
ENS | Low | C&I Curtailment | C&I Curtailment- Advanced Lighting Control | Large Industrial | Retail Trade | % of Load | 1 | 2027 | 7.8721e-06
ENS | Low | C&I Curtailment | C&I Curtailment- Advanced Lighting Control | Large Industrial | Services | % of Load | 1 | 2027 | 2.3361e-06
ENS | Low | C&I Curtailment | C&I Curtailment- Water Heating Control | Large Industrial | Miscellaneous | % of Load | 1 | 2027 | 5.7346e-07
ENS | Low | C&I Curtailment | C&I Curtailment- Water Heating Control | Large Industrial | Offices | % of Load | 1 | 2027 | 1.6952e-07
ENS | Low | C&I Curtailment | C&I Curtailment- Water Heating Control | Large Industrial | Retail Trade | % of Load | 1 | 2027 | 2.8433e-06
ENS | Low | C&I Curtailment | C&I Curtailment- Water Heating Control | Large Industrial | Services | % of Load | 1 | 2027 | 8.4376e-07
ENS | Low | C&I Curtailment | C&I Curtailment- Other | Large Industrial | Miscellaneous | % of Load | 1 | 2027 | 1.2373e-05
ENS | Low | C&I Curtailment | C&I Curtailment- Other | Large Industrial | Offices | % of Load | 1 | 2027 | 3.2428e-06
ENS | Low | C&I Curtailment | C&I Curtailment- Other | Large Industrial | Retail Trade | % of Load | 1 | 2027 | 2.9988e-05
ENS | Low | C&I Curtailment | C&I Curtailment- Other | Large Industrial | Services | % of Load | 1 | 2027 | 8.8992e-06
ENS | Low | C&I Curtailment | C&I Curtailment- Industrial | Large Industrial | Manufacturing | % of Load | 1 | 2027 | 0.00047581
ENS | Low | C&I Curtailment | C&I Curtailment- Manual HVAC Control | Interruptible Rider | Miscellaneous | % of Load | 1 | 2027 | 0.0003688
ENS | Low | C&I Curtailment | C&I Curtailment- Manual HVAC Control | Interruptible Rider | Retail Trade | % of Load | 1 | 2027 | 1.0332e-05
ENS | Low | C&I Curtailment | C&I Curtailment- Auto-DR HVAC Control | Interruptible Rider | Miscellaneous | % of Load | 1 | 2027 | 0.00095232
ENS | Low | C&I Curtailment | C&I Curtailment- Auto-DR HVAC Control | Interruptible Rider | Retail Trade | % of Load | 1 | 2027 | 2.6681e-05
ENS | Low | C&I Curtailment | C&I Curtailment- Standard Lighting Control | Interruptible Rider | Miscellaneous | % of Load | 1 | 2027 | 0.00012219
ENS | Low | C&I Curtailment | C&I Curtailment- Standard Lighting Control | Interruptible Rider | Retail Trade | % of Load | 1 | 2027 | 8.8656e-06
ENS | Low | C&I Curtailment | C&I Curtailment- Advanced Lighting Control | Interruptible Rider | Miscellaneous | % of Load | 1 | 2027 | 6.1095e-05
ENS | Low | C&I Curtailment | C&I Curtailment- Advanced Lighting Control | Interruptible Rider | Retail Trade | % of Load | 1 | 2027 | 4.4328e-06
ENS | Low | C&I Curtailment | C&I Curtailment- Water Heating Control | Interruptible Rider | Miscellaneous | % of Load | 1 | 2027 | 1.0784e-05
ENS | Low | C&I Curtailment | C&I Curtailment- Water Heating Control | Interruptible Rider | Retail Trade | % of Load | 1 | 2027 | 1.419e-06
ENS | Low | C&I Curtailment | C&I Curtailment- Other | Interruptible Rider | Miscellaneous | % of Load | 1 | 2027 | 0.00019478
ENS | Low | C&I Curtailment | C&I Curtailment- Other | Interruptible Rider | Retail Trade | % of Load | 1 | 2027 | 1.5669e-05
ENS | Low | C&I Curtailment | C&I Curtailment- Industrial | Interruptible Rider | Manufacturing | % of Load | 1 | 2027 | 0.00036797
ENS | Low | Dynamic Pricing | Dynamic Pricing with enabling tech. | Small Commercial | Manufacturing | % of Load | 1 | 2027 | 2.2699e-05
ENS | Low | Dynamic Pricing | Dynamic Pricing with enabling tech. | Small Commercial | Miscellaneous | % of Load | 1 | 2027 | 0.0002266
ENS | Low | Dynamic Pricing | Dynamic Pricing with enabling tech. | Small Commercial | Offices | % of Load | 1 | 2027 | 0.00018167
ENS | Low | Dynamic Pricing | Dynamic Pricing with enabling tech. | Small Commercial | Retail Trade | % of Load | 1 | 2027 | 0.00041998
ENS | Low | Dynamic Pricing | Dynamic Pricing with enabling tech. | Small Commercial | Services | % of Load | 1 | 2027 | 0.00050547
ENS | Low | Dynamic Pricing | Dynamic Pricing w/o enabling tech. | Small Commercial | Manufacturing | % of Load | 1 | 2027 | 1.3406e-06
ENS | Low | Dynamic Pricing | Dynamic Pricing w/o enabling tech. | Small Commercial | Miscellaneous | % of Load | 1 | 2027 | 1.3384e-05
ENS | Low | Dynamic Pricing | Dynamic Pricing w/o enabling tech. | Small Commercial | Offices | % of Load | 1 | 2027 | 1.073e-05
ENS | Low | Dynamic Pricing | Dynamic Pricing w/o enabling tech. | Small Commercial | Retail Trade | % of Load | 1 | 2027 | 2.4805e-05
ENS | Low | Dynamic Pricing | Dynamic Pricing w/o enabling tech. | Small Commercial | Services | % of Load | 1 | 2027 | 2.9854e-05
ENS | Low | Dynamic Pricing | Dynamic Pricing with enabling tech. | Large Commercial | Offices | % of Load | 1 | 2027 | 4.3107e-05
ENS | Low | Dynamic Pricing | Dynamic Pricing with enabling tech. | Large Commercial | Services | % of Load | 1 | 2027 | 0.00028218
ENS | Low | Dynamic Pricing | Dynamic Pricing w/o enabling tech. | Large Commercial | Offices | % of Load | 1 | 2027 | 1.6335e-05
ENS | Low | Dynamic Pricing | Dynamic Pricing w/o enabling tech. | Large Commercial | Services | % of Load | 1 | 2027 | 0.00010693
ENS | Low | Dynamic Pricing | Dynamic Pricing with enabling tech. | Small Industrial | Manufacturing | % of Load | 1 | 2027 | 3.328e-05
ENS | Low | Dynamic Pricing | Dynamic Pricing with enabling tech. | Small Industrial | Miscellaneous | % of Load | 1 | 2027 | 4.3338e-05
ENS | Low | Dynamic Pricing | Dynamic Pricing with enabling tech. | Small Industrial | Offices | % of Load | 1 | 2027 | 2.6196e-06
ENS | Low | Dynamic Pricing | Dynamic Pricing with enabling tech. | Small Industrial | Retail Trade | % of Load | 1 | 2027 | 7.3448e-06
ENS | Low | Dynamic Pricing | Dynamic Pricing with enabling tech. | Small Industrial | Services | % of Load | 1 | 2027 | 9.156e-06
ENS | Low | Dynamic Pricing | Dynamic Pricing w/o enabling tech. | Small Industrial | Manufacturing | % of Load | 1 | 2027 | 1.9656e-06
ENS | Low | Dynamic Pricing | Dynamic Pricing w/o enabling tech. | Small Industrial | Miscellaneous | % of Load | 1 | 2027 | 2.5597e-06
ENS | Low | Dynamic Pricing | Dynamic Pricing w/o enabling tech. | Small Industrial | Offices | % of Load | 1 | 2027 | 1.5472e-07
ENS | Low | Dynamic Pricing | Dynamic Pricing w/o enabling tech. | Small Industrial | Retail Trade | % of Load | 1 | 2027 | 4.338e-07
ENS | Low | Dynamic Pricing | Dynamic Pricing w/o enabling tech. | Small Industrial | Services | % of Load | 1 | 2027 | 5.4078e-07
ENS | Low | Dynamic Pricing | Dynamic Pricing with enabling tech. | Large Industrial | Manufacturing | % of Load | 1 | 2027 | 0.00024917
ENS | Low | Dynamic Pricing | Dynamic Pricing with enabling tech. | Large Industrial | Miscellaneous | % of Load | 1 | 2027 | 0.00012747
ENS | Low | Dynamic Pricing | Dynamic Pricing with enabling tech. | Large Industrial | Offices | % of Load | 1 | 2027 | 9.2521e-06
ENS | Low | Dynamic Pricing | Dynamic Pricing with enabling tech. | Large Industrial | Retail Trade | % of Load | 1 | 2027 | 4.538e-05
ENS | Low | Dynamic Pricing | Dynamic Pricing with enabling tech. | Large Industrial | Services | % of Load | 1 | 2027 | 2.4868e-05
ENS | Low | Dynamic Pricing | Dynamic Pricing w/o enabling tech. | Large Industrial | Manufacturing | % of Load | 1 | 2027 | 9.4424e-05
ENS | Low | Dynamic Pricing | Dynamic Pricing w/o enabling tech. | Large Industrial | Miscellaneous | % of Load | 1 | 2027 | 4.8303e-05
ENS | Low | Dynamic Pricing | Dynamic Pricing w/o enabling tech. | Large Industrial | Offices | % of Load | 1 | 2027 | 3.5061e-06
ENS | Low | Dynamic Pricing | Dynamic Pricing w/o enabling tech. | Large Industrial | Retail Trade | % of Load | 1 | 2027 | 1.7197e-05
ENS | Low | Dynamic Pricing | Dynamic Pricing w/o enabling tech. | Large Industrial | Services | % of Load | 1 | 2027 | 9.4236e-06
ENS | Low | Dynamic Pricing | Dynamic Pricing with enabling tech. | Interruptible Rider | Manufacturing | % of Load | 1 | 2027 | 7.0351e-05
ENS | Low | Dynamic Pricing | Dynamic Pricing with enabling tech. | Interruptible Rider | Miscellaneous | % of Load | 1 | 2027 | 0.00014849
ENS | Low | Dynamic Pricing | Dynamic Pricing with enabling tech. | Interruptible Rider | Retail Trade | % of Load | 1 | 2027 | 8.7419e-06
ENS | Low | Dynamic Pricing | Dynamic Pricing w/o enabling tech. | Interruptible Rider | Manufacturing | % of Load | 1 | 2027 | 2.6659e-05
ENS | Low | Dynamic Pricing | Dynamic Pricing w/o enabling tech. | Interruptible Rider | Miscellaneous | % of Load | 1 | 2027 | 5.6271e-05
ENS | Low | Dynamic Pricing | Dynamic Pricing w/o enabling tech. | Interruptible Rider | Retail Trade | % of Load | 1 | 2027 | 3.3127e-06
ENS | Low | Dynamic Pricing | Dynamic Pricing with enabling tech. | Residential | Residential Market Rate | % of Load | 1 | 2027 | 0.0086457
ENS | Low | Dynamic Pricing | Dynamic Pricing w/o enabling tech. | Residential | Residential Market Rate | % of Load | 1 | 2027 | 0.0048348
ENS | Low | BTM Battery Control | BTM Battery Control | Small Commercial | Manufacturing | % of Load | 0 | 2027 | 1.3681e-05
ENS | Low | BTM Battery Control | BTM Battery Control | Small Commercial | Miscellaneous | % of Load | 0 | 2027 | 0.00010115
ENS | Low | BTM Battery Control | BTM Battery Control | Small Commercial | Offices | % of Load | 0 | 2027 | 3.5011e-05
ENS | Low | BTM Battery Control | BTM Battery Control | Small Commercial | Retail Trade | % of Load | 0 | 2027 | 6.109e-05
ENS | Low | BTM Battery Control | BTM Battery Control | Small Commercial | Services | % of Load | 0 | 2027 | 0.00013298
ENS | Low | BTM Battery Control | BTM Battery Control | Large Commercial | Offices | % of Load | 0 | 2027 | 1.9903e-05
ENS | Low | BTM Battery Control | BTM Battery Control | Large Commercial | Services | % of Load | 0 | 2027 | 0.00010615
ENS | Low | BTM Battery Control | BTM Battery Control | Small Industrial | Manufacturing | % of Load | 0 | 2027 | 3.3759e-07
ENS | Low | BTM Battery Control | BTM Battery Control | Small Industrial | Miscellaneous | % of Load | 0 | 2027 | 2.1735e-06
ENS | Low | BTM Battery Control | BTM Battery Control | Small Industrial | Offices | % of Load | 0 | 2027 | 8.6105e-07
ENS | Low | BTM Battery Control | BTM Battery Control | Small Industrial | Retail Trade | % of Load | 0 | 2027 | 1.4983e-06
ENS | Low | BTM Battery Control | BTM Battery Control | Small Industrial | Services | % of Load | 0 | 2027 | 3.2621e-06
ENS | Low | BTM Battery Control | BTM Battery Control | Large Industrial | Manufacturing | % of Load | 0 | 2027 | 1.303e-05
ENS | Low | BTM Battery Control | BTM Battery Control | Large Industrial | Miscellaneous | % of Load | 0 | 2027 | 6.0413e-05
ENS | Low | BTM Battery Control | BTM Battery Control | Large Industrial | Offices | % of Load | 0 | 2027 | 7.1074e-06
ENS | Low | BTM Battery Control | BTM Battery Control | Large Industrial | Retail Trade | % of Load | 0 | 2027 | 3.5537e-05
ENS | Low | BTM Battery Control | BTM Battery Control | Large Industrial | Services | % of Load | 0 | 2027 | 7.6997e-05
ENS | Low | BTM Battery Control | BTM Battery Control | Interruptible Rider | Manufacturing | % of Load | 0 | 2027 | 1.7417e-05
ENS | Low | BTM Battery Control | BTM Battery Control | Interruptible Rider | Miscellaneous | % of Load | 0 | 2027 | 4.6447e-05
ENS | Low | BTM Battery Control | BTM Battery Control | Interruptible Rider | Retail Trade | % of Load | 0 | 2027 | 6.967e-05
ENS | Low | BTM Battery Control | BTM Battery Control | Residential | Residential LI | % of Load | 0 | 2027 | 0.00044747
ENS | Low | BTM Battery Control | BTM Battery Control | Residential | Residential Market Rate | % of Load | 0 | 2027 | 0.0027857
ENS | Low | EV Charging Control | EV Charging Control | EV | EV | % of Load | 0 | 2027 | 0.00031768
ENS | Low | Behavioral DR | Behavioral DR | Residential | Residential LI | % of Load | 0 | 2027 | 0.00021425
ENS | Low | Behavioral DR | Behavioral DR | Residential | Residential Market Rate | % of Load | 0 | 2027 | 0.0012499
ENS | Low | DLC | DLC-Switch-Water Heating | Small Commercial | Miscellaneous | % of Load | 1 | 2028 | 1.68e-05
ENS | Low | DLC | DLC-Switch-Water Heating | Small Commercial | Offices | % of Load | 1 | 2028 | 1.0065e-05
ENS | Low | DLC | DLC-Switch-Water Heating | Small Commercial | Retail Trade | % of Load | 1 | 2028 | 5.7992e-05
ENS | Low | DLC | DLC-Switch-Water Heating | Small Commercial | Services | % of Load | 1 | 2028 | 6.9721e-05
ENS | Low | DLC | DLC-Thermostat-HVAC | Small Commercial | Miscellaneous | % of Load | 1 | 2028 | 0.00010823
ENS | Low | DLC | DLC-Thermostat-HVAC | Small Commercial | Offices | % of Load | 1 | 2028 | 0.00016361
ENS | Low | DLC | DLC-Thermostat-HVAC | Small Commercial | Retail Trade | % of Load | 1 | 2028 | 0.00016228
ENS | Low | DLC | DLC-Thermostat-HVAC | Small Commercial | Services | % of Load | 1 | 2028 | 0.0001953
ENS | Low | DLC | DLC-Switch-Water Heating | Small Industrial | Miscellaneous | % of Load | 1 | 2028 | 3.5971e-06
ENS | Low | DLC | DLC-Switch-Water Heating | Small Industrial | Offices | % of Load | 1 | 2028 | 1.415e-07
ENS | Low | DLC | DLC-Switch-Water Heating | Small Industrial | Retail Trade | % of Load | 1 | 2028 | 9.7122e-07
ENS | Low | DLC | DLC-Switch-Water Heating | Small Industrial | Services | % of Load | 1 | 2028 | 1.2107e-06
ENS | Low | DLC | DLC-Thermostat-HVAC | Small Industrial | Miscellaneous | % of Load | 1 | 2028 | 2.4481e-05
ENS | Low | DLC | DLC-Thermostat-HVAC | Small Industrial | Offices | % of Load | 1 | 2028 | 2.3778e-06
ENS | Low | DLC | DLC-Thermostat-HVAC | Small Industrial | Retail Trade | % of Load | 1 | 2028 | 2.9067e-06
ENS | Low | DLC | DLC-Thermostat-HVAC | Small Industrial | Services | % of Load | 1 | 2028 | 3.6235e-06
ENS | Low | DLC | DLC-Switch-Water Heating | Residential | Residential LI | % of Load | 1 | 2028 | 0.0020388
ENS | Low | DLC | DLC-Switch-Water Heating | Residential | Residential Market Rate | % of Load | 1 | 2028 | 0.0063291
ENS | Low | DLC | DLC-Thermostat-Heat Pump | Residential | Residential LI | % of Load | 1 | 2028 | 0.000127
ENS | Low | DLC | DLC-Thermostat-Heat Pump | Residential | Residential Market Rate | % of Load | 1 | 2028 | 0.0033999
ENS | Low | DLC | DLC-Thermostat-Electric Furnace | Residential | Residential LI | % of Load | 1 | 2028 | 0.002171
ENS | Low | DLC | DLC-Thermostat-Electric Furnace | Residential | Residential Market Rate | % of Load | 1 | 2028 | 0.0025114
ENS | Low | C&I Curtailment | C&I Curtailment- Manual HVAC Control | Large Commercial | Offices | % of Load | 1 | 2028 | 2.8508e-05
ENS | Low | C&I Curtailment | C&I Curtailment- Manual HVAC Control | Large Commercial | Services | % of Load | 1 | 2028 | 5.6568e-05
ENS | Low | C&I Curtailment | C&I Curtailment- Auto-DR HVAC Control | Large Commercial | Offices | % of Load | 1 | 2028 | 8.8346e-05
ENS | Low | C&I Curtailment | C&I Curtailment- Auto-DR HVAC Control | Large Commercial | Services | % of Load | 1 | 2028 | 0.00017531
ENS | Low | C&I Curtailment | C&I Curtailment- Standard Lighting Control | Large Commercial | Offices | % of Load | 1 | 2028 | 7.4892e-06
ENS | Low | C&I Curtailment | C&I Curtailment- Standard Lighting Control | Large Commercial | Services | % of Load | 1 | 2028 | 5.0199e-05
ENS | Low | C&I Curtailment | C&I Curtailment- Advanced Lighting Control | Large Commercial | Offices | % of Load | 1 | 2028 | 3.7446e-06
ENS | Low | C&I Curtailment | C&I Curtailment- Advanced Lighting Control | Large Commercial | Services | % of Load | 1 | 2028 | 2.5099e-05
ENS | Low | C&I Curtailment | C&I Curtailment- Water Heating Control | Large Commercial | Offices | % of Load | 1 | 2028 | 8.5765e-07
ENS | Low | C&I Curtailment | C&I Curtailment- Water Heating Control | Large Commercial | Services | % of Load | 1 | 2028 | 9.554e-06
ENS | Low | C&I Curtailment | C&I Curtailment- Other | Large Commercial | Offices | % of Load | 1 | 2028 | 1.4716e-05
ENS | Low | C&I Curtailment | C&I Curtailment- Other | Large Commercial | Services | % of Load | 1 | 2028 | 9.9688e-05
ENS | Low | C&I Curtailment | C&I Curtailment- Manual HVAC Control | Large Industrial | Miscellaneous | % of Load | 1 | 2028 | 9.9584e-06
ENS | Low | C&I Curtailment | C&I Curtailment- Manual HVAC Control | Large Industrial | Offices | % of Load | 1 | 2028 | 6.1563e-06
ENS | Low | C&I Curtailment | C&I Curtailment- Manual HVAC Control | Large Industrial | Retail Trade | % of Load | 1 | 2028 | 1.721e-05
ENS | Low | C&I Curtailment | C&I Curtailment- Manual HVAC Control | Large Industrial | Services | % of Load | 1 | 2028 | 5.1073e-06
ENS | Low | C&I Curtailment | C&I Curtailment- Auto-DR HVAC Control | Large Industrial | Miscellaneous | % of Load | 1 | 2028 | 3.0861e-05
ENS | Low | C&I Curtailment | C&I Curtailment- Auto-DR HVAC Control | Large Industrial | Offices | % of Load | 1 | 2028 | 1.9078e-05
ENS | Low | C&I Curtailment | C&I Curtailment- Auto-DR HVAC Control | Large Industrial | Retail Trade | % of Load | 1 | 2028 | 5.3335e-05
ENS | Low | C&I Curtailment | C&I Curtailment- Auto-DR HVAC Control | Large Industrial | Services | % of Load | 1 | 2028 | 1.5828e-05
ENS | Low | C&I Curtailment | C&I Curtailment- Standard Lighting Control | Large Industrial | Miscellaneous | % of Load | 1 | 2028 | 9.526e-06
ENS | Low | C&I Curtailment | C&I Curtailment- Standard Lighting Control | Large Industrial | Offices | % of Load | 1 | 2028 | 1.7807e-06
ENS | Low | C&I Curtailment | C&I Curtailment- Standard Lighting Control | Large Industrial | Retail Trade | % of Load | 1 | 2028 | 1.5272e-05
ENS | Low | C&I Curtailment | C&I Curtailment- Standard Lighting Control | Large Industrial | Services | % of Load | 1 | 2028 | 4.5322e-06
ENS | Low | C&I Curtailment | C&I Curtailment- Advanced Lighting Control | Large Industrial | Miscellaneous | % of Load | 1 | 2028 | 4.763e-06
ENS | Low | C&I Curtailment | C&I Curtailment- Advanced Lighting Control | Large Industrial | Offices | % of Load | 1 | 2028 | 8.9034e-07
ENS | Low | C&I Curtailment | C&I Curtailment- Advanced Lighting Control | Large Industrial | Retail Trade | % of Load | 1 | 2028 | 7.6362e-06
ENS | Low | C&I Curtailment | C&I Curtailment- Advanced Lighting Control | Large Industrial | Services | % of Load | 1 | 2028 | 2.2661e-06
ENS | Low | C&I Curtailment | C&I Curtailment- Water Heating Control | Large Industrial | Miscellaneous | % of Load | 1 | 2028 | 5.7908e-07
ENS | Low | C&I Curtailment | C&I Curtailment- Water Heating Control | Large Industrial | Offices | % of Load | 1 | 2028 | 1.7134e-07
ENS | Low | C&I Curtailment | C&I Curtailment- Water Heating Control | Large Industrial | Retail Trade | % of Load | 1 | 2028 | 2.9067e-06
ENS | Low | C&I Curtailment | C&I Curtailment- Water Heating Control | Large Industrial | Services | % of Load | 1 | 2028 | 8.6259e-07
ENS | Low | C&I Curtailment | C&I Curtailment- Other | Large Industrial | Miscellaneous | % of Load | 1 | 2028 | 1.246e-05
ENS | Low | C&I Curtailment | C&I Curtailment- Other | Large Industrial | Offices | % of Load | 1 | 2028 | 3.2841e-06
ENS | Low | C&I Curtailment | C&I Curtailment- Other | Large Industrial | Retail Trade | % of Load | 1 | 2028 | 3.0329e-05
ENS | Low | C&I Curtailment | C&I Curtailment- Other | Large Industrial | Services | % of Load | 1 | 2028 | 9.0004e-06
ENS | Low | C&I Curtailment | C&I Curtailment- Industrial | Large Industrial | Manufacturing | % of Load | 1 | 2028 | 0.00047026
ENS | Low | C&I Curtailment | C&I Curtailment- Manual HVAC Control | Interruptible Rider | Miscellaneous | % of Load | 1 | 2028 | 0.00032524
ENS | Low | C&I Curtailment | C&I Curtailment- Manual HVAC Control | Interruptible Rider | Retail Trade | % of Load | 1 | 2028 | 9.0006e-06
ENS | Low | C&I Curtailment | C&I Curtailment- Auto-DR HVAC Control | Interruptible Rider | Miscellaneous | % of Load | 1 | 2028 | 0.0010079
ENS | Low | C&I Curtailment | C&I Curtailment- Auto-DR HVAC Control | Interruptible Rider | Retail Trade | % of Load | 1 | 2028 | 2.7893e-05
ENS | Low | C&I Curtailment | C&I Curtailment- Standard Lighting Control | Interruptible Rider | Miscellaneous | % of Load | 1 | 2028 | 0.00011755
ENS | Low | C&I Curtailment | C&I Curtailment- Standard Lighting Control | Interruptible Rider | Retail Trade | % of Load | 1 | 2028 | 8.5884e-06
ENS | Low | C&I Curtailment | C&I Curtailment- Advanced Lighting Control | Interruptible Rider | Miscellaneous | % of Load | 1 | 2028 | 5.8776e-05
ENS | Low | C&I Curtailment | C&I Curtailment- Advanced Lighting Control | Interruptible Rider | Retail Trade | % of Load | 1 | 2028 | 4.2942e-06
ENS | Low | C&I Curtailment | C&I Curtailment- Water Heating Control | Interruptible Rider | Miscellaneous | % of Load | 1 | 2028 | 1.0712e-05
ENS | Low | C&I Curtailment | C&I Curtailment- Water Heating Control | Interruptible Rider | Retail Trade | % of Load | 1 | 2028 | 1.4144e-06
ENS | Low | C&I Curtailment | C&I Curtailment- Other | Interruptible Rider | Miscellaneous | % of Load | 1 | 2028 | 0.00019352
ENS | Low | C&I Curtailment | C&I Curtailment- Other | Interruptible Rider | Retail Trade | % of Load | 1 | 2028 | 1.5596e-05
ENS | Low | C&I Curtailment | C&I Curtailment- Industrial | Interruptible Rider | Manufacturing | % of Load | 1 | 2028 | 0.00035926
ENS | Low | Dynamic Pricing | Dynamic Pricing with enabling tech. | Small Commercial | Manufacturing | % of Load | 1 | 2028 | 2.2141e-05
ENS | Low | Dynamic Pricing | Dynamic Pricing with enabling tech. | Small Commercial | Miscellaneous | % of Load | 1 | 2028 | 0.00022365
ENS | Low | Dynamic Pricing | Dynamic Pricing with enabling tech. | Small Commercial | Offices | % of Load | 1 | 2028 | 0.00017942
ENS | Low | Dynamic Pricing | Dynamic Pricing with enabling tech. | Small Commercial | Retail Trade | % of Load | 1 | 2028 | 0.00041362
ENS | Low | Dynamic Pricing | Dynamic Pricing with enabling tech. | Small Commercial | Services | % of Load | 1 | 2028 | 0.00049774
ENS | Low | Dynamic Pricing | Dynamic Pricing w/o enabling tech. | Small Commercial | Manufacturing | % of Load | 1 | 2028 | 1.3077e-06
ENS | Low | Dynamic Pricing | Dynamic Pricing w/o enabling tech. | Small Commercial | Miscellaneous | % of Load | 1 | 2028 | 1.321e-05
ENS | Low | Dynamic Pricing | Dynamic Pricing w/o enabling tech. | Small Commercial | Offices | % of Load | 1 | 2028 | 1.0597e-05
ENS | Low | Dynamic Pricing | Dynamic Pricing w/o enabling tech. | Small Commercial | Retail Trade | % of Load | 1 | 2028 | 2.443e-05
ENS | Low | Dynamic Pricing | Dynamic Pricing w/o enabling tech. | Small Commercial | Services | % of Load | 1 | 2028 | 2.9397e-05
ENS | Low | Dynamic Pricing | Dynamic Pricing with enabling tech. | Large Commercial | Offices | % of Load | 1 | 2028 | 4.2226e-05
ENS | Low | Dynamic Pricing | Dynamic Pricing with enabling tech. | Large Commercial | Services | % of Load | 1 | 2028 | 0.00027622
ENS | Low | Dynamic Pricing | Dynamic Pricing w/o enabling tech. | Large Commercial | Offices | % of Load | 1 | 2028 | 1.6001e-05
ENS | Low | Dynamic Pricing | Dynamic Pricing w/o enabling tech. | Large Commercial | Services | % of Load | 1 | 2028 | 0.00010467
ENS | Low | Dynamic Pricing | Dynamic Pricing with enabling tech. | Small Industrial | Manufacturing | % of Load | 1 | 2028 | 3.2985e-05
ENS | Low | Dynamic Pricing | Dynamic Pricing with enabling tech. | Small Industrial | Miscellaneous | % of Load | 1 | 2028 | 4.3407e-05
ENS | Low | Dynamic Pricing | Dynamic Pricing with enabling tech. | Small Industrial | Offices | % of Load | 1 | 2028 | 2.6307e-06
ENS | Low | Dynamic Pricing | Dynamic Pricing with enabling tech. | Small Industrial | Retail Trade | % of Load | 1 | 2028 | 7.3734e-06
ENS | Low | Dynamic Pricing | Dynamic Pricing with enabling tech. | Small Industrial | Services | % of Load | 1 | 2028 | 9.1918e-06
ENS | Low | Dynamic Pricing | Dynamic Pricing w/o enabling tech. | Small Industrial | Manufacturing | % of Load | 1 | 2028 | 1.9482e-06
ENS | Low | Dynamic Pricing | Dynamic Pricing w/o enabling tech. | Small Industrial | Miscellaneous | % of Load | 1 | 2028 | 2.5637e-06
ENS | Low | Dynamic Pricing | Dynamic Pricing w/o enabling tech. | Small Industrial | Offices | % of Load | 1 | 2028 | 1.5538e-07
ENS | Low | Dynamic Pricing | Dynamic Pricing w/o enabling tech. | Small Industrial | Retail Trade | % of Load | 1 | 2028 | 4.3549e-07
ENS | Low | Dynamic Pricing | Dynamic Pricing w/o enabling tech. | Small Industrial | Services | % of Load | 1 | 2028 | 5.4289e-07
ENS | Low | Dynamic Pricing | Dynamic Pricing with enabling tech. | Large Industrial | Manufacturing | % of Load | 1 | 2028 | 0.00024627
ENS | Low | Dynamic Pricing | Dynamic Pricing with enabling tech. | Large Industrial | Miscellaneous | % of Load | 1 | 2028 | 0.00012753
ENS | Low | Dynamic Pricing | Dynamic Pricing with enabling tech. | Large Industrial | Offices | % of Load | 1 | 2028 | 9.3254e-06
ENS | Low | Dynamic Pricing | Dynamic Pricing with enabling tech. | Large Industrial | Retail Trade | % of Load | 1 | 2028 | 4.5509e-05
ENS | Low | Dynamic Pricing | Dynamic Pricing with enabling tech. | Large Industrial | Services | % of Load | 1 | 2028 | 2.4938e-05
ENS | Low | Dynamic Pricing | Dynamic Pricing w/o enabling tech. | Large Industrial | Manufacturing | % of Load | 1 | 2028 | 9.3324e-05
ENS | Low | Dynamic Pricing | Dynamic Pricing w/o enabling tech. | Large Industrial | Miscellaneous | % of Load | 1 | 2028 | 4.8326e-05
ENS | Low | Dynamic Pricing | Dynamic Pricing w/o enabling tech. | Large Industrial | Offices | % of Load | 1 | 2028 | 3.5339e-06
ENS | Low | Dynamic Pricing | Dynamic Pricing w/o enabling tech. | Large Industrial | Retail Trade | % of Load | 1 | 2028 | 1.7246e-05
ENS | Low | Dynamic Pricing | Dynamic Pricing w/o enabling tech. | Large Industrial | Services | % of Load | 1 | 2028 | 9.4504e-06
ENS | Low | Dynamic Pricing | Dynamic Pricing with enabling tech. | Interruptible Rider | Manufacturing | % of Load | 1 | 2028 | 6.8686e-05
ENS | Low | Dynamic Pricing | Dynamic Pricing with enabling tech. | Interruptible Rider | Miscellaneous | % of Load | 1 | 2028 | 0.00014685
ENS | Low | Dynamic Pricing | Dynamic Pricing with enabling tech. | Interruptible Rider | Retail Trade | % of Load | 1 | 2028 | 8.6449e-06
ENS | Low | Dynamic Pricing | Dynamic Pricing w/o enabling tech. | Interruptible Rider | Manufacturing | % of Load | 1 | 2028 | 2.6028e-05
ENS | Low | Dynamic Pricing | Dynamic Pricing w/o enabling tech. | Interruptible Rider | Miscellaneous | % of Load | 1 | 2028 | 5.565e-05
ENS | Low | Dynamic Pricing | Dynamic Pricing w/o enabling tech. | Interruptible Rider | Retail Trade | % of Load | 1 | 2028 | 3.276e-06
ENS | Low | Dynamic Pricing | Dynamic Pricing with enabling tech. | Residential | Residential Market Rate | % of Load | 1 | 2028 | 0.008689
ENS | Low | Dynamic Pricing | Dynamic Pricing w/o enabling tech. | Residential | Residential Market Rate | % of Load | 1 | 2028 | 0.004859
ENS | Low | BTM Battery Control | BTM Battery Control | Small Commercial | Manufacturing | % of Load | 0 | 2028 | 1.4959e-05
ENS | Low | BTM Battery Control | BTM Battery Control | Small Commercial | Miscellaneous | % of Load | 0 | 2028 | 0.00011065
ENS | Low | BTM Battery Control | BTM Battery Control | Small Commercial | Offices | % of Load | 0 | 2028 | 3.828e-05
ENS | Low | BTM Battery Control | BTM Battery Control | Small Commercial | Retail Trade | % of Load | 0 | 2028 | 6.6794e-05
ENS | Low | BTM Battery Control | BTM Battery Control | Small Commercial | Services | % of Load | 0 | 2028 | 0.00014539
ENS | Low | BTM Battery Control | BTM Battery Control | Large Commercial | Offices | % of Load | 0 | 2028 | 2.1761e-05
ENS | Low | BTM Battery Control | BTM Battery Control | Large Commercial | Services | % of Load | 0 | 2028 | 0.00011606
ENS | Low | BTM Battery Control | BTM Battery Control | Small Industrial | Manufacturing | % of Load | 0 | 2028 | 3.6912e-07
ENS | Low | BTM Battery Control | BTM Battery Control | Small Industrial | Miscellaneous | % of Load | 0 | 2028 | 2.3764e-06
ENS | Low | BTM Battery Control | BTM Battery Control | Small Industrial | Offices | % of Load | 0 | 2028 | 9.4145e-07
ENS | Low | BTM Battery Control | BTM Battery Control | Small Industrial | Retail Trade | % of Load | 0 | 2028 | 1.6382e-06
ENS | Low | BTM Battery Control | BTM Battery Control | Small Industrial | Services | % of Load | 0 | 2028 | 3.5667e-06
ENS | Low | BTM Battery Control | BTM Battery Control | Large Industrial | Manufacturing | % of Load | 0 | 2028 | 1.4247e-05
ENS | Low | BTM Battery Control | BTM Battery Control | Large Industrial | Miscellaneous | % of Load | 0 | 2028 | 6.6054e-05
ENS | Low | BTM Battery Control | BTM Battery Control | Large Industrial | Offices | % of Load | 0 | 2028 | 7.7711e-06
ENS | Low | BTM Battery Control | BTM Battery Control | Large Industrial | Retail Trade | % of Load | 0 | 2028 | 3.8855e-05
ENS | Low | BTM Battery Control | BTM Battery Control | Large Industrial | Services | % of Load | 0 | 2028 | 8.4186e-05
ENS | Low | BTM Battery Control | BTM Battery Control | Interruptible Rider | Manufacturing | % of Load | 0 | 2028 | 1.9044e-05
ENS | Low | BTM Battery Control | BTM Battery Control | Interruptible Rider | Miscellaneous | % of Load | 0 | 2028 | 5.0784e-05
ENS | Low | BTM Battery Control | BTM Battery Control | Interruptible Rider | Retail Trade | % of Load | 0 | 2028 | 7.6175e-05
ENS | Low | BTM Battery Control | BTM Battery Control | Residential | Residential LI | % of Load | 0 | 2028 | 0.00049166
ENS | Low | BTM Battery Control | BTM Battery Control | Residential | Residential Market Rate | % of Load | 0 | 2028 | 0.0030608
ENS | Low | EV Charging Control | EV Charging Control | EV | EV | % of Load | 0 | 2028 | 0.00039678
ENS | Low | Behavioral DR | Behavioral DR | Residential | Residential LI | % of Load | 0 | 2028 | 0.0002151
ENS | Low | Behavioral DR | Behavioral DR | Residential | Residential Market Rate | % of Load | 0 | 2028 | 0.0012561
ENS | Low | DLC | DLC-Switch-Water Heating | Small Commercial | Miscellaneous | % of Load | 1 | 2029 | 1.6823e-05
ENS | Low | DLC | DLC-Switch-Water Heating | Small Commercial | Offices | % of Load | 1 | 2029 | 1.0055e-05
ENS | Low | DLC | DLC-Switch-Water Heating | Small Commercial | Retail Trade | % of Load | 1 | 2029 | 5.8155e-05
ENS | Low | DLC | DLC-Switch-Water Heating | Small Commercial | Services | % of Load | 1 | 2029 | 6.99e-05
ENS | Low | DLC | DLC-Thermostat-HVAC | Small Commercial | Miscellaneous | % of Load | 1 | 2029 | 0.00010611
ENS | Low | DLC | DLC-Thermostat-HVAC | Small Commercial | Offices | % of Load | 1 | 2029 | 0.00016204
ENS | Low | DLC | DLC-Thermostat-HVAC | Small Commercial | Retail Trade | % of Load | 1 | 2029 | 0.0001578
ENS | Low | DLC | DLC-Thermostat-HVAC | Small Commercial | Services | % of Load | 1 | 2029 | 0.00018988
ENS | Low | DLC | DLC-Switch-Water Heating | Small Industrial | Miscellaneous | % of Load | 1 | 2029 | 3.6754e-06
ENS | Low | DLC | DLC-Switch-Water Heating | Small Industrial | Offices | % of Load | 1 | 2029 | 1.4404e-07
ENS | Low | DLC | DLC-Switch-Water Heating | Small Industrial | Retail Trade | % of Load | 1 | 2029 | 9.9171e-07
ENS | Low | DLC | DLC-Switch-Water Heating | Small Industrial | Services | % of Load | 1 | 2029 | 1.2363e-06
ENS | Low | DLC | DLC-Thermostat-HVAC | Small Industrial | Miscellaneous | % of Load | 1 | 2029 | 2.4625e-05
ENS | Low | DLC | DLC-Thermostat-HVAC | Small Industrial | Offices | % of Load | 1 | 2029 | 2.411e-06
ENS | Low | DLC | DLC-Thermostat-HVAC | Small Industrial | Retail Trade | % of Load | 1 | 2029 | 2.9136e-06
ENS | Low | DLC | DLC-Thermostat-HVAC | Small Industrial | Services | % of Load | 1 | 2029 | 3.6321e-06
ENS | Low | DLC | DLC-Switch-Water Heating | Residential | Residential LI | % of Load | 1 | 2029 | 0.0020541
ENS | Low | DLC | DLC-Switch-Water Heating | Residential | Residential Market Rate | % of Load | 1 | 2029 | 0.0063707
ENS | Low | DLC | DLC-Thermostat-Heat Pump | Residential | Residential LI | % of Load | 1 | 2029 | 0.00014303
ENS | Low | DLC | DLC-Thermostat-Heat Pump | Residential | Residential Market Rate | % of Load | 1 | 2029 | 0.0035082
ENS | Low | DLC | DLC-Thermostat-Electric Furnace | Residential | Residential LI | % of Load | 1 | 2029 | 0.00219
ENS | Low | DLC | DLC-Thermostat-Electric Furnace | Residential | Residential Market Rate | % of Load | 1 | 2029 | 0.0024882
ENS | Low | C&I Curtailment | C&I Curtailment- Manual HVAC Control | Large Commercial | Offices | % of Load | 1 | 2029 | 2.5143e-05
ENS | Low | C&I Curtailment | C&I Curtailment- Manual HVAC Control | Large Commercial | Services | % of Load | 1 | 2029 | 4.9012e-05
ENS | Low | C&I Curtailment | C&I Curtailment- Auto-DR HVAC Control | Large Commercial | Offices | % of Load | 1 | 2029 | 9.3173e-05
ENS | Low | C&I Curtailment | C&I Curtailment- Auto-DR HVAC Control | Large Commercial | Services | % of Load | 1 | 2029 | 0.00018162
ENS | Low | C&I Curtailment | C&I Curtailment- Standard Lighting Control | Large Commercial | Offices | % of Load | 1 | 2029 | 7.1389e-06
ENS | Low | C&I Curtailment | C&I Curtailment- Standard Lighting Control | Large Commercial | Services | % of Load | 1 | 2029 | 4.84e-05
ENS | Low | C&I Curtailment | C&I Curtailment- Advanced Lighting Control | Large Commercial | Offices | % of Load | 1 | 2029 | 3.5694e-06
ENS | Low | C&I Curtailment | C&I Curtailment- Advanced Lighting Control | Large Commercial | Services | % of Load | 1 | 2029 | 2.42e-05
ENS | Low | C&I Curtailment | C&I Curtailment- Water Heating Control | Large Commercial | Offices | % of Load | 1 | 2029 | 8.643e-07
ENS | Low | C&I Curtailment | C&I Curtailment- Water Heating Control | Large Commercial | Services | % of Load | 1 | 2029 | 9.6323e-06
ENS | Low | C&I Curtailment | C&I Curtailment- Other | Large Commercial | Offices | % of Load | 1 | 2029 | 1.4628e-05
ENS | Low | C&I Curtailment | C&I Curtailment- Other | Large Commercial | Services | % of Load | 1 | 2029 | 9.9495e-05
ENS | Low | C&I Curtailment | C&I Curtailment- Manual HVAC Control | Large Industrial | Miscellaneous | % of Load | 1 | 2029 | 8.8838e-06
ENS | Low | C&I Curtailment | C&I Curtailment- Manual HVAC Control | Large Industrial | Offices | % of Load | 1 | 2029 | 5.5673e-06
ENS | Low | C&I Curtailment | C&I Curtailment- Manual HVAC Control | Large Industrial | Retail Trade | % of Load | 1 | 2029 | 1.5259e-05
ENS | Low | C&I Curtailment | C&I Curtailment- Manual HVAC Control | Large Industrial | Services | % of Load | 1 | 2029 | 4.5284e-06
ENS | Low | C&I Curtailment | C&I Curtailment- Auto-DR HVAC Control | Large Industrial | Miscellaneous | % of Load | 1 | 2029 | 3.2921e-05
ENS | Low | C&I Curtailment | C&I Curtailment- Auto-DR HVAC Control | Large Industrial | Offices | % of Load | 1 | 2029 | 2.0631e-05
ENS | Low | C&I Curtailment | C&I Curtailment- Auto-DR HVAC Control | Large Industrial | Retail Trade | % of Load | 1 | 2029 | 5.6547e-05
ENS | Low | C&I Curtailment | C&I Curtailment- Auto-DR HVAC Control | Large Industrial | Services | % of Load | 1 | 2029 | 1.6781e-05
ENS | Low | C&I Curtailment | C&I Curtailment- Standard Lighting Control | Large Industrial | Miscellaneous | % of Load | 1 | 2029 | 9.5165e-06
ENS | Low | C&I Curtailment | C&I Curtailment- Standard Lighting Control | Large Industrial | Offices | % of Load | 1 | 2029 | 1.7743e-06
ENS | Low | C&I Curtailment | C&I Curtailment- Standard Lighting Control | Large Industrial | Retail Trade | % of Load | 1 | 2029 | 1.5069e-05
ENS | Low | C&I Curtailment | C&I Curtailment- Standard Lighting Control | Large Industrial | Services | % of Load | 1 | 2029 | 4.4718e-06
ENS | Low | C&I Curtailment | C&I Curtailment- Advanced Lighting Control | Large Industrial | Miscellaneous | % of Load | 1 | 2029 | 4.7583e-06
ENS | Low | C&I Curtailment | C&I Curtailment- Advanced Lighting Control | Large Industrial | Offices | % of Load | 1 | 2029 | 8.8717e-07
ENS | Low | C&I Curtailment | C&I Curtailment- Advanced Lighting Control | Large Industrial | Retail Trade | % of Load | 1 | 2029 | 7.5344e-06
ENS | Low | C&I Curtailment | C&I Curtailment- Advanced Lighting Control | Large Industrial | Services | % of Load | 1 | 2029 | 2.2359e-06
ENS | Low | C&I Curtailment | C&I Curtailment- Water Heating Control | Large Industrial | Miscellaneous | % of Load | 1 | 2029 | 5.912e-07
ENS | Low | C&I Curtailment | C&I Curtailment- Water Heating Control | Large Industrial | Offices | % of Load | 1 | 2029 | 1.7537e-07
ENS | Low | C&I Curtailment | C&I Curtailment- Water Heating Control | Large Industrial | Retail Trade | % of Load | 1 | 2029 | 2.9989e-06
ENS | Low | C&I Curtailment | C&I Curtailment- Water Heating Control | Large Industrial | Services | % of Load | 1 | 2029 | 8.8996e-07
ENS | Low | C&I Curtailment | C&I Curtailment- Other | Large Industrial | Miscellaneous | % of Load | 1 | 2029 | 1.2678e-05
ENS | Low | C&I Curtailment | C&I Curtailment- Other | Large Industrial | Offices | % of Load | 1 | 2029 | 3.3591e-06
ENS | Low | C&I Curtailment | C&I Curtailment- Other | Large Industrial | Retail Trade | % of Load | 1 | 2029 | 3.0977e-05
ENS | Low | C&I Curtailment | C&I Curtailment- Other | Large Industrial | Services | % of Load | 1 | 2029 | 9.1927e-06
ENS | Low | C&I Curtailment | C&I Curtailment- Industrial | Large Industrial | Manufacturing | % of Load | 1 | 2029 | 0.00047084
ENS | Low | C&I Curtailment | C&I Curtailment- Manual HVAC Control | Interruptible Rider | Miscellaneous | % of Load | 1 | 2029 | 0.00028876
ENS | Low | C&I Curtailment | C&I Curtailment- Manual HVAC Control | Interruptible Rider | Retail Trade | % of Load | 1 | 2029 | 7.9027e-06
ENS | Low | C&I Curtailment | C&I Curtailment- Auto-DR HVAC Control | Interruptible Rider | Miscellaneous | % of Load | 1 | 2029 | 0.00107
ENS | Low | C&I Curtailment | C&I Curtailment- Auto-DR HVAC Control | Interruptible Rider | Retail Trade | % of Load | 1 | 2029 | 2.9285e-05
ENS | Low | C&I Curtailment | C&I Curtailment- Standard Lighting Control | Interruptible Rider | Miscellaneous | % of Load | 1 | 2029 | 0.00011513
ENS | Low | C&I Curtailment | C&I Curtailment- Standard Lighting Control | Interruptible Rider | Retail Trade | % of Load | 1 | 2029 | 8.4599e-06
ENS | Low | C&I Curtailment | C&I Curtailment- Advanced Lighting Control | Interruptible Rider | Miscellaneous | % of Load | 1 | 2029 | 5.7563e-05
ENS | Low | C&I Curtailment | C&I Curtailment- Advanced Lighting Control | Interruptible Rider | Retail Trade | % of Load | 1 | 2029 | 4.23e-06
ENS | Low | C&I Curtailment | C&I Curtailment- Water Heating Control | Interruptible Rider | Miscellaneous | % of Load | 1 | 2029 | 1.0774e-05
ENS | Low | C&I Curtailment | C&I Curtailment- Water Heating Control | Interruptible Rider | Retail Trade | % of Load | 1 | 2029 | 1.4261e-06
ENS | Low | C&I Curtailment | C&I Curtailment- Other | Interruptible Rider | Miscellaneous | % of Load | 1 | 2029 | 0.00019442
ENS | Low | C&I Curtailment | C&I Curtailment- Other | Interruptible Rider | Retail Trade | % of Load | 1 | 2029 | 1.5694e-05
ENS | Low | C&I Curtailment | C&I Curtailment- Industrial | Interruptible Rider | Manufacturing | % of Load | 1 | 2029 | 0.00035559
ENS | Low | Dynamic Pricing | Dynamic Pricing with enabling tech. | Small Commercial | Manufacturing | % of Load | 1 | 2029 | 2.1663e-05
ENS | Low | Dynamic Pricing | Dynamic Pricing with enabling tech. | Small Commercial | Miscellaneous | % of Load | 1 | 2029 | 0.00022109
ENS | Low | Dynamic Pricing | Dynamic Pricing with enabling tech. | Small Commercial | Offices | % of Load | 1 | 2029 | 0.00017744
ENS | Low | Dynamic Pricing | Dynamic Pricing with enabling tech. | Small Commercial | Retail Trade | % of Load | 1 | 2029 | 0.00040788
ENS | Low | Dynamic Pricing | Dynamic Pricing with enabling tech. | Small Commercial | Services | % of Load | 1 | 2029 | 0.00049077
ENS | Low | Dynamic Pricing | Dynamic Pricing w/o enabling tech. | Small Commercial | Manufacturing | % of Load | 1 | 2029 | 1.2794e-06
ENS | Low | Dynamic Pricing | Dynamic Pricing w/o enabling tech. | Small Commercial | Miscellaneous | % of Load | 1 | 2029 | 1.3058e-05
ENS | Low | Dynamic Pricing | Dynamic Pricing w/o enabling tech. | Small Commercial | Offices | % of Load | 1 | 2029 | 1.048e-05
ENS | Low | Dynamic Pricing | Dynamic Pricing w/o enabling tech. | Small Commercial | Retail Trade | % of Load | 1 | 2029 | 2.4091e-05
ENS | Low | Dynamic Pricing | Dynamic Pricing w/o enabling tech. | Small Commercial | Services | % of Load | 1 | 2029 | 2.8986e-05
ENS | Low | Dynamic Pricing | Dynamic Pricing with enabling tech. | Large Commercial | Offices | % of Load | 1 | 2029 | 4.1862e-05
ENS | Low | Dynamic Pricing | Dynamic Pricing with enabling tech. | Large Commercial | Services | % of Load | 1 | 2029 | 0.00027367
ENS | Low | Dynamic Pricing | Dynamic Pricing w/o enabling tech. | Large Commercial | Offices | % of Load | 1 | 2029 | 1.5863e-05
ENS | Low | Dynamic Pricing | Dynamic Pricing w/o enabling tech. | Large Commercial | Services | % of Load | 1 | 2029 | 0.00010371
ENS | Low | Dynamic Pricing | Dynamic Pricing with enabling tech. | Small Industrial | Manufacturing | % of Load | 1 | 2029 | 3.3063e-05
ENS | Low | Dynamic Pricing | Dynamic Pricing with enabling tech. | Small Industrial | Miscellaneous | % of Load | 1 | 2029 | 4.3915e-05
ENS | Low | Dynamic Pricing | Dynamic Pricing with enabling tech. | Small Industrial | Offices | % of Load | 1 | 2029 | 2.6674e-06
ENS | Low | Dynamic Pricing | Dynamic Pricing with enabling tech. | Small Industrial | Retail Trade | % of Load | 1 | 2029 | 7.4739e-06
ENS | Low | Dynamic Pricing | Dynamic Pricing with enabling tech. | Small Industrial | Services | % of Load | 1 | 2029 | 9.317e-06
ENS | Low | Dynamic Pricing | Dynamic Pricing w/o enabling tech. | Small Industrial | Manufacturing | % of Load | 1 | 2029 | 1.9528e-06
ENS | Low | Dynamic Pricing | Dynamic Pricing w/o enabling tech. | Small Industrial | Miscellaneous | % of Load | 1 | 2029 | 2.5937e-06
ENS | Low | Dynamic Pricing | Dynamic Pricing w/o enabling tech. | Small Industrial | Offices | % of Load | 1 | 2029 | 1.5755e-07
ENS | Low | Dynamic Pricing | Dynamic Pricing w/o enabling tech. | Small Industrial | Retail Trade | % of Load | 1 | 2029 | 4.4142e-07
ENS | Low | Dynamic Pricing | Dynamic Pricing w/o enabling tech. | Small Industrial | Services | % of Load | 1 | 2029 | 5.5028e-07
ENS | Low | Dynamic Pricing | Dynamic Pricing with enabling tech. | Large Industrial | Manufacturing | % of Load | 1 | 2029 | 0.00024657
ENS | Low | Dynamic Pricing | Dynamic Pricing with enabling tech. | Large Industrial | Miscellaneous | % of Load | 1 | 2029 | 0.00012908
ENS | Low | Dynamic Pricing | Dynamic Pricing with enabling tech. | Large Industrial | Offices | % of Load | 1 | 2029 | 9.5063e-06
ENS | Low | Dynamic Pricing | Dynamic Pricing with enabling tech. | Large Industrial | Retail Trade | % of Load | 1 | 2029 | 4.6143e-05
ENS | Low | Dynamic Pricing | Dynamic Pricing with enabling tech. | Large Industrial | Services | % of Load | 1 | 2029 | 2.5285e-05
ENS | Low | Dynamic Pricing | Dynamic Pricing w/o enabling tech. | Large Industrial | Manufacturing | % of Load | 1 | 2029 | 9.3438e-05
ENS | Low | Dynamic Pricing | Dynamic Pricing w/o enabling tech. | Large Industrial | Miscellaneous | % of Load | 1 | 2029 | 4.8915e-05
ENS | Low | Dynamic Pricing | Dynamic Pricing w/o enabling tech. | Large Industrial | Offices | % of Load | 1 | 2029 | 3.6024e-06
ENS | Low | Dynamic Pricing | Dynamic Pricing w/o enabling tech. | Large Industrial | Retail Trade | % of Load | 1 | 2029 | 1.7486e-05
ENS | Low | Dynamic Pricing | Dynamic Pricing w/o enabling tech. | Large Industrial | Services | % of Load | 1 | 2029 | 9.5819e-06
ENS | Low | Dynamic Pricing | Dynamic Pricing with enabling tech. | Interruptible Rider | Manufacturing | % of Load | 1 | 2029 | 6.7984e-05
ENS | Low | Dynamic Pricing | Dynamic Pricing with enabling tech. | Interruptible Rider | Miscellaneous | % of Load | 1 | 2029 | 0.00014699
ENS | Low | Dynamic Pricing | Dynamic Pricing with enabling tech. | Interruptible Rider | Retail Trade | % of Load | 1 | 2029 | 8.6526e-06
ENS | Low | Dynamic Pricing | Dynamic Pricing w/o enabling tech. | Interruptible Rider | Manufacturing | % of Load | 1 | 2029 | 2.5762e-05
ENS | Low | Dynamic Pricing | Dynamic Pricing w/o enabling tech. | Interruptible Rider | Miscellaneous | % of Load | 1 | 2029 | 5.5702e-05
ENS | Low | Dynamic Pricing | Dynamic Pricing w/o enabling tech. | Interruptible Rider | Retail Trade | % of Load | 1 | 2029 | 3.2789e-06
ENS | Low | Dynamic Pricing | Dynamic Pricing with enabling tech. | Residential | Residential Market Rate | % of Load | 1 | 2029 | 0.0087139
ENS | Low | Dynamic Pricing | Dynamic Pricing w/o enabling tech. | Residential | Residential Market Rate | % of Load | 1 | 2029 | 0.0048729
ENS | Low | BTM Battery Control | BTM Battery Control | Small Commercial | Manufacturing | % of Load | 0 | 2029 | 1.5893e-05
ENS | Low | BTM Battery Control | BTM Battery Control | Small Commercial | Miscellaneous | % of Load | 0 | 2029 | 0.00011762
ENS | Low | BTM Battery Control | BTM Battery Control | Small Commercial | Offices | % of Load | 0 | 2029 | 4.066e-05
ENS | Low | BTM Battery Control | BTM Battery Control | Small Commercial | Retail Trade | % of Load | 0 | 2029 | 7.0954e-05
ENS | Low | BTM Battery Control | BTM Battery Control | Small Commercial | Services | % of Load | 0 | 2029 | 0.00015445
ENS | Low | BTM Battery Control | BTM Battery Control | Large Commercial | Offices | % of Load | 0 | 2029 | 2.312e-05
ENS | Low | BTM Battery Control | BTM Battery Control | Large Commercial | Services | % of Load | 0 | 2029 | 0.00012331
ENS | Low | BTM Battery Control | BTM Battery Control | Small Industrial | Manufacturing | % of Load | 0 | 2029 | 3.8776e-07
ENS | Low | BTM Battery Control | BTM Battery Control | Small Industrial | Miscellaneous | % of Load | 0 | 2029 | 2.5248e-06
ENS | Low | BTM Battery Control | BTM Battery Control | Small Industrial | Offices | % of Load | 0 | 2029 | 1.0002e-06
ENS | Low | BTM Battery Control | BTM Battery Control | Small Industrial | Retail Trade | % of Load | 0 | 2029 | 1.7405e-06
ENS | Low | BTM Battery Control | BTM Battery Control | Small Industrial | Services | % of Load | 0 | 2029 | 3.7895e-06
ENS | Low | BTM Battery Control | BTM Battery Control | Large Industrial | Manufacturing | % of Load | 0 | 2029 | 1.5137e-05
ENS | Low | BTM Battery Control | BTM Battery Control | Large Industrial | Miscellaneous | % of Load | 0 | 2029 | 7.0179e-05
ENS | Low | BTM Battery Control | BTM Battery Control | Large Industrial | Offices | % of Load | 0 | 2029 | 8.2563e-06
ENS | Low | BTM Battery Control | BTM Battery Control | Large Industrial | Retail Trade | % of Load | 0 | 2029 | 4.1281e-05
ENS | Low | BTM Battery Control | BTM Battery Control | Large Industrial | Services | % of Load | 0 | 2029 | 8.9443e-05
ENS | Low | BTM Battery Control | BTM Battery Control | Interruptible Rider | Manufacturing | % of Load | 0 | 2029 | 2.0233e-05
ENS | Low | BTM Battery Control | BTM Battery Control | Interruptible Rider | Miscellaneous | % of Load | 0 | 2029 | 5.3955e-05
ENS | Low | BTM Battery Control | BTM Battery Control | Interruptible Rider | Retail Trade | % of Load | 0 | 2029 | 8.0932e-05
ENS | Low | BTM Battery Control | BTM Battery Control | Residential | Residential LI | % of Load | 0 | 2029 | 0.00052493
ENS | Low | BTM Battery Control | BTM Battery Control | Residential | Residential Market Rate | % of Load | 0 | 2029 | 0.0032679
ENS | Low | EV Charging Control | EV Charging Control | EV | EV | % of Load | 0 | 2029 | 0.00049017
ENS | Low | Behavioral DR | Behavioral DR | Residential | Residential LI | % of Load | 0 | 2029 | 0.00021545
ENS | Low | Behavioral DR | Behavioral DR | Residential | Residential Market Rate | % of Load | 0 | 2029 | 0.0012597
ENS | Low | DLC | DLC-Switch-Water Heating | Small Commercial | Miscellaneous | % of Load | 1 | 2030 | 1.6824e-05
ENS | Low | DLC | DLC-Switch-Water Heating | Small Commercial | Offices | % of Load | 1 | 2030 | 1.0027e-05
ENS | Low | DLC | DLC-Switch-Water Heating | Small Commercial | Retail Trade | % of Load | 1 | 2030 | 5.8222e-05
ENS | Low | DLC | DLC-Switch-Water Heating | Small Commercial | Services | % of Load | 1 | 2030 | 6.996e-05
ENS | Low | DLC | DLC-Thermostat-HVAC | Small Commercial | Miscellaneous | % of Load | 1 | 2030 | 0.00010386
ENS | Low | DLC | DLC-Thermostat-HVAC | Small Commercial | Offices | % of Load | 1 | 2030 | 0.00016021
ENS | Low | DLC | DLC-Thermostat-HVAC | Small Commercial | Retail Trade | % of Load | 1 | 2030 | 0.00015309
ENS | Low | DLC | DLC-Thermostat-HVAC | Small Commercial | Services | % of Load | 1 | 2030 | 0.00018421
ENS | Low | DLC | DLC-Switch-Water Heating | Small Industrial | Miscellaneous | % of Load | 1 | 2030 | 3.7455e-06
ENS | Low | DLC | DLC-Switch-Water Heating | Small Industrial | Offices | % of Load | 1 | 2030 | 1.4623e-07
ENS | Low | DLC | DLC-Switch-Water Heating | Small Industrial | Retail Trade | % of Load | 1 | 2030 | 1.0099e-06
ENS | Low | DLC | DLC-Switch-Water Heating | Small Industrial | Services | % of Load | 1 | 2030 | 1.259e-06
ENS | Low | DLC | DLC-Thermostat-HVAC | Small Industrial | Miscellaneous | % of Load | 1 | 2030 | 2.4704e-05
ENS | Low | DLC | DLC-Thermostat-HVAC | Small Industrial | Offices | % of Load | 1 | 2030 | 2.4385e-06
ENS | Low | DLC | DLC-Thermostat-HVAC | Small Industrial | Retail Trade | % of Load | 1 | 2030 | 2.9129e-06
ENS | Low | DLC | DLC-Thermostat-HVAC | Small Industrial | Services | % of Load | 1 | 2030 | 3.6313e-06
ENS | Low | DLC | DLC-Switch-Water Heating | Residential | Residential LI | % of Load | 1 | 2030 | 0.0020717
ENS | Low | DLC | DLC-Switch-Water Heating | Residential | Residential Market Rate | % of Load | 1 | 2030 | 0.0064178
ENS | Low | DLC | DLC-Thermostat-Heat Pump | Residential | Residential LI | % of Load | 1 | 2030 | 0.00016109
ENS | Low | DLC | DLC-Thermostat-Heat Pump | Residential | Residential Market Rate | % of Load | 1 | 2030 | 0.0036157
ENS | Low | DLC | DLC-Thermostat-Electric Furnace | Residential | Residential LI | % of Load | 1 | 2030 | 0.0022006
ENS | Low | DLC | DLC-Thermostat-Electric Furnace | Residential | Residential Market Rate | % of Load | 1 | 2030 | 0.0024487
ENS | Low | C&I Curtailment | C&I Curtailment- Manual HVAC Control | Large Commercial | Offices | % of Load | 1 | 2030 | 2.1907e-05
ENS | Low | C&I Curtailment | C&I Curtailment- Manual HVAC Control | Large Commercial | Services | % of Load | 1 | 2030 | 4.1927e-05
ENS | Low | C&I Curtailment | C&I Curtailment- Auto-DR HVAC Control | Large Commercial | Offices | % of Load | 1 | 2030 | 9.7699e-05
ENS | Low | C&I Curtailment | C&I Curtailment- Auto-DR HVAC Control | Large Commercial | Services | % of Load | 1 | 2030 | 0.00018698
ENS | Low | C&I Curtailment | C&I Curtailment- Standard Lighting Control | Large Commercial | Offices | % of Load | 1 | 2030 | 6.7866e-06
ENS | Low | C&I Curtailment | C&I Curtailment- Standard Lighting Control | Large Commercial | Services | % of Load | 1 | 2030 | 4.6582e-05
ENS | Low | C&I Curtailment | C&I Curtailment- Advanced Lighting Control | Large Commercial | Offices | % of Load | 1 | 2030 | 3.3933e-06
ENS | Low | C&I Curtailment | C&I Curtailment- Advanced Lighting Control | Large Commercial | Services | % of Load | 1 | 2030 | 2.3291e-05
ENS | Low | C&I Curtailment | C&I Curtailment- Water Heating Control | Large Commercial | Offices | % of Load | 1 | 2030 | 8.7037e-07
ENS | Low | C&I Curtailment | C&I Curtailment- Water Heating Control | Large Commercial | Services | % of Load | 1 | 2030 | 9.7044e-06
ENS | Low | C&I Curtailment | C&I Curtailment- Other | Large Commercial | Offices | % of Load | 1 | 2030 | 1.4528e-05
ENS | Low | C&I Curtailment | C&I Curtailment- Other | Large Commercial | Services | % of Load | 1 | 2030 | 9.9223e-05
ENS | Low | C&I Curtailment | C&I Curtailment- Manual HVAC Control | Large Industrial | Miscellaneous | % of Load | 1 | 2030 | 7.8322e-06
ENS | Low | C&I Curtailment | C&I Curtailment- Manual HVAC Control | Large Industrial | Offices | % of Load | 1 | 2030 | 4.9764e-06
ENS | Low | C&I Curtailment | C&I Curtailment- Manual HVAC Control | Large Industrial | Retail Trade | % of Load | 1 | 2030 | 1.3366e-05
ENS | Low | C&I Curtailment | C&I Curtailment- Manual HVAC Control | Large Industrial | Services | % of Load | 1 | 2030 | 3.9664e-06
ENS | Low | C&I Curtailment | C&I Curtailment- Auto-DR HVAC Control | Large Industrial | Miscellaneous | % of Load | 1 | 2030 | 3.493e-05
ENS | Low | C&I Curtailment | C&I Curtailment- Auto-DR HVAC Control | Large Industrial | Offices | % of Load | 1 | 2030 | 2.2194e-05
ENS | Low | C&I Curtailment | C&I Curtailment- Auto-DR HVAC Control | Large Industrial | Retail Trade | % of Load | 1 | 2030 | 5.9609e-05
ENS | Low | C&I Curtailment | C&I Curtailment- Auto-DR HVAC Control | Large Industrial | Services | % of Load | 1 | 2030 | 1.7689e-05
ENS | Low | C&I Curtailment | C&I Curtailment- Standard Lighting Control | Large Industrial | Miscellaneous | % of Load | 1 | 2030 | 9.5042e-06
ENS | Low | C&I Curtailment | C&I Curtailment- Standard Lighting Control | Large Industrial | Offices | % of Load | 1 | 2030 | 1.7675e-06
ENS | Low | C&I Curtailment | C&I Curtailment- Standard Lighting Control | Large Industrial | Retail Trade | % of Load | 1 | 2030 | 1.485e-05
ENS | Low | C&I Curtailment | C&I Curtailment- Standard Lighting Control | Large Industrial | Services | % of Load | 1 | 2030 | 4.4069e-06
ENS | Low | C&I Curtailment | C&I Curtailment- Advanced Lighting Control | Large Industrial | Miscellaneous | % of Load | 1 | 2030 | 4.7521e-06
ENS | Low | C&I Curtailment | C&I Curtailment- Advanced Lighting Control | Large Industrial | Offices | % of Load | 1 | 2030 | 8.8374e-07
ENS | Low | C&I Curtailment | C&I Curtailment- Advanced Lighting Control | Large Industrial | Retail Trade | % of Load | 1 | 2030 | 7.425e-06
ENS | Low | C&I Curtailment | C&I Curtailment- Advanced Lighting Control | Large Industrial | Services | % of Load | 1 | 2030 | 2.2034e-06
ENS | Low | C&I Curtailment | C&I Curtailment- Water Heating Control | Large Industrial | Miscellaneous | % of Load | 1 | 2030 | 6.0331e-07
ENS | Low | C&I Curtailment | C&I Curtailment- Water Heating Control | Large Industrial | Offices | % of Load | 1 | 2030 | 1.7943e-07
ENS | Low | C&I Curtailment | C&I Curtailment- Water Heating Control | Large Industrial | Retail Trade | % of Load | 1 | 2030 | 3.0937e-06
ENS | Low | C&I Curtailment | C&I Curtailment- Water Heating Control | Large Industrial | Services | % of Load | 1 | 2030 | 9.1808e-07
ENS | Low | C&I Curtailment | C&I Curtailment- Other | Large Industrial | Miscellaneous | % of Load | 1 | 2030 | 1.2895e-05
ENS | Low | C&I Curtailment | C&I Curtailment- Other | Large Industrial | Offices | % of Load | 1 | 2030 | 3.4351e-06
ENS | Low | C&I Curtailment | C&I Curtailment- Other | Large Industrial | Retail Trade | % of Load | 1 | 2030 | 3.1632e-05
ENS | Low | C&I Curtailment | C&I Curtailment- Other | Large Industrial | Services | % of Load | 1 | 2030 | 9.387e-06
ENS | Low | C&I Curtailment | C&I Curtailment- Industrial | Large Industrial | Manufacturing | % of Load | 1 | 2030 | 0.00047114
ENS | Low | C&I Curtailment | C&I Curtailment- Manual HVAC Control | Interruptible Rider | Miscellaneous | % of Load | 1 | 2030 | 0.00025324
ENS | Low | C&I Curtailment | C&I Curtailment- Manual HVAC Control | Interruptible Rider | Retail Trade | % of Load | 1 | 2030 | 6.8535e-06
ENS | Low | C&I Curtailment | C&I Curtailment- Auto-DR HVAC Control | Interruptible Rider | Miscellaneous | % of Load | 1 | 2030 | 0.0011294
ENS | Low | C&I Curtailment | C&I Curtailment- Auto-DR HVAC Control | Interruptible Rider | Retail Trade | % of Load | 1 | 2030 | 3.0565e-05
ENS | Low | C&I Curtailment | C&I Curtailment- Standard Lighting Control | Interruptible Rider | Miscellaneous | % of Load | 1 | 2030 | 0.00011263
ENS | Low | C&I Curtailment | C&I Curtailment- Standard Lighting Control | Interruptible Rider | Retail Trade | % of Load | 1 | 2030 | 8.3258e-06
ENS | Low | C&I Curtailment | C&I Curtailment- Advanced Lighting Control | Interruptible Rider | Miscellaneous | % of Load | 1 | 2030 | 5.6314e-05
ENS | Low | C&I Curtailment | C&I Curtailment- Advanced Lighting Control | Interruptible Rider | Retail Trade | % of Load | 1 | 2030 | 4.1629e-06
ENS | Low | C&I Curtailment | C&I Curtailment- Water Heating Control | Interruptible Rider | Miscellaneous | % of Load | 1 | 2030 | 1.0827e-05
ENS | Low | C&I Curtailment | C&I Curtailment- Water Heating Control | Interruptible Rider | Retail Trade | % of Load | 1 | 2030 | 1.4366e-06
ENS | Low | C&I Curtailment | C&I Curtailment- Other | Interruptible Rider | Miscellaneous | % of Load | 1 | 2030 | 0.00019517
ENS | Low | C&I Curtailment | C&I Curtailment- Other | Interruptible Rider | Retail Trade | % of Load | 1 | 2030 | 1.578e-05
ENS | Low | C&I Curtailment | C&I Curtailment- Industrial | Interruptible Rider | Manufacturing | % of Load | 1 | 2030 | 0.00035159
ENS | Low | Dynamic Pricing | Dynamic Pricing with enabling tech. | Small Commercial | Manufacturing | % of Load | 1 | 2030 | 2.1146e-05
ENS | Low | Dynamic Pricing | Dynamic Pricing with enabling tech. | Small Commercial | Miscellaneous | % of Load | 1 | 2030 | 0.00021822
ENS | Low | Dynamic Pricing | Dynamic Pricing with enabling tech. | Small Commercial | Offices | % of Load | 1 | 2030 | 0.00017519
ENS | Low | Dynamic Pricing | Dynamic Pricing with enabling tech. | Small Commercial | Retail Trade | % of Load | 1 | 2030 | 0.00040151
ENS | Low | Dynamic Pricing | Dynamic Pricing with enabling tech. | Small Commercial | Services | % of Load | 1 | 2030 | 0.00048302
ENS | Low | Dynamic Pricing | Dynamic Pricing w/o enabling tech. | Small Commercial | Manufacturing | % of Load | 1 | 2030 | 1.249e-06
ENS | Low | Dynamic Pricing | Dynamic Pricing w/o enabling tech. | Small Commercial | Miscellaneous | % of Load | 1 | 2030 | 1.2889e-05
ENS | Low | Dynamic Pricing | Dynamic Pricing w/o enabling tech. | Small Commercial | Offices | % of Load | 1 | 2030 | 1.0347e-05
ENS | Low | Dynamic Pricing | Dynamic Pricing w/o enabling tech. | Small Commercial | Retail Trade | % of Load | 1 | 2030 | 2.3714e-05
ENS | Low | Dynamic Pricing | Dynamic Pricing w/o enabling tech. | Small Commercial | Services | % of Load | 1 | 2030 | 2.8528e-05
ENS | Low | Dynamic Pricing | Dynamic Pricing with enabling tech. | Large Commercial | Offices | % of Load | 1 | 2030 | 4.1467e-05
ENS | Low | Dynamic Pricing | Dynamic Pricing with enabling tech. | Large Commercial | Services | % of Load | 1 | 2030 | 0.00027093
ENS | Low | Dynamic Pricing | Dynamic Pricing w/o enabling tech. | Large Commercial | Offices | % of Load | 1 | 2030 | 1.5714e-05
ENS | Low | Dynamic Pricing | Dynamic Pricing w/o enabling tech. | Large Commercial | Services | % of Load | 1 | 2030 | 0.00010267
ENS | Low | Dynamic Pricing | Dynamic Pricing with enabling tech. | Small Industrial | Manufacturing | % of Load | 1 | 2030 | 3.3049e-05
ENS | Low | Dynamic Pricing | Dynamic Pricing with enabling tech. | Small Industrial | Miscellaneous | % of Load | 1 | 2030 | 4.4314e-05
ENS | Low | Dynamic Pricing | Dynamic Pricing with enabling tech. | Small Industrial | Offices | % of Load | 1 | 2030 | 2.6979e-06
ENS | Low | Dynamic Pricing | Dynamic Pricing with enabling tech. | Small Industrial | Retail Trade | % of Load | 1 | 2030 | 7.5566e-06
ENS | Low | Dynamic Pricing | Dynamic Pricing with enabling tech. | Small Industrial | Services | % of Load | 1 | 2030 | 9.4201e-06
ENS | Low | Dynamic Pricing | Dynamic Pricing w/o enabling tech. | Small Industrial | Manufacturing | % of Load | 1 | 2030 | 1.952e-06
ENS | Low | Dynamic Pricing | Dynamic Pricing w/o enabling tech. | Small Industrial | Miscellaneous | % of Load | 1 | 2030 | 2.6173e-06
ENS | Low | Dynamic Pricing | Dynamic Pricing w/o enabling tech. | Small Industrial | Offices | % of Load | 1 | 2030 | 1.5934e-07
ENS | Low | Dynamic Pricing | Dynamic Pricing w/o enabling tech. | Small Industrial | Retail Trade | % of Load | 1 | 2030 | 4.4631e-07
ENS | Low | Dynamic Pricing | Dynamic Pricing w/o enabling tech. | Small Industrial | Services | % of Load | 1 | 2030 | 5.5637e-07
ENS | Low | Dynamic Pricing | Dynamic Pricing with enabling tech. | Large Industrial | Manufacturing | % of Load | 1 | 2030 | 0.00024673
ENS | Low | Dynamic Pricing | Dynamic Pricing with enabling tech. | Large Industrial | Miscellaneous | % of Load | 1 | 2030 | 0.00013062
ENS | Low | Dynamic Pricing | Dynamic Pricing with enabling tech. | Large Industrial | Offices | % of Load | 1 | 2030 | 9.6893e-06
ENS | Low | Dynamic Pricing | Dynamic Pricing with enabling tech. | Large Industrial | Retail Trade | % of Load | 1 | 2030 | 4.6773e-05
ENS | Low | Dynamic Pricing | Dynamic Pricing with enabling tech. | Large Industrial | Services | % of Load | 1 | 2030 | 2.5631e-05
ENS | Low | Dynamic Pricing | Dynamic Pricing w/o enabling tech. | Large Industrial | Manufacturing | % of Load | 1 | 2030 | 9.3498e-05
ENS | Low | Dynamic Pricing | Dynamic Pricing w/o enabling tech. | Large Industrial | Miscellaneous | % of Load | 1 | 2030 | 4.9498e-05
ENS | Low | Dynamic Pricing | Dynamic Pricing w/o enabling tech. | Large Industrial | Offices | % of Load | 1 | 2030 | 3.6717e-06
ENS | Low | Dynamic Pricing | Dynamic Pricing w/o enabling tech. | Large Industrial | Retail Trade | % of Load | 1 | 2030 | 1.7725e-05
ENS | Low | Dynamic Pricing | Dynamic Pricing w/o enabling tech. | Large Industrial | Services | % of Load | 1 | 2030 | 9.7128e-06
ENS | Low | Dynamic Pricing | Dynamic Pricing with enabling tech. | Interruptible Rider | Manufacturing | % of Load | 1 | 2030 | 6.722e-05
ENS | Low | Dynamic Pricing | Dynamic Pricing with enabling tech. | Interruptible Rider | Miscellaneous | % of Load | 1 | 2030 | 0.00014701
ENS | Low | Dynamic Pricing | Dynamic Pricing with enabling tech. | Interruptible Rider | Retail Trade | % of Load | 1 | 2030 | 8.6538e-06
ENS | Low | Dynamic Pricing | Dynamic Pricing w/o enabling tech. | Interruptible Rider | Manufacturing | % of Load | 1 | 2030 | 2.5473e-05
ENS | Low | Dynamic Pricing | Dynamic Pricing w/o enabling tech. | Interruptible Rider | Miscellaneous | % of Load | 1 | 2030 | 5.5711e-05
ENS | Low | Dynamic Pricing | Dynamic Pricing w/o enabling tech. | Interruptible Rider | Retail Trade | % of Load | 1 | 2030 | 3.2793e-06
ENS | Low | Dynamic Pricing | Dynamic Pricing with enabling tech. | Residential | Residential Market Rate | % of Load | 1 | 2030 | 0.0087505
ENS | Low | Dynamic Pricing | Dynamic Pricing w/o enabling tech. | Residential | Residential Market Rate | % of Load | 1 | 2030 | 0.0048934
ENS | Low | BTM Battery Control | BTM Battery Control | Small Commercial | Manufacturing | % of Load | 0 | 2030 | 1.6479e-05
ENS | Low | BTM Battery Control | BTM Battery Control | Small Commercial | Miscellaneous | % of Load | 0 | 2030 | 0.00012204
ENS | Low | BTM Battery Control | BTM Battery Control | Small Commercial | Offices | % of Load | 0 | 2030 | 4.215e-05
ENS | Low | BTM Battery Control | BTM Battery Control | Small Commercial | Retail Trade | % of Load | 0 | 2030 | 7.3562e-05
ENS | Low | BTM Battery Control | BTM Battery Control | Small Commercial | Services | % of Load | 0 | 2030 | 0.00016014
ENS | Low | BTM Battery Control | BTM Battery Control | Large Commercial | Offices | % of Load | 0 | 2030 | 2.3973e-05
ENS | Low | BTM Battery Control | BTM Battery Control | Large Commercial | Services | % of Load | 0 | 2030 | 0.00012786
ENS | Low | BTM Battery Control | BTM Battery Control | Small Industrial | Manufacturing | % of Load | 0 | 2030 | 4.0207e-07
ENS | Low | BTM Battery Control | BTM Battery Control | Small Industrial | Miscellaneous | % of Load | 0 | 2030 | 2.618e-06
ENS | Low | BTM Battery Control | BTM Battery Control | Small Industrial | Offices | % of Load | 0 | 2030 | 1.0372e-06
ENS | Low | BTM Battery Control | BTM Battery Control | Small Industrial | Retail Trade | % of Load | 0 | 2030 | 1.8047e-06
ENS | Low | BTM Battery Control | BTM Battery Control | Small Industrial | Services | % of Load | 0 | 2030 | 3.9293e-06
ENS | Low | BTM Battery Control | BTM Battery Control | Large Industrial | Manufacturing | % of Load | 0 | 2030 | 1.5695e-05
ENS | Low | BTM Battery Control | BTM Battery Control | Large Industrial | Miscellaneous | % of Load | 0 | 2030 | 7.2768e-05
ENS | Low | BTM Battery Control | BTM Battery Control | Large Industrial | Offices | % of Load | 0 | 2030 | 8.561e-06
ENS | Low | BTM Battery Control | BTM Battery Control | Large Industrial | Retail Trade | % of Load | 0 | 2030 | 4.2805e-05
ENS | Low | BTM Battery Control | BTM Battery Control | Large Industrial | Services | % of Load | 0 | 2030 | 9.2744e-05
ENS | Low | BTM Battery Control | BTM Battery Control | Interruptible Rider | Manufacturing | % of Load | 0 | 2030 | 2.098e-05
ENS | Low | BTM Battery Control | BTM Battery Control | Interruptible Rider | Miscellaneous | % of Load | 0 | 2030 | 5.5946e-05
ENS | Low | BTM Battery Control | BTM Battery Control | Interruptible Rider | Retail Trade | % of Load | 0 | 2030 | 8.3919e-05
ENS | Low | BTM Battery Control | BTM Battery Control | Residential | Residential LI | % of Load | 0 | 2030 | 0.00054697
ENS | Low | BTM Battery Control | BTM Battery Control | Residential | Residential Market Rate | % of Load | 0 | 2030 | 0.0034051
ENS | Low | EV Charging Control | EV Charging Control | EV | EV | % of Load | 0 | 2030 | 0.00059426
ENS | Low | Behavioral DR | Behavioral DR | Residential | Residential LI | % of Load | 0 | 2030 | 0.00021607
ENS | Low | Behavioral DR | Behavioral DR | Residential | Residential Market Rate | % of Load | 0 | 2030 | 0.001265
ENS | Low | DLC | DLC-Switch-Water Heating | Small Commercial | Miscellaneous | % of Load | 1 | 2031 | 1.6831e-05
ENS | Low | DLC | DLC-Switch-Water Heating | Small Commercial | Offices | % of Load | 1 | 2031 | 1.0003e-05
ENS | Low | DLC | DLC-Switch-Water Heating | Small Commercial | Retail Trade | % of Load | 1 | 2031 | 5.8315e-05
ENS | Low | DLC | DLC-Switch-Water Heating | Small Commercial | Services | % of Load | 1 | 2031 | 7.0051e-05
ENS | Low | DLC | DLC-Thermostat-HVAC | Small Commercial | Miscellaneous | % of Load | 1 | 2031 | 0.00010171
ENS | Low | DLC | DLC-Thermostat-HVAC | Small Commercial | Offices | % of Load | 1 | 2031 | 0.00015848
ENS | Low | DLC | DLC-Thermostat-HVAC | Small Commercial | Retail Trade | % of Load | 1 | 2031 | 0.00014851
ENS | Low | DLC | DLC-Thermostat-HVAC | Small Commercial | Services | % of Load | 1 | 2031 | 0.00017867
ENS | Low | DLC | DLC-Switch-Water Heating | Small Industrial | Miscellaneous | % of Load | 1 | 2031 | 3.8172e-06
ENS | Low | DLC | DLC-Switch-Water Heating | Small Industrial | Offices | % of Load | 1 | 2031 | 1.4846e-07
ENS | Low | DLC | DLC-Switch-Water Heating | Small Industrial | Retail Trade | % of Load | 1 | 2031 | 1.0288e-06
ENS | Low | DLC | DLC-Switch-Water Heating | Small Industrial | Services | % of Load | 1 | 2031 | 1.2825e-06
ENS | Low | DLC | DLC-Thermostat-HVAC | Small Industrial | Miscellaneous | % of Load | 1 | 2031 | 2.4795e-05
ENS | Low | DLC | DLC-Thermostat-HVAC | Small Industrial | Offices | % of Load | 1 | 2031 | 2.4665e-06
ENS | Low | DLC | DLC-Thermostat-HVAC | Small Industrial | Retail Trade | % of Load | 1 | 2031 | 2.91e-06
ENS | Low | DLC | DLC-Thermostat-HVAC | Small Industrial | Services | % of Load | 1 | 2031 | 3.6277e-06
ENS | Low | DLC | DLC-Switch-Water Heating | Residential | Residential LI | % of Load | 1 | 2031 | 0.0020904
ENS | Low | DLC | DLC-Switch-Water Heating | Residential | Residential Market Rate | % of Load | 1 | 2031 | 0.0064684
ENS | Low | DLC | DLC-Thermostat-Heat Pump | Residential | Residential LI | % of Load | 1 | 2031 | 0.00017902
ENS | Low | DLC | DLC-Thermostat-Heat Pump | Residential | Residential Market Rate | % of Load | 1 | 2031 | 0.0037254
ENS | Low | DLC | DLC-Thermostat-Electric Furnace | Residential | Residential LI | % of Load | 1 | 2031 | 0.0022125
ENS | Low | DLC | DLC-Thermostat-Electric Furnace | Residential | Residential Market Rate | % of Load | 1 | 2031 | 0.0024095
ENS | Low | C&I Curtailment | C&I Curtailment- Manual HVAC Control | Large Commercial | Offices | % of Load | 1 | 2031 | 1.8993e-05
ENS | Low | C&I Curtailment | C&I Curtailment- Manual HVAC Control | Large Commercial | Services | % of Load | 1 | 2031 | 3.5668e-05
ENS | Low | C&I Curtailment | C&I Curtailment- Auto-DR HVAC Control | Large Commercial | Offices | % of Load | 1 | 2031 | 0.00010192
ENS | Low | C&I Curtailment | C&I Curtailment- Auto-DR HVAC Control | Large Commercial | Services | % of Load | 1 | 2031 | 0.0001914
ENS | Low | C&I Curtailment | C&I Curtailment- Standard Lighting Control | Large Commercial | Offices | % of Load | 1 | 2031 | 6.4742e-06
ENS | Low | C&I Curtailment | C&I Curtailment- Standard Lighting Control | Large Commercial | Services | % of Load | 1 | 2031 | 4.4996e-05
ENS | Low | C&I Curtailment | C&I Curtailment- Advanced Lighting Control | Large Commercial | Offices | % of Load | 1 | 2031 | 3.2371e-06
ENS | Low | C&I Curtailment | C&I Curtailment- Advanced Lighting Control | Large Commercial | Services | % of Load | 1 | 2031 | 2.2498e-05
ENS | Low | C&I Curtailment | C&I Curtailment- Water Heating Control | Large Commercial | Offices | % of Load | 1 | 2031 | 8.7792e-07
ENS | Low | C&I Curtailment | C&I Curtailment- Water Heating Control | Large Commercial | Services | % of Load | 1 | 2031 | 9.7929e-06
ENS | Low | C&I Curtailment | C&I Curtailment- Other | Large Commercial | Offices | % of Load | 1 | 2031 | 1.4451e-05
ENS | Low | C&I Curtailment | C&I Curtailment- Other | Large Commercial | Services | % of Load | 1 | 2031 | 9.9111e-05
ENS | Low | C&I Curtailment | C&I Curtailment- Manual HVAC Control | Large Industrial | Miscellaneous | % of Load | 1 | 2031 | 6.8683e-06
ENS | Low | C&I Curtailment | C&I Curtailment- Manual HVAC Control | Large Industrial | Offices | % of Load | 1 | 2031 | 4.4264e-06
ENS | Low | C&I Curtailment | C&I Curtailment- Manual HVAC Control | Large Industrial | Retail Trade | % of Load | 1 | 2031 | 1.1643e-05
ENS | Low | C&I Curtailment | C&I Curtailment- Manual HVAC Control | Large Industrial | Services | % of Load | 1 | 2031 | 3.4551e-06
ENS | Low | C&I Curtailment | C&I Curtailment- Auto-DR HVAC Control | Large Industrial | Miscellaneous | % of Load | 1 | 2031 | 3.6855e-05
ENS | Low | C&I Curtailment | C&I Curtailment- Auto-DR HVAC Control | Large Industrial | Offices | % of Load | 1 | 2031 | 2.3752e-05
ENS | Low | C&I Curtailment | C&I Curtailment- Auto-DR HVAC Control | Large Industrial | Retail Trade | % of Load | 1 | 2031 | 6.2476e-05
ENS | Low | C&I Curtailment | C&I Curtailment- Auto-DR HVAC Control | Large Industrial | Services | % of Load | 1 | 2031 | 1.854e-05
ENS | Low | C&I Curtailment | C&I Curtailment- Standard Lighting Control | Large Industrial | Miscellaneous | % of Load | 1 | 2031 | 9.5155e-06
ENS | Low | C&I Curtailment | C&I Curtailment- Standard Lighting Control | Large Industrial | Offices | % of Load | 1 | 2031 | 1.7679e-06
ENS | Low | C&I Curtailment | C&I Curtailment- Standard Lighting Control | Large Industrial | Retail Trade | % of Load | 1 | 2031 | 1.4688e-05
ENS | Low | C&I Curtailment | C&I Curtailment- Standard Lighting Control | Large Industrial | Services | % of Load | 1 | 2031 | 4.3587e-06
ENS | Low | C&I Curtailment | C&I Curtailment- Advanced Lighting Control | Large Industrial | Miscellaneous | % of Load | 1 | 2031 | 4.7577e-06
ENS | Low | C&I Curtailment | C&I Curtailment- Advanced Lighting Control | Large Industrial | Offices | % of Load | 1 | 2031 | 8.8397e-07
ENS | Low | C&I Curtailment | C&I Curtailment- Advanced Lighting Control | Large Industrial | Retail Trade | % of Load | 1 | 2031 | 7.3438e-06
ENS | Low | C&I Curtailment | C&I Curtailment- Advanced Lighting Control | Large Industrial | Services | % of Load | 1 | 2031 | 2.1793e-06
ENS | Low | C&I Curtailment | C&I Curtailment- Water Heating Control | Large Industrial | Miscellaneous | % of Load | 1 | 2031 | 6.1368e-07
ENS | Low | C&I Curtailment | C&I Curtailment- Water Heating Control | Large Industrial | Offices | % of Load | 1 | 2031 | 1.8385e-07
ENS | Low | C&I Curtailment | C&I Curtailment- Water Heating Control | Large Industrial | Retail Trade | % of Load | 1 | 2031 | 3.1966e-06
ENS | Low | C&I Curtailment | C&I Curtailment- Water Heating Control | Large Industrial | Services | % of Load | 1 | 2031 | 9.4863e-07
ENS | Low | C&I Curtailment | C&I Curtailment- Other | Large Industrial | Miscellaneous | % of Load | 1 | 2031 | 1.3107e-05
ENS | Low | C&I Curtailment | C&I Curtailment- Other | Large Industrial | Offices | % of Load | 1 | 2031 | 3.5186e-06
ENS | Low | C&I Curtailment | C&I Curtailment- Other | Large Industrial | Retail Trade | % of Load | 1 | 2031 | 3.2352e-05
ENS | Low | C&I Curtailment | C&I Curtailment- Other | Large Industrial | Services | % of Load | 1 | 2031 | 9.6008e-06
ENS | Low | C&I Curtailment | C&I Curtailment- Industrial | Large Industrial | Manufacturing | % of Load | 1 | 2031 | 0.00047113
ENS | Low | C&I Curtailment | C&I Curtailment- Manual HVAC Control | Interruptible Rider | Miscellaneous | % of Load | 1 | 2031 | 0.00021835
ENS | Low | C&I Curtailment | C&I Curtailment- Manual HVAC Control | Interruptible Rider | Retail Trade | % of Load | 1 | 2031 | 5.8383e-06
ENS | Low | C&I Curtailment | C&I Curtailment- Auto-DR HVAC Control | Interruptible Rider | Miscellaneous | % of Load | 1 | 2031 | 0.0011717
ENS | Low | C&I Curtailment | C&I Curtailment- Auto-DR HVAC Control | Interruptible Rider | Retail Trade | % of Load | 1 | 2031 | 3.1329e-05
ENS | Low | C&I Curtailment | C&I Curtailment- Standard Lighting Control | Interruptible Rider | Miscellaneous | % of Load | 1 | 2031 | 0.00010906
ENS | Low | C&I Curtailment | C&I Curtailment- Standard Lighting Control | Interruptible Rider | Retail Trade | % of Load | 1 | 2031 | 8.1099e-06
ENS | Low | C&I Curtailment | C&I Curtailment- Advanced Lighting Control | Interruptible Rider | Miscellaneous | % of Load | 1 | 2031 | 5.4528e-05
ENS | Low | C&I Curtailment | C&I Curtailment- Advanced Lighting Control | Interruptible Rider | Retail Trade | % of Load | 1 | 2031 | 4.0549e-06
ENS | Low | C&I Curtailment | C&I Curtailment- Water Heating Control | Interruptible Rider | Miscellaneous | % of Load | 1 | 2031 | 1.0766e-05
ENS | Low | C&I Curtailment | C&I Curtailment- Water Heating Control | Interruptible Rider | Retail Trade | % of Load | 1 | 2031 | 1.4325e-06
ENS | Low | C&I Curtailment | C&I Curtailment- Other | Interruptible Rider | Miscellaneous | % of Load | 1 | 2031 | 0.00019383
ENS | Low | C&I Curtailment | C&I Curtailment- Other | Interruptible Rider | Retail Trade | % of Load | 1 | 2031 | 1.57e-05
ENS | Low | C&I Curtailment | C&I Curtailment- Industrial | Interruptible Rider | Manufacturing | % of Load | 1 | 2031 | 0.0003447
ENS | Low | Dynamic Pricing | Dynamic Pricing with enabling tech. | Small Commercial | Manufacturing | % of Load | 1 | 2031 | 2.0687e-05
ENS | Low | Dynamic Pricing | Dynamic Pricing with enabling tech. | Small Commercial | Miscellaneous | % of Load | 1 | 2031 | 0.00021556
ENS | Low | Dynamic Pricing | Dynamic Pricing with enabling tech. | Small Commercial | Offices | % of Load | 1 | 2031 | 0.00017308
ENS | Low | Dynamic Pricing | Dynamic Pricing with enabling tech. | Small Commercial | Retail Trade | % of Load | 1 | 2031 | 0.00039547
ENS | Low | Dynamic Pricing | Dynamic Pricing with enabling tech. | Small Commercial | Services | % of Load | 1 | 2031 | 0.00047567
ENS | Low | Dynamic Pricing | Dynamic Pricing w/o enabling tech. | Small Commercial | Manufacturing | % of Load | 1 | 2031 | 1.2218e-06
ENS | Low | Dynamic Pricing | Dynamic Pricing w/o enabling tech. | Small Commercial | Miscellaneous | % of Load | 1 | 2031 | 1.2731e-05
ENS | Low | Dynamic Pricing | Dynamic Pricing w/o enabling tech. | Small Commercial | Offices | % of Load | 1 | 2031 | 1.0222e-05
ENS | Low | Dynamic Pricing | Dynamic Pricing w/o enabling tech. | Small Commercial | Retail Trade | % of Load | 1 | 2031 | 2.3357e-05
ENS | Low | Dynamic Pricing | Dynamic Pricing w/o enabling tech. | Small Commercial | Services | % of Load | 1 | 2031 | 2.8094e-05
ENS | Low | Dynamic Pricing | Dynamic Pricing with enabling tech. | Large Commercial | Offices | % of Load | 1 | 2031 | 4.1151e-05
ENS | Low | Dynamic Pricing | Dynamic Pricing with enabling tech. | Large Commercial | Services | % of Load | 1 | 2031 | 0.00026871
ENS | Low | Dynamic Pricing | Dynamic Pricing w/o enabling tech. | Large Commercial | Offices | % of Load | 1 | 2031 | 1.5594e-05
ENS | Low | Dynamic Pricing | Dynamic Pricing w/o enabling tech. | Large Commercial | Services | % of Load | 1 | 2031 | 0.00010183
ENS | Low | Dynamic Pricing | Dynamic Pricing with enabling tech. | Small Industrial | Manufacturing | % of Load | 1 | 2031 | 3.3101e-05
ENS | Low | Dynamic Pricing | Dynamic Pricing with enabling tech. | Small Industrial | Miscellaneous | % of Load | 1 | 2031 | 4.4739e-05
ENS | Low | Dynamic Pricing | Dynamic Pricing with enabling tech. | Small Industrial | Offices | % of Load | 1 | 2031 | 2.7287e-06
ENS | Low | Dynamic Pricing | Dynamic Pricing with enabling tech. | Small Industrial | Retail Trade | % of Load | 1 | 2031 | 7.6395e-06
ENS | Low | Dynamic Pricing | Dynamic Pricing with enabling tech. | Small Industrial | Services | % of Load | 1 | 2031 | 9.5235e-06
ENS | Low | Dynamic Pricing | Dynamic Pricing w/o enabling tech. | Small Industrial | Manufacturing | % of Load | 1 | 2031 | 1.955e-06
ENS | Low | Dynamic Pricing | Dynamic Pricing w/o enabling tech. | Small Industrial | Miscellaneous | % of Load | 1 | 2031 | 2.6424e-06
ENS | Low | Dynamic Pricing | Dynamic Pricing w/o enabling tech. | Small Industrial | Offices | % of Load | 1 | 2031 | 1.6116e-07
ENS | Low | Dynamic Pricing | Dynamic Pricing w/o enabling tech. | Small Industrial | Retail Trade | % of Load | 1 | 2031 | 4.5121e-07
ENS | Low | Dynamic Pricing | Dynamic Pricing w/o enabling tech. | Small Industrial | Services | % of Load | 1 | 2031 | 5.6248e-07
ENS | Low | Dynamic Pricing | Dynamic Pricing with enabling tech. | Large Industrial | Manufacturing | % of Load | 1 | 2031 | 0.00024673
ENS | Low | Dynamic Pricing | Dynamic Pricing with enabling tech. | Large Industrial | Miscellaneous | % of Load | 1 | 2031 | 0.00013221
ENS | Low | Dynamic Pricing | Dynamic Pricing with enabling tech. | Large Industrial | Offices | % of Load | 1 | 2031 | 9.8944e-06
ENS | Low | Dynamic Pricing | Dynamic Pricing with enabling tech. | Large Industrial | Retail Trade | % of Load | 1 | 2031 | 4.7501e-05
ENS | Low | Dynamic Pricing | Dynamic Pricing with enabling tech. | Large Industrial | Services | % of Load | 1 | 2031 | 2.603e-05
ENS | Low | Dynamic Pricing | Dynamic Pricing w/o enabling tech. | Large Industrial | Manufacturing | % of Load | 1 | 2031 | 9.3496e-05
ENS | Low | Dynamic Pricing | Dynamic Pricing w/o enabling tech. | Large Industrial | Miscellaneous | % of Load | 1 | 2031 | 5.0099e-05
ENS | Low | Dynamic Pricing | Dynamic Pricing w/o enabling tech. | Large Industrial | Offices | % of Load | 1 | 2031 | 3.7495e-06
ENS | Low | Dynamic Pricing | Dynamic Pricing w/o enabling tech. | Large Industrial | Retail Trade | % of Load | 1 | 2031 | 1.8e-05
ENS | Low | Dynamic Pricing | Dynamic Pricing w/o enabling tech. | Large Industrial | Services | % of Load | 1 | 2031 | 9.8639e-06
ENS | Low | Dynamic Pricing | Dynamic Pricing with enabling tech. | Interruptible Rider | Manufacturing | % of Load | 1 | 2031 | 6.5902e-05
ENS | Low | Dynamic Pricing | Dynamic Pricing with enabling tech. | Interruptible Rider | Miscellaneous | % of Load | 1 | 2031 | 0.0001455
ENS | Low | Dynamic Pricing | Dynamic Pricing with enabling tech. | Interruptible Rider | Retail Trade | % of Load | 1 | 2031 | 8.564e-06
ENS | Low | Dynamic Pricing | Dynamic Pricing w/o enabling tech. | Interruptible Rider | Manufacturing | % of Load | 1 | 2031 | 2.4973e-05
ENS | Low | Dynamic Pricing | Dynamic Pricing w/o enabling tech. | Interruptible Rider | Miscellaneous | % of Load | 1 | 2031 | 5.5138e-05
ENS | Low | Dynamic Pricing | Dynamic Pricing w/o enabling tech. | Interruptible Rider | Retail Trade | % of Load | 1 | 2031 | 3.2453e-06
ENS | Low | Dynamic Pricing | Dynamic Pricing with enabling tech. | Residential | Residential Market Rate | % of Load | 1 | 2031 | 0.0087898
ENS | Low | Dynamic Pricing | Dynamic Pricing w/o enabling tech. | Residential | Residential Market Rate | % of Load | 1 | 2031 | 0.0049154
ENS | Low | BTM Battery Control | BTM Battery Control | Small Commercial | Manufacturing | % of Load | 0 | 2031 | 1.6885e-05
ENS | Low | BTM Battery Control | BTM Battery Control | Small Commercial | Miscellaneous | % of Load | 0 | 2031 | 0.00012511
ENS | Low | BTM Battery Control | BTM Battery Control | Small Commercial | Offices | % of Load | 0 | 2031 | 4.3188e-05
ENS | Low | BTM Battery Control | BTM Battery Control | Small Commercial | Retail Trade | % of Load | 0 | 2031 | 7.5364e-05
ENS | Low | BTM Battery Control | BTM Battery Control | Small Commercial | Services | % of Load | 0 | 2031 | 0.00016407
ENS | Low | BTM Battery Control | BTM Battery Control | Large Commercial | Offices | % of Load | 0 | 2031 | 2.4564e-05
ENS | Low | BTM Battery Control | BTM Battery Control | Large Commercial | Services | % of Load | 0 | 2031 | 0.00013101
ENS | Low | BTM Battery Control | BTM Battery Control | Small Industrial | Manufacturing | % of Load | 0 | 2031 | 4.1198e-07
ENS | Low | BTM Battery Control | BTM Battery Control | Small Industrial | Miscellaneous | % of Load | 0 | 2031 | 2.6825e-06
ENS | Low | BTM Battery Control | BTM Battery Control | Small Industrial | Offices | % of Load | 0 | 2031 | 1.0627e-06
ENS | Low | BTM Battery Control | BTM Battery Control | Small Industrial | Retail Trade | % of Load | 0 | 2031 | 1.8492e-06
ENS | Low | BTM Battery Control | BTM Battery Control | Small Industrial | Services | % of Load | 0 | 2031 | 4.0261e-06
ENS | Low | BTM Battery Control | BTM Battery Control | Large Industrial | Manufacturing | % of Load | 0 | 2031 | 1.6082e-05
ENS | Low | BTM Battery Control | BTM Battery Control | Large Industrial | Miscellaneous | % of Load | 0 | 2031 | 7.4562e-05
ENS | Low | BTM Battery Control | BTM Battery Control | Large Industrial | Offices | % of Load | 0 | 2031 | 8.7719e-06
ENS | Low | BTM Battery Control | BTM Battery Control | Large Industrial | Retail Trade | % of Load | 0 | 2031 | 4.386e-05
ENS | Low | BTM Battery Control | BTM Battery Control | Large Industrial | Services | % of Load | 0 | 2031 | 9.5029e-05
ENS | Low | BTM Battery Control | BTM Battery Control | Interruptible Rider | Manufacturing | % of Load | 0 | 2031 | 2.1497e-05
ENS | Low | BTM Battery Control | BTM Battery Control | Interruptible Rider | Miscellaneous | % of Load | 0 | 2031 | 5.7324e-05
ENS | Low | BTM Battery Control | BTM Battery Control | Interruptible Rider | Retail Trade | % of Load | 0 | 2031 | 8.5987e-05
ENS | Low | BTM Battery Control | BTM Battery Control | Residential | Residential LI | % of Load | 0 | 2031 | 0.00056321
ENS | Low | BTM Battery Control | BTM Battery Control | Residential | Residential Market Rate | % of Load | 0 | 2031 | 0.0035062
ENS | Low | EV Charging Control | EV Charging Control | EV | EV | % of Load | 0 | 2031 | 0.00071098
ENS | Low | Behavioral DR | Behavioral DR | Residential | Residential LI | % of Load | 0 | 2031 | 0.00021672
ENS | Low | Behavioral DR | Behavioral DR | Residential | Residential Market Rate | % of Load | 0 | 2031 | 0.0012707
ENS | Low | DLC | DLC-Switch-Water Heating | Small Commercial | Miscellaneous | % of Load | 1 | 2032 | 1.6842e-05
ENS | Low | DLC | DLC-Switch-Water Heating | Small Commercial | Offices | % of Load | 1 | 2032 | 9.9811e-06
ENS | Low | DLC | DLC-Switch-Water Heating | Small Commercial | Retail Trade | % of Load | 1 | 2032 | 5.8422e-05
ENS | Low | DLC | DLC-Switch-Water Heating | Small Commercial | Services | % of Load | 1 | 2032 | 7.0159e-05
ENS | Low | DLC | DLC-Thermostat-HVAC | Small Commercial | Miscellaneous | % of Load | 1 | 2032 | 9.9621e-05
ENS | Low | DLC | DLC-Thermostat-HVAC | Small Commercial | Offices | % of Load | 1 | 2032 | 0.00015682
ENS | Low | DLC | DLC-Thermostat-HVAC | Small Commercial | Retail Trade | % of Load | 1 | 2032 | 0.00014406
ENS | Low | DLC | DLC-Thermostat-HVAC | Small Commercial | Services | % of Load | 1 | 2032 | 0.00017329
ENS | Low | DLC | DLC-Switch-Water Heating | Small Industrial | Miscellaneous | % of Load | 1 | 2032 | 3.8899e-06
ENS | Low | DLC | DLC-Switch-Water Heating | Small Industrial | Offices | % of Load | 1 | 2032 | 1.5068e-07
ENS | Low | DLC | DLC-Switch-Water Heating | Small Industrial | Retail Trade | % of Load | 1 | 2032 | 1.0479e-06
ENS | Low | DLC | DLC-Switch-Water Heating | Small Industrial | Services | % of Load | 1 | 2032 | 1.3063e-06
ENS | Low | DLC | DLC-Thermostat-HVAC | Small Industrial | Miscellaneous | % of Load | 1 | 2032 | 2.4885e-05
ENS | Low | DLC | DLC-Thermostat-HVAC | Small Industrial | Offices | % of Load | 1 | 2032 | 2.4948e-06
ENS | Low | DLC | DLC-Thermostat-HVAC | Small Industrial | Retail Trade | % of Load | 1 | 2032 | 2.9065e-06
ENS | Low | DLC | DLC-Thermostat-HVAC | Small Industrial | Services | % of Load | 1 | 2032 | 3.6232e-06
ENS | Low | DLC | DLC-Switch-Water Heating | Residential | Residential LI | % of Load | 1 | 2032 | 0.00211
ENS | Low | DLC | DLC-Switch-Water Heating | Residential | Residential Market Rate | % of Load | 1 | 2032 | 0.0065212
ENS | Low | DLC | DLC-Thermostat-Heat Pump | Residential | Residential LI | % of Load | 1 | 2032 | 0.00019917
ENS | Low | DLC | DLC-Thermostat-Heat Pump | Residential | Residential Market Rate | % of Load | 1 | 2032 | 0.0038422
ENS | Low | DLC | DLC-Thermostat-Electric Furnace | Residential | Residential LI | % of Load | 1 | 2032 | 0.0022213
ENS | Low | DLC | DLC-Thermostat-Electric Furnace | Residential | Residential Market Rate | % of Load | 1 | 2032 | 0.0023607
ENS | Low | C&I Curtailment | C&I Curtailment- Manual HVAC Control | Large Commercial | Offices | % of Load | 1 | 2032 | 1.6235e-05
ENS | Low | C&I Curtailment | C&I Curtailment- Manual HVAC Control | Large Commercial | Services | % of Load | 1 | 2032 | 2.9906e-05
ENS | Low | C&I Curtailment | C&I Curtailment- Auto-DR HVAC Control | Large Commercial | Offices | % of Load | 1 | 2032 | 0.000106
ENS | Low | C&I Curtailment | C&I Curtailment- Auto-DR HVAC Control | Large Commercial | Services | % of Load | 1 | 2032 | 0.00019525
ENS | Low | C&I Curtailment | C&I Curtailment- Standard Lighting Control | Large Commercial | Offices | % of Load | 1 | 2032 | 6.1457e-06
ENS | Low | C&I Curtailment | C&I Curtailment- Standard Lighting Control | Large Commercial | Services | % of Load | 1 | 2032 | 4.333e-05
ENS | Low | C&I Curtailment | C&I Curtailment- Advanced Lighting Control | Large Commercial | Offices | % of Load | 1 | 2032 | 3.0729e-06
ENS | Low | C&I Curtailment | C&I Curtailment- Advanced Lighting Control | Large Commercial | Services | % of Load | 1 | 2032 | 2.1665e-05
ENS | Low | C&I Curtailment | C&I Curtailment- Water Heating Control | Large Commercial | Offices | % of Load | 1 | 2032 | 8.8622e-07
ENS | Low | C&I Curtailment | C&I Curtailment- Water Heating Control | Large Commercial | Services | % of Load | 1 | 2032 | 9.8902e-06
ENS | Low | C&I Curtailment | C&I Curtailment- Other | Large Commercial | Offices | % of Load | 1 | 2032 | 1.4382e-05
ENS | Low | C&I Curtailment | C&I Curtailment- Other | Large Commercial | Services | % of Load | 1 | 2032 | 9.9066e-05
ENS | Low | C&I Curtailment | C&I Curtailment- Manual HVAC Control | Large Industrial | Miscellaneous | % of Load | 1 | 2032 | 5.9388e-06
ENS | Low | C&I Curtailment | C&I Curtailment- Manual HVAC Control | Large Industrial | Offices | % of Load | 1 | 2032 | 3.8814e-06
ENS | Low | C&I Curtailment | C&I Curtailment- Manual HVAC Control | Large Industrial | Retail Trade | % of Load | 1 | 2032 | 9.9959e-06
ENS | Low | C&I Curtailment | C&I Curtailment- Manual HVAC Control | Large Industrial | Services | % of Load | 1 | 2032 | 2.9664e-06
ENS | Low | C&I Curtailment | C&I Curtailment- Auto-DR HVAC Control | Large Industrial | Miscellaneous | % of Load | 1 | 2032 | 3.8774e-05
ENS | Low | C&I Curtailment | C&I Curtailment- Auto-DR HVAC Control | Large Industrial | Offices | % of Load | 1 | 2032 | 2.5341e-05
ENS | Low | C&I Curtailment | C&I Curtailment- Auto-DR HVAC Control | Large Industrial | Retail Trade | % of Load | 1 | 2032 | 6.5262e-05
ENS | Low | C&I Curtailment | C&I Curtailment- Auto-DR HVAC Control | Large Industrial | Services | % of Load | 1 | 2032 | 1.9367e-05
ENS | Low | C&I Curtailment | C&I Curtailment- Standard Lighting Control | Large Industrial | Miscellaneous | % of Load | 1 | 2032 | 9.5152e-06
ENS | Low | C&I Curtailment | C&I Curtailment- Standard Lighting Control | Large Industrial | Offices | % of Load | 1 | 2032 | 1.7645e-06
ENS | Low | C&I Curtailment | C&I Curtailment- Standard Lighting Control | Large Industrial | Retail Trade | % of Load | 1 | 2032 | 1.4483e-05
ENS | Low | C&I Curtailment | C&I Curtailment- Standard Lighting Control | Large Industrial | Services | % of Load | 1 | 2032 | 4.2979e-06
ENS | Low | C&I Curtailment | C&I Curtailment- Advanced Lighting Control | Large Industrial | Miscellaneous | % of Load | 1 | 2032 | 4.7576e-06
ENS | Low | C&I Curtailment | C&I Curtailment- Advanced Lighting Control | Large Industrial | Offices | % of Load | 1 | 2032 | 8.8226e-07
ENS | Low | C&I Curtailment | C&I Curtailment- Advanced Lighting Control | Large Industrial | Retail Trade | % of Load | 1 | 2032 | 7.2414e-06
ENS | Low | C&I Curtailment | C&I Curtailment- Advanced Lighting Control | Large Industrial | Services | % of Load | 1 | 2032 | 2.149e-06
ENS | Low | C&I Curtailment | C&I Curtailment- Water Heating Control | Large Industrial | Miscellaneous | % of Load | 1 | 2032 | 6.2466e-07
ENS | Low | C&I Curtailment | C&I Curtailment- Water Heating Control | Large Industrial | Offices | % of Load | 1 | 2032 | 1.8851e-07
ENS | Low | C&I Curtailment | C&I Curtailment- Water Heating Control | Large Industrial | Retail Trade | % of Load | 1 | 2032 | 3.3058e-06
ENS | Low | C&I Curtailment | C&I Curtailment- Water Heating Control | Large Industrial | Services | % of Load | 1 | 2032 | 9.8102e-07
ENS | Low | C&I Curtailment | C&I Curtailment- Other | Large Industrial | Miscellaneous | % of Load | 1 | 2032 | 1.3331e-05
ENS | Low | C&I Curtailment | C&I Curtailment- Other | Large Industrial | Offices | % of Load | 1 | 2032 | 3.6065e-06
ENS | Low | C&I Curtailment | C&I Curtailment- Other | Large Industrial | Retail Trade | % of Load | 1 | 2032 | 3.3113e-05
ENS | Low | C&I Curtailment | C&I Curtailment- Other | Large Industrial | Services | % of Load | 1 | 2032 | 9.8265e-06
ENS | Low | C&I Curtailment | C&I Curtailment- Industrial | Large Industrial | Manufacturing | % of Load | 1 | 2032 | 0.00047126
ENS | Low | C&I Curtailment | C&I Curtailment- Manual HVAC Control | Interruptible Rider | Miscellaneous | % of Load | 1 | 2032 | 0.00018548
ENS | Low | C&I Curtailment | C&I Curtailment- Manual HVAC Control | Interruptible Rider | Retail Trade | % of Load | 1 | 2032 | 4.899e-06
ENS | Low | C&I Curtailment | C&I Curtailment- Auto-DR HVAC Control | Interruptible Rider | Miscellaneous | % of Load | 1 | 2032 | 0.001211
ENS | Low | C&I Curtailment | C&I Curtailment- Auto-DR HVAC Control | Interruptible Rider | Retail Trade | % of Load | 1 | 2032 | 3.1985e-05
ENS | Low | C&I Curtailment | C&I Curtailment- Standard Lighting Control | Interruptible Rider | Miscellaneous | % of Load | 1 | 2032 | 0.0001053
ENS | Low | C&I Curtailment | C&I Curtailment- Standard Lighting Control | Interruptible Rider | Retail Trade | % of Load | 1 | 2032 | 7.8832e-06
ENS | Low | C&I Curtailment | C&I Curtailment- Advanced Lighting Control | Interruptible Rider | Miscellaneous | % of Load | 1 | 2032 | 5.265e-05
ENS | Low | C&I Curtailment | C&I Curtailment- Advanced Lighting Control | Interruptible Rider | Retail Trade | % of Load | 1 | 2032 | 3.9416e-06
ENS | Low | C&I Curtailment | C&I Curtailment- Water Heating Control | Interruptible Rider | Miscellaneous | % of Load | 1 | 2032 | 1.0705e-05
ENS | Low | C&I Curtailment | C&I Curtailment- Water Heating Control | Interruptible Rider | Retail Trade | % of Load | 1 | 2032 | 1.4285e-06
ENS | Low | C&I Curtailment | C&I Curtailment- Other | Interruptible Rider | Miscellaneous | % of Load | 1 | 2032 | 0.00019247
ENS | Low | C&I Curtailment | C&I Curtailment- Other | Interruptible Rider | Retail Trade | % of Load | 1 | 2032 | 1.5619e-05
ENS | Low | C&I Curtailment | C&I Curtailment- Industrial | Interruptible Rider | Manufacturing | % of Load | 1 | 2032 | 0.00033781
ENS | Low | Dynamic Pricing | Dynamic Pricing with enabling tech. | Small Commercial | Manufacturing | % of Load | 1 | 2032 | 2.0231e-05
ENS | Low | Dynamic Pricing | Dynamic Pricing with enabling tech. | Small Commercial | Miscellaneous | % of Load | 1 | 2032 | 0.00021291
ENS | Low | Dynamic Pricing | Dynamic Pricing with enabling tech. | Small Commercial | Offices | % of Load | 1 | 2032 | 0.00017098
ENS | Low | Dynamic Pricing | Dynamic Pricing with enabling tech. | Small Commercial | Retail Trade | % of Load | 1 | 2032 | 0.00038948
ENS | Low | Dynamic Pricing | Dynamic Pricing with enabling tech. | Small Commercial | Services | % of Load | 1 | 2032 | 0.00046838
ENS | Low | Dynamic Pricing | Dynamic Pricing w/o enabling tech. | Small Commercial | Manufacturing | % of Load | 1 | 2032 | 1.1949e-06
ENS | Low | Dynamic Pricing | Dynamic Pricing w/o enabling tech. | Small Commercial | Miscellaneous | % of Load | 1 | 2032 | 1.2575e-05
ENS | Low | Dynamic Pricing | Dynamic Pricing w/o enabling tech. | Small Commercial | Offices | % of Load | 1 | 2032 | 1.0099e-05
ENS | Low | Dynamic Pricing | Dynamic Pricing w/o enabling tech. | Small Commercial | Retail Trade | % of Load | 1 | 2032 | 2.3004e-05
ENS | Low | Dynamic Pricing | Dynamic Pricing w/o enabling tech. | Small Commercial | Services | % of Load | 1 | 2032 | 2.7664e-05
ENS | Low | Dynamic Pricing | Dynamic Pricing with enabling tech. | Large Commercial | Offices | % of Load | 1 | 2032 | 4.0859e-05
ENS | Low | Dynamic Pricing | Dynamic Pricing with enabling tech. | Large Commercial | Services | % of Load | 1 | 2032 | 0.00026663
ENS | Low | Dynamic Pricing | Dynamic Pricing w/o enabling tech. | Large Commercial | Offices | % of Load | 1 | 2032 | 1.5483e-05
ENS | Low | Dynamic Pricing | Dynamic Pricing w/o enabling tech. | Large Commercial | Services | % of Load | 1 | 2032 | 0.00010104
ENS | Low | Dynamic Pricing | Dynamic Pricing with enabling tech. | Small Industrial | Manufacturing | % of Load | 1 | 2032 | 3.3133e-05
ENS | Low | Dynamic Pricing | Dynamic Pricing with enabling tech. | Small Industrial | Miscellaneous | % of Load | 1 | 2032 | 4.5151e-05
ENS | Low | Dynamic Pricing | Dynamic Pricing with enabling tech. | Small Industrial | Offices | % of Load | 1 | 2032 | 2.7588e-06
ENS | Low | Dynamic Pricing | Dynamic Pricing with enabling tech. | Small Industrial | Retail Trade | % of Load | 1 | 2032 | 7.7204e-06
ENS | Low | Dynamic Pricing | Dynamic Pricing with enabling tech. | Small Industrial | Services | % of Load | 1 | 2032 | 9.6243e-06
ENS | Low | Dynamic Pricing | Dynamic Pricing w/o enabling tech. | Small Industrial | Manufacturing | % of Load | 1 | 2032 | 1.9569e-06
ENS | Low | Dynamic Pricing | Dynamic Pricing w/o enabling tech. | Small Industrial | Miscellaneous | % of Load | 1 | 2032 | 2.6667e-06
ENS | Low | Dynamic Pricing | Dynamic Pricing w/o enabling tech. | Small Industrial | Offices | % of Load | 1 | 2032 | 1.6294e-07
ENS | Low | Dynamic Pricing | Dynamic Pricing w/o enabling tech. | Small Industrial | Retail Trade | % of Load | 1 | 2032 | 4.5598e-07
ENS | Low | Dynamic Pricing | Dynamic Pricing w/o enabling tech. | Small Industrial | Services | % of Load | 1 | 2032 | 5.6844e-07
ENS | Low | Dynamic Pricing | Dynamic Pricing with enabling tech. | Large Industrial | Manufacturing | % of Load | 1 | 2032 | 0.00024679
ENS | Low | Dynamic Pricing | Dynamic Pricing with enabling tech. | Large Industrial | Miscellaneous | % of Load | 1 | 2032 | 0.00013388
ENS | Low | Dynamic Pricing | Dynamic Pricing with enabling tech. | Large Industrial | Offices | % of Load | 1 | 2032 | 1.011e-05
ENS | Low | Dynamic Pricing | Dynamic Pricing with enabling tech. | Large Industrial | Retail Trade | % of Load | 1 | 2032 | 4.8263e-05
ENS | Low | Dynamic Pricing | Dynamic Pricing with enabling tech. | Large Industrial | Services | % of Load | 1 | 2032 | 2.6448e-05
ENS | Low | Dynamic Pricing | Dynamic Pricing w/o enabling tech. | Large Industrial | Manufacturing | % of Load | 1 | 2032 | 9.3521e-05
ENS | Low | Dynamic Pricing | Dynamic Pricing w/o enabling tech. | Large Industrial | Miscellaneous | % of Load | 1 | 2032 | 5.0735e-05
ENS | Low | Dynamic Pricing | Dynamic Pricing w/o enabling tech. | Large Industrial | Offices | % of Load | 1 | 2032 | 3.831e-06
ENS | Low | Dynamic Pricing | Dynamic Pricing w/o enabling tech. | Large Industrial | Retail Trade | % of Load | 1 | 2032 | 1.8289e-05
ENS | Low | Dynamic Pricing | Dynamic Pricing w/o enabling tech. | Large Industrial | Services | % of Load | 1 | 2032 | 1.0022e-05
ENS | Low | Dynamic Pricing | Dynamic Pricing with enabling tech. | Interruptible Rider | Manufacturing | % of Load | 1 | 2032 | 6.4585e-05
ENS | Low | Dynamic Pricing | Dynamic Pricing with enabling tech. | Interruptible Rider | Miscellaneous | % of Load | 1 | 2032 | 0.00014398
ENS | Low | Dynamic Pricing | Dynamic Pricing with enabling tech. | Interruptible Rider | Retail Trade | % of Load | 1 | 2032 | 8.4732e-06
ENS | Low | Dynamic Pricing | Dynamic Pricing w/o enabling tech. | Interruptible Rider | Manufacturing | % of Load | 1 | 2032 | 2.4474e-05
ENS | Low | Dynamic Pricing | Dynamic Pricing w/o enabling tech. | Interruptible Rider | Miscellaneous | % of Load | 1 | 2032 | 5.456e-05
ENS | Low | Dynamic Pricing | Dynamic Pricing w/o enabling tech. | Interruptible Rider | Retail Trade | % of Load | 1 | 2032 | 3.2109e-06
ENS | Low | Dynamic Pricing | Dynamic Pricing with enabling tech. | Residential | Residential Market Rate | % of Load | 1 | 2032 | 0.0088292
ENS | Low | Dynamic Pricing | Dynamic Pricing w/o enabling tech. | Residential | Residential Market Rate | % of Load | 1 | 2032 | 0.0049374
ENS | Low | BTM Battery Control | BTM Battery Control | Small Commercial | Manufacturing | % of Load | 0 | 2032 | 1.7185e-05
ENS | Low | BTM Battery Control | BTM Battery Control | Small Commercial | Miscellaneous | % of Load | 0 | 2032 | 0.00012741
ENS | Low | BTM Battery Control | BTM Battery Control | Small Commercial | Offices | % of Load | 0 | 2032 | 4.3955e-05
ENS | Low | BTM Battery Control | BTM Battery Control | Small Commercial | Retail Trade | % of Load | 0 | 2032 | 7.6701e-05
ENS | Low | BTM Battery Control | BTM Battery Control | Small Commercial | Services | % of Load | 0 | 2032 | 0.00016697
ENS | Low | BTM Battery Control | BTM Battery Control | Large Commercial | Offices | % of Load | 0 | 2032 | 2.5e-05
ENS | Low | BTM Battery Control | BTM Battery Control | Large Commercial | Services | % of Load | 0 | 2032 | 0.00013333
ENS | Low | BTM Battery Control | BTM Battery Control | Small Industrial | Manufacturing | % of Load | 0 | 2032 | 4.1929e-07
ENS | Low | BTM Battery Control | BTM Battery Control | Small Industrial | Miscellaneous | % of Load | 0 | 2032 | 2.7301e-06
ENS | Low | BTM Battery Control | BTM Battery Control | Small Industrial | Offices | % of Load | 0 | 2032 | 1.0816e-06
ENS | Low | BTM Battery Control | BTM Battery Control | Small Industrial | Retail Trade | % of Load | 0 | 2032 | 1.882e-06
ENS | Low | BTM Battery Control | BTM Battery Control | Small Industrial | Services | % of Load | 0 | 2032 | 4.0976e-06
ENS | Low | BTM Battery Control | BTM Battery Control | Large Industrial | Manufacturing | % of Load | 0 | 2032 | 1.6367e-05
ENS | Low | BTM Battery Control | BTM Battery Control | Large Industrial | Miscellaneous | % of Load | 0 | 2032 | 7.5885e-05
ENS | Low | BTM Battery Control | BTM Battery Control | Large Industrial | Offices | % of Load | 0 | 2032 | 8.9276e-06
ENS | Low | BTM Battery Control | BTM Battery Control | Large Industrial | Retail Trade | % of Load | 0 | 2032 | 4.4638e-05
ENS | Low | BTM Battery Control | BTM Battery Control | Large Industrial | Services | % of Load | 0 | 2032 | 9.6716e-05
ENS | Low | BTM Battery Control | BTM Battery Control | Interruptible Rider | Manufacturing | % of Load | 0 | 2032 | 2.1878e-05
ENS | Low | BTM Battery Control | BTM Battery Control | Interruptible Rider | Miscellaneous | % of Load | 0 | 2032 | 5.8342e-05
ENS | Low | BTM Battery Control | BTM Battery Control | Interruptible Rider | Retail Trade | % of Load | 0 | 2032 | 8.7512e-05
ENS | Low | BTM Battery Control | BTM Battery Control | Residential | Residential LI | % of Load | 0 | 2032 | 0.00057602
ENS | Low | BTM Battery Control | BTM Battery Control | Residential | Residential Market Rate | % of Load | 0 | 2032 | 0.003586
ENS | Low | EV Charging Control | EV Charging Control | EV | EV | % of Load | 0 | 2032 | 0.00084132
ENS | Low | Behavioral DR | Behavioral DR | Residential | Residential LI | % of Load | 0 | 2032 | 0.00021734
ENS | Low | Behavioral DR | Behavioral DR | Residential | Residential Market Rate | % of Load | 0 | 2032 | 0.0012764
ENS | Low | DLC | DLC-Switch-Water Heating | Small Commercial | Miscellaneous | % of Load | 1 | 2033 | 1.6855e-05
ENS | Low | DLC | DLC-Switch-Water Heating | Small Commercial | Offices | % of Load | 1 | 2033 | 9.9591e-06
ENS | Low | DLC | DLC-Switch-Water Heating | Small Commercial | Retail Trade | % of Load | 1 | 2033 | 5.8534e-05
ENS | Low | DLC | DLC-Switch-Water Heating | Small Commercial | Services | % of Load | 1 | 2033 | 7.0274e-05
ENS | Low | DLC | DLC-Thermostat-HVAC | Small Commercial | Miscellaneous | % of Load | 1 | 2033 | 9.7601e-05
ENS | Low | DLC | DLC-Thermostat-HVAC | Small Commercial | Offices | % of Load | 1 | 2033 | 0.0001552
ENS | Low | DLC | DLC-Thermostat-HVAC | Small Commercial | Retail Trade | % of Load | 1 | 2033 | 0.0001397
ENS | Low | DLC | DLC-Thermostat-HVAC | Small Commercial | Services | % of Load | 1 | 2033 | 0.00016802
ENS | Low | DLC | DLC-Switch-Water Heating | Small Industrial | Miscellaneous | % of Load | 1 | 2033 | 3.9619e-06
ENS | Low | DLC | DLC-Switch-Water Heating | Small Industrial | Offices | % of Load | 1 | 2033 | 1.5286e-07
ENS | Low | DLC | DLC-Switch-Water Heating | Small Industrial | Retail Trade | % of Load | 1 | 2033 | 1.0669e-06
ENS | Low | DLC | DLC-Switch-Water Heating | Small Industrial | Services | % of Load | 1 | 2033 | 1.33e-06
ENS | Low | DLC | DLC-Thermostat-HVAC | Small Industrial | Miscellaneous | % of Load | 1 | 2033 | 2.4975e-05
ENS | Low | DLC | DLC-Thermostat-HVAC | Small Industrial | Offices | % of Load | 1 | 2033 | 2.5225e-06
ENS | Low | DLC | DLC-Thermostat-HVAC | Small Industrial | Retail Trade | % of Load | 1 | 2033 | 2.9008e-06
ENS | Low | DLC | DLC-Thermostat-HVAC | Small Industrial | Services | % of Load | 1 | 2033 | 3.6162e-06
ENS | Low | DLC | DLC-Switch-Water Heating | Residential | Residential LI | % of Load | 1 | 2033 | 0.0021298
ENS | Low | DLC | DLC-Switch-Water Heating | Residential | Residential Market Rate | % of Load | 1 | 2033 | 0.0065743
ENS | Low | DLC | DLC-Thermostat-Heat Pump | Residential | Residential LI | % of Load | 1 | 2033 | 0.00022035
ENS | Low | DLC | DLC-Thermostat-Heat Pump | Residential | Residential Market Rate | % of Load | 1 | 2033 | 0.003962
ENS | Low | DLC | DLC-Thermostat-Electric Furnace | Residential | Residential LI | % of Load | 1 | 2033 | 0.0022283
ENS | Low | DLC | DLC-Thermostat-Electric Furnace | Residential | Residential Market Rate | % of Load | 1 | 2033 | 0.0023062
ENS | Low | C&I Curtailment | C&I Curtailment- Manual HVAC Control | Large Commercial | Offices | % of Load | 1 | 2033 | 1.6178e-05
ENS | Low | C&I Curtailment | C&I Curtailment- Manual HVAC Control | Large Commercial | Services | % of Load | 1 | 2033 | 2.9215e-05
ENS | Low | C&I Curtailment | C&I Curtailment- Auto-DR HVAC Control | Large Commercial | Offices | % of Load | 1 | 2033 | 0.00010562
ENS | Low | C&I Curtailment | C&I Curtailment- Auto-DR HVAC Control | Large Commercial | Services | % of Load | 1 | 2033 | 0.00019074
ENS | Low | C&I Curtailment | C&I Curtailment- Standard Lighting Control | Large Commercial | Offices | % of Load | 1 | 2033 | 5.8549e-06
ENS | Low | C&I Curtailment | C&I Curtailment- Standard Lighting Control | Large Commercial | Services | % of Load | 1 | 2033 | 4.1869e-05
ENS | Low | C&I Curtailment | C&I Curtailment- Advanced Lighting Control | Large Commercial | Offices | % of Load | 1 | 2033 | 2.9274e-06
ENS | Low | C&I Curtailment | C&I Curtailment- Advanced Lighting Control | Large Commercial | Services | % of Load | 1 | 2033 | 2.0934e-05
ENS | Low | C&I Curtailment | C&I Curtailment- Water Heating Control | Large Commercial | Offices | % of Load | 1 | 2033 | 8.9477e-07
ENS | Low | C&I Curtailment | C&I Curtailment- Water Heating Control | Large Commercial | Services | % of Load | 1 | 2033 | 9.9902e-06
ENS | Low | C&I Curtailment | C&I Curtailment- Other | Large Commercial | Offices | % of Load | 1 | 2033 | 1.4315e-05
ENS | Low | C&I Curtailment | C&I Curtailment- Other | Large Commercial | Services | % of Load | 1 | 2033 | 9.9038e-05
ENS | Low | C&I Curtailment | C&I Curtailment- Manual HVAC Control | Large Industrial | Miscellaneous | % of Load | 1 | 2033 | 5.9455e-06
ENS | Low | C&I Curtailment | C&I Curtailment- Manual HVAC Control | Large Industrial | Offices | % of Load | 1 | 2033 | 3.9373e-06
ENS | Low | C&I Curtailment | C&I Curtailment- Manual HVAC Control | Large Industrial | Retail Trade | % of Load | 1 | 2033 | 9.923e-06
ENS | Low | C&I Curtailment | C&I Curtailment- Manual HVAC Control | Large Industrial | Services | % of Load | 1 | 2033 | 2.9448e-06
ENS | Low | C&I Curtailment | C&I Curtailment- Auto-DR HVAC Control | Large Industrial | Miscellaneous | % of Load | 1 | 2033 | 3.8817e-05
ENS | Low | C&I Curtailment | C&I Curtailment- Auto-DR HVAC Control | Large Industrial | Offices | % of Load | 1 | 2033 | 2.5706e-05
ENS | Low | C&I Curtailment | C&I Curtailment- Auto-DR HVAC Control | Large Industrial | Retail Trade | % of Load | 1 | 2033 | 6.4786e-05
ENS | Low | C&I Curtailment | C&I Curtailment- Auto-DR HVAC Control | Large Industrial | Services | % of Load | 1 | 2033 | 1.9226e-05
ENS | Low | C&I Curtailment | C&I Curtailment- Standard Lighting Control | Large Industrial | Miscellaneous | % of Load | 1 | 2033 | 9.4839e-06
ENS | Low | C&I Curtailment | C&I Curtailment- Standard Lighting Control | Large Industrial | Offices | % of Load | 1 | 2033 | 1.7537e-06
ENS | Low | C&I Curtailment | C&I Curtailment- Standard Lighting Control | Large Industrial | Retail Trade | % of Load | 1 | 2033 | 1.4221e-05
ENS | Low | C&I Curtailment | C&I Curtailment- Standard Lighting Control | Large Industrial | Services | % of Load | 1 | 2033 | 4.2202e-06
ENS | Low | C&I Curtailment | C&I Curtailment- Advanced Lighting Control | Large Industrial | Miscellaneous | % of Load | 1 | 2033 | 4.742e-06
ENS | Low | C&I Curtailment | C&I Curtailment- Advanced Lighting Control | Large Industrial | Offices | % of Load | 1 | 2033 | 8.7686e-07
ENS | Low | C&I Curtailment | C&I Curtailment- Advanced Lighting Control | Large Industrial | Retail Trade | % of Load | 1 | 2033 | 7.1104e-06
ENS | Low | C&I Curtailment | C&I Curtailment- Advanced Lighting Control | Large Industrial | Services | % of Load | 1 | 2033 | 2.1101e-06
ENS | Low | C&I Curtailment | C&I Curtailment- Water Heating Control | Large Industrial | Miscellaneous | % of Load | 1 | 2033 | 6.3293e-07
ENS | Low | C&I Curtailment | C&I Curtailment- Water Heating Control | Large Industrial | Offices | % of Load | 1 | 2033 | 1.9182e-07
ENS | Low | C&I Curtailment | C&I Curtailment- Water Heating Control | Large Industrial | Retail Trade | % of Load | 1 | 2033 | 3.3932e-06
ENS | Low | C&I Curtailment | C&I Curtailment- Water Heating Control | Large Industrial | Services | % of Load | 1 | 2033 | 1.007e-06
ENS | Low | C&I Curtailment | C&I Curtailment- Other | Large Industrial | Miscellaneous | % of Load | 1 | 2033 | 1.3479e-05
ENS | Low | C&I Curtailment | C&I Curtailment- Other | Large Industrial | Offices | % of Load | 1 | 2033 | 3.669e-06
ENS | Low | C&I Curtailment | C&I Curtailment- Other | Large Industrial | Retail Trade | % of Load | 1 | 2033 | 3.3639e-05
ENS | Low | C&I Curtailment | C&I Curtailment- Other | Large Industrial | Services | % of Load | 1 | 2033 | 9.9826e-06
ENS | Low | C&I Curtailment | C&I Curtailment- Industrial | Large Industrial | Manufacturing | % of Load | 1 | 2033 | 0.00046979
ENS | Low | C&I Curtailment | C&I Curtailment- Manual HVAC Control | Interruptible Rider | Miscellaneous | % of Load | 1 | 2033 | 0.00018353
ENS | Low | C&I Curtailment | C&I Curtailment- Manual HVAC Control | Interruptible Rider | Retail Trade | % of Load | 1 | 2033 | 4.7867e-06
ENS | Low | C&I Curtailment | C&I Curtailment- Auto-DR HVAC Control | Interruptible Rider | Miscellaneous | % of Load | 1 | 2033 | 0.0011982
ENS | Low | C&I Curtailment | C&I Curtailment- Auto-DR HVAC Control | Interruptible Rider | Retail Trade | % of Load | 1 | 2033 | 3.1251e-05
ENS | Low | C&I Curtailment | C&I Curtailment- Standard Lighting Control | Interruptible Rider | Miscellaneous | % of Load | 1 | 2033 | 0.00010184
ENS | Low | C&I Curtailment | C&I Curtailment- Standard Lighting Control | Interruptible Rider | Retail Trade | % of Load | 1 | 2033 | 7.6726e-06
ENS | Low | C&I Curtailment | C&I Curtailment- Advanced Lighting Control | Interruptible Rider | Miscellaneous | % of Load | 1 | 2033 | 5.0922e-05
ENS | Low | C&I Curtailment | C&I Curtailment- Advanced Lighting Control | Interruptible Rider | Retail Trade | % of Load | 1 | 2033 | 3.8363e-06
ENS | Low | C&I Curtailment | C&I Curtailment- Water Heating Control | Interruptible Rider | Miscellaneous | % of Load | 1 | 2033 | 1.0639e-05
ENS | Low | C&I Curtailment | C&I Curtailment- Water Heating Control | Interruptible Rider | Retail Trade | % of Load | 1 | 2033 | 1.4238e-06
ENS | Low | C&I Curtailment | C&I Curtailment- Other | Interruptible Rider | Miscellaneous | % of Load | 1 | 2033 | 0.00019102
ENS | Low | C&I Curtailment | C&I Curtailment- Other | Interruptible Rider | Retail Trade | % of Load | 1 | 2033 | 1.5531e-05
ENS | Low | C&I Curtailment | C&I Curtailment- Industrial | Interruptible Rider | Manufacturing | % of Load | 1 | 2033 | 0.00033142
ENS | Low | Dynamic Pricing | Dynamic Pricing with enabling tech. | Small Commercial | Manufacturing | % of Load | 1 | 2033 | 1.9819e-05
ENS | Low | Dynamic Pricing | Dynamic Pricing with enabling tech. | Small Commercial | Miscellaneous | % of Load | 1 | 2033 | 0.00021041
ENS | Low | Dynamic Pricing | Dynamic Pricing with enabling tech. | Small Commercial | Offices | % of Load | 1 | 2033 | 0.00016898
ENS | Low | Dynamic Pricing | Dynamic Pricing with enabling tech. | Small Commercial | Retail Trade | % of Load | 1 | 2033 | 0.00038375
ENS | Low | Dynamic Pricing | Dynamic Pricing with enabling tech. | Small Commercial | Services | % of Load | 1 | 2033 | 0.00046141
ENS | Low | Dynamic Pricing | Dynamic Pricing w/o enabling tech. | Small Commercial | Manufacturing | % of Load | 1 | 2033 | 1.1705e-06
ENS | Low | Dynamic Pricing | Dynamic Pricing w/o enabling tech. | Small Commercial | Miscellaneous | % of Load | 1 | 2033 | 1.2428e-05
ENS | Low | Dynamic Pricing | Dynamic Pricing w/o enabling tech. | Small Commercial | Offices | % of Load | 1 | 2033 | 9.9803e-06
ENS | Low | Dynamic Pricing | Dynamic Pricing w/o enabling tech. | Small Commercial | Retail Trade | % of Load | 1 | 2033 | 2.2665e-05
ENS | Low | Dynamic Pricing | Dynamic Pricing w/o enabling tech. | Small Commercial | Services | % of Load | 1 | 2033 | 2.7252e-05
ENS | Low | Dynamic Pricing | Dynamic Pricing with enabling tech. | Large Commercial | Offices | % of Load | 1 | 2033 | 4.059e-05
ENS | Low | Dynamic Pricing | Dynamic Pricing with enabling tech. | Large Commercial | Services | % of Load | 1 | 2033 | 0.00026472
ENS | Low | Dynamic Pricing | Dynamic Pricing w/o enabling tech. | Large Commercial | Offices | % of Load | 1 | 2033 | 1.5381e-05
ENS | Low | Dynamic Pricing | Dynamic Pricing w/o enabling tech. | Large Commercial | Services | % of Load | 1 | 2033 | 0.00010032
ENS | Low | Dynamic Pricing | Dynamic Pricing with enabling tech. | Small Industrial | Manufacturing | % of Load | 1 | 2033 | 3.3205e-05
ENS | Low | Dynamic Pricing | Dynamic Pricing with enabling tech. | Small Industrial | Miscellaneous | % of Load | 1 | 2033 | 4.557e-05
ENS | Low | Dynamic Pricing | Dynamic Pricing with enabling tech. | Small Industrial | Offices | % of Load | 1 | 2033 | 2.7887e-06
ENS | Low | Dynamic Pricing | Dynamic Pricing with enabling tech. | Small Industrial | Retail Trade | % of Load | 1 | 2033 | 7.8004e-06
ENS | Low | Dynamic Pricing | Dynamic Pricing with enabling tech. | Small Industrial | Services | % of Load | 1 | 2033 | 9.7241e-06
ENS | Low | Dynamic Pricing | Dynamic Pricing w/o enabling tech. | Small Industrial | Manufacturing | % of Load | 1 | 2033 | 1.9611e-06
ENS | Low | Dynamic Pricing | Dynamic Pricing w/o enabling tech. | Small Industrial | Miscellaneous | % of Load | 1 | 2033 | 2.6915e-06
ENS | Low | Dynamic Pricing | Dynamic Pricing w/o enabling tech. | Small Industrial | Offices | % of Load | 1 | 2033 | 1.6471e-07
ENS | Low | Dynamic Pricing | Dynamic Pricing w/o enabling tech. | Small Industrial | Retail Trade | % of Load | 1 | 2033 | 4.6071e-07
ENS | Low | Dynamic Pricing | Dynamic Pricing w/o enabling tech. | Small Industrial | Services | % of Load | 1 | 2033 | 5.7433e-07
ENS | Low | Dynamic Pricing | Dynamic Pricing with enabling tech. | Large Industrial | Manufacturing | % of Load | 1 | 2033 | 0.00024602
ENS | Low | Dynamic Pricing | Dynamic Pricing with enabling tech. | Large Industrial | Miscellaneous | % of Load | 1 | 2033 | 0.00013481
ENS | Low | Dynamic Pricing | Dynamic Pricing with enabling tech. | Large Industrial | Offices | % of Load | 1 | 2033 | 1.0256e-05
ENS | Low | Dynamic Pricing | Dynamic Pricing with enabling tech. | Large Industrial | Retail Trade | % of Load | 1 | 2033 | 4.8692e-05
ENS | Low | Dynamic Pricing | Dynamic Pricing with enabling tech. | Large Industrial | Services | % of Load | 1 | 2033 | 2.6683e-05
ENS | Low | Dynamic Pricing | Dynamic Pricing w/o enabling tech. | Large Industrial | Manufacturing | % of Load | 1 | 2033 | 9.3229e-05
ENS | Low | Dynamic Pricing | Dynamic Pricing w/o enabling tech. | Large Industrial | Miscellaneous | % of Load | 1 | 2033 | 5.1088e-05
ENS | Low | Dynamic Pricing | Dynamic Pricing w/o enabling tech. | Large Industrial | Offices | % of Load | 1 | 2033 | 3.8864e-06
ENS | Low | Dynamic Pricing | Dynamic Pricing w/o enabling tech. | Large Industrial | Retail Trade | % of Load | 1 | 2033 | 1.8452e-05
ENS | Low | Dynamic Pricing | Dynamic Pricing w/o enabling tech. | Large Industrial | Services | % of Load | 1 | 2033 | 1.0111e-05
ENS | Low | Dynamic Pricing | Dynamic Pricing with enabling tech. | Interruptible Rider | Manufacturing | % of Load | 1 | 2033 | 6.3363e-05
ENS | Low | Dynamic Pricing | Dynamic Pricing with enabling tech. | Interruptible Rider | Miscellaneous | % of Load | 1 | 2033 | 0.00014243
ENS | Low | Dynamic Pricing | Dynamic Pricing with enabling tech. | Interruptible Rider | Retail Trade | % of Load | 1 | 2033 | 8.3811e-06
ENS | Low | Dynamic Pricing | Dynamic Pricing w/o enabling tech. | Interruptible Rider | Manufacturing | % of Load | 1 | 2033 | 2.4011e-05
ENS | Low | Dynamic Pricing | Dynamic Pricing w/o enabling tech. | Interruptible Rider | Miscellaneous | % of Load | 1 | 2033 | 5.3974e-05
ENS | Low | Dynamic Pricing | Dynamic Pricing w/o enabling tech. | Interruptible Rider | Retail Trade | % of Load | 1 | 2033 | 3.176e-06
ENS | Low | Dynamic Pricing | Dynamic Pricing with enabling tech. | Residential | Residential Market Rate | % of Load | 1 | 2033 | 0.0088687
ENS | Low | Dynamic Pricing | Dynamic Pricing w/o enabling tech. | Residential | Residential Market Rate | % of Load | 1 | 2033 | 0.0049594
ENS | Low | BTM Battery Control | BTM Battery Control | Small Commercial | Manufacturing | % of Load | 0 | 2033 | 1.7422e-05
ENS | Low | BTM Battery Control | BTM Battery Control | Small Commercial | Miscellaneous | % of Load | 0 | 2033 | 0.00012923
ENS | Low | BTM Battery Control | BTM Battery Control | Small Commercial | Offices | % of Load | 0 | 2033 | 4.4561e-05
ENS | Low | BTM Battery Control | BTM Battery Control | Small Commercial | Retail Trade | % of Load | 0 | 2033 | 7.7758e-05
ENS | Low | BTM Battery Control | BTM Battery Control | Small Commercial | Services | % of Load | 0 | 2033 | 0.00016926
ENS | Low | BTM Battery Control | BTM Battery Control | Large Commercial | Offices | % of Load | 0 | 2033 | 2.5345e-05
ENS | Low | BTM Battery Control | BTM Battery Control | Large Commercial | Services | % of Load | 0 | 2033 | 0.00013517
ENS | Low | BTM Battery Control | BTM Battery Control | Small Industrial | Manufacturing | % of Load | 0 | 2033 | 4.2506e-07
ENS | Low | BTM Battery Control | BTM Battery Control | Small Industrial | Miscellaneous | % of Load | 0 | 2033 | 2.7677e-06
ENS | Low | BTM Battery Control | BTM Battery Control | Small Industrial | Offices | % of Load | 0 | 2033 | 1.0965e-06
ENS | Low | BTM Battery Control | BTM Battery Control | Small Industrial | Retail Trade | % of Load | 0 | 2033 | 1.908e-06
ENS | Low | BTM Battery Control | BTM Battery Control | Small Industrial | Services | % of Load | 0 | 2033 | 4.154e-06
ENS | Low | BTM Battery Control | BTM Battery Control | Large Industrial | Manufacturing | % of Load | 0 | 2033 | 1.6593e-05
ENS | Low | BTM Battery Control | BTM Battery Control | Large Industrial | Miscellaneous | % of Load | 0 | 2033 | 7.693e-05
ENS | Low | BTM Battery Control | BTM Battery Control | Large Industrial | Offices | % of Load | 0 | 2033 | 9.0506e-06
ENS | Low | BTM Battery Control | BTM Battery Control | Large Industrial | Retail Trade | % of Load | 0 | 2033 | 4.5253e-05
ENS | Low | BTM Battery Control | BTM Battery Control | Large Industrial | Services | % of Load | 0 | 2033 | 9.8049e-05
ENS | Low | BTM Battery Control | BTM Battery Control | Interruptible Rider | Manufacturing | % of Load | 0 | 2033 | 2.218e-05
ENS | Low | BTM Battery Control | BTM Battery Control | Interruptible Rider | Miscellaneous | % of Load | 0 | 2033 | 5.9146e-05
ENS | Low | BTM Battery Control | BTM Battery Control | Interruptible Rider | Retail Trade | % of Load | 0 | 2033 | 8.8718e-05
ENS | Low | BTM Battery Control | BTM Battery Control | Residential | Residential LI | % of Load | 0 | 2033 | 0.00058683
ENS | Low | BTM Battery Control | BTM Battery Control | Residential | Residential Market Rate | % of Load | 0 | 2033 | 0.0036532
ENS | Low | EV Charging Control | EV Charging Control | EV | EV | % of Load | 0 | 2033 | 0.00098614
ENS | Low | Behavioral DR | Behavioral DR | Residential | Residential LI | % of Load | 0 | 2033 | 0.00021794
ENS | Low | Behavioral DR | Behavioral DR | Residential | Residential Market Rate | % of Load | 0 | 2033 | 0.0012821
ENS | Low | DLC | DLC-Switch-Water Heating | Small Commercial | Miscellaneous | % of Load | 1 | 2034 | 1.679e-05
ENS | Low | DLC | DLC-Switch-Water Heating | Small Commercial | Offices | % of Load | 1 | 2034 | 9.8735e-06
ENS | Low | DLC | DLC-Switch-Water Heating | Small Commercial | Retail Trade | % of Load | 1 | 2034 | 5.83e-05
ENS | Low | DLC | DLC-Switch-Water Heating | Small Commercial | Services | % of Load | 1 | 2034 | 6.9972e-05
ENS | Low | DLC | DLC-Thermostat-HVAC | Small Commercial | Miscellaneous | % of Load | 1 | 2034 | 9.4844e-05
ENS | Low | DLC | DLC-Thermostat-HVAC | Small Commercial | Offices | % of Load | 1 | 2034 | 0.00015239
ENS | Low | DLC | DLC-Thermostat-HVAC | Small Commercial | Retail Trade | % of Load | 1 | 2034 | 0.00013386
ENS | Low | DLC | DLC-Thermostat-HVAC | Small Commercial | Services | % of Load | 1 | 2034 | 0.00016099
ENS | Low | DLC | DLC-Switch-Water Heating | Small Industrial | Miscellaneous | % of Load | 1 | 2034 | 4.0905e-06
ENS | Low | DLC | DLC-Switch-Water Heating | Small Industrial | Offices | % of Load | 1 | 2034 | 1.5725e-07
ENS | Low | DLC | DLC-Switch-Water Heating | Small Industrial | Retail Trade | % of Load | 1 | 2034 | 1.1008e-06
ENS | Low | DLC | DLC-Switch-Water Heating | Small Industrial | Services | % of Load | 1 | 2034 | 1.3723e-06
ENS | Low | DLC | DLC-Thermostat-HVAC | Small Industrial | Miscellaneous | % of Load | 1 | 2034 | 2.5405e-05
ENS | Low | DLC | DLC-Thermostat-HVAC | Small Industrial | Offices | % of Load | 1 | 2034 | 2.5852e-06
ENS | Low | DLC | DLC-Thermostat-HVAC | Small Industrial | Retail Trade | % of Load | 1 | 2034 | 2.9375e-06
ENS | Low | DLC | DLC-Thermostat-HVAC | Small Industrial | Services | % of Load | 1 | 2034 | 3.662e-06
ENS | Low | DLC | DLC-Switch-Water Heating | Residential | Residential LI | % of Load | 1 | 2034 | 0.0021527
ENS | Low | DLC | DLC-Switch-Water Heating | Residential | Residential Market Rate | % of Load | 1 | 2034 | 0.0066362
ENS | Low | DLC | DLC-Thermostat-Heat Pump | Residential | Residential LI | % of Load | 1 | 2034 | 0.00024593
ENS | Low | DLC | DLC-Thermostat-Heat Pump | Residential | Residential Market Rate | % of Load | 1 | 2034 | 0.004143
ENS | Low | DLC | DLC-Thermostat-Electric Furnace | Residential | Residential LI | % of Load | 1 | 2034 | 0.0022654
ENS | Low | DLC | DLC-Thermostat-Electric Furnace | Residential | Residential Market Rate | % of Load | 1 | 2034 | 0.0022786
ENS | Low | C&I Curtailment | C&I Curtailment- Manual HVAC Control | Large Commercial | Offices | % of Load | 1 | 2034 | 1.5971e-05
ENS | Low | C&I Curtailment | C&I Curtailment- Manual HVAC Control | Large Commercial | Services | % of Load | 1 | 2034 | 2.8157e-05
ENS | Low | C&I Curtailment | C&I Curtailment- Auto-DR HVAC Control | Large Commercial | Offices | % of Load | 1 | 2034 | 0.00010427
ENS | Low | C&I Curtailment | C&I Curtailment- Auto-DR HVAC Control | Large Commercial | Services | % of Load | 1 | 2034 | 0.00018383
ENS | Low | C&I Curtailment | C&I Curtailment- Standard Lighting Control | Large Commercial | Offices | % of Load | 1 | 2034 | 5.4132e-06
ENS | Low | C&I Curtailment | C&I Curtailment- Standard Lighting Control | Large Commercial | Services | % of Load | 1 | 2034 | 3.9521e-05
ENS | Low | C&I Curtailment | C&I Curtailment- Advanced Lighting Control | Large Commercial | Offices | % of Load | 1 | 2034 | 2.7066e-06
ENS | Low | C&I Curtailment | C&I Curtailment- Advanced Lighting Control | Large Commercial | Services | % of Load | 1 | 2034 | 1.9761e-05
ENS | Low | C&I Curtailment | C&I Curtailment- Water Heating Control | Large Commercial | Offices | % of Load | 1 | 2034 | 8.9699e-07
ENS | Low | C&I Curtailment | C&I Curtailment- Water Heating Control | Large Commercial | Services | % of Load | 1 | 2034 | 1.0021e-05
ENS | Low | C&I Curtailment | C&I Curtailment- Other | Large Commercial | Offices | % of Load | 1 | 2034 | 1.4118e-05
ENS | Low | C&I Curtailment | C&I Curtailment- Other | Large Commercial | Services | % of Load | 1 | 2034 | 9.8176e-05
ENS | Low | C&I Curtailment | C&I Curtailment- Manual HVAC Control | Large Industrial | Miscellaneous | % of Load | 1 | 2034 | 6.0255e-06
ENS | Low | C&I Curtailment | C&I Curtailment- Manual HVAC Control | Large Industrial | Offices | % of Load | 1 | 2034 | 4.0459e-06
ENS | Low | C&I Curtailment | C&I Curtailment- Manual HVAC Control | Large Industrial | Retail Trade | % of Load | 1 | 2034 | 9.9306e-06
ENS | Low | C&I Curtailment | C&I Curtailment- Manual HVAC Control | Large Industrial | Services | % of Load | 1 | 2034 | 2.947e-06
ENS | Low | C&I Curtailment | C&I Curtailment- Auto-DR HVAC Control | Large Industrial | Miscellaneous | % of Load | 1 | 2034 | 3.9339e-05
ENS | Low | C&I Curtailment | C&I Curtailment- Auto-DR HVAC Control | Large Industrial | Offices | % of Load | 1 | 2034 | 2.6415e-05
ENS | Low | C&I Curtailment | C&I Curtailment- Auto-DR HVAC Control | Large Industrial | Retail Trade | % of Load | 1 | 2034 | 6.4835e-05
ENS | Low | C&I Curtailment | C&I Curtailment- Auto-DR HVAC Control | Large Industrial | Services | % of Load | 1 | 2034 | 1.924e-05
ENS | Low | C&I Curtailment | C&I Curtailment- Standard Lighting Control | Large Industrial | Miscellaneous | % of Load | 1 | 2034 | 9.5414e-06
ENS | Low | C&I Curtailment | C&I Curtailment- Standard Lighting Control | Large Industrial | Offices | % of Load | 1 | 2034 | 1.7543e-06
ENS | Low | C&I Curtailment | C&I Curtailment- Standard Lighting Control | Large Industrial | Retail Trade | % of Load | 1 | 2034 | 1.3939e-05
ENS | Low | C&I Curtailment | C&I Curtailment- Standard Lighting Control | Large Industrial | Services | % of Load | 1 | 2034 | 4.1365e-06
ENS | Low | C&I Curtailment | C&I Curtailment- Advanced Lighting Control | Large Industrial | Miscellaneous | % of Load | 1 | 2034 | 4.7707e-06
ENS | Low | C&I Curtailment | C&I Curtailment- Advanced Lighting Control | Large Industrial | Offices | % of Load | 1 | 2034 | 8.7714e-07
ENS | Low | C&I Curtailment | C&I Curtailment- Advanced Lighting Control | Large Industrial | Retail Trade | % of Load | 1 | 2034 | 6.9694e-06
ENS | Low | C&I Curtailment | C&I Curtailment- Advanced Lighting Control | Large Industrial | Services | % of Load | 1 | 2034 | 2.0682e-06
ENS | Low | C&I Curtailment | C&I Curtailment- Water Heating Control | Large Industrial | Miscellaneous | % of Load | 1 | 2034 | 6.5372e-07
ENS | Low | C&I Curtailment | C&I Curtailment- Water Heating Control | Large Industrial | Offices | % of Load | 1 | 2034 | 1.9787e-07
ENS | Low | C&I Curtailment | C&I Curtailment- Water Heating Control | Large Industrial | Retail Trade | % of Load | 1 | 2034 | 3.5343e-06
ENS | Low | C&I Curtailment | C&I Curtailment- Water Heating Control | Large Industrial | Services | % of Load | 1 | 2034 | 1.0488e-06
ENS | Low | C&I Curtailment | C&I Curtailment- Other | Large Industrial | Miscellaneous | % of Load | 1 | 2034 | 1.3845e-05
ENS | Low | C&I Curtailment | C&I Curtailment- Other | Large Industrial | Offices | % of Load | 1 | 2034 | 3.7821e-06
ENS | Low | C&I Curtailment | C&I Curtailment- Other | Large Industrial | Retail Trade | % of Load | 1 | 2034 | 3.4626e-05
ENS | Low | C&I Curtailment | C&I Curtailment- Other | Large Industrial | Services | % of Load | 1 | 2034 | 1.0276e-05
ENS | Low | C&I Curtailment | C&I Curtailment- Industrial | Large Industrial | Manufacturing | % of Load | 1 | 2034 | 0.00047645
ENS | Low | C&I Curtailment | C&I Curtailment- Manual HVAC Control | Interruptible Rider | Miscellaneous | % of Load | 1 | 2034 | 0.00018649
ENS | Low | C&I Curtailment | C&I Curtailment- Manual HVAC Control | Interruptible Rider | Retail Trade | % of Load | 1 | 2034 | 4.8069e-06
ENS | Low | C&I Curtailment | C&I Curtailment- Auto-DR HVAC Control | Interruptible Rider | Miscellaneous | % of Load | 1 | 2034 | 0.0012176
ENS | Low | C&I Curtailment | C&I Curtailment- Auto-DR HVAC Control | Interruptible Rider | Retail Trade | % of Load | 1 | 2034 | 3.1384e-05
ENS | Low | C&I Curtailment | C&I Curtailment- Standard Lighting Control | Interruptible Rider | Miscellaneous | % of Load | 1 | 2034 | 0.00010115
ENS | Low | C&I Curtailment | C&I Curtailment- Standard Lighting Control | Interruptible Rider | Retail Trade | % of Load | 1 | 2034 | 7.6696e-06
ENS | Low | C&I Curtailment | C&I Curtailment- Advanced Lighting Control | Interruptible Rider | Miscellaneous | % of Load | 1 | 2034 | 5.0576e-05
ENS | Low | C&I Curtailment | C&I Curtailment- Advanced Lighting Control | Interruptible Rider | Retail Trade | % of Load | 1 | 2034 | 3.8348e-06
ENS | Low | C&I Curtailment | C&I Curtailment- Water Heating Control | Interruptible Rider | Miscellaneous | % of Load | 1 | 2034 | 1.0861e-05
ENS | Low | C&I Curtailment | C&I Curtailment- Water Heating Control | Interruptible Rider | Retail Trade | % of Load | 1 | 2034 | 1.4569e-06
ENS | Low | C&I Curtailment | C&I Curtailment- Other | Interruptible Rider | Miscellaneous | % of Load | 1 | 2034 | 0.00019466
ENS | Low | C&I Curtailment | C&I Curtailment- Other | Interruptible Rider | Retail Trade | % of Load | 1 | 2034 | 1.5855e-05
ENS | Low | C&I Curtailment | C&I Curtailment- Industrial | Interruptible Rider | Manufacturing | % of Load | 1 | 2034 | 0.00033354
ENS | Low | Dynamic Pricing | Dynamic Pricing with enabling tech. | Small Commercial | Manufacturing | % of Load | 1 | 2034 | 1.9269e-05
ENS | Low | Dynamic Pricing | Dynamic Pricing with enabling tech. | Small Commercial | Miscellaneous | % of Load | 1 | 2034 | 0.00020645
ENS | Low | Dynamic Pricing | Dynamic Pricing with enabling tech. | Small Commercial | Offices | % of Load | 1 | 2034 | 0.0001656
ENS | Low | Dynamic Pricing | Dynamic Pricing with enabling tech. | Small Commercial | Retail Trade | % of Load | 1 | 2034 | 0.00037467
ENS | Low | Dynamic Pricing | Dynamic Pricing with enabling tech. | Small Commercial | Services | % of Load | 1 | 2034 | 0.00045043
ENS | Low | Dynamic Pricing | Dynamic Pricing w/o enabling tech. | Small Commercial | Manufacturing | % of Load | 1 | 2034 | 1.1381e-06
ENS | Low | Dynamic Pricing | Dynamic Pricing w/o enabling tech. | Small Commercial | Miscellaneous | % of Load | 1 | 2034 | 1.2193e-05
ENS | Low | Dynamic Pricing | Dynamic Pricing w/o enabling tech. | Small Commercial | Offices | % of Load | 1 | 2034 | 9.781e-06
ENS | Low | Dynamic Pricing | Dynamic Pricing w/o enabling tech. | Small Commercial | Retail Trade | % of Load | 1 | 2034 | 2.2129e-05
ENS | Low | Dynamic Pricing | Dynamic Pricing w/o enabling tech. | Small Commercial | Services | % of Load | 1 | 2034 | 2.6604e-05
ENS | Low | Dynamic Pricing | Dynamic Pricing with enabling tech. | Large Commercial | Offices | % of Load | 1 | 2034 | 3.9911e-05
ENS | Low | Dynamic Pricing | Dynamic Pricing with enabling tech. | Large Commercial | Services | % of Load | 1 | 2034 | 0.0002601
ENS | Low | Dynamic Pricing | Dynamic Pricing w/o enabling tech. | Large Commercial | Offices | % of Load | 1 | 2034 | 1.5124e-05
ENS | Low | Dynamic Pricing | Dynamic Pricing w/o enabling tech. | Large Commercial | Services | % of Load | 1 | 2034 | 9.8563e-05
ENS | Low | Dynamic Pricing | Dynamic Pricing with enabling tech. | Small Industrial | Manufacturing | % of Load | 1 | 2034 | 3.3698e-05
ENS | Low | Dynamic Pricing | Dynamic Pricing with enabling tech. | Small Industrial | Miscellaneous | % of Load | 1 | 2034 | 4.6607e-05
ENS | Low | Dynamic Pricing | Dynamic Pricing with enabling tech. | Small Industrial | Offices | % of Load | 1 | 2034 | 2.8573e-06
ENS | Low | Dynamic Pricing | Dynamic Pricing with enabling tech. | Small Industrial | Retail Trade | % of Load | 1 | 2034 | 7.9901e-06
ENS | Low | Dynamic Pricing | Dynamic Pricing with enabling tech. | Small Industrial | Services | % of Load | 1 | 2034 | 9.9606e-06
ENS | Low | Dynamic Pricing | Dynamic Pricing w/o enabling tech. | Small Industrial | Manufacturing | % of Load | 1 | 2034 | 1.9903e-06
ENS | Low | Dynamic Pricing | Dynamic Pricing w/o enabling tech. | Small Industrial | Miscellaneous | % of Load | 1 | 2034 | 2.7527e-06
ENS | Low | Dynamic Pricing | Dynamic Pricing w/o enabling tech. | Small Industrial | Offices | % of Load | 1 | 2034 | 1.6876e-07
ENS | Low | Dynamic Pricing | Dynamic Pricing w/o enabling tech. | Small Industrial | Retail Trade | % of Load | 1 | 2034 | 4.7192e-07
ENS | Low | Dynamic Pricing | Dynamic Pricing w/o enabling tech. | Small Industrial | Services | % of Load | 1 | 2034 | 5.883e-07
ENS | Low | Dynamic Pricing | Dynamic Pricing with enabling tech. | Large Industrial | Manufacturing | % of Load | 1 | 2034 | 0.00024951
ENS | Low | Dynamic Pricing | Dynamic Pricing with enabling tech. | Large Industrial | Miscellaneous | % of Load | 1 | 2034 | 0.00013769
ENS | Low | Dynamic Pricing | Dynamic Pricing with enabling tech. | Large Industrial | Offices | % of Load | 1 | 2034 | 1.0537e-05
ENS | Low | Dynamic Pricing | Dynamic Pricing with enabling tech. | Large Industrial | Retail Trade | % of Load | 1 | 2034 | 4.9678e-05
ENS | Low | Dynamic Pricing | Dynamic Pricing with enabling tech. | Large Industrial | Services | % of Load | 1 | 2034 | 2.7223e-05
ENS | Low | Dynamic Pricing | Dynamic Pricing w/o enabling tech. | Large Industrial | Manufacturing | % of Load | 1 | 2034 | 9.4552e-05
ENS | Low | Dynamic Pricing | Dynamic Pricing w/o enabling tech. | Large Industrial | Miscellaneous | % of Load | 1 | 2034 | 5.2178e-05
ENS | Low | Dynamic Pricing | Dynamic Pricing w/o enabling tech. | Large Industrial | Offices | % of Load | 1 | 2034 | 3.9928e-06
ENS | Low | Dynamic Pricing | Dynamic Pricing w/o enabling tech. | Large Industrial | Retail Trade | % of Load | 1 | 2034 | 1.8825e-05
ENS | Low | Dynamic Pricing | Dynamic Pricing w/o enabling tech. | Large Industrial | Services | % of Load | 1 | 2034 | 1.0316e-05
ENS | Low | Dynamic Pricing | Dynamic Pricing with enabling tech. | Interruptible Rider | Manufacturing | % of Load | 1 | 2034 | 6.3768e-05
ENS | Low | Dynamic Pricing | Dynamic Pricing with enabling tech. | Interruptible Rider | Miscellaneous | % of Load | 1 | 2034 | 0.00014469
ENS | Low | Dynamic Pricing | Dynamic Pricing with enabling tech. | Interruptible Rider | Retail Trade | % of Load | 1 | 2034 | 8.5134e-06
ENS | Low | Dynamic Pricing | Dynamic Pricing w/o enabling tech. | Interruptible Rider | Manufacturing | % of Load | 1 | 2034 | 2.4165e-05
ENS | Low | Dynamic Pricing | Dynamic Pricing w/o enabling tech. | Interruptible Rider | Miscellaneous | % of Load | 1 | 2034 | 5.4831e-05
ENS | Low | Dynamic Pricing | Dynamic Pricing w/o enabling tech. | Interruptible Rider | Retail Trade | % of Load | 1 | 2034 | 3.2261e-06
ENS | Low | Dynamic Pricing | Dynamic Pricing with enabling tech. | Residential | Residential Market Rate | % of Load | 1 | 2034 | 0.0089126
ENS | Low | Dynamic Pricing | Dynamic Pricing w/o enabling tech. | Residential | Residential Market Rate | % of Load | 1 | 2034 | 0.004984
ENS | Low | BTM Battery Control | BTM Battery Control | Small Commercial | Manufacturing | % of Load | 0 | 2034 | 1.7874e-05
ENS | Low | BTM Battery Control | BTM Battery Control | Small Commercial | Miscellaneous | % of Load | 0 | 2034 | 0.00013266
ENS | Low | BTM Battery Control | BTM Battery Control | Small Commercial | Offices | % of Load | 0 | 2034 | 4.5718e-05
ENS | Low | BTM Battery Control | BTM Battery Control | Small Commercial | Retail Trade | % of Load | 0 | 2034 | 7.9765e-05
ENS | Low | BTM Battery Control | BTM Battery Control | Small Commercial | Services | % of Load | 0 | 2034 | 0.00017364
ENS | Low | BTM Battery Control | BTM Battery Control | Large Commercial | Offices | % of Load | 0 | 2034 | 2.6003e-05
ENS | Low | BTM Battery Control | BTM Battery Control | Large Commercial | Services | % of Load | 0 | 2034 | 0.00013868
ENS | Low | BTM Battery Control | BTM Battery Control | Small Industrial | Manufacturing | % of Load | 0 | 2034 | 4.361e-07
ENS | Low | BTM Battery Control | BTM Battery Control | Small Industrial | Miscellaneous | % of Load | 0 | 2034 | 2.8396e-06
ENS | Low | BTM Battery Control | BTM Battery Control | Small Industrial | Offices | % of Load | 0 | 2034 | 1.1249e-06
ENS | Low | BTM Battery Control | BTM Battery Control | Small Industrial | Retail Trade | % of Load | 0 | 2034 | 1.9575e-06
ENS | Low | BTM Battery Control | BTM Battery Control | Small Industrial | Services | % of Load | 0 | 2034 | 4.2569e-06
ENS | Low | BTM Battery Control | BTM Battery Control | Large Industrial | Manufacturing | % of Load | 0 | 2034 | 1.7024e-05
ENS | Low | BTM Battery Control | BTM Battery Control | Large Industrial | Miscellaneous | % of Load | 0 | 2034 | 7.8928e-05
ENS | Low | BTM Battery Control | BTM Battery Control | Large Industrial | Offices | % of Load | 0 | 2034 | 9.2857e-06
ENS | Low | BTM Battery Control | BTM Battery Control | Large Industrial | Retail Trade | % of Load | 0 | 2034 | 4.6428e-05
ENS | Low | BTM Battery Control | BTM Battery Control | Large Industrial | Services | % of Load | 0 | 2034 | 0.00010059
ENS | Low | BTM Battery Control | BTM Battery Control | Interruptible Rider | Manufacturing | % of Load | 0 | 2034 | 2.2756e-05
ENS | Low | BTM Battery Control | BTM Battery Control | Interruptible Rider | Miscellaneous | % of Load | 0 | 2034 | 6.0681e-05
ENS | Low | BTM Battery Control | BTM Battery Control | Interruptible Rider | Retail Trade | % of Load | 0 | 2034 | 9.1022e-05
ENS | Low | BTM Battery Control | BTM Battery Control | Residential | Residential LI | % of Load | 0 | 2034 | 0.00060502
ENS | Low | BTM Battery Control | BTM Battery Control | Residential | Residential Market Rate | % of Load | 0 | 2034 | 0.0037665
ENS | Low | EV Charging Control | EV Charging Control | EV | EV | % of Load | 0 | 2034 | 0.0011632
ENS | Low | Behavioral DR | Behavioral DR | Residential | Residential LI | % of Load | 0 | 2034 | 0.00021863
ENS | Low | Behavioral DR | Behavioral DR | Residential | Residential Market Rate | % of Load | 0 | 2034 | 0.0012885
ENS | Low | DLC | DLC-Switch-Water Heating | Small Commercial | Miscellaneous | % of Load | 1 | 2035 | 1.6712e-05
ENS | Low | DLC | DLC-Switch-Water Heating | Small Commercial | Offices | % of Load | 1 | 2035 | 9.7742e-06
ENS | Low | DLC | DLC-Switch-Water Heating | Small Commercial | Retail Trade | % of Load | 1 | 2035 | 5.8031e-05
ENS | Low | DLC | DLC-Switch-Water Heating | Small Commercial | Services | % of Load | 1 | 2035 | 6.9628e-05
ENS | Low | DLC | DLC-Thermostat-HVAC | Small Commercial | Miscellaneous | % of Load | 1 | 2035 | 9.193e-05
ENS | Low | DLC | DLC-Thermostat-HVAC | Small Commercial | Offices | % of Load | 1 | 2035 | 0.00014938
ENS | Low | DLC | DLC-Thermostat-HVAC | Small Commercial | Retail Trade | % of Load | 1 | 2035 | 0.00012767
ENS | Low | DLC | DLC-Thermostat-HVAC | Small Commercial | Services | % of Load | 1 | 2035 | 0.00015355
ENS | Low | DLC | DLC-Switch-Water Heating | Small Industrial | Miscellaneous | % of Load | 1 | 2035 | 4.221e-06
ENS | Low | DLC | DLC-Switch-Water Heating | Small Industrial | Offices | % of Load | 1 | 2035 | 1.6157e-07
ENS | Low | DLC | DLC-Switch-Water Heating | Small Industrial | Retail Trade | % of Load | 1 | 2035 | 1.1352e-06
ENS | Low | DLC | DLC-Switch-Water Heating | Small Industrial | Services | % of Load | 1 | 2035 | 1.4152e-06
ENS | Low | DLC | DLC-Thermostat-HVAC | Small Industrial | Miscellaneous | % of Load | 1 | 2035 | 2.5818e-05
ENS | Low | DLC | DLC-Thermostat-HVAC | Small Industrial | Offices | % of Load | 1 | 2035 | 2.6482e-06
ENS | Low | DLC | DLC-Thermostat-HVAC | Small Industrial | Retail Trade | % of Load | 1 | 2035 | 2.971e-06
ENS | Low | DLC | DLC-Thermostat-HVAC | Small Industrial | Services | % of Load | 1 | 2035 | 3.7037e-06
ENS | Low | DLC | DLC-Switch-Water Heating | Residential | Residential LI | % of Load | 1 | 2035 | 0.0021768
ENS | Low | DLC | DLC-Switch-Water Heating | Residential | Residential Market Rate | % of Load | 1 | 2035 | 0.0067015
ENS | Low | DLC | DLC-Thermostat-Heat Pump | Residential | Residential LI | % of Load | 1 | 2035 | 0.00027672
ENS | Low | DLC | DLC-Thermostat-Heat Pump | Residential | Residential Market Rate | % of Load | 1 | 2035 | 0.004341
ENS | Low | DLC | DLC-Thermostat-Electric Furnace | Residential | Residential LI | % of Load | 1 | 2035 | 0.0022969
ENS | Low | DLC | DLC-Thermostat-Electric Furnace | Residential | Residential Market Rate | % of Load | 1 | 2035 | 0.0022321
ENS | Low | C&I Curtailment | C&I Curtailment- Manual HVAC Control | Large Commercial | Offices | % of Load | 1 | 2035 | 1.5735e-05
ENS | Low | C&I Curtailment | C&I Curtailment- Manual HVAC Control | Large Commercial | Services | % of Load | 1 | 2035 | 2.7002e-05
ENS | Low | C&I Curtailment | C&I Curtailment- Auto-DR HVAC Control | Large Commercial | Offices | % of Load | 1 | 2035 | 0.00010273
ENS | Low | C&I Curtailment | C&I Curtailment- Auto-DR HVAC Control | Large Commercial | Services | % of Load | 1 | 2035 | 0.00017629
ENS | Low | C&I Curtailment | C&I Curtailment- Standard Lighting Control | Large Commercial | Offices | % of Load | 1 | 2035 | 4.9607e-06
ENS | Low | C&I Curtailment | C&I Curtailment- Standard Lighting Control | Large Commercial | Services | % of Load | 1 | 2035 | 3.7107e-05
ENS | Low | C&I Curtailment | C&I Curtailment- Advanced Lighting Control | Large Commercial | Offices | % of Load | 1 | 2035 | 2.4803e-06
ENS | Low | C&I Curtailment | C&I Curtailment- Advanced Lighting Control | Large Commercial | Services | % of Load | 1 | 2035 | 1.8553e-05
ENS | Low | C&I Curtailment | C&I Curtailment- Water Heating Control | Large Commercial | Offices | % of Load | 1 | 2035 | 8.985e-07
ENS | Low | C&I Curtailment | C&I Curtailment- Water Heating Control | Large Commercial | Services | % of Load | 1 | 2035 | 1.0044e-05
ENS | Low | C&I Curtailment | C&I Curtailment- Other | Large Commercial | Offices | % of Load | 1 | 2035 | 1.3885e-05
ENS | Low | C&I Curtailment | C&I Curtailment- Other | Large Commercial | Services | % of Load | 1 | 2035 | 9.712e-05
ENS | Low | C&I Curtailment | C&I Curtailment- Manual HVAC Control | Large Industrial | Miscellaneous | % of Load | 1 | 2035 | 6.0987e-06
ENS | Low | C&I Curtailment | C&I Curtailment- Manual HVAC Control | Large Industrial | Offices | % of Load | 1 | 2035 | 4.1567e-06
ENS | Low | C&I Curtailment | C&I Curtailment- Manual HVAC Control | Large Industrial | Retail Trade | % of Load | 1 | 2035 | 9.9049e-06
ENS | Low | C&I Curtailment | C&I Curtailment- Manual HVAC Control | Large Industrial | Services | % of Load | 1 | 2035 | 2.9394e-06
ENS | Low | C&I Curtailment | C&I Curtailment- Auto-DR HVAC Control | Large Industrial | Miscellaneous | % of Load | 1 | 2035 | 3.9817e-05
ENS | Low | C&I Curtailment | C&I Curtailment- Auto-DR HVAC Control | Large Industrial | Offices | % of Load | 1 | 2035 | 2.7139e-05
ENS | Low | C&I Curtailment | C&I Curtailment- Auto-DR HVAC Control | Large Industrial | Retail Trade | % of Load | 1 | 2035 | 6.4667e-05
ENS | Low | C&I Curtailment | C&I Curtailment- Auto-DR HVAC Control | Large Industrial | Services | % of Load | 1 | 2035 | 1.9191e-05
ENS | Low | C&I Curtailment | C&I Curtailment- Standard Lighting Control | Large Industrial | Miscellaneous | % of Load | 1 | 2035 | 9.596e-06
ENS | Low | C&I Curtailment | C&I Curtailment- Standard Lighting Control | Large Industrial | Offices | % of Load | 1 | 2035 | 1.7537e-06
ENS | Low | C&I Curtailment | C&I Curtailment- Standard Lighting Control | Large Industrial | Retail Trade | % of Load | 1 | 2035 | 1.3611e-05
ENS | Low | C&I Curtailment | C&I Curtailment- Standard Lighting Control | Large Industrial | Services | % of Load | 1 | 2035 | 4.0393e-06
ENS | Low | C&I Curtailment | C&I Curtailment- Advanced Lighting Control | Large Industrial | Miscellaneous | % of Load | 1 | 2035 | 4.798e-06
ENS | Low | C&I Curtailment | C&I Curtailment- Advanced Lighting Control | Large Industrial | Offices | % of Load | 1 | 2035 | 8.7687e-07
ENS | Low | C&I Curtailment | C&I Curtailment- Advanced Lighting Control | Large Industrial | Retail Trade | % of Load | 1 | 2035 | 6.8056e-06
ENS | Low | C&I Curtailment | C&I Curtailment- Advanced Lighting Control | Large Industrial | Services | % of Load | 1 | 2035 | 2.0196e-06
ENS | Low | C&I Curtailment | C&I Curtailment- Water Heating Control | Large Industrial | Miscellaneous | % of Load | 1 | 2035 | 6.7527e-07
ENS | Low | C&I Curtailment | C&I Curtailment- Water Heating Control | Large Industrial | Offices | % of Load | 1 | 2035 | 2.0393e-07
ENS | Low | C&I Curtailment | C&I Curtailment- Water Heating Control | Large Industrial | Retail Trade | % of Load | 1 | 2035 | 3.6844e-06
ENS | Low | C&I Curtailment | C&I Curtailment- Water Heating Control | Large Industrial | Services | % of Load | 1 | 2035 | 1.0934e-06
ENS | Low | C&I Curtailment | C&I Curtailment- Other | Large Industrial | Miscellaneous | % of Load | 1 | 2035 | 1.4215e-05
ENS | Low | C&I Curtailment | C&I Curtailment- Other | Large Industrial | Offices | % of Load | 1 | 2035 | 3.8988e-06
ENS | Low | C&I Curtailment | C&I Curtailment- Other | Large Industrial | Retail Trade | % of Load | 1 | 2035 | 3.5625e-05
ENS | Low | C&I Curtailment | C&I Curtailment- Other | Large Industrial | Services | % of Load | 1 | 2035 | 1.0572e-05
ENS | Low | C&I Curtailment | C&I Curtailment- Industrial | Large Industrial | Manufacturing | % of Load | 1 | 2035 | 0.00048286
ENS | Low | C&I Curtailment | C&I Curtailment- Manual HVAC Control | Interruptible Rider | Miscellaneous | % of Load | 1 | 2035 | 0.00018946
ENS | Low | C&I Curtailment | C&I Curtailment- Manual HVAC Control | Interruptible Rider | Retail Trade | % of Load | 1 | 2035 | 4.8226e-06
ENS | Low | C&I Curtailment | C&I Curtailment- Auto-DR HVAC Control | Interruptible Rider | Miscellaneous | % of Load | 1 | 2035 | 0.0012369
ENS | Low | C&I Curtailment | C&I Curtailment- Auto-DR HVAC Control | Interruptible Rider | Retail Trade | % of Load | 1 | 2035 | 3.1486e-05
ENS | Low | C&I Curtailment | C&I Curtailment- Standard Lighting Control | Interruptible Rider | Miscellaneous | % of Load | 1 | 2035 | 0.00010049
ENS | Low | C&I Curtailment | C&I Curtailment- Standard Lighting Control | Interruptible Rider | Retail Trade | % of Load | 1 | 2035 | 7.6695e-06
ENS | Low | C&I Curtailment | C&I Curtailment- Advanced Lighting Control | Interruptible Rider | Miscellaneous | % of Load | 1 | 2035 | 5.0243e-05
ENS | Low | C&I Curtailment | C&I Curtailment- Advanced Lighting Control | Interruptible Rider | Retail Trade | % of Load | 1 | 2035 | 3.8347e-06
ENS | Low | C&I Curtailment | C&I Curtailment- Water Heating Control | Interruptible Rider | Miscellaneous | % of Load | 1 | 2035 | 1.1078e-05
ENS | Low | C&I Curtailment | C&I Curtailment- Water Heating Control | Interruptible Rider | Retail Trade | % of Load | 1 | 2035 | 1.4903e-06
ENS | Low | C&I Curtailment | C&I Curtailment- Other | Interruptible Rider | Miscellaneous | % of Load | 1 | 2035 | 0.00019836
ENS | Low | C&I Curtailment | C&I Curtailment- Other | Interruptible Rider | Retail Trade | % of Load | 1 | 2035 | 1.6185e-05
ENS | Low | C&I Curtailment | C&I Curtailment- Industrial | Interruptible Rider | Manufacturing | % of Load | 1 | 2035 | 0.00033539
ENS | Low | Dynamic Pricing | Dynamic Pricing with enabling tech. | Small Commercial | Manufacturing | % of Load | 1 | 2035 | 1.8694e-05
ENS | Low | Dynamic Pricing | Dynamic Pricing with enabling tech. | Small Commercial | Miscellaneous | % of Load | 1 | 2035 | 0.00020223
ENS | Low | Dynamic Pricing | Dynamic Pricing with enabling tech. | Small Commercial | Offices | % of Load | 1 | 2035 | 0.00016199
ENS | Low | Dynamic Pricing | Dynamic Pricing with enabling tech. | Small Commercial | Retail Trade | % of Load | 1 | 2035 | 0.00036497
ENS | Low | Dynamic Pricing | Dynamic Pricing with enabling tech. | Small Commercial | Services | % of Load | 1 | 2035 | 0.00043871
ENS | Low | Dynamic Pricing | Dynamic Pricing w/o enabling tech. | Small Commercial | Manufacturing | % of Load | 1 | 2035 | 1.1041e-06
ENS | Low | Dynamic Pricing | Dynamic Pricing w/o enabling tech. | Small Commercial | Miscellaneous | % of Load | 1 | 2035 | 1.1944e-05
ENS | Low | Dynamic Pricing | Dynamic Pricing w/o enabling tech. | Small Commercial | Offices | % of Load | 1 | 2035 | 9.5678e-06
ENS | Low | Dynamic Pricing | Dynamic Pricing w/o enabling tech. | Small Commercial | Retail Trade | % of Load | 1 | 2035 | 2.1556e-05
ENS | Low | Dynamic Pricing | Dynamic Pricing w/o enabling tech. | Small Commercial | Services | % of Load | 1 | 2035 | 2.5911e-05
ENS | Low | Dynamic Pricing | Dynamic Pricing with enabling tech. | Large Commercial | Offices | % of Load | 1 | 2035 | 3.9147e-05
ENS | Low | Dynamic Pricing | Dynamic Pricing with enabling tech. | Large Commercial | Services | % of Load | 1 | 2035 | 0.00025491
ENS | Low | Dynamic Pricing | Dynamic Pricing w/o enabling tech. | Large Commercial | Offices | % of Load | 1 | 2035 | 1.4835e-05
ENS | Low | Dynamic Pricing | Dynamic Pricing w/o enabling tech. | Large Commercial | Services | % of Load | 1 | 2035 | 9.6596e-05
ENS | Low | Dynamic Pricing | Dynamic Pricing with enabling tech. | Small Industrial | Manufacturing | % of Load | 1 | 2035 | 3.416e-05
ENS | Low | Dynamic Pricing | Dynamic Pricing with enabling tech. | Small Industrial | Miscellaneous | % of Load | 1 | 2035 | 4.7643e-05
ENS | Low | Dynamic Pricing | Dynamic Pricing with enabling tech. | Small Industrial | Offices | % of Load | 1 | 2035 | 2.9265e-06
ENS | Low | Dynamic Pricing | Dynamic Pricing with enabling tech. | Small Industrial | Retail Trade | % of Load | 1 | 2035 | 8.1816e-06
ENS | Low | Dynamic Pricing | Dynamic Pricing with enabling tech. | Small Industrial | Services | % of Load | 1 | 2035 | 1.0199e-05
ENS | Low | Dynamic Pricing | Dynamic Pricing w/o enabling tech. | Small Industrial | Manufacturing | % of Load | 1 | 2035 | 2.0176e-06
ENS | Low | Dynamic Pricing | Dynamic Pricing w/o enabling tech. | Small Industrial | Miscellaneous | % of Load | 1 | 2035 | 2.8139e-06
ENS | Low | Dynamic Pricing | Dynamic Pricing w/o enabling tech. | Small Industrial | Offices | % of Load | 1 | 2035 | 1.7285e-07
ENS | Low | Dynamic Pricing | Dynamic Pricing w/o enabling tech. | Small Industrial | Retail Trade | % of Load | 1 | 2035 | 4.8323e-07
ENS | Low | Dynamic Pricing | Dynamic Pricing w/o enabling tech. | Small Industrial | Services | % of Load | 1 | 2035 | 6.024e-07
ENS | Low | Dynamic Pricing | Dynamic Pricing with enabling tech. | Large Industrial | Manufacturing | % of Load | 1 | 2035 | 0.00025287
ENS | Low | Dynamic Pricing | Dynamic Pricing with enabling tech. | Large Industrial | Miscellaneous | % of Load | 1 | 2035 | 0.00014056
ENS | Low | Dynamic Pricing | Dynamic Pricing with enabling tech. | Large Industrial | Offices | % of Load | 1 | 2035 | 1.0824e-05
ENS | Low | Dynamic Pricing | Dynamic Pricing with enabling tech. | Large Industrial | Retail Trade | % of Load | 1 | 2035 | 5.0637e-05
ENS | Low | Dynamic Pricing | Dynamic Pricing with enabling tech. | Large Industrial | Services | % of Load | 1 | 2035 | 2.7748e-05
ENS | Low | Dynamic Pricing | Dynamic Pricing w/o enabling tech. | Large Industrial | Manufacturing | % of Load | 1 | 2035 | 9.5823e-05
ENS | Low | Dynamic Pricing | Dynamic Pricing w/o enabling tech. | Large Industrial | Miscellaneous | % of Load | 1 | 2035 | 5.3264e-05
ENS | Low | Dynamic Pricing | Dynamic Pricing w/o enabling tech. | Large Industrial | Offices | % of Load | 1 | 2035 | 4.1019e-06
ENS | Low | Dynamic Pricing | Dynamic Pricing w/o enabling tech. | Large Industrial | Retail Trade | % of Load | 1 | 2035 | 1.9189e-05
ENS | Low | Dynamic Pricing | Dynamic Pricing w/o enabling tech. | Large Industrial | Services | % of Load | 1 | 2035 | 1.0515e-05
ENS | Low | Dynamic Pricing | Dynamic Pricing with enabling tech. | Interruptible Rider | Manufacturing | % of Load | 1 | 2035 | 6.4123e-05
ENS | Low | Dynamic Pricing | Dynamic Pricing with enabling tech. | Interruptible Rider | Miscellaneous | % of Load | 1 | 2035 | 0.00014698
ENS | Low | Dynamic Pricing | Dynamic Pricing with enabling tech. | Interruptible Rider | Retail Trade | % of Load | 1 | 2035 | 8.6473e-06
ENS | Low | Dynamic Pricing | Dynamic Pricing w/o enabling tech. | Interruptible Rider | Manufacturing | % of Load | 1 | 2035 | 2.4299e-05
ENS | Low | Dynamic Pricing | Dynamic Pricing w/o enabling tech. | Interruptible Rider | Miscellaneous | % of Load | 1 | 2035 | 5.5698e-05
ENS | Low | Dynamic Pricing | Dynamic Pricing w/o enabling tech. | Interruptible Rider | Retail Trade | % of Load | 1 | 2035 | 3.2769e-06
ENS | Low | Dynamic Pricing | Dynamic Pricing with enabling tech. | Residential | Residential Market Rate | % of Load | 1 | 2035 | 0.0089613
ENS | Low | Dynamic Pricing | Dynamic Pricing w/o enabling tech. | Residential | Residential Market Rate | % of Load | 1 | 2035 | 0.0050113
ENS | Low | BTM Battery Control | BTM Battery Control | Small Commercial | Manufacturing | % of Load | 0 | 2035 | 1.8317e-05
ENS | Low | BTM Battery Control | BTM Battery Control | Small Commercial | Miscellaneous | % of Load | 0 | 2035 | 0.00013601
ENS | Low | BTM Battery Control | BTM Battery Control | Small Commercial | Offices | % of Load | 0 | 2035 | 4.6839e-05
ENS | Low | BTM Battery Control | BTM Battery Control | Small Commercial | Retail Trade | % of Load | 0 | 2035 | 8.1743e-05
ENS | Low | BTM Battery Control | BTM Battery Control | Small Commercial | Services | % of Load | 0 | 2035 | 0.00017793
ENS | Low | BTM Battery Control | BTM Battery Control | Large Commercial | Offices | % of Load | 0 | 2035 | 2.6647e-05
ENS | Low | BTM Battery Control | BTM Battery Control | Large Commercial | Services | % of Load | 0 | 2035 | 0.00014212
ENS | Low | BTM Battery Control | BTM Battery Control | Small Industrial | Manufacturing | % of Load | 0 | 2035 | 4.4691e-07
ENS | Low | BTM Battery Control | BTM Battery Control | Small Industrial | Miscellaneous | % of Load | 0 | 2035 | 2.91e-06
ENS | Low | BTM Battery Control | BTM Battery Control | Small Industrial | Offices | % of Load | 0 | 2035 | 1.1528e-06
ENS | Low | BTM Battery Control | BTM Battery Control | Small Industrial | Retail Trade | % of Load | 0 | 2035 | 2.006e-06
ENS | Low | BTM Battery Control | BTM Battery Control | Small Industrial | Services | % of Load | 0 | 2035 | 4.3625e-06
ENS | Low | BTM Battery Control | BTM Battery Control | Large Industrial | Manufacturing | % of Load | 0 | 2035 | 1.7446e-05
ENS | Low | BTM Battery Control | BTM Battery Control | Large Industrial | Miscellaneous | % of Load | 0 | 2035 | 8.0885e-05
ENS | Low | BTM Battery Control | BTM Battery Control | Large Industrial | Offices | % of Load | 0 | 2035 | 9.5158e-06
ENS | Low | BTM Battery Control | BTM Battery Control | Large Industrial | Retail Trade | % of Load | 0 | 2035 | 4.7579e-05
ENS | Low | BTM Battery Control | BTM Battery Control | Large Industrial | Services | % of Load | 0 | 2035 | 0.00010309
ENS | Low | BTM Battery Control | BTM Battery Control | Interruptible Rider | Manufacturing | % of Load | 0 | 2035 | 2.332e-05
ENS | Low | BTM Battery Control | BTM Battery Control | Interruptible Rider | Miscellaneous | % of Load | 0 | 2035 | 6.2186e-05
ENS | Low | BTM Battery Control | BTM Battery Control | Interruptible Rider | Retail Trade | % of Load | 0 | 2035 | 9.3278e-05
ENS | Low | BTM Battery Control | BTM Battery Control | Residential | Residential LI | % of Load | 0 | 2035 | 0.00062307
ENS | Low | BTM Battery Control | BTM Battery Control | Residential | Residential Market Rate | % of Load | 0 | 2035 | 0.0038789
ENS | Low | EV Charging Control | EV Charging Control | EV | EV | % of Load | 0 | 2035 | 0.0013624
ENS | Low | Behavioral DR | Behavioral DR | Residential | Residential LI | % of Load | 0 | 2035 | 0.00021936
ENS | Low | Behavioral DR | Behavioral DR | Residential | Residential Market Rate | % of Load | 0 | 2035 | 0.0012955
ENS | Low | DLC | DLC-Switch-Water Heating | Small Commercial | Miscellaneous | % of Load | 1 | 2036 | 1.6518e-05
ENS | Low | DLC | DLC-Switch-Water Heating | Small Commercial | Offices | % of Load | 1 | 2036 | 9.6568e-06
ENS | Low | DLC | DLC-Switch-Water Heating | Small Commercial | Retail Trade | % of Load | 1 | 2036 | 5.7661e-05
ENS | Low | DLC | DLC-Switch-Water Heating | Small Commercial | Services | % of Load | 1 | 2036 | 6.9161e-05
ENS | Low | DLC | DLC-Thermostat-HVAC | Small Commercial | Miscellaneous | % of Load | 1 | 2036 | 9.0658e-05
ENS | Low | DLC | DLC-Thermostat-HVAC | Small Commercial | Offices | % of Load | 1 | 2036 | 0.0001461
ENS | Low | DLC | DLC-Thermostat-HVAC | Small Commercial | Retail Trade | % of Load | 1 | 2036 | 0.00012122
ENS | Low | DLC | DLC-Thermostat-HVAC | Small Commercial | Services | % of Load | 1 | 2036 | 0.00014579
ENS | Low | DLC | DLC-Switch-Water Heating | Small Industrial | Miscellaneous | % of Load | 1 | 2036 | 4.2791e-06
ENS | Low | DLC | DLC-Switch-Water Heating | Small Industrial | Offices | % of Load | 1 | 2036 | 1.6584e-07
ENS | Low | DLC | DLC-Switch-Water Heating | Small Industrial | Retail Trade | % of Load | 1 | 2036 | 1.1695e-06
ENS | Low | DLC | DLC-Switch-Water Heating | Small Industrial | Services | % of Load | 1 | 2036 | 1.458e-06
ENS | Low | DLC | DLC-Thermostat-HVAC | Small Industrial | Miscellaneous | % of Load | 1 | 2036 | 2.7452e-05
ENS | Low | DLC | DLC-Thermostat-HVAC | Small Industrial | Offices | % of Load | 1 | 2036 | 2.7105e-06
ENS | Low | DLC | DLC-Thermostat-HVAC | Small Industrial | Retail Trade | % of Load | 1 | 2036 | 3.0014e-06
ENS | Low | DLC | DLC-Thermostat-HVAC | Small Industrial | Services | % of Load | 1 | 2036 | 3.7416e-06
ENS | Low | DLC | DLC-Switch-Water Heating | Residential | Residential LI | % of Load | 1 | 2036 | 0.0022015
ENS | Low | DLC | DLC-Switch-Water Heating | Residential | Residential Market Rate | % of Load | 1 | 2036 | 0.0067685
ENS | Low | DLC | DLC-Thermostat-Heat Pump | Residential | Residential LI | % of Load | 1 | 2036 | 0.00030531
ENS | Low | DLC | DLC-Thermostat-Heat Pump | Residential | Residential Market Rate | % of Load | 1 | 2036 | 0.0045337
ENS | Low | DLC | DLC-Thermostat-Electric Furnace | Residential | Residential LI | % of Load | 1 | 2036 | 0.0023312
ENS | Low | DLC | DLC-Thermostat-Electric Furnace | Residential | Residential Market Rate | % of Load | 1 | 2036 | 0.0021922
ENS | Low | C&I Curtailment | C&I Curtailment- Manual HVAC Control | Large Commercial | Offices | % of Load | 1 | 2036 | 1.5463e-05
ENS | Low | C&I Curtailment | C&I Curtailment- Manual HVAC Control | Large Commercial | Services | % of Load | 1 | 2036 | 2.577e-05
ENS | Low | C&I Curtailment | C&I Curtailment- Auto-DR HVAC Control | Large Commercial | Offices | % of Load | 1 | 2036 | 0.00010096
ENS | Low | C&I Curtailment | C&I Curtailment- Auto-DR HVAC Control | Large Commercial | Services | % of Load | 1 | 2036 | 0.00016825
ENS | Low | C&I Curtailment | C&I Curtailment- Standard Lighting Control | Large Commercial | Offices | % of Load | 1 | 2036 | 4.4977e-06
ENS | Low | C&I Curtailment | C&I Curtailment- Standard Lighting Control | Large Commercial | Services | % of Load | 1 | 2036 | 3.4614e-05
ENS | Low | C&I Curtailment | C&I Curtailment- Advanced Lighting Control | Large Commercial | Offices | % of Load | 1 | 2036 | 2.2489e-06
ENS | Low | C&I Curtailment | C&I Curtailment- Advanced Lighting Control | Large Commercial | Services | % of Load | 1 | 2036 | 1.7307e-05
ENS | Low | C&I Curtailment | C&I Curtailment- Water Heating Control | Large Commercial | Offices | % of Load | 1 | 2036 | 8.9827e-07
ENS | Low | C&I Curtailment | C&I Curtailment- Water Heating Control | Large Commercial | Services | % of Load | 1 | 2036 | 1.0049e-05
ENS | Low | C&I Curtailment | C&I Curtailment- Other | Large Commercial | Offices | % of Load | 1 | 2036 | 1.3621e-05
ENS | Low | C&I Curtailment | C&I Curtailment- Other | Large Commercial | Services | % of Load | 1 | 2036 | 9.5855e-05
ENS | Low | C&I Curtailment | C&I Curtailment- Manual HVAC Control | Large Industrial | Miscellaneous | % of Load | 1 | 2036 | 6.419e-06
ENS | Low | C&I Curtailment | C&I Curtailment- Manual HVAC Control | Large Industrial | Offices | % of Load | 1 | 2036 | 4.3039e-06
ENS | Low | C&I Curtailment | C&I Curtailment- Manual HVAC Control | Large Industrial | Retail Trade | % of Load | 1 | 2036 | 9.9285e-06
ENS | Low | C&I Curtailment | C&I Curtailment- Manual HVAC Control | Large Industrial | Services | % of Load | 1 | 2036 | 2.9464e-06
ENS | Low | C&I Curtailment | C&I Curtailment- Auto-DR HVAC Control | Large Industrial | Miscellaneous | % of Load | 1 | 2036 | 4.1909e-05
ENS | Low | C&I Curtailment | C&I Curtailment- Auto-DR HVAC Control | Large Industrial | Offices | % of Load | 1 | 2036 | 2.8099e-05
ENS | Low | C&I Curtailment | C&I Curtailment- Auto-DR HVAC Control | Large Industrial | Retail Trade | % of Load | 1 | 2036 | 6.4822e-05
ENS | Low | C&I Curtailment | C&I Curtailment- Auto-DR HVAC Control | Large Industrial | Services | % of Load | 1 | 2036 | 1.9236e-05
ENS | Low | C&I Curtailment | C&I Curtailment- Standard Lighting Control | Large Industrial | Miscellaneous | % of Load | 1 | 2036 | 9.6138e-06
ENS | Low | C&I Curtailment | C&I Curtailment- Standard Lighting Control | Large Industrial | Offices | % of Load | 1 | 2036 | 1.7685e-06
ENS | Low | C&I Curtailment | C&I Curtailment- Standard Lighting Control | Large Industrial | Retail Trade | % of Load | 1 | 2036 | 1.3336e-05
ENS | Low | C&I Curtailment | C&I Curtailment- Standard Lighting Control | Large Industrial | Services | % of Load | 1 | 2036 | 3.9575e-06
ENS | Low | C&I Curtailment | C&I Curtailment- Advanced Lighting Control | Large Industrial | Miscellaneous | % of Load | 1 | 2036 | 4.8069e-06
ENS | Low | C&I Curtailment | C&I Curtailment- Advanced Lighting Control | Large Industrial | Offices | % of Load | 1 | 2036 | 8.8425e-07
ENS | Low | C&I Curtailment | C&I Curtailment- Advanced Lighting Control | Large Industrial | Retail Trade | % of Load | 1 | 2036 | 6.6679e-06
ENS | Low | C&I Curtailment | C&I Curtailment- Advanced Lighting Control | Large Industrial | Services | % of Load | 1 | 2036 | 1.9788e-06
ENS | Low | C&I Curtailment | C&I Curtailment- Water Heating Control | Large Industrial | Miscellaneous | % of Load | 1 | 2036 | 6.9395e-07
ENS | Low | C&I Curtailment | C&I Curtailment- Water Heating Control | Large Industrial | Offices | % of Load | 1 | 2036 | 2.1177e-07
ENS | Low | C&I Curtailment | C&I Curtailment- Water Heating Control | Large Industrial | Retail Trade | % of Load | 1 | 2036 | 3.8715e-06
ENS | Low | C&I Curtailment | C&I Curtailment- Water Heating Control | Large Industrial | Services | % of Load | 1 | 2036 | 1.1489e-06
ENS | Low | C&I Curtailment | C&I Curtailment- Other | Large Industrial | Miscellaneous | % of Load | 1 | 2036 | 1.4541e-05
ENS | Low | C&I Curtailment | C&I Curtailment- Other | Large Industrial | Offices | % of Load | 1 | 2036 | 4.0501e-06
ENS | Low | C&I Curtailment | C&I Curtailment- Other | Large Industrial | Retail Trade | % of Load | 1 | 2036 | 3.6931e-05
ENS | Low | C&I Curtailment | C&I Curtailment- Other | Large Industrial | Services | % of Load | 1 | 2036 | 1.096e-05
ENS | Low | C&I Curtailment | C&I Curtailment- Industrial | Large Industrial | Manufacturing | % of Load | 1 | 2036 | 0.00049117
ENS | Low | C&I Curtailment | C&I Curtailment- Manual HVAC Control | Interruptible Rider | Miscellaneous | % of Load | 1 | 2036 | 0.00019285
ENS | Low | C&I Curtailment | C&I Curtailment- Manual HVAC Control | Interruptible Rider | Retail Trade | % of Load | 1 | 2036 | 4.8336e-06
ENS | Low | C&I Curtailment | C&I Curtailment- Auto-DR HVAC Control | Interruptible Rider | Miscellaneous | % of Load | 1 | 2036 | 0.0012591
ENS | Low | C&I Curtailment | C&I Curtailment- Auto-DR HVAC Control | Interruptible Rider | Retail Trade | % of Load | 1 | 2036 | 3.1558e-05
ENS | Low | C&I Curtailment | C&I Curtailment- Standard Lighting Control | Interruptible Rider | Miscellaneous | % of Load | 1 | 2036 | 9.9582e-05
ENS | Low | C&I Curtailment | C&I Curtailment- Standard Lighting Control | Interruptible Rider | Retail Trade | % of Load | 1 | 2036 | 7.6666e-06
ENS | Low | C&I Curtailment | C&I Curtailment- Advanced Lighting Control | Interruptible Rider | Miscellaneous | % of Load | 1 | 2036 | 4.9791e-05
ENS | Low | C&I Curtailment | C&I Curtailment- Advanced Lighting Control | Interruptible Rider | Retail Trade | % of Load | 1 | 2036 | 3.8333e-06
ENS | Low | C&I Curtailment | C&I Curtailment- Water Heating Control | Interruptible Rider | Miscellaneous | % of Load | 1 | 2036 | 1.1269e-05
ENS | Low | C&I Curtailment | C&I Curtailment- Water Heating Control | Interruptible Rider | Retail Trade | % of Load | 1 | 2036 | 1.5233e-06
ENS | Low | C&I Curtailment | C&I Curtailment- Other | Interruptible Rider | Miscellaneous | % of Load | 1 | 2036 | 0.00020161
ENS | Low | C&I Curtailment | C&I Curtailment- Other | Interruptible Rider | Retail Trade | % of Load | 1 | 2036 | 1.6511e-05
ENS | Low | C&I Curtailment | C&I Curtailment- Industrial | Interruptible Rider | Manufacturing | % of Load | 1 | 2036 | 0.00033661
ENS | Low | Dynamic Pricing | Dynamic Pricing with enabling tech. | Small Commercial | Manufacturing | % of Load | 1 | 2036 | 1.8075e-05
ENS | Low | Dynamic Pricing | Dynamic Pricing with enabling tech. | Small Commercial | Miscellaneous | % of Load | 1 | 2036 | 0.00019772
ENS | Low | Dynamic Pricing | Dynamic Pricing with enabling tech. | Small Commercial | Offices | % of Load | 1 | 2036 | 0.00015811
ENS | Low | Dynamic Pricing | Dynamic Pricing with enabling tech. | Small Commercial | Retail Trade | % of Load | 1 | 2036 | 0.0003546
ENS | Low | Dynamic Pricing | Dynamic Pricing with enabling tech. | Small Commercial | Services | % of Load | 1 | 2036 | 0.00042618
ENS | Low | Dynamic Pricing | Dynamic Pricing w/o enabling tech. | Small Commercial | Manufacturing | % of Load | 1 | 2036 | 1.0675e-06
ENS | Low | Dynamic Pricing | Dynamic Pricing w/o enabling tech. | Small Commercial | Miscellaneous | % of Load | 1 | 2036 | 1.1678e-05
ENS | Low | Dynamic Pricing | Dynamic Pricing w/o enabling tech. | Small Commercial | Offices | % of Load | 1 | 2036 | 9.3386e-06
ENS | Low | Dynamic Pricing | Dynamic Pricing w/o enabling tech. | Small Commercial | Retail Trade | % of Load | 1 | 2036 | 2.0943e-05
ENS | Low | Dynamic Pricing | Dynamic Pricing w/o enabling tech. | Small Commercial | Services | % of Load | 1 | 2036 | 2.5171e-05
ENS | Low | Dynamic Pricing | Dynamic Pricing with enabling tech. | Large Commercial | Offices | % of Load | 1 | 2036 | 3.8294e-05
ENS | Low | Dynamic Pricing | Dynamic Pricing with enabling tech. | Large Commercial | Services | % of Load | 1 | 2036 | 0.00024914
ENS | Low | Dynamic Pricing | Dynamic Pricing w/o enabling tech. | Large Commercial | Offices | % of Load | 1 | 2036 | 1.4511e-05
ENS | Low | Dynamic Pricing | Dynamic Pricing w/o enabling tech. | Large Commercial | Services | % of Load | 1 | 2036 | 9.441e-05
ENS | Low | Dynamic Pricing | Dynamic Pricing with enabling tech. | Small Industrial | Manufacturing | % of Load | 1 | 2036 | 3.4556e-05
ENS | Low | Dynamic Pricing | Dynamic Pricing with enabling tech. | Small Industrial | Miscellaneous | % of Load | 1 | 2036 | 4.865e-05
ENS | Low | Dynamic Pricing | Dynamic Pricing with enabling tech. | Small Industrial | Offices | % of Load | 1 | 2036 | 2.995e-06
ENS | Low | Dynamic Pricing | Dynamic Pricing with enabling tech. | Small Industrial | Retail Trade | % of Load | 1 | 2036 | 8.3706e-06
ENS | Low | Dynamic Pricing | Dynamic Pricing with enabling tech. | Small Industrial | Services | % of Load | 1 | 2036 | 1.0435e-05
ENS | Low | Dynamic Pricing | Dynamic Pricing w/o enabling tech. | Small Industrial | Manufacturing | % of Load | 1 | 2036 | 2.041e-06
ENS | Low | Dynamic Pricing | Dynamic Pricing w/o enabling tech. | Small Industrial | Miscellaneous | % of Load | 1 | 2036 | 2.8734e-06
ENS | Low | Dynamic Pricing | Dynamic Pricing w/o enabling tech. | Small Industrial | Offices | % of Load | 1 | 2036 | 1.7689e-07
ENS | Low | Dynamic Pricing | Dynamic Pricing w/o enabling tech. | Small Industrial | Retail Trade | % of Load | 1 | 2036 | 4.9439e-07
ENS | Low | Dynamic Pricing | Dynamic Pricing w/o enabling tech. | Small Industrial | Services | % of Load | 1 | 2036 | 6.1631e-07
ENS | Low | Dynamic Pricing | Dynamic Pricing with enabling tech. | Large Industrial | Manufacturing | % of Load | 1 | 2036 | 0.00025722
ENS | Low | Dynamic Pricing | Dynamic Pricing with enabling tech. | Large Industrial | Miscellaneous | % of Load | 1 | 2036 | 0.00014436
ENS | Low | Dynamic Pricing | Dynamic Pricing with enabling tech. | Large Industrial | Offices | % of Load | 1 | 2036 | 1.1207e-05
ENS | Low | Dynamic Pricing | Dynamic Pricing with enabling tech. | Large Industrial | Retail Trade | % of Load | 1 | 2036 | 5.1982e-05
ENS | Low | Dynamic Pricing | Dynamic Pricing with enabling tech. | Large Industrial | Services | % of Load | 1 | 2036 | 2.8485e-05
ENS | Low | Dynamic Pricing | Dynamic Pricing w/o enabling tech. | Large Industrial | Manufacturing | % of Load | 1 | 2036 | 9.7473e-05
ENS | Low | Dynamic Pricing | Dynamic Pricing w/o enabling tech. | Large Industrial | Miscellaneous | % of Load | 1 | 2036 | 5.4705e-05
ENS | Low | Dynamic Pricing | Dynamic Pricing w/o enabling tech. | Large Industrial | Offices | % of Load | 1 | 2036 | 4.247e-06
ENS | Low | Dynamic Pricing | Dynamic Pricing w/o enabling tech. | Large Industrial | Retail Trade | % of Load | 1 | 2036 | 1.9698e-05
ENS | Low | Dynamic Pricing | Dynamic Pricing w/o enabling tech. | Large Industrial | Services | % of Load | 1 | 2036 | 1.0794e-05
ENS | Low | Dynamic Pricing | Dynamic Pricing with enabling tech. | Interruptible Rider | Manufacturing | % of Load | 1 | 2036 | 6.4356e-05
ENS | Low | Dynamic Pricing | Dynamic Pricing with enabling tech. | Interruptible Rider | Miscellaneous | % of Load | 1 | 2036 | 0.0001492
ENS | Low | Dynamic Pricing | Dynamic Pricing with enabling tech. | Interruptible Rider | Retail Trade | % of Load | 1 | 2036 | 8.7775e-06
ENS | Low | Dynamic Pricing | Dynamic Pricing w/o enabling tech. | Interruptible Rider | Manufacturing | % of Load | 1 | 2036 | 2.4388e-05
ENS | Low | Dynamic Pricing | Dynamic Pricing w/o enabling tech. | Interruptible Rider | Miscellaneous | % of Load | 1 | 2036 | 5.654e-05
ENS | Low | Dynamic Pricing | Dynamic Pricing w/o enabling tech. | Interruptible Rider | Retail Trade | % of Load | 1 | 2036 | 3.3262e-06
ENS | Low | Dynamic Pricing | Dynamic Pricing with enabling tech. | Residential | Residential Market Rate | % of Load | 1 | 2036 | 0.0090119
ENS | Low | Dynamic Pricing | Dynamic Pricing w/o enabling tech. | Residential | Residential Market Rate | % of Load | 1 | 2036 | 0.0050395
ENS | Low | BTM Battery Control | BTM Battery Control | Small Commercial | Manufacturing | % of Load | 0 | 2036 | 1.8733e-05
ENS | Low | BTM Battery Control | BTM Battery Control | Small Commercial | Miscellaneous | % of Load | 0 | 2036 | 0.00013926
ENS | Low | BTM Battery Control | BTM Battery Control | Small Commercial | Offices | % of Load | 0 | 2036 | 4.7932e-05
ENS | Low | BTM Battery Control | BTM Battery Control | Small Commercial | Retail Trade | % of Load | 0 | 2036 | 8.3626e-05
ENS | Low | BTM Battery Control | BTM Battery Control | Small Commercial | Services | % of Load | 0 | 2036 | 0.00018206
ENS | Low | BTM Battery Control | BTM Battery Control | Large Commercial | Offices | % of Load | 0 | 2036 | 2.7269e-05
ENS | Low | BTM Battery Control | BTM Battery Control | Large Commercial | Services | % of Load | 0 | 2036 | 0.00014544
ENS | Low | BTM Battery Control | BTM Battery Control | Small Industrial | Manufacturing | % of Load | 0 | 2036 | 4.5734e-07
ENS | Low | BTM Battery Control | BTM Battery Control | Small Industrial | Miscellaneous | % of Load | 0 | 2036 | 2.9779e-06
ENS | Low | BTM Battery Control | BTM Battery Control | Small Industrial | Offices | % of Load | 0 | 2036 | 1.1797e-06
ENS | Low | BTM Battery Control | BTM Battery Control | Small Industrial | Retail Trade | % of Load | 0 | 2036 | 2.0529e-06
ENS | Low | BTM Battery Control | BTM Battery Control | Small Industrial | Services | % of Load | 0 | 2036 | 4.4643e-06
ENS | Low | BTM Battery Control | BTM Battery Control | Large Industrial | Manufacturing | % of Load | 0 | 2036 | 1.7853e-05
ENS | Low | BTM Battery Control | BTM Battery Control | Large Industrial | Miscellaneous | % of Load | 0 | 2036 | 8.2773e-05
ENS | Low | BTM Battery Control | BTM Battery Control | Large Industrial | Offices | % of Load | 0 | 2036 | 9.738e-06
ENS | Low | BTM Battery Control | BTM Battery Control | Large Industrial | Retail Trade | % of Load | 0 | 2036 | 4.869e-05
ENS | Low | BTM Battery Control | BTM Battery Control | Large Industrial | Services | % of Load | 0 | 2036 | 0.00010549
ENS | Low | BTM Battery Control | BTM Battery Control | Interruptible Rider | Manufacturing | % of Load | 0 | 2036 | 2.3864e-05
ENS | Low | BTM Battery Control | BTM Battery Control | Interruptible Rider | Miscellaneous | % of Load | 0 | 2036 | 6.3637e-05
ENS | Low | BTM Battery Control | BTM Battery Control | Interruptible Rider | Retail Trade | % of Load | 0 | 2036 | 9.5456e-05
ENS | Low | BTM Battery Control | BTM Battery Control | Residential | Residential LI | % of Load | 0 | 2036 | 0.00064075
ENS | Low | BTM Battery Control | BTM Battery Control | Residential | Residential Market Rate | % of Load | 0 | 2036 | 0.003989
ENS | Low | EV Charging Control | EV Charging Control | EV | EV | % of Load | 0 | 2036 | 0.0015838
ENS | Low | Behavioral DR | Behavioral DR | Residential | Residential LI | % of Load | 0 | 2036 | 0.00022011
ENS | Low | Behavioral DR | Behavioral DR | Residential | Residential Market Rate | % of Load | 0 | 2036 | 0.0013028
ENS | Low | DLC | DLC-Switch-Water Heating | Small Commercial | Miscellaneous | % of Load | 1 | 2037 | 1.6439e-05
ENS | Low | DLC | DLC-Switch-Water Heating | Small Commercial | Offices | % of Load | 1 | 2037 | 9.6145e-06
ENS | Low | DLC | DLC-Switch-Water Heating | Small Commercial | Retail Trade | % of Load | 1 | 2037 | 5.7643e-05
ENS | Low | DLC | DLC-Switch-Water Heating | Small Commercial | Services | % of Load | 1 | 2037 | 6.9123e-05
ENS | Low | DLC | DLC-Thermostat-HVAC | Small Commercial | Miscellaneous | % of Load | 1 | 2037 | 9.2183e-05
ENS | Low | DLC | DLC-Thermostat-HVAC | Small Commercial | Offices | % of Load | 1 | 2037 | 0.00014445
ENS | Low | DLC | DLC-Thermostat-HVAC | Small Commercial | Retail Trade | % of Load | 1 | 2037 | 0.00011749
ENS | Low | DLC | DLC-Thermostat-HVAC | Small Commercial | Services | % of Load | 1 | 2037 | 0.0001413
ENS | Low | DLC | DLC-Switch-Water Heating | Small Industrial | Miscellaneous | % of Load | 1 | 2037 | 4.3894e-06
ENS | Low | DLC | DLC-Switch-Water Heating | Small Industrial | Offices | % of Load | 1 | 2037 | 1.6751e-07
ENS | Low | DLC | DLC-Switch-Water Heating | Small Industrial | Retail Trade | % of Load | 1 | 2037 | 1.1848e-06
ENS | Low | DLC | DLC-Switch-Water Heating | Small Industrial | Services | % of Load | 1 | 2037 | 1.477e-06
ENS | Low | DLC | DLC-Thermostat-HVAC | Small Industrial | Miscellaneous | % of Load | 1 | 2037 | 2.8231e-05
ENS | Low | DLC | DLC-Thermostat-HVAC | Small Industrial | Offices | % of Load | 1 | 2037 | 2.7307e-06
ENS | Low | DLC | DLC-Thermostat-HVAC | Small Industrial | Retail Trade | % of Load | 1 | 2037 | 2.9912e-06
ENS | Low | DLC | DLC-Thermostat-HVAC | Small Industrial | Services | % of Load | 1 | 2037 | 3.7289e-06
ENS | Low | DLC | DLC-Switch-Water Heating | Residential | Residential LI | % of Load | 1 | 2037 | 0.0022162
ENS | Low | DLC | DLC-Switch-Water Heating | Residential | Residential Market Rate | % of Load | 1 | 2037 | 0.0068065
ENS | Low | DLC | DLC-Thermostat-Heat Pump | Residential | Residential LI | % of Load | 1 | 2037 | 0.00032943
ENS | Low | DLC | DLC-Thermostat-Heat Pump | Residential | Residential Market Rate | % of Load | 1 | 2037 | 0.0046499
ENS | Low | DLC | DLC-Thermostat-Electric Furnace | Residential | Residential LI | % of Load | 1 | 2037 | 0.0023236
ENS | Low | DLC | DLC-Thermostat-Electric Furnace | Residential | Residential Market Rate | % of Load | 1 | 2037 | 0.0021106
ENS | Low | C&I Curtailment | C&I Curtailment- Manual HVAC Control | Large Commercial | Offices | % of Load | 1 | 2037 | 1.5375e-05
ENS | Low | C&I Curtailment | C&I Curtailment- Manual HVAC Control | Large Commercial | Services | % of Load | 1 | 2037 | 2.5113e-05
ENS | Low | C&I Curtailment | C&I Curtailment- Auto-DR HVAC Control | Large Commercial | Offices | % of Load | 1 | 2037 | 0.00010038
ENS | Low | C&I Curtailment | C&I Curtailment- Auto-DR HVAC Control | Large Commercial | Services | % of Load | 1 | 2037 | 0.00016396
ENS | Low | C&I Curtailment | C&I Curtailment- Standard Lighting Control | Large Commercial | Offices | % of Load | 1 | 2037 | 4.2311e-06
ENS | Low | C&I Curtailment | C&I Curtailment- Standard Lighting Control | Large Commercial | Services | % of Load | 1 | 2037 | 3.3236e-05
ENS | Low | C&I Curtailment | C&I Curtailment- Advanced Lighting Control | Large Commercial | Offices | % of Load | 1 | 2037 | 2.1155e-06
ENS | Low | C&I Curtailment | C&I Curtailment- Advanced Lighting Control | Large Commercial | Services | % of Load | 1 | 2037 | 1.6618e-05
ENS | Low | C&I Curtailment | C&I Curtailment- Water Heating Control | Large Commercial | Offices | % of Load | 1 | 2037 | 9.0325e-07
ENS | Low | C&I Curtailment | C&I Curtailment- Water Heating Control | Large Commercial | Services | % of Load | 1 | 2037 | 1.0109e-05
ENS | Low | C&I Curtailment | C&I Curtailment- Other | Large Commercial | Offices | % of Load | 1 | 2037 | 1.3523e-05
ENS | Low | C&I Curtailment | C&I Curtailment- Other | Large Commercial | Services | % of Load | 1 | 2037 | 9.5557e-05
ENS | Low | C&I Curtailment | C&I Curtailment- Manual HVAC Control | Large Industrial | Miscellaneous | % of Load | 1 | 2037 | 6.8031e-06
ENS | Low | C&I Curtailment | C&I Curtailment- Manual HVAC Control | Large Industrial | Offices | % of Load | 1 | 2037 | 4.3881e-06
ENS | Low | C&I Curtailment | C&I Curtailment- Manual HVAC Control | Large Industrial | Retail Trade | % of Load | 1 | 2037 | 9.9155e-06
ENS | Low | C&I Curtailment | C&I Curtailment- Manual HVAC Control | Large Industrial | Services | % of Load | 1 | 2037 | 2.9425e-06
ENS | Low | C&I Curtailment | C&I Curtailment- Auto-DR HVAC Control | Large Industrial | Miscellaneous | % of Load | 1 | 2037 | 4.4416e-05
ENS | Low | C&I Curtailment | C&I Curtailment- Auto-DR HVAC Control | Large Industrial | Offices | % of Load | 1 | 2037 | 2.8649e-05
ENS | Low | C&I Curtailment | C&I Curtailment- Auto-DR HVAC Control | Large Industrial | Retail Trade | % of Load | 1 | 2037 | 6.4737e-05
ENS | Low | C&I Curtailment | C&I Curtailment- Auto-DR HVAC Control | Large Industrial | Services | % of Load | 1 | 2037 | 1.9211e-05
ENS | Low | C&I Curtailment | C&I Curtailment- Standard Lighting Control | Large Industrial | Miscellaneous | % of Load | 1 | 2037 | 9.6167e-06
ENS | Low | C&I Curtailment | C&I Curtailment- Standard Lighting Control | Large Industrial | Offices | % of Load | 1 | 2037 | 1.7603e-06
ENS | Low | C&I Curtailment | C&I Curtailment- Standard Lighting Control | Large Industrial | Retail Trade | % of Load | 1 | 2037 | 1.3123e-05
ENS | Low | C&I Curtailment | C&I Curtailment- Standard Lighting Control | Large Industrial | Services | % of Load | 1 | 2037 | 3.8943e-06
ENS | Low | C&I Curtailment | C&I Curtailment- Advanced Lighting Control | Large Industrial | Miscellaneous | % of Load | 1 | 2037 | 4.8083e-06
ENS | Low | C&I Curtailment | C&I Curtailment- Advanced Lighting Control | Large Industrial | Offices | % of Load | 1 | 2037 | 8.8015e-07
ENS | Low | C&I Curtailment | C&I Curtailment- Advanced Lighting Control | Large Industrial | Retail Trade | % of Load | 1 | 2037 | 6.5613e-06
ENS | Low | C&I Curtailment | C&I Curtailment- Advanced Lighting Control | Large Industrial | Services | % of Load | 1 | 2037 | 1.9471e-06
ENS | Low | C&I Curtailment | C&I Curtailment- Water Heating Control | Large Industrial | Miscellaneous | % of Load | 1 | 2037 | 7.0684e-07
ENS | Low | C&I Curtailment | C&I Curtailment- Water Heating Control | Large Industrial | Offices | % of Load | 1 | 2037 | 2.1646e-07
ENS | Low | C&I Curtailment | C&I Curtailment- Water Heating Control | Large Industrial | Retail Trade | % of Load | 1 | 2037 | 3.9913e-06
ENS | Low | C&I Curtailment | C&I Curtailment- Water Heating Control | Large Industrial | Services | % of Load | 1 | 2037 | 1.1845e-06
ENS | Low | C&I Curtailment | C&I Curtailment- Other | Large Industrial | Miscellaneous | % of Load | 1 | 2037 | 1.4778e-05
ENS | Low | C&I Curtailment | C&I Curtailment- Other | Large Industrial | Offices | % of Load | 1 | 2037 | 4.1408e-06
ENS | Low | C&I Curtailment | C&I Curtailment- Other | Large Industrial | Retail Trade | % of Load | 1 | 2037 | 3.7729e-05
ENS | Low | C&I Curtailment | C&I Curtailment- Other | Large Industrial | Services | % of Load | 1 | 2037 | 1.1196e-05
ENS | Low | C&I Curtailment | C&I Curtailment- Industrial | Large Industrial | Manufacturing | % of Load | 1 | 2037 | 0.00049204
ENS | Low | C&I Curtailment | C&I Curtailment- Manual HVAC Control | Interruptible Rider | Miscellaneous | % of Load | 1 | 2037 | 0.00019314
ENS | Low | C&I Curtailment | C&I Curtailment- Manual HVAC Control | Interruptible Rider | Retail Trade | % of Load | 1 | 2037 | 4.7811e-06
ENS | Low | C&I Curtailment | C&I Curtailment- Auto-DR HVAC Control | Interruptible Rider | Miscellaneous | % of Load | 1 | 2037 | 0.001261
ENS | Low | C&I Curtailment | C&I Curtailment- Auto-DR HVAC Control | Interruptible Rider | Retail Trade | % of Load | 1 | 2037 | 3.1215e-05
ENS | Low | C&I Curtailment | C&I Curtailment- Standard Lighting Control | Interruptible Rider | Miscellaneous | % of Load | 1 | 2037 | 9.7686e-05
ENS | Low | C&I Curtailment | C&I Curtailment- Standard Lighting Control | Interruptible Rider | Retail Trade | % of Load | 1 | 2037 | 7.556e-06
ENS | Low | C&I Curtailment | C&I Curtailment- Advanced Lighting Control | Interruptible Rider | Miscellaneous | % of Load | 1 | 2037 | 4.8843e-05
ENS | Low | C&I Curtailment | C&I Curtailment- Advanced Lighting Control | Interruptible Rider | Retail Trade | % of Load | 1 | 2037 | 3.778e-06
ENS | Low | C&I Curtailment | C&I Curtailment- Water Heating Control | Interruptible Rider | Miscellaneous | % of Load | 1 | 2037 | 1.1325e-05
ENS | Low | C&I Curtailment | C&I Curtailment- Water Heating Control | Interruptible Rider | Retail Trade | % of Load | 1 | 2037 | 1.5316e-06
ENS | Low | C&I Curtailment | C&I Curtailment- Other | Interruptible Rider | Miscellaneous | % of Load | 1 | 2037 | 0.00020233
ENS | Low | C&I Curtailment | C&I Curtailment- Other | Interruptible Rider | Retail Trade | % of Load | 1 | 2037 | 1.6568e-05
ENS | Low | C&I Curtailment | C&I Curtailment- Industrial | Interruptible Rider | Manufacturing | % of Load | 1 | 2037 | 0.00033265
ENS | Low | Dynamic Pricing | Dynamic Pricing with enabling tech. | Small Commercial | Manufacturing | % of Load | 1 | 2037 | 1.765e-05
ENS | Low | Dynamic Pricing | Dynamic Pricing with enabling tech. | Small Commercial | Miscellaneous | % of Load | 1 | 2037 | 0.00019629
ENS | Low | Dynamic Pricing | Dynamic Pricing with enabling tech. | Small Commercial | Offices | % of Load | 1 | 2037 | 0.00015609
ENS | Low | Dynamic Pricing | Dynamic Pricing with enabling tech. | Small Commercial | Retail Trade | % of Load | 1 | 2037 | 0.00034921
ENS | Low | Dynamic Pricing | Dynamic Pricing with enabling tech. | Small Commercial | Services | % of Load | 1 | 2037 | 0.00041964
ENS | Low | Dynamic Pricing | Dynamic Pricing w/o enabling tech. | Small Commercial | Manufacturing | % of Load | 1 | 2037 | 1.0425e-06
ENS | Low | Dynamic Pricing | Dynamic Pricing w/o enabling tech. | Small Commercial | Miscellaneous | % of Load | 1 | 2037 | 1.1593e-05
ENS | Low | Dynamic Pricing | Dynamic Pricing w/o enabling tech. | Small Commercial | Offices | % of Load | 1 | 2037 | 9.2193e-06
ENS | Low | Dynamic Pricing | Dynamic Pricing w/o enabling tech. | Small Commercial | Retail Trade | % of Load | 1 | 2037 | 2.0625e-05
ENS | Low | Dynamic Pricing | Dynamic Pricing w/o enabling tech. | Small Commercial | Services | % of Load | 1 | 2037 | 2.4785e-05
ENS | Low | Dynamic Pricing | Dynamic Pricing with enabling tech. | Large Commercial | Offices | % of Load | 1 | 2037 | 3.7955e-05
ENS | Low | Dynamic Pricing | Dynamic Pricing with enabling tech. | Large Commercial | Services | % of Load | 1 | 2037 | 0.00024679
ENS | Low | Dynamic Pricing | Dynamic Pricing w/o enabling tech. | Large Commercial | Offices | % of Load | 1 | 2037 | 1.4383e-05
ENS | Low | Dynamic Pricing | Dynamic Pricing w/o enabling tech. | Large Commercial | Services | % of Load | 1 | 2037 | 9.352e-05
ENS | Low | Dynamic Pricing | Dynamic Pricing with enabling tech. | Small Industrial | Manufacturing | % of Load | 1 | 2037 | 3.4406e-05
ENS | Low | Dynamic Pricing | Dynamic Pricing with enabling tech. | Small Industrial | Miscellaneous | % of Load | 1 | 2037 | 4.9683e-05
ENS | Low | Dynamic Pricing | Dynamic Pricing with enabling tech. | Small Industrial | Offices | % of Load | 1 | 2037 | 3.0163e-06
ENS | Low | Dynamic Pricing | Dynamic Pricing with enabling tech. | Small Industrial | Retail Trade | % of Load | 1 | 2037 | 8.428e-06
ENS | Low | Dynamic Pricing | Dynamic Pricing with enabling tech. | Small Industrial | Services | % of Load | 1 | 2037 | 1.0506e-05
ENS | Low | Dynamic Pricing | Dynamic Pricing w/o enabling tech. | Small Industrial | Manufacturing | % of Load | 1 | 2037 | 2.0321e-06
ENS | Low | Dynamic Pricing | Dynamic Pricing w/o enabling tech. | Small Industrial | Miscellaneous | % of Load | 1 | 2037 | 2.9344e-06
ENS | Low | Dynamic Pricing | Dynamic Pricing w/o enabling tech. | Small Industrial | Offices | % of Load | 1 | 2037 | 1.7815e-07
ENS | Low | Dynamic Pricing | Dynamic Pricing w/o enabling tech. | Small Industrial | Retail Trade | % of Load | 1 | 2037 | 4.9778e-07
ENS | Low | Dynamic Pricing | Dynamic Pricing w/o enabling tech. | Small Industrial | Services | % of Load | 1 | 2037 | 6.2054e-07
ENS | Low | Dynamic Pricing | Dynamic Pricing with enabling tech. | Large Industrial | Manufacturing | % of Load | 1 | 2037 | 0.00025767
ENS | Low | Dynamic Pricing | Dynamic Pricing with enabling tech. | Large Industrial | Miscellaneous | % of Load | 1 | 2037 | 0.00014789
ENS | Low | Dynamic Pricing | Dynamic Pricing with enabling tech. | Large Industrial | Offices | % of Load | 1 | 2037 | 1.1426e-05
ENS | Low | Dynamic Pricing | Dynamic Pricing with enabling tech. | Large Industrial | Retail Trade | % of Load | 1 | 2037 | 5.2768e-05
ENS | Low | Dynamic Pricing | Dynamic Pricing with enabling tech. | Large Industrial | Services | % of Load | 1 | 2037 | 2.8916e-05
ENS | Low | Dynamic Pricing | Dynamic Pricing w/o enabling tech. | Large Industrial | Manufacturing | % of Load | 1 | 2037 | 9.7644e-05
ENS | Low | Dynamic Pricing | Dynamic Pricing w/o enabling tech. | Large Industrial | Miscellaneous | % of Load | 1 | 2037 | 5.6043e-05
ENS | Low | Dynamic Pricing | Dynamic Pricing w/o enabling tech. | Large Industrial | Offices | % of Load | 1 | 2037 | 4.3299e-06
ENS | Low | Dynamic Pricing | Dynamic Pricing w/o enabling tech. | Large Industrial | Retail Trade | % of Load | 1 | 2037 | 1.9996e-05
ENS | Low | Dynamic Pricing | Dynamic Pricing w/o enabling tech. | Large Industrial | Services | % of Load | 1 | 2037 | 1.0958e-05
ENS | Low | Dynamic Pricing | Dynamic Pricing with enabling tech. | Interruptible Rider | Manufacturing | % of Load | 1 | 2037 | 6.3599e-05
ENS | Low | Dynamic Pricing | Dynamic Pricing with enabling tech. | Interruptible Rider | Miscellaneous | % of Load | 1 | 2037 | 0.00014937
ENS | Low | Dynamic Pricing | Dynamic Pricing with enabling tech. | Interruptible Rider | Retail Trade | % of Load | 1 | 2037 | 8.7716e-06
ENS | Low | Dynamic Pricing | Dynamic Pricing w/o enabling tech. | Interruptible Rider | Manufacturing | % of Load | 1 | 2037 | 2.4101e-05
ENS | Low | Dynamic Pricing | Dynamic Pricing w/o enabling tech. | Interruptible Rider | Miscellaneous | % of Load | 1 | 2037 | 5.6602e-05
ENS | Low | Dynamic Pricing | Dynamic Pricing w/o enabling tech. | Interruptible Rider | Retail Trade | % of Load | 1 | 2037 | 3.324e-06
ENS | Low | Dynamic Pricing | Dynamic Pricing with enabling tech. | Residential | Residential Market Rate | % of Load | 1 | 2037 | 0.0090317
ENS | Low | Dynamic Pricing | Dynamic Pricing w/o enabling tech. | Residential | Residential Market Rate | % of Load | 1 | 2037 | 0.0050506
ENS | Low | BTM Battery Control | BTM Battery Control | Small Commercial | Manufacturing | % of Load | 0 | 2037 | 1.8826e-05
ENS | Low | BTM Battery Control | BTM Battery Control | Small Commercial | Miscellaneous | % of Load | 0 | 2037 | 0.00014001
ENS | Low | BTM Battery Control | BTM Battery Control | Small Commercial | Offices | % of Load | 0 | 2037 | 4.8158e-05
ENS | Low | BTM Battery Control | BTM Battery Control | Small Commercial | Retail Trade | % of Load | 0 | 2037 | 8.4042e-05
ENS | Low | BTM Battery Control | BTM Battery Control | Small Commercial | Services | % of Load | 0 | 2037 | 0.00018295
ENS | Low | BTM Battery Control | BTM Battery Control | Large Commercial | Offices | % of Load | 0 | 2037 | 2.7405e-05
ENS | Low | BTM Battery Control | BTM Battery Control | Large Commercial | Services | % of Load | 0 | 2037 | 0.00014616
ENS | Low | BTM Battery Control | BTM Battery Control | Small Industrial | Manufacturing | % of Load | 0 | 2037 | 4.5962e-07
ENS | Low | BTM Battery Control | BTM Battery Control | Small Industrial | Miscellaneous | % of Load | 0 | 2037 | 2.9927e-06
ENS | Low | BTM Battery Control | BTM Battery Control | Small Industrial | Offices | % of Load | 0 | 2037 | 1.1856e-06
ENS | Low | BTM Battery Control | BTM Battery Control | Small Industrial | Retail Trade | % of Load | 0 | 2037 | 2.0631e-06
ENS | Low | BTM Battery Control | BTM Battery Control | Small Industrial | Services | % of Load | 0 | 2037 | 4.4865e-06
ENS | Low | BTM Battery Control | BTM Battery Control | Large Industrial | Manufacturing | % of Load | 0 | 2037 | 1.7942e-05
ENS | Low | BTM Battery Control | BTM Battery Control | Large Industrial | Miscellaneous | % of Load | 0 | 2037 | 8.3184e-05
ENS | Low | BTM Battery Control | BTM Battery Control | Large Industrial | Offices | % of Load | 0 | 2037 | 9.7863e-06
ENS | Low | BTM Battery Control | BTM Battery Control | Large Industrial | Retail Trade | % of Load | 0 | 2037 | 4.8932e-05
ENS | Low | BTM Battery Control | BTM Battery Control | Large Industrial | Services | % of Load | 0 | 2037 | 0.00010602
ENS | Low | BTM Battery Control | BTM Battery Control | Interruptible Rider | Manufacturing | % of Load | 0 | 2037 | 2.3983e-05
ENS | Low | BTM Battery Control | BTM Battery Control | Interruptible Rider | Miscellaneous | % of Load | 0 | 2037 | 6.3953e-05
ENS | Low | BTM Battery Control | BTM Battery Control | Interruptible Rider | Retail Trade | % of Load | 0 | 2037 | 9.593e-05
ENS | Low | BTM Battery Control | BTM Battery Control | Residential | Residential LI | % of Load | 0 | 2037 | 0.00064711
ENS | Low | BTM Battery Control | BTM Battery Control | Residential | Residential Market Rate | % of Load | 0 | 2037 | 0.0040285
ENS | Low | EV Charging Control | EV Charging Control | EV | EV | % of Load | 0 | 2037 | 0.0017975
ENS | Low | Behavioral DR | Behavioral DR | Residential | Residential LI | % of Load | 0 | 2037 | 0.00022017
ENS | Low | Behavioral DR | Behavioral DR | Residential | Residential Market Rate | % of Load | 0 | 2037 | 0.0013057
ENS | Low | DLC | DLC-Switch-Water Heating | Small Commercial | Miscellaneous | % of Load | 1 | 2038 | 1.6419e-05
ENS | Low | DLC | DLC-Switch-Water Heating | Small Commercial | Offices | % of Load | 1 | 2038 | 9.5704e-06
ENS | Low | DLC | DLC-Switch-Water Heating | Small Commercial | Retail Trade | % of Load | 1 | 2038 | 5.7623e-05
ENS | Low | DLC | DLC-Switch-Water Heating | Small Commercial | Services | % of Load | 1 | 2038 | 6.9081e-05
ENS | Low | DLC | DLC-Thermostat-HVAC | Small Commercial | Miscellaneous | % of Load | 1 | 2038 | 9.0324e-05
ENS | Low | DLC | DLC-Thermostat-HVAC | Small Commercial | Offices | % of Load | 1 | 2038 | 0.00014275
ENS | Low | DLC | DLC-Thermostat-HVAC | Small Commercial | Retail Trade | % of Load | 1 | 2038 | 0.00011364
ENS | Low | DLC | DLC-Thermostat-HVAC | Small Commercial | Services | % of Load | 1 | 2038 | 0.00013665
ENS | Low | DLC | DLC-Switch-Water Heating | Small Industrial | Miscellaneous | % of Load | 1 | 2038 | 4.4514e-06
ENS | Low | DLC | DLC-Switch-Water Heating | Small Industrial | Offices | % of Load | 1 | 2038 | 1.6928e-07
ENS | Low | DLC | DLC-Switch-Water Heating | Small Industrial | Retail Trade | % of Load | 1 | 2038 | 1.201e-06
ENS | Low | DLC | DLC-Switch-Water Heating | Small Industrial | Services | % of Load | 1 | 2038 | 1.4972e-06
ENS | Low | DLC | DLC-Thermostat-HVAC | Small Industrial | Miscellaneous | % of Load | 1 | 2038 | 2.8282e-05
ENS | Low | DLC | DLC-Thermostat-HVAC | Small Industrial | Offices | % of Load | 1 | 2038 | 2.7526e-06
ENS | Low | DLC | DLC-Thermostat-HVAC | Small Industrial | Retail Trade | % of Load | 1 | 2038 | 2.9811e-06
ENS | Low | DLC | DLC-Thermostat-HVAC | Small Industrial | Services | % of Load | 1 | 2038 | 3.7162e-06
ENS | Low | DLC | DLC-Switch-Water Heating | Residential | Residential LI | % of Load | 1 | 2038 | 0.002232
ENS | Low | DLC | DLC-Switch-Water Heating | Residential | Residential Market Rate | % of Load | 1 | 2038 | 0.0068487
ENS | Low | DLC | DLC-Thermostat-Heat Pump | Residential | Residential LI | % of Load | 1 | 2038 | 0.0003542
ENS | Low | DLC | DLC-Thermostat-Heat Pump | Residential | Residential Market Rate | % of Load | 1 | 2038 | 0.0047708
ENS | Low | DLC | DLC-Thermostat-Electric Furnace | Residential | Residential LI | % of Load | 1 | 2038 | 0.0023174
ENS | Low | DLC | DLC-Thermostat-Electric Furnace | Residential | Residential Market Rate | % of Load | 1 | 2038 | 0.0020295
ENS | Low | C&I Curtailment | C&I Curtailment- Manual HVAC Control | Large Commercial | Offices | % of Load | 1 | 2038 | 1.5287e-05
ENS | Low | C&I Curtailment | C&I Curtailment- Manual HVAC Control | Large Commercial | Services | % of Load | 1 | 2038 | 2.4435e-05
ENS | Low | C&I Curtailment | C&I Curtailment- Auto-DR HVAC Control | Large Commercial | Offices | % of Load | 1 | 2038 | 9.9807e-05
ENS | Low | C&I Curtailment | C&I Curtailment- Auto-DR HVAC Control | Large Commercial | Services | % of Load | 1 | 2038 | 0.00015953
ENS | Low | C&I Curtailment | C&I Curtailment- Standard Lighting Control | Large Commercial | Offices | % of Load | 1 | 2038 | 3.9582e-06
ENS | Low | C&I Curtailment | C&I Curtailment- Standard Lighting Control | Large Commercial | Services | % of Load | 1 | 2038 | 3.183e-05
ENS | Low | C&I Curtailment | C&I Curtailment- Advanced Lighting Control | Large Commercial | Offices | % of Load | 1 | 2038 | 1.9791e-06
ENS | Low | C&I Curtailment | C&I Curtailment- Advanced Lighting Control | Large Commercial | Services | % of Load | 1 | 2038 | 1.5915e-05
ENS | Low | C&I Curtailment | C&I Curtailment- Water Heating Control | Large Commercial | Offices | % of Load | 1 | 2038 | 9.0875e-07
ENS | Low | C&I Curtailment | C&I Curtailment- Water Heating Control | Large Commercial | Services | % of Load | 1 | 2038 | 1.0175e-05
ENS | Low | C&I Curtailment | C&I Curtailment- Other | Large Commercial | Offices | % of Load | 1 | 2038 | 1.343e-05
ENS | Low | C&I Curtailment | C&I Curtailment- Other | Large Commercial | Services | % of Load | 1 | 2038 | 9.5302e-05
ENS | Low | C&I Curtailment | C&I Curtailment- Manual HVAC Control | Large Industrial | Miscellaneous | % of Load | 1 | 2038 | 6.8646e-06
ENS | Low | C&I Curtailment | C&I Curtailment- Manual HVAC Control | Large Industrial | Offices | % of Load | 1 | 2038 | 4.4765e-06
ENS | Low | C&I Curtailment | C&I Curtailment- Manual HVAC Control | Large Industrial | Retail Trade | % of Load | 1 | 2038 | 9.8902e-06
ENS | Low | C&I Curtailment | C&I Curtailment- Manual HVAC Control | Large Industrial | Services | % of Load | 1 | 2038 | 2.935e-06
ENS | Low | C&I Curtailment | C&I Curtailment- Auto-DR HVAC Control | Large Industrial | Miscellaneous | % of Load | 1 | 2038 | 4.4818e-05
ENS | Low | C&I Curtailment | C&I Curtailment- Auto-DR HVAC Control | Large Industrial | Offices | % of Load | 1 | 2038 | 2.9226e-05
ENS | Low | C&I Curtailment | C&I Curtailment- Auto-DR HVAC Control | Large Industrial | Retail Trade | % of Load | 1 | 2038 | 6.4571e-05
ENS | Low | C&I Curtailment | C&I Curtailment- Auto-DR HVAC Control | Large Industrial | Services | % of Load | 1 | 2038 | 1.9162e-05
ENS | Low | C&I Curtailment | C&I Curtailment- Standard Lighting Control | Large Industrial | Miscellaneous | % of Load | 1 | 2038 | 9.6272e-06
ENS | Low | C&I Curtailment | C&I Curtailment- Standard Lighting Control | Large Industrial | Offices | % of Load | 1 | 2038 | 1.7521e-06
ENS | Low | C&I Curtailment | C&I Curtailment- Standard Lighting Control | Large Industrial | Retail Trade | % of Load | 1 | 2038 | 1.2883e-05
ENS | Low | C&I Curtailment | C&I Curtailment- Standard Lighting Control | Large Industrial | Services | % of Load | 1 | 2038 | 3.8232e-06
ENS | Low | C&I Curtailment | C&I Curtailment- Advanced Lighting Control | Large Industrial | Miscellaneous | % of Load | 1 | 2038 | 4.8136e-06
ENS | Low | C&I Curtailment | C&I Curtailment- Advanced Lighting Control | Large Industrial | Offices | % of Load | 1 | 2038 | 8.7606e-07
ENS | Low | C&I Curtailment | C&I Curtailment- Advanced Lighting Control | Large Industrial | Retail Trade | % of Load | 1 | 2038 | 6.4416e-06
ENS | Low | C&I Curtailment | C&I Curtailment- Advanced Lighting Control | Large Industrial | Services | % of Load | 1 | 2038 | 1.9116e-06
ENS | Low | C&I Curtailment | C&I Curtailment- Water Heating Control | Large Industrial | Miscellaneous | % of Load | 1 | 2038 | 7.2097e-07
ENS | Low | C&I Curtailment | C&I Curtailment- Water Heating Control | Large Industrial | Offices | % of Load | 1 | 2038 | 2.2136e-07
ENS | Low | C&I Curtailment | C&I Curtailment- Water Heating Control | Large Industrial | Retail Trade | % of Load | 1 | 2038 | 4.1184e-06
ENS | Low | C&I Curtailment | C&I Curtailment- Water Heating Control | Large Industrial | Services | % of Load | 1 | 2038 | 1.2222e-06
ENS | Low | C&I Curtailment | C&I Curtailment- Other | Large Industrial | Miscellaneous | % of Load | 1 | 2038 | 1.504e-05
ENS | Low | C&I Curtailment | C&I Curtailment- Other | Large Industrial | Offices | % of Load | 1 | 2038 | 4.237e-06
ENS | Low | C&I Curtailment | C&I Curtailment- Other | Large Industrial | Retail Trade | % of Load | 1 | 2038 | 3.8574e-05
ENS | Low | C&I Curtailment | C&I Curtailment- Other | Large Industrial | Services | % of Load | 1 | 2038 | 1.1447e-05
ENS | Low | C&I Curtailment | C&I Curtailment- Industrial | Large Industrial | Manufacturing | % of Load | 1 | 2038 | 0.00049307
ENS | Low | C&I Curtailment | C&I Curtailment- Manual HVAC Control | Interruptible Rider | Miscellaneous | % of Load | 1 | 2038 | 0.00019317
ENS | Low | C&I Curtailment | C&I Curtailment- Manual HVAC Control | Interruptible Rider | Retail Trade | % of Load | 1 | 2038 | 4.7287e-06
ENS | Low | C&I Curtailment | C&I Curtailment- Auto-DR HVAC Control | Interruptible Rider | Miscellaneous | % of Load | 1 | 2038 | 0.0012612
ENS | Low | C&I Curtailment | C&I Curtailment- Auto-DR HVAC Control | Interruptible Rider | Retail Trade | % of Load | 1 | 2038 | 3.0873e-05
ENS | Low | C&I Curtailment | C&I Curtailment- Standard Lighting Control | Interruptible Rider | Miscellaneous | % of Load | 1 | 2038 | 9.5682e-05
ENS | Low | C&I Curtailment | C&I Curtailment- Standard Lighting Control | Interruptible Rider | Retail Trade | % of Load | 1 | 2038 | 7.4506e-06
ENS | Low | C&I Curtailment | C&I Curtailment- Advanced Lighting Control | Interruptible Rider | Miscellaneous | % of Load | 1 | 2038 | 4.7841e-05
ENS | Low | C&I Curtailment | C&I Curtailment- Advanced Lighting Control | Interruptible Rider | Retail Trade | % of Load | 1 | 2038 | 3.7253e-06
ENS | Low | C&I Curtailment | C&I Curtailment- Water Heating Control | Interruptible Rider | Miscellaneous | % of Load | 1 | 2038 | 1.1366e-05
ENS | Low | C&I Curtailment | C&I Curtailment- Water Heating Control | Interruptible Rider | Retail Trade | % of Load | 1 | 2038 | 1.5408e-06
ENS | Low | C&I Curtailment | C&I Curtailment- Other | Interruptible Rider | Miscellaneous | % of Load | 1 | 2038 | 0.00020283
ENS | Low | C&I Curtailment | C&I Curtailment- Other | Interruptible Rider | Retail Trade | % of Load | 1 | 2038 | 1.6637e-05
ENS | Low | C&I Curtailment | C&I Curtailment- Industrial | Interruptible Rider | Manufacturing | % of Load | 1 | 2038 | 0.00032879
ENS | Low | Dynamic Pricing | Dynamic Pricing with enabling tech. | Small Commercial | Manufacturing | % of Load | 1 | 2038 | 1.7223e-05
ENS | Low | Dynamic Pricing | Dynamic Pricing with enabling tech. | Small Commercial | Miscellaneous | % of Load | 1 | 2038 | 0.00019379
ENS | Low | Dynamic Pricing | Dynamic Pricing with enabling tech. | Small Commercial | Offices | % of Load | 1 | 2038 | 0.00015404
ENS | Low | Dynamic Pricing | Dynamic Pricing with enabling tech. | Small Commercial | Retail Trade | % of Load | 1 | 2038 | 0.00034372
ENS | Low | Dynamic Pricing | Dynamic Pricing with enabling tech. | Small Commercial | Services | % of Load | 1 | 2038 | 0.00041298
ENS | Low | Dynamic Pricing | Dynamic Pricing w/o enabling tech. | Small Commercial | Manufacturing | % of Load | 1 | 2038 | 1.0172e-06
ENS | Low | Dynamic Pricing | Dynamic Pricing w/o enabling tech. | Small Commercial | Miscellaneous | % of Load | 1 | 2038 | 1.1446e-05
ENS | Low | Dynamic Pricing | Dynamic Pricing w/o enabling tech. | Small Commercial | Offices | % of Load | 1 | 2038 | 9.0983e-06
ENS | Low | Dynamic Pricing | Dynamic Pricing w/o enabling tech. | Small Commercial | Retail Trade | % of Load | 1 | 2038 | 2.0301e-05
ENS | Low | Dynamic Pricing | Dynamic Pricing w/o enabling tech. | Small Commercial | Services | % of Load | 1 | 2038 | 2.4391e-05
ENS | Low | Dynamic Pricing | Dynamic Pricing with enabling tech. | Large Commercial | Offices | % of Load | 1 | 2038 | 3.7622e-05
ENS | Low | Dynamic Pricing | Dynamic Pricing with enabling tech. | Large Commercial | Services | % of Load | 1 | 2038 | 0.00024447
ENS | Low | Dynamic Pricing | Dynamic Pricing w/o enabling tech. | Large Commercial | Offices | % of Load | 1 | 2038 | 1.4257e-05
ENS | Low | Dynamic Pricing | Dynamic Pricing w/o enabling tech. | Large Commercial | Services | % of Load | 1 | 2038 | 9.2643e-05
ENS | Low | Dynamic Pricing | Dynamic Pricing with enabling tech. | Small Industrial | Manufacturing | % of Load | 1 | 2038 | 3.4267e-05
ENS | Low | Dynamic Pricing | Dynamic Pricing with enabling tech. | Small Industrial | Miscellaneous | % of Load | 1 | 2038 | 4.9967e-05
ENS | Low | Dynamic Pricing | Dynamic Pricing with enabling tech. | Small Industrial | Offices | % of Load | 1 | 2038 | 3.0399e-06
ENS | Low | Dynamic Pricing | Dynamic Pricing with enabling tech. | Small Industrial | Retail Trade | % of Load | 1 | 2038 | 8.4915e-06
ENS | Low | Dynamic Pricing | Dynamic Pricing with enabling tech. | Small Industrial | Services | % of Load | 1 | 2038 | 1.0586e-05
ENS | Low | Dynamic Pricing | Dynamic Pricing w/o enabling tech. | Small Industrial | Manufacturing | % of Load | 1 | 2038 | 2.0239e-06
ENS | Low | Dynamic Pricing | Dynamic Pricing w/o enabling tech. | Small Industrial | Miscellaneous | % of Load | 1 | 2038 | 2.9512e-06
ENS | Low | Dynamic Pricing | Dynamic Pricing w/o enabling tech. | Small Industrial | Offices | % of Load | 1 | 2038 | 1.7954e-07
ENS | Low | Dynamic Pricing | Dynamic Pricing w/o enabling tech. | Small Industrial | Retail Trade | % of Load | 1 | 2038 | 5.0153e-07
ENS | Low | Dynamic Pricing | Dynamic Pricing w/o enabling tech. | Small Industrial | Services | % of Load | 1 | 2038 | 6.2521e-07
ENS | Low | Dynamic Pricing | Dynamic Pricing with enabling tech. | Large Industrial | Manufacturing | % of Load | 1 | 2038 | 0.00025821
ENS | Low | Dynamic Pricing | Dynamic Pricing with enabling tech. | Large Industrial | Miscellaneous | % of Load | 1 | 2038 | 0.00014992
ENS | Low | Dynamic Pricing | Dynamic Pricing with enabling tech. | Large Industrial | Offices | % of Load | 1 | 2038 | 1.1657e-05
ENS | Low | Dynamic Pricing | Dynamic Pricing with enabling tech. | Large Industrial | Retail Trade | % of Load | 1 | 2038 | 5.3587e-05
ENS | Low | Dynamic Pricing | Dynamic Pricing with enabling tech. | Large Industrial | Services | % of Load | 1 | 2038 | 2.9365e-05
ENS | Low | Dynamic Pricing | Dynamic Pricing w/o enabling tech. | Large Industrial | Manufacturing | % of Load | 1 | 2038 | 9.7849e-05
ENS | Low | Dynamic Pricing | Dynamic Pricing w/o enabling tech. | Large Industrial | Miscellaneous | % of Load | 1 | 2038 | 5.6812e-05
ENS | Low | Dynamic Pricing | Dynamic Pricing w/o enabling tech. | Large Industrial | Offices | % of Load | 1 | 2038 | 4.4173e-06
ENS | Low | Dynamic Pricing | Dynamic Pricing w/o enabling tech. | Large Industrial | Retail Trade | % of Load | 1 | 2038 | 2.0307e-05
ENS | Low | Dynamic Pricing | Dynamic Pricing w/o enabling tech. | Large Industrial | Services | % of Load | 1 | 2038 | 1.1128e-05
ENS | Low | Dynamic Pricing | Dynamic Pricing with enabling tech. | Interruptible Rider | Manufacturing | % of Load | 1 | 2038 | 6.2861e-05
ENS | Low | Dynamic Pricing | Dynamic Pricing with enabling tech. | Interruptible Rider | Miscellaneous | % of Load | 1 | 2038 | 0.00014935
ENS | Low | Dynamic Pricing | Dynamic Pricing with enabling tech. | Interruptible Rider | Retail Trade | % of Load | 1 | 2038 | 8.7706e-06
ENS | Low | Dynamic Pricing | Dynamic Pricing w/o enabling tech. | Interruptible Rider | Manufacturing | % of Load | 1 | 2038 | 2.3821e-05
ENS | Low | Dynamic Pricing | Dynamic Pricing w/o enabling tech. | Interruptible Rider | Miscellaneous | % of Load | 1 | 2038 | 5.6597e-05
ENS | Low | Dynamic Pricing | Dynamic Pricing w/o enabling tech. | Interruptible Rider | Retail Trade | % of Load | 1 | 2038 | 3.3236e-06
ENS | Low | Dynamic Pricing | Dynamic Pricing with enabling tech. | Residential | Residential Market Rate | % of Load | 1 | 2038 | 0.0090571
ENS | Low | Dynamic Pricing | Dynamic Pricing w/o enabling tech. | Residential | Residential Market Rate | % of Load | 1 | 2038 | 0.0050648
ENS | Low | BTM Battery Control | BTM Battery Control | Small Commercial | Manufacturing | % of Load | 0 | 2038 | 1.893e-05
ENS | Low | BTM Battery Control | BTM Battery Control | Small Commercial | Miscellaneous | % of Load | 0 | 2038 | 0.00014088
ENS | Low | BTM Battery Control | BTM Battery Control | Small Commercial | Offices | % of Load | 0 | 2038 | 4.8426e-05
ENS | Low | BTM Battery Control | BTM Battery Control | Small Commercial | Retail Trade | % of Load | 0 | 2038 | 8.4509e-05
ENS | Low | BTM Battery Control | BTM Battery Control | Small Commercial | Services | % of Load | 0 | 2038 | 0.00018396
ENS | Low | BTM Battery Control | BTM Battery Control | Large Commercial | Offices | % of Load | 0 | 2038 | 2.7557e-05
ENS | Low | BTM Battery Control | BTM Battery Control | Large Commercial | Services | % of Load | 0 | 2038 | 0.00014697
ENS | Low | BTM Battery Control | BTM Battery Control | Small Industrial | Manufacturing | % of Load | 0 | 2038 | 4.6217e-07
ENS | Low | BTM Battery Control | BTM Battery Control | Small Industrial | Miscellaneous | % of Load | 0 | 2038 | 3.0094e-06
ENS | Low | BTM Battery Control | BTM Battery Control | Small Industrial | Offices | % of Load | 0 | 2038 | 1.1869e-06
ENS | Low | BTM Battery Control | BTM Battery Control | Small Industrial | Retail Trade | % of Load | 0 | 2038 | 2.0745e-06
ENS | Low | BTM Battery Control | BTM Battery Control | Small Industrial | Services | % of Load | 0 | 2038 | 4.5114e-06
ENS | Low | BTM Battery Control | BTM Battery Control | Large Industrial | Manufacturing | % of Load | 0 | 2038 | 1.8041e-05
ENS | Low | BTM Battery Control | BTM Battery Control | Large Industrial | Miscellaneous | % of Load | 0 | 2038 | 8.3646e-05
ENS | Low | BTM Battery Control | BTM Battery Control | Large Industrial | Offices | % of Load | 0 | 2038 | 9.8407e-06
ENS | Low | BTM Battery Control | BTM Battery Control | Large Industrial | Retail Trade | % of Load | 0 | 2038 | 4.9204e-05
ENS | Low | BTM Battery Control | BTM Battery Control | Large Industrial | Services | % of Load | 0 | 2038 | 0.00010661
ENS | Low | BTM Battery Control | BTM Battery Control | Interruptible Rider | Manufacturing | % of Load | 0 | 2038 | 2.4116e-05
ENS | Low | BTM Battery Control | BTM Battery Control | Interruptible Rider | Miscellaneous | % of Load | 0 | 2038 | 6.4309e-05
ENS | Low | BTM Battery Control | BTM Battery Control | Interruptible Rider | Retail Trade | % of Load | 0 | 2038 | 9.6463e-05
ENS | Low | BTM Battery Control | BTM Battery Control | Residential | Residential LI | % of Load | 0 | 2038 | 0.0006539
ENS | Low | BTM Battery Control | BTM Battery Control | Residential | Residential Market Rate | % of Load | 0 | 2038 | 0.0040708
ENS | Low | EV Charging Control | EV Charging Control | EV | EV | % of Load | 0 | 2038 | 0.0020291
ENS | Low | Behavioral DR | Behavioral DR | Residential | Residential LI | % of Load | 0 | 2038 | 0.00022036
ENS | Low | Behavioral DR | Behavioral DR | Residential | Residential Market Rate | % of Load | 0 | 2038 | 0.0013093
ENS | Low | DLC | DLC-Switch-Water Heating | Small Commercial | Miscellaneous | % of Load | 1 | 2039 | 1.653e-05
ENS | Low | DLC | DLC-Switch-Water Heating | Small Commercial | Offices | % of Load | 1 | 2039 | 9.5195e-06
ENS | Low | DLC | DLC-Switch-Water Heating | Small Commercial | Retail Trade | % of Load | 1 | 2039 | 5.7565e-05
ENS | Low | DLC | DLC-Switch-Water Heating | Small Commercial | Services | % of Load | 1 | 2039 | 6.8995e-05
ENS | Low | DLC | DLC-Thermostat-HVAC | Small Commercial | Miscellaneous | % of Load | 1 | 2039 | 8.9266e-05
ENS | Low | DLC | DLC-Thermostat-HVAC | Small Commercial | Offices | % of Load | 1 | 2039 | 0.00014102
ENS | Low | DLC | DLC-Thermostat-HVAC | Small Commercial | Retail Trade | % of Load | 1 | 2039 | 0.00010992
ENS | Low | DLC | DLC-Thermostat-HVAC | Small Commercial | Services | % of Load | 1 | 2039 | 0.00013217
ENS | Low | DLC | DLC-Switch-Water Heating | Small Industrial | Miscellaneous | % of Load | 1 | 2039 | 4.5219e-06
ENS | Low | DLC | DLC-Switch-Water Heating | Small Industrial | Offices | % of Load | 1 | 2039 | 1.7069e-07
ENS | Low | DLC | DLC-Switch-Water Heating | Small Industrial | Retail Trade | % of Load | 1 | 2039 | 1.2148e-06
ENS | Low | DLC | DLC-Switch-Water Heating | Small Industrial | Services | % of Load | 1 | 2039 | 1.5144e-06
ENS | Low | DLC | DLC-Thermostat-HVAC | Small Industrial | Miscellaneous | % of Load | 1 | 2039 | 2.8392e-05
ENS | Low | DLC | DLC-Thermostat-HVAC | Small Industrial | Offices | % of Load | 1 | 2039 | 2.7687e-06
ENS | Low | DLC | DLC-Thermostat-HVAC | Small Industrial | Retail Trade | % of Load | 1 | 2039 | 2.9642e-06
ENS | Low | DLC | DLC-Thermostat-HVAC | Small Industrial | Services | % of Load | 1 | 2039 | 3.6952e-06
ENS | Low | DLC | DLC-Switch-Water Heating | Residential | Residential LI | % of Load | 1 | 2039 | 0.0022457
ENS | Low | DLC | DLC-Switch-Water Heating | Residential | Residential Market Rate | % of Load | 1 | 2039 | 0.0068846
ENS | Low | DLC | DLC-Thermostat-Heat Pump | Residential | Residential LI | % of Load | 1 | 2039 | 0.00037744
ENS | Low | DLC | DLC-Thermostat-Heat Pump | Residential | Residential Market Rate | % of Load | 1 | 2039 | 0.0048794
ENS | Low | DLC | DLC-Thermostat-Electric Furnace | Residential | Residential LI | % of Load | 1 | 2039 | 0.0023077
ENS | Low | DLC | DLC-Thermostat-Electric Furnace | Residential | Residential Market Rate | % of Load | 1 | 2039 | 0.0019479
ENS | Low | C&I Curtailment | C&I Curtailment- Manual HVAC Control | Large Commercial | Offices | % of Load | 1 | 2039 | 1.5182e-05
ENS | Low | C&I Curtailment | C&I Curtailment- Manual HVAC Control | Large Commercial | Services | % of Load | 1 | 2039 | 2.3753e-05
ENS | Low | C&I Curtailment | C&I Curtailment- Auto-DR HVAC Control | Large Commercial | Offices | % of Load | 1 | 2039 | 9.9119e-05
ENS | Low | C&I Curtailment | C&I Curtailment- Auto-DR HVAC Control | Large Commercial | Services | % of Load | 1 | 2039 | 0.00015508
ENS | Low | C&I Curtailment | C&I Curtailment- Standard Lighting Control | Large Commercial | Offices | % of Load | 1 | 2039 | 3.7031e-06
ENS | Low | C&I Curtailment | C&I Curtailment- Standard Lighting Control | Large Commercial | Services | % of Load | 1 | 2039 | 3.05e-05
ENS | Low | C&I Curtailment | C&I Curtailment- Advanced Lighting Control | Large Commercial | Offices | % of Load | 1 | 2039 | 1.8515e-06
ENS | Low | C&I Curtailment | C&I Curtailment- Advanced Lighting Control | Large Commercial | Services | % of Load | 1 | 2039 | 1.525e-05
ENS | Low | C&I Curtailment | C&I Curtailment- Water Heating Control | Large Commercial | Offices | % of Load | 1 | 2039 | 9.127e-07
ENS | Low | C&I Curtailment | C&I Curtailment- Water Heating Control | Large Commercial | Services | % of Load | 1 | 2039 | 1.0224e-05
ENS | Low | C&I Curtailment | C&I Curtailment- Other | Large Commercial | Offices | % of Load | 1 | 2039 | 1.3319e-05
ENS | Low | C&I Curtailment | C&I Curtailment- Other | Large Commercial | Services | % of Load | 1 | 2039 | 9.4911e-05
ENS | Low | C&I Curtailment | C&I Curtailment- Manual HVAC Control | Large Industrial | Miscellaneous | % of Load | 1 | 2039 | 6.9959e-06
ENS | Low | C&I Curtailment | C&I Curtailment- Manual HVAC Control | Large Industrial | Offices | % of Load | 1 | 2039 | 4.5583e-06
ENS | Low | C&I Curtailment | C&I Curtailment- Manual HVAC Control | Large Industrial | Retail Trade | % of Load | 1 | 2039 | 9.8537e-06
ENS | Low | C&I Curtailment | C&I Curtailment- Manual HVAC Control | Large Industrial | Services | % of Load | 1 | 2039 | 2.9242e-06
ENS | Low | C&I Curtailment | C&I Curtailment- Auto-DR HVAC Control | Large Industrial | Miscellaneous | % of Load | 1 | 2039 | 4.5675e-05
ENS | Low | C&I Curtailment | C&I Curtailment- Auto-DR HVAC Control | Large Industrial | Offices | % of Load | 1 | 2039 | 2.976e-05
ENS | Low | C&I Curtailment | C&I Curtailment- Auto-DR HVAC Control | Large Industrial | Retail Trade | % of Load | 1 | 2039 | 6.4333e-05
ENS | Low | C&I Curtailment | C&I Curtailment- Auto-DR HVAC Control | Large Industrial | Services | % of Load | 1 | 2039 | 1.9091e-05
ENS | Low | C&I Curtailment | C&I Curtailment- Standard Lighting Control | Large Industrial | Miscellaneous | % of Load | 1 | 2039 | 9.7372e-06
ENS | Low | C&I Curtailment | C&I Curtailment- Standard Lighting Control | Large Industrial | Offices | % of Load | 1 | 2039 | 1.7404e-06
ENS | Low | C&I Curtailment | C&I Curtailment- Standard Lighting Control | Large Industrial | Retail Trade | % of Load | 1 | 2039 | 1.2653e-05
ENS | Low | C&I Curtailment | C&I Curtailment- Standard Lighting Control | Large Industrial | Services | % of Load | 1 | 2039 | 3.7548e-06
ENS | Low | C&I Curtailment | C&I Curtailment- Advanced Lighting Control | Large Industrial | Miscellaneous | % of Load | 1 | 2039 | 4.8686e-06
ENS | Low | C&I Curtailment | C&I Curtailment- Advanced Lighting Control | Large Industrial | Offices | % of Load | 1 | 2039 | 8.7021e-07
ENS | Low | C&I Curtailment | C&I Curtailment- Advanced Lighting Control | Large Industrial | Retail Trade | % of Load | 1 | 2039 | 6.3264e-06
ENS | Low | C&I Curtailment | C&I Curtailment- Advanced Lighting Control | Large Industrial | Services | % of Load | 1 | 2039 | 1.8774e-06
ENS | Low | C&I Curtailment | C&I Curtailment- Water Heating Control | Large Industrial | Miscellaneous | % of Load | 1 | 2039 | 7.4211e-07
ENS | Low | C&I Curtailment | C&I Curtailment- Water Heating Control | Large Industrial | Offices | % of Load | 1 | 2039 | 2.259e-07
ENS | Low | C&I Curtailment | C&I Curtailment- Water Heating Control | Large Industrial | Retail Trade | % of Load | 1 | 2039 | 4.2413e-06
ENS | Low | C&I Curtailment | C&I Curtailment- Water Heating Control | Large Industrial | Services | % of Load | 1 | 2039 | 1.2586e-06
ENS | Low | C&I Curtailment | C&I Curtailment- Other | Large Industrial | Miscellaneous | % of Load | 1 | 2039 | 1.5452e-05
ENS | Low | C&I Curtailment | C&I Curtailment- Other | Large Industrial | Offices | % of Load | 1 | 2039 | 4.3279e-06
ENS | Low | C&I Curtailment | C&I Curtailment- Other | Large Industrial | Retail Trade | % of Load | 1 | 2039 | 3.9373e-05
ENS | Low | C&I Curtailment | C&I Curtailment- Other | Large Industrial | Services | % of Load | 1 | 2039 | 1.1684e-05
ENS | Low | C&I Curtailment | C&I Curtailment- Industrial | Large Industrial | Manufacturing | % of Load | 1 | 2039 | 0.00049329
ENS | Low | C&I Curtailment | C&I Curtailment- Manual HVAC Control | Interruptible Rider | Miscellaneous | % of Load | 1 | 2039 | 0.00019285
ENS | Low | C&I Curtailment | C&I Curtailment- Manual HVAC Control | Interruptible Rider | Retail Trade | % of Load | 1 | 2039 | 4.6676e-06
ENS | Low | C&I Curtailment | C&I Curtailment- Auto-DR HVAC Control | Interruptible Rider | Miscellaneous | % of Load | 1 | 2039 | 0.0012591
ENS | Low | C&I Curtailment | C&I Curtailment- Auto-DR HVAC Control | Interruptible Rider | Retail Trade | % of Load | 1 | 2039 | 3.0474e-05
ENS | Low | C&I Curtailment | C&I Curtailment- Standard Lighting Control | Interruptible Rider | Miscellaneous | % of Load | 1 | 2039 | 9.358e-05
ENS | Low | C&I Curtailment | C&I Curtailment- Standard Lighting Control | Interruptible Rider | Retail Trade | % of Load | 1 | 2039 | 7.3362e-06
ENS | Low | C&I Curtailment | C&I Curtailment- Advanced Lighting Control | Interruptible Rider | Miscellaneous | % of Load | 1 | 2039 | 4.679e-05
ENS | Low | C&I Curtailment | C&I Curtailment- Advanced Lighting Control | Interruptible Rider | Retail Trade | % of Load | 1 | 2039 | 3.6681e-06
ENS | Low | C&I Curtailment | C&I Curtailment- Water Heating Control | Interruptible Rider | Miscellaneous | % of Load | 1 | 2039 | 1.1385e-05
ENS | Low | C&I Curtailment | C&I Curtailment- Water Heating Control | Interruptible Rider | Retail Trade | % of Load | 1 | 2039 | 1.5471e-06
ENS | Low | C&I Curtailment | C&I Curtailment- Other | Interruptible Rider | Miscellaneous | % of Load | 1 | 2039 | 0.00020296
ENS | Low | C&I Curtailment | C&I Curtailment- Other | Interruptible Rider | Retail Trade | % of Load | 1 | 2039 | 1.6675e-05
ENS | Low | C&I Curtailment | C&I Curtailment- Industrial | Interruptible Rider | Manufacturing | % of Load | 1 | 2039 | 0.0003244
ENS | Low | Dynamic Pricing | Dynamic Pricing with enabling tech. | Small Commercial | Manufacturing | % of Load | 1 | 2039 | 1.6802e-05
ENS | Low | Dynamic Pricing | Dynamic Pricing with enabling tech. | Small Commercial | Miscellaneous | % of Load | 1 | 2039 | 0.00019295
ENS | Low | Dynamic Pricing | Dynamic Pricing with enabling tech. | Small Commercial | Offices | % of Load | 1 | 2039 | 0.00015198
ENS | Low | Dynamic Pricing | Dynamic Pricing with enabling tech. | Small Commercial | Retail Trade | % of Load | 1 | 2039 | 0.00033831
ENS | Low | Dynamic Pricing | Dynamic Pricing with enabling tech. | Small Commercial | Services | % of Load | 1 | 2039 | 0.00040642
ENS | Low | Dynamic Pricing | Dynamic Pricing w/o enabling tech. | Small Commercial | Manufacturing | % of Load | 1 | 2039 | 9.9235e-07
ENS | Low | Dynamic Pricing | Dynamic Pricing w/o enabling tech. | Small Commercial | Miscellaneous | % of Load | 1 | 2039 | 1.1396e-05
ENS | Low | Dynamic Pricing | Dynamic Pricing w/o enabling tech. | Small Commercial | Offices | % of Load | 1 | 2039 | 8.9764e-06
ENS | Low | Dynamic Pricing | Dynamic Pricing w/o enabling tech. | Small Commercial | Retail Trade | % of Load | 1 | 2039 | 1.9981e-05
ENS | Low | Dynamic Pricing | Dynamic Pricing w/o enabling tech. | Small Commercial | Services | % of Load | 1 | 2039 | 2.4004e-05
ENS | Low | Dynamic Pricing | Dynamic Pricing with enabling tech. | Large Commercial | Offices | % of Load | 1 | 2039 | 3.7251e-05
ENS | Low | Dynamic Pricing | Dynamic Pricing with enabling tech. | Large Commercial | Services | % of Load | 1 | 2039 | 0.00024192
ENS | Low | Dynamic Pricing | Dynamic Pricing w/o enabling tech. | Large Commercial | Offices | % of Load | 1 | 2039 | 1.4116e-05
ENS | Low | Dynamic Pricing | Dynamic Pricing w/o enabling tech. | Large Commercial | Services | % of Load | 1 | 2039 | 9.1676e-05
ENS | Low | Dynamic Pricing | Dynamic Pricing with enabling tech. | Small Industrial | Manufacturing | % of Load | 1 | 2039 | 3.4059e-05
ENS | Low | Dynamic Pricing | Dynamic Pricing with enabling tech. | Small Industrial | Miscellaneous | % of Load | 1 | 2039 | 5.0351e-05
ENS | Low | Dynamic Pricing | Dynamic Pricing with enabling tech. | Small Industrial | Offices | % of Load | 1 | 2039 | 3.0573e-06
ENS | Low | Dynamic Pricing | Dynamic Pricing with enabling tech. | Small Industrial | Retail Trade | % of Load | 1 | 2039 | 8.538e-06
ENS | Low | Dynamic Pricing | Dynamic Pricing with enabling tech. | Small Industrial | Services | % of Load | 1 | 2039 | 1.0644e-05
ENS | Low | Dynamic Pricing | Dynamic Pricing w/o enabling tech. | Small Industrial | Manufacturing | % of Load | 1 | 2039 | 2.0116e-06
ENS | Low | Dynamic Pricing | Dynamic Pricing w/o enabling tech. | Small Industrial | Miscellaneous | % of Load | 1 | 2039 | 2.9738e-06
ENS | Low | Dynamic Pricing | Dynamic Pricing w/o enabling tech. | Small Industrial | Offices | % of Load | 1 | 2039 | 1.8057e-07
ENS | Low | Dynamic Pricing | Dynamic Pricing w/o enabling tech. | Small Industrial | Retail Trade | % of Load | 1 | 2039 | 5.0428e-07
ENS | Low | Dynamic Pricing | Dynamic Pricing w/o enabling tech. | Small Industrial | Services | % of Load | 1 | 2039 | 6.2864e-07
ENS | Low | Dynamic Pricing | Dynamic Pricing with enabling tech. | Large Industrial | Manufacturing | % of Load | 1 | 2039 | 0.00025833
ENS | Low | Dynamic Pricing | Dynamic Pricing with enabling tech. | Large Industrial | Miscellaneous | % of Load | 1 | 2039 | 0.00015346
ENS | Low | Dynamic Pricing | Dynamic Pricing with enabling tech. | Large Industrial | Offices | % of Load | 1 | 2039 | 1.1871e-05
ENS | Low | Dynamic Pricing | Dynamic Pricing with enabling tech. | Large Industrial | Retail Trade | % of Load | 1 | 2039 | 5.4349e-05
ENS | Low | Dynamic Pricing | Dynamic Pricing with enabling tech. | Large Industrial | Services | % of Load | 1 | 2039 | 2.9783e-05
ENS | Low | Dynamic Pricing | Dynamic Pricing w/o enabling tech. | Large Industrial | Manufacturing | % of Load | 1 | 2039 | 9.7894e-05
ENS | Low | Dynamic Pricing | Dynamic Pricing w/o enabling tech. | Large Industrial | Miscellaneous | % of Load | 1 | 2039 | 5.8152e-05
ENS | Low | Dynamic Pricing | Dynamic Pricing w/o enabling tech. | Large Industrial | Offices | % of Load | 1 | 2039 | 4.4986e-06
ENS | Low | Dynamic Pricing | Dynamic Pricing w/o enabling tech. | Large Industrial | Retail Trade | % of Load | 1 | 2039 | 2.0596e-05
ENS | Low | Dynamic Pricing | Dynamic Pricing w/o enabling tech. | Large Industrial | Services | % of Load | 1 | 2039 | 1.1286e-05
ENS | Low | Dynamic Pricing | Dynamic Pricing with enabling tech. | Interruptible Rider | Manufacturing | % of Load | 1 | 2039 | 6.2021e-05
ENS | Low | Dynamic Pricing | Dynamic Pricing with enabling tech. | Interruptible Rider | Miscellaneous | % of Load | 1 | 2039 | 0.00014908
ENS | Low | Dynamic Pricing | Dynamic Pricing with enabling tech. | Interruptible Rider | Retail Trade | % of Load | 1 | 2039 | 8.754e-06
ENS | Low | Dynamic Pricing | Dynamic Pricing w/o enabling tech. | Interruptible Rider | Manufacturing | % of Load | 1 | 2039 | 2.3503e-05
ENS | Low | Dynamic Pricing | Dynamic Pricing w/o enabling tech. | Interruptible Rider | Miscellaneous | % of Load | 1 | 2039 | 5.6492e-05
ENS | Low | Dynamic Pricing | Dynamic Pricing w/o enabling tech. | Interruptible Rider | Retail Trade | % of Load | 1 | 2039 | 3.3173e-06
ENS | Low | Dynamic Pricing | Dynamic Pricing with enabling tech. | Residential | Residential Market Rate | % of Load | 1 | 2039 | 0.0090769
ENS | Low | Dynamic Pricing | Dynamic Pricing w/o enabling tech. | Residential | Residential Market Rate | % of Load | 1 | 2039 | 0.0050759
ENS | Low | BTM Battery Control | BTM Battery Control | Small Commercial | Manufacturing | % of Load | 0 | 2039 | 1.8993e-05
ENS | Low | BTM Battery Control | BTM Battery Control | Small Commercial | Miscellaneous | % of Load | 0 | 2039 | 0.00014142
ENS | Low | BTM Battery Control | BTM Battery Control | Small Commercial | Offices | % of Load | 0 | 2039 | 4.8575e-05
ENS | Low | BTM Battery Control | BTM Battery Control | Small Commercial | Retail Trade | % of Load | 0 | 2039 | 8.4778e-05
ENS | Low | BTM Battery Control | BTM Battery Control | Small Commercial | Services | % of Load | 0 | 2039 | 0.00018455
ENS | Low | BTM Battery Control | BTM Battery Control | Large Commercial | Offices | % of Load | 0 | 2039 | 2.7649e-05
ENS | Low | BTM Battery Control | BTM Battery Control | Large Commercial | Services | % of Load | 0 | 2039 | 0.00014746
ENS | Low | BTM Battery Control | BTM Battery Control | Small Industrial | Manufacturing | % of Load | 0 | 2039 | 4.6371e-07
ENS | Low | BTM Battery Control | BTM Battery Control | Small Industrial | Miscellaneous | % of Load | 0 | 2039 | 3.0194e-06
ENS | Low | BTM Battery Control | BTM Battery Control | Small Industrial | Offices | % of Load | 0 | 2039 | 1.1909e-06
ENS | Low | BTM Battery Control | BTM Battery Control | Small Industrial | Retail Trade | % of Load | 0 | 2039 | 2.0814e-06
ENS | Low | BTM Battery Control | BTM Battery Control | Small Industrial | Services | % of Load | 0 | 2039 | 4.5265e-06
ENS | Low | BTM Battery Control | BTM Battery Control | Large Industrial | Manufacturing | % of Load | 0 | 2039 | 1.8102e-05
ENS | Low | BTM Battery Control | BTM Battery Control | Large Industrial | Miscellaneous | % of Load | 0 | 2039 | 8.3925e-05
ENS | Low | BTM Battery Control | BTM Battery Control | Large Industrial | Offices | % of Load | 0 | 2039 | 9.8735e-06
ENS | Low | BTM Battery Control | BTM Battery Control | Large Industrial | Retail Trade | % of Load | 0 | 2039 | 4.9368e-05
ENS | Low | BTM Battery Control | BTM Battery Control | Large Industrial | Services | % of Load | 0 | 2039 | 0.00010696
ENS | Low | BTM Battery Control | BTM Battery Control | Interruptible Rider | Manufacturing | % of Load | 0 | 2039 | 2.4196e-05
ENS | Low | BTM Battery Control | BTM Battery Control | Interruptible Rider | Miscellaneous | % of Load | 0 | 2039 | 6.4523e-05
ENS | Low | BTM Battery Control | BTM Battery Control | Interruptible Rider | Retail Trade | % of Load | 0 | 2039 | 9.6785e-05
ENS | Low | BTM Battery Control | BTM Battery Control | Residential | Residential LI | % of Load | 0 | 2039 | 0.00065931
ENS | Low | BTM Battery Control | BTM Battery Control | Residential | Residential Market Rate | % of Load | 0 | 2039 | 0.0041045
ENS | Low | EV Charging Control | EV Charging Control | EV | EV | % of Load | 0 | 2039 | 0.0022717
ENS | Low | Behavioral DR | Behavioral DR | Residential | Residential LI | % of Load | 0 | 2039 | 0.0002204
ENS | Low | Behavioral DR | Behavioral DR | Residential | Residential Market Rate | % of Load | 0 | 2039 | 0.0013122
ENS | Low | DLC | DLC-Switch-Water Heating | Small Commercial | Miscellaneous | % of Load | 1 | 2040 | 1.6508e-05
ENS | Low | DLC | DLC-Switch-Water Heating | Small Commercial | Offices | % of Load | 1 | 2040 | 9.4735e-06
ENS | Low | DLC | DLC-Switch-Water Heating | Small Commercial | Retail Trade | % of Load | 1 | 2040 | 5.7541e-05
ENS | Low | DLC | DLC-Switch-Water Heating | Small Commercial | Services | % of Load | 1 | 2040 | 6.8952e-05
ENS | Low | DLC | DLC-Thermostat-HVAC | Small Commercial | Miscellaneous | % of Load | 1 | 2040 | 8.7686e-05
ENS | Low | DLC | DLC-Thermostat-HVAC | Small Commercial | Offices | % of Load | 1 | 2040 | 0.00013954
ENS | Low | DLC | DLC-Thermostat-HVAC | Small Commercial | Retail Trade | % of Load | 1 | 2040 | 0.00010669
ENS | Low | DLC | DLC-Thermostat-HVAC | Small Commercial | Services | % of Load | 1 | 2040 | 0.00012829
ENS | Low | DLC | DLC-Switch-Water Heating | Small Industrial | Miscellaneous | % of Load | 1 | 2040 | 4.5718e-06
ENS | Low | DLC | DLC-Switch-Water Heating | Small Industrial | Offices | % of Load | 1 | 2040 | 1.7194e-07
ENS | Low | DLC | DLC-Switch-Water Heating | Small Industrial | Retail Trade | % of Load | 1 | 2040 | 1.2278e-06
ENS | Low | DLC | DLC-Switch-Water Heating | Small Industrial | Services | % of Load | 1 | 2040 | 1.5306e-06
ENS | Low | DLC | DLC-Thermostat-HVAC | Small Industrial | Miscellaneous | % of Load | 1 | 2040 | 2.8405e-05
ENS | Low | DLC | DLC-Thermostat-HVAC | Small Industrial | Offices | % of Load | 1 | 2040 | 2.7846e-06
ENS | Low | DLC | DLC-Thermostat-HVAC | Small Industrial | Retail Trade | % of Load | 1 | 2040 | 2.9487e-06
ENS | Low | DLC | DLC-Thermostat-HVAC | Small Industrial | Services | % of Load | 1 | 2040 | 3.6759e-06
ENS | Low | DLC | DLC-Switch-Water Heating | Residential | Residential LI | % of Load | 1 | 2040 | 0.0022587
ENS | Low | DLC | DLC-Switch-Water Heating | Residential | Residential Market Rate | % of Load | 1 | 2040 | 0.0069193
ENS | Low | DLC | DLC-Thermostat-Heat Pump | Residential | Residential LI | % of Load | 1 | 2040 | 0.00040042
ENS | Low | DLC | DLC-Thermostat-Heat Pump | Residential | Residential Market Rate | % of Load | 1 | 2040 | 0.0049845
ENS | Low | DLC | DLC-Thermostat-Electric Furnace | Residential | Residential LI | % of Load | 1 | 2040 | 0.0022969
ENS | Low | DLC | DLC-Thermostat-Electric Furnace | Residential | Residential Market Rate | % of Load | 1 | 2040 | 0.0018667
ENS | Low | C&I Curtailment | C&I Curtailment- Manual HVAC Control | Large Commercial | Offices | % of Load | 1 | 2040 | 1.5088e-05
ENS | Low | C&I Curtailment | C&I Curtailment- Manual HVAC Control | Large Commercial | Services | % of Load | 1 | 2040 | 2.3147e-05
ENS | Low | C&I Curtailment | C&I Curtailment- Auto-DR HVAC Control | Large Commercial | Offices | % of Load | 1 | 2040 | 9.851e-05
ENS | Low | C&I Curtailment | C&I Curtailment- Auto-DR HVAC Control | Large Commercial | Services | % of Load | 1 | 2040 | 0.00015112
ENS | Low | C&I Curtailment | C&I Curtailment- Standard Lighting Control | Large Commercial | Offices | % of Load | 1 | 2040 | 3.4772e-06
ENS | Low | C&I Curtailment | C&I Curtailment- Standard Lighting Control | Large Commercial | Services | % of Load | 1 | 2040 | 2.9323e-05
ENS | Low | C&I Curtailment | C&I Curtailment- Advanced Lighting Control | Large Commercial | Offices | % of Load | 1 | 2040 | 1.7386e-06
ENS | Low | C&I Curtailment | C&I Curtailment- Advanced Lighting Control | Large Commercial | Services | % of Load | 1 | 2040 | 1.4661e-05
ENS | Low | C&I Curtailment | C&I Curtailment- Water Heating Control | Large Commercial | Offices | % of Load | 1 | 2040 | 9.1622e-07
ENS | Low | C&I Curtailment | C&I Curtailment- Water Heating Control | Large Commercial | Services | % of Load | 1 | 2040 | 1.0268e-05
ENS | Low | C&I Curtailment | C&I Curtailment- Other | Large Commercial | Offices | % of Load | 1 | 2040 | 1.3216e-05
ENS | Low | C&I Curtailment | C&I Curtailment- Other | Large Commercial | Services | % of Load | 1 | 2040 | 9.4535e-05
ENS | Low | C&I Curtailment | C&I Curtailment- Manual HVAC Control | Large Industrial | Miscellaneous | % of Load | 1 | 2040 | 7.0609e-06
ENS | Low | C&I Curtailment | C&I Curtailment- Manual HVAC Control | Large Industrial | Offices | % of Load | 1 | 2040 | 4.6416e-06
ENS | Low | C&I Curtailment | C&I Curtailment- Manual HVAC Control | Large Industrial | Retail Trade | % of Load | 1 | 2040 | 9.8385e-06
ENS | Low | C&I Curtailment | C&I Curtailment- Manual HVAC Control | Large Industrial | Services | % of Load | 1 | 2040 | 2.9197e-06
ENS | Low | C&I Curtailment | C&I Curtailment- Auto-DR HVAC Control | Large Industrial | Miscellaneous | % of Load | 1 | 2040 | 4.61e-05
ENS | Low | C&I Curtailment | C&I Curtailment- Auto-DR HVAC Control | Large Industrial | Offices | % of Load | 1 | 2040 | 3.0304e-05
ENS | Low | C&I Curtailment | C&I Curtailment- Auto-DR HVAC Control | Large Industrial | Retail Trade | % of Load | 1 | 2040 | 6.4234e-05
ENS | Low | C&I Curtailment | C&I Curtailment- Auto-DR HVAC Control | Large Industrial | Services | % of Load | 1 | 2040 | 1.9062e-05
ENS | Low | C&I Curtailment | C&I Curtailment- Standard Lighting Control | Large Industrial | Miscellaneous | % of Load | 1 | 2040 | 9.7492e-06
ENS | Low | C&I Curtailment | C&I Curtailment- Standard Lighting Control | Large Industrial | Offices | % of Load | 1 | 2040 | 1.7276e-06
ENS | Low | C&I Curtailment | C&I Curtailment- Standard Lighting Control | Large Industrial | Retail Trade | % of Load | 1 | 2040 | 1.2464e-05
ENS | Low | C&I Curtailment | C&I Curtailment- Standard Lighting Control | Large Industrial | Services | % of Load | 1 | 2040 | 3.6987e-06
ENS | Low | C&I Curtailment | C&I Curtailment- Advanced Lighting Control | Large Industrial | Miscellaneous | % of Load | 1 | 2040 | 4.8746e-06
ENS | Low | C&I Curtailment | C&I Curtailment- Advanced Lighting Control | Large Industrial | Offices | % of Load | 1 | 2040 | 8.638e-07
ENS | Low | C&I Curtailment | C&I Curtailment- Advanced Lighting Control | Large Industrial | Retail Trade | % of Load | 1 | 2040 | 6.2318e-06
ENS | Low | C&I Curtailment | C&I Curtailment- Advanced Lighting Control | Large Industrial | Services | % of Load | 1 | 2040 | 1.8493e-06
ENS | Low | C&I Curtailment | C&I Curtailment- Water Heating Control | Large Industrial | Miscellaneous | % of Load | 1 | 2040 | 7.5492e-07
ENS | Low | C&I Curtailment | C&I Curtailment- Water Heating Control | Large Industrial | Offices | % of Load | 1 | 2040 | 2.3027e-07
ENS | Low | C&I Curtailment | C&I Curtailment- Water Heating Control | Large Industrial | Retail Trade | % of Load | 1 | 2040 | 4.3642e-06
ENS | Low | C&I Curtailment | C&I Curtailment- Water Heating Control | Large Industrial | Services | % of Load | 1 | 2040 | 1.2951e-06
ENS | Low | C&I Curtailment | C&I Curtailment- Other | Large Industrial | Miscellaneous | % of Load | 1 | 2040 | 1.5701e-05
ENS | Low | C&I Curtailment | C&I Curtailment- Other | Large Industrial | Offices | % of Load | 1 | 2040 | 4.4199e-06
ENS | Low | C&I Curtailment | C&I Curtailment- Other | Large Industrial | Retail Trade | % of Load | 1 | 2040 | 4.0182e-05
ENS | Low | C&I Curtailment | C&I Curtailment- Other | Large Industrial | Services | % of Load | 1 | 2040 | 1.1924e-05
ENS | Low | C&I Curtailment | C&I Curtailment- Industrial | Large Industrial | Manufacturing | % of Load | 1 | 2040 | 0.0004937
ENS | Low | C&I Curtailment | C&I Curtailment- Manual HVAC Control | Interruptible Rider | Miscellaneous | % of Load | 1 | 2040 | 0.00019254
ENS | Low | C&I Curtailment | C&I Curtailment- Manual HVAC Control | Interruptible Rider | Retail Trade | % of Load | 1 | 2040 | 4.6099e-06
ENS | Low | C&I Curtailment | C&I Curtailment- Auto-DR HVAC Control | Interruptible Rider | Miscellaneous | % of Load | 1 | 2040 | 0.0012571
ENS | Low | C&I Curtailment | C&I Curtailment- Auto-DR HVAC Control | Interruptible Rider | Retail Trade | % of Load | 1 | 2040 | 3.0097e-05
ENS | Low | C&I Curtailment | C&I Curtailment- Standard Lighting Control | Interruptible Rider | Miscellaneous | % of Load | 1 | 2040 | 9.1565e-05
ENS | Low | C&I Curtailment | C&I Curtailment- Standard Lighting Control | Interruptible Rider | Retail Trade | % of Load | 1 | 2040 | 7.2262e-06
ENS | Low | C&I Curtailment | C&I Curtailment- Advanced Lighting Control | Interruptible Rider | Miscellaneous | % of Load | 1 | 2040 | 4.5783e-05
ENS | Low | C&I Curtailment | C&I Curtailment- Advanced Lighting Control | Interruptible Rider | Retail Trade | % of Load | 1 | 2040 | 3.6131e-06
ENS | Low | C&I Curtailment | C&I Curtailment- Water Heating Control | Interruptible Rider | Miscellaneous | % of Load | 1 | 2040 | 1.1395e-05
ENS | Low | C&I Curtailment | C&I Curtailment- Water Heating Control | Interruptible Rider | Retail Trade | % of Load | 1 | 2040 | 1.5525e-06
ENS | Low | C&I Curtailment | C&I Curtailment- Other | Interruptible Rider | Miscellaneous | % of Load | 1 | 2040 | 0.00020301
ENS | Low | C&I Curtailment | C&I Curtailment- Other | Interruptible Rider | Retail Trade | % of Load | 1 | 2040 | 1.6706e-05
ENS | Low | C&I Curtailment | C&I Curtailment- Industrial | Interruptible Rider | Manufacturing | % of Load | 1 | 2040 | 0.00032013
ENS | Low | Dynamic Pricing | Dynamic Pricing with enabling tech. | Small Commercial | Manufacturing | % of Load | 1 | 2040 | 1.6422e-05
ENS | Low | Dynamic Pricing | Dynamic Pricing with enabling tech. | Small Commercial | Miscellaneous | % of Load | 1 | 2040 | 0.00019078
ENS | Low | Dynamic Pricing | Dynamic Pricing with enabling tech. | Small Commercial | Offices | % of Load | 1 | 2040 | 0.00015019
ENS | Low | Dynamic Pricing | Dynamic Pricing with enabling tech. | Small Commercial | Retail Trade | % of Load | 1 | 2040 | 0.00033363
ENS | Low | Dynamic Pricing | Dynamic Pricing with enabling tech. | Small Commercial | Services | % of Load | 1 | 2040 | 0.00040074
ENS | Low | Dynamic Pricing | Dynamic Pricing w/o enabling tech. | Small Commercial | Manufacturing | % of Load | 1 | 2040 | 9.699e-07
ENS | Low | Dynamic Pricing | Dynamic Pricing w/o enabling tech. | Small Commercial | Miscellaneous | % of Load | 1 | 2040 | 1.1268e-05
ENS | Low | Dynamic Pricing | Dynamic Pricing w/o enabling tech. | Small Commercial | Offices | % of Load | 1 | 2040 | 8.8705e-06
ENS | Low | Dynamic Pricing | Dynamic Pricing w/o enabling tech. | Small Commercial | Retail Trade | % of Load | 1 | 2040 | 1.9705e-05
ENS | Low | Dynamic Pricing | Dynamic Pricing w/o enabling tech. | Small Commercial | Services | % of Load | 1 | 2040 | 2.3669e-05
ENS | Low | Dynamic Pricing | Dynamic Pricing with enabling tech. | Large Commercial | Offices | % of Load | 1 | 2040 | 3.6915e-05
ENS | Low | Dynamic Pricing | Dynamic Pricing with enabling tech. | Large Commercial | Services | % of Load | 1 | 2040 | 0.00023961
ENS | Low | Dynamic Pricing | Dynamic Pricing w/o enabling tech. | Large Commercial | Offices | % of Load | 1 | 2040 | 1.3989e-05
ENS | Low | Dynamic Pricing | Dynamic Pricing w/o enabling tech. | Large Commercial | Services | % of Load | 1 | 2040 | 9.0798e-05
ENS | Low | Dynamic Pricing | Dynamic Pricing with enabling tech. | Small Industrial | Manufacturing | % of Load | 1 | 2040 | 3.3853e-05
ENS | Low | Dynamic Pricing | Dynamic Pricing with enabling tech. | Small Industrial | Miscellaneous | % of Load | 1 | 2040 | 5.053e-05
ENS | Low | Dynamic Pricing | Dynamic Pricing with enabling tech. | Small Industrial | Offices | % of Load | 1 | 2040 | 3.0739e-06
ENS | Low | Dynamic Pricing | Dynamic Pricing with enabling tech. | Small Industrial | Retail Trade | % of Load | 1 | 2040 | 8.582e-06
ENS | Low | Dynamic Pricing | Dynamic Pricing with enabling tech. | Small Industrial | Services | % of Load | 1 | 2040 | 1.0698e-05
ENS | Low | Dynamic Pricing | Dynamic Pricing w/o enabling tech. | Small Industrial | Manufacturing | % of Load | 1 | 2040 | 1.9994e-06
ENS | Low | Dynamic Pricing | Dynamic Pricing w/o enabling tech. | Small Industrial | Miscellaneous | % of Load | 1 | 2040 | 2.9844e-06
ENS | Low | Dynamic Pricing | Dynamic Pricing w/o enabling tech. | Small Industrial | Offices | % of Load | 1 | 2040 | 1.8155e-07
ENS | Low | Dynamic Pricing | Dynamic Pricing w/o enabling tech. | Small Industrial | Retail Trade | % of Load | 1 | 2040 | 5.0688e-07
ENS | Low | Dynamic Pricing | Dynamic Pricing w/o enabling tech. | Small Industrial | Services | % of Load | 1 | 2040 | 6.3188e-07
ENS | Low | Dynamic Pricing | Dynamic Pricing with enabling tech. | Large Industrial | Manufacturing | % of Load | 1 | 2040 | 0.00025854
ENS | Low | Dynamic Pricing | Dynamic Pricing with enabling tech. | Large Industrial | Miscellaneous | % of Load | 1 | 2040 | 0.00015542
ENS | Low | Dynamic Pricing | Dynamic Pricing with enabling tech. | Large Industrial | Offices | % of Load | 1 | 2040 | 1.2089e-05
ENS | Low | Dynamic Pricing | Dynamic Pricing with enabling tech. | Large Industrial | Retail Trade | % of Load | 1 | 2040 | 5.5153e-05
ENS | Low | Dynamic Pricing | Dynamic Pricing with enabling tech. | Large Industrial | Services | % of Load | 1 | 2040 | 3.0223e-05
ENS | Low | Dynamic Pricing | Dynamic Pricing w/o enabling tech. | Large Industrial | Manufacturing | % of Load | 1 | 2040 | 9.7975e-05
ENS | Low | Dynamic Pricing | Dynamic Pricing w/o enabling tech. | Large Industrial | Miscellaneous | % of Load | 1 | 2040 | 5.8895e-05
ENS | Low | Dynamic Pricing | Dynamic Pricing w/o enabling tech. | Large Industrial | Offices | % of Load | 1 | 2040 | 4.581e-06
ENS | Low | Dynamic Pricing | Dynamic Pricing w/o enabling tech. | Large Industrial | Retail Trade | % of Load | 1 | 2040 | 2.09e-05
ENS | Low | Dynamic Pricing | Dynamic Pricing w/o enabling tech. | Large Industrial | Services | % of Load | 1 | 2040 | 1.1453e-05
ENS | Low | Dynamic Pricing | Dynamic Pricing with enabling tech. | Interruptible Rider | Manufacturing | % of Load | 1 | 2040 | 6.1205e-05
ENS | Low | Dynamic Pricing | Dynamic Pricing with enabling tech. | Interruptible Rider | Miscellaneous | % of Load | 1 | 2040 | 0.00014878
ENS | Low | Dynamic Pricing | Dynamic Pricing with enabling tech. | Interruptible Rider | Retail Trade | % of Load | 1 | 2040 | 8.7362e-06
ENS | Low | Dynamic Pricing | Dynamic Pricing w/o enabling tech. | Interruptible Rider | Manufacturing | % of Load | 1 | 2040 | 2.3193e-05
ENS | Low | Dynamic Pricing | Dynamic Pricing w/o enabling tech. | Interruptible Rider | Miscellaneous | % of Load | 1 | 2040 | 5.638e-05
ENS | Low | Dynamic Pricing | Dynamic Pricing w/o enabling tech. | Interruptible Rider | Retail Trade | % of Load | 1 | 2040 | 3.3106e-06
ENS | Low | Dynamic Pricing | Dynamic Pricing with enabling tech. | Residential | Residential Market Rate | % of Load | 1 | 2040 | 0.0090959
ENS | Low | Dynamic Pricing | Dynamic Pricing w/o enabling tech. | Residential | Residential Market Rate | % of Load | 1 | 2040 | 0.0050865
ENS | Low | BTM Battery Control | BTM Battery Control | Small Commercial | Manufacturing | % of Load | 0 | 2040 | 1.9045e-05
ENS | Low | BTM Battery Control | BTM Battery Control | Small Commercial | Miscellaneous | % of Load | 0 | 2040 | 0.0001419
ENS | Low | BTM Battery Control | BTM Battery Control | Small Commercial | Offices | % of Load | 0 | 2040 | 4.8707e-05
ENS | Low | BTM Battery Control | BTM Battery Control | Small Commercial | Retail Trade | % of Load | 0 | 2040 | 8.501e-05
ENS | Low | BTM Battery Control | BTM Battery Control | Small Commercial | Services | % of Load | 0 | 2040 | 0.00018505
ENS | Low | BTM Battery Control | BTM Battery Control | Large Commercial | Offices | % of Load | 0 | 2040 | 2.7724e-05
ENS | Low | BTM Battery Control | BTM Battery Control | Large Commercial | Services | % of Load | 0 | 2040 | 0.00014786
ENS | Low | BTM Battery Control | BTM Battery Control | Small Industrial | Manufacturing | % of Load | 0 | 2040 | 4.6498e-07
ENS | Low | BTM Battery Control | BTM Battery Control | Small Industrial | Miscellaneous | % of Load | 0 | 2040 | 3.0276e-06
ENS | Low | BTM Battery Control | BTM Battery Control | Small Industrial | Offices | % of Load | 0 | 2040 | 1.1941e-06
ENS | Low | BTM Battery Control | BTM Battery Control | Small Industrial | Retail Trade | % of Load | 0 | 2040 | 2.0871e-06
ENS | Low | BTM Battery Control | BTM Battery Control | Small Industrial | Services | % of Load | 0 | 2040 | 4.5388e-06
ENS | Low | BTM Battery Control | BTM Battery Control | Large Industrial | Manufacturing | % of Load | 0 | 2040 | 1.8151e-05
ENS | Low | BTM Battery Control | BTM Battery Control | Large Industrial | Miscellaneous | % of Load | 0 | 2040 | 8.4154e-05
ENS | Low | BTM Battery Control | BTM Battery Control | Large Industrial | Offices | % of Load | 0 | 2040 | 9.9005e-06
ENS | Low | BTM Battery Control | BTM Battery Control | Large Industrial | Retail Trade | % of Load | 0 | 2040 | 4.9503e-05
ENS | Low | BTM Battery Control | BTM Battery Control | Large Industrial | Services | % of Load | 0 | 2040 | 0.00010726
ENS | Low | BTM Battery Control | BTM Battery Control | Interruptible Rider | Manufacturing | % of Load | 0 | 2040 | 2.4262e-05
ENS | Low | BTM Battery Control | BTM Battery Control | Interruptible Rider | Miscellaneous | % of Load | 0 | 2040 | 6.47e-05
ENS | Low | BTM Battery Control | BTM Battery Control | Interruptible Rider | Retail Trade | % of Load | 0 | 2040 | 9.7049e-05
ENS | Low | BTM Battery Control | BTM Battery Control | Residential | Residential LI | % of Load | 0 | 2040 | 0.00066436
ENS | Low | BTM Battery Control | BTM Battery Control | Residential | Residential Market Rate | % of Load | 0 | 2040 | 0.0041359
ENS | Low | EV Charging Control | EV Charging Control | EV | EV | % of Load | 0 | 2040 | 0.0025267
ENS | Low | Behavioral DR | Behavioral DR | Residential | Residential LI | % of Load | 0 | 2040 | 0.00022043
ENS | Low | Behavioral DR | Behavioral DR | Residential | Residential Market Rate | % of Load | 0 | 2040 | 0.001315
ENS | Low | DLC | DLC-Switch-Water Heating | Small Commercial | Miscellaneous | % of Load | 1 | 2041 | 1.6482e-05
ENS | Low | DLC | DLC-Switch-Water Heating | Small Commercial | Offices | % of Load | 1 | 2041 | 9.4245e-06
ENS | Low | DLC | DLC-Switch-Water Heating | Small Commercial | Retail Trade | % of Load | 1 | 2041 | 5.7493e-05
ENS | Low | DLC | DLC-Switch-Water Heating | Small Commercial | Services | % of Load | 1 | 2041 | 6.8881e-05
ENS | Low | DLC | DLC-Thermostat-HVAC | Small Commercial | Miscellaneous | % of Load | 1 | 2041 | 8.6163e-05
ENS | Low | DLC | DLC-Thermostat-HVAC | Small Commercial | Offices | % of Load | 1 | 2041 | 0.00013805
ENS | Low | DLC | DLC-Thermostat-HVAC | Small Commercial | Retail Trade | % of Load | 1 | 2041 | 0.00010358
ENS | Low | DLC | DLC-Thermostat-HVAC | Small Commercial | Services | % of Load | 1 | 2041 | 0.00012454
ENS | Low | DLC | DLC-Switch-Water Heating | Small Industrial | Miscellaneous | % of Load | 1 | 2041 | 4.6209e-06
ENS | Low | DLC | DLC-Switch-Water Heating | Small Industrial | Offices | % of Load | 1 | 2041 | 1.7321e-07
ENS | Low | DLC | DLC-Switch-Water Heating | Small Industrial | Retail Trade | % of Load | 1 | 2041 | 1.2407e-06
ENS | Low | DLC | DLC-Switch-Water Heating | Small Industrial | Services | % of Load | 1 | 2041 | 1.5467e-06
ENS | Low | DLC | DLC-Thermostat-HVAC | Small Industrial | Miscellaneous | % of Load | 1 | 2041 | 2.8436e-05
ENS | Low | DLC | DLC-Thermostat-HVAC | Small Industrial | Offices | % of Load | 1 | 2041 | 2.8006e-06
ENS | Low | DLC | DLC-Thermostat-HVAC | Small Industrial | Retail Trade | % of Load | 1 | 2041 | 2.9358e-06
ENS | Low | DLC | DLC-Thermostat-HVAC | Small Industrial | Services | % of Load | 1 | 2041 | 3.6598e-06
ENS | Low | DLC | DLC-Switch-Water Heating | Residential | Residential LI | % of Load | 1 | 2041 | 0.0022708
ENS | Low | DLC | DLC-Switch-Water Heating | Residential | Residential Market Rate | % of Load | 1 | 2041 | 0.006952
ENS | Low | DLC | DLC-Thermostat-Heat Pump | Residential | Residential LI | % of Load | 1 | 2041 | 0.00042294
ENS | Low | DLC | DLC-Thermostat-Heat Pump | Residential | Residential Market Rate | % of Load | 1 | 2041 | 0.0050858
ENS | Low | DLC | DLC-Thermostat-Electric Furnace | Residential | Residential LI | % of Load | 1 | 2041 | 0.0022855
ENS | Low | DLC | DLC-Thermostat-Electric Furnace | Residential | Residential Market Rate | % of Load | 1 | 2041 | 0.0017873
ENS | Low | C&I Curtailment | C&I Curtailment- Manual HVAC Control | Large Commercial | Offices | % of Load | 1 | 2041 | 1.4995e-05
ENS | Low | C&I Curtailment | C&I Curtailment- Manual HVAC Control | Large Commercial | Services | % of Load | 1 | 2041 | 2.2558e-05
ENS | Low | C&I Curtailment | C&I Curtailment- Auto-DR HVAC Control | Large Commercial | Offices | % of Load | 1 | 2041 | 9.7897e-05
ENS | Low | C&I Curtailment | C&I Curtailment- Auto-DR HVAC Control | Large Commercial | Services | % of Load | 1 | 2041 | 0.00014728
ENS | Low | C&I Curtailment | C&I Curtailment- Standard Lighting Control | Large Commercial | Offices | % of Load | 1 | 2041 | 3.2382e-06
ENS | Low | C&I Curtailment | C&I Curtailment- Standard Lighting Control | Large Commercial | Services | % of Load | 1 | 2041 | 2.8069e-05
ENS | Low | C&I Curtailment | C&I Curtailment- Advanced Lighting Control | Large Commercial | Offices | % of Load | 1 | 2041 | 1.6191e-06
ENS | Low | C&I Curtailment | C&I Curtailment- Advanced Lighting Control | Large Commercial | Services | % of Load | 1 | 2041 | 1.4034e-05
ENS | Low | C&I Curtailment | C&I Curtailment- Water Heating Control | Large Commercial | Offices | % of Load | 1 | 2041 | 9.1936e-07
ENS | Low | C&I Curtailment | C&I Curtailment- Water Heating Control | Large Commercial | Services | % of Load | 1 | 2041 | 1.0307e-05
ENS | Low | C&I Curtailment | C&I Curtailment- Other | Large Commercial | Offices | % of Load | 1 | 2041 | 1.3112e-05
ENS | Low | C&I Curtailment | C&I Curtailment- Other | Large Commercial | Services | % of Load | 1 | 2041 | 9.4149e-05
ENS | Low | C&I Curtailment | C&I Curtailment- Manual HVAC Control | Large Industrial | Miscellaneous | % of Load | 1 | 2041 | 7.1294e-06
ENS | Low | C&I Curtailment | C&I Curtailment- Manual HVAC Control | Large Industrial | Offices | % of Load | 1 | 2041 | 4.7246e-06
ENS | Low | C&I Curtailment | C&I Curtailment- Manual HVAC Control | Large Industrial | Retail Trade | % of Load | 1 | 2041 | 9.8241e-06
ENS | Low | C&I Curtailment | C&I Curtailment- Manual HVAC Control | Large Industrial | Services | % of Load | 1 | 2041 | 2.9154e-06
ENS | Low | C&I Curtailment | C&I Curtailment- Auto-DR HVAC Control | Large Industrial | Miscellaneous | % of Load | 1 | 2041 | 4.6547e-05
ENS | Low | C&I Curtailment | C&I Curtailment- Auto-DR HVAC Control | Large Industrial | Offices | % of Load | 1 | 2041 | 3.0846e-05
ENS | Low | C&I Curtailment | C&I Curtailment- Auto-DR HVAC Control | Large Industrial | Retail Trade | % of Load | 1 | 2041 | 6.414e-05
ENS | Low | C&I Curtailment | C&I Curtailment- Auto-DR HVAC Control | Large Industrial | Services | % of Load | 1 | 2041 | 1.9034e-05
ENS | Low | C&I Curtailment | C&I Curtailment- Standard Lighting Control | Large Industrial | Miscellaneous | % of Load | 1 | 2041 | 9.7452e-06
ENS | Low | C&I Curtailment | C&I Curtailment- Standard Lighting Control | Large Industrial | Offices | % of Load | 1 | 2041 | 1.7074e-06
ENS | Low | C&I Curtailment | C&I Curtailment- Standard Lighting Control | Large Industrial | Retail Trade | % of Load | 1 | 2041 | 1.2224e-05
ENS | Low | C&I Curtailment | C&I Curtailment- Standard Lighting Control | Large Industrial | Services | % of Load | 1 | 2041 | 3.6276e-06
ENS | Low | C&I Curtailment | C&I Curtailment- Advanced Lighting Control | Large Industrial | Miscellaneous | % of Load | 1 | 2041 | 4.8726e-06
ENS | Low | C&I Curtailment | C&I Curtailment- Advanced Lighting Control | Large Industrial | Offices | % of Load | 1 | 2041 | 8.537e-07
ENS | Low | C&I Curtailment | C&I Curtailment- Advanced Lighting Control | Large Industrial | Retail Trade | % of Load | 1 | 2041 | 6.1121e-06
ENS | Low | C&I Curtailment | C&I Curtailment- Advanced Lighting Control | Large Industrial | Services | % of Load | 1 | 2041 | 1.8138e-06
ENS | Low | C&I Curtailment | C&I Curtailment- Water Heating Control | Large Industrial | Miscellaneous | % of Load | 1 | 2041 | 7.677e-07
ENS | Low | C&I Curtailment | C&I Curtailment- Water Heating Control | Large Industrial | Offices | % of Load | 1 | 2041 | 2.3464e-07
ENS | Low | C&I Curtailment | C&I Curtailment- Water Heating Control | Large Industrial | Retail Trade | % of Load | 1 | 2041 | 4.4887e-06
ENS | Low | C&I Curtailment | C&I Curtailment- Water Heating Control | Large Industrial | Services | % of Load | 1 | 2041 | 1.3321e-06
ENS | Low | C&I Curtailment | C&I Curtailment- Other | Large Industrial | Miscellaneous | % of Load | 1 | 2041 | 1.5952e-05
ENS | Low | C&I Curtailment | C&I Curtailment- Other | Large Industrial | Offices | % of Load | 1 | 2041 | 4.5124e-06
ENS | Low | C&I Curtailment | C&I Curtailment- Other | Large Industrial | Retail Trade | % of Load | 1 | 2041 | 4.1002e-05
ENS | Low | C&I Curtailment | C&I Curtailment- Other | Large Industrial | Services | % of Load | 1 | 2041 | 1.2168e-05
ENS | Low | C&I Curtailment | C&I Curtailment- Industrial | Large Industrial | Manufacturing | % of Load | 1 | 2041 | 0.00049458
ENS | Low | C&I Curtailment | C&I Curtailment- Manual HVAC Control | Interruptible Rider | Miscellaneous | % of Load | 1 | 2041 | 0.00019226
ENS | Low | C&I Curtailment | C&I Curtailment- Manual HVAC Control | Interruptible Rider | Retail Trade | % of Load | 1 | 2041 | 4.557e-06
ENS | Low | C&I Curtailment | C&I Curtailment- Auto-DR HVAC Control | Interruptible Rider | Miscellaneous | % of Load | 1 | 2041 | 0.0012552
ENS | Low | C&I Curtailment | C&I Curtailment- Auto-DR HVAC Control | Interruptible Rider | Retail Trade | % of Load | 1 | 2041 | 2.9752e-05
ENS | Low | C&I Curtailment | C&I Curtailment- Standard Lighting Control | Interruptible Rider | Miscellaneous | % of Load | 1 | 2041 | 8.9555e-05
ENS | Low | C&I Curtailment | C&I Curtailment- Standard Lighting Control | Interruptible Rider | Retail Trade | % of Load | 1 | 2041 | 7.1152e-06
ENS | Low | C&I Curtailment | C&I Curtailment- Advanced Lighting Control | Interruptible Rider | Miscellaneous | % of Load | 1 | 2041 | 4.4777e-05
ENS | Low | C&I Curtailment | C&I Curtailment- Advanced Lighting Control | Interruptible Rider | Retail Trade | % of Load | 1 | 2041 | 3.5576e-06
ENS | Low | C&I Curtailment | C&I Curtailment- Water Heating Control | Interruptible Rider | Miscellaneous | % of Load | 1 | 2041 | 1.1405e-05
ENS | Low | C&I Curtailment | C&I Curtailment- Water Heating Control | Interruptible Rider | Retail Trade | % of Load | 1 | 2041 | 1.5575e-06
ENS | Low | C&I Curtailment | C&I Curtailment- Other | Interruptible Rider | Miscellaneous | % of Load | 1 | 2041 | 0.00020301
ENS | Low | C&I Curtailment | C&I Curtailment- Other | Interruptible Rider | Retail Trade | % of Load | 1 | 2041 | 1.6732e-05
ENS | Low | C&I Curtailment | C&I Curtailment- Industrial | Interruptible Rider | Manufacturing | % of Load | 1 | 2041 | 0.0003162
ENS | Low | Dynamic Pricing | Dynamic Pricing with enabling tech. | Small Commercial | Manufacturing | % of Load | 1 | 2041 | 1.6065e-05
ENS | Low | Dynamic Pricing | Dynamic Pricing with enabling tech. | Small Commercial | Miscellaneous | % of Load | 1 | 2041 | 0.0001886
ENS | Low | Dynamic Pricing | Dynamic Pricing with enabling tech. | Small Commercial | Offices | % of Load | 1 | 2041 | 0.00014836
ENS | Low | Dynamic Pricing | Dynamic Pricing with enabling tech. | Small Commercial | Retail Trade | % of Load | 1 | 2041 | 0.00032894
ENS | Low | Dynamic Pricing | Dynamic Pricing with enabling tech. | Small Commercial | Services | % of Load | 1 | 2041 | 0.00039506
ENS | Low | Dynamic Pricing | Dynamic Pricing w/o enabling tech. | Small Commercial | Manufacturing | % of Load | 1 | 2041 | 9.4882e-07
ENS | Low | Dynamic Pricing | Dynamic Pricing w/o enabling tech. | Small Commercial | Miscellaneous | % of Load | 1 | 2041 | 1.1139e-05
ENS | Low | Dynamic Pricing | Dynamic Pricing w/o enabling tech. | Small Commercial | Offices | % of Load | 1 | 2041 | 8.7625e-06
ENS | Low | Dynamic Pricing | Dynamic Pricing w/o enabling tech. | Small Commercial | Retail Trade | % of Load | 1 | 2041 | 1.9428e-05
ENS | Low | Dynamic Pricing | Dynamic Pricing w/o enabling tech. | Small Commercial | Services | % of Load | 1 | 2041 | 2.3333e-05
ENS | Low | Dynamic Pricing | Dynamic Pricing with enabling tech. | Large Commercial | Offices | % of Load | 1 | 2041 | 3.6573e-05
ENS | Low | Dynamic Pricing | Dynamic Pricing with enabling tech. | Large Commercial | Services | % of Load | 1 | 2041 | 0.00023725
ENS | Low | Dynamic Pricing | Dynamic Pricing w/o enabling tech. | Large Commercial | Offices | % of Load | 1 | 2041 | 1.3859e-05
ENS | Low | Dynamic Pricing | Dynamic Pricing w/o enabling tech. | Large Commercial | Services | % of Load | 1 | 2041 | 8.9906e-05
ENS | Low | Dynamic Pricing | Dynamic Pricing with enabling tech. | Small Industrial | Manufacturing | % of Load | 1 | 2041 | 3.3678e-05
ENS | Low | Dynamic Pricing | Dynamic Pricing with enabling tech. | Small Industrial | Miscellaneous | % of Load | 1 | 2041 | 5.0713e-05
ENS | Low | Dynamic Pricing | Dynamic Pricing with enabling tech. | Small Industrial | Offices | % of Load | 1 | 2041 | 3.0901e-06
ENS | Low | Dynamic Pricing | Dynamic Pricing with enabling tech. | Small Industrial | Retail Trade | % of Load | 1 | 2041 | 8.6257e-06
ENS | Low | Dynamic Pricing | Dynamic Pricing with enabling tech. | Small Industrial | Services | % of Load | 1 | 2041 | 1.0753e-05
ENS | Low | Dynamic Pricing | Dynamic Pricing w/o enabling tech. | Small Industrial | Manufacturing | % of Load | 1 | 2041 | 1.9891e-06
ENS | Low | Dynamic Pricing | Dynamic Pricing w/o enabling tech. | Small Industrial | Miscellaneous | % of Load | 1 | 2041 | 2.9953e-06
ENS | Low | Dynamic Pricing | Dynamic Pricing w/o enabling tech. | Small Industrial | Offices | % of Load | 1 | 2041 | 1.8251e-07
ENS | Low | Dynamic Pricing | Dynamic Pricing w/o enabling tech. | Small Industrial | Retail Trade | % of Load | 1 | 2041 | 5.0946e-07
ENS | Low | Dynamic Pricing | Dynamic Pricing w/o enabling tech. | Small Industrial | Services | % of Load | 1 | 2041 | 6.3509e-07
ENS | Low | Dynamic Pricing | Dynamic Pricing with enabling tech. | Large Industrial | Manufacturing | % of Load | 1 | 2041 | 0.00025901
ENS | Low | Dynamic Pricing | Dynamic Pricing with enabling tech. | Large Industrial | Miscellaneous | % of Load | 1 | 2041 | 0.00015738
ENS | Low | Dynamic Pricing | Dynamic Pricing with enabling tech. | Large Industrial | Offices | % of Load | 1 | 2041 | 1.2304e-05
ENS | Low | Dynamic Pricing | Dynamic Pricing with enabling tech. | Large Industrial | Retail Trade | % of Load | 1 | 2041 | 5.5955e-05
ENS | Low | Dynamic Pricing | Dynamic Pricing with enabling tech. | Large Industrial | Services | % of Load | 1 | 2041 | 3.0663e-05
ENS | Low | Dynamic Pricing | Dynamic Pricing w/o enabling tech. | Large Industrial | Manufacturing | % of Load | 1 | 2041 | 9.8149e-05
ENS | Low | Dynamic Pricing | Dynamic Pricing w/o enabling tech. | Large Industrial | Miscellaneous | % of Load | 1 | 2041 | 5.9641e-05
ENS | Low | Dynamic Pricing | Dynamic Pricing w/o enabling tech. | Large Industrial | Offices | % of Load | 1 | 2041 | 4.6624e-06
ENS | Low | Dynamic Pricing | Dynamic Pricing w/o enabling tech. | Large Industrial | Retail Trade | % of Load | 1 | 2041 | 2.1204e-05
ENS | Low | Dynamic Pricing | Dynamic Pricing w/o enabling tech. | Large Industrial | Services | % of Load | 1 | 2041 | 1.162e-05
ENS | Low | Dynamic Pricing | Dynamic Pricing with enabling tech. | Interruptible Rider | Manufacturing | % of Load | 1 | 2041 | 6.0453e-05
ENS | Low | Dynamic Pricing | Dynamic Pricing with enabling tech. | Interruptible Rider | Miscellaneous | % of Load | 1 | 2041 | 0.00014847
ENS | Low | Dynamic Pricing | Dynamic Pricing with enabling tech. | Interruptible Rider | Retail Trade | % of Load | 1 | 2041 | 8.7178e-06
ENS | Low | Dynamic Pricing | Dynamic Pricing w/o enabling tech. | Interruptible Rider | Manufacturing | % of Load | 1 | 2041 | 2.2908e-05
ENS | Low | Dynamic Pricing | Dynamic Pricing w/o enabling tech. | Interruptible Rider | Miscellaneous | % of Load | 1 | 2041 | 5.6264e-05
ENS | Low | Dynamic Pricing | Dynamic Pricing w/o enabling tech. | Interruptible Rider | Retail Trade | % of Load | 1 | 2041 | 3.3036e-06
ENS | Low | Dynamic Pricing | Dynamic Pricing with enabling tech. | Residential | Residential Market Rate | % of Load | 1 | 2041 | 0.0091135
ENS | Low | Dynamic Pricing | Dynamic Pricing w/o enabling tech. | Residential | Residential Market Rate | % of Load | 1 | 2041 | 0.0050964
ENS | Low | BTM Battery Control | BTM Battery Control | Small Commercial | Manufacturing | % of Load | 0 | 2041 | 1.9088e-05
ENS | Low | BTM Battery Control | BTM Battery Control | Small Commercial | Miscellaneous | % of Load | 0 | 2041 | 0.0001423
ENS | Low | BTM Battery Control | BTM Battery Control | Small Commercial | Offices | % of Load | 0 | 2041 | 4.8816e-05
ENS | Low | BTM Battery Control | BTM Battery Control | Small Commercial | Retail Trade | % of Load | 0 | 2041 | 8.5187e-05
ENS | Low | BTM Battery Control | BTM Battery Control | Small Commercial | Services | % of Load | 0 | 2041 | 0.00018544
ENS | Low | BTM Battery Control | BTM Battery Control | Large Commercial | Offices | % of Load | 0 | 2041 | 2.7787e-05
ENS | Low | BTM Battery Control | BTM Battery Control | Large Commercial | Services | % of Load | 0 | 2041 | 0.00014819
ENS | Low | BTM Battery Control | BTM Battery Control | Small Industrial | Manufacturing | % of Load | 0 | 2041 | 4.6602e-07
ENS | Low | BTM Battery Control | BTM Battery Control | Small Industrial | Miscellaneous | % of Load | 0 | 2041 | 3.0344e-06
ENS | Low | BTM Battery Control | BTM Battery Control | Small Industrial | Offices | % of Load | 0 | 2041 | 1.1968e-06
ENS | Low | BTM Battery Control | BTM Battery Control | Small Industrial | Retail Trade | % of Load | 0 | 2041 | 2.0918e-06
ENS | Low | BTM Battery Control | BTM Battery Control | Small Industrial | Services | % of Load | 0 | 2041 | 4.549e-06
ENS | Low | BTM Battery Control | BTM Battery Control | Large Industrial | Manufacturing | % of Load | 0 | 2041 | 1.8192e-05
ENS | Low | BTM Battery Control | BTM Battery Control | Large Industrial | Miscellaneous | % of Load | 0 | 2041 | 8.4343e-05
ENS | Low | BTM Battery Control | BTM Battery Control | Large Industrial | Offices | % of Load | 0 | 2041 | 9.9227e-06
ENS | Low | BTM Battery Control | BTM Battery Control | Large Industrial | Retail Trade | % of Load | 0 | 2041 | 4.9613e-05
ENS | Low | BTM Battery Control | BTM Battery Control | Large Industrial | Services | % of Load | 0 | 2041 | 0.0001075
ENS | Low | BTM Battery Control | BTM Battery Control | Interruptible Rider | Manufacturing | % of Load | 0 | 2041 | 2.4317e-05
ENS | Low | BTM Battery Control | BTM Battery Control | Interruptible Rider | Miscellaneous | % of Load | 0 | 2041 | 6.4844e-05
ENS | Low | BTM Battery Control | BTM Battery Control | Interruptible Rider | Retail Trade | % of Load | 0 | 2041 | 9.7266e-05
ENS | Low | BTM Battery Control | BTM Battery Control | Residential | Residential LI | % of Load | 0 | 2041 | 0.00066912
ENS | Low | BTM Battery Control | BTM Battery Control | Residential | Residential Market Rate | % of Load | 0 | 2041 | 0.0041656
ENS | Low | EV Charging Control | EV Charging Control | EV | EV | % of Load | 0 | 2041 | 0.0027925
ENS | Low | Behavioral DR | Behavioral DR | Residential | Residential LI | % of Load | 0 | 2041 | 0.00022042
ENS | Low | Behavioral DR | Behavioral DR | Residential | Residential Market Rate | % of Load | 0 | 2041 | 0.0013175
ENS | Low | DLC | DLC-Switch-Water Heating | Small Commercial | Miscellaneous | % of Load | 1 | 2042 | 1.6439e-05
ENS | Low | DLC | DLC-Switch-Water Heating | Small Commercial | Offices | % of Load | 1 | 2042 | 9.3662e-06
ENS | Low | DLC | DLC-Switch-Water Heating | Small Commercial | Retail Trade | % of Load | 1 | 2042 | 5.7392e-05
ENS | Low | DLC | DLC-Switch-Water Heating | Small Commercial | Services | % of Load | 1 | 2042 | 6.8746e-05
ENS | Low | DLC | DLC-Thermostat-HVAC | Small Commercial | Miscellaneous | % of Load | 1 | 2042 | 8.4616e-05
ENS | Low | DLC | DLC-Thermostat-HVAC | Small Commercial | Offices | % of Load | 1 | 2042 | 0.00013645
ENS | Low | DLC | DLC-Thermostat-HVAC | Small Commercial | Retail Trade | % of Load | 1 | 2042 | 0.00010048
ENS | Low | DLC | DLC-Thermostat-HVAC | Small Commercial | Services | % of Load | 1 | 2042 | 0.0001208
ENS | Low | DLC | DLC-Switch-Water Heating | Small Industrial | Miscellaneous | % of Load | 1 | 2042 | 4.6662e-06
ENS | Low | DLC | DLC-Switch-Water Heating | Small Industrial | Offices | % of Load | 1 | 2042 | 1.7434e-07
ENS | Low | DLC | DLC-Switch-Water Heating | Small Industrial | Retail Trade | % of Load | 1 | 2042 | 1.2526e-06
ENS | Low | DLC | DLC-Switch-Water Heating | Small Industrial | Services | % of Load | 1 | 2042 | 1.5615e-06
ENS | Low | DLC | DLC-Thermostat-HVAC | Small Industrial | Miscellaneous | % of Load | 1 | 2042 | 2.8454e-05
ENS | Low | DLC | DLC-Thermostat-HVAC | Small Industrial | Offices | % of Load | 1 | 2042 | 2.8149e-06
ENS | Low | DLC | DLC-Thermostat-HVAC | Small Industrial | Retail Trade | % of Load | 1 | 2042 | 2.922e-06
ENS | Low | DLC | DLC-Thermostat-HVAC | Small Industrial | Services | % of Load | 1 | 2042 | 3.6426e-06
ENS | Low | DLC | DLC-Switch-Water Heating | Residential | Residential LI | % of Load | 1 | 2042 | 0.0022816
ENS | Low | DLC | DLC-Switch-Water Heating | Residential | Residential Market Rate | % of Load | 1 | 2042 | 0.0069803
ENS | Low | DLC | DLC-Thermostat-Heat Pump | Residential | Residential LI | % of Load | 1 | 2042 | 0.0004448
ENS | Low | DLC | DLC-Thermostat-Heat Pump | Residential | Residential Market Rate | % of Load | 1 | 2042 | 0.0051811
ENS | Low | DLC | DLC-Thermostat-Electric Furnace | Residential | Residential LI | % of Load | 1 | 2042 | 0.0022729
ENS | Low | DLC | DLC-Thermostat-Electric Furnace | Residential | Residential Market Rate | % of Load | 1 | 2042 | 0.0017094
ENS | Low | C&I Curtailment | C&I Curtailment- Manual HVAC Control | Large Commercial | Offices | % of Load | 1 | 2042 | 1.4891e-05
ENS | Low | C&I Curtailment | C&I Curtailment- Manual HVAC Control | Large Commercial | Services | % of Load | 1 | 2042 | 2.1967e-05
ENS | Low | C&I Curtailment | C&I Curtailment- Auto-DR HVAC Control | Large Commercial | Offices | % of Load | 1 | 2042 | 9.7221e-05
ENS | Low | C&I Curtailment | C&I Curtailment- Auto-DR HVAC Control | Large Commercial | Services | % of Load | 1 | 2042 | 0.00014342
ENS | Low | C&I Curtailment | C&I Curtailment- Standard Lighting Control | Large Commercial | Offices | % of Load | 1 | 2042 | 3.0229e-06
ENS | Low | C&I Curtailment | C&I Curtailment- Standard Lighting Control | Large Commercial | Services | % of Load | 1 | 2042 | 2.6933e-05
ENS | Low | C&I Curtailment | C&I Curtailment- Advanced Lighting Control | Large Commercial | Offices | % of Load | 1 | 2042 | 1.5114e-06
ENS | Low | C&I Curtailment | C&I Curtailment- Advanced Lighting Control | Large Commercial | Services | % of Load | 1 | 2042 | 1.3466e-05
ENS | Low | C&I Curtailment | C&I Curtailment- Water Heating Control | Large Commercial | Offices | % of Load | 1 | 2042 | 9.2163e-07
ENS | Low | C&I Curtailment | C&I Curtailment- Water Heating Control | Large Commercial | Services | % of Load | 1 | 2042 | 1.0336e-05
ENS | Low | C&I Curtailment | C&I Curtailment- Other | Large Commercial | Offices | % of Load | 1 | 2042 | 1.2998e-05
ENS | Low | C&I Curtailment | C&I Curtailment- Other | Large Commercial | Services | % of Load | 1 | 2042 | 9.3683e-05
ENS | Low | C&I Curtailment | C&I Curtailment- Manual HVAC Control | Large Industrial | Miscellaneous | % of Load | 1 | 2042 | 7.1946e-06
ENS | Low | C&I Curtailment | C&I Curtailment- Manual HVAC Control | Large Industrial | Offices | % of Load | 1 | 2042 | 4.8042e-06
ENS | Low | C&I Curtailment | C&I Curtailment- Manual HVAC Control | Large Industrial | Retail Trade | % of Load | 1 | 2042 | 9.8023e-06
ENS | Low | C&I Curtailment | C&I Curtailment- Manual HVAC Control | Large Industrial | Services | % of Load | 1 | 2042 | 2.9089e-06
ENS | Low | C&I Curtailment | C&I Curtailment- Auto-DR HVAC Control | Large Industrial | Miscellaneous | % of Load | 1 | 2042 | 4.6972e-05
ENS | Low | C&I Curtailment | C&I Curtailment- Auto-DR HVAC Control | Large Industrial | Offices | % of Load | 1 | 2042 | 3.1366e-05
ENS | Low | C&I Curtailment | C&I Curtailment- Auto-DR HVAC Control | Large Industrial | Retail Trade | % of Load | 1 | 2042 | 6.3998e-05
ENS | Low | C&I Curtailment | C&I Curtailment- Auto-DR HVAC Control | Large Industrial | Services | % of Load | 1 | 2042 | 1.8992e-05
ENS | Low | C&I Curtailment | C&I Curtailment- Standard Lighting Control | Large Industrial | Miscellaneous | % of Load | 1 | 2042 | 9.749e-06
ENS | Low | C&I Curtailment | C&I Curtailment- Standard Lighting Control | Large Industrial | Offices | % of Load | 1 | 2042 | 1.6872e-06
ENS | Low | C&I Curtailment | C&I Curtailment- Standard Lighting Control | Large Industrial | Retail Trade | % of Load | 1 | 2042 | 1.2018e-05
ENS | Low | C&I Curtailment | C&I Curtailment- Standard Lighting Control | Large Industrial | Services | % of Load | 1 | 2042 | 3.5664e-06
ENS | Low | C&I Curtailment | C&I Curtailment- Advanced Lighting Control | Large Industrial | Miscellaneous | % of Load | 1 | 2042 | 4.8745e-06
ENS | Low | C&I Curtailment | C&I Curtailment- Advanced Lighting Control | Large Industrial | Offices | % of Load | 1 | 2042 | 8.4362e-07
ENS | Low | C&I Curtailment | C&I Curtailment- Advanced Lighting Control | Large Industrial | Retail Trade | % of Load | 1 | 2042 | 6.009e-06
ENS | Low | C&I Curtailment | C&I Curtailment- Advanced Lighting Control | Large Industrial | Services | % of Load | 1 | 2042 | 1.7832e-06
ENS | Low | C&I Curtailment | C&I Curtailment- Water Heating Control | Large Industrial | Miscellaneous | % of Load | 1 | 2042 | 7.7992e-07
ENS | Low | C&I Curtailment | C&I Curtailment- Water Heating Control | Large Industrial | Offices | % of Load | 1 | 2042 | 2.3881e-07
ENS | Low | C&I Curtailment | C&I Curtailment- Water Heating Control | Large Industrial | Retail Trade | % of Load | 1 | 2042 | 4.6123e-06
ENS | Low | C&I Curtailment | C&I Curtailment- Water Heating Control | Large Industrial | Services | % of Load | 1 | 2042 | 1.3688e-06
ENS | Low | C&I Curtailment | C&I Curtailment- Other | Large Industrial | Miscellaneous | % of Load | 1 | 2042 | 1.6196e-05
ENS | Low | C&I Curtailment | C&I Curtailment- Other | Large Industrial | Offices | % of Load | 1 | 2042 | 4.603e-06
ENS | Low | C&I Curtailment | C&I Curtailment- Other | Large Industrial | Retail Trade | % of Load | 1 | 2042 | 4.1803e-05
ENS | Low | C&I Curtailment | C&I Curtailment- Other | Large Industrial | Services | % of Load | 1 | 2042 | 1.2406e-05
ENS | Low | C&I Curtailment | C&I Curtailment- Industrial | Large Industrial | Manufacturing | % of Load | 1 | 2042 | 0.0004953
ENS | Low | C&I Curtailment | C&I Curtailment- Manual HVAC Control | Interruptible Rider | Miscellaneous | % of Load | 1 | 2042 | 0.00019186
ENS | Low | C&I Curtailment | C&I Curtailment- Manual HVAC Control | Interruptible Rider | Retail Trade | % of Load | 1 | 2042 | 4.5031e-06
ENS | Low | C&I Curtailment | C&I Curtailment- Auto-DR HVAC Control | Interruptible Rider | Miscellaneous | % of Load | 1 | 2042 | 0.0012526
ENS | Low | C&I Curtailment | C&I Curtailment- Auto-DR HVAC Control | Interruptible Rider | Retail Trade | % of Load | 1 | 2042 | 2.94e-05
ENS | Low | C&I Curtailment | C&I Curtailment- Standard Lighting Control | Interruptible Rider | Miscellaneous | % of Load | 1 | 2042 | 8.773e-05
ENS | Low | C&I Curtailment | C&I Curtailment- Standard Lighting Control | Interruptible Rider | Retail Trade | % of Load | 1 | 2042 | 7.014e-06
ENS | Low | C&I Curtailment | C&I Curtailment- Advanced Lighting Control | Interruptible Rider | Miscellaneous | % of Load | 1 | 2042 | 4.3865e-05
ENS | Low | C&I Curtailment | C&I Curtailment- Advanced Lighting Control | Interruptible Rider | Retail Trade | % of Load | 1 | 2042 | 3.507e-06
ENS | Low | C&I Curtailment | C&I Curtailment- Water Heating Control | Interruptible Rider | Miscellaneous | % of Load | 1 | 2042 | 1.1407e-05
ENS | Low | C&I Curtailment | C&I Curtailment- Water Heating Control | Interruptible Rider | Retail Trade | % of Load | 1 | 2042 | 1.5613e-06
ENS | Low | C&I Curtailment | C&I Curtailment- Other | Interruptible Rider | Miscellaneous | % of Load | 1 | 2042 | 0.00020284
ENS | Low | C&I Curtailment | C&I Curtailment- Other | Interruptible Rider | Retail Trade | % of Load | 1 | 2042 | 1.6744e-05
ENS | Low | C&I Curtailment | C&I Curtailment- Industrial | Interruptible Rider | Manufacturing | % of Load | 1 | 2042 | 0.00031219
ENS | Low | Dynamic Pricing | Dynamic Pricing with enabling tech. | Small Commercial | Manufacturing | % of Load | 1 | 2042 | 1.5709e-05
ENS | Low | Dynamic Pricing | Dynamic Pricing with enabling tech. | Small Commercial | Miscellaneous | % of Load | 1 | 2042 | 0.00018635
ENS | Low | Dynamic Pricing | Dynamic Pricing with enabling tech. | Small Commercial | Offices | % of Load | 1 | 2042 | 0.00014645
ENS | Low | Dynamic Pricing | Dynamic Pricing with enabling tech. | Small Commercial | Retail Trade | % of Load | 1 | 2042 | 0.00032415
ENS | Low | Dynamic Pricing | Dynamic Pricing with enabling tech. | Small Commercial | Services | % of Load | 1 | 2042 | 0.00038926
ENS | Low | Dynamic Pricing | Dynamic Pricing w/o enabling tech. | Small Commercial | Manufacturing | % of Load | 1 | 2042 | 9.2784e-07
ENS | Low | Dynamic Pricing | Dynamic Pricing w/o enabling tech. | Small Commercial | Miscellaneous | % of Load | 1 | 2042 | 1.1006e-05
ENS | Low | Dynamic Pricing | Dynamic Pricing w/o enabling tech. | Small Commercial | Offices | % of Load | 1 | 2042 | 8.65e-06
ENS | Low | Dynamic Pricing | Dynamic Pricing w/o enabling tech. | Small Commercial | Retail Trade | % of Load | 1 | 2042 | 1.9145e-05
ENS | Low | Dynamic Pricing | Dynamic Pricing w/o enabling tech. | Small Commercial | Services | % of Load | 1 | 2042 | 2.2991e-05
ENS | Low | Dynamic Pricing | Dynamic Pricing with enabling tech. | Large Commercial | Offices | % of Load | 1 | 2042 | 3.6215e-05
ENS | Low | Dynamic Pricing | Dynamic Pricing with enabling tech. | Large Commercial | Services | % of Load | 1 | 2042 | 0.0002348
ENS | Low | Dynamic Pricing | Dynamic Pricing w/o enabling tech. | Large Commercial | Offices | % of Load | 1 | 2042 | 1.3724e-05
ENS | Low | Dynamic Pricing | Dynamic Pricing w/o enabling tech. | Large Commercial | Services | % of Load | 1 | 2042 | 8.8978e-05
ENS | Low | Dynamic Pricing | Dynamic Pricing with enabling tech. | Small Industrial | Manufacturing | % of Load | 1 | 2042 | 3.349e-05
ENS | Low | Dynamic Pricing | Dynamic Pricing with enabling tech. | Small Industrial | Miscellaneous | % of Load | 1 | 2042 | 5.087e-05
ENS | Low | Dynamic Pricing | Dynamic Pricing with enabling tech. | Small Industrial | Offices | % of Load | 1 | 2042 | 3.1046e-06
ENS | Low | Dynamic Pricing | Dynamic Pricing with enabling tech. | Small Industrial | Retail Trade | % of Load | 1 | 2042 | 8.6649e-06
ENS | Low | Dynamic Pricing | Dynamic Pricing with enabling tech. | Small Industrial | Services | % of Load | 1 | 2042 | 1.0802e-05
ENS | Low | Dynamic Pricing | Dynamic Pricing w/o enabling tech. | Small Industrial | Manufacturing | % of Load | 1 | 2042 | 1.978e-06
ENS | Low | Dynamic Pricing | Dynamic Pricing w/o enabling tech. | Small Industrial | Miscellaneous | % of Load | 1 | 2042 | 3.0045e-06
ENS | Low | Dynamic Pricing | Dynamic Pricing w/o enabling tech. | Small Industrial | Offices | % of Load | 1 | 2042 | 1.8337e-07
ENS | Low | Dynamic Pricing | Dynamic Pricing w/o enabling tech. | Small Industrial | Retail Trade | % of Load | 1 | 2042 | 5.1177e-07
ENS | Low | Dynamic Pricing | Dynamic Pricing w/o enabling tech. | Small Industrial | Services | % of Load | 1 | 2042 | 6.3798e-07
ENS | Low | Dynamic Pricing | Dynamic Pricing with enabling tech. | Large Industrial | Manufacturing | % of Load | 1 | 2042 | 0.00025938
ENS | Low | Dynamic Pricing | Dynamic Pricing with enabling tech. | Large Industrial | Miscellaneous | % of Load | 1 | 2042 | 0.0001593
ENS | Low | Dynamic Pricing | Dynamic Pricing with enabling tech. | Large Industrial | Offices | % of Load | 1 | 2042 | 1.2512e-05
ENS | Low | Dynamic Pricing | Dynamic Pricing with enabling tech. | Large Industrial | Retail Trade | % of Load | 1 | 2042 | 5.674e-05
ENS | Low | Dynamic Pricing | Dynamic Pricing with enabling tech. | Large Industrial | Services | % of Load | 1 | 2042 | 3.1093e-05
ENS | Low | Dynamic Pricing | Dynamic Pricing w/o enabling tech. | Large Industrial | Manufacturing | % of Load | 1 | 2042 | 9.8293e-05
ENS | Low | Dynamic Pricing | Dynamic Pricing w/o enabling tech. | Large Industrial | Miscellaneous | % of Load | 1 | 2042 | 6.0365e-05
ENS | Low | Dynamic Pricing | Dynamic Pricing w/o enabling tech. | Large Industrial | Offices | % of Load | 1 | 2042 | 4.7413e-06
ENS | Low | Dynamic Pricing | Dynamic Pricing w/o enabling tech. | Large Industrial | Retail Trade | % of Load | 1 | 2042 | 2.1501e-05
ENS | Low | Dynamic Pricing | Dynamic Pricing w/o enabling tech. | Large Industrial | Services | % of Load | 1 | 2042 | 1.1782e-05
ENS | Low | Dynamic Pricing | Dynamic Pricing with enabling tech. | Interruptible Rider | Manufacturing | % of Load | 1 | 2042 | 5.9686e-05
ENS | Low | Dynamic Pricing | Dynamic Pricing with enabling tech. | Interruptible Rider | Miscellaneous | % of Load | 1 | 2042 | 0.00014809
ENS | Low | Dynamic Pricing | Dynamic Pricing with enabling tech. | Interruptible Rider | Retail Trade | % of Load | 1 | 2042 | 8.6948e-06
ENS | Low | Dynamic Pricing | Dynamic Pricing w/o enabling tech. | Interruptible Rider | Manufacturing | % of Load | 1 | 2042 | 2.2618e-05
ENS | Low | Dynamic Pricing | Dynamic Pricing w/o enabling tech. | Interruptible Rider | Miscellaneous | % of Load | 1 | 2042 | 5.6118e-05
ENS | Low | Dynamic Pricing | Dynamic Pricing w/o enabling tech. | Interruptible Rider | Retail Trade | % of Load | 1 | 2042 | 3.2949e-06
ENS | Low | Dynamic Pricing | Dynamic Pricing with enabling tech. | Residential | Residential Market Rate | % of Load | 1 | 2042 | 0.0091327
ENS | Low | Dynamic Pricing | Dynamic Pricing w/o enabling tech. | Residential | Residential Market Rate | % of Load | 1 | 2042 | 0.0051071
ENS | Low | BTM Battery Control | BTM Battery Control | Small Commercial | Manufacturing | % of Load | 0 | 2042 | 1.9115e-05
ENS | Low | BTM Battery Control | BTM Battery Control | Small Commercial | Miscellaneous | % of Load | 0 | 2042 | 0.00014259
ENS | Low | BTM Battery Control | BTM Battery Control | Small Commercial | Offices | % of Load | 0 | 2042 | 4.8886e-05
ENS | Low | BTM Battery Control | BTM Battery Control | Small Commercial | Retail Trade | % of Load | 0 | 2042 | 8.5296e-05
ENS | Low | BTM Battery Control | BTM Battery Control | Small Commercial | Services | % of Load | 0 | 2042 | 0.00018569
ENS | Low | BTM Battery Control | BTM Battery Control | Large Commercial | Offices | % of Load | 0 | 2042 | 2.7826e-05
ENS | Low | BTM Battery Control | BTM Battery Control | Large Commercial | Services | % of Load | 0 | 2042 | 0.0001484
ENS | Low | BTM Battery Control | BTM Battery Control | Small Industrial | Manufacturing | % of Load | 0 | 2042 | 4.6668e-07
ENS | Low | BTM Battery Control | BTM Battery Control | Small Industrial | Miscellaneous | % of Load | 0 | 2042 | 3.0387e-06
ENS | Low | BTM Battery Control | BTM Battery Control | Small Industrial | Offices | % of Load | 0 | 2042 | 1.1985e-06
ENS | Low | BTM Battery Control | BTM Battery Control | Small Industrial | Retail Trade | % of Load | 0 | 2042 | 2.0948e-06
ENS | Low | BTM Battery Control | BTM Battery Control | Small Industrial | Services | % of Load | 0 | 2042 | 4.5554e-06
ENS | Low | BTM Battery Control | BTM Battery Control | Large Industrial | Manufacturing | % of Load | 0 | 2042 | 1.8217e-05
ENS | Low | BTM Battery Control | BTM Battery Control | Large Industrial | Miscellaneous | % of Load | 0 | 2042 | 8.4462e-05
ENS | Low | BTM Battery Control | BTM Battery Control | Large Industrial | Offices | % of Load | 0 | 2042 | 9.9367e-06
ENS | Low | BTM Battery Control | BTM Battery Control | Large Industrial | Retail Trade | % of Load | 0 | 2042 | 4.9684e-05
ENS | Low | BTM Battery Control | BTM Battery Control | Large Industrial | Services | % of Load | 0 | 2042 | 0.00010765
ENS | Low | BTM Battery Control | BTM Battery Control | Interruptible Rider | Manufacturing | % of Load | 0 | 2042 | 2.4351e-05
ENS | Low | BTM Battery Control | BTM Battery Control | Interruptible Rider | Miscellaneous | % of Load | 0 | 2042 | 6.4936e-05
ENS | Low | BTM Battery Control | BTM Battery Control | Interruptible Rider | Retail Trade | % of Load | 0 | 2042 | 9.7404e-05
ENS | Low | BTM Battery Control | BTM Battery Control | Residential | Residential LI | % of Load | 0 | 2042 | 0.00067337
ENS | Low | BTM Battery Control | BTM Battery Control | Residential | Residential Market Rate | % of Load | 0 | 2042 | 0.004192
ENS | Low | EV Charging Control | EV Charging Control | EV | EV | % of Load | 0 | 2042 | 0.0030657
ENS | Low | Behavioral DR | Behavioral DR | Residential | Residential LI | % of Load | 0 | 2042 | 0.00022035
ENS | Low | Behavioral DR | Behavioral DR | Residential | Residential Market Rate | % of Load | 0 | 2042 | 0.0013203
ENS | Low | DLC | DLC-Switch-Water Heating | Small Commercial | Miscellaneous | % of Load | 1 | 2043 | 1.6395e-05
ENS | Low | DLC | DLC-Switch-Water Heating | Small Commercial | Offices | % of Load | 1 | 2043 | 9.3068e-06
ENS | Low | DLC | DLC-Switch-Water Heating | Small Commercial | Retail Trade | % of Load | 1 | 2043 | 5.7275e-05
ENS | Low | DLC | DLC-Switch-Water Heating | Small Commercial | Services | % of Load | 1 | 2043 | 6.8593e-05
ENS | Low | DLC | DLC-Thermostat-HVAC | Small Commercial | Miscellaneous | % of Load | 1 | 2043 | 8.3135e-05
ENS | Low | DLC | DLC-Thermostat-HVAC | Small Commercial | Offices | % of Load | 1 | 2043 | 0.00013489
ENS | Low | DLC | DLC-Thermostat-HVAC | Small Commercial | Retail Trade | % of Load | 1 | 2043 | 9.7519e-05
ENS | Low | DLC | DLC-Thermostat-HVAC | Small Commercial | Services | % of Load | 1 | 2043 | 0.00011724
ENS | Low | DLC | DLC-Switch-Water Heating | Small Industrial | Miscellaneous | % of Load | 1 | 2043 | 4.711e-06
ENS | Low | DLC | DLC-Switch-Water Heating | Small Industrial | Offices | % of Load | 1 | 2043 | 1.7546e-07
ENS | Low | DLC | DLC-Switch-Water Heating | Small Industrial | Retail Trade | % of Load | 1 | 2043 | 1.2644e-06
ENS | Low | DLC | DLC-Switch-Water Heating | Small Industrial | Services | % of Load | 1 | 2043 | 1.5762e-06
ENS | Low | DLC | DLC-Thermostat-HVAC | Small Industrial | Miscellaneous | % of Load | 1 | 2043 | 2.8481e-05
ENS | Low | DLC | DLC-Thermostat-HVAC | Small Industrial | Offices | % of Load | 1 | 2043 | 2.8294e-06
ENS | Low | DLC | DLC-Thermostat-HVAC | Small Industrial | Retail Trade | % of Load | 1 | 2043 | 2.9095e-06
ENS | Low | DLC | DLC-Thermostat-HVAC | Small Industrial | Services | % of Load | 1 | 2043 | 3.627e-06
ENS | Low | DLC | DLC-Switch-Water Heating | Residential | Residential LI | % of Load | 1 | 2043 | 0.0022922
ENS | Low | DLC | DLC-Switch-Water Heating | Residential | Residential Market Rate | % of Load | 1 | 2043 | 0.0070101
ENS | Low | DLC | DLC-Thermostat-Heat Pump | Residential | Residential LI | % of Load | 1 | 2043 | 0.0004661
ENS | Low | DLC | DLC-Thermostat-Heat Pump | Residential | Residential Market Rate | % of Load | 1 | 2043 | 0.0052729
ENS | Low | DLC | DLC-Thermostat-Electric Furnace | Residential | Residential LI | % of Load | 1 | 2043 | 0.0022606
ENS | Low | DLC | DLC-Thermostat-Electric Furnace | Residential | Residential Market Rate | % of Load | 1 | 2043 | 0.0016351
ENS | Low | C&I Curtailment | C&I Curtailment- Manual HVAC Control | Large Commercial | Offices | % of Load | 1 | 2043 | 1.479e-05
ENS | Low | C&I Curtailment | C&I Curtailment- Manual HVAC Control | Large Commercial | Services | % of Load | 1 | 2043 | 2.1403e-05
ENS | Low | C&I Curtailment | C&I Curtailment- Auto-DR HVAC Control | Large Commercial | Offices | % of Load | 1 | 2043 | 9.6564e-05
ENS | Low | C&I Curtailment | C&I Curtailment- Auto-DR HVAC Control | Large Commercial | Services | % of Load | 1 | 2043 | 0.00013974
ENS | Low | C&I Curtailment | C&I Curtailment- Standard Lighting Control | Large Commercial | Offices | % of Load | 1 | 2043 | 2.812e-06
ENS | Low | C&I Curtailment | C&I Curtailment- Standard Lighting Control | Large Commercial | Services | % of Load | 1 | 2043 | 2.5817e-05
ENS | Low | C&I Curtailment | C&I Curtailment- Advanced Lighting Control | Large Commercial | Offices | % of Load | 1 | 2043 | 1.406e-06
ENS | Low | C&I Curtailment | C&I Curtailment- Advanced Lighting Control | Large Commercial | Services | % of Load | 1 | 2043 | 1.2908e-05
ENS | Low | C&I Curtailment | C&I Curtailment- Water Heating Control | Large Commercial | Offices | % of Load | 1 | 2043 | 9.2365e-07
ENS | Low | C&I Curtailment | C&I Curtailment- Water Heating Control | Large Commercial | Services | % of Load | 1 | 2043 | 1.0363e-05
ENS | Low | C&I Curtailment | C&I Curtailment- Other | Large Commercial | Offices | % of Load | 1 | 2043 | 1.2885e-05
ENS | Low | C&I Curtailment | C&I Curtailment- Other | Large Commercial | Services | % of Load | 1 | 2043 | 9.321e-05
ENS | Low | C&I Curtailment | C&I Curtailment- Manual HVAC Control | Large Industrial | Miscellaneous | % of Load | 1 | 2043 | 7.2641e-06
ENS | Low | C&I Curtailment | C&I Curtailment- Manual HVAC Control | Large Industrial | Offices | % of Load | 1 | 2043 | 4.8852e-06
ENS | Low | C&I Curtailment | C&I Curtailment- Manual HVAC Control | Large Industrial | Retail Trade | % of Load | 1 | 2043 | 9.7854e-06
ENS | Low | C&I Curtailment | C&I Curtailment- Manual HVAC Control | Large Industrial | Services | % of Load | 1 | 2043 | 2.9039e-06
ENS | Low | C&I Curtailment | C&I Curtailment- Auto-DR HVAC Control | Large Industrial | Miscellaneous | % of Load | 1 | 2043 | 4.7426e-05
ENS | Low | C&I Curtailment | C&I Curtailment- Auto-DR HVAC Control | Large Industrial | Offices | % of Load | 1 | 2043 | 3.1895e-05
ENS | Low | C&I Curtailment | C&I Curtailment- Auto-DR HVAC Control | Large Industrial | Retail Trade | % of Load | 1 | 2043 | 6.3887e-05
ENS | Low | C&I Curtailment | C&I Curtailment- Auto-DR HVAC Control | Large Industrial | Services | % of Load | 1 | 2043 | 1.8959e-05
ENS | Low | C&I Curtailment | C&I Curtailment- Standard Lighting Control | Large Industrial | Miscellaneous | % of Load | 1 | 2043 | 9.7511e-06
ENS | Low | C&I Curtailment | C&I Curtailment- Standard Lighting Control | Large Industrial | Offices | % of Load | 1 | 2043 | 1.666e-06
ENS | Low | C&I Curtailment | C&I Curtailment- Standard Lighting Control | Large Industrial | Retail Trade | % of Load | 1 | 2043 | 1.1803e-05
ENS | Low | C&I Curtailment | C&I Curtailment- Standard Lighting Control | Large Industrial | Services | % of Load | 1 | 2043 | 3.5028e-06
ENS | Low | C&I Curtailment | C&I Curtailment- Advanced Lighting Control | Large Industrial | Miscellaneous | % of Load | 1 | 2043 | 4.8756e-06
ENS | Low | C&I Curtailment | C&I Curtailment- Advanced Lighting Control | Large Industrial | Offices | % of Load | 1 | 2043 | 8.3301e-07
ENS | Low | C&I Curtailment | C&I Curtailment- Advanced Lighting Control | Large Industrial | Retail Trade | % of Load | 1 | 2043 | 5.9017e-06
ENS | Low | C&I Curtailment | C&I Curtailment- Advanced Lighting Control | Large Industrial | Services | % of Load | 1 | 2043 | 1.7514e-06
ENS | Low | C&I Curtailment | C&I Curtailment- Water Heating Control | Large Industrial | Miscellaneous | % of Load | 1 | 2043 | 7.9223e-07
ENS | Low | C&I Curtailment | C&I Curtailment- Water Heating Control | Large Industrial | Offices | % of Load | 1 | 2043 | 2.4305e-07
ENS | Low | C&I Curtailment | C&I Curtailment- Water Heating Control | Large Industrial | Retail Trade | % of Load | 1 | 2043 | 4.738e-06
ENS | Low | C&I Curtailment | C&I Curtailment- Water Heating Control | Large Industrial | Services | % of Load | 1 | 2043 | 1.406e-06
ENS | Low | C&I Curtailment | C&I Curtailment- Other | Large Industrial | Miscellaneous | % of Load | 1 | 2043 | 1.6442e-05
ENS | Low | C&I Curtailment | C&I Curtailment- Other | Large Industrial | Offices | % of Load | 1 | 2043 | 4.6947e-06
ENS | Low | C&I Curtailment | C&I Curtailment- Other | Large Industrial | Retail Trade | % of Load | 1 | 2043 | 4.2615e-05
ENS | Low | C&I Curtailment | C&I Curtailment- Other | Large Industrial | Services | % of Load | 1 | 2043 | 1.2647e-05
ENS | Low | C&I Curtailment | C&I Curtailment- Industrial | Large Industrial | Manufacturing | % of Load | 1 | 2043 | 0.0004961
ENS | Low | C&I Curtailment | C&I Curtailment- Manual HVAC Control | Interruptible Rider | Miscellaneous | % of Load | 1 | 2043 | 0.00019147
ENS | Low | C&I Curtailment | C&I Curtailment- Manual HVAC Control | Interruptible Rider | Retail Trade | % of Load | 1 | 2043 | 4.4517e-06
ENS | Low | C&I Curtailment | C&I Curtailment- Auto-DR HVAC Control | Interruptible Rider | Miscellaneous | % of Load | 1 | 2043 | 0.0012501
ENS | Low | C&I Curtailment | C&I Curtailment- Auto-DR HVAC Control | Interruptible Rider | Retail Trade | % of Load | 1 | 2043 | 2.9064e-05
ENS | Low | C&I Curtailment | C&I Curtailment- Standard Lighting Control | Interruptible Rider | Miscellaneous | % of Load | 1 | 2043 | 8.5905e-05
ENS | Low | C&I Curtailment | C&I Curtailment- Standard Lighting Control | Interruptible Rider | Retail Trade | % of Load | 1 | 2043 | 6.9124e-06
ENS | Low | C&I Curtailment | C&I Curtailment- Advanced Lighting Control | Interruptible Rider | Miscellaneous | % of Load | 1 | 2043 | 4.2953e-05
ENS | Low | C&I Curtailment | C&I Curtailment- Advanced Lighting Control | Interruptible Rider | Retail Trade | % of Load | 1 | 2043 | 3.4562e-06
ENS | Low | C&I Curtailment | C&I Curtailment- Water Heating Control | Interruptible Rider | Miscellaneous | % of Load | 1 | 2043 | 1.1407e-05
ENS | Low | C&I Curtailment | C&I Curtailment- Water Heating Control | Interruptible Rider | Retail Trade | % of Load | 1 | 2043 | 1.5647e-06
ENS | Low | C&I Curtailment | C&I Curtailment- Other | Interruptible Rider | Miscellaneous | % of Load | 1 | 2043 | 0.00020267
ENS | Low | C&I Curtailment | C&I Curtailment- Other | Interruptible Rider | Retail Trade | % of Load | 1 | 2043 | 1.6754e-05
ENS | Low | C&I Curtailment | C&I Curtailment- Industrial | Interruptible Rider | Manufacturing | % of Load | 1 | 2043 | 0.00030824
ENS | Low | Dynamic Pricing | Dynamic Pricing with enabling tech. | Small Commercial | Manufacturing | % of Load | 1 | 2043 | 1.5363e-05
ENS | Low | Dynamic Pricing | Dynamic Pricing with enabling tech. | Small Commercial | Miscellaneous | % of Load | 1 | 2043 | 0.00018414
ENS | Low | Dynamic Pricing | Dynamic Pricing with enabling tech. | Small Commercial | Offices | % of Load | 1 | 2043 | 0.00014458
ENS | Low | Dynamic Pricing | Dynamic Pricing with enabling tech. | Small Commercial | Retail Trade | % of Load | 1 | 2043 | 0.00031945
ENS | Low | Dynamic Pricing | Dynamic Pricing with enabling tech. | Small Commercial | Services | % of Load | 1 | 2043 | 0.00038356
ENS | Low | Dynamic Pricing | Dynamic Pricing w/o enabling tech. | Small Commercial | Manufacturing | % of Load | 1 | 2043 | 9.0739e-07
ENS | Low | Dynamic Pricing | Dynamic Pricing w/o enabling tech. | Small Commercial | Miscellaneous | % of Load | 1 | 2043 | 1.0876e-05
ENS | Low | Dynamic Pricing | Dynamic Pricing w/o enabling tech. | Small Commercial | Offices | % of Load | 1 | 2043 | 8.539e-06
ENS | Low | Dynamic Pricing | Dynamic Pricing w/o enabling tech. | Small Commercial | Retail Trade | % of Load | 1 | 2043 | 1.8867e-05
ENS | Low | Dynamic Pricing | Dynamic Pricing w/o enabling tech. | Small Commercial | Services | % of Load | 1 | 2043 | 2.2654e-05
ENS | Low | Dynamic Pricing | Dynamic Pricing with enabling tech. | Large Commercial | Offices | % of Load | 1 | 2043 | 3.5863e-05
ENS | Low | Dynamic Pricing | Dynamic Pricing with enabling tech. | Large Commercial | Services | % of Load | 1 | 2043 | 0.00023239
ENS | Low | Dynamic Pricing | Dynamic Pricing w/o enabling tech. | Large Commercial | Offices | % of Load | 1 | 2043 | 1.359e-05
ENS | Low | Dynamic Pricing | Dynamic Pricing w/o enabling tech. | Large Commercial | Services | % of Load | 1 | 2043 | 8.8063e-05
ENS | Low | Dynamic Pricing | Dynamic Pricing with enabling tech. | Small Industrial | Manufacturing | % of Load | 1 | 2043 | 3.3305e-05
ENS | Low | Dynamic Pricing | Dynamic Pricing with enabling tech. | Small Industrial | Miscellaneous | % of Load | 1 | 2043 | 5.1029e-05
ENS | Low | Dynamic Pricing | Dynamic Pricing with enabling tech. | Small Industrial | Offices | % of Load | 1 | 2043 | 3.1191e-06
ENS | Low | Dynamic Pricing | Dynamic Pricing with enabling tech. | Small Industrial | Retail Trade | % of Load | 1 | 2043 | 8.7042e-06
ENS | Low | Dynamic Pricing | Dynamic Pricing with enabling tech. | Small Industrial | Services | % of Load | 1 | 2043 | 1.0851e-05
ENS | Low | Dynamic Pricing | Dynamic Pricing w/o enabling tech. | Small Industrial | Manufacturing | % of Load | 1 | 2043 | 1.9671e-06
ENS | Low | Dynamic Pricing | Dynamic Pricing w/o enabling tech. | Small Industrial | Miscellaneous | % of Load | 1 | 2043 | 3.0139e-06
ENS | Low | Dynamic Pricing | Dynamic Pricing w/o enabling tech. | Small Industrial | Offices | % of Load | 1 | 2043 | 1.8422e-07
ENS | Low | Dynamic Pricing | Dynamic Pricing w/o enabling tech. | Small Industrial | Retail Trade | % of Load | 1 | 2043 | 5.1409e-07
ENS | Low | Dynamic Pricing | Dynamic Pricing w/o enabling tech. | Small Industrial | Services | % of Load | 1 | 2043 | 6.4087e-07
ENS | Low | Dynamic Pricing | Dynamic Pricing with enabling tech. | Large Industrial | Manufacturing | % of Load | 1 | 2043 | 0.0002598
ENS | Low | Dynamic Pricing | Dynamic Pricing with enabling tech. | Large Industrial | Miscellaneous | % of Load | 1 | 2043 | 0.00016125
ENS | Low | Dynamic Pricing | Dynamic Pricing with enabling tech. | Large Industrial | Offices | % of Load | 1 | 2043 | 1.2723e-05
ENS | Low | Dynamic Pricing | Dynamic Pricing with enabling tech. | Large Industrial | Retail Trade | % of Load | 1 | 2043 | 5.7539e-05
ENS | Low | Dynamic Pricing | Dynamic Pricing with enabling tech. | Large Industrial | Services | % of Load | 1 | 2043 | 3.153e-05
ENS | Low | Dynamic Pricing | Dynamic Pricing w/o enabling tech. | Large Industrial | Manufacturing | % of Load | 1 | 2043 | 9.8451e-05
ENS | Low | Dynamic Pricing | Dynamic Pricing w/o enabling tech. | Large Industrial | Miscellaneous | % of Load | 1 | 2043 | 6.1104e-05
ENS | Low | Dynamic Pricing | Dynamic Pricing w/o enabling tech. | Large Industrial | Offices | % of Load | 1 | 2043 | 4.8213e-06
ENS | Low | Dynamic Pricing | Dynamic Pricing w/o enabling tech. | Large Industrial | Retail Trade | % of Load | 1 | 2043 | 2.1804e-05
ENS | Low | Dynamic Pricing | Dynamic Pricing w/o enabling tech. | Large Industrial | Services | % of Load | 1 | 2043 | 1.1948e-05
ENS | Low | Dynamic Pricing | Dynamic Pricing with enabling tech. | Interruptible Rider | Manufacturing | % of Load | 1 | 2043 | 5.8932e-05
ENS | Low | Dynamic Pricing | Dynamic Pricing with enabling tech. | Interruptible Rider | Miscellaneous | % of Load | 1 | 2043 | 0.0001477
ENS | Low | Dynamic Pricing | Dynamic Pricing with enabling tech. | Interruptible Rider | Retail Trade | % of Load | 1 | 2043 | 8.6718e-06
ENS | Low | Dynamic Pricing | Dynamic Pricing w/o enabling tech. | Interruptible Rider | Manufacturing | % of Load | 1 | 2043 | 2.2332e-05
ENS | Low | Dynamic Pricing | Dynamic Pricing w/o enabling tech. | Interruptible Rider | Miscellaneous | % of Load | 1 | 2043 | 5.5971e-05
ENS | Low | Dynamic Pricing | Dynamic Pricing w/o enabling tech. | Interruptible Rider | Retail Trade | % of Load | 1 | 2043 | 3.2861e-06
ENS | Low | Dynamic Pricing | Dynamic Pricing with enabling tech. | Residential | Residential Market Rate | % of Load | 1 | 2043 | 0.0091495
ENS | Low | Dynamic Pricing | Dynamic Pricing w/o enabling tech. | Residential | Residential Market Rate | % of Load | 1 | 2043 | 0.0051165
ENS | Low | BTM Battery Control | BTM Battery Control | Small Commercial | Manufacturing | % of Load | 0 | 2043 | 1.9138e-05
ENS | Low | BTM Battery Control | BTM Battery Control | Small Commercial | Miscellaneous | % of Load | 0 | 2043 | 0.00014284
ENS | Low | BTM Battery Control | BTM Battery Control | Small Commercial | Offices | % of Load | 0 | 2043 | 4.8933e-05
ENS | Low | BTM Battery Control | BTM Battery Control | Small Commercial | Retail Trade | % of Load | 0 | 2043 | 8.54e-05
ENS | Low | BTM Battery Control | BTM Battery Control | Small Commercial | Services | % of Load | 0 | 2043 | 0.0001859
ENS | Low | BTM Battery Control | BTM Battery Control | Large Commercial | Offices | % of Load | 0 | 2043 | 2.786e-05
ENS | Low | BTM Battery Control | BTM Battery Control | Large Commercial | Services | % of Load | 0 | 2043 | 0.00014859
ENS | Low | BTM Battery Control | BTM Battery Control | Small Industrial | Manufacturing | % of Load | 0 | 2043 | 4.6725e-07
ENS | Low | BTM Battery Control | BTM Battery Control | Small Industrial | Miscellaneous | % of Load | 0 | 2043 | 3.0424e-06
ENS | Low | BTM Battery Control | BTM Battery Control | Small Industrial | Offices | % of Load | 0 | 2043 | 1.2e-06
ENS | Low | BTM Battery Control | BTM Battery Control | Small Industrial | Retail Trade | % of Load | 0 | 2043 | 2.0973e-06
ENS | Low | BTM Battery Control | BTM Battery Control | Small Industrial | Services | % of Load | 0 | 2043 | 4.561e-06
ENS | Low | BTM Battery Control | BTM Battery Control | Large Industrial | Manufacturing | % of Load | 0 | 2043 | 1.824e-05
ENS | Low | BTM Battery Control | BTM Battery Control | Large Industrial | Miscellaneous | % of Load | 0 | 2043 | 8.4566e-05
ENS | Low | BTM Battery Control | BTM Battery Control | Large Industrial | Offices | % of Load | 0 | 2043 | 9.9489e-06
ENS | Low | BTM Battery Control | BTM Battery Control | Large Industrial | Retail Trade | % of Load | 0 | 2043 | 4.9745e-05
ENS | Low | BTM Battery Control | BTM Battery Control | Large Industrial | Services | % of Load | 0 | 2043 | 0.00010778
ENS | Low | BTM Battery Control | BTM Battery Control | Interruptible Rider | Manufacturing | % of Load | 0 | 2043 | 2.4381e-05
ENS | Low | BTM Battery Control | BTM Battery Control | Interruptible Rider | Miscellaneous | % of Load | 0 | 2043 | 6.5016e-05
ENS | Low | BTM Battery Control | BTM Battery Control | Interruptible Rider | Retail Trade | % of Load | 0 | 2043 | 9.7524e-05
ENS | Low | BTM Battery Control | BTM Battery Control | Residential | Residential LI | % of Load | 0 | 2043 | 0.00067751
ENS | Low | BTM Battery Control | BTM Battery Control | Residential | Residential Market Rate | % of Load | 0 | 2043 | 0.0042178
ENS | Low | EV Charging Control | EV Charging Control | EV | EV | % of Load | 0 | 2043 | 0.0033465
ENS | Low | Behavioral DR | Behavioral DR | Residential | Residential LI | % of Load | 0 | 2043 | 0.00022036
ENS | Low | Behavioral DR | Behavioral DR | Residential | Residential Market Rate | % of Load | 0 | 2043 | 0.0013227
ENS | Low | DLC | DLC-Switch-Water Heating | Small Commercial | Miscellaneous | % of Load | 1 | 2044 | 1.622e-05
ENS | Low | DLC | DLC-Switch-Water Heating | Small Commercial | Offices | % of Load | 1 | 2044 | 9.2395e-06
ENS | Low | DLC | DLC-Switch-Water Heating | Small Commercial | Retail Trade | % of Load | 1 | 2044 | 5.7123e-05
ENS | Low | DLC | DLC-Switch-Water Heating | Small Commercial | Services | % of Load | 1 | 2044 | 6.8398e-05
ENS | Low | DLC | DLC-Thermostat-HVAC | Small Commercial | Miscellaneous | % of Load | 1 | 2044 | 8.3789e-05
ENS | Low | DLC | DLC-Thermostat-HVAC | Small Commercial | Offices | % of Load | 1 | 2044 | 0.00013329
ENS | Low | DLC | DLC-Thermostat-HVAC | Small Commercial | Retail Trade | % of Load | 1 | 2044 | 9.4627e-05
ENS | Low | DLC | DLC-Thermostat-HVAC | Small Commercial | Services | % of Load | 1 | 2044 | 0.00011376
ENS | Low | DLC | DLC-Switch-Water Heating | Small Industrial | Miscellaneous | % of Load | 1 | 2044 | 4.6486e-06
ENS | Low | DLC | DLC-Switch-Water Heating | Small Industrial | Offices | % of Load | 1 | 2044 | 1.764e-07
ENS | Low | DLC | DLC-Switch-Water Heating | Small Industrial | Retail Trade | % of Load | 1 | 2044 | 1.2752e-06
ENS | Low | DLC | DLC-Switch-Water Heating | Small Industrial | Services | % of Load | 1 | 2044 | 1.5897e-06
ENS | Low | DLC | DLC-Thermostat-HVAC | Small Industrial | Miscellaneous | % of Load | 1 | 2044 | 3.0191e-05
ENS | Low | DLC | DLC-Thermostat-HVAC | Small Industrial | Offices | % of Load | 1 | 2044 | 2.8424e-06
ENS | Low | DLC | DLC-Thermostat-HVAC | Small Industrial | Retail Trade | % of Load | 1 | 2044 | 2.8954e-06
ENS | Low | DLC | DLC-Thermostat-HVAC | Small Industrial | Services | % of Load | 1 | 2044 | 3.6094e-06
ENS | Low | DLC | DLC-Switch-Water Heating | Residential | Residential LI | % of Load | 1 | 2044 | 0.0023017
ENS | Low | DLC | DLC-Switch-Water Heating | Residential | Residential Market Rate | % of Load | 1 | 2044 | 0.0070356
ENS | Low | DLC | DLC-Thermostat-Heat Pump | Residential | Residential LI | % of Load | 1 | 2044 | 0.0004865
ENS | Low | DLC | DLC-Thermostat-Heat Pump | Residential | Residential Market Rate | % of Load | 1 | 2044 | 0.0053583
ENS | Low | DLC | DLC-Thermostat-Electric Furnace | Residential | Residential LI | % of Load | 1 | 2044 | 0.0022478
ENS | Low | DLC | DLC-Thermostat-Electric Furnace | Residential | Residential Market Rate | % of Load | 1 | 2044 | 0.0015642
ENS | Low | C&I Curtailment | C&I Curtailment- Manual HVAC Control | Large Commercial | Offices | % of Load | 1 | 2044 | 1.4686e-05
ENS | Low | C&I Curtailment | C&I Curtailment- Manual HVAC Control | Large Commercial | Services | % of Load | 1 | 2044 | 2.0849e-05
ENS | Low | C&I Curtailment | C&I Curtailment- Auto-DR HVAC Control | Large Commercial | Offices | % of Load | 1 | 2044 | 9.5881e-05
ENS | Low | C&I Curtailment | C&I Curtailment- Auto-DR HVAC Control | Large Commercial | Services | % of Load | 1 | 2044 | 0.00013612
ENS | Low | C&I Curtailment | C&I Curtailment- Standard Lighting Control | Large Commercial | Offices | % of Load | 1 | 2044 | 2.6003e-06
ENS | Low | C&I Curtailment | C&I Curtailment- Standard Lighting Control | Large Commercial | Services | % of Load | 1 | 2044 | 2.4689e-05
ENS | Low | C&I Curtailment | C&I Curtailment- Advanced Lighting Control | Large Commercial | Offices | % of Load | 1 | 2044 | 1.3002e-06
ENS | Low | C&I Curtailment | C&I Curtailment- Advanced Lighting Control | Large Commercial | Services | % of Load | 1 | 2044 | 1.2345e-05
ENS | Low | C&I Curtailment | C&I Curtailment- Water Heating Control | Large Commercial | Offices | % of Load | 1 | 2044 | 9.2509e-07
ENS | Low | C&I Curtailment | C&I Curtailment- Water Heating Control | Large Commercial | Services | % of Load | 1 | 2044 | 1.0383e-05
ENS | Low | C&I Curtailment | C&I Curtailment- Other | Large Commercial | Offices | % of Load | 1 | 2044 | 1.2764e-05
ENS | Low | C&I Curtailment | C&I Curtailment- Other | Large Commercial | Services | % of Load | 1 | 2044 | 9.2681e-05
ENS | Low | C&I Curtailment | C&I Curtailment- Manual HVAC Control | Large Industrial | Miscellaneous | % of Load | 1 | 2044 | 7.6094e-06
ENS | Low | C&I Curtailment | C&I Curtailment- Manual HVAC Control | Large Industrial | Offices | % of Load | 1 | 2044 | 4.9649e-06
ENS | Low | C&I Curtailment | C&I Curtailment- Manual HVAC Control | Large Industrial | Retail Trade | % of Load | 1 | 2044 | 9.7666e-06
ENS | Low | C&I Curtailment | C&I Curtailment- Manual HVAC Control | Large Industrial | Services | % of Load | 1 | 2044 | 2.8983e-06
ENS | Low | C&I Curtailment | C&I Curtailment- Auto-DR HVAC Control | Large Industrial | Miscellaneous | % of Load | 1 | 2044 | 4.968e-05
ENS | Low | C&I Curtailment | C&I Curtailment- Auto-DR HVAC Control | Large Industrial | Offices | % of Load | 1 | 2044 | 3.2415e-05
ENS | Low | C&I Curtailment | C&I Curtailment- Auto-DR HVAC Control | Large Industrial | Retail Trade | % of Load | 1 | 2044 | 6.3764e-05
ENS | Low | C&I Curtailment | C&I Curtailment- Auto-DR HVAC Control | Large Industrial | Services | % of Load | 1 | 2044 | 1.8923e-05
ENS | Low | C&I Curtailment | C&I Curtailment- Standard Lighting Control | Large Industrial | Miscellaneous | % of Load | 1 | 2044 | 9.632e-06
ENS | Low | C&I Curtailment | C&I Curtailment- Standard Lighting Control | Large Industrial | Offices | % of Load | 1 | 2044 | 1.6421e-06
ENS | Low | C&I Curtailment | C&I Curtailment- Standard Lighting Control | Large Industrial | Retail Trade | % of Load | 1 | 2044 | 1.1566e-05
ENS | Low | C&I Curtailment | C&I Curtailment- Standard Lighting Control | Large Industrial | Services | % of Load | 1 | 2044 | 3.4322e-06
ENS | Low | C&I Curtailment | C&I Curtailment- Advanced Lighting Control | Large Industrial | Miscellaneous | % of Load | 1 | 2044 | 4.816e-06
ENS | Low | C&I Curtailment | C&I Curtailment- Advanced Lighting Control | Large Industrial | Offices | % of Load | 1 | 2044 | 8.2103e-07
ENS | Low | C&I Curtailment | C&I Curtailment- Advanced Lighting Control | Large Industrial | Retail Trade | % of Load | 1 | 2044 | 5.7828e-06
ENS | Low | C&I Curtailment | C&I Curtailment- Advanced Lighting Control | Large Industrial | Services | % of Load | 1 | 2044 | 1.7161e-06
ENS | Low | C&I Curtailment | C&I Curtailment- Water Heating Control | Large Industrial | Miscellaneous | % of Load | 1 | 2044 | 7.9481e-07
ENS | Low | C&I Curtailment | C&I Curtailment- Water Heating Control | Large Industrial | Offices | % of Load | 1 | 2044 | 2.4704e-07
ENS | Low | C&I Curtailment | C&I Curtailment- Water Heating Control | Large Industrial | Retail Trade | % of Load | 1 | 2044 | 4.864e-06
ENS | Low | C&I Curtailment | C&I Curtailment- Water Heating Control | Large Industrial | Services | % of Load | 1 | 2044 | 1.4435e-06
ENS | Low | C&I Curtailment | C&I Curtailment- Other | Large Industrial | Miscellaneous | % of Load | 1 | 2044 | 1.6491e-05
ENS | Low | C&I Curtailment | C&I Curtailment- Other | Large Industrial | Offices | % of Load | 1 | 2044 | 4.7856e-06
ENS | Low | C&I Curtailment | C&I Curtailment- Other | Large Industrial | Retail Trade | % of Load | 1 | 2044 | 4.3416e-05
ENS | Low | C&I Curtailment | C&I Curtailment- Other | Large Industrial | Services | % of Load | 1 | 2044 | 1.2884e-05
ENS | Low | C&I Curtailment | C&I Curtailment- Industrial | Large Industrial | Manufacturing | % of Load | 1 | 2044 | 0.00049667
ENS | Low | C&I Curtailment | C&I Curtailment- Manual HVAC Control | Interruptible Rider | Miscellaneous | % of Load | 1 | 2044 | 0.00019164
ENS | Low | C&I Curtailment | C&I Curtailment- Manual HVAC Control | Interruptible Rider | Retail Trade | % of Load | 1 | 2044 | 4.3984e-06
ENS | Low | C&I Curtailment | C&I Curtailment- Auto-DR HVAC Control | Interruptible Rider | Miscellaneous | % of Load | 1 | 2044 | 0.0012512
ENS | Low | C&I Curtailment | C&I Curtailment- Auto-DR HVAC Control | Interruptible Rider | Retail Trade | % of Load | 1 | 2044 | 2.8717e-05
ENS | Low | C&I Curtailment | C&I Curtailment- Standard Lighting Control | Interruptible Rider | Miscellaneous | % of Load | 1 | 2044 | 8.3839e-05
ENS | Low | C&I Curtailment | C&I Curtailment- Standard Lighting Control | Interruptible Rider | Retail Trade | % of Load | 1 | 2044 | 6.8072e-06
ENS | Low | C&I Curtailment | C&I Curtailment- Advanced Lighting Control | Interruptible Rider | Miscellaneous | % of Load | 1 | 2044 | 4.1919e-05
ENS | Low | C&I Curtailment | C&I Curtailment- Advanced Lighting Control | Interruptible Rider | Retail Trade | % of Load | 1 | 2044 | 3.4036e-06
ENS | Low | C&I Curtailment | C&I Curtailment- Water Heating Control | Interruptible Rider | Miscellaneous | % of Load | 1 | 2044 | 1.1368e-05
ENS | Low | C&I Curtailment | C&I Curtailment- Water Heating Control | Interruptible Rider | Retail Trade | % of Load | 1 | 2044 | 1.5668e-06
ENS | Low | C&I Curtailment | C&I Curtailment- Other | Interruptible Rider | Miscellaneous | % of Load | 1 | 2044 | 0.00020189
ENS | Low | C&I Curtailment | C&I Curtailment- Other | Interruptible Rider | Retail Trade | % of Load | 1 | 2044 | 1.6753e-05
ENS | Low | C&I Curtailment | C&I Curtailment- Industrial | Interruptible Rider | Manufacturing | % of Load | 1 | 2044 | 0.00030418
ENS | Low | Dynamic Pricing | Dynamic Pricing with enabling tech. | Small Commercial | Manufacturing | % of Load | 1 | 2044 | 1.5017e-05
ENS | Low | Dynamic Pricing | Dynamic Pricing with enabling tech. | Small Commercial | Miscellaneous | % of Load | 1 | 2044 | 0.00018187
ENS | Low | Dynamic Pricing | Dynamic Pricing with enabling tech. | Small Commercial | Offices | % of Load | 1 | 2044 | 0.00014264
ENS | Low | Dynamic Pricing | Dynamic Pricing with enabling tech. | Small Commercial | Retail Trade | % of Load | 1 | 2044 | 0.00031464
ENS | Low | Dynamic Pricing | Dynamic Pricing with enabling tech. | Small Commercial | Services | % of Load | 1 | 2044 | 0.00037775
ENS | Low | Dynamic Pricing | Dynamic Pricing w/o enabling tech. | Small Commercial | Manufacturing | % of Load | 1 | 2044 | 8.8693e-07
ENS | Low | Dynamic Pricing | Dynamic Pricing w/o enabling tech. | Small Commercial | Miscellaneous | % of Load | 1 | 2044 | 1.0742e-05
ENS | Low | Dynamic Pricing | Dynamic Pricing w/o enabling tech. | Small Commercial | Offices | % of Load | 1 | 2044 | 8.4249e-06
ENS | Low | Dynamic Pricing | Dynamic Pricing w/o enabling tech. | Small Commercial | Retail Trade | % of Load | 1 | 2044 | 1.8584e-05
ENS | Low | Dynamic Pricing | Dynamic Pricing w/o enabling tech. | Small Commercial | Services | % of Load | 1 | 2044 | 2.2311e-05
ENS | Low | Dynamic Pricing | Dynamic Pricing with enabling tech. | Large Commercial | Offices | % of Load | 1 | 2044 | 3.5495e-05
ENS | Low | Dynamic Pricing | Dynamic Pricing with enabling tech. | Large Commercial | Services | % of Load | 1 | 2044 | 0.00022988
ENS | Low | Dynamic Pricing | Dynamic Pricing w/o enabling tech. | Large Commercial | Offices | % of Load | 1 | 2044 | 1.3451e-05
ENS | Low | Dynamic Pricing | Dynamic Pricing w/o enabling tech. | Large Commercial | Services | % of Load | 1 | 2044 | 8.7111e-05
ENS | Low | Dynamic Pricing | Dynamic Pricing with enabling tech. | Small Industrial | Manufacturing | % of Load | 1 | 2044 | 3.3103e-05
ENS | Low | Dynamic Pricing | Dynamic Pricing with enabling tech. | Small Industrial | Miscellaneous | % of Load | 1 | 2044 | 5.116e-05
ENS | Low | Dynamic Pricing | Dynamic Pricing with enabling tech. | Small Industrial | Offices | % of Load | 1 | 2044 | 3.1319e-06
ENS | Low | Dynamic Pricing | Dynamic Pricing with enabling tech. | Small Industrial | Retail Trade | % of Load | 1 | 2044 | 8.7385e-06
ENS | Low | Dynamic Pricing | Dynamic Pricing with enabling tech. | Small Industrial | Services | % of Load | 1 | 2044 | 1.0894e-05
ENS | Low | Dynamic Pricing | Dynamic Pricing w/o enabling tech. | Small Industrial | Manufacturing | % of Load | 1 | 2044 | 1.9552e-06
ENS | Low | Dynamic Pricing | Dynamic Pricing w/o enabling tech. | Small Industrial | Miscellaneous | % of Load | 1 | 2044 | 3.0216e-06
ENS | Low | Dynamic Pricing | Dynamic Pricing w/o enabling tech. | Small Industrial | Offices | % of Load | 1 | 2044 | 1.8498e-07
ENS | Low | Dynamic Pricing | Dynamic Pricing w/o enabling tech. | Small Industrial | Retail Trade | % of Load | 1 | 2044 | 5.1612e-07
ENS | Low | Dynamic Pricing | Dynamic Pricing w/o enabling tech. | Small Industrial | Services | % of Load | 1 | 2044 | 6.434e-07
ENS | Low | Dynamic Pricing | Dynamic Pricing with enabling tech. | Large Industrial | Manufacturing | % of Load | 1 | 2044 | 0.0002601
ENS | Low | Dynamic Pricing | Dynamic Pricing with enabling tech. | Large Industrial | Miscellaneous | % of Load | 1 | 2044 | 0.00016315
ENS | Low | Dynamic Pricing | Dynamic Pricing with enabling tech. | Large Industrial | Offices | % of Load | 1 | 2044 | 1.293e-05
ENS | Low | Dynamic Pricing | Dynamic Pricing with enabling tech. | Large Industrial | Retail Trade | % of Load | 1 | 2044 | 5.8317e-05
ENS | Low | Dynamic Pricing | Dynamic Pricing with enabling tech. | Large Industrial | Services | % of Load | 1 | 2044 | 3.1957e-05
ENS | Low | Dynamic Pricing | Dynamic Pricing w/o enabling tech. | Large Industrial | Manufacturing | % of Load | 1 | 2044 | 9.8564e-05
ENS | Low | Dynamic Pricing | Dynamic Pricing w/o enabling tech. | Large Industrial | Miscellaneous | % of Load | 1 | 2044 | 6.1824e-05
ENS | Low | Dynamic Pricing | Dynamic Pricing w/o enabling tech. | Large Industrial | Offices | % of Load | 1 | 2044 | 4.8999e-06
ENS | Low | Dynamic Pricing | Dynamic Pricing w/o enabling tech. | Large Industrial | Retail Trade | % of Load | 1 | 2044 | 2.2099e-05
ENS | Low | Dynamic Pricing | Dynamic Pricing w/o enabling tech. | Large Industrial | Services | % of Load | 1 | 2044 | 1.211e-05
ENS | Low | Dynamic Pricing | Dynamic Pricing with enabling tech. | Interruptible Rider | Manufacturing | % of Load | 1 | 2044 | 5.8156e-05
ENS | Low | Dynamic Pricing | Dynamic Pricing with enabling tech. | Interruptible Rider | Miscellaneous | % of Load | 1 | 2044 | 0.00014723
ENS | Low | Dynamic Pricing | Dynamic Pricing with enabling tech. | Interruptible Rider | Retail Trade | % of Load | 1 | 2044 | 8.6437e-06
ENS | Low | Dynamic Pricing | Dynamic Pricing w/o enabling tech. | Interruptible Rider | Manufacturing | % of Load | 1 | 2044 | 2.2038e-05
ENS | Low | Dynamic Pricing | Dynamic Pricing w/o enabling tech. | Interruptible Rider | Miscellaneous | % of Load | 1 | 2044 | 5.5793e-05
ENS | Low | Dynamic Pricing | Dynamic Pricing w/o enabling tech. | Interruptible Rider | Retail Trade | % of Load | 1 | 2044 | 3.2755e-06
ENS | Low | Dynamic Pricing | Dynamic Pricing with enabling tech. | Residential | Residential Market Rate | % of Load | 1 | 2044 | 0.0091684
ENS | Low | Dynamic Pricing | Dynamic Pricing w/o enabling tech. | Residential | Residential Market Rate | % of Load | 1 | 2044 | 0.0051271
ENS | Low | BTM Battery Control | BTM Battery Control | Small Commercial | Manufacturing | % of Load | 0 | 2044 | 1.9149e-05
ENS | Low | BTM Battery Control | BTM Battery Control | Small Commercial | Miscellaneous | % of Load | 0 | 2044 | 0.000143
ENS | Low | BTM Battery Control | BTM Battery Control | Small Commercial | Offices | % of Load | 0 | 2044 | 4.8948e-05
ENS | Low | BTM Battery Control | BTM Battery Control | Small Commercial | Retail Trade | % of Load | 0 | 2044 | 8.5435e-05
ENS | Low | BTM Battery Control | BTM Battery Control | Small Commercial | Services | % of Load | 0 | 2044 | 0.00018598
ENS | Low | BTM Battery Control | BTM Battery Control | Large Commercial | Offices | % of Load | 0 | 2044 | 2.7876e-05
ENS | Low | BTM Battery Control | BTM Battery Control | Large Commercial | Services | % of Load | 0 | 2044 | 0.00014867
ENS | Low | BTM Battery Control | BTM Battery Control | Small Industrial | Manufacturing | % of Load | 0 | 2044 | 4.6751e-07
ENS | Low | BTM Battery Control | BTM Battery Control | Small Industrial | Miscellaneous | % of Load | 0 | 2044 | 3.0441e-06
ENS | Low | BTM Battery Control | BTM Battery Control | Small Industrial | Offices | % of Load | 0 | 2044 | 1.2007e-06
ENS | Low | BTM Battery Control | BTM Battery Control | Small Industrial | Retail Trade | % of Load | 0 | 2044 | 2.0985e-06
ENS | Low | BTM Battery Control | BTM Battery Control | Small Industrial | Services | % of Load | 0 | 2044 | 4.5636e-06
ENS | Low | BTM Battery Control | BTM Battery Control | Large Industrial | Manufacturing | % of Load | 0 | 2044 | 1.825e-05
ENS | Low | BTM Battery Control | BTM Battery Control | Large Industrial | Miscellaneous | % of Load | 0 | 2044 | 8.4613e-05
ENS | Low | BTM Battery Control | BTM Battery Control | Large Industrial | Offices | % of Load | 0 | 2044 | 9.9545e-06
ENS | Low | BTM Battery Control | BTM Battery Control | Large Industrial | Retail Trade | % of Load | 0 | 2044 | 4.9772e-05
ENS | Low | BTM Battery Control | BTM Battery Control | Large Industrial | Services | % of Load | 0 | 2044 | 0.00010784
ENS | Low | BTM Battery Control | BTM Battery Control | Interruptible Rider | Manufacturing | % of Load | 0 | 2044 | 2.4395e-05
ENS | Low | BTM Battery Control | BTM Battery Control | Interruptible Rider | Miscellaneous | % of Load | 0 | 2044 | 6.5052e-05
ENS | Low | BTM Battery Control | BTM Battery Control | Interruptible Rider | Retail Trade | % of Load | 0 | 2044 | 9.7578e-05
ENS | Low | BTM Battery Control | BTM Battery Control | Residential | Residential LI | % of Load | 0 | 2044 | 0.00068123
ENS | Low | BTM Battery Control | BTM Battery Control | Residential | Residential Market Rate | % of Load | 0 | 2044 | 0.0042409
ENS | Low | EV Charging Control | EV Charging Control | EV | EV | % of Load | 0 | 2044 | 0.0036309
ENS | Low | Behavioral DR | Behavioral DR | Residential | Residential LI | % of Load | 0 | 2044 | 0.00022031
ENS | Low | Behavioral DR | Behavioral DR | Residential | Residential Market Rate | % of Load | 0 | 2044 | 0.0013254
ENS | Low | DLC | DLC-Switch-Water Heating | Small Commercial | Miscellaneous | % of Load | 1 | 2045 | 1.6157e-05
ENS | Low | DLC | DLC-Switch-Water Heating | Small Commercial | Offices | % of Load | 1 | 2045 | 9.1687e-06
ENS | Low | DLC | DLC-Switch-Water Heating | Small Commercial | Retail Trade | % of Load | 1 | 2045 | 5.6948e-05
ENS | Low | DLC | DLC-Switch-Water Heating | Small Commercial | Services | % of Load | 1 | 2045 | 6.8175e-05
ENS | Low | DLC | DLC-Thermostat-HVAC | Small Commercial | Miscellaneous | % of Load | 1 | 2045 | 8.2295e-05
ENS | Low | DLC | DLC-Thermostat-HVAC | Small Commercial | Offices | % of Load | 1 | 2045 | 0.00013163
ENS | Low | DLC | DLC-Thermostat-HVAC | Small Commercial | Retail Trade | % of Load | 1 | 2045 | 9.1696e-05
ENS | Low | DLC | DLC-Thermostat-HVAC | Small Commercial | Services | % of Load | 1 | 2045 | 0.00011024
ENS | Low | DLC | DLC-Switch-Water Heating | Small Industrial | Miscellaneous | % of Load | 1 | 2045 | 4.6859e-06
ENS | Low | DLC | DLC-Switch-Water Heating | Small Industrial | Offices | % of Load | 1 | 2045 | 1.7727e-07
ENS | Low | DLC | DLC-Switch-Water Heating | Small Industrial | Retail Trade | % of Load | 1 | 2045 | 1.2856e-06
ENS | Low | DLC | DLC-Switch-Water Heating | Small Industrial | Services | % of Load | 1 | 2045 | 1.6027e-06
ENS | Low | DLC | DLC-Thermostat-HVAC | Small Industrial | Miscellaneous | % of Load | 1 | 2045 | 3.0221e-05
ENS | Low | DLC | DLC-Thermostat-HVAC | Small Industrial | Offices | % of Load | 1 | 2045 | 2.8543e-06
ENS | Low | DLC | DLC-Thermostat-HVAC | Small Industrial | Retail Trade | % of Load | 1 | 2045 | 2.8801e-06
ENS | Low | DLC | DLC-Thermostat-HVAC | Small Industrial | Services | % of Load | 1 | 2045 | 3.5904e-06
ENS | Low | DLC | DLC-Switch-Water Heating | Residential | Residential LI | % of Load | 1 | 2045 | 0.0023108
ENS | Low | DLC | DLC-Switch-Water Heating | Residential | Residential Market Rate | % of Load | 1 | 2045 | 0.007061
ENS | Low | DLC | DLC-Thermostat-Heat Pump | Residential | Residential LI | % of Load | 1 | 2045 | 0.00050596
ENS | Low | DLC | DLC-Thermostat-Heat Pump | Residential | Residential Market Rate | % of Load | 1 | 2045 | 0.0054374
ENS | Low | DLC | DLC-Thermostat-Electric Furnace | Residential | Residential LI | % of Load | 1 | 2045 | 0.0022351
ENS | Low | DLC | DLC-Thermostat-Electric Furnace | Residential | Residential Market Rate | % of Load | 1 | 2045 | 0.0014987
ENS | Low | C&I Curtailment | C&I Curtailment- Manual HVAC Control | Large Commercial | Offices | % of Load | 1 | 2045 | 1.4574e-05
ENS | Low | C&I Curtailment | C&I Curtailment- Manual HVAC Control | Large Commercial | Services | % of Load | 1 | 2045 | 2.028e-05
ENS | Low | C&I Curtailment | C&I Curtailment- Auto-DR HVAC Control | Large Commercial | Offices | % of Load | 1 | 2045 | 9.5149e-05
ENS | Low | C&I Curtailment | C&I Curtailment- Auto-DR HVAC Control | Large Commercial | Services | % of Load | 1 | 2045 | 0.0001324
ENS | Low | C&I Curtailment | C&I Curtailment- Standard Lighting Control | Large Commercial | Offices | % of Load | 1 | 2045 | 2.4004e-06
ENS | Low | C&I Curtailment | C&I Curtailment- Standard Lighting Control | Large Commercial | Services | % of Load | 1 | 2045 | 2.362e-05
ENS | Low | C&I Curtailment | C&I Curtailment- Advanced Lighting Control | Large Commercial | Offices | % of Load | 1 | 2045 | 1.2002e-06
ENS | Low | C&I Curtailment | C&I Curtailment- Advanced Lighting Control | Large Commercial | Services | % of Load | 1 | 2045 | 1.181e-05
ENS | Low | C&I Curtailment | C&I Curtailment- Water Heating Control | Large Commercial | Offices | % of Load | 1 | 2045 | 9.2613e-07
ENS | Low | C&I Curtailment | C&I Curtailment- Water Heating Control | Large Commercial | Services | % of Load | 1 | 2045 | 1.0399e-05
ENS | Low | C&I Curtailment | C&I Curtailment- Other | Large Commercial | Offices | % of Load | 1 | 2045 | 1.264e-05
ENS | Low | C&I Curtailment | C&I Curtailment- Other | Large Commercial | Services | % of Load | 1 | 2045 | 9.2125e-05
ENS | Low | C&I Curtailment | C&I Curtailment- Manual HVAC Control | Large Industrial | Miscellaneous | % of Load | 1 | 2045 | 7.6795e-06
ENS | Low | C&I Curtailment | C&I Curtailment- Manual HVAC Control | Large Industrial | Offices | % of Load | 1 | 2045 | 5.0435e-06
ENS | Low | C&I Curtailment | C&I Curtailment- Manual HVAC Control | Large Industrial | Retail Trade | % of Load | 1 | 2045 | 9.7339e-06
ENS | Low | C&I Curtailment | C&I Curtailment- Manual HVAC Control | Large Industrial | Services | % of Load | 1 | 2045 | 2.8886e-06
ENS | Low | C&I Curtailment | C&I Curtailment- Auto-DR HVAC Control | Large Industrial | Miscellaneous | % of Load | 1 | 2045 | 5.0138e-05
ENS | Low | C&I Curtailment | C&I Curtailment- Auto-DR HVAC Control | Large Industrial | Offices | % of Load | 1 | 2045 | 3.2928e-05
ENS | Low | C&I Curtailment | C&I Curtailment- Auto-DR HVAC Control | Large Industrial | Retail Trade | % of Load | 1 | 2045 | 6.3551e-05
ENS | Low | C&I Curtailment | C&I Curtailment- Auto-DR HVAC Control | Large Industrial | Services | % of Load | 1 | 2045 | 1.8859e-05
ENS | Low | C&I Curtailment | C&I Curtailment- Standard Lighting Control | Large Industrial | Miscellaneous | % of Load | 1 | 2045 | 9.6302e-06
ENS | Low | C&I Curtailment | C&I Curtailment- Standard Lighting Control | Large Industrial | Offices | % of Load | 1 | 2045 | 1.6187e-06
ENS | Low | C&I Curtailment | C&I Curtailment- Standard Lighting Control | Large Industrial | Retail Trade | % of Load | 1 | 2045 | 1.1337e-05
ENS | Low | C&I Curtailment | C&I Curtailment- Standard Lighting Control | Large Industrial | Services | % of Load | 1 | 2045 | 3.3643e-06
ENS | Low | C&I Curtailment | C&I Curtailment- Advanced Lighting Control | Large Industrial | Miscellaneous | % of Load | 1 | 2045 | 4.8151e-06
ENS | Low | C&I Curtailment | C&I Curtailment- Advanced Lighting Control | Large Industrial | Offices | % of Load | 1 | 2045 | 8.0934e-07
ENS | Low | C&I Curtailment | C&I Curtailment- Advanced Lighting Control | Large Industrial | Retail Trade | % of Load | 1 | 2045 | 5.6684e-06
ENS | Low | C&I Curtailment | C&I Curtailment- Advanced Lighting Control | Large Industrial | Services | % of Load | 1 | 2045 | 1.6822e-06
ENS | Low | C&I Curtailment | C&I Curtailment- Water Heating Control | Large Industrial | Miscellaneous | % of Load | 1 | 2045 | 8.0639e-07
ENS | Low | C&I Curtailment | C&I Curtailment- Water Heating Control | Large Industrial | Offices | % of Load | 1 | 2045 | 2.5098e-07
ENS | Low | C&I Curtailment | C&I Curtailment- Water Heating Control | Large Industrial | Retail Trade | % of Load | 1 | 2045 | 4.9913e-06
ENS | Low | C&I Curtailment | C&I Curtailment- Water Heating Control | Large Industrial | Services | % of Load | 1 | 2045 | 1.4812e-06
ENS | Low | C&I Curtailment | C&I Curtailment- Other | Large Industrial | Miscellaneous | % of Load | 1 | 2045 | 1.6728e-05
ENS | Low | C&I Curtailment | C&I Curtailment- Other | Large Industrial | Offices | % of Load | 1 | 2045 | 4.8767e-06
ENS | Low | C&I Curtailment | C&I Curtailment- Other | Large Industrial | Retail Trade | % of Load | 1 | 2045 | 4.4218e-05
ENS | Low | C&I Curtailment | C&I Curtailment- Other | Large Industrial | Services | % of Load | 1 | 2045 | 1.3122e-05
ENS | Low | C&I Curtailment | C&I Curtailment- Industrial | Large Industrial | Manufacturing | % of Load | 1 | 2045 | 0.00049721
ENS | Low | C&I Curtailment | C&I Curtailment- Manual HVAC Control | Interruptible Rider | Miscellaneous | % of Load | 1 | 2045 | 0.00019109
ENS | Low | C&I Curtailment | C&I Curtailment- Manual HVAC Control | Interruptible Rider | Retail Trade | % of Load | 1 | 2045 | 4.344e-06
ENS | Low | C&I Curtailment | C&I Curtailment- Auto-DR HVAC Control | Interruptible Rider | Miscellaneous | % of Load | 1 | 2045 | 0.0012476
ENS | Low | C&I Curtailment | C&I Curtailment- Auto-DR HVAC Control | Interruptible Rider | Retail Trade | % of Load | 1 | 2045 | 2.8361e-05
ENS | Low | C&I Curtailment | C&I Curtailment- Standard Lighting Control | Interruptible Rider | Miscellaneous | % of Load | 1 | 2045 | 8.2051e-05
ENS | Low | C&I Curtailment | C&I Curtailment- Standard Lighting Control | Interruptible Rider | Retail Trade | % of Load | 1 | 2045 | 6.7057e-06
ENS | Low | C&I Curtailment | C&I Curtailment- Advanced Lighting Control | Interruptible Rider | Miscellaneous | % of Load | 1 | 2045 | 4.1026e-05
ENS | Low | C&I Curtailment | C&I Curtailment- Advanced Lighting Control | Interruptible Rider | Retail Trade | % of Load | 1 | 2045 | 3.3528e-06
ENS | Low | C&I Curtailment | C&I Curtailment- Water Heating Control | Interruptible Rider | Miscellaneous | % of Load | 1 | 2045 | 1.1352e-05
ENS | Low | C&I Curtailment | C&I Curtailment- Water Heating Control | Interruptible Rider | Retail Trade | % of Load | 1 | 2045 | 1.5683e-06
ENS | Low | C&I Curtailment | C&I Curtailment- Other | Interruptible Rider | Miscellaneous | % of Load | 1 | 2045 | 0.00020152
ENS | Low | C&I Curtailment | C&I Curtailment- Other | Interruptible Rider | Retail Trade | % of Load | 1 | 2045 | 1.6747e-05
ENS | Low | C&I Curtailment | C&I Curtailment- Industrial | Interruptible Rider | Manufacturing | % of Load | 1 | 2045 | 0.00030013
ENS | Low | Dynamic Pricing | Dynamic Pricing with enabling tech. | Small Commercial | Manufacturing | % of Load | 1 | 2045 | 1.4676e-05
ENS | Low | Dynamic Pricing | Dynamic Pricing with enabling tech. | Small Commercial | Miscellaneous | % of Load | 1 | 2045 | 0.00017958
ENS | Low | Dynamic Pricing | Dynamic Pricing with enabling tech. | Small Commercial | Offices | % of Load | 1 | 2045 | 0.00014069
ENS | Low | Dynamic Pricing | Dynamic Pricing with enabling tech. | Small Commercial | Retail Trade | % of Load | 1 | 2045 | 0.00030982
ENS | Low | Dynamic Pricing | Dynamic Pricing with enabling tech. | Small Commercial | Services | % of Load | 1 | 2045 | 0.00037191
ENS | Low | Dynamic Pricing | Dynamic Pricing w/o enabling tech. | Small Commercial | Manufacturing | % of Load | 1 | 2045 | 8.6682e-07
ENS | Low | Dynamic Pricing | Dynamic Pricing w/o enabling tech. | Small Commercial | Miscellaneous | % of Load | 1 | 2045 | 1.0607e-05
ENS | Low | Dynamic Pricing | Dynamic Pricing w/o enabling tech. | Small Commercial | Offices | % of Load | 1 | 2045 | 8.3096e-06
ENS | Low | Dynamic Pricing | Dynamic Pricing w/o enabling tech. | Small Commercial | Retail Trade | % of Load | 1 | 2045 | 1.8299e-05
ENS | Low | Dynamic Pricing | Dynamic Pricing w/o enabling tech. | Small Commercial | Services | % of Load | 1 | 2045 | 2.1966e-05
ENS | Low | Dynamic Pricing | Dynamic Pricing with enabling tech. | Large Commercial | Offices | % of Load | 1 | 2045 | 3.5119e-05
ENS | Low | Dynamic Pricing | Dynamic Pricing with enabling tech. | Large Commercial | Services | % of Load | 1 | 2045 | 0.00022732
ENS | Low | Dynamic Pricing | Dynamic Pricing w/o enabling tech. | Large Commercial | Offices | % of Load | 1 | 2045 | 1.3308e-05
ENS | Low | Dynamic Pricing | Dynamic Pricing w/o enabling tech. | Large Commercial | Services | % of Load | 1 | 2045 | 8.6142e-05
ENS | Low | Dynamic Pricing | Dynamic Pricing with enabling tech. | Small Industrial | Manufacturing | % of Load | 1 | 2045 | 3.2898e-05
ENS | Low | Dynamic Pricing | Dynamic Pricing with enabling tech. | Small Industrial | Miscellaneous | % of Load | 1 | 2045 | 5.1279e-05
ENS | Low | Dynamic Pricing | Dynamic Pricing with enabling tech. | Small Industrial | Offices | % of Load | 1 | 2045 | 3.1438e-06
ENS | Low | Dynamic Pricing | Dynamic Pricing with enabling tech. | Small Industrial | Retail Trade | % of Load | 1 | 2045 | 8.7705e-06
ENS | Low | Dynamic Pricing | Dynamic Pricing with enabling tech. | Small Industrial | Services | % of Load | 1 | 2045 | 1.0933e-05
ENS | Low | Dynamic Pricing | Dynamic Pricing w/o enabling tech. | Small Industrial | Manufacturing | % of Load | 1 | 2045 | 1.943e-06
ENS | Low | Dynamic Pricing | Dynamic Pricing w/o enabling tech. | Small Industrial | Miscellaneous | % of Load | 1 | 2045 | 3.0287e-06
ENS | Low | Dynamic Pricing | Dynamic Pricing w/o enabling tech. | Small Industrial | Offices | % of Load | 1 | 2045 | 1.8568e-07
ENS | Low | Dynamic Pricing | Dynamic Pricing w/o enabling tech. | Small Industrial | Retail Trade | % of Load | 1 | 2045 | 5.1801e-07
ENS | Low | Dynamic Pricing | Dynamic Pricing w/o enabling tech. | Small Industrial | Services | % of Load | 1 | 2045 | 6.4575e-07
ENS | Low | Dynamic Pricing | Dynamic Pricing with enabling tech. | Large Industrial | Manufacturing | % of Load | 1 | 2045 | 0.00026038
ENS | Low | Dynamic Pricing | Dynamic Pricing with enabling tech. | Large Industrial | Miscellaneous | % of Load | 1 | 2045 | 0.00016504
ENS | Low | Dynamic Pricing | Dynamic Pricing with enabling tech. | Large Industrial | Offices | % of Load | 1 | 2045 | 1.3137e-05
ENS | Low | Dynamic Pricing | Dynamic Pricing with enabling tech. | Large Industrial | Retail Trade | % of Load | 1 | 2045 | 5.9087e-05
ENS | Low | Dynamic Pricing | Dynamic Pricing with enabling tech. | Large Industrial | Services | % of Load | 1 | 2045 | 3.2379e-05
ENS | Low | Dynamic Pricing | Dynamic Pricing w/o enabling tech. | Large Industrial | Manufacturing | % of Load | 1 | 2045 | 9.8671e-05
ENS | Low | Dynamic Pricing | Dynamic Pricing w/o enabling tech. | Large Industrial | Miscellaneous | % of Load | 1 | 2045 | 6.254e-05
ENS | Low | Dynamic Pricing | Dynamic Pricing w/o enabling tech. | Large Industrial | Offices | % of Load | 1 | 2045 | 4.9781e-06
ENS | Low | Dynamic Pricing | Dynamic Pricing w/o enabling tech. | Large Industrial | Retail Trade | % of Load | 1 | 2045 | 2.2391e-05
ENS | Low | Dynamic Pricing | Dynamic Pricing w/o enabling tech. | Large Industrial | Services | % of Load | 1 | 2045 | 1.227e-05
ENS | Low | Dynamic Pricing | Dynamic Pricing with enabling tech. | Interruptible Rider | Manufacturing | % of Load | 1 | 2045 | 5.7382e-05
ENS | Low | Dynamic Pricing | Dynamic Pricing with enabling tech. | Interruptible Rider | Miscellaneous | % of Load | 1 | 2045 | 0.00014672
ENS | Low | Dynamic Pricing | Dynamic Pricing with enabling tech. | Interruptible Rider | Retail Trade | % of Load | 1 | 2045 | 8.6133e-06
ENS | Low | Dynamic Pricing | Dynamic Pricing w/o enabling tech. | Interruptible Rider | Manufacturing | % of Load | 1 | 2045 | 2.1745e-05
ENS | Low | Dynamic Pricing | Dynamic Pricing w/o enabling tech. | Interruptible Rider | Miscellaneous | % of Load | 1 | 2045 | 5.5599e-05
ENS | Low | Dynamic Pricing | Dynamic Pricing w/o enabling tech. | Interruptible Rider | Retail Trade | % of Load | 1 | 2045 | 3.264e-06
ENS | Low | Dynamic Pricing | Dynamic Pricing with enabling tech. | Residential | Residential Market Rate | % of Load | 1 | 2045 | 0.0091873
ENS | Low | Dynamic Pricing | Dynamic Pricing w/o enabling tech. | Residential | Residential Market Rate | % of Load | 1 | 2045 | 0.0051376
ENS | Low | BTM Battery Control | BTM Battery Control | Small Commercial | Manufacturing | % of Load | 0 | 2045 | 1.9152e-05
ENS | Low | BTM Battery Control | BTM Battery Control | Small Commercial | Miscellaneous | % of Load | 0 | 2045 | 0.00014312
ENS | Low | BTM Battery Control | BTM Battery Control | Small Commercial | Offices | % of Load | 0 | 2045 | 4.8955e-05
ENS | Low | BTM Battery Control | BTM Battery Control | Small Commercial | Retail Trade | % of Load | 0 | 2045 | 8.5448e-05
ENS | Low | BTM Battery Control | BTM Battery Control | Small Commercial | Services | % of Load | 0 | 2045 | 0.00018601
ENS | Low | BTM Battery Control | BTM Battery Control | Large Commercial | Offices | % of Load | 0 | 2045 | 2.788e-05
ENS | Low | BTM Battery Control | BTM Battery Control | Large Commercial | Services | % of Load | 0 | 2045 | 0.00014869
ENS | Low | BTM Battery Control | BTM Battery Control | Small Industrial | Manufacturing | % of Load | 0 | 2045 | 4.6758e-07
ENS | Low | BTM Battery Control | BTM Battery Control | Small Industrial | Miscellaneous | % of Load | 0 | 2045 | 3.0446e-06
ENS | Low | BTM Battery Control | BTM Battery Control | Small Industrial | Offices | % of Load | 0 | 2045 | 1.2008e-06
ENS | Low | BTM Battery Control | BTM Battery Control | Small Industrial | Retail Trade | % of Load | 0 | 2045 | 2.0935e-06
ENS | Low | BTM Battery Control | BTM Battery Control | Small Industrial | Services | % of Load | 0 | 2045 | 4.5642e-06
ENS | Low | BTM Battery Control | BTM Battery Control | Large Industrial | Manufacturing | % of Load | 0 | 2045 | 1.8253e-05
ENS | Low | BTM Battery Control | BTM Battery Control | Large Industrial | Miscellaneous | % of Load | 0 | 2045 | 8.4626e-05
ENS | Low | BTM Battery Control | BTM Battery Control | Large Industrial | Offices | % of Load | 0 | 2045 | 9.9559e-06
ENS | Low | BTM Battery Control | BTM Battery Control | Large Industrial | Retail Trade | % of Load | 0 | 2045 | 4.978e-05
ENS | Low | BTM Battery Control | BTM Battery Control | Large Industrial | Services | % of Load | 0 | 2045 | 0.00010786
ENS | Low | BTM Battery Control | BTM Battery Control | Interruptible Rider | Manufacturing | % of Load | 0 | 2045 | 2.4398e-05
ENS | Low | BTM Battery Control | BTM Battery Control | Interruptible Rider | Miscellaneous | % of Load | 0 | 2045 | 6.5062e-05
ENS | Low | BTM Battery Control | BTM Battery Control | Interruptible Rider | Retail Trade | % of Load | 0 | 2045 | 9.7593e-05
ENS | Low | BTM Battery Control | BTM Battery Control | Residential | Residential LI | % of Load | 0 | 2045 | 0.00068468
ENS | Low | BTM Battery Control | BTM Battery Control | Residential | Residential Market Rate | % of Load | 0 | 2045 | 0.0042624
ENS | Low | EV Charging Control | EV Charging Control | EV | EV | % of Load | 0 | 2045 | 0.0039184
ENS | Low | Behavioral DR | Behavioral DR | Residential | Residential LI | % of Load | 0 | 2045 | 0.00022027
ENS | Low | Behavioral DR | Behavioral DR | Residential | Residential Market Rate | % of Load | 0 | 2045 | 0.0013282
ENS | High | DLC | DLC-Switch-Water Heating | Small Commercial | Miscellaneous | % of Load | 0 | 2021 | 3.4034e-06
ENS | High | DLC | DLC-Switch-Water Heating | Small Commercial | Offices | % of Load | 0 | 2021 | 2.0818e-06
ENS | High | DLC | DLC-Switch-Water Heating | Small Commercial | Retail Trade | % of Load | 0 | 2021 | 1.1591e-05
ENS | High | DLC | DLC-Switch-Water Heating | Small Commercial | Services | % of Load | 0 | 2021 | 1.3956e-05
ENS | High | DLC | DLC-Thermostat-HVAC | Small Commercial | Miscellaneous | % of Load | 0 | 2021 | 2.4476e-05
ENS | High | DLC | DLC-Thermostat-HVAC | Small Commercial | Offices | % of Load | 0 | 2021 | 3.515e-05
ENS | High | DLC | DLC-Thermostat-HVAC | Small Commercial | Retail Trade | % of Load | 0 | 2021 | 3.7965e-05
ENS | High | DLC | DLC-Thermostat-HVAC | Small Commercial | Services | % of Load | 0 | 2021 | 4.5714e-05
ENS | High | DLC | DLC-Switch-Water Heating | Small Industrial | Miscellaneous | % of Load | 0 | 2021 | 6.5814e-07
ENS | High | DLC | DLC-Switch-Water Heating | Small Industrial | Offices | % of Load | 0 | 2021 | 2.668e-08
ENS | High | DLC | DLC-Switch-Water Heating | Small Industrial | Retail Trade | % of Load | 0 | 2021 | 1.7822e-07
ENS | High | DLC | DLC-Switch-Water Heating | Small Industrial | Services | % of Load | 0 | 2021 | 2.2217e-07
ENS | High | DLC | DLC-Thermostat-HVAC | Small Industrial | Miscellaneous | % of Load | 0 | 2021 | 4.8654e-06
ENS | High | DLC | DLC-Thermostat-HVAC | Small Industrial | Offices | % of Load | 0 | 2021 | 4.5212e-07
ENS | High | DLC | DLC-Thermostat-HVAC | Small Industrial | Retail Trade | % of Load | 0 | 2021 | 5.8683e-07
ENS | High | DLC | DLC-Thermostat-HVAC | Small Industrial | Services | % of Load | 0 | 2021 | 7.3155e-07
ENS | High | DLC | DLC-Switch-Water Heating | Residential | Residential LI | % of Load | 0 | 2021 | 0.00031984
ENS | High | DLC | DLC-Switch-Water Heating | Residential | Residential Market Rate | % of Load | 0 | 2021 | 0.00099497
ENS | High | DLC | DLC-Thermostat-Heat Pump | Residential | Residential LI | % of Load | 0 | 2021 | 2.207e-05
ENS | High | DLC | DLC-Thermostat-Heat Pump | Residential | Residential Market Rate | % of Load | 0 | 2021 | 0.00053687
ENS | High | DLC | DLC-Thermostat-Electric Furnace | Residential | Residential LI | % of Load | 0 | 2021 | 0.00034185
ENS | High | DLC | DLC-Thermostat-Electric Furnace | Residential | Residential Market Rate | % of Load | 0 | 2021 | 0.00040245
ENS | High | C&I Curtailment | C&I Curtailment- Manual HVAC Control | Large Commercial | Offices | % of Load | 0 | 2021 | 8.8317e-06
ENS | High | C&I Curtailment | C&I Curtailment- Manual HVAC Control | Large Commercial | Services | % of Load | 0 | 2021 | 1.9101e-05
ENS | High | C&I Curtailment | C&I Curtailment- Auto-DR HVAC Control | Large Commercial | Offices | % of Load | 0 | 2021 | 5.8138e-06
ENS | High | C&I Curtailment | C&I Curtailment- Auto-DR HVAC Control | Large Commercial | Services | % of Load | 0 | 2021 | 1.2574e-05
ENS | High | C&I Curtailment | C&I Curtailment- Standard Lighting Control | Large Commercial | Offices | % of Load | 0 | 2021 | 1.52e-06
ENS | High | C&I Curtailment | C&I Curtailment- Standard Lighting Control | Large Commercial | Services | % of Load | 0 | 2021 | 9.5541e-06
ENS | High | C&I Curtailment | C&I Curtailment- Advanced Lighting Control | Large Commercial | Offices | % of Load | 0 | 2021 | 7.5999e-07
ENS | High | C&I Curtailment | C&I Curtailment- Advanced Lighting Control | Large Commercial | Services | % of Load | 0 | 2021 | 4.7771e-06
ENS | High | C&I Curtailment | C&I Curtailment- Water Heating Control | Large Commercial | Offices | % of Load | 0 | 2021 | 1.2054e-07
ENS | High | C&I Curtailment | C&I Curtailment- Water Heating Control | Large Commercial | Services | % of Load | 0 | 2021 | 1.3385e-06
ENS | High | C&I Curtailment | C&I Curtailment- Other | Large Commercial | Offices | % of Load | 0 | 2021 | 2.2462e-06
ENS | High | C&I Curtailment | C&I Curtailment- Other | Large Commercial | Services | % of Load | 0 | 2021 | 1.4852e-05
ENS | High | C&I Curtailment | C&I Curtailment- Manual HVAC Control | Large Industrial | Miscellaneous | % of Load | 0 | 2021 | 2.619e-06
ENS | High | C&I Curtailment | C&I Curtailment- Manual HVAC Control | Large Industrial | Offices | % of Load | 0 | 2021 | 1.4878e-06
ENS | High | C&I Curtailment | C&I Curtailment- Manual HVAC Control | Large Industrial | Retail Trade | % of Load | 0 | 2021 | 4.5367e-06
ENS | High | C&I Curtailment | C&I Curtailment- Manual HVAC Control | Large Industrial | Services | % of Load | 0 | 2021 | 1.3463e-06
ENS | High | C&I Curtailment | C&I Curtailment- Auto-DR HVAC Control | Large Industrial | Miscellaneous | % of Load | 0 | 2021 | 1.724e-06
ENS | High | C&I Curtailment | C&I Curtailment- Auto-DR HVAC Control | Large Industrial | Offices | % of Load | 0 | 2021 | 9.7941e-07
ENS | High | C&I Curtailment | C&I Curtailment- Auto-DR HVAC Control | Large Industrial | Retail Trade | % of Load | 0 | 2021 | 2.9864e-06
ENS | High | C&I Curtailment | C&I Curtailment- Auto-DR HVAC Control | Large Industrial | Services | % of Load | 0 | 2021 | 8.8626e-07
ENS | High | C&I Curtailment | C&I Curtailment- Standard Lighting Control | Large Industrial | Miscellaneous | % of Load | 0 | 2021 | 1.3592e-06
ENS | High | C&I Curtailment | C&I Curtailment- Standard Lighting Control | Large Industrial | Offices | % of Load | 0 | 2021 | 2.5848e-07
ENS | High | C&I Curtailment | C&I Curtailment- Standard Lighting Control | Large Industrial | Retail Trade | % of Load | 0 | 2021 | 2.2692e-06
ENS | High | C&I Curtailment | C&I Curtailment- Standard Lighting Control | Large Industrial | Services | % of Load | 0 | 2021 | 6.7342e-07
ENS | High | C&I Curtailment | C&I Curtailment- Advanced Lighting Control | Large Industrial | Miscellaneous | % of Load | 0 | 2021 | 6.796e-07
ENS | High | C&I Curtailment | C&I Curtailment- Advanced Lighting Control | Large Industrial | Offices | % of Load | 0 | 2021 | 1.2924e-07
ENS | High | C&I Curtailment | C&I Curtailment- Advanced Lighting Control | Large Industrial | Retail Trade | % of Load | 0 | 2021 | 1.1346e-06
ENS | High | C&I Curtailment | C&I Curtailment- Advanced Lighting Control | Large Industrial | Services | % of Load | 0 | 2021 | 3.3671e-07
ENS | High | C&I Curtailment | C&I Curtailment- Water Heating Control | Large Industrial | Miscellaneous | % of Load | 0 | 2021 | 7.1574e-08
ENS | High | C&I Curtailment | C&I Curtailment- Water Heating Control | Large Industrial | Offices | % of Load | 0 | 2021 | 2.0132e-08
ENS | High | C&I Curtailment | C&I Curtailment- Water Heating Control | Large Industrial | Retail Trade | % of Load | 0 | 2021 | 3.1792e-07
ENS | High | C&I Curtailment | C&I Curtailment- Water Heating Control | Large Industrial | Services | % of Load | 0 | 2021 | 9.4346e-08
ENS | High | C&I Curtailment | C&I Curtailment- Other | Large Industrial | Miscellaneous | % of Load | 0 | 2021 | 1.5297e-06
ENS | High | C&I Curtailment | C&I Curtailment- Other | Large Industrial | Offices | % of Load | 0 | 2021 | 3.7987e-07
ENS | High | C&I Curtailment | C&I Curtailment- Other | Large Industrial | Retail Trade | % of Load | 0 | 2021 | 3.5277e-06
ENS | High | C&I Curtailment | C&I Curtailment- Other | Large Industrial | Services | % of Load | 0 | 2021 | 1.0469e-06
ENS | High | C&I Curtailment | C&I Curtailment- Industrial | Large Industrial | Manufacturing | % of Load | 0 | 2021 | 6.5248e-05
ENS | High | C&I Curtailment | C&I Curtailment- Manual HVAC Control | Interruptible Rider | Miscellaneous | % of Load | 0 | 2021 | 9.7367e-05
ENS | High | C&I Curtailment | C&I Curtailment- Manual HVAC Control | Interruptible Rider | Retail Trade | % of Load | 0 | 2021 | 2.8589e-06
ENS | High | C&I Curtailment | C&I Curtailment- Auto-DR HVAC Control | Interruptible Rider | Miscellaneous | % of Load | 0 | 2021 | 6.4095e-05
ENS | High | C&I Curtailment | C&I Curtailment- Auto-DR HVAC Control | Interruptible Rider | Retail Trade | % of Load | 0 | 2021 | 1.882e-06
ENS | High | C&I Curtailment | C&I Curtailment- Standard Lighting Control | Interruptible Rider | Miscellaneous | % of Load | 0 | 2021 | 2.0542e-05
ENS | High | C&I Curtailment | C&I Curtailment- Standard Lighting Control | Interruptible Rider | Retail Trade | % of Load | 0 | 2021 | 1.4428e-06
ENS | High | C&I Curtailment | C&I Curtailment- Advanced Lighting Control | Interruptible Rider | Miscellaneous | % of Load | 0 | 2021 | 1.0271e-05
ENS | High | C&I Curtailment | C&I Curtailment- Advanced Lighting Control | Interruptible Rider | Retail Trade | % of Load | 0 | 2021 | 7.2141e-07
ENS | High | C&I Curtailment | C&I Curtailment- Water Heating Control | Interruptible Rider | Miscellaneous | % of Load | 0 | 2021 | 1.5398e-06
ENS | High | C&I Curtailment | C&I Curtailment- Water Heating Control | Interruptible Rider | Retail Trade | % of Load | 0 | 2021 | 1.9921e-07
ENS | High | C&I Curtailment | C&I Curtailment- Other | Interruptible Rider | Miscellaneous | % of Load | 0 | 2021 | 2.7926e-05
ENS | High | C&I Curtailment | C&I Curtailment- Other | Interruptible Rider | Retail Trade | % of Load | 0 | 2021 | 2.2241e-06
ENS | High | C&I Curtailment | C&I Curtailment- Industrial | Interruptible Rider | Manufacturing | % of Load | 0 | 2021 | 5.7033e-05
ENS | High | DLC | DLC-Switch-Water Heating | Small Commercial | Miscellaneous | % of Load | 0 | 2022 | 9.5835e-06
ENS | High | DLC | DLC-Switch-Water Heating | Small Commercial | Offices | % of Load | 0 | 2022 | 5.8545e-06
ENS | High | DLC | DLC-Switch-Water Heating | Small Commercial | Retail Trade | % of Load | 0 | 2022 | 3.2712e-05
ENS | High | DLC | DLC-Switch-Water Heating | Small Commercial | Services | % of Load | 0 | 2022 | 3.938e-05
ENS | High | DLC | DLC-Thermostat-HVAC | Small Commercial | Miscellaneous | % of Load | 0 | 2022 | 6.8149e-05
ENS | High | DLC | DLC-Thermostat-HVAC | Small Commercial | Offices | % of Load | 0 | 2022 | 9.8553e-05
ENS | High | DLC | DLC-Thermostat-HVAC | Small Commercial | Retail Trade | % of Load | 0 | 2022 | 0.00010527
ENS | High | DLC | DLC-Thermostat-HVAC | Small Commercial | Services | % of Load | 0 | 2022 | 0.00012676
ENS | High | DLC | DLC-Switch-Water Heating | Small Industrial | Miscellaneous | % of Load | 0 | 2022 | 1.887e-06
ENS | High | DLC | DLC-Switch-Water Heating | Small Industrial | Offices | % of Load | 0 | 2022 | 7.629e-08
ENS | High | DLC | DLC-Switch-Water Heating | Small Industrial | Retail Trade | % of Load | 0 | 2022 | 5.1159e-07
ENS | High | DLC | DLC-Switch-Water Heating | Small Industrial | Services | % of Load | 0 | 2022 | 6.3775e-07
ENS | High | DLC | DLC-Thermostat-HVAC | Small Industrial | Miscellaneous | % of Load | 0 | 2022 | 1.3832e-05
ENS | High | DLC | DLC-Thermostat-HVAC | Small Industrial | Offices | % of Load | 0 | 2022 | 1.2941e-06
ENS | High | DLC | DLC-Thermostat-HVAC | Small Industrial | Retail Trade | % of Load | 0 | 2022 | 1.6684e-06
ENS | High | DLC | DLC-Thermostat-HVAC | Small Industrial | Services | % of Load | 0 | 2022 | 2.0799e-06
ENS | High | DLC | DLC-Switch-Water Heating | Residential | Residential LI | % of Load | 0 | 2022 | 0.00096677
ENS | High | DLC | DLC-Switch-Water Heating | Residential | Residential Market Rate | % of Load | 0 | 2022 | 0.0027349
ENS | High | DLC | DLC-Thermostat-Heat Pump | Residential | Residential LI | % of Load | 0 | 2022 | 8.5714e-05
ENS | High | DLC | DLC-Thermostat-Heat Pump | Residential | Residential Market Rate | % of Load | 0 | 2022 | 0.0015185
ENS | High | DLC | DLC-Thermostat-Electric Furnace | Residential | Residential LI | % of Load | 0 | 2022 | 0.0010037
ENS | High | DLC | DLC-Thermostat-Electric Furnace | Residential | Residential Market Rate | % of Load | 0 | 2022 | 0.0010395
ENS | High | C&I Curtailment | C&I Curtailment- Manual HVAC Control | Large Commercial | Offices | % of Load | 0 | 2022 | 2.2664e-05
ENS | High | C&I Curtailment | C&I Curtailment- Manual HVAC Control | Large Commercial | Services | % of Load | 0 | 2022 | 4.8529e-05
ENS | High | C&I Curtailment | C&I Curtailment- Auto-DR HVAC Control | Large Commercial | Offices | % of Load | 0 | 2022 | 2.1063e-05
ENS | High | C&I Curtailment | C&I Curtailment- Auto-DR HVAC Control | Large Commercial | Services | % of Load | 0 | 2022 | 4.51e-05
ENS | High | C&I Curtailment | C&I Curtailment- Standard Lighting Control | Large Commercial | Offices | % of Load | 0 | 2022 | 4.1718e-06
ENS | High | C&I Curtailment | C&I Curtailment- Standard Lighting Control | Large Commercial | Services | % of Load | 0 | 2022 | 2.6412e-05
ENS | High | C&I Curtailment | C&I Curtailment- Advanced Lighting Control | Large Commercial | Offices | % of Load | 0 | 2022 | 2.0859e-06
ENS | High | C&I Curtailment | C&I Curtailment- Advanced Lighting Control | Large Commercial | Services | % of Load | 0 | 2022 | 1.3206e-05
ENS | High | C&I Curtailment | C&I Curtailment- Water Heating Control | Large Commercial | Offices | % of Load | 0 | 2022 | 3.4835e-07
ENS | High | C&I Curtailment | C&I Curtailment- Water Heating Control | Large Commercial | Services | % of Load | 0 | 2022 | 3.8671e-06
ENS | High | C&I Curtailment | C&I Curtailment- Other | Large Commercial | Offices | % of Load | 0 | 2022 | 6.4203e-06
ENS | High | C&I Curtailment | C&I Curtailment- Other | Large Commercial | Services | % of Load | 0 | 2022 | 4.2556e-05
ENS | High | C&I Curtailment | C&I Curtailment- Manual HVAC Control | Large Industrial | Miscellaneous | % of Load | 0 | 2022 | 6.9071e-06
ENS | High | C&I Curtailment | C&I Curtailment- Manual HVAC Control | Large Industrial | Offices | % of Load | 0 | 2022 | 3.986e-06
ENS | High | C&I Curtailment | C&I Curtailment- Manual HVAC Control | Large Industrial | Retail Trade | % of Load | 0 | 2022 | 1.2e-05
ENS | High | C&I Curtailment | C&I Curtailment- Manual HVAC Control | Large Industrial | Services | % of Load | 0 | 2022 | 3.5612e-06
ENS | High | C&I Curtailment | C&I Curtailment- Auto-DR HVAC Control | Large Industrial | Miscellaneous | % of Load | 0 | 2022 | 6.4191e-06
ENS | High | C&I Curtailment | C&I Curtailment- Auto-DR HVAC Control | Large Industrial | Offices | % of Load | 0 | 2022 | 3.7043e-06
ENS | High | C&I Curtailment | C&I Curtailment- Auto-DR HVAC Control | Large Industrial | Retail Trade | % of Load | 0 | 2022 | 1.1152e-05
ENS | High | C&I Curtailment | C&I Curtailment- Auto-DR HVAC Control | Large Industrial | Services | % of Load | 0 | 2022 | 3.3096e-06
ENS | High | C&I Curtailment | C&I Curtailment- Standard Lighting Control | Large Industrial | Miscellaneous | % of Load | 0 | 2022 | 3.9169e-06
ENS | High | C&I Curtailment | C&I Curtailment- Standard Lighting Control | Large Industrial | Offices | % of Load | 0 | 2022 | 7.4832e-07
ENS | High | C&I Curtailment | C&I Curtailment- Standard Lighting Control | Large Industrial | Retail Trade | % of Load | 0 | 2022 | 6.5312e-06
ENS | High | C&I Curtailment | C&I Curtailment- Standard Lighting Control | Large Industrial | Services | % of Load | 0 | 2022 | 1.9382e-06
ENS | High | C&I Curtailment | C&I Curtailment- Advanced Lighting Control | Large Industrial | Miscellaneous | % of Load | 0 | 2022 | 1.9584e-06
ENS | High | C&I Curtailment | C&I Curtailment- Advanced Lighting Control | Large Industrial | Offices | % of Load | 0 | 2022 | 3.7416e-07
ENS | High | C&I Curtailment | C&I Curtailment- Advanced Lighting Control | Large Industrial | Retail Trade | % of Load | 0 | 2022 | 3.2656e-06
ENS | High | C&I Curtailment | C&I Curtailment- Advanced Lighting Control | Large Industrial | Services | % of Load | 0 | 2022 | 9.691e-07
ENS | High | C&I Curtailment | C&I Curtailment- Water Heating Control | Large Industrial | Miscellaneous | % of Load | 0 | 2022 | 2.0981e-07
ENS | High | C&I Curtailment | C&I Curtailment- Water Heating Control | Large Industrial | Offices | % of Load | 0 | 2022 | 6.0078e-08
ENS | High | C&I Curtailment | C&I Curtailment- Water Heating Control | Large Industrial | Retail Trade | % of Load | 0 | 2022 | 9.5626e-07
ENS | High | C&I Curtailment | C&I Curtailment- Water Heating Control | Large Industrial | Services | % of Load | 0 | 2022 | 2.8378e-07
ENS | High | C&I Curtailment | C&I Curtailment- Other | Large Industrial | Miscellaneous | % of Load | 0 | 2022 | 4.5095e-06
ENS | High | C&I Curtailment | C&I Curtailment- Other | Large Industrial | Offices | % of Load | 0 | 2022 | 1.1382e-06
ENS | High | C&I Curtailment | C&I Curtailment- Other | Large Industrial | Retail Trade | % of Load | 0 | 2022 | 1.0523e-05
ENS | High | C&I Curtailment | C&I Curtailment- Other | Large Industrial | Services | % of Load | 0 | 2022 | 3.1229e-06
ENS | High | C&I Curtailment | C&I Curtailment- Industrial | Large Industrial | Manufacturing | % of Load | 0 | 2022 | 0.00018797
ENS | High | C&I Curtailment | C&I Curtailment- Manual HVAC Control | Interruptible Rider | Miscellaneous | % of Load | 0 | 2022 | 0.00024874
ENS | High | C&I Curtailment | C&I Curtailment- Manual HVAC Control | Interruptible Rider | Retail Trade | % of Load | 0 | 2022 | 7.2574e-06
ENS | High | C&I Curtailment | C&I Curtailment- Auto-DR HVAC Control | Interruptible Rider | Miscellaneous | % of Load | 0 | 2022 | 0.00023116
ENS | High | C&I Curtailment | C&I Curtailment- Auto-DR HVAC Control | Interruptible Rider | Retail Trade | % of Load | 0 | 2022 | 6.7446e-06
ENS | High | C&I Curtailment | C&I Curtailment- Standard Lighting Control | Interruptible Rider | Miscellaneous | % of Load | 0 | 2022 | 5.7062e-05
ENS | High | C&I Curtailment | C&I Curtailment- Standard Lighting Control | Interruptible Rider | Retail Trade | % of Load | 0 | 2022 | 4.0285e-06
ENS | High | C&I Curtailment | C&I Curtailment- Advanced Lighting Control | Interruptible Rider | Miscellaneous | % of Load | 0 | 2022 | 2.8531e-05
ENS | High | C&I Curtailment | C&I Curtailment- Advanced Lighting Control | Interruptible Rider | Retail Trade | % of Load | 0 | 2022 | 2.0143e-06
ENS | High | C&I Curtailment | C&I Curtailment- Water Heating Control | Interruptible Rider | Miscellaneous | % of Load | 0 | 2022 | 4.3927e-06
ENS | High | C&I Curtailment | C&I Curtailment- Water Heating Control | Interruptible Rider | Retail Trade | % of Load | 0 | 2022 | 5.7009e-07
ENS | High | C&I Curtailment | C&I Curtailment- Other | Interruptible Rider | Miscellaneous | % of Load | 0 | 2022 | 7.9678e-05
ENS | High | C&I Curtailment | C&I Curtailment- Other | Interruptible Rider | Retail Trade | % of Load | 0 | 2022 | 6.3559e-06
ENS | High | C&I Curtailment | C&I Curtailment- Industrial | Interruptible Rider | Manufacturing | % of Load | 0 | 2022 | 0.00015968
ENS | High | Dynamic Pricing | Dynamic Pricing with enabling tech. | Small Commercial | Manufacturing | % of Load | 1 | 2022 | 1.5521e-05
ENS | High | Dynamic Pricing | Dynamic Pricing with enabling tech. | Small Commercial | Miscellaneous | % of Load | 1 | 2022 | 0.0001485
ENS | High | Dynamic Pricing | Dynamic Pricing with enabling tech. | Small Commercial | Offices | % of Load | 1 | 2022 | 0.00011906
ENS | High | Dynamic Pricing | Dynamic Pricing with enabling tech. | Small Commercial | Retail Trade | % of Load | 1 | 2022 | 0.00027713
ENS | High | Dynamic Pricing | Dynamic Pricing with enabling tech. | Small Commercial | Services | % of Load | 1 | 2022 | 0.00033369
ENS | High | Dynamic Pricing | Dynamic Pricing w/o enabling tech. | Small Commercial | Manufacturing | % of Load | 1 | 2022 | 9.2997e-07
ENS | High | Dynamic Pricing | Dynamic Pricing w/o enabling tech. | Small Commercial | Miscellaneous | % of Load | 1 | 2022 | 8.898e-06
ENS | High | Dynamic Pricing | Dynamic Pricing w/o enabling tech. | Small Commercial | Offices | % of Load | 1 | 2022 | 7.134e-06
ENS | High | Dynamic Pricing | Dynamic Pricing w/o enabling tech. | Small Commercial | Retail Trade | % of Load | 1 | 2022 | 1.6605e-05
ENS | High | Dynamic Pricing | Dynamic Pricing w/o enabling tech. | Small Commercial | Services | % of Load | 1 | 2022 | 1.9994e-05
ENS | High | Dynamic Pricing | Dynamic Pricing with enabling tech. | Large Commercial | Offices | % of Load | 1 | 2022 | 1.9387e-05
ENS | High | Dynamic Pricing | Dynamic Pricing with enabling tech. | Large Commercial | Services | % of Load | 1 | 2022 | 0.00012093
ENS | High | Dynamic Pricing | Dynamic Pricing w/o enabling tech. | Large Commercial | Offices | % of Load | 1 | 2022 | 9.3162e-06
ENS | High | Dynamic Pricing | Dynamic Pricing w/o enabling tech. | Large Commercial | Services | % of Load | 1 | 2022 | 5.8111e-05
ENS | High | Dynamic Pricing | Dynamic Pricing with enabling tech. | Small Industrial | Manufacturing | % of Load | 1 | 2022 | 2.0908e-05
ENS | High | Dynamic Pricing | Dynamic Pricing with enabling tech. | Small Industrial | Miscellaneous | % of Load | 1 | 2022 | 2.6281e-05
ENS | High | Dynamic Pricing | Dynamic Pricing with enabling tech. | Small Industrial | Offices | % of Load | 1 | 2022 | 1.5743e-06
ENS | High | Dynamic Pricing | Dynamic Pricing with enabling tech. | Small Industrial | Retail Trade | % of Load | 1 | 2022 | 4.4178e-06
ENS | High | Dynamic Pricing | Dynamic Pricing with enabling tech. | Small Industrial | Services | % of Load | 1 | 2022 | 5.5072e-06
ENS | High | Dynamic Pricing | Dynamic Pricing w/o enabling tech. | Small Industrial | Manufacturing | % of Load | 1 | 2022 | 1.2528e-06
ENS | High | Dynamic Pricing | Dynamic Pricing w/o enabling tech. | Small Industrial | Miscellaneous | % of Load | 1 | 2022 | 1.5747e-06
ENS | High | Dynamic Pricing | Dynamic Pricing w/o enabling tech. | Small Industrial | Offices | % of Load | 1 | 2022 | 9.433e-08
ENS | High | Dynamic Pricing | Dynamic Pricing w/o enabling tech. | Small Industrial | Retail Trade | % of Load | 1 | 2022 | 2.6471e-07
ENS | High | Dynamic Pricing | Dynamic Pricing w/o enabling tech. | Small Industrial | Services | % of Load | 1 | 2022 | 3.2998e-07
ENS | High | Dynamic Pricing | Dynamic Pricing with enabling tech. | Large Industrial | Manufacturing | % of Load | 1 | 2022 | 0.00010804
ENS | High | Dynamic Pricing | Dynamic Pricing with enabling tech. | Large Industrial | Miscellaneous | % of Load | 1 | 2022 | 4.2864e-05
ENS | High | Dynamic Pricing | Dynamic Pricing with enabling tech. | Large Industrial | Offices | % of Load | 1 | 2022 | 3.4452e-06
ENS | High | Dynamic Pricing | Dynamic Pricing with enabling tech. | Large Industrial | Retail Trade | % of Load | 1 | 2022 | 1.8031e-05
ENS | High | Dynamic Pricing | Dynamic Pricing with enabling tech. | Large Industrial | Services | % of Load | 1 | 2022 | 8.9183e-06
ENS | High | Dynamic Pricing | Dynamic Pricing w/o enabling tech. | Large Industrial | Manufacturing | % of Load | 1 | 2022 | 5.192e-05
ENS | High | Dynamic Pricing | Dynamic Pricing w/o enabling tech. | Large Industrial | Miscellaneous | % of Load | 1 | 2022 | 2.0598e-05
ENS | High | Dynamic Pricing | Dynamic Pricing w/o enabling tech. | Large Industrial | Offices | % of Load | 1 | 2022 | 1.6556e-06
ENS | High | Dynamic Pricing | Dynamic Pricing w/o enabling tech. | Large Industrial | Retail Trade | % of Load | 1 | 2022 | 8.665e-06
ENS | High | Dynamic Pricing | Dynamic Pricing w/o enabling tech. | Large Industrial | Services | % of Load | 1 | 2022 | 4.2857e-06
ENS | High | Dynamic Pricing | Dynamic Pricing with enabling tech. | Interruptible Rider | Manufacturing | % of Load | 1 | 2022 | 4.5873e-05
ENS | High | Dynamic Pricing | Dynamic Pricing with enabling tech. | Interruptible Rider | Miscellaneous | % of Load | 1 | 2022 | 9.2701e-05
ENS | High | Dynamic Pricing | Dynamic Pricing with enabling tech. | Interruptible Rider | Retail Trade | % of Load | 1 | 2022 | 5.4575e-06
ENS | High | Dynamic Pricing | Dynamic Pricing w/o enabling tech. | Interruptible Rider | Manufacturing | % of Load | 1 | 2022 | 2.2044e-05
ENS | High | Dynamic Pricing | Dynamic Pricing w/o enabling tech. | Interruptible Rider | Miscellaneous | % of Load | 1 | 2022 | 4.4547e-05
ENS | High | Dynamic Pricing | Dynamic Pricing w/o enabling tech. | Interruptible Rider | Retail Trade | % of Load | 1 | 2022 | 2.6226e-06
ENS | High | Dynamic Pricing | Dynamic Pricing with enabling tech. | Residential | Residential Market Rate | % of Load | 1 | 2022 | 0.0027554
ENS | High | Dynamic Pricing | Dynamic Pricing w/o enabling tech. | Residential | Residential Market Rate | % of Load | 1 | 2022 | 0.0018626
ENS | High | BTM Battery Control | BTM Battery Control | Small Commercial | Manufacturing | % of Load | 0 | 2022 | 5.002e-07
ENS | High | BTM Battery Control | BTM Battery Control | Small Commercial | Miscellaneous | % of Load | 0 | 2022 | 3.6839e-06
ENS | High | BTM Battery Control | BTM Battery Control | Small Commercial | Offices | % of Load | 0 | 2022 | 1.279e-06
ENS | High | BTM Battery Control | BTM Battery Control | Small Commercial | Retail Trade | % of Load | 0 | 2022 | 2.2315e-06
ENS | High | BTM Battery Control | BTM Battery Control | Small Commercial | Services | % of Load | 0 | 2022 | 4.8577e-06
ENS | High | BTM Battery Control | BTM Battery Control | Large Commercial | Offices | % of Load | 0 | 2022 | 4.7022e-07
ENS | High | BTM Battery Control | BTM Battery Control | Large Commercial | Services | % of Load | 0 | 2022 | 2.5079e-06
ENS | High | BTM Battery Control | BTM Battery Control | Small Industrial | Manufacturing | % of Load | 0 | 2022 | 1.2326e-08
ENS | High | BTM Battery Control | BTM Battery Control | Small Industrial | Miscellaneous | % of Load | 0 | 2022 | 7.9637e-08
ENS | High | BTM Battery Control | BTM Battery Control | Small Industrial | Offices | % of Load | 0 | 2022 | 3.1439e-08
ENS | High | BTM Battery Control | BTM Battery Control | Small Industrial | Retail Trade | % of Load | 0 | 2022 | 5.4707e-08
ENS | High | BTM Battery Control | BTM Battery Control | Small Industrial | Services | % of Load | 0 | 2022 | 1.1911e-07
ENS | High | BTM Battery Control | BTM Battery Control | Large Industrial | Manufacturing | % of Load | 0 | 2022 | 3.0785e-07
ENS | High | BTM Battery Control | BTM Battery Control | Large Industrial | Miscellaneous | % of Load | 0 | 2022 | 1.4273e-06
ENS | High | BTM Battery Control | BTM Battery Control | Large Industrial | Offices | % of Load | 0 | 2022 | 1.6792e-07
ENS | High | BTM Battery Control | BTM Battery Control | Large Industrial | Retail Trade | % of Load | 0 | 2022 | 8.396e-07
ENS | High | BTM Battery Control | BTM Battery Control | Large Industrial | Services | % of Load | 0 | 2022 | 1.8191e-06
ENS | High | BTM Battery Control | BTM Battery Control | Interruptible Rider | Manufacturing | % of Load | 0 | 2022 | 4.115e-07
ENS | High | BTM Battery Control | BTM Battery Control | Interruptible Rider | Miscellaneous | % of Load | 0 | 2022 | 1.0973e-06
ENS | High | BTM Battery Control | BTM Battery Control | Interruptible Rider | Retail Trade | % of Load | 0 | 2022 | 1.646e-06
ENS | High | BTM Battery Control | BTM Battery Control | Residential | Residential LI | % of Load | 0 | 2022 | 1.4066e-05
ENS | High | BTM Battery Control | BTM Battery Control | Residential | Residential Market Rate | % of Load | 0 | 2022 | 7.9601e-05
ENS | High | EV Charging Control | EV Charging Control | EV | EV | % of Load | 0 | 2022 | 8.6703e-06
ENS | High | Behavioral DR | Behavioral DR | Residential | Residential LI | % of Load | 1 | 2022 | 3.85e-05
ENS | High | Behavioral DR | Behavioral DR | Residential | Residential Market Rate | % of Load | 1 | 2022 | 0.00025133
ENS | High | DLC | DLC-Switch-Water Heating | Small Commercial | Miscellaneous | % of Load | 0 | 2023 | 1.6466e-05
ENS | High | DLC | DLC-Switch-Water Heating | Small Commercial | Offices | % of Load | 0 | 2023 | 1.0033e-05
ENS | High | DLC | DLC-Switch-Water Heating | Small Commercial | Retail Trade | % of Load | 0 | 2023 | 5.6211e-05
ENS | High | DLC | DLC-Switch-Water Heating | Small Commercial | Services | % of Load | 0 | 2023 | 6.7661e-05
ENS | High | DLC | DLC-Thermostat-HVAC | Small Commercial | Miscellaneous | % of Load | 0 | 2023 | 0.00011567
ENS | High | DLC | DLC-Thermostat-HVAC | Small Commercial | Offices | % of Load | 0 | 2023 | 0.0001683
ENS | High | DLC | DLC-Thermostat-HVAC | Small Commercial | Retail Trade | % of Load | 0 | 2023 | 0.00017794
ENS | High | DLC | DLC-Thermostat-HVAC | Small Commercial | Services | % of Load | 0 | 2023 | 0.00021425
ENS | High | DLC | DLC-Switch-Water Heating | Small Industrial | Miscellaneous | % of Load | 0 | 2023 | 3.2759e-06
ENS | High | DLC | DLC-Switch-Water Heating | Small Industrial | Offices | % of Load | 0 | 2023 | 1.3219e-07
ENS | High | DLC | DLC-Switch-Water Heating | Small Industrial | Retail Trade | % of Load | 0 | 2023 | 8.8912e-07
ENS | High | DLC | DLC-Switch-Water Heating | Small Industrial | Services | % of Load | 0 | 2023 | 1.1084e-06
ENS | High | DLC | DLC-Thermostat-HVAC | Small Industrial | Miscellaneous | % of Load | 0 | 2023 | 2.3789e-05
ENS | High | DLC | DLC-Thermostat-HVAC | Small Industrial | Offices | % of Load | 0 | 2023 | 2.2416e-06
ENS | High | DLC | DLC-Thermostat-HVAC | Small Industrial | Retail Trade | % of Load | 0 | 2023 | 2.871e-06
ENS | High | DLC | DLC-Thermostat-HVAC | Small Industrial | Services | % of Load | 0 | 2023 | 3.579e-06
ENS | High | DLC | DLC-Switch-Water Heating | Residential | Residential LI | % of Load | 0 | 2023 | 0.0019515
ENS | High | DLC | DLC-Switch-Water Heating | Residential | Residential Market Rate | % of Load | 0 | 2023 | 0.004434
ENS | High | DLC | DLC-Thermostat-Heat Pump | Residential | Residential LI | % of Load | 0 | 2023 | 0.00021522
ENS | High | DLC | DLC-Thermostat-Heat Pump | Residential | Residential Market Rate | % of Load | 0 | 2023 | 0.0025609
ENS | High | DLC | DLC-Thermostat-Electric Furnace | Residential | Residential LI | % of Load | 0 | 2023 | 0.0019859
ENS | High | DLC | DLC-Thermostat-Electric Furnace | Residential | Residential Market Rate | % of Load | 0 | 2023 | 0.0015894
ENS | High | C&I Curtailment | C&I Curtailment- Manual HVAC Control | Large Commercial | Offices | % of Load | 0 | 2023 | 3.6486e-05
ENS | High | C&I Curtailment | C&I Curtailment- Manual HVAC Control | Large Commercial | Services | % of Load | 0 | 2023 | 7.7391e-05
ENS | High | C&I Curtailment | C&I Curtailment- Auto-DR HVAC Control | Large Commercial | Offices | % of Load | 0 | 2023 | 4.3171e-05
ENS | High | C&I Curtailment | C&I Curtailment- Auto-DR HVAC Control | Large Commercial | Services | % of Load | 0 | 2023 | 9.1571e-05
ENS | High | C&I Curtailment | C&I Curtailment- Standard Lighting Control | Large Commercial | Offices | % of Load | 0 | 2023 | 7.1009e-06
ENS | High | C&I Curtailment | C&I Curtailment- Standard Lighting Control | Large Commercial | Services | % of Load | 0 | 2023 | 4.5253e-05
ENS | High | C&I Curtailment | C&I Curtailment- Advanced Lighting Control | Large Commercial | Offices | % of Load | 0 | 2023 | 3.5504e-06
ENS | High | C&I Curtailment | C&I Curtailment- Advanced Lighting Control | Large Commercial | Services | % of Load | 0 | 2023 | 2.2627e-05
ENS | High | C&I Curtailment | C&I Curtailment- Water Heating Control | Large Commercial | Offices | % of Load | 0 | 2023 | 6.2048e-07
ENS | High | C&I Curtailment | C&I Curtailment- Water Heating Control | Large Commercial | Services | % of Load | 0 | 2023 | 6.8862e-06
ENS | High | C&I Curtailment | C&I Curtailment- Other | Large Commercial | Offices | % of Load | 0 | 2023 | 1.1313e-05
ENS | High | C&I Curtailment | C&I Curtailment- Other | Large Commercial | Services | % of Load | 0 | 2023 | 7.5167e-05
ENS | High | C&I Curtailment | C&I Curtailment- Manual HVAC Control | Large Industrial | Miscellaneous | % of Load | 0 | 2023 | 1.1506e-05
ENS | High | C&I Curtailment | C&I Curtailment- Manual HVAC Control | Large Industrial | Offices | % of Load | 0 | 2023 | 6.7407e-06
ENS | High | C&I Curtailment | C&I Curtailment- Manual HVAC Control | Large Industrial | Retail Trade | % of Load | 0 | 2023 | 2.0058e-05
ENS | High | C&I Curtailment | C&I Curtailment- Manual HVAC Control | Large Industrial | Services | % of Load | 0 | 2023 | 5.9525e-06
ENS | High | C&I Curtailment | C&I Curtailment- Auto-DR HVAC Control | Large Industrial | Miscellaneous | % of Load | 0 | 2023 | 1.3614e-05
ENS | High | C&I Curtailment | C&I Curtailment- Auto-DR HVAC Control | Large Industrial | Offices | % of Load | 0 | 2023 | 7.9757e-06
ENS | High | C&I Curtailment | C&I Curtailment- Auto-DR HVAC Control | Large Industrial | Retail Trade | % of Load | 0 | 2023 | 2.3734e-05
ENS | High | C&I Curtailment | C&I Curtailment- Auto-DR HVAC Control | Large Industrial | Services | % of Load | 0 | 2023 | 7.0432e-06
ENS | High | C&I Curtailment | C&I Curtailment- Standard Lighting Control | Large Industrial | Miscellaneous | % of Load | 0 | 2023 | 7.0323e-06
ENS | High | C&I Curtailment | C&I Curtailment- Standard Lighting Control | Large Industrial | Offices | % of Load | 0 | 2023 | 1.3493e-06
ENS | High | C&I Curtailment | C&I Curtailment- Standard Lighting Control | Large Industrial | Retail Trade | % of Load | 0 | 2023 | 1.1729e-05
ENS | High | C&I Curtailment | C&I Curtailment- Standard Lighting Control | Large Industrial | Services | % of Load | 0 | 2023 | 3.4806e-06
ENS | High | C&I Curtailment | C&I Curtailment- Advanced Lighting Control | Large Industrial | Miscellaneous | % of Load | 0 | 2023 | 3.5161e-06
ENS | High | C&I Curtailment | C&I Curtailment- Advanced Lighting Control | Large Industrial | Offices | % of Load | 0 | 2023 | 6.7467e-07
ENS | High | C&I Curtailment | C&I Curtailment- Advanced Lighting Control | Large Industrial | Retail Trade | % of Load | 0 | 2023 | 5.8644e-06
ENS | High | C&I Curtailment | C&I Curtailment- Advanced Lighting Control | Large Industrial | Services | % of Load | 0 | 2023 | 1.7403e-06
ENS | High | C&I Curtailment | C&I Curtailment- Water Heating Control | Large Industrial | Miscellaneous | % of Load | 0 | 2023 | 3.821e-07
ENS | High | C&I Curtailment | C&I Curtailment- Water Heating Control | Large Industrial | Offices | % of Load | 0 | 2023 | 1.1145e-07
ENS | High | C&I Curtailment | C&I Curtailment- Water Heating Control | Large Industrial | Retail Trade | % of Load | 0 | 2023 | 1.7848e-06
ENS | High | C&I Curtailment | C&I Curtailment- Water Heating Control | Large Industrial | Services | % of Load | 0 | 2023 | 5.2965e-07
ENS | High | C&I Curtailment | C&I Curtailment- Other | Large Industrial | Miscellaneous | % of Load | 0 | 2023 | 8.2522e-06
ENS | High | C&I Curtailment | C&I Curtailment- Other | Large Industrial | Offices | % of Load | 0 | 2023 | 2.1157e-06
ENS | High | C&I Curtailment | C&I Curtailment- Other | Large Industrial | Retail Trade | % of Load | 0 | 2023 | 1.9482e-05
ENS | High | C&I Curtailment | C&I Curtailment- Other | Large Industrial | Services | % of Load | 0 | 2023 | 5.7814e-06
ENS | High | C&I Curtailment | C&I Curtailment- Industrial | Large Industrial | Manufacturing | % of Load | 0 | 2023 | 0.00033608
ENS | High | C&I Curtailment | C&I Curtailment- Manual HVAC Control | Interruptible Rider | Miscellaneous | % of Load | 0 | 2023 | 0.00040122
ENS | High | C&I Curtailment | C&I Curtailment- Manual HVAC Control | Interruptible Rider | Retail Trade | % of Load | 0 | 2023 | 1.1635e-05
ENS | High | C&I Curtailment | C&I Curtailment- Auto-DR HVAC Control | Interruptible Rider | Miscellaneous | % of Load | 0 | 2023 | 0.00047474
ENS | High | C&I Curtailment | C&I Curtailment- Auto-DR HVAC Control | Interruptible Rider | Retail Trade | % of Load | 0 | 2023 | 1.3766e-05
ENS | High | C&I Curtailment | C&I Curtailment- Standard Lighting Control | Interruptible Rider | Miscellaneous | % of Load | 0 | 2023 | 9.8653e-05
ENS | High | C&I Curtailment | C&I Curtailment- Standard Lighting Control | Interruptible Rider | Retail Trade | % of Load | 0 | 2023 | 6.999e-06
ENS | High | C&I Curtailment | C&I Curtailment- Advanced Lighting Control | Interruptible Rider | Miscellaneous | % of Load | 0 | 2023 | 4.9326e-05
ENS | High | C&I Curtailment | C&I Curtailment- Advanced Lighting Control | Interruptible Rider | Retail Trade | % of Load | 0 | 2023 | 3.4995e-06
ENS | High | C&I Curtailment | C&I Curtailment- Water Heating Control | Interruptible Rider | Miscellaneous | % of Load | 0 | 2023 | 7.789e-06
ENS | High | C&I Curtailment | C&I Curtailment- Water Heating Control | Interruptible Rider | Retail Trade | % of Load | 0 | 2023 | 1.0133e-06
ENS | High | C&I Curtailment | C&I Curtailment- Other | Interruptible Rider | Miscellaneous | % of Load | 0 | 2023 | 0.00014107
ENS | High | C&I Curtailment | C&I Curtailment- Other | Interruptible Rider | Retail Trade | % of Load | 0 | 2023 | 1.1272e-05
ENS | High | C&I Curtailment | C&I Curtailment- Industrial | Interruptible Rider | Manufacturing | % of Load | 0 | 2023 | 0.00027737
ENS | High | Dynamic Pricing | Dynamic Pricing with enabling tech. | Small Commercial | Manufacturing | % of Load | 1 | 2023 | 4.5507e-05
ENS | High | Dynamic Pricing | Dynamic Pricing with enabling tech. | Small Commercial | Miscellaneous | % of Load | 1 | 2023 | 0.00044164
ENS | High | Dynamic Pricing | Dynamic Pricing with enabling tech. | Small Commercial | Offices | % of Load | 1 | 2023 | 0.0003544
ENS | High | Dynamic Pricing | Dynamic Pricing with enabling tech. | Small Commercial | Retail Trade | % of Load | 1 | 2023 | 0.00082215
ENS | High | Dynamic Pricing | Dynamic Pricing with enabling tech. | Small Commercial | Services | % of Load | 1 | 2023 | 0.00098994
ENS | High | Dynamic Pricing | Dynamic Pricing w/o enabling tech. | Small Commercial | Manufacturing | % of Load | 1 | 2023 | 2.7267e-06
ENS | High | Dynamic Pricing | Dynamic Pricing w/o enabling tech. | Small Commercial | Miscellaneous | % of Load | 1 | 2023 | 2.6462e-05
ENS | High | Dynamic Pricing | Dynamic Pricing w/o enabling tech. | Small Commercial | Offices | % of Load | 1 | 2023 | 2.1235e-05
ENS | High | Dynamic Pricing | Dynamic Pricing w/o enabling tech. | Small Commercial | Retail Trade | % of Load | 1 | 2023 | 4.9262e-05
ENS | High | Dynamic Pricing | Dynamic Pricing w/o enabling tech. | Small Commercial | Services | % of Load | 1 | 2023 | 5.9316e-05
ENS | High | Dynamic Pricing | Dynamic Pricing with enabling tech. | Large Commercial | Offices | % of Load | 1 | 2023 | 5.7835e-05
ENS | High | Dynamic Pricing | Dynamic Pricing with enabling tech. | Large Commercial | Services | % of Load | 1 | 2023 | 0.00036034
ENS | High | Dynamic Pricing | Dynamic Pricing w/o enabling tech. | Large Commercial | Offices | % of Load | 1 | 2023 | 2.7793e-05
ENS | High | Dynamic Pricing | Dynamic Pricing w/o enabling tech. | Large Commercial | Services | % of Load | 1 | 2023 | 0.00017316
ENS | High | Dynamic Pricing | Dynamic Pricing with enabling tech. | Small Industrial | Manufacturing | % of Load | 1 | 2023 | 6.2347e-05
ENS | High | Dynamic Pricing | Dynamic Pricing with enabling tech. | Small Industrial | Miscellaneous | % of Load | 1 | 2023 | 7.9415e-05
ENS | High | Dynamic Pricing | Dynamic Pricing with enabling tech. | Small Industrial | Offices | % of Load | 1 | 2023 | 4.777e-06
ENS | High | Dynamic Pricing | Dynamic Pricing with enabling tech. | Small Industrial | Retail Trade | % of Load | 1 | 2023 | 1.3397e-05
ENS | High | Dynamic Pricing | Dynamic Pricing with enabling tech. | Small Industrial | Services | % of Load | 1 | 2023 | 1.6701e-05
ENS | High | Dynamic Pricing | Dynamic Pricing w/o enabling tech. | Small Industrial | Manufacturing | % of Load | 1 | 2023 | 3.7357e-06
ENS | High | Dynamic Pricing | Dynamic Pricing w/o enabling tech. | Small Industrial | Miscellaneous | % of Load | 1 | 2023 | 4.7584e-06
ENS | High | Dynamic Pricing | Dynamic Pricing w/o enabling tech. | Small Industrial | Offices | % of Load | 1 | 2023 | 2.8623e-07
ENS | High | Dynamic Pricing | Dynamic Pricing w/o enabling tech. | Small Industrial | Retail Trade | % of Load | 1 | 2023 | 8.0271e-07
ENS | High | Dynamic Pricing | Dynamic Pricing w/o enabling tech. | Small Industrial | Services | % of Load | 1 | 2023 | 1.0007e-06
ENS | High | Dynamic Pricing | Dynamic Pricing with enabling tech. | Large Industrial | Manufacturing | % of Load | 1 | 2023 | 0.00032897
ENS | High | Dynamic Pricing | Dynamic Pricing with enabling tech. | Large Industrial | Miscellaneous | % of Load | 1 | 2023 | 0.00013318
ENS | High | Dynamic Pricing | Dynamic Pricing with enabling tech. | Large Industrial | Offices | % of Load | 1 | 2023 | 1.0871e-05
ENS | High | Dynamic Pricing | Dynamic Pricing with enabling tech. | Large Industrial | Retail Trade | % of Load | 1 | 2023 | 5.6551e-05
ENS | High | Dynamic Pricing | Dynamic Pricing with enabling tech. | Large Industrial | Services | % of Load | 1 | 2023 | 2.797e-05
ENS | High | Dynamic Pricing | Dynamic Pricing w/o enabling tech. | Large Industrial | Manufacturing | % of Load | 1 | 2023 | 0.00015808
ENS | High | Dynamic Pricing | Dynamic Pricing w/o enabling tech. | Large Industrial | Miscellaneous | % of Load | 1 | 2023 | 6.3997e-05
ENS | High | Dynamic Pricing | Dynamic Pricing w/o enabling tech. | Large Industrial | Offices | % of Load | 1 | 2023 | 5.2239e-06
ENS | High | Dynamic Pricing | Dynamic Pricing w/o enabling tech. | Large Industrial | Retail Trade | % of Load | 1 | 2023 | 2.7176e-05
ENS | High | Dynamic Pricing | Dynamic Pricing w/o enabling tech. | Large Industrial | Services | % of Load | 1 | 2023 | 1.3441e-05
ENS | High | Dynamic Pricing | Dynamic Pricing with enabling tech. | Interruptible Rider | Manufacturing | % of Load | 1 | 2023 | 0.00013566
ENS | High | Dynamic Pricing | Dynamic Pricing with enabling tech. | Interruptible Rider | Miscellaneous | % of Load | 1 | 2023 | 0.00027877
ENS | High | Dynamic Pricing | Dynamic Pricing with enabling tech. | Interruptible Rider | Retail Trade | % of Load | 1 | 2023 | 1.6412e-05
ENS | High | Dynamic Pricing | Dynamic Pricing w/o enabling tech. | Interruptible Rider | Manufacturing | % of Load | 1 | 2023 | 6.519e-05
ENS | High | Dynamic Pricing | Dynamic Pricing w/o enabling tech. | Interruptible Rider | Miscellaneous | % of Load | 1 | 2023 | 0.00013396
ENS | High | Dynamic Pricing | Dynamic Pricing w/o enabling tech. | Interruptible Rider | Retail Trade | % of Load | 1 | 2023 | 7.887e-06
ENS | High | Dynamic Pricing | Dynamic Pricing with enabling tech. | Residential | Residential Market Rate | % of Load | 1 | 2023 | 0.0082906
ENS | High | Dynamic Pricing | Dynamic Pricing w/o enabling tech. | Residential | Residential Market Rate | % of Load | 1 | 2023 | 0.0056042
ENS | High | BTM Battery Control | BTM Battery Control | Small Commercial | Manufacturing | % of Load | 0 | 2023 | 2.1419e-06
ENS | High | BTM Battery Control | BTM Battery Control | Small Commercial | Miscellaneous | % of Load | 0 | 2023 | 1.5783e-05
ENS | High | BTM Battery Control | BTM Battery Control | Small Commercial | Offices | % of Load | 0 | 2023 | 5.4754e-06
ENS | High | BTM Battery Control | BTM Battery Control | Small Commercial | Retail Trade | % of Load | 0 | 2023 | 9.5557e-06
ENS | High | BTM Battery Control | BTM Battery Control | Small Commercial | Services | % of Load | 0 | 2023 | 2.0799e-05
ENS | High | BTM Battery Control | BTM Battery Control | Large Commercial | Offices | % of Load | 0 | 2023 | 2.0136e-06
ENS | High | BTM Battery Control | BTM Battery Control | Large Commercial | Services | % of Load | 0 | 2023 | 1.0739e-05
ENS | High | BTM Battery Control | BTM Battery Control | Small Industrial | Manufacturing | % of Load | 0 | 2023 | 5.2783e-08
ENS | High | BTM Battery Control | BTM Battery Control | Small Industrial | Miscellaneous | % of Load | 0 | 2023 | 3.4102e-07
ENS | High | BTM Battery Control | BTM Battery Control | Small Industrial | Offices | % of Load | 0 | 2023 | 1.3463e-07
ENS | High | BTM Battery Control | BTM Battery Control | Small Industrial | Retail Trade | % of Load | 0 | 2023 | 2.3426e-07
ENS | High | BTM Battery Control | BTM Battery Control | Small Industrial | Services | % of Load | 0 | 2023 | 5.1004e-07
ENS | High | BTM Battery Control | BTM Battery Control | Large Industrial | Manufacturing | % of Load | 0 | 2023 | 1.3183e-06
ENS | High | BTM Battery Control | BTM Battery Control | Large Industrial | Miscellaneous | % of Load | 0 | 2023 | 6.1119e-06
ENS | High | BTM Battery Control | BTM Battery Control | Large Industrial | Offices | % of Load | 0 | 2023 | 7.1905e-07
ENS | High | BTM Battery Control | BTM Battery Control | Large Industrial | Retail Trade | % of Load | 0 | 2023 | 3.5952e-06
ENS | High | BTM Battery Control | BTM Battery Control | Large Industrial | Services | % of Load | 0 | 2023 | 7.7897e-06
ENS | High | BTM Battery Control | BTM Battery Control | Interruptible Rider | Manufacturing | % of Load | 0 | 2023 | 1.7621e-06
ENS | High | BTM Battery Control | BTM Battery Control | Interruptible Rider | Miscellaneous | % of Load | 0 | 2023 | 4.6989e-06
ENS | High | BTM Battery Control | BTM Battery Control | Interruptible Rider | Retail Trade | % of Load | 0 | 2023 | 7.0484e-06
ENS | High | BTM Battery Control | BTM Battery Control | Residential | Residential LI | % of Load | 0 | 2023 | 7.1063e-05
ENS | High | BTM Battery Control | BTM Battery Control | Residential | Residential Market Rate | % of Load | 0 | 2023 | 0.00032162
ENS | High | EV Charging Control | EV Charging Control | EV | EV | % of Load | 0 | 2023 | 3.6113e-05
ENS | High | Behavioral DR | Behavioral DR | Residential | Residential LI | % of Load | 1 | 2023 | 0.00010478
ENS | High | Behavioral DR | Behavioral DR | Residential | Residential Market Rate | % of Load | 1 | 2023 | 0.00073551
ENS | High | DLC | DLC-Switch-Water Heating | Small Commercial | Miscellaneous | % of Load | 0 | 2024 | 1.8552e-05
ENS | High | DLC | DLC-Switch-Water Heating | Small Commercial | Offices | % of Load | 0 | 2024 | 1.1267e-05
ENS | High | DLC | DLC-Switch-Water Heating | Small Commercial | Retail Trade | % of Load | 0 | 2024 | 6.3284e-05
ENS | High | DLC | DLC-Switch-Water Heating | Small Commercial | Services | % of Load | 0 | 2024 | 7.6165e-05
ENS | High | DLC | DLC-Thermostat-HVAC | Small Commercial | Miscellaneous | % of Load | 0 | 2024 | 0.00012846
ENS | High | DLC | DLC-Thermostat-HVAC | Small Commercial | Offices | % of Load | 0 | 2024 | 0.00018814
ENS | High | DLC | DLC-Thermostat-HVAC | Small Commercial | Retail Trade | % of Load | 0 | 2024 | 0.00019651
ENS | High | DLC | DLC-Thermostat-HVAC | Small Commercial | Services | % of Load | 0 | 2024 | 0.0002366
ENS | High | DLC | DLC-Switch-Water Heating | Small Industrial | Miscellaneous | % of Load | 0 | 2024 | 3.6954e-06
ENS | High | DLC | DLC-Switch-Water Heating | Small Industrial | Offices | % of Load | 0 | 2024 | 1.4882e-07
ENS | High | DLC | DLC-Switch-Water Heating | Small Industrial | Retail Trade | % of Load | 0 | 2024 | 1.0041e-06
ENS | High | DLC | DLC-Switch-Water Heating | Small Industrial | Services | % of Load | 0 | 2024 | 1.2518e-06
ENS | High | DLC | DLC-Thermostat-HVAC | Small Industrial | Miscellaneous | % of Load | 0 | 2024 | 2.6558e-05
ENS | High | DLC | DLC-Thermostat-HVAC | Small Industrial | Offices | % of Load | 0 | 2024 | 2.5215e-06
ENS | High | DLC | DLC-Thermostat-HVAC | Small Industrial | Retail Trade | % of Load | 0 | 2024 | 3.2047e-06
ENS | High | DLC | DLC-Thermostat-HVAC | Small Industrial | Services | % of Load | 0 | 2024 | 3.995e-06
ENS | High | DLC | DLC-Switch-Water Heating | Residential | Residential LI | % of Load | 0 | 2024 | 0.0029513
ENS | High | DLC | DLC-Switch-Water Heating | Residential | Residential Market Rate | % of Load | 0 | 2024 | 0.0042771
ENS | High | DLC | DLC-Thermostat-Heat Pump | Residential | Residential LI | % of Load | 0 | 2024 | 0.00038986
ENS | High | DLC | DLC-Thermostat-Heat Pump | Residential | Residential Market Rate | % of Load | 0 | 2024 | 0.0025448
ENS | High | DLC | DLC-Thermostat-Electric Furnace | Residential | Residential LI | % of Load | 0 | 2024 | 0.0029223
ENS | High | DLC | DLC-Thermostat-Electric Furnace | Residential | Residential Market Rate | % of Load | 0 | 2024 | 0.0014224
ENS | High | C&I Curtailment | C&I Curtailment- Manual HVAC Control | Large Commercial | Offices | % of Load | 0 | 2024 | 4.009e-05
ENS | High | C&I Curtailment | C&I Curtailment- Manual HVAC Control | Large Commercial | Services | % of Load | 0 | 2024 | 8.4101e-05
ENS | High | C&I Curtailment | C&I Curtailment- Auto-DR HVAC Control | Large Commercial | Offices | % of Load | 0 | 2024 | 5.8746e-05
ENS | High | C&I Curtailment | C&I Curtailment- Auto-DR HVAC Control | Large Commercial | Services | % of Load | 0 | 2024 | 0.00012324
ENS | High | C&I Curtailment | C&I Curtailment- Standard Lighting Control | Large Commercial | Offices | % of Load | 0 | 2024 | 8.2429e-06
ENS | High | C&I Curtailment | C&I Curtailment- Standard Lighting Control | Large Commercial | Services | % of Load | 0 | 2024 | 5.2919e-05
ENS | High | C&I Curtailment | C&I Curtailment- Advanced Lighting Control | Large Commercial | Offices | % of Load | 0 | 2024 | 4.1215e-06
ENS | High | C&I Curtailment | C&I Curtailment- Advanced Lighting Control | Large Commercial | Services | % of Load | 0 | 2024 | 2.6459e-05
ENS | High | C&I Curtailment | C&I Curtailment- Water Heating Control | Large Commercial | Offices | % of Load | 0 | 2024 | 7.561e-07
ENS | High | C&I Curtailment | C&I Curtailment- Water Heating Control | Large Commercial | Services | % of Load | 0 | 2024 | 8.3889e-06
ENS | High | C&I Curtailment | C&I Curtailment- Other | Large Commercial | Offices | % of Load | 0 | 2024 | 1.363e-05
ENS | High | C&I Curtailment | C&I Curtailment- Other | Large Commercial | Services | % of Load | 0 | 2024 | 9.0797e-05
ENS | High | C&I Curtailment | C&I Curtailment- Manual HVAC Control | Large Industrial | Miscellaneous | % of Load | 0 | 2024 | 1.2873e-05
ENS | High | C&I Curtailment | C&I Curtailment- Manual HVAC Control | Large Industrial | Offices | % of Load | 0 | 2024 | 7.652e-06
ENS | High | C&I Curtailment | C&I Curtailment- Manual HVAC Control | Large Industrial | Retail Trade | % of Load | 0 | 2024 | 2.2452e-05
ENS | High | C&I Curtailment | C&I Curtailment- Manual HVAC Control | Large Industrial | Services | % of Load | 0 | 2024 | 6.6628e-06
ENS | High | C&I Curtailment | C&I Curtailment- Auto-DR HVAC Control | Large Industrial | Miscellaneous | % of Load | 0 | 2024 | 1.8864e-05
ENS | High | C&I Curtailment | C&I Curtailment- Auto-DR HVAC Control | Large Industrial | Offices | % of Load | 0 | 2024 | 1.1213e-05
ENS | High | C&I Curtailment | C&I Curtailment- Auto-DR HVAC Control | Large Industrial | Retail Trade | % of Load | 0 | 2024 | 3.29e-05
ENS | High | C&I Curtailment | C&I Curtailment- Auto-DR HVAC Control | Large Industrial | Services | % of Load | 0 | 2024 | 9.7633e-06
ENS | High | C&I Curtailment | C&I Curtailment- Standard Lighting Control | Large Industrial | Miscellaneous | % of Load | 0 | 2024 | 8.5069e-06
ENS | High | C&I Curtailment | C&I Curtailment- Standard Lighting Control | Large Industrial | Offices | % of Load | 0 | 2024 | 1.6353e-06
ENS | High | C&I Curtailment | C&I Curtailment- Standard Lighting Control | Large Industrial | Retail Trade | % of Load | 0 | 2024 | 1.4127e-05
ENS | High | C&I Curtailment | C&I Curtailment- Standard Lighting Control | Large Industrial | Services | % of Load | 0 | 2024 | 4.1924e-06
ENS | High | C&I Curtailment | C&I Curtailment- Advanced Lighting Control | Large Industrial | Miscellaneous | % of Load | 0 | 2024 | 4.2535e-06
ENS | High | C&I Curtailment | C&I Curtailment- Advanced Lighting Control | Large Industrial | Offices | % of Load | 0 | 2024 | 8.1767e-07
ENS | High | C&I Curtailment | C&I Curtailment- Advanced Lighting Control | Large Industrial | Retail Trade | % of Load | 0 | 2024 | 7.0636e-06
ENS | High | C&I Curtailment | C&I Curtailment- Advanced Lighting Control | Large Industrial | Services | % of Load | 0 | 2024 | 2.0962e-06
ENS | High | C&I Curtailment | C&I Curtailment- Water Heating Control | Large Industrial | Miscellaneous | % of Load | 0 | 2024 | 4.7063e-07
ENS | High | C&I Curtailment | C&I Curtailment- Water Heating Control | Large Industrial | Offices | % of Load | 0 | 2024 | 1.3903e-07
ENS | High | C&I Curtailment | C&I Curtailment- Water Heating Control | Large Industrial | Retail Trade | % of Load | 0 | 2024 | 2.2395e-06
ENS | High | C&I Curtailment | C&I Curtailment- Water Heating Control | Large Industrial | Services | % of Load | 0 | 2024 | 6.6459e-07
ENS | High | C&I Curtailment | C&I Curtailment- Other | Large Industrial | Miscellaneous | % of Load | 0 | 2024 | 1.0185e-05
ENS | High | C&I Curtailment | C&I Curtailment- Other | Large Industrial | Offices | % of Load | 0 | 2024 | 2.6446e-06
ENS | High | C&I Curtailment | C&I Curtailment- Other | Large Industrial | Retail Trade | % of Load | 0 | 2024 | 2.4239e-05
ENS | High | C&I Curtailment | C&I Curtailment- Other | Large Industrial | Services | % of Load | 0 | 2024 | 7.1932e-06
ENS | High | C&I Curtailment | C&I Curtailment- Industrial | Large Industrial | Manufacturing | % of Load | 0 | 2024 | 0.00040582
ENS | High | C&I Curtailment | C&I Curtailment- Manual HVAC Control | Interruptible Rider | Miscellaneous | % of Load | 0 | 2024 | 0.00043982
ENS | High | C&I Curtailment | C&I Curtailment- Manual HVAC Control | Interruptible Rider | Retail Trade | % of Load | 0 | 2024 | 1.2662e-05
ENS | High | C&I Curtailment | C&I Curtailment- Auto-DR HVAC Control | Interruptible Rider | Miscellaneous | % of Load | 0 | 2024 | 0.0006445
ENS | High | C&I Curtailment | C&I Curtailment- Auto-DR HVAC Control | Interruptible Rider | Retail Trade | % of Load | 0 | 2024 | 1.8554e-05
ENS | High | C&I Curtailment | C&I Curtailment- Standard Lighting Control | Interruptible Rider | Miscellaneous | % of Load | 0 | 2024 | 0.00011591
ENS | High | C&I Curtailment | C&I Curtailment- Standard Lighting Control | Interruptible Rider | Retail Trade | % of Load | 0 | 2024 | 8.2662e-06
ENS | High | C&I Curtailment | C&I Curtailment- Advanced Lighting Control | Interruptible Rider | Miscellaneous | % of Load | 0 | 2024 | 5.7955e-05
ENS | High | C&I Curtailment | C&I Curtailment- Advanced Lighting Control | Interruptible Rider | Retail Trade | % of Load | 0 | 2024 | 4.1331e-06
ENS | High | C&I Curtailment | C&I Curtailment- Water Heating Control | Interruptible Rider | Miscellaneous | % of Load | 0 | 2024 | 9.4004e-06
ENS | High | C&I Curtailment | C&I Curtailment- Water Heating Control | Interruptible Rider | Retail Trade | % of Load | 0 | 2024 | 1.2263e-06
ENS | High | C&I Curtailment | C&I Curtailment- Other | Interruptible Rider | Miscellaneous | % of Load | 0 | 2024 | 0.00017006
ENS | High | C&I Curtailment | C&I Curtailment- Other | Interruptible Rider | Retail Trade | % of Load | 0 | 2024 | 1.3612e-05
ENS | High | C&I Curtailment | C&I Curtailment- Industrial | Interruptible Rider | Manufacturing | % of Load | 0 | 2024 | 0.00032782
ENS | High | Dynamic Pricing | Dynamic Pricing with enabling tech. | Small Commercial | Manufacturing | % of Load | 1 | 2024 | 8.8502e-05
ENS | High | Dynamic Pricing | Dynamic Pricing with enabling tech. | Small Commercial | Miscellaneous | % of Load | 1 | 2024 | 0.00087178
ENS | High | Dynamic Pricing | Dynamic Pricing with enabling tech. | Small Commercial | Offices | % of Load | 1 | 2024 | 0.00069997
ENS | High | Dynamic Pricing | Dynamic Pricing with enabling tech. | Small Commercial | Retail Trade | % of Load | 1 | 2024 | 0.0016176
ENS | High | Dynamic Pricing | Dynamic Pricing with enabling tech. | Small Commercial | Services | % of Load | 1 | 2024 | 0.0019477
ENS | High | Dynamic Pricing | Dynamic Pricing w/o enabling tech. | Small Commercial | Manufacturing | % of Load | 1 | 2024 | 5.3029e-06
ENS | High | Dynamic Pricing | Dynamic Pricing w/o enabling tech. | Small Commercial | Miscellaneous | % of Load | 1 | 2024 | 5.2236e-05
ENS | High | Dynamic Pricing | Dynamic Pricing w/o enabling tech. | Small Commercial | Offices | % of Load | 1 | 2024 | 4.1941e-05
ENS | High | Dynamic Pricing | Dynamic Pricing w/o enabling tech. | Small Commercial | Retail Trade | % of Load | 1 | 2024 | 9.6924e-05
ENS | High | Dynamic Pricing | Dynamic Pricing w/o enabling tech. | Small Commercial | Services | % of Load | 1 | 2024 | 0.0001167
ENS | High | Dynamic Pricing | Dynamic Pricing with enabling tech. | Large Commercial | Offices | % of Load | 1 | 2024 | 0.00011435
ENS | High | Dynamic Pricing | Dynamic Pricing with enabling tech. | Large Commercial | Services | % of Load | 1 | 2024 | 0.00071159
ENS | High | Dynamic Pricing | Dynamic Pricing w/o enabling tech. | Large Commercial | Offices | % of Load | 1 | 2024 | 5.4952e-05
ENS | High | Dynamic Pricing | Dynamic Pricing w/o enabling tech. | Large Commercial | Services | % of Load | 1 | 2024 | 0.00034195
ENS | High | Dynamic Pricing | Dynamic Pricing with enabling tech. | Small Industrial | Manufacturing | % of Load | 1 | 2024 | 0.00012311
ENS | High | Dynamic Pricing | Dynamic Pricing with enabling tech. | Small Industrial | Miscellaneous | % of Load | 1 | 2024 | 0.00015895
ENS | High | Dynamic Pricing | Dynamic Pricing with enabling tech. | Small Industrial | Offices | % of Load | 1 | 2024 | 9.6012e-06
ENS | High | Dynamic Pricing | Dynamic Pricing with enabling tech. | Small Industrial | Retail Trade | % of Load | 1 | 2024 | 2.6908e-05
ENS | High | Dynamic Pricing | Dynamic Pricing with enabling tech. | Small Industrial | Services | % of Load | 1 | 2024 | 3.3543e-05
ENS | High | Dynamic Pricing | Dynamic Pricing w/o enabling tech. | Small Industrial | Manufacturing | % of Load | 1 | 2024 | 7.3764e-06
ENS | High | Dynamic Pricing | Dynamic Pricing w/o enabling tech. | Small Industrial | Miscellaneous | % of Load | 1 | 2024 | 9.5243e-06
ENS | High | Dynamic Pricing | Dynamic Pricing w/o enabling tech. | Small Industrial | Offices | % of Load | 1 | 2024 | 5.7529e-07
ENS | High | Dynamic Pricing | Dynamic Pricing w/o enabling tech. | Small Industrial | Retail Trade | % of Load | 1 | 2024 | 1.6123e-06
ENS | High | Dynamic Pricing | Dynamic Pricing w/o enabling tech. | Small Industrial | Services | % of Load | 1 | 2024 | 2.0099e-06
ENS | High | Dynamic Pricing | Dynamic Pricing with enabling tech. | Large Industrial | Manufacturing | % of Load | 1 | 2024 | 0.00065956
ENS | High | Dynamic Pricing | Dynamic Pricing with enabling tech. | Large Industrial | Miscellaneous | % of Load | 1 | 2024 | 0.00027187
ENS | High | Dynamic Pricing | Dynamic Pricing with enabling tech. | Large Industrial | Offices | % of Load | 1 | 2024 | 2.2483e-05
ENS | High | Dynamic Pricing | Dynamic Pricing with enabling tech. | Large Industrial | Retail Trade | % of Load | 1 | 2024 | 0.00011615
ENS | High | Dynamic Pricing | Dynamic Pricing with enabling tech. | Large Industrial | Services | % of Load | 1 | 2024 | 5.7446e-05
ENS | High | Dynamic Pricing | Dynamic Pricing w/o enabling tech. | Large Industrial | Manufacturing | % of Load | 1 | 2024 | 0.00031695
ENS | High | Dynamic Pricing | Dynamic Pricing w/o enabling tech. | Large Industrial | Miscellaneous | % of Load | 1 | 2024 | 0.00013065
ENS | High | Dynamic Pricing | Dynamic Pricing w/o enabling tech. | Large Industrial | Offices | % of Load | 1 | 2024 | 1.0804e-05
ENS | High | Dynamic Pricing | Dynamic Pricing w/o enabling tech. | Large Industrial | Retail Trade | % of Load | 1 | 2024 | 5.5814e-05
ENS | High | Dynamic Pricing | Dynamic Pricing w/o enabling tech. | Large Industrial | Services | % of Load | 1 | 2024 | 2.7606e-05
ENS | High | Dynamic Pricing | Dynamic Pricing with enabling tech. | Interruptible Rider | Manufacturing | % of Load | 1 | 2024 | 0.00026601
ENS | High | Dynamic Pricing | Dynamic Pricing with enabling tech. | Interruptible Rider | Miscellaneous | % of Load | 1 | 2024 | 0.00055606
ENS | High | Dynamic Pricing | Dynamic Pricing with enabling tech. | Interruptible Rider | Retail Trade | % of Load | 1 | 2024 | 3.2737e-05
ENS | High | Dynamic Pricing | Dynamic Pricing w/o enabling tech. | Interruptible Rider | Manufacturing | % of Load | 1 | 2024 | 0.00012783
ENS | High | Dynamic Pricing | Dynamic Pricing w/o enabling tech. | Interruptible Rider | Miscellaneous | % of Load | 1 | 2024 | 0.00026721
ENS | High | Dynamic Pricing | Dynamic Pricing w/o enabling tech. | Interruptible Rider | Retail Trade | % of Load | 1 | 2024 | 1.5732e-05
ENS | High | Dynamic Pricing | Dynamic Pricing with enabling tech. | Residential | Residential Market Rate | % of Load | 1 | 2024 | 0.016694
ENS | High | Dynamic Pricing | Dynamic Pricing w/o enabling tech. | Residential | Residential Market Rate | % of Load | 1 | 2024 | 0.011285
ENS | High | BTM Battery Control | BTM Battery Control | Small Commercial | Manufacturing | % of Load | 0 | 2024 | 4.8706e-06
ENS | High | BTM Battery Control | BTM Battery Control | Small Commercial | Miscellaneous | % of Load | 0 | 2024 | 3.5907e-05
ENS | High | BTM Battery Control | BTM Battery Control | Small Commercial | Offices | % of Load | 0 | 2024 | 1.2451e-05
ENS | High | BTM Battery Control | BTM Battery Control | Small Commercial | Retail Trade | % of Load | 0 | 2024 | 2.1726e-05
ENS | High | BTM Battery Control | BTM Battery Control | Small Commercial | Services | % of Load | 0 | 2024 | 4.7292e-05
ENS | High | BTM Battery Control | BTM Battery Control | Large Commercial | Offices | % of Load | 0 | 2024 | 4.5788e-06
ENS | High | BTM Battery Control | BTM Battery Control | Large Commercial | Services | % of Load | 0 | 2024 | 2.442e-05
ENS | High | BTM Battery Control | BTM Battery Control | Small Industrial | Manufacturing | % of Load | 0 | 2024 | 1.2003e-07
ENS | High | BTM Battery Control | BTM Battery Control | Small Industrial | Miscellaneous | % of Load | 0 | 2024 | 7.7546e-07
ENS | High | BTM Battery Control | BTM Battery Control | Small Industrial | Offices | % of Load | 0 | 2024 | 3.0614e-07
ENS | High | BTM Battery Control | BTM Battery Control | Small Industrial | Retail Trade | % of Load | 0 | 2024 | 5.3271e-07
ENS | High | BTM Battery Control | BTM Battery Control | Small Industrial | Services | % of Load | 0 | 2024 | 1.1598e-06
ENS | High | BTM Battery Control | BTM Battery Control | Large Industrial | Manufacturing | % of Load | 0 | 2024 | 2.9977e-06
ENS | High | BTM Battery Control | BTM Battery Control | Large Industrial | Miscellaneous | % of Load | 0 | 2024 | 1.3898e-05
ENS | High | BTM Battery Control | BTM Battery Control | Large Industrial | Offices | % of Load | 0 | 2024 | 1.6351e-06
ENS | High | BTM Battery Control | BTM Battery Control | Large Industrial | Retail Trade | % of Load | 0 | 2024 | 8.1755e-06
ENS | High | BTM Battery Control | BTM Battery Control | Large Industrial | Services | % of Load | 0 | 2024 | 1.7714e-05
ENS | High | BTM Battery Control | BTM Battery Control | Interruptible Rider | Manufacturing | % of Load | 0 | 2024 | 4.007e-06
ENS | High | BTM Battery Control | BTM Battery Control | Interruptible Rider | Miscellaneous | % of Load | 0 | 2024 | 1.0685e-05
ENS | High | BTM Battery Control | BTM Battery Control | Interruptible Rider | Retail Trade | % of Load | 0 | 2024 | 1.6028e-05
ENS | High | BTM Battery Control | BTM Battery Control | Residential | Residential LI | % of Load | 0 | 2024 | 0.00021975
ENS | High | BTM Battery Control | BTM Battery Control | Residential | Residential Market Rate | % of Load | 0 | 2024 | 0.0006211
ENS | High | EV Charging Control | EV Charging Control | EV | EV | % of Load | 0 | 2024 | 9.7162e-05
ENS | High | Behavioral DR | Behavioral DR | Residential | Residential LI | % of Load | 1 | 2024 | 0.00018814
ENS | High | Behavioral DR | Behavioral DR | Residential | Residential Market Rate | % of Load | 1 | 2024 | 0.0014776
ENS | High | DLC | DLC-Switch-Water Heating | Small Commercial | Miscellaneous | % of Load | 0 | 2025 | 1.4075e-05
ENS | High | DLC | DLC-Switch-Water Heating | Small Commercial | Offices | % of Load | 0 | 2025 | 8.53e-06
ENS | High | DLC | DLC-Switch-Water Heating | Small Commercial | Retail Trade | % of Load | 0 | 2025 | 4.8007e-05
ENS | High | DLC | DLC-Switch-Water Heating | Small Commercial | Services | % of Load | 0 | 2025 | 5.7775e-05
ENS | High | DLC | DLC-Thermostat-HVAC | Small Commercial | Miscellaneous | % of Load | 0 | 2025 | 9.6061e-05
ENS | High | DLC | DLC-Thermostat-HVAC | Small Commercial | Offices | % of Load | 0 | 2025 | 0.00014172
ENS | High | DLC | DLC-Thermostat-HVAC | Small Commercial | Retail Trade | % of Load | 0 | 2025 | 0.00014615
ENS | High | DLC | DLC-Thermostat-HVAC | Small Commercial | Services | % of Load | 0 | 2025 | 0.00017598
ENS | High | DLC | DLC-Switch-Water Heating | Small Industrial | Miscellaneous | % of Load | 0 | 2025 | 2.7612e-06
ENS | High | DLC | DLC-Switch-Water Heating | Small Industrial | Offices | % of Load | 0 | 2025 | 1.1097e-07
ENS | High | DLC | DLC-Switch-Water Heating | Small Industrial | Retail Trade | % of Load | 0 | 2025 | 7.5102e-07
ENS | High | DLC | DLC-Switch-Water Heating | Small Industrial | Services | % of Load | 0 | 2025 | 9.3623e-07
ENS | High | DLC | DLC-Thermostat-HVAC | Small Industrial | Miscellaneous | % of Load | 0 | 2025 | 1.9627e-05
ENS | High | DLC | DLC-Thermostat-HVAC | Small Industrial | Offices | % of Load | 0 | 2025 | 1.8775e-06
ENS | High | DLC | DLC-Thermostat-HVAC | Small Industrial | Retail Trade | % of Load | 0 | 2025 | 2.3659e-06
ENS | High | DLC | DLC-Thermostat-HVAC | Small Industrial | Services | % of Load | 0 | 2025 | 2.9494e-06
ENS | High | DLC | DLC-Switch-Water Heating | Residential | Residential LI | % of Load | 0 | 2025 | 0.0032869
ENS | High | DLC | DLC-Switch-Water Heating | Residential | Residential Market Rate | % of Load | 0 | 2025 | 0.0021113
ENS | High | DLC | DLC-Thermostat-Heat Pump | Residential | Residential LI | % of Load | 0 | 2025 | 0.0005134
ENS | High | DLC | DLC-Thermostat-Heat Pump | Residential | Residential Market Rate | % of Load | 0 | 2025 | 0.001303
ENS | High | DLC | DLC-Thermostat-Electric Furnace | Residential | Residential LI | % of Load | 0 | 2025 | 0.0031911
ENS | High | DLC | DLC-Thermostat-Electric Furnace | Residential | Residential Market Rate | % of Load | 0 | 2025 | 0.0006365
ENS | High | C&I Curtailment | C&I Curtailment- Manual HVAC Control | Large Commercial | Offices | % of Load | 0 | 2025 | 3.295e-05
ENS | High | C&I Curtailment | C&I Curtailment- Manual HVAC Control | Large Commercial | Services | % of Load | 0 | 2025 | 6.834e-05
ENS | High | C&I Curtailment | C&I Curtailment- Auto-DR HVAC Control | Large Commercial | Offices | % of Load | 0 | 2025 | 5.8299e-05
ENS | High | C&I Curtailment | C&I Curtailment- Auto-DR HVAC Control | Large Commercial | Services | % of Load | 0 | 2025 | 0.00012091
ENS | High | C&I Curtailment | C&I Curtailment- Standard Lighting Control | Large Commercial | Offices | % of Load | 0 | 2025 | 7.1644e-06
ENS | High | C&I Curtailment | C&I Curtailment- Standard Lighting Control | Large Commercial | Services | % of Load | 0 | 2025 | 4.6329e-05
ENS | High | C&I Curtailment | C&I Curtailment- Advanced Lighting Control | Large Commercial | Offices | % of Load | 0 | 2025 | 3.5822e-06
ENS | High | C&I Curtailment | C&I Curtailment- Advanced Lighting Control | Large Commercial | Services | % of Load | 0 | 2025 | 2.3164e-05
ENS | High | C&I Curtailment | C&I Curtailment- Water Heating Control | Large Commercial | Offices | % of Load | 0 | 2025 | 6.8804e-07
ENS | High | C&I Curtailment | C&I Curtailment- Water Heating Control | Large Commercial | Services | % of Load | 0 | 2025 | 7.6315e-06
ENS | High | C&I Curtailment | C&I Curtailment- Other | Large Commercial | Offices | % of Load | 0 | 2025 | 1.2269e-05
ENS | High | C&I Curtailment | C&I Curtailment- Other | Large Commercial | Services | % of Load | 0 | 2025 | 8.1933e-05
ENS | High | C&I Curtailment | C&I Curtailment- Manual HVAC Control | Large Industrial | Miscellaneous | % of Load | 0 | 2025 | 1.0539e-05
ENS | High | C&I Curtailment | C&I Curtailment- Manual HVAC Control | Large Industrial | Offices | % of Load | 0 | 2025 | 6.3482e-06
ENS | High | C&I Curtailment | C&I Curtailment- Manual HVAC Control | Large Industrial | Retail Trade | % of Load | 0 | 2025 | 1.8354e-05
ENS | High | C&I Curtailment | C&I Curtailment- Manual HVAC Control | Large Industrial | Services | % of Load | 0 | 2025 | 5.4467e-06
ENS | High | C&I Curtailment | C&I Curtailment- Auto-DR HVAC Control | Large Industrial | Miscellaneous | % of Load | 0 | 2025 | 1.8648e-05
ENS | High | C&I Curtailment | C&I Curtailment- Auto-DR HVAC Control | Large Industrial | Offices | % of Load | 0 | 2025 | 1.1232e-05
ENS | High | C&I Curtailment | C&I Curtailment- Auto-DR HVAC Control | Large Industrial | Retail Trade | % of Load | 0 | 2025 | 3.2474e-05
ENS | High | C&I Curtailment | C&I Curtailment- Auto-DR HVAC Control | Large Industrial | Services | % of Load | 0 | 2025 | 9.6369e-06
ENS | High | C&I Curtailment | C&I Curtailment- Standard Lighting Control | Large Industrial | Miscellaneous | % of Load | 0 | 2025 | 7.5431e-06
ENS | High | C&I Curtailment | C&I Curtailment- Standard Lighting Control | Large Industrial | Offices | % of Load | 0 | 2025 | 1.4503e-06
ENS | High | C&I Curtailment | C&I Curtailment- Standard Lighting Control | Large Industrial | Retail Trade | % of Load | 0 | 2025 | 1.2442e-05
ENS | High | C&I Curtailment | C&I Curtailment- Standard Lighting Control | Large Industrial | Services | % of Load | 0 | 2025 | 3.6924e-06
ENS | High | C&I Curtailment | C&I Curtailment- Advanced Lighting Control | Large Industrial | Miscellaneous | % of Load | 0 | 2025 | 3.7716e-06
ENS | High | C&I Curtailment | C&I Curtailment- Advanced Lighting Control | Large Industrial | Offices | % of Load | 0 | 2025 | 7.2513e-07
ENS | High | C&I Curtailment | C&I Curtailment- Advanced Lighting Control | Large Industrial | Retail Trade | % of Load | 0 | 2025 | 6.2212e-06
ENS | High | C&I Curtailment | C&I Curtailment- Advanced Lighting Control | Large Industrial | Services | % of Load | 0 | 2025 | 1.8462e-06
ENS | High | C&I Curtailment | C&I Curtailment- Water Heating Control | Large Industrial | Miscellaneous | % of Load | 0 | 2025 | 4.2541e-07
ENS | High | C&I Curtailment | C&I Curtailment- Water Heating Control | Large Industrial | Offices | % of Load | 0 | 2025 | 1.2668e-07
ENS | High | C&I Curtailment | C&I Curtailment- Water Heating Control | Large Industrial | Retail Trade | % of Load | 0 | 2025 | 2.0496e-06
ENS | High | C&I Curtailment | C&I Curtailment- Water Heating Control | Large Industrial | Services | % of Load | 0 | 2025 | 6.0823e-07
ENS | High | C&I Curtailment | C&I Curtailment- Other | Large Industrial | Miscellaneous | % of Load | 0 | 2025 | 9.2015e-06
ENS | High | C&I Curtailment | C&I Curtailment- Other | Large Industrial | Offices | % of Load | 0 | 2025 | 2.4125e-06
ENS | High | C&I Curtailment | C&I Curtailment- Other | Large Industrial | Retail Trade | % of Load | 0 | 2025 | 2.2005e-05
ENS | High | C&I Curtailment | C&I Curtailment- Other | Large Industrial | Services | % of Load | 0 | 2025 | 6.5301e-06
ENS | High | C&I Curtailment | C&I Curtailment- Industrial | Large Industrial | Manufacturing | % of Load | 0 | 2025 | 0.0003595
ENS | High | C&I Curtailment | C&I Curtailment- Manual HVAC Control | Interruptible Rider | Miscellaneous | % of Load | 0 | 2025 | 0.00035675
ENS | High | C&I Curtailment | C&I Curtailment- Manual HVAC Control | Interruptible Rider | Retail Trade | % of Load | 0 | 2025 | 1.0189e-05
ENS | High | C&I Curtailment | C&I Curtailment- Auto-DR HVAC Control | Interruptible Rider | Miscellaneous | % of Load | 0 | 2025 | 0.00063121
ENS | High | C&I Curtailment | C&I Curtailment- Auto-DR HVAC Control | Interruptible Rider | Retail Trade | % of Load | 0 | 2025 | 1.8027e-05
ENS | High | C&I Curtailment | C&I Curtailment- Standard Lighting Control | Interruptible Rider | Miscellaneous | % of Load | 0 | 2025 | 0.00010068
ENS | High | C&I Curtailment | C&I Curtailment- Standard Lighting Control | Interruptible Rider | Retail Trade | % of Load | 0 | 2025 | 7.2174e-06
ENS | High | C&I Curtailment | C&I Curtailment- Advanced Lighting Control | Interruptible Rider | Miscellaneous | % of Load | 0 | 2025 | 5.0341e-05
ENS | High | C&I Curtailment | C&I Curtailment- Advanced Lighting Control | Interruptible Rider | Retail Trade | % of Load | 0 | 2025 | 3.6087e-06
ENS | High | C&I Curtailment | C&I Curtailment- Water Heating Control | Interruptible Rider | Miscellaneous | % of Load | 0 | 2025 | 8.3846e-06
ENS | High | C&I Curtailment | C&I Curtailment- Water Heating Control | Interruptible Rider | Retail Trade | % of Load | 0 | 2025 | 1.0966e-06
ENS | High | C&I Curtailment | C&I Curtailment- Other | Interruptible Rider | Miscellaneous | % of Load | 0 | 2025 | 0.00015156
ENS | High | C&I Curtailment | C&I Curtailment- Other | Interruptible Rider | Retail Trade | % of Load | 0 | 2025 | 1.2151e-05
ENS | High | C&I Curtailment | C&I Curtailment- Industrial | Interruptible Rider | Manufacturing | % of Load | 0 | 2025 | 0.00028661
ENS | High | Dynamic Pricing | Dynamic Pricing with enabling tech. | Small Commercial | Manufacturing | % of Load | 1 | 2025 | 0.00012996
ENS | High | Dynamic Pricing | Dynamic Pricing with enabling tech. | Small Commercial | Miscellaneous | % of Load | 1 | 2025 | 0.0012976
ENS | High | Dynamic Pricing | Dynamic Pricing with enabling tech. | Small Commercial | Offices | % of Load | 1 | 2025 | 0.0010429
ENS | High | Dynamic Pricing | Dynamic Pricing with enabling tech. | Small Commercial | Retail Trade | % of Load | 1 | 2025 | 0.0024009
ENS | High | Dynamic Pricing | Dynamic Pricing with enabling tech. | Small Commercial | Services | % of Load | 1 | 2025 | 0.002891
ENS | High | Dynamic Pricing | Dynamic Pricing w/o enabling tech. | Small Commercial | Manufacturing | % of Load | 1 | 2025 | 7.7867e-06
ENS | High | Dynamic Pricing | Dynamic Pricing w/o enabling tech. | Small Commercial | Miscellaneous | % of Load | 1 | 2025 | 7.7753e-05
ENS | High | Dynamic Pricing | Dynamic Pricing w/o enabling tech. | Small Commercial | Offices | % of Load | 1 | 2025 | 6.2492e-05
ENS | High | Dynamic Pricing | Dynamic Pricing w/o enabling tech. | Small Commercial | Retail Trade | % of Load | 1 | 2025 | 0.00014386
ENS | High | Dynamic Pricing | Dynamic Pricing w/o enabling tech. | Small Commercial | Services | % of Load | 1 | 2025 | 0.00017322
ENS | High | Dynamic Pricing | Dynamic Pricing with enabling tech. | Large Commercial | Offices | % of Load | 1 | 2025 | 0.00017087
ENS | High | Dynamic Pricing | Dynamic Pricing with enabling tech. | Large Commercial | Services | % of Load | 1 | 2025 | 0.0010621
ENS | High | Dynamic Pricing | Dynamic Pricing w/o enabling tech. | Large Commercial | Offices | % of Load | 1 | 2025 | 8.2111e-05
ENS | High | Dynamic Pricing | Dynamic Pricing w/o enabling tech. | Large Commercial | Services | % of Load | 1 | 2025 | 0.00051037
ENS | High | Dynamic Pricing | Dynamic Pricing with enabling tech. | Small Industrial | Manufacturing | % of Load | 1 | 2025 | 0.00018366
ENS | High | Dynamic Pricing | Dynamic Pricing with enabling tech. | Small Industrial | Miscellaneous | % of Load | 1 | 2025 | 0.00024024
ENS | High | Dynamic Pricing | Dynamic Pricing with enabling tech. | Small Industrial | Offices | % of Load | 1 | 2025 | 1.4566e-05
ENS | High | Dynamic Pricing | Dynamic Pricing with enabling tech. | Small Industrial | Retail Trade | % of Load | 1 | 2025 | 4.0792e-05
ENS | High | Dynamic Pricing | Dynamic Pricing with enabling tech. | Small Industrial | Services | % of Load | 1 | 2025 | 5.0852e-05
ENS | High | Dynamic Pricing | Dynamic Pricing w/o enabling tech. | Small Industrial | Manufacturing | % of Load | 1 | 2025 | 1.1004e-05
ENS | High | Dynamic Pricing | Dynamic Pricing w/o enabling tech. | Small Industrial | Miscellaneous | % of Load | 1 | 2025 | 1.4395e-05
ENS | High | Dynamic Pricing | Dynamic Pricing w/o enabling tech. | Small Industrial | Offices | % of Load | 1 | 2025 | 8.728e-07
ENS | High | Dynamic Pricing | Dynamic Pricing w/o enabling tech. | Small Industrial | Retail Trade | % of Load | 1 | 2025 | 2.4442e-06
ENS | High | Dynamic Pricing | Dynamic Pricing w/o enabling tech. | Small Industrial | Services | % of Load | 1 | 2025 | 3.047e-06
ENS | High | Dynamic Pricing | Dynamic Pricing with enabling tech. | Large Industrial | Manufacturing | % of Load | 1 | 2025 | 0.00099201
ENS | High | Dynamic Pricing | Dynamic Pricing with enabling tech. | Large Industrial | Miscellaneous | % of Load | 1 | 2025 | 0.00041532
ENS | High | Dynamic Pricing | Dynamic Pricing with enabling tech. | Large Industrial | Offices | % of Load | 1 | 2025 | 3.4707e-05
ENS | High | Dynamic Pricing | Dynamic Pricing with enabling tech. | Large Industrial | Retail Trade | % of Load | 1 | 2025 | 0.00017801
ENS | High | Dynamic Pricing | Dynamic Pricing with enabling tech. | Large Industrial | Services | % of Load | 1 | 2025 | 8.8045e-05
ENS | High | Dynamic Pricing | Dynamic Pricing w/o enabling tech. | Large Industrial | Manufacturing | % of Load | 1 | 2025 | 0.00047671
ENS | High | Dynamic Pricing | Dynamic Pricing w/o enabling tech. | Large Industrial | Miscellaneous | % of Load | 1 | 2025 | 0.00019958
ENS | High | Dynamic Pricing | Dynamic Pricing w/o enabling tech. | Large Industrial | Offices | % of Load | 1 | 2025 | 1.6679e-05
ENS | High | Dynamic Pricing | Dynamic Pricing w/o enabling tech. | Large Industrial | Retail Trade | % of Load | 1 | 2025 | 8.5544e-05
ENS | High | Dynamic Pricing | Dynamic Pricing w/o enabling tech. | Large Industrial | Services | % of Load | 1 | 2025 | 4.231e-05
ENS | High | Dynamic Pricing | Dynamic Pricing with enabling tech. | Interruptible Rider | Manufacturing | % of Load | 1 | 2025 | 0.00039425
ENS | High | Dynamic Pricing | Dynamic Pricing with enabling tech. | Interruptible Rider | Miscellaneous | % of Load | 1 | 2025 | 0.0008375
ENS | High | Dynamic Pricing | Dynamic Pricing with enabling tech. | Interruptible Rider | Retail Trade | % of Load | 1 | 2025 | 4.9304e-05
ENS | High | Dynamic Pricing | Dynamic Pricing w/o enabling tech. | Interruptible Rider | Manufacturing | % of Load | 1 | 2025 | 0.00018946
ENS | High | Dynamic Pricing | Dynamic Pricing w/o enabling tech. | Interruptible Rider | Miscellaneous | % of Load | 1 | 2025 | 0.00040246
ENS | High | Dynamic Pricing | Dynamic Pricing w/o enabling tech. | Interruptible Rider | Retail Trade | % of Load | 1 | 2025 | 2.3693e-05
ENS | High | Dynamic Pricing | Dynamic Pricing with enabling tech. | Residential | Residential Market Rate | % of Load | 1 | 2025 | 0.025122
ENS | High | Dynamic Pricing | Dynamic Pricing w/o enabling tech. | Residential | Residential Market Rate | % of Load | 1 | 2025 | 0.016982
ENS | High | BTM Battery Control | BTM Battery Control | Small Commercial | Manufacturing | % of Load | 0 | 2025 | 6.6224e-06
ENS | High | BTM Battery Control | BTM Battery Control | Small Commercial | Miscellaneous | % of Load | 0 | 2025 | 4.8908e-05
ENS | High | BTM Battery Control | BTM Battery Control | Small Commercial | Offices | % of Load | 0 | 2025 | 1.6947e-05
ENS | High | BTM Battery Control | BTM Battery Control | Small Commercial | Retail Trade | % of Load | 0 | 2025 | 2.9575e-05
ENS | High | BTM Battery Control | BTM Battery Control | Small Commercial | Services | % of Load | 0 | 2025 | 6.4382e-05
ENS | High | BTM Battery Control | BTM Battery Control | Large Commercial | Offices | % of Load | 0 | 2025 | 6.2338e-06
ENS | High | BTM Battery Control | BTM Battery Control | Large Commercial | Services | % of Load | 0 | 2025 | 3.3247e-05
ENS | High | BTM Battery Control | BTM Battery Control | Small Industrial | Manufacturing | % of Load | 0 | 2025 | 1.6341e-07
ENS | High | BTM Battery Control | BTM Battery Control | Small Industrial | Miscellaneous | % of Load | 0 | 2025 | 1.0558e-06
ENS | High | BTM Battery Control | BTM Battery Control | Small Industrial | Offices | % of Load | 0 | 2025 | 4.1679e-07
ENS | High | BTM Battery Control | BTM Battery Control | Small Industrial | Retail Trade | % of Load | 0 | 2025 | 7.2526e-07
ENS | High | BTM Battery Control | BTM Battery Control | Small Industrial | Services | % of Load | 0 | 2025 | 1.579e-06
ENS | High | BTM Battery Control | BTM Battery Control | Large Industrial | Manufacturing | % of Load | 0 | 2025 | 4.0812e-06
ENS | High | BTM Battery Control | BTM Battery Control | Large Industrial | Miscellaneous | % of Load | 0 | 2025 | 1.8922e-05
ENS | High | BTM Battery Control | BTM Battery Control | Large Industrial | Offices | % of Load | 0 | 2025 | 2.2261e-06
ENS | High | BTM Battery Control | BTM Battery Control | Large Industrial | Retail Trade | % of Load | 0 | 2025 | 1.1131e-05
ENS | High | BTM Battery Control | BTM Battery Control | Large Industrial | Services | % of Load | 0 | 2025 | 2.4116e-05
ENS | High | BTM Battery Control | BTM Battery Control | Interruptible Rider | Manufacturing | % of Load | 0 | 2025 | 5.4553e-06
ENS | High | BTM Battery Control | BTM Battery Control | Interruptible Rider | Miscellaneous | % of Load | 0 | 2025 | 1.4548e-05
ENS | High | BTM Battery Control | BTM Battery Control | Interruptible Rider | Retail Trade | % of Load | 0 | 2025 | 2.1821e-05
ENS | High | BTM Battery Control | BTM Battery Control | Residential | Residential LI | % of Load | 0 | 2025 | 0.00046486
ENS | High | BTM Battery Control | BTM Battery Control | Residential | Residential Market Rate | % of Load | 0 | 2025 | 0.00052381
ENS | High | EV Charging Control | EV Charging Control | EV | EV | % of Load | 0 | 2025 | 0.00019638
ENS | High | Behavioral DR | Behavioral DR | Residential | Residential LI | % of Load | 1 | 2025 | 0.00027061
ENS | High | Behavioral DR | Behavioral DR | Residential | Residential Market Rate | % of Load | 1 | 2025 | 0.002282
ENS | High | DLC | DLC-Switch-Water Heating | Small Commercial | Miscellaneous | % of Load | 0 | 2026 | 1.2195e-05
ENS | High | DLC | DLC-Switch-Water Heating | Small Commercial | Offices | % of Load | 0 | 2026 | 7.3838e-06
ENS | High | DLC | DLC-Switch-Water Heating | Small Commercial | Retail Trade | % of Load | 0 | 2026 | 4.1654e-05
ENS | High | DLC | DLC-Switch-Water Heating | Small Commercial | Services | % of Load | 0 | 2026 | 5.0119e-05
ENS | High | DLC | DLC-Thermostat-HVAC | Small Commercial | Miscellaneous | % of Load | 0 | 2026 | 8.1845e-05
ENS | High | DLC | DLC-Thermostat-HVAC | Small Commercial | Offices | % of Load | 0 | 2026 | 0.0001219
ENS | High | DLC | DLC-Thermostat-HVAC | Small Commercial | Retail Trade | % of Load | 0 | 2026 | 0.00012366
ENS | High | DLC | DLC-Thermostat-HVAC | Small Commercial | Services | % of Load | 0 | 2026 | 0.0001489
ENS | High | DLC | DLC-Switch-Water Heating | Small Industrial | Miscellaneous | % of Load | 0 | 2026 | 2.3467e-06
ENS | High | DLC | DLC-Switch-Water Heating | Small Industrial | Offices | % of Load | 0 | 2026 | 9.4104e-08
ENS | High | DLC | DLC-Switch-Water Heating | Small Industrial | Retail Trade | % of Load | 0 | 2026 | 6.3904e-07
ENS | High | DLC | DLC-Switch-Water Heating | Small Industrial | Services | % of Load | 0 | 2026 | 7.9664e-07
ENS | High | DLC | DLC-Thermostat-HVAC | Small Industrial | Miscellaneous | % of Load | 0 | 2026 | 1.6472e-05
ENS | High | DLC | DLC-Thermostat-HVAC | Small Industrial | Offices | % of Load | 0 | 2026 | 1.5894e-06
ENS | High | DLC | DLC-Thermostat-HVAC | Small Industrial | Retail Trade | % of Load | 0 | 2026 | 1.984e-06
ENS | High | DLC | DLC-Thermostat-HVAC | Small Industrial | Services | % of Load | 0 | 2026 | 2.4733e-06
ENS | High | DLC | DLC-Switch-Water Heating | Residential | Residential LI | % of Load | 0 | 2026 | 0.0033009
ENS | High | DLC | DLC-Switch-Water Heating | Residential | Residential Market Rate | % of Load | 0 | 2026 | 0.0012913
ENS | High | DLC | DLC-Thermostat-Heat Pump | Residential | Residential LI | % of Load | 0 | 2026 | 0.00059413
ENS | High | DLC | DLC-Thermostat-Heat Pump | Residential | Residential Market Rate | % of Load | 0 | 2026 | 0.00082848
ENS | High | DLC | DLC-Thermostat-Electric Furnace | Residential | Residential LI | % of Load | 0 | 2026 | 0.0031357
ENS | High | DLC | DLC-Thermostat-Electric Furnace | Residential | Residential Market Rate | % of Load | 0 | 2026 | 0.00035122
ENS | High | C&I Curtailment | C&I Curtailment- Manual HVAC Control | Large Commercial | Offices | % of Load | 0 | 2026 | 2.9368e-05
ENS | High | C&I Curtailment | C&I Curtailment- Manual HVAC Control | Large Commercial | Services | % of Load | 0 | 2026 | 6.0026e-05
ENS | High | C&I Curtailment | C&I Curtailment- Auto-DR HVAC Control | Large Commercial | Offices | % of Load | 0 | 2026 | 6.3243e-05
ENS | High | C&I Curtailment | C&I Curtailment- Auto-DR HVAC Control | Large Commercial | Services | % of Load | 0 | 2026 | 0.00012926
ENS | High | C&I Curtailment | C&I Curtailment- Standard Lighting Control | Large Commercial | Offices | % of Load | 0 | 2026 | 6.7902e-06
ENS | High | C&I Curtailment | C&I Curtailment- Standard Lighting Control | Large Commercial | Services | % of Load | 0 | 2026 | 4.4316e-05
ENS | High | C&I Curtailment | C&I Curtailment- Advanced Lighting Control | Large Commercial | Offices | % of Load | 0 | 2026 | 3.3951e-06
ENS | High | C&I Curtailment | C&I Curtailment- Advanced Lighting Control | Large Commercial | Services | % of Load | 0 | 2026 | 2.2158e-05
ENS | High | C&I Curtailment | C&I Curtailment- Water Heating Control | Large Commercial | Offices | % of Load | 0 | 2026 | 6.8972e-07
ENS | High | C&I Curtailment | C&I Curtailment- Water Heating Control | Large Commercial | Services | % of Load | 0 | 2026 | 7.6477e-06
ENS | High | C&I Curtailment | C&I Curtailment- Other | Large Commercial | Offices | % of Load | 0 | 2026 | 1.2153e-05
ENS | High | C&I Curtailment | C&I Curtailment- Other | Large Commercial | Services | % of Load | 0 | 2026 | 8.1379e-05
ENS | High | C&I Curtailment | C&I Curtailment- Manual HVAC Control | Large Industrial | Miscellaneous | % of Load | 0 | 2026 | 9.4017e-06
ENS | High | C&I Curtailment | C&I Curtailment- Manual HVAC Control | Large Industrial | Offices | % of Load | 0 | 2026 | 5.75e-06
ENS | High | C&I Curtailment | C&I Curtailment- Manual HVAC Control | Large Industrial | Retail Trade | % of Load | 0 | 2026 | 1.631e-05
ENS | High | C&I Curtailment | C&I Curtailment- Manual HVAC Control | Large Industrial | Services | % of Load | 0 | 2026 | 4.8401e-06
ENS | High | C&I Curtailment | C&I Curtailment- Auto-DR HVAC Control | Large Industrial | Miscellaneous | % of Load | 0 | 2026 | 2.0246e-05
ENS | High | C&I Curtailment | C&I Curtailment- Auto-DR HVAC Control | Large Industrial | Offices | % of Load | 0 | 2026 | 1.2383e-05
ENS | High | C&I Curtailment | C&I Curtailment- Auto-DR HVAC Control | Large Industrial | Retail Trade | % of Load | 0 | 2026 | 3.5123e-05
ENS | High | C&I Curtailment | C&I Curtailment- Auto-DR HVAC Control | Large Industrial | Services | % of Load | 0 | 2026 | 1.0423e-05
ENS | High | C&I Curtailment | C&I Curtailment- Standard Lighting Control | Large Industrial | Miscellaneous | % of Load | 0 | 2026 | 7.3803e-06
ENS | High | C&I Curtailment | C&I Curtailment- Standard Lighting Control | Large Industrial | Offices | % of Load | 0 | 2026 | 1.4191e-06
ENS | High | C&I Curtailment | C&I Curtailment- Standard Lighting Control | Large Industrial | Retail Trade | % of Load | 0 | 2026 | 1.2042e-05
ENS | High | C&I Curtailment | C&I Curtailment- Standard Lighting Control | Large Industrial | Services | % of Load | 0 | 2026 | 3.5734e-06
ENS | High | C&I Curtailment | C&I Curtailment- Advanced Lighting Control | Large Industrial | Miscellaneous | % of Load | 0 | 2026 | 3.6901e-06
ENS | High | C&I Curtailment | C&I Curtailment- Advanced Lighting Control | Large Industrial | Offices | % of Load | 0 | 2026 | 7.0955e-07
ENS | High | C&I Curtailment | C&I Curtailment- Advanced Lighting Control | Large Industrial | Retail Trade | % of Load | 0 | 2026 | 6.0208e-06
ENS | High | C&I Curtailment | C&I Curtailment- Advanced Lighting Control | Large Industrial | Services | % of Load | 0 | 2026 | 1.7867e-06
ENS | High | C&I Curtailment | C&I Curtailment- Water Heating Control | Large Industrial | Miscellaneous | % of Load | 0 | 2026 | 4.2599e-07
ENS | High | C&I Curtailment | C&I Curtailment- Water Heating Control | Large Industrial | Offices | % of Load | 0 | 2026 | 1.2772e-07
ENS | High | C&I Curtailment | C&I Curtailment- Water Heating Control | Large Industrial | Retail Trade | % of Load | 0 | 2026 | 2.078e-06
ENS | High | C&I Curtailment | C&I Curtailment- Water Heating Control | Large Industrial | Services | % of Load | 0 | 2026 | 6.1667e-07
ENS | High | C&I Curtailment | C&I Curtailment- Other | Large Industrial | Miscellaneous | % of Load | 0 | 2026 | 9.2075e-06
ENS | High | C&I Curtailment | C&I Curtailment- Other | Large Industrial | Offices | % of Load | 0 | 2026 | 2.4383e-06
ENS | High | C&I Curtailment | C&I Curtailment- Other | Large Industrial | Retail Trade | % of Load | 0 | 2026 | 2.2112e-05
ENS | High | C&I Curtailment | C&I Curtailment- Other | Large Industrial | Services | % of Load | 0 | 2026 | 6.562e-06
ENS | High | C&I Curtailment | C&I Curtailment- Industrial | Large Industrial | Manufacturing | % of Load | 0 | 2026 | 0.00035203
ENS | High | C&I Curtailment | C&I Curtailment- Manual HVAC Control | Interruptible Rider | Miscellaneous | % of Load | 0 | 2026 | 0.00031625
ENS | High | C&I Curtailment | C&I Curtailment- Manual HVAC Control | Interruptible Rider | Retail Trade | % of Load | 0 | 2026 | 8.9516e-06
ENS | High | C&I Curtailment | C&I Curtailment- Auto-DR HVAC Control | Interruptible Rider | Miscellaneous | % of Load | 0 | 2026 | 0.00068104
ENS | High | C&I Curtailment | C&I Curtailment- Auto-DR HVAC Control | Interruptible Rider | Retail Trade | % of Load | 0 | 2026 | 1.9277e-05
ENS | High | C&I Curtailment | C&I Curtailment- Standard Lighting Control | Interruptible Rider | Miscellaneous | % of Load | 0 | 2026 | 9.6743e-05
ENS | High | C&I Curtailment | C&I Curtailment- Standard Lighting Control | Interruptible Rider | Retail Trade | % of Load | 0 | 2026 | 6.975e-06
ENS | High | C&I Curtailment | C&I Curtailment- Advanced Lighting Control | Interruptible Rider | Miscellaneous | % of Load | 0 | 2026 | 4.8372e-05
ENS | High | C&I Curtailment | C&I Curtailment- Advanced Lighting Control | Interruptible Rider | Retail Trade | % of Load | 0 | 2026 | 3.4875e-06
ENS | High | C&I Curtailment | C&I Curtailment- Water Heating Control | Interruptible Rider | Miscellaneous | % of Load | 0 | 2026 | 8.2869e-06
ENS | High | C&I Curtailment | C&I Curtailment- Water Heating Control | Interruptible Rider | Retail Trade | % of Load | 0 | 2026 | 1.087e-06
ENS | High | C&I Curtailment | C&I Curtailment- Other | Interruptible Rider | Miscellaneous | % of Load | 0 | 2026 | 0.0001497
ENS | High | C&I Curtailment | C&I Curtailment- Other | Interruptible Rider | Retail Trade | % of Load | 0 | 2026 | 1.2022e-05
ENS | High | C&I Curtailment | C&I Curtailment- Industrial | Interruptible Rider | Manufacturing | % of Load | 0 | 2026 | 0.00027694
ENS | High | Dynamic Pricing | Dynamic Pricing with enabling tech. | Small Commercial | Manufacturing | % of Load | 1 | 2026 | 0.00014136
ENS | High | Dynamic Pricing | Dynamic Pricing with enabling tech. | Small Commercial | Miscellaneous | % of Load | 1 | 2026 | 0.0014326
ENS | High | Dynamic Pricing | Dynamic Pricing with enabling tech. | Small Commercial | Offices | % of Load | 1 | 2026 | 0.0011537
ENS | High | Dynamic Pricing | Dynamic Pricing with enabling tech. | Small Commercial | Retail Trade | % of Load | 1 | 2026 | 0.0026432
ENS | High | Dynamic Pricing | Dynamic Pricing with enabling tech. | Small Commercial | Services | % of Load | 1 | 2026 | 0.0031824
ENS | High | Dynamic Pricing | Dynamic Pricing w/o enabling tech. | Small Commercial | Manufacturing | % of Load | 1 | 2026 | 8.47e-06
ENS | High | Dynamic Pricing | Dynamic Pricing w/o enabling tech. | Small Commercial | Miscellaneous | % of Load | 1 | 2026 | 8.584e-05
ENS | High | Dynamic Pricing | Dynamic Pricing w/o enabling tech. | Small Commercial | Offices | % of Load | 1 | 2026 | 6.9126e-05
ENS | High | Dynamic Pricing | Dynamic Pricing w/o enabling tech. | Small Commercial | Retail Trade | % of Load | 1 | 2026 | 0.00015837
ENS | High | Dynamic Pricing | Dynamic Pricing w/o enabling tech. | Small Commercial | Services | % of Load | 1 | 2026 | 0.00019069
ENS | High | Dynamic Pricing | Dynamic Pricing with enabling tech. | Large Commercial | Offices | % of Load | 1 | 2026 | 0.00018819
ENS | High | Dynamic Pricing | Dynamic Pricing with enabling tech. | Large Commercial | Services | % of Load | 1 | 2026 | 0.0011682
ENS | High | Dynamic Pricing | Dynamic Pricing w/o enabling tech. | Large Commercial | Offices | % of Load | 1 | 2026 | 9.0437e-05
ENS | High | Dynamic Pricing | Dynamic Pricing w/o enabling tech. | Large Commercial | Services | % of Load | 1 | 2026 | 0.00056137
ENS | High | Dynamic Pricing | Dynamic Pricing with enabling tech. | Small Industrial | Manufacturing | % of Load | 1 | 2026 | 0.00020204
ENS | High | Dynamic Pricing | Dynamic Pricing with enabling tech. | Small Industrial | Miscellaneous | % of Load | 1 | 2026 | 0.00026826
ENS | High | Dynamic Pricing | Dynamic Pricing with enabling tech. | Small Industrial | Offices | % of Load | 1 | 2026 | 1.6335e-05
ENS | High | Dynamic Pricing | Dynamic Pricing with enabling tech. | Small Industrial | Retail Trade | % of Load | 1 | 2026 | 4.5714e-05
ENS | High | Dynamic Pricing | Dynamic Pricing with enabling tech. | Small Industrial | Services | % of Load | 1 | 2026 | 5.6988e-05
ENS | High | Dynamic Pricing | Dynamic Pricing w/o enabling tech. | Small Industrial | Manufacturing | % of Load | 1 | 2026 | 1.2106e-05
ENS | High | Dynamic Pricing | Dynamic Pricing w/o enabling tech. | Small Industrial | Miscellaneous | % of Load | 1 | 2026 | 1.6074e-05
ENS | High | Dynamic Pricing | Dynamic Pricing w/o enabling tech. | Small Industrial | Offices | % of Load | 1 | 2026 | 9.7878e-07
ENS | High | Dynamic Pricing | Dynamic Pricing w/o enabling tech. | Small Industrial | Retail Trade | % of Load | 1 | 2026 | 2.7391e-06
ENS | High | Dynamic Pricing | Dynamic Pricing w/o enabling tech. | Small Industrial | Services | % of Load | 1 | 2026 | 3.4146e-06
ENS | High | Dynamic Pricing | Dynamic Pricing with enabling tech. | Large Industrial | Manufacturing | % of Load | 1 | 2026 | 0.0010996
ENS | High | Dynamic Pricing | Dynamic Pricing with enabling tech. | Large Industrial | Miscellaneous | % of Load | 1 | 2026 | 0.00046792
ENS | High | Dynamic Pricing | Dynamic Pricing with enabling tech. | Large Industrial | Offices | % of Load | 1 | 2026 | 3.954e-05
ENS | High | Dynamic Pricing | Dynamic Pricing with enabling tech. | Large Industrial | Retail Trade | % of Load | 1 | 2026 | 0.00020102
ENS | High | Dynamic Pricing | Dynamic Pricing with enabling tech. | Large Industrial | Services | % of Load | 1 | 2026 | 9.9425e-05
ENS | High | Dynamic Pricing | Dynamic Pricing w/o enabling tech. | Large Industrial | Manufacturing | % of Load | 1 | 2026 | 0.00052839
ENS | High | Dynamic Pricing | Dynamic Pricing w/o enabling tech. | Large Industrial | Miscellaneous | % of Load | 1 | 2026 | 0.00022486
ENS | High | Dynamic Pricing | Dynamic Pricing w/o enabling tech. | Large Industrial | Offices | % of Load | 1 | 2026 | 1.9001e-05
ENS | High | Dynamic Pricing | Dynamic Pricing w/o enabling tech. | Large Industrial | Retail Trade | % of Load | 1 | 2026 | 9.66e-05
ENS | High | Dynamic Pricing | Dynamic Pricing w/o enabling tech. | Large Industrial | Services | % of Load | 1 | 2026 | 4.7779e-05
ENS | High | Dynamic Pricing | Dynamic Pricing with enabling tech. | Interruptible Rider | Manufacturing | % of Load | 1 | 2026 | 0.00043071
ENS | High | Dynamic Pricing | Dynamic Pricing with enabling tech. | Interruptible Rider | Miscellaneous | % of Load | 1 | 2026 | 0.00093209
ENS | High | Dynamic Pricing | Dynamic Pricing with enabling tech. | Interruptible Rider | Retail Trade | % of Load | 1 | 2026 | 5.4872e-05
ENS | High | Dynamic Pricing | Dynamic Pricing w/o enabling tech. | Interruptible Rider | Manufacturing | % of Load | 1 | 2026 | 0.00020698
ENS | High | Dynamic Pricing | Dynamic Pricing w/o enabling tech. | Interruptible Rider | Miscellaneous | % of Load | 1 | 2026 | 0.00044792
ENS | High | Dynamic Pricing | Dynamic Pricing w/o enabling tech. | Interruptible Rider | Retail Trade | % of Load | 1 | 2026 | 2.6369e-05
ENS | High | Dynamic Pricing | Dynamic Pricing with enabling tech. | Residential | Residential Market Rate | % of Load | 1 | 2026 | 0.028009
ENS | High | Dynamic Pricing | Dynamic Pricing w/o enabling tech. | Residential | Residential Market Rate | % of Load | 1 | 2026 | 0.018933
ENS | High | BTM Battery Control | BTM Battery Control | Small Commercial | Manufacturing | % of Load | 0 | 2026 | 7.6367e-06
ENS | High | BTM Battery Control | BTM Battery Control | Small Commercial | Miscellaneous | % of Load | 0 | 2026 | 5.6433e-05
ENS | High | BTM Battery Control | BTM Battery Control | Small Commercial | Offices | % of Load | 0 | 2026 | 1.9543e-05
ENS | High | BTM Battery Control | BTM Battery Control | Small Commercial | Retail Trade | % of Load | 0 | 2026 | 3.41e-05
ENS | High | BTM Battery Control | BTM Battery Control | Small Commercial | Services | % of Load | 0 | 2026 | 7.4232e-05
ENS | High | BTM Battery Control | BTM Battery Control | Large Commercial | Offices | % of Load | 0 | 2026 | 7.1885e-06
ENS | High | BTM Battery Control | BTM Battery Control | Large Commercial | Services | % of Load | 0 | 2026 | 3.8339e-05
ENS | High | BTM Battery Control | BTM Battery Control | Small Industrial | Manufacturing | % of Load | 0 | 2026 | 1.8844e-07
ENS | High | BTM Battery Control | BTM Battery Control | Small Industrial | Miscellaneous | % of Load | 0 | 2026 | 1.2132e-06
ENS | High | BTM Battery Control | BTM Battery Control | Small Industrial | Offices | % of Load | 0 | 2026 | 4.8063e-07
ENS | High | BTM Battery Control | BTM Battery Control | Small Industrial | Retail Trade | % of Load | 0 | 2026 | 8.3633e-07
ENS | High | BTM Battery Control | BTM Battery Control | Small Industrial | Services | % of Load | 0 | 2026 | 1.8209e-06
ENS | High | BTM Battery Control | BTM Battery Control | Large Industrial | Manufacturing | % of Load | 0 | 2026 | 4.7063e-06
ENS | High | BTM Battery Control | BTM Battery Control | Large Industrial | Miscellaneous | % of Load | 0 | 2026 | 2.182e-05
ENS | High | BTM Battery Control | BTM Battery Control | Large Industrial | Offices | % of Load | 0 | 2026 | 2.5671e-06
ENS | High | BTM Battery Control | BTM Battery Control | Large Industrial | Retail Trade | % of Load | 0 | 2026 | 1.2835e-05
ENS | High | BTM Battery Control | BTM Battery Control | Large Industrial | Services | % of Load | 0 | 2026 | 2.781e-05
ENS | High | BTM Battery Control | BTM Battery Control | Interruptible Rider | Manufacturing | % of Load | 0 | 2026 | 6.2908e-06
ENS | High | BTM Battery Control | BTM Battery Control | Interruptible Rider | Miscellaneous | % of Load | 0 | 2026 | 1.6776e-05
ENS | High | BTM Battery Control | BTM Battery Control | Interruptible Rider | Retail Trade | % of Load | 0 | 2026 | 2.5163e-05
ENS | High | BTM Battery Control | BTM Battery Control | Residential | Residential LI | % of Load | 0 | 2026 | 0.0006586
ENS | High | BTM Battery Control | BTM Battery Control | Residential | Residential Market Rate | % of Load | 0 | 2026 | 0.00036901
ENS | High | EV Charging Control | EV Charging Control | EV | EV | % of Load | 0 | 2026 | 0.00028547
ENS | High | Behavioral DR | Behavioral DR | Residential | Residential LI | % of Load | 1 | 2026 | 0.00030023
ENS | High | Behavioral DR | Behavioral DR | Residential | Residential Market Rate | % of Load | 1 | 2026 | 0.0025629
ENS | High | DLC | DLC-Switch-Water Heating | Small Commercial | Miscellaneous | % of Load | 0 | 2027 | 1.246e-05
ENS | High | DLC | DLC-Switch-Water Heating | Small Commercial | Offices | % of Load | 0 | 2027 | 7.5316e-06
ENS | High | DLC | DLC-Switch-Water Heating | Small Commercial | Retail Trade | % of Load | 0 | 2027 | 4.2579e-05
ENS | High | DLC | DLC-Switch-Water Heating | Small Commercial | Services | % of Load | 0 | 2027 | 5.1223e-05
ENS | High | DLC | DLC-Thermostat-HVAC | Small Commercial | Miscellaneous | % of Load | 0 | 2027 | 8.2094e-05
ENS | High | DLC | DLC-Thermostat-HVAC | Small Commercial | Offices | % of Load | 0 | 2027 | 0.00012349
ENS | High | DLC | DLC-Thermostat-HVAC | Small Commercial | Retail Trade | % of Load | 0 | 2027 | 0.00012313
ENS | High | DLC | DLC-Thermostat-HVAC | Small Commercial | Services | % of Load | 0 | 2027 | 0.00014825
ENS | High | DLC | DLC-Switch-Water Heating | Small Industrial | Miscellaneous | % of Load | 0 | 2027 | 2.4098e-06
ENS | High | DLC | DLC-Switch-Water Heating | Small Industrial | Offices | % of Load | 0 | 2027 | 9.6406e-08
ENS | High | DLC | DLC-Switch-Water Heating | Small Industrial | Retail Trade | % of Load | 0 | 2027 | 6.5703e-07
ENS | High | DLC | DLC-Switch-Water Heating | Small Industrial | Services | % of Load | 0 | 2027 | 8.1906e-07
ENS | High | DLC | DLC-Thermostat-HVAC | Small Industrial | Miscellaneous | % of Load | 0 | 2027 | 1.6677e-05
ENS | High | DLC | DLC-Thermostat-HVAC | Small Industrial | Offices | % of Load | 0 | 2027 | 1.6247e-06
ENS | High | DLC | DLC-Thermostat-HVAC | Small Industrial | Retail Trade | % of Load | 0 | 2027 | 2.006e-06
ENS | High | DLC | DLC-Thermostat-HVAC | Small Industrial | Services | % of Load | 0 | 2027 | 2.5007e-06
ENS | High | DLC | DLC-Switch-Water Heating | Residential | Residential LI | % of Load | 0 | 2027 | 0.0033254
ENS | High | DLC | DLC-Switch-Water Heating | Residential | Residential Market Rate | % of Load | 0 | 2027 | 0.0013582
ENS | High | DLC | DLC-Thermostat-Heat Pump | Residential | Residential LI | % of Load | 0 | 2027 | 0.00067931
ENS | High | DLC | DLC-Thermostat-Heat Pump | Residential | Residential Market Rate | % of Load | 0 | 2027 | 0.00090683
ENS | High | DLC | DLC-Thermostat-Electric Furnace | Residential | Residential LI | % of Load | 0 | 2027 | 0.0030968
ENS | High | DLC | DLC-Thermostat-Electric Furnace | Residential | Residential Market Rate | % of Load | 0 | 2027 | 0.00033596
ENS | High | C&I Curtailment | C&I Curtailment- Manual HVAC Control | Large Commercial | Offices | % of Load | 0 | 2027 | 2.8134e-05
ENS | High | C&I Curtailment | C&I Curtailment- Manual HVAC Control | Large Commercial | Services | % of Load | 0 | 2027 | 5.6625e-05
ENS | High | C&I Curtailment | C&I Curtailment- Auto-DR HVAC Control | Large Commercial | Offices | % of Load | 0 | 2027 | 7.2648e-05
ENS | High | C&I Curtailment | C&I Curtailment- Auto-DR HVAC Control | Large Commercial | Services | % of Load | 0 | 2027 | 0.00014622
ENS | High | C&I Curtailment | C&I Curtailment- Standard Lighting Control | Large Commercial | Offices | % of Load | 0 | 2027 | 6.9274e-06
ENS | High | C&I Curtailment | C&I Curtailment- Standard Lighting Control | Large Commercial | Services | % of Load | 0 | 2027 | 4.5647e-05
ENS | High | C&I Curtailment | C&I Curtailment- Advanced Lighting Control | Large Commercial | Offices | % of Load | 0 | 2027 | 3.4637e-06
ENS | High | C&I Curtailment | C&I Curtailment- Advanced Lighting Control | Large Commercial | Services | % of Load | 0 | 2027 | 2.2823e-05
ENS | High | C&I Curtailment | C&I Curtailment- Water Heating Control | Large Commercial | Offices | % of Load | 0 | 2027 | 7.4368e-07
ENS | High | C&I Curtailment | C&I Curtailment- Water Heating Control | Large Commercial | Services | % of Load | 0 | 2027 | 8.2434e-06
ENS | High | C&I Curtailment | C&I Curtailment- Other | Large Commercial | Offices | % of Load | 0 | 2027 | 1.2948e-05
ENS | High | C&I Curtailment | C&I Curtailment- Other | Large Commercial | Services | % of Load | 0 | 2027 | 8.6944e-05
ENS | High | C&I Curtailment | C&I Curtailment- Manual HVAC Control | Large Industrial | Miscellaneous | % of Load | 0 | 2027 | 9.074e-06
ENS | High | C&I Curtailment | C&I Curtailment- Manual HVAC Control | Large Industrial | Offices | % of Load | 0 | 2027 | 5.6371e-06
ENS | High | C&I Curtailment | C&I Curtailment- Manual HVAC Control | Large Industrial | Retail Trade | % of Load | 0 | 2027 | 1.5675e-05
ENS | High | C&I Curtailment | C&I Curtailment- Manual HVAC Control | Large Industrial | Services | % of Load | 0 | 2027 | 4.6518e-06
ENS | High | C&I Curtailment | C&I Curtailment- Auto-DR HVAC Control | Large Industrial | Miscellaneous | % of Load | 0 | 2027 | 2.3431e-05
ENS | High | C&I Curtailment | C&I Curtailment- Auto-DR HVAC Control | Large Industrial | Offices | % of Load | 0 | 2027 | 1.4556e-05
ENS | High | C&I Curtailment | C&I Curtailment- Auto-DR HVAC Control | Large Industrial | Retail Trade | % of Load | 0 | 2027 | 4.0477e-05
ENS | High | C&I Curtailment | C&I Curtailment- Auto-DR HVAC Control | Large Industrial | Services | % of Load | 0 | 2027 | 1.2012e-05
ENS | High | C&I Curtailment | C&I Curtailment- Standard Lighting Control | Large Industrial | Miscellaneous | % of Load | 0 | 2027 | 7.8271e-06
ENS | High | C&I Curtailment | C&I Curtailment- Standard Lighting Control | Large Industrial | Offices | % of Load | 0 | 2027 | 1.5022e-06
ENS | High | C&I Curtailment | C&I Curtailment- Standard Lighting Control | Large Industrial | Retail Trade | % of Load | 0 | 2027 | 1.2636e-05
ENS | High | C&I Curtailment | C&I Curtailment- Standard Lighting Control | Large Industrial | Services | % of Load | 0 | 2027 | 3.75e-06
ENS | High | C&I Curtailment | C&I Curtailment- Advanced Lighting Control | Large Industrial | Miscellaneous | % of Load | 0 | 2027 | 3.9136e-06
ENS | High | C&I Curtailment | C&I Curtailment- Advanced Lighting Control | Large Industrial | Offices | % of Load | 0 | 2027 | 7.511e-07
ENS | High | C&I Curtailment | C&I Curtailment- Advanced Lighting Control | Large Industrial | Retail Trade | % of Load | 0 | 2027 | 6.3182e-06
ENS | High | C&I Curtailment | C&I Curtailment- Advanced Lighting Control | Large Industrial | Services | % of Load | 0 | 2027 | 1.875e-06
ENS | High | C&I Curtailment | C&I Curtailment- Water Heating Control | Large Industrial | Miscellaneous | % of Load | 0 | 2027 | 4.629e-07
ENS | High | C&I Curtailment | C&I Curtailment- Water Heating Control | Large Industrial | Offices | % of Load | 0 | 2027 | 1.3954e-07
ENS | High | C&I Curtailment | C&I Curtailment- Water Heating Control | Large Industrial | Retail Trade | % of Load | 0 | 2027 | 2.282e-06
ENS | High | C&I Curtailment | C&I Curtailment- Water Heating Control | Large Industrial | Services | % of Load | 0 | 2027 | 6.7721e-07
ENS | High | C&I Curtailment | C&I Curtailment- Other | Large Industrial | Miscellaneous | % of Load | 0 | 2027 | 9.9877e-06
ENS | High | C&I Curtailment | C&I Curtailment- Other | Large Industrial | Offices | % of Load | 0 | 2027 | 2.6692e-06
ENS | High | C&I Curtailment | C&I Curtailment- Other | Large Industrial | Retail Trade | % of Load | 0 | 2027 | 2.4068e-05
ENS | High | C&I Curtailment | C&I Curtailment- Other | Large Industrial | Services | % of Load | 0 | 2027 | 7.1426e-06
ENS | High | C&I Curtailment | C&I Curtailment- Industrial | Large Industrial | Manufacturing | % of Load | 0 | 2027 | 0.00037314
ENS | High | C&I Curtailment | C&I Curtailment- Manual HVAC Control | Interruptible Rider | Miscellaneous | % of Load | 0 | 2027 | 0.00030418
ENS | High | C&I Curtailment | C&I Curtailment- Manual HVAC Control | Interruptible Rider | Retail Trade | % of Load | 0 | 2027 | 8.5217e-06
ENS | High | C&I Curtailment | C&I Curtailment- Auto-DR HVAC Control | Interruptible Rider | Miscellaneous | % of Load | 0 | 2027 | 0.00078546
ENS | High | C&I Curtailment | C&I Curtailment- Auto-DR HVAC Control | Interruptible Rider | Retail Trade | % of Load | 0 | 2027 | 2.2005e-05
ENS | High | C&I Curtailment | C&I Curtailment- Standard Lighting Control | Interruptible Rider | Miscellaneous | % of Load | 0 | 2027 | 0.00010078
ENS | High | C&I Curtailment | C&I Curtailment- Standard Lighting Control | Interruptible Rider | Retail Trade | % of Load | 0 | 2027 | 7.3119e-06
ENS | High | C&I Curtailment | C&I Curtailment- Advanced Lighting Control | Interruptible Rider | Miscellaneous | % of Load | 0 | 2027 | 5.0391e-05
ENS | High | C&I Curtailment | C&I Curtailment- Advanced Lighting Control | Interruptible Rider | Retail Trade | % of Load | 0 | 2027 | 3.6559e-06
ENS | High | C&I Curtailment | C&I Curtailment- Water Heating Control | Interruptible Rider | Miscellaneous | % of Load | 0 | 2027 | 8.8948e-06
ENS | High | C&I Curtailment | C&I Curtailment- Water Heating Control | Interruptible Rider | Retail Trade | % of Load | 0 | 2027 | 1.1703e-06
ENS | High | C&I Curtailment | C&I Curtailment- Other | Interruptible Rider | Miscellaneous | % of Load | 0 | 2027 | 0.00016065
ENS | High | C&I Curtailment | C&I Curtailment- Other | Interruptible Rider | Retail Trade | % of Load | 0 | 2027 | 1.2923e-05
ENS | High | C&I Curtailment | C&I Curtailment- Industrial | Interruptible Rider | Manufacturing | % of Load | 0 | 2027 | 0.00029013
ENS | High | Dynamic Pricing | Dynamic Pricing with enabling tech. | Small Commercial | Manufacturing | % of Load | 1 | 2027 | 0.00013755
ENS | High | Dynamic Pricing | Dynamic Pricing with enabling tech. | Small Commercial | Miscellaneous | % of Load | 1 | 2027 | 0.0014184
ENS | High | Dynamic Pricing | Dynamic Pricing with enabling tech. | Small Commercial | Offices | % of Load | 1 | 2027 | 0.001144
ENS | High | Dynamic Pricing | Dynamic Pricing with enabling tech. | Small Commercial | Retail Trade | % of Load | 1 | 2027 | 0.0026088
ENS | High | Dynamic Pricing | Dynamic Pricing with enabling tech. | Small Commercial | Services | % of Load | 1 | 2027 | 0.0031409
ENS | High | Dynamic Pricing | Dynamic Pricing w/o enabling tech. | Small Commercial | Manufacturing | % of Load | 1 | 2027 | 8.242e-06
ENS | High | Dynamic Pricing | Dynamic Pricing w/o enabling tech. | Small Commercial | Miscellaneous | % of Load | 1 | 2027 | 8.4988e-05
ENS | High | Dynamic Pricing | Dynamic Pricing w/o enabling tech. | Small Commercial | Offices | % of Load | 1 | 2027 | 6.8549e-05
ENS | High | Dynamic Pricing | Dynamic Pricing w/o enabling tech. | Small Commercial | Retail Trade | % of Load | 1 | 2027 | 0.00015632
ENS | High | Dynamic Pricing | Dynamic Pricing w/o enabling tech. | Small Commercial | Services | % of Load | 1 | 2027 | 0.0001882
ENS | High | Dynamic Pricing | Dynamic Pricing with enabling tech. | Large Commercial | Offices | % of Load | 1 | 2027 | 0.00018694
ENS | High | Dynamic Pricing | Dynamic Pricing with enabling tech. | Large Commercial | Services | % of Load | 1 | 2027 | 0.0011589
ENS | High | Dynamic Pricing | Dynamic Pricing w/o enabling tech. | Large Commercial | Offices | % of Load | 1 | 2027 | 8.9834e-05
ENS | High | Dynamic Pricing | Dynamic Pricing w/o enabling tech. | Large Commercial | Services | % of Load | 1 | 2027 | 0.0005569
ENS | High | Dynamic Pricing | Dynamic Pricing with enabling tech. | Small Industrial | Manufacturing | % of Load | 1 | 2027 | 0.00020029
ENS | High | Dynamic Pricing | Dynamic Pricing with enabling tech. | Small Industrial | Miscellaneous | % of Load | 1 | 2027 | 0.00027032
ENS | High | Dynamic Pricing | Dynamic Pricing with enabling tech. | Small Industrial | Offices | % of Load | 1 | 2027 | 1.6535e-05
ENS | High | Dynamic Pricing | Dynamic Pricing with enabling tech. | Small Industrial | Retail Trade | % of Load | 1 | 2027 | 4.6237e-05
ENS | High | Dynamic Pricing | Dynamic Pricing with enabling tech. | Small Industrial | Services | % of Load | 1 | 2027 | 5.7639e-05
ENS | High | Dynamic Pricing | Dynamic Pricing w/o enabling tech. | Small Industrial | Manufacturing | % of Load | 1 | 2027 | 1.2001e-05
ENS | High | Dynamic Pricing | Dynamic Pricing w/o enabling tech. | Small Industrial | Miscellaneous | % of Load | 1 | 2027 | 1.6197e-05
ENS | High | Dynamic Pricing | Dynamic Pricing w/o enabling tech. | Small Industrial | Offices | % of Load | 1 | 2027 | 9.9073e-07
ENS | High | Dynamic Pricing | Dynamic Pricing w/o enabling tech. | Small Industrial | Retail Trade | % of Load | 1 | 2027 | 2.7704e-06
ENS | High | Dynamic Pricing | Dynamic Pricing w/o enabling tech. | Small Industrial | Services | % of Load | 1 | 2027 | 3.4536e-06
ENS | High | Dynamic Pricing | Dynamic Pricing with enabling tech. | Large Industrial | Manufacturing | % of Load | 1 | 2027 | 0.0010948
ENS | High | Dynamic Pricing | Dynamic Pricing with enabling tech. | Large Industrial | Miscellaneous | % of Load | 1 | 2027 | 0.00047413
ENS | High | Dynamic Pricing | Dynamic Pricing with enabling tech. | Large Industrial | Offices | % of Load | 1 | 2027 | 4.0483e-05
ENS | High | Dynamic Pricing | Dynamic Pricing with enabling tech. | Large Industrial | Retail Trade | % of Load | 1 | 2027 | 0.00020407
ENS | High | Dynamic Pricing | Dynamic Pricing with enabling tech. | Large Industrial | Services | % of Load | 1 | 2027 | 0.00010093
ENS | High | Dynamic Pricing | Dynamic Pricing w/o enabling tech. | Large Industrial | Manufacturing | % of Load | 1 | 2027 | 0.00052612
ENS | High | Dynamic Pricing | Dynamic Pricing w/o enabling tech. | Large Industrial | Miscellaneous | % of Load | 1 | 2027 | 0.00022784
ENS | High | Dynamic Pricing | Dynamic Pricing w/o enabling tech. | Large Industrial | Offices | % of Load | 1 | 2027 | 1.9454e-05
ENS | High | Dynamic Pricing | Dynamic Pricing w/o enabling tech. | Large Industrial | Retail Trade | % of Load | 1 | 2027 | 9.8064e-05
ENS | High | Dynamic Pricing | Dynamic Pricing w/o enabling tech. | Large Industrial | Services | % of Load | 1 | 2027 | 4.8502e-05
ENS | High | Dynamic Pricing | Dynamic Pricing with enabling tech. | Interruptible Rider | Manufacturing | % of Load | 1 | 2027 | 0.00042373
ENS | High | Dynamic Pricing | Dynamic Pricing with enabling tech. | Interruptible Rider | Miscellaneous | % of Load | 1 | 2027 | 0.00093558
ENS | High | Dynamic Pricing | Dynamic Pricing with enabling tech. | Interruptible Rider | Retail Trade | % of Load | 1 | 2027 | 5.5076e-05
ENS | High | Dynamic Pricing | Dynamic Pricing w/o enabling tech. | Interruptible Rider | Manufacturing | % of Load | 1 | 2027 | 0.00020362
ENS | High | Dynamic Pricing | Dynamic Pricing w/o enabling tech. | Interruptible Rider | Miscellaneous | % of Load | 1 | 2027 | 0.00044959
ENS | High | Dynamic Pricing | Dynamic Pricing w/o enabling tech. | Interruptible Rider | Retail Trade | % of Load | 1 | 2027 | 2.6467e-05
ENS | High | Dynamic Pricing | Dynamic Pricing with enabling tech. | Residential | Residential Market Rate | % of Load | 1 | 2027 | 0.02814
ENS | High | Dynamic Pricing | Dynamic Pricing w/o enabling tech. | Residential | Residential Market Rate | % of Load | 1 | 2027 | 0.019022
ENS | High | BTM Battery Control | BTM Battery Control | Small Commercial | Manufacturing | % of Load | 0 | 2027 | 8.9516e-06
ENS | High | BTM Battery Control | BTM Battery Control | Small Commercial | Miscellaneous | % of Load | 0 | 2027 | 6.6185e-05
ENS | High | BTM Battery Control | BTM Battery Control | Small Commercial | Offices | % of Load | 0 | 2027 | 2.2908e-05
ENS | High | BTM Battery Control | BTM Battery Control | Small Commercial | Retail Trade | % of Load | 0 | 2027 | 3.9971e-05
ENS | High | BTM Battery Control | BTM Battery Control | Small Commercial | Services | % of Load | 0 | 2027 | 8.7007e-05
ENS | High | BTM Battery Control | BTM Battery Control | Large Commercial | Offices | % of Load | 0 | 2027 | 8.4262e-06
ENS | High | BTM Battery Control | BTM Battery Control | Large Commercial | Services | % of Load | 0 | 2027 | 4.494e-05
ENS | High | BTM Battery Control | BTM Battery Control | Small Industrial | Manufacturing | % of Load | 0 | 2027 | 2.2089e-07
ENS | High | BTM Battery Control | BTM Battery Control | Small Industrial | Miscellaneous | % of Load | 0 | 2027 | 1.4221e-06
ENS | High | BTM Battery Control | BTM Battery Control | Small Industrial | Offices | % of Load | 0 | 2027 | 5.6338e-07
ENS | High | BTM Battery Control | BTM Battery Control | Small Industrial | Retail Trade | % of Load | 0 | 2027 | 9.8033e-07
ENS | High | BTM Battery Control | BTM Battery Control | Small Industrial | Services | % of Load | 0 | 2027 | 2.1344e-06
ENS | High | BTM Battery Control | BTM Battery Control | Large Industrial | Manufacturing | % of Load | 0 | 2027 | 5.5166e-06
ENS | High | BTM Battery Control | BTM Battery Control | Large Industrial | Miscellaneous | % of Load | 0 | 2027 | 2.5577e-05
ENS | High | BTM Battery Control | BTM Battery Control | Large Industrial | Offices | % of Load | 0 | 2027 | 3.009e-06
ENS | High | BTM Battery Control | BTM Battery Control | Large Industrial | Retail Trade | % of Load | 0 | 2027 | 1.5045e-05
ENS | High | BTM Battery Control | BTM Battery Control | Large Industrial | Services | % of Load | 0 | 2027 | 3.2598e-05
ENS | High | BTM Battery Control | BTM Battery Control | Interruptible Rider | Manufacturing | % of Load | 0 | 2027 | 7.374e-06
ENS | High | BTM Battery Control | BTM Battery Control | Interruptible Rider | Miscellaneous | % of Load | 0 | 2027 | 1.9664e-05
ENS | High | BTM Battery Control | BTM Battery Control | Interruptible Rider | Retail Trade | % of Load | 0 | 2027 | 2.9496e-05
ENS | High | BTM Battery Control | BTM Battery Control | Residential | Residential LI | % of Load | 0 | 2027 | 0.00077579
ENS | High | BTM Battery Control | BTM Battery Control | Residential | Residential Market Rate | % of Load | 0 | 2027 | 0.00043467
ENS | High | EV Charging Control | EV Charging Control | EV | EV | % of Load | 0 | 2027 | 0.00036878
ENS | High | Behavioral DR | Behavioral DR | Residential | Residential LI | % of Load | 1 | 2027 | 0.0003004
ENS | High | Behavioral DR | Behavioral DR | Residential | Residential Market Rate | % of Load | 1 | 2027 | 0.0025651
ENS | High | DLC | DLC-Switch-Water Heating | Small Commercial | Miscellaneous | % of Load | 0 | 2028 | 1.2637e-05
ENS | High | DLC | DLC-Switch-Water Heating | Small Commercial | Offices | % of Load | 0 | 2028 | 7.6232e-06
ENS | High | DLC | DLC-Switch-Water Heating | Small Commercial | Retail Trade | % of Load | 0 | 2028 | 4.3203e-05
ENS | High | DLC | DLC-Switch-Water Heating | Small Commercial | Services | % of Load | 0 | 2028 | 5.1962e-05
ENS | High | DLC | DLC-Thermostat-HVAC | Small Commercial | Miscellaneous | % of Load | 0 | 2028 | 8.1405e-05
ENS | High | DLC | DLC-Thermostat-HVAC | Small Commercial | Offices | % of Load | 0 | 2028 | 0.00012393
ENS | High | DLC | DLC-Thermostat-HVAC | Small Commercial | Retail Trade | % of Load | 0 | 2028 | 0.0001209
ENS | High | DLC | DLC-Thermostat-HVAC | Small Commercial | Services | % of Load | 0 | 2028 | 0.00014555
ENS | High | DLC | DLC-Switch-Water Heating | Small Industrial | Miscellaneous | % of Load | 0 | 2028 | 2.4576e-06
ENS | High | DLC | DLC-Switch-Water Heating | Small Industrial | Offices | % of Load | 0 | 2028 | 9.805e-08
ENS | High | DLC | DLC-Switch-Water Heating | Small Industrial | Retail Trade | % of Load | 0 | 2028 | 6.71e-07
ENS | High | DLC | DLC-Switch-Water Heating | Small Industrial | Services | % of Load | 0 | 2028 | 8.3648e-07
ENS | High | DLC | DLC-Thermostat-HVAC | Small Industrial | Miscellaneous | % of Load | 0 | 2028 | 1.6726e-05
ENS | High | DLC | DLC-Thermostat-HVAC | Small Industrial | Offices | % of Load | 0 | 2028 | 1.6477e-06
ENS | High | DLC | DLC-Thermostat-HVAC | Small Industrial | Retail Trade | % of Load | 0 | 2028 | 2.0082e-06
ENS | High | DLC | DLC-Thermostat-HVAC | Small Industrial | Services | % of Load | 0 | 2028 | 2.5035e-06
ENS | High | DLC | DLC-Switch-Water Heating | Residential | Residential LI | % of Load | 0 | 2028 | 0.0033579
ENS | High | DLC | DLC-Switch-Water Heating | Residential | Residential Market Rate | % of Load | 0 | 2028 | 0.0014098
ENS | High | DLC | DLC-Thermostat-Heat Pump | Residential | Residential LI | % of Load | 0 | 2028 | 0.00076278
ENS | High | DLC | DLC-Thermostat-Heat Pump | Residential | Residential Market Rate | % of Load | 0 | 2028 | 0.00097309
ENS | High | DLC | DLC-Thermostat-Electric Furnace | Residential | Residential LI | % of Load | 0 | 2028 | 0.0030491
ENS | High | DLC | DLC-Thermostat-Electric Furnace | Residential | Residential Market Rate | % of Load | 0 | 2028 | 0.00031363
ENS | High | C&I Curtailment | C&I Curtailment- Manual HVAC Control | Large Commercial | Offices | % of Load | 0 | 2028 | 2.5891e-05
ENS | High | C&I Curtailment | C&I Curtailment- Manual HVAC Control | Large Commercial | Services | % of Load | 0 | 2028 | 5.1101e-05
ENS | High | C&I Curtailment | C&I Curtailment- Auto-DR HVAC Control | Large Commercial | Offices | % of Load | 0 | 2028 | 8.0236e-05
ENS | High | C&I Curtailment | C&I Curtailment- Auto-DR HVAC Control | Large Commercial | Services | % of Load | 0 | 2028 | 0.00015836
ENS | High | C&I Curtailment | C&I Curtailment- Standard Lighting Control | Large Commercial | Offices | % of Load | 0 | 2028 | 6.8017e-06
ENS | High | C&I Curtailment | C&I Curtailment- Standard Lighting Control | Large Commercial | Services | % of Load | 0 | 2028 | 4.5348e-05
ENS | High | C&I Curtailment | C&I Curtailment- Advanced Lighting Control | Large Commercial | Offices | % of Load | 0 | 2028 | 3.4009e-06
ENS | High | C&I Curtailment | C&I Curtailment- Advanced Lighting Control | Large Commercial | Services | % of Load | 0 | 2028 | 2.2674e-05
ENS | High | C&I Curtailment | C&I Curtailment- Water Heating Control | Large Commercial | Offices | % of Load | 0 | 2028 | 7.7893e-07
ENS | High | C&I Curtailment | C&I Curtailment- Water Heating Control | Large Commercial | Services | % of Load | 0 | 2028 | 8.6307e-06
ENS | High | C&I Curtailment | C&I Curtailment- Other | Large Commercial | Offices | % of Load | 0 | 2028 | 1.3365e-05
ENS | High | C&I Curtailment | C&I Curtailment- Other | Large Commercial | Services | % of Load | 0 | 2028 | 9.0054e-05
ENS | High | C&I Curtailment | C&I Curtailment- Manual HVAC Control | Large Industrial | Miscellaneous | % of Load | 0 | 2028 | 8.4164e-06
ENS | High | C&I Curtailment | C&I Curtailment- Manual HVAC Control | Large Industrial | Offices | % of Load | 0 | 2028 | 5.3254e-06
ENS | High | C&I Curtailment | C&I Curtailment- Manual HVAC Control | Large Industrial | Retail Trade | % of Load | 0 | 2028 | 1.4438e-05
ENS | High | C&I Curtailment | C&I Curtailment- Manual HVAC Control | Large Industrial | Services | % of Load | 0 | 2028 | 4.2847e-06
ENS | High | C&I Curtailment | C&I Curtailment- Auto-DR HVAC Control | Large Industrial | Miscellaneous | % of Load | 0 | 2028 | 2.6083e-05
ENS | High | C&I Curtailment | C&I Curtailment- Auto-DR HVAC Control | Large Industrial | Offices | % of Load | 0 | 2028 | 1.6504e-05
ENS | High | C&I Curtailment | C&I Curtailment- Auto-DR HVAC Control | Large Industrial | Retail Trade | % of Load | 0 | 2028 | 4.4744e-05
ENS | High | C&I Curtailment | C&I Curtailment- Auto-DR HVAC Control | Large Industrial | Services | % of Load | 0 | 2028 | 1.3278e-05
ENS | High | C&I Curtailment | C&I Curtailment- Standard Lighting Control | Large Industrial | Miscellaneous | % of Load | 0 | 2028 | 8.0509e-06
ENS | High | C&I Curtailment | C&I Curtailment- Standard Lighting Control | Large Industrial | Offices | % of Load | 0 | 2028 | 1.5403e-06
ENS | High | C&I Curtailment | C&I Curtailment- Standard Lighting Control | Large Industrial | Retail Trade | % of Load | 0 | 2028 | 1.2812e-05
ENS | High | C&I Curtailment | C&I Curtailment- Standard Lighting Control | Large Industrial | Services | % of Load | 0 | 2028 | 3.8022e-06
ENS | High | C&I Curtailment | C&I Curtailment- Advanced Lighting Control | Large Industrial | Miscellaneous | % of Load | 0 | 2028 | 4.0255e-06
ENS | High | C&I Curtailment | C&I Curtailment- Advanced Lighting Control | Large Industrial | Offices | % of Load | 0 | 2028 | 7.7017e-07
ENS | High | C&I Curtailment | C&I Curtailment- Advanced Lighting Control | Large Industrial | Retail Trade | % of Load | 0 | 2028 | 6.4062e-06
ENS | High | C&I Curtailment | C&I Curtailment- Advanced Lighting Control | Large Industrial | Services | % of Load | 0 | 2028 | 1.9011e-06
ENS | High | C&I Curtailment | C&I Curtailment- Water Heating Control | Large Industrial | Miscellaneous | % of Load | 0 | 2028 | 4.8941e-07
ENS | High | C&I Curtailment | C&I Curtailment- Water Heating Control | Large Industrial | Offices | % of Load | 0 | 2028 | 1.4821e-07
ENS | High | C&I Curtailment | C&I Curtailment- Water Heating Control | Large Industrial | Retail Trade | % of Load | 0 | 2028 | 2.4385e-06
ENS | High | C&I Curtailment | C&I Curtailment- Water Heating Control | Large Industrial | Services | % of Load | 0 | 2028 | 7.2365e-07
ENS | High | C&I Curtailment | C&I Curtailment- Other | Large Industrial | Miscellaneous | % of Load | 0 | 2028 | 1.0531e-05
ENS | High | C&I Curtailment | C&I Curtailment- Other | Large Industrial | Offices | % of Load | 0 | 2028 | 2.8409e-06
ENS | High | C&I Curtailment | C&I Curtailment- Other | Large Industrial | Retail Trade | % of Load | 0 | 2028 | 2.5444e-05
ENS | High | C&I Curtailment | C&I Curtailment- Other | Large Industrial | Services | % of Load | 0 | 2028 | 7.5507e-06
ENS | High | C&I Curtailment | C&I Curtailment- Industrial | Large Industrial | Manufacturing | % of Load | 0 | 2028 | 0.00038392
ENS | High | C&I Curtailment | C&I Curtailment- Manual HVAC Control | Interruptible Rider | Miscellaneous | % of Load | 0 | 2028 | 0.00028208
ENS | High | C&I Curtailment | C&I Curtailment- Manual HVAC Control | Interruptible Rider | Retail Trade | % of Load | 0 | 2028 | 7.806e-06
ENS | High | C&I Curtailment | C&I Curtailment- Auto-DR HVAC Control | Interruptible Rider | Miscellaneous | % of Load | 0 | 2028 | 0.00087416
ENS | High | C&I Curtailment | C&I Curtailment- Auto-DR HVAC Control | Interruptible Rider | Retail Trade | % of Load | 0 | 2028 | 2.4191e-05
ENS | High | C&I Curtailment | C&I Curtailment- Standard Lighting Control | Interruptible Rider | Miscellaneous | % of Load | 0 | 2028 | 0.00010195
ENS | High | C&I Curtailment | C&I Curtailment- Standard Lighting Control | Interruptible Rider | Retail Trade | % of Load | 0 | 2028 | 7.4485e-06
ENS | High | C&I Curtailment | C&I Curtailment- Advanced Lighting Control | Interruptible Rider | Miscellaneous | % of Load | 0 | 2028 | 5.0976e-05
ENS | High | C&I Curtailment | C&I Curtailment- Advanced Lighting Control | Interruptible Rider | Retail Trade | % of Load | 0 | 2028 | 3.7243e-06
ENS | High | C&I Curtailment | C&I Curtailment- Water Heating Control | Interruptible Rider | Miscellaneous | % of Load | 0 | 2028 | 9.2902e-06
ENS | High | C&I Curtailment | C&I Curtailment- Water Heating Control | Interruptible Rider | Retail Trade | % of Load | 0 | 2028 | 1.2266e-06
ENS | High | C&I Curtailment | C&I Curtailment- Other | Interruptible Rider | Miscellaneous | % of Load | 0 | 2028 | 0.00016784
ENS | High | C&I Curtailment | C&I Curtailment- Other | Interruptible Rider | Retail Trade | % of Load | 0 | 2028 | 1.3526e-05
ENS | High | C&I Curtailment | C&I Curtailment- Industrial | Interruptible Rider | Manufacturing | % of Load | 0 | 2028 | 0.00029496
ENS | High | Dynamic Pricing | Dynamic Pricing with enabling tech. | Small Commercial | Manufacturing | % of Load | 1 | 2028 | 0.00013339
ENS | High | Dynamic Pricing | Dynamic Pricing with enabling tech. | Small Commercial | Miscellaneous | % of Load | 1 | 2028 | 0.0014007
ENS | High | Dynamic Pricing | Dynamic Pricing with enabling tech. | Small Commercial | Offices | % of Load | 1 | 2028 | 0.0011316
ENS | High | Dynamic Pricing | Dynamic Pricing with enabling tech. | Small Commercial | Retail Trade | % of Load | 1 | 2028 | 0.0025658
ENS | High | Dynamic Pricing | Dynamic Pricing with enabling tech. | Small Commercial | Services | % of Load | 1 | 2028 | 0.0030887
ENS | High | Dynamic Pricing | Dynamic Pricing w/o enabling tech. | Small Commercial | Manufacturing | % of Load | 1 | 2028 | 7.9923e-06
ENS | High | Dynamic Pricing | Dynamic Pricing w/o enabling tech. | Small Commercial | Miscellaneous | % of Load | 1 | 2028 | 8.393e-05
ENS | High | Dynamic Pricing | Dynamic Pricing w/o enabling tech. | Small Commercial | Offices | % of Load | 1 | 2028 | 6.7802e-05
ENS | High | Dynamic Pricing | Dynamic Pricing w/o enabling tech. | Small Commercial | Retail Trade | % of Load | 1 | 2028 | 0.00015374
ENS | High | Dynamic Pricing | Dynamic Pricing w/o enabling tech. | Small Commercial | Services | % of Load | 1 | 2028 | 0.00018507
ENS | High | Dynamic Pricing | Dynamic Pricing with enabling tech. | Large Commercial | Offices | % of Load | 1 | 2028 | 0.0001844
ENS | High | Dynamic Pricing | Dynamic Pricing with enabling tech. | Large Commercial | Services | % of Load | 1 | 2028 | 0.0011414
ENS | High | Dynamic Pricing | Dynamic Pricing w/o enabling tech. | Large Commercial | Offices | % of Load | 1 | 2028 | 8.8615e-05
ENS | High | Dynamic Pricing | Dynamic Pricing w/o enabling tech. | Large Commercial | Services | % of Load | 1 | 2028 | 0.00054849
ENS | High | Dynamic Pricing | Dynamic Pricing with enabling tech. | Small Industrial | Manufacturing | % of Load | 1 | 2028 | 0.00019723
ENS | High | Dynamic Pricing | Dynamic Pricing with enabling tech. | Small Industrial | Miscellaneous | % of Load | 1 | 2028 | 0.00027111
ENS | High | Dynamic Pricing | Dynamic Pricing with enabling tech. | Small Industrial | Offices | % of Load | 1 | 2028 | 1.6665e-05
ENS | High | Dynamic Pricing | Dynamic Pricing with enabling tech. | Small Industrial | Retail Trade | % of Load | 1 | 2028 | 4.6571e-05
ENS | High | Dynamic Pricing | Dynamic Pricing with enabling tech. | Small Industrial | Services | % of Load | 1 | 2028 | 5.8056e-05
ENS | High | Dynamic Pricing | Dynamic Pricing w/o enabling tech. | Small Industrial | Manufacturing | % of Load | 1 | 2028 | 1.1818e-05
ENS | High | Dynamic Pricing | Dynamic Pricing w/o enabling tech. | Small Industrial | Miscellaneous | % of Load | 1 | 2028 | 1.6245e-05
ENS | High | Dynamic Pricing | Dynamic Pricing w/o enabling tech. | Small Industrial | Offices | % of Load | 1 | 2028 | 9.9855e-07
ENS | High | Dynamic Pricing | Dynamic Pricing w/o enabling tech. | Small Industrial | Retail Trade | % of Load | 1 | 2028 | 2.7905e-06
ENS | High | Dynamic Pricing | Dynamic Pricing w/o enabling tech. | Small Industrial | Services | % of Load | 1 | 2028 | 3.4786e-06
ENS | High | Dynamic Pricing | Dynamic Pricing with enabling tech. | Large Industrial | Manufacturing | % of Load | 1 | 2028 | 0.0010831
ENS | High | Dynamic Pricing | Dynamic Pricing with enabling tech. | Large Industrial | Miscellaneous | % of Load | 1 | 2028 | 0.00047752
ENS | High | Dynamic Pricing | Dynamic Pricing with enabling tech. | Large Industrial | Offices | % of Load | 1 | 2028 | 4.1231e-05
ENS | High | Dynamic Pricing | Dynamic Pricing with enabling tech. | Large Industrial | Retail Trade | % of Load | 1 | 2028 | 0.00020567
ENS | High | Dynamic Pricing | Dynamic Pricing with enabling tech. | Large Industrial | Services | % of Load | 1 | 2028 | 0.00010172
ENS | High | Dynamic Pricing | Dynamic Pricing w/o enabling tech. | Large Industrial | Manufacturing | % of Load | 1 | 2028 | 0.00052047
ENS | High | Dynamic Pricing | Dynamic Pricing w/o enabling tech. | Large Industrial | Miscellaneous | % of Load | 1 | 2028 | 0.00022947
ENS | High | Dynamic Pricing | Dynamic Pricing w/o enabling tech. | Large Industrial | Offices | % of Load | 1 | 2028 | 1.9813e-05
ENS | High | Dynamic Pricing | Dynamic Pricing w/o enabling tech. | Large Industrial | Retail Trade | % of Load | 1 | 2028 | 9.8834e-05
ENS | High | Dynamic Pricing | Dynamic Pricing w/o enabling tech. | Large Industrial | Services | % of Load | 1 | 2028 | 4.8883e-05
ENS | High | Dynamic Pricing | Dynamic Pricing with enabling tech. | Interruptible Rider | Manufacturing | % of Load | 1 | 2028 | 0.00041411
ENS | High | Dynamic Pricing | Dynamic Pricing with enabling tech. | Interruptible Rider | Miscellaneous | % of Load | 1 | 2028 | 0.00093527
ENS | High | Dynamic Pricing | Dynamic Pricing with enabling tech. | Interruptible Rider | Retail Trade | % of Load | 1 | 2028 | 5.5056e-05
ENS | High | Dynamic Pricing | Dynamic Pricing w/o enabling tech. | Interruptible Rider | Manufacturing | % of Load | 1 | 2028 | 0.000199
ENS | High | Dynamic Pricing | Dynamic Pricing w/o enabling tech. | Interruptible Rider | Miscellaneous | % of Load | 1 | 2028 | 0.00044944
ENS | High | Dynamic Pricing | Dynamic Pricing w/o enabling tech. | Interruptible Rider | Retail Trade | % of Load | 1 | 2028 | 2.6457e-05
ENS | High | Dynamic Pricing | Dynamic Pricing with enabling tech. | Residential | Residential Market Rate | % of Load | 1 | 2028 | 0.028338
ENS | High | Dynamic Pricing | Dynamic Pricing w/o enabling tech. | Residential | Residential Market Rate | % of Load | 1 | 2028 | 0.019155
ENS | High | BTM Battery Control | BTM Battery Control | Small Commercial | Manufacturing | % of Load | 0 | 2028 | 9.8633e-06
ENS | High | BTM Battery Control | BTM Battery Control | Small Commercial | Miscellaneous | % of Load | 0 | 2028 | 7.2959e-05
ENS | High | BTM Battery Control | BTM Battery Control | Small Commercial | Offices | % of Load | 0 | 2028 | 2.5241e-05
ENS | High | BTM Battery Control | BTM Battery Control | Small Commercial | Retail Trade | % of Load | 0 | 2028 | 4.4042e-05
ENS | High | BTM Battery Control | BTM Battery Control | Small Commercial | Services | % of Load | 0 | 2028 | 9.5863e-05
ENS | High | BTM Battery Control | BTM Battery Control | Large Commercial | Offices | % of Load | 0 | 2028 | 9.2845e-06
ENS | High | BTM Battery Control | BTM Battery Control | Large Commercial | Services | % of Load | 0 | 2028 | 4.9517e-05
ENS | High | BTM Battery Control | BTM Battery Control | Small Industrial | Manufacturing | % of Load | 0 | 2028 | 2.4338e-07
ENS | High | BTM Battery Control | BTM Battery Control | Small Industrial | Miscellaneous | % of Load | 0 | 2028 | 1.567e-06
ENS | High | BTM Battery Control | BTM Battery Control | Small Industrial | Offices | % of Load | 0 | 2028 | 6.2076e-07
ENS | High | BTM Battery Control | BTM Battery Control | Small Industrial | Retail Trade | % of Load | 0 | 2028 | 1.0802e-06
ENS | High | BTM Battery Control | BTM Battery Control | Small Industrial | Services | % of Load | 0 | 2028 | 2.3518e-06
ENS | High | BTM Battery Control | BTM Battery Control | Large Industrial | Manufacturing | % of Load | 0 | 2028 | 6.0785e-06
ENS | High | BTM Battery Control | BTM Battery Control | Large Industrial | Miscellaneous | % of Load | 0 | 2028 | 2.8182e-05
ENS | High | BTM Battery Control | BTM Battery Control | Large Industrial | Offices | % of Load | 0 | 2028 | 3.3155e-06
ENS | High | BTM Battery Control | BTM Battery Control | Large Industrial | Retail Trade | % of Load | 0 | 2028 | 1.6578e-05
ENS | High | BTM Battery Control | BTM Battery Control | Large Industrial | Services | % of Load | 0 | 2028 | 3.5918e-05
ENS | High | BTM Battery Control | BTM Battery Control | Interruptible Rider | Manufacturing | % of Load | 0 | 2028 | 8.1251e-06
ENS | High | BTM Battery Control | BTM Battery Control | Interruptible Rider | Miscellaneous | % of Load | 0 | 2028 | 2.1667e-05
ENS | High | BTM Battery Control | BTM Battery Control | Interruptible Rider | Retail Trade | % of Load | 0 | 2028 | 3.25e-05
ENS | High | BTM Battery Control | BTM Battery Control | Residential | Residential LI | % of Load | 0 | 2028 | 0.00085901
ENS | High | BTM Battery Control | BTM Battery Control | Residential | Residential Market Rate | % of Load | 0 | 2028 | 0.00048129
ENS | High | EV Charging Control | EV Charging Control | EV | EV | % of Load | 0 | 2028 | 0.00046417
ENS | High | Behavioral DR | Behavioral DR | Residential | Residential LI | % of Load | 1 | 2028 | 0.00030143
ENS | High | Behavioral DR | Behavioral DR | Residential | Residential Market Rate | % of Load | 1 | 2028 | 0.0025765
ENS | High | DLC | DLC-Switch-Water Heating | Small Commercial | Miscellaneous | % of Load | 0 | 2029 | 1.2756e-05
ENS | High | DLC | DLC-Switch-Water Heating | Small Commercial | Offices | % of Load | 0 | 2029 | 7.6835e-06
ENS | High | DLC | DLC-Switch-Water Heating | Small Commercial | Retail Trade | % of Load | 0 | 2029 | 4.3583e-05
ENS | High | DLC | DLC-Switch-Water Heating | Small Commercial | Services | % of Load | 0 | 2029 | 5.2409e-05
ENS | High | DLC | DLC-Thermostat-HVAC | Small Commercial | Miscellaneous | % of Load | 0 | 2029 | 8.0455e-05
ENS | High | DLC | DLC-Thermostat-HVAC | Small Commercial | Offices | % of Load | 0 | 2029 | 0.00012382
ENS | High | DLC | DLC-Thermostat-HVAC | Small Commercial | Retail Trade | % of Load | 0 | 2029 | 0.00011826
ENS | High | DLC | DLC-Thermostat-HVAC | Small Commercial | Services | % of Load | 0 | 2029 | 0.00014237
ENS | High | DLC | DLC-Switch-Water Heating | Small Industrial | Miscellaneous | % of Load | 0 | 2029 | 2.5237e-06
ENS | High | DLC | DLC-Switch-Water Heating | Small Industrial | Offices | % of Load | 0 | 2029 | 1.0051e-07
ENS | High | DLC | DLC-Switch-Water Heating | Small Industrial | Retail Trade | % of Load | 0 | 2029 | 6.8977e-07
ENS | High | DLC | DLC-Switch-Water Heating | Small Industrial | Services | % of Load | 0 | 2029 | 8.5987e-07
ENS | High | DLC | DLC-Thermostat-HVAC | Small Industrial | Miscellaneous | % of Load | 0 | 2029 | 1.6909e-05
ENS | High | DLC | DLC-Thermostat-HVAC | Small Industrial | Offices | % of Load | 0 | 2029 | 1.6824e-06
ENS | High | DLC | DLC-Thermostat-HVAC | Small Industrial | Retail Trade | % of Load | 0 | 2029 | 2.0265e-06
ENS | High | DLC | DLC-Thermostat-HVAC | Small Industrial | Services | % of Load | 0 | 2029 | 2.5263e-06
ENS | High | DLC | DLC-Switch-Water Heating | Residential | Residential LI | % of Load | 0 | 2029 | 0.0033835
ENS | High | DLC | DLC-Switch-Water Heating | Residential | Residential Market Rate | % of Load | 0 | 2029 | 0.0014441
ENS | High | DLC | DLC-Thermostat-Heat Pump | Residential | Residential LI | % of Load | 0 | 2029 | 0.00085198
ENS | High | DLC | DLC-Thermostat-Heat Pump | Residential | Residential Market Rate | % of Load | 0 | 2029 | 0.0010388
ENS | High | DLC | DLC-Thermostat-Electric Furnace | Residential | Residential LI | % of Load | 0 | 2029 | 0.0030273
ENS | High | DLC | DLC-Thermostat-Electric Furnace | Residential | Residential Market Rate | % of Load | 0 | 2029 | 0.0002901
ENS | High | C&I Curtailment | C&I Curtailment- Manual HVAC Control | Large Commercial | Offices | % of Load | 0 | 2029 | 2.3482e-05
ENS | High | C&I Curtailment | C&I Curtailment- Manual HVAC Control | Large Commercial | Services | % of Load | 0 | 2029 | 4.5493e-05
ENS | High | C&I Curtailment | C&I Curtailment- Auto-DR HVAC Control | Large Commercial | Offices | % of Load | 0 | 2029 | 8.7016e-05
ENS | High | C&I Curtailment | C&I Curtailment- Auto-DR HVAC Control | Large Commercial | Services | % of Load | 0 | 2029 | 0.00016858
ENS | High | C&I Curtailment | C&I Curtailment- Standard Lighting Control | Large Commercial | Offices | % of Load | 0 | 2029 | 6.6671e-06
ENS | High | C&I Curtailment | C&I Curtailment- Standard Lighting Control | Large Commercial | Services | % of Load | 0 | 2029 | 4.4924e-05
ENS | High | C&I Curtailment | C&I Curtailment- Advanced Lighting Control | Large Commercial | Offices | % of Load | 0 | 2029 | 3.3336e-06
ENS | High | C&I Curtailment | C&I Curtailment- Advanced Lighting Control | Large Commercial | Services | % of Load | 0 | 2029 | 2.2462e-05
ENS | High | C&I Curtailment | C&I Curtailment- Water Heating Control | Large Commercial | Offices | % of Load | 0 | 2029 | 8.0718e-07
ENS | High | C&I Curtailment | C&I Curtailment- Water Heating Control | Large Commercial | Services | % of Load | 0 | 2029 | 8.9407e-06
ENS | High | C&I Curtailment | C&I Curtailment- Other | Large Commercial | Offices | % of Load | 0 | 2029 | 1.3662e-05
ENS | High | C&I Curtailment | C&I Curtailment- Other | Large Commercial | Services | % of Load | 0 | 2029 | 9.2351e-05
ENS | High | C&I Curtailment | C&I Curtailment- Manual HVAC Control | Large Industrial | Miscellaneous | % of Load | 0 | 2029 | 7.7126e-06
ENS | High | C&I Curtailment | C&I Curtailment- Manual HVAC Control | Large Industrial | Offices | % of Load | 0 | 2029 | 4.9649e-06
ENS | High | C&I Curtailment | C&I Curtailment- Manual HVAC Control | Large Industrial | Retail Trade | % of Load | 0 | 2029 | 1.3125e-05
ENS | High | C&I Curtailment | C&I Curtailment- Manual HVAC Control | Large Industrial | Services | % of Load | 0 | 2029 | 3.895e-06
ENS | High | C&I Curtailment | C&I Curtailment- Auto-DR HVAC Control | Large Industrial | Miscellaneous | % of Load | 0 | 2029 | 2.858e-05
ENS | High | C&I Curtailment | C&I Curtailment- Auto-DR HVAC Control | Large Industrial | Offices | % of Load | 0 | 2029 | 1.8398e-05
ENS | High | C&I Curtailment | C&I Curtailment- Auto-DR HVAC Control | Large Industrial | Retail Trade | % of Load | 0 | 2029 | 4.8637e-05
ENS | High | C&I Curtailment | C&I Curtailment- Auto-DR HVAC Control | Large Industrial | Services | % of Load | 0 | 2029 | 1.4434e-05
ENS | High | C&I Curtailment | C&I Curtailment- Standard Lighting Control | Large Industrial | Miscellaneous | % of Load | 0 | 2029 | 8.2619e-06
ENS | High | C&I Curtailment | C&I Curtailment- Standard Lighting Control | Large Industrial | Offices | % of Load | 0 | 2029 | 1.5823e-06
ENS | High | C&I Curtailment | C&I Curtailment- Standard Lighting Control | Large Industrial | Retail Trade | % of Load | 0 | 2029 | 1.2961e-05
ENS | High | C&I Curtailment | C&I Curtailment- Standard Lighting Control | Large Industrial | Services | % of Load | 0 | 2029 | 3.8463e-06
ENS | High | C&I Curtailment | C&I Curtailment- Advanced Lighting Control | Large Industrial | Miscellaneous | % of Load | 0 | 2029 | 4.131e-06
ENS | High | C&I Curtailment | C&I Curtailment- Advanced Lighting Control | Large Industrial | Offices | % of Load | 0 | 2029 | 7.9117e-07
ENS | High | C&I Curtailment | C&I Curtailment- Advanced Lighting Control | Large Industrial | Retail Trade | % of Load | 0 | 2029 | 6.4805e-06
ENS | High | C&I Curtailment | C&I Curtailment- Advanced Lighting Control | Large Industrial | Services | % of Load | 0 | 2029 | 1.9232e-06
ENS | High | C&I Curtailment | C&I Curtailment- Water Heating Control | Large Industrial | Miscellaneous | % of Load | 0 | 2029 | 5.1326e-07
ENS | High | C&I Curtailment | C&I Curtailment- Water Heating Control | Large Industrial | Offices | % of Load | 0 | 2029 | 1.5639e-07
ENS | High | C&I Curtailment | C&I Curtailment- Water Heating Control | Large Industrial | Retail Trade | % of Load | 0 | 2029 | 2.5794e-06
ENS | High | C&I Curtailment | C&I Curtailment- Water Heating Control | Large Industrial | Services | % of Load | 0 | 2029 | 7.6548e-07
ENS | High | C&I Curtailment | C&I Curtailment- Other | Large Industrial | Miscellaneous | % of Load | 0 | 2029 | 1.1006e-05
ENS | High | C&I Curtailment | C&I Curtailment- Other | Large Industrial | Offices | % of Load | 0 | 2029 | 2.9956e-06
ENS | High | C&I Curtailment | C&I Curtailment- Other | Large Industrial | Retail Trade | % of Load | 0 | 2029 | 2.6644e-05
ENS | High | C&I Curtailment | C&I Curtailment- Other | Large Industrial | Services | % of Load | 0 | 2029 | 7.9069e-06
ENS | High | C&I Curtailment | C&I Curtailment- Industrial | Large Industrial | Manufacturing | % of Load | 0 | 2029 | 0.00039284
ENS | High | C&I Curtailment | C&I Curtailment- Manual HVAC Control | Interruptible Rider | Miscellaneous | % of Load | 0 | 2029 | 0.00025823
ENS | High | C&I Curtailment | C&I Curtailment- Manual HVAC Control | Interruptible Rider | Retail Trade | % of Load | 0 | 2029 | 7.0671e-06
ENS | High | C&I Curtailment | C&I Curtailment- Auto-DR HVAC Control | Interruptible Rider | Miscellaneous | % of Load | 0 | 2029 | 0.00095691
ENS | High | C&I Curtailment | C&I Curtailment- Auto-DR HVAC Control | Interruptible Rider | Retail Trade | % of Load | 0 | 2029 | 2.6188e-05
ENS | High | C&I Curtailment | C&I Curtailment- Standard Lighting Control | Interruptible Rider | Miscellaneous | % of Load | 0 | 2029 | 0.00010295
ENS | High | C&I Curtailment | C&I Curtailment- Standard Lighting Control | Interruptible Rider | Retail Trade | % of Load | 0 | 2029 | 7.5654e-06
ENS | High | C&I Curtailment | C&I Curtailment- Advanced Lighting Control | Interruptible Rider | Miscellaneous | % of Load | 0 | 2029 | 5.1477e-05
ENS | High | C&I Curtailment | C&I Curtailment- Advanced Lighting Control | Interruptible Rider | Retail Trade | % of Load | 0 | 2029 | 3.7827e-06
ENS | High | C&I Curtailment | C&I Curtailment- Water Heating Control | Interruptible Rider | Miscellaneous | % of Load | 0 | 2029 | 9.6351e-06
ENS | High | C&I Curtailment | C&I Curtailment- Water Heating Control | Interruptible Rider | Retail Trade | % of Load | 0 | 2029 | 1.2753e-06
ENS | High | C&I Curtailment | C&I Curtailment- Other | Interruptible Rider | Miscellaneous | % of Load | 0 | 2029 | 0.00017387
ENS | High | C&I Curtailment | C&I Curtailment- Other | Interruptible Rider | Retail Trade | % of Load | 0 | 2029 | 1.4035e-05
ENS | High | C&I Curtailment | C&I Curtailment- Industrial | Interruptible Rider | Manufacturing | % of Load | 0 | 2029 | 0.00029842
ENS | High | Dynamic Pricing | Dynamic Pricing with enabling tech. | Small Commercial | Manufacturing | % of Load | 1 | 2029 | 0.00012983
ENS | High | Dynamic Pricing | Dynamic Pricing with enabling tech. | Small Commercial | Miscellaneous | % of Load | 1 | 2029 | 0.0013853
ENS | High | Dynamic Pricing | Dynamic Pricing with enabling tech. | Small Commercial | Offices | % of Load | 1 | 2029 | 0.0011205
ENS | High | Dynamic Pricing | Dynamic Pricing with enabling tech. | Small Commercial | Retail Trade | % of Load | 1 | 2029 | 0.0025261
ENS | High | Dynamic Pricing | Dynamic Pricing with enabling tech. | Small Commercial | Services | % of Load | 1 | 2029 | 0.0030408
ENS | High | Dynamic Pricing | Dynamic Pricing w/o enabling tech. | Small Commercial | Manufacturing | % of Load | 1 | 2029 | 7.7791e-06
ENS | High | Dynamic Pricing | Dynamic Pricing w/o enabling tech. | Small Commercial | Miscellaneous | % of Load | 1 | 2029 | 8.3006e-05
ENS | High | Dynamic Pricing | Dynamic Pricing w/o enabling tech. | Small Commercial | Offices | % of Load | 1 | 2029 | 6.7141e-05
ENS | High | Dynamic Pricing | Dynamic Pricing w/o enabling tech. | Small Commercial | Retail Trade | % of Load | 1 | 2029 | 0.00015136
ENS | High | Dynamic Pricing | Dynamic Pricing w/o enabling tech. | Small Commercial | Services | % of Load | 1 | 2029 | 0.0001822
ENS | High | Dynamic Pricing | Dynamic Pricing with enabling tech. | Large Commercial | Offices | % of Load | 1 | 2029 | 0.00018347
ENS | High | Dynamic Pricing | Dynamic Pricing with enabling tech. | Large Commercial | Services | % of Load | 1 | 2029 | 0.001134
ENS | High | Dynamic Pricing | Dynamic Pricing w/o enabling tech. | Large Commercial | Offices | % of Load | 1 | 2029 | 8.8166e-05
ENS | High | Dynamic Pricing | Dynamic Pricing w/o enabling tech. | Large Commercial | Services | % of Load | 1 | 2029 | 0.00054495
ENS | High | Dynamic Pricing | Dynamic Pricing with enabling tech. | Small Industrial | Manufacturing | % of Load | 1 | 2029 | 0.0001966
ENS | High | Dynamic Pricing | Dynamic Pricing with enabling tech. | Small Industrial | Miscellaneous | % of Load | 1 | 2029 | 0.00027468
ENS | High | Dynamic Pricing | Dynamic Pricing with enabling tech. | Small Industrial | Offices | % of Load | 1 | 2029 | 1.6956e-05
ENS | High | Dynamic Pricing | Dynamic Pricing with enabling tech. | Small Industrial | Retail Trade | % of Load | 1 | 2029 | 4.7354e-05
ENS | High | Dynamic Pricing | Dynamic Pricing with enabling tech. | Small Industrial | Services | % of Load | 1 | 2029 | 5.9032e-05
ENS | High | Dynamic Pricing | Dynamic Pricing w/o enabling tech. | Small Industrial | Manufacturing | % of Load | 1 | 2029 | 1.178e-05
ENS | High | Dynamic Pricing | Dynamic Pricing w/o enabling tech. | Small Industrial | Miscellaneous | % of Load | 1 | 2029 | 1.6459e-05
ENS | High | Dynamic Pricing | Dynamic Pricing w/o enabling tech. | Small Industrial | Offices | % of Load | 1 | 2029 | 1.016e-06
ENS | High | Dynamic Pricing | Dynamic Pricing w/o enabling tech. | Small Industrial | Retail Trade | % of Load | 1 | 2029 | 2.8374e-06
ENS | High | Dynamic Pricing | Dynamic Pricing w/o enabling tech. | Small Industrial | Services | % of Load | 1 | 2029 | 3.5371e-06
ENS | High | Dynamic Pricing | Dynamic Pricing with enabling tech. | Large Industrial | Manufacturing | % of Load | 1 | 2029 | 0.0010832
ENS | High | Dynamic Pricing | Dynamic Pricing with enabling tech. | Large Industrial | Miscellaneous | % of Load | 1 | 2029 | 0.00048528
ENS | High | Dynamic Pricing | Dynamic Pricing with enabling tech. | Large Industrial | Offices | % of Load | 1 | 2029 | 4.235e-05
ENS | High | Dynamic Pricing | Dynamic Pricing with enabling tech. | Large Industrial | Retail Trade | % of Load | 1 | 2029 | 0.00020897
ENS | High | Dynamic Pricing | Dynamic Pricing with enabling tech. | Large Industrial | Services | % of Load | 1 | 2029 | 0.00010336
ENS | High | Dynamic Pricing | Dynamic Pricing w/o enabling tech. | Large Industrial | Manufacturing | % of Load | 1 | 2029 | 0.00052052
ENS | High | Dynamic Pricing | Dynamic Pricing w/o enabling tech. | Large Industrial | Miscellaneous | % of Load | 1 | 2029 | 0.0002332
ENS | High | Dynamic Pricing | Dynamic Pricing w/o enabling tech. | Large Industrial | Offices | % of Load | 1 | 2029 | 2.0351e-05
ENS | High | Dynamic Pricing | Dynamic Pricing w/o enabling tech. | Large Industrial | Retail Trade | % of Load | 1 | 2029 | 0.00010042
ENS | High | Dynamic Pricing | Dynamic Pricing w/o enabling tech. | Large Industrial | Services | % of Load | 1 | 2029 | 4.9667e-05
ENS | High | Dynamic Pricing | Dynamic Pricing with enabling tech. | Interruptible Rider | Manufacturing | % of Load | 1 | 2029 | 0.00040944
ENS | High | Dynamic Pricing | Dynamic Pricing with enabling tech. | Interruptible Rider | Miscellaneous | % of Load | 1 | 2029 | 0.00094332
ENS | High | Dynamic Pricing | Dynamic Pricing with enabling tech. | Interruptible Rider | Retail Trade | % of Load | 1 | 2029 | 5.5528e-05
ENS | High | Dynamic Pricing | Dynamic Pricing w/o enabling tech. | Interruptible Rider | Manufacturing | % of Load | 1 | 2029 | 0.00019676
ENS | High | Dynamic Pricing | Dynamic Pricing w/o enabling tech. | Interruptible Rider | Miscellaneous | % of Load | 1 | 2029 | 0.00045331
ENS | High | Dynamic Pricing | Dynamic Pricing w/o enabling tech. | Interruptible Rider | Retail Trade | % of Load | 1 | 2029 | 2.6684e-05
ENS | High | Dynamic Pricing | Dynamic Pricing with enabling tech. | Residential | Residential Market Rate | % of Load | 1 | 2029 | 0.028462
ENS | High | Dynamic Pricing | Dynamic Pricing w/o enabling tech. | Residential | Residential Market Rate | % of Load | 1 | 2029 | 0.019239
ENS | High | BTM Battery Control | BTM Battery Control | Small Commercial | Manufacturing | % of Load | 0 | 2029 | 1.0554e-05
ENS | High | BTM Battery Control | BTM Battery Control | Small Commercial | Miscellaneous | % of Load | 0 | 2029 | 7.8109e-05
ENS | High | BTM Battery Control | BTM Battery Control | Small Commercial | Offices | % of Load | 0 | 2029 | 2.7001e-05
ENS | High | BTM Battery Control | BTM Battery Control | Small Commercial | Retail Trade | % of Load | 0 | 2029 | 4.7119e-05
ENS | High | BTM Battery Control | BTM Battery Control | Small Commercial | Services | % of Load | 0 | 2029 | 0.00010257
ENS | High | BTM Battery Control | BTM Battery Control | Large Commercial | Offices | % of Load | 0 | 2029 | 9.9347e-06
ENS | High | BTM Battery Control | BTM Battery Control | Large Commercial | Services | % of Load | 0 | 2029 | 5.2985e-05
ENS | High | BTM Battery Control | BTM Battery Control | Small Industrial | Manufacturing | % of Load | 0 | 2029 | 2.575e-07
ENS | High | BTM Battery Control | BTM Battery Control | Small Industrial | Miscellaneous | % of Load | 0 | 2029 | 1.6767e-06
ENS | High | BTM Battery Control | BTM Battery Control | Small Industrial | Offices | % of Load | 0 | 2029 | 6.6424e-07
ENS | High | BTM Battery Control | BTM Battery Control | Small Industrial | Retail Trade | % of Load | 0 | 2029 | 1.1558e-06
ENS | High | BTM Battery Control | BTM Battery Control | Small Industrial | Services | % of Load | 0 | 2029 | 2.5165e-06
ENS | High | BTM Battery Control | BTM Battery Control | Large Industrial | Manufacturing | % of Load | 0 | 2029 | 6.5041e-06
ENS | High | BTM Battery Control | BTM Battery Control | Large Industrial | Miscellaneous | % of Load | 0 | 2029 | 3.0155e-05
ENS | High | BTM Battery Control | BTM Battery Control | Large Industrial | Offices | % of Load | 0 | 2029 | 3.5477e-06
ENS | High | BTM Battery Control | BTM Battery Control | Large Industrial | Retail Trade | % of Load | 0 | 2029 | 1.7739e-05
ENS | High | BTM Battery Control | BTM Battery Control | Large Industrial | Services | % of Load | 0 | 2029 | 3.8433e-05
ENS | High | BTM Battery Control | BTM Battery Control | Interruptible Rider | Manufacturing | % of Load | 0 | 2029 | 8.694e-06
ENS | High | BTM Battery Control | BTM Battery Control | Interruptible Rider | Miscellaneous | % of Load | 0 | 2029 | 2.3184e-05
ENS | High | BTM Battery Control | BTM Battery Control | Interruptible Rider | Retail Trade | % of Load | 0 | 2029 | 3.4776e-05
ENS | High | BTM Battery Control | BTM Battery Control | Residential | Residential LI | % of Load | 0 | 2029 | 0.00092368
ENS | High | BTM Battery Control | BTM Battery Control | Residential | Residential Market Rate | % of Load | 0 | 2029 | 0.00051753
ENS | High | EV Charging Control | EV Charging Control | EV | EV | % of Load | 0 | 2029 | 0.00057752
ENS | High | Behavioral DR | Behavioral DR | Residential | Residential LI | % of Load | 1 | 2029 | 0.00030174
ENS | High | Behavioral DR | Behavioral DR | Residential | Residential Market Rate | % of Load | 1 | 2029 | 0.0025839
ENS | High | DLC | DLC-Switch-Water Heating | Small Commercial | Miscellaneous | % of Load | 0 | 2030 | 1.2802e-05
ENS | High | DLC | DLC-Switch-Water Heating | Small Commercial | Offices | % of Load | 0 | 2030 | 7.6966e-06
ENS | High | DLC | DLC-Switch-Water Heating | Small Commercial | Retail Trade | % of Load | 0 | 2030 | 4.3693e-05
ENS | High | DLC | DLC-Switch-Water Heating | Small Commercial | Services | % of Load | 0 | 2030 | 5.2531e-05
ENS | High | DLC | DLC-Thermostat-HVAC | Small Commercial | Miscellaneous | % of Load | 0 | 2030 | 7.9033e-05
ENS | High | DLC | DLC-Thermostat-HVAC | Small Commercial | Offices | % of Load | 0 | 2030 | 0.00012297
ENS | High | DLC | DLC-Thermostat-HVAC | Small Commercial | Retail Trade | % of Load | 0 | 2030 | 0.00011489
ENS | High | DLC | DLC-Thermostat-HVAC | Small Commercial | Services | % of Load | 0 | 2030 | 0.00013831
ENS | High | DLC | DLC-Switch-Water Heating | Small Industrial | Miscellaneous | % of Load | 0 | 2030 | 2.5783e-06
ENS | High | DLC | DLC-Switch-Water Heating | Small Industrial | Offices | % of Load | 0 | 2030 | 1.0251e-07
ENS | High | DLC | DLC-Switch-Water Heating | Small Industrial | Retail Trade | % of Load | 0 | 2030 | 7.0546e-07
ENS | High | DLC | DLC-Switch-Water Heating | Small Industrial | Services | % of Load | 0 | 2030 | 8.7943e-07
ENS | High | DLC | DLC-Thermostat-HVAC | Small Industrial | Miscellaneous | % of Load | 0 | 2030 | 1.7006e-05
ENS | High | DLC | DLC-Thermostat-HVAC | Small Industrial | Offices | % of Load | 0 | 2030 | 1.7093e-06
ENS | High | DLC | DLC-Thermostat-HVAC | Small Industrial | Retail Trade | % of Load | 0 | 2030 | 2.0347e-06
ENS | High | DLC | DLC-Thermostat-HVAC | Small Industrial | Services | % of Load | 0 | 2030 | 2.5365e-06
ENS | High | DLC | DLC-Switch-Water Heating | Residential | Residential LI | % of Load | 0 | 2030 | 0.0034134
ENS | High | DLC | DLC-Switch-Water Heating | Residential | Residential Market Rate | % of Load | 0 | 2030 | 0.0014706
ENS | High | DLC | DLC-Thermostat-Heat Pump | Residential | Residential LI | % of Load | 0 | 2030 | 0.00094841
ENS | High | DLC | DLC-Thermostat-Heat Pump | Residential | Residential Market Rate | % of Load | 0 | 2030 | 0.0010992
ENS | High | DLC | DLC-Thermostat-Electric Furnace | Residential | Residential LI | % of Load | 0 | 2030 | 0.002983
ENS | High | DLC | DLC-Thermostat-Electric Furnace | Residential | Residential Market Rate | % of Load | 0 | 2030 | 0.00026184
ENS | High | C&I Curtailment | C&I Curtailment- Manual HVAC Control | Large Commercial | Offices | % of Load | 0 | 2030 | 2.0744e-05
ENS | High | C&I Curtailment | C&I Curtailment- Manual HVAC Control | Large Commercial | Services | % of Load | 0 | 2030 | 3.9425e-05
ENS | High | C&I Curtailment | C&I Curtailment- Auto-DR HVAC Control | Large Commercial | Offices | % of Load | 0 | 2030 | 9.2512e-05
ENS | High | C&I Curtailment | C&I Curtailment- Auto-DR HVAC Control | Large Commercial | Services | % of Load | 0 | 2030 | 0.00017583
ENS | High | C&I Curtailment | C&I Curtailment- Standard Lighting Control | Large Commercial | Offices | % of Load | 0 | 2030 | 6.4262e-06
ENS | High | C&I Curtailment | C&I Curtailment- Standard Lighting Control | Large Commercial | Services | % of Load | 0 | 2030 | 4.3803e-05
ENS | High | C&I Curtailment | C&I Curtailment- Advanced Lighting Control | Large Commercial | Offices | % of Load | 0 | 2030 | 3.2131e-06
ENS | High | C&I Curtailment | C&I Curtailment- Advanced Lighting Control | Large Commercial | Services | % of Load | 0 | 2030 | 2.1901e-05
ENS | High | C&I Curtailment | C&I Curtailment- Water Heating Control | Large Commercial | Offices | % of Load | 0 | 2030 | 8.2416e-07
ENS | High | C&I Curtailment | C&I Curtailment- Water Heating Control | Large Commercial | Services | % of Load | 0 | 2030 | 9.1254e-06
ENS | High | C&I Curtailment | C&I Curtailment- Other | Large Commercial | Offices | % of Load | 0 | 2030 | 1.3757e-05
ENS | High | C&I Curtailment | C&I Curtailment- Other | Large Commercial | Services | % of Load | 0 | 2030 | 9.3303e-05
ENS | High | C&I Curtailment | C&I Curtailment- Manual HVAC Control | Large Industrial | Miscellaneous | % of Load | 0 | 2030 | 6.8942e-06
ENS | High | C&I Curtailment | C&I Curtailment- Manual HVAC Control | Large Industrial | Offices | % of Load | 0 | 2030 | 4.5163e-06
ENS | High | C&I Curtailment | C&I Curtailment- Manual HVAC Control | Large Industrial | Retail Trade | % of Load | 0 | 2030 | 1.1633e-05
ENS | High | C&I Curtailment | C&I Curtailment- Manual HVAC Control | Large Industrial | Services | % of Load | 0 | 2030 | 3.4521e-06
ENS | High | C&I Curtailment | C&I Curtailment- Auto-DR HVAC Control | Large Industrial | Miscellaneous | % of Load | 0 | 2030 | 3.0747e-05
ENS | High | C&I Curtailment | C&I Curtailment- Auto-DR HVAC Control | Large Industrial | Offices | % of Load | 0 | 2030 | 2.0142e-05
ENS | High | C&I Curtailment | C&I Curtailment- Auto-DR HVAC Control | Large Industrial | Retail Trade | % of Load | 0 | 2030 | 5.1879e-05
ENS | High | C&I Curtailment | C&I Curtailment- Auto-DR HVAC Control | Large Industrial | Services | % of Load | 0 | 2030 | 1.5396e-05
ENS | High | C&I Curtailment | C&I Curtailment- Standard Lighting Control | Large Industrial | Miscellaneous | % of Load | 0 | 2030 | 8.3659e-06
ENS | High | C&I Curtailment | C&I Curtailment- Standard Lighting Control | Large Industrial | Offices | % of Load | 0 | 2030 | 1.6041e-06
ENS | High | C&I Curtailment | C&I Curtailment- Standard Lighting Control | Large Industrial | Retail Trade | % of Load | 0 | 2030 | 1.2924e-05
ENS | High | C&I Curtailment | C&I Curtailment- Standard Lighting Control | Large Industrial | Services | % of Load | 0 | 2030 | 3.8354e-06
ENS | High | C&I Curtailment | C&I Curtailment- Advanced Lighting Control | Large Industrial | Miscellaneous | % of Load | 0 | 2030 | 4.183e-06
ENS | High | C&I Curtailment | C&I Curtailment- Advanced Lighting Control | Large Industrial | Offices | % of Load | 0 | 2030 | 8.0203e-07
ENS | High | C&I Curtailment | C&I Curtailment- Advanced Lighting Control | Large Industrial | Retail Trade | % of Load | 0 | 2030 | 6.4621e-06
ENS | High | C&I Curtailment | C&I Curtailment- Advanced Lighting Control | Large Industrial | Services | % of Load | 0 | 2030 | 1.9177e-06
ENS | High | C&I Curtailment | C&I Curtailment- Water Heating Control | Large Industrial | Miscellaneous | % of Load | 0 | 2030 | 5.3106e-07
ENS | High | C&I Curtailment | C&I Curtailment- Water Heating Control | Large Industrial | Offices | % of Load | 0 | 2030 | 1.6284e-07
ENS | High | C&I Curtailment | C&I Curtailment- Water Heating Control | Large Industrial | Retail Trade | % of Load | 0 | 2030 | 2.6925e-06
ENS | High | C&I Curtailment | C&I Curtailment- Water Heating Control | Large Industrial | Services | % of Load | 0 | 2030 | 7.9903e-07
ENS | High | C&I Curtailment | C&I Curtailment- Other | Large Industrial | Miscellaneous | % of Load | 0 | 2030 | 1.1351e-05
ENS | High | C&I Curtailment | C&I Curtailment- Other | Large Industrial | Offices | % of Load | 0 | 2030 | 3.1175e-06
ENS | High | C&I Curtailment | C&I Curtailment- Other | Large Industrial | Retail Trade | % of Load | 0 | 2030 | 2.753e-05
ENS | High | C&I Curtailment | C&I Curtailment- Other | Large Industrial | Services | % of Load | 0 | 2030 | 8.1698e-06
ENS | High | C&I Curtailment | C&I Curtailment- Industrial | Large Industrial | Manufacturing | % of Load | 0 | 2030 | 0.00039632
ENS | High | C&I Curtailment | C&I Curtailment- Manual HVAC Control | Interruptible Rider | Miscellaneous | % of Load | 0 | 2030 | 0.00023049
ENS | High | C&I Curtailment | C&I Curtailment- Manual HVAC Control | Interruptible Rider | Retail Trade | % of Load | 0 | 2030 | 6.2377e-06
ENS | High | C&I Curtailment | C&I Curtailment- Auto-DR HVAC Control | Interruptible Rider | Miscellaneous | % of Load | 0 | 2030 | 0.0010279
ENS | High | C&I Curtailment | C&I Curtailment- Auto-DR HVAC Control | Interruptible Rider | Retail Trade | % of Load | 0 | 2030 | 2.7819e-05
ENS | High | C&I Curtailment | C&I Curtailment- Standard Lighting Control | Interruptible Rider | Miscellaneous | % of Load | 0 | 2030 | 0.00010251
ENS | High | C&I Curtailment | C&I Curtailment- Standard Lighting Control | Interruptible Rider | Retail Trade | % of Load | 0 | 2030 | 7.5778e-06
ENS | High | C&I Curtailment | C&I Curtailment- Advanced Lighting Control | Interruptible Rider | Miscellaneous | % of Load | 0 | 2030 | 5.1254e-05
ENS | High | C&I Curtailment | C&I Curtailment- Advanced Lighting Control | Interruptible Rider | Retail Trade | % of Load | 0 | 2030 | 3.7889e-06
ENS | High | C&I Curtailment | C&I Curtailment- Water Heating Control | Interruptible Rider | Miscellaneous | % of Load | 0 | 2030 | 9.8538e-06
ENS | High | C&I Curtailment | C&I Curtailment- Water Heating Control | Interruptible Rider | Retail Trade | % of Load | 0 | 2030 | 1.3075e-06
ENS | High | C&I Curtailment | C&I Curtailment- Other | Interruptible Rider | Miscellaneous | % of Load | 0 | 2030 | 0.00017763
ENS | High | C&I Curtailment | C&I Curtailment- Other | Interruptible Rider | Retail Trade | % of Load | 0 | 2030 | 1.4362e-05
ENS | High | C&I Curtailment | C&I Curtailment- Industrial | Interruptible Rider | Manufacturing | % of Load | 0 | 2030 | 0.00029751
ENS | High | Dynamic Pricing | Dynamic Pricing with enabling tech. | Small Commercial | Manufacturing | % of Load | 1 | 2030 | 0.00012586
ENS | High | Dynamic Pricing | Dynamic Pricing with enabling tech. | Small Commercial | Miscellaneous | % of Load | 1 | 2030 | 0.0013664
ENS | High | Dynamic Pricing | Dynamic Pricing with enabling tech. | Small Commercial | Offices | % of Load | 1 | 2030 | 0.0011065
ENS | High | Dynamic Pricing | Dynamic Pricing with enabling tech. | Small Commercial | Retail Trade | % of Load | 1 | 2030 | 0.0024794
ENS | High | Dynamic Pricing | Dynamic Pricing with enabling tech. | Small Commercial | Services | % of Load | 1 | 2030 | 0.0029844
ENS | High | Dynamic Pricing | Dynamic Pricing w/o enabling tech. | Small Commercial | Manufacturing | % of Load | 1 | 2030 | 7.5416e-06
ENS | High | Dynamic Pricing | Dynamic Pricing w/o enabling tech. | Small Commercial | Miscellaneous | % of Load | 1 | 2030 | 8.1875e-05
ENS | High | Dynamic Pricing | Dynamic Pricing w/o enabling tech. | Small Commercial | Offices | % of Load | 1 | 2030 | 6.6301e-05
ENS | High | Dynamic Pricing | Dynamic Pricing w/o enabling tech. | Small Commercial | Retail Trade | % of Load | 1 | 2030 | 0.00014856
ENS | High | Dynamic Pricing | Dynamic Pricing w/o enabling tech. | Small Commercial | Services | % of Load | 1 | 2030 | 0.00017882
ENS | High | Dynamic Pricing | Dynamic Pricing with enabling tech. | Large Commercial | Offices | % of Load | 1 | 2030 | 0.00018179
ENS | High | Dynamic Pricing | Dynamic Pricing with enabling tech. | Large Commercial | Services | % of Load | 1 | 2030 | 0.0011221
ENS | High | Dynamic Pricing | Dynamic Pricing w/o enabling tech. | Large Commercial | Offices | % of Load | 1 | 2030 | 8.7359e-05
ENS | High | Dynamic Pricing | Dynamic Pricing w/o enabling tech. | Large Commercial | Services | % of Load | 1 | 2030 | 0.0005392
ENS | High | Dynamic Pricing | Dynamic Pricing with enabling tech. | Small Industrial | Manufacturing | % of Load | 1 | 2030 | 0.00019512
ENS | High | Dynamic Pricing | Dynamic Pricing with enabling tech. | Small Industrial | Miscellaneous | % of Load | 1 | 2030 | 0.00027733
ENS | High | Dynamic Pricing | Dynamic Pricing with enabling tech. | Small Industrial | Offices | % of Load | 1 | 2030 | 1.7193e-05
ENS | High | Dynamic Pricing | Dynamic Pricing with enabling tech. | Small Industrial | Retail Trade | % of Load | 1 | 2030 | 4.7986e-05
ENS | High | Dynamic Pricing | Dynamic Pricing with enabling tech. | Small Industrial | Services | % of Load | 1 | 2030 | 5.982e-05
ENS | High | Dynamic Pricing | Dynamic Pricing w/o enabling tech. | Small Industrial | Manufacturing | % of Load | 1 | 2030 | 1.1691e-05
ENS | High | Dynamic Pricing | Dynamic Pricing w/o enabling tech. | Small Industrial | Miscellaneous | % of Load | 1 | 2030 | 1.6617e-05
ENS | High | Dynamic Pricing | Dynamic Pricing w/o enabling tech. | Small Industrial | Offices | % of Load | 1 | 2030 | 1.0302e-06
ENS | High | Dynamic Pricing | Dynamic Pricing w/o enabling tech. | Small Industrial | Retail Trade | % of Load | 1 | 2030 | 2.8753e-06
ENS | High | Dynamic Pricing | Dynamic Pricing w/o enabling tech. | Small Industrial | Services | % of Load | 1 | 2030 | 3.5843e-06
ENS | High | Dynamic Pricing | Dynamic Pricing with enabling tech. | Large Industrial | Manufacturing | % of Load | 1 | 2030 | 0.001079
ENS | High | Dynamic Pricing | Dynamic Pricing with enabling tech. | Large Industrial | Miscellaneous | % of Load | 1 | 2030 | 0.0004916
ENS | High | Dynamic Pricing | Dynamic Pricing with enabling tech. | Large Industrial | Offices | % of Load | 1 | 2030 | 4.3373e-05
ENS | High | Dynamic Pricing | Dynamic Pricing with enabling tech. | Large Industrial | Retail Trade | % of Load | 1 | 2030 | 0.00021163
ENS | High | Dynamic Pricing | Dynamic Pricing with enabling tech. | Large Industrial | Services | % of Load | 1 | 2030 | 0.00010467
ENS | High | Dynamic Pricing | Dynamic Pricing w/o enabling tech. | Large Industrial | Manufacturing | % of Load | 1 | 2030 | 0.00051849
ENS | High | Dynamic Pricing | Dynamic Pricing w/o enabling tech. | Large Industrial | Miscellaneous | % of Load | 1 | 2030 | 0.00023624
ENS | High | Dynamic Pricing | Dynamic Pricing w/o enabling tech. | Large Industrial | Offices | % of Load | 1 | 2030 | 2.0843e-05
ENS | High | Dynamic Pricing | Dynamic Pricing w/o enabling tech. | Large Industrial | Retail Trade | % of Load | 1 | 2030 | 0.0001017
ENS | High | Dynamic Pricing | Dynamic Pricing w/o enabling tech. | Large Industrial | Services | % of Load | 1 | 2030 | 5.0299e-05
ENS | High | Dynamic Pricing | Dynamic Pricing with enabling tech. | Interruptible Rider | Manufacturing | % of Load | 1 | 2030 | 0.00040301
ENS | High | Dynamic Pricing | Dynamic Pricing with enabling tech. | Interruptible Rider | Miscellaneous | % of Load | 1 | 2030 | 0.00094804
ENS | High | Dynamic Pricing | Dynamic Pricing with enabling tech. | Interruptible Rider | Retail Trade | % of Load | 1 | 2030 | 5.5804e-05
ENS | High | Dynamic Pricing | Dynamic Pricing w/o enabling tech. | Interruptible Rider | Manufacturing | % of Load | 1 | 2030 | 0.00019367
ENS | High | Dynamic Pricing | Dynamic Pricing w/o enabling tech. | Interruptible Rider | Miscellaneous | % of Load | 1 | 2030 | 0.00045558
ENS | High | Dynamic Pricing | Dynamic Pricing w/o enabling tech. | Interruptible Rider | Retail Trade | % of Load | 1 | 2030 | 2.6817e-05
ENS | High | Dynamic Pricing | Dynamic Pricing with enabling tech. | Residential | Residential Market Rate | % of Load | 1 | 2030 | 0.028635
ENS | High | Dynamic Pricing | Dynamic Pricing w/o enabling tech. | Residential | Residential Market Rate | % of Load | 1 | 2030 | 0.019357
ENS | High | BTM Battery Control | BTM Battery Control | Small Commercial | Manufacturing | % of Load | 0 | 2030 | 1.1013e-05
ENS | High | BTM Battery Control | BTM Battery Control | Small Commercial | Miscellaneous | % of Load | 0 | 2030 | 8.156e-05
ENS | High | BTM Battery Control | BTM Battery Control | Small Commercial | Offices | % of Load | 0 | 2030 | 2.817e-05
ENS | High | BTM Battery Control | BTM Battery Control | Small Commercial | Retail Trade | % of Load | 0 | 2030 | 4.9163e-05
ENS | High | BTM Battery Control | BTM Battery Control | Small Commercial | Services | % of Load | 0 | 2030 | 0.00010703
ENS | High | BTM Battery Control | BTM Battery Control | Large Commercial | Offices | % of Load | 0 | 2030 | 1.0367e-05
ENS | High | BTM Battery Control | BTM Battery Control | Large Commercial | Services | % of Load | 0 | 2030 | 5.5291e-05
ENS | High | BTM Battery Control | BTM Battery Control | Small Industrial | Manufacturing | % of Load | 0 | 2030 | 2.6871e-07
ENS | High | BTM Battery Control | BTM Battery Control | Small Industrial | Miscellaneous | % of Load | 0 | 2030 | 1.7497e-06
ENS | High | BTM Battery Control | BTM Battery Control | Small Industrial | Offices | % of Load | 0 | 2030 | 6.9315e-07
ENS | High | BTM Battery Control | BTM Battery Control | Small Industrial | Retail Trade | % of Load | 0 | 2030 | 1.2061e-06
ENS | High | BTM Battery Control | BTM Battery Control | Small Industrial | Services | % of Load | 0 | 2030 | 2.626e-06
ENS | High | BTM Battery Control | BTM Battery Control | Large Industrial | Manufacturing | % of Load | 0 | 2030 | 6.7873e-06
ENS | High | BTM Battery Control | BTM Battery Control | Large Industrial | Miscellaneous | % of Load | 0 | 2030 | 3.1468e-05
ENS | High | BTM Battery Control | BTM Battery Control | Large Industrial | Offices | % of Load | 0 | 2030 | 3.7021e-06
ENS | High | BTM Battery Control | BTM Battery Control | Large Industrial | Retail Trade | % of Load | 0 | 2030 | 1.8511e-05
ENS | High | BTM Battery Control | BTM Battery Control | Large Industrial | Services | % of Load | 0 | 2030 | 4.0107e-05
ENS | High | BTM Battery Control | BTM Battery Control | Interruptible Rider | Manufacturing | % of Load | 0 | 2030 | 9.0725e-06
ENS | High | BTM Battery Control | BTM Battery Control | Interruptible Rider | Miscellaneous | % of Load | 0 | 2030 | 2.4193e-05
ENS | High | BTM Battery Control | BTM Battery Control | Interruptible Rider | Retail Trade | % of Load | 0 | 2030 | 3.629e-05
ENS | High | BTM Battery Control | BTM Battery Control | Residential | Residential LI | % of Load | 0 | 2030 | 0.00096862
ENS | High | BTM Battery Control | BTM Battery Control | Residential | Residential Market Rate | % of Load | 0 | 2030 | 0.00054271
ENS | High | EV Charging Control | EV Charging Control | EV | EV | % of Load | 0 | 2030 | 0.00070463
ENS | High | Behavioral DR | Behavioral DR | Residential | Residential LI | % of Load | 1 | 2030 | 0.00030257
ENS | High | Behavioral DR | Behavioral DR | Residential | Residential Market Rate | % of Load | 1 | 2030 | 0.0025974
ENS | High | DLC | DLC-Switch-Water Heating | Small Commercial | Miscellaneous | % of Load | 0 | 2031 | 1.2819e-05
ENS | High | DLC | DLC-Switch-Water Heating | Small Commercial | Offices | % of Load | 0 | 2031 | 7.6922e-06
ENS | High | DLC | DLC-Switch-Water Heating | Small Commercial | Retail Trade | % of Load | 0 | 2031 | 4.3703e-05
ENS | High | DLC | DLC-Switch-Water Heating | Small Commercial | Services | % of Load | 0 | 2031 | 5.2532e-05
ENS | High | DLC | DLC-Thermostat-HVAC | Small Commercial | Miscellaneous | % of Load | 0 | 2031 | 7.7467e-05
ENS | High | DLC | DLC-Thermostat-HVAC | Small Commercial | Offices | % of Load | 0 | 2031 | 0.00012187
ENS | High | DLC | DLC-Thermostat-HVAC | Small Commercial | Retail Trade | % of Load | 0 | 2031 | 0.0001113
ENS | High | DLC | DLC-Thermostat-HVAC | Small Commercial | Services | % of Load | 0 | 2031 | 0.00013398
ENS | High | DLC | DLC-Switch-Water Heating | Small Industrial | Miscellaneous | % of Load | 0 | 2031 | 2.6299e-06
ENS | High | DLC | DLC-Switch-Water Heating | Small Industrial | Offices | % of Load | 0 | 2031 | 1.0433e-07
ENS | High | DLC | DLC-Switch-Water Heating | Small Industrial | Retail Trade | % of Load | 0 | 2031 | 7.2021e-07
ENS | High | DLC | DLC-Switch-Water Heating | Small Industrial | Services | % of Load | 0 | 2031 | 8.9782e-07
ENS | High | DLC | DLC-Thermostat-HVAC | Small Industrial | Miscellaneous | % of Load | 0 | 2031 | 1.7083e-05
ENS | High | DLC | DLC-Thermostat-HVAC | Small Industrial | Offices | % of Load | 0 | 2031 | 1.7335e-06
ENS | High | DLC | DLC-Thermostat-HVAC | Small Industrial | Retail Trade | % of Load | 0 | 2031 | 2.0371e-06
ENS | High | DLC | DLC-Thermostat-HVAC | Small Industrial | Services | % of Load | 0 | 2031 | 2.5395e-06
ENS | High | DLC | DLC-Switch-Water Heating | Residential | Residential LI | % of Load | 0 | 2031 | 0.0034457
ENS | High | DLC | DLC-Switch-Water Heating | Residential | Residential Market Rate | % of Load | 0 | 2031 | 0.0014925
ENS | High | DLC | DLC-Thermostat-Heat Pump | Residential | Residential LI | % of Load | 0 | 2031 | 0.0010322
ENS | High | DLC | DLC-Thermostat-Heat Pump | Residential | Residential Market Rate | % of Load | 0 | 2031 | 0.0011512
ENS | High | DLC | DLC-Thermostat-Electric Furnace | Residential | Residential LI | % of Load | 0 | 2031 | 0.0029567
ENS | High | DLC | DLC-Thermostat-Electric Furnace | Residential | Residential Market Rate | % of Load | 0 | 2031 | 0.00023931
ENS | High | C&I Curtailment | C&I Curtailment- Manual HVAC Control | Large Commercial | Offices | % of Load | 0 | 2031 | 1.8086e-05
ENS | High | C&I Curtailment | C&I Curtailment- Manual HVAC Control | Large Commercial | Services | % of Load | 0 | 2031 | 3.3702e-05
ENS | High | C&I Curtailment | C&I Curtailment- Auto-DR HVAC Control | Large Commercial | Offices | % of Load | 0 | 2031 | 9.7049e-05
ENS | High | C&I Curtailment | C&I Curtailment- Auto-DR HVAC Control | Large Commercial | Services | % of Load | 0 | 2031 | 0.00018085
ENS | High | C&I Curtailment | C&I Curtailment- Standard Lighting Control | Large Commercial | Offices | % of Load | 0 | 2031 | 6.1651e-06
ENS | High | C&I Curtailment | C&I Curtailment- Standard Lighting Control | Large Commercial | Services | % of Load | 0 | 2031 | 4.2515e-05
ENS | High | C&I Curtailment | C&I Curtailment- Advanced Lighting Control | Large Commercial | Offices | % of Load | 0 | 2031 | 3.0825e-06
ENS | High | C&I Curtailment | C&I Curtailment- Advanced Lighting Control | Large Commercial | Services | % of Load | 0 | 2031 | 2.1258e-05
ENS | High | C&I Curtailment | C&I Curtailment- Water Heating Control | Large Commercial | Offices | % of Load | 0 | 2031 | 8.3599e-07
ENS | High | C&I Curtailment | C&I Curtailment- Water Heating Control | Large Commercial | Services | % of Load | 0 | 2031 | 9.2531e-06
ENS | High | C&I Curtailment | C&I Curtailment- Other | Large Commercial | Offices | % of Load | 0 | 2031 | 1.3761e-05
ENS | High | C&I Curtailment | C&I Curtailment- Other | Large Commercial | Services | % of Load | 0 | 2031 | 9.3648e-05
ENS | High | C&I Curtailment | C&I Curtailment- Manual HVAC Control | Large Industrial | Miscellaneous | % of Load | 0 | 2031 | 6.0849e-06
ENS | High | C&I Curtailment | C&I Curtailment- Manual HVAC Control | Large Industrial | Offices | % of Load | 0 | 2031 | 4.0576e-06
ENS | High | C&I Curtailment | C&I Curtailment- Manual HVAC Control | Large Industrial | Retail Trade | % of Load | 0 | 2031 | 1.0175e-05
ENS | High | C&I Curtailment | C&I Curtailment- Manual HVAC Control | Large Industrial | Services | % of Load | 0 | 2031 | 3.0196e-06
ENS | High | C&I Curtailment | C&I Curtailment- Auto-DR HVAC Control | Large Industrial | Miscellaneous | % of Load | 0 | 2031 | 3.2652e-05
ENS | High | C&I Curtailment | C&I Curtailment- Auto-DR HVAC Control | Large Industrial | Offices | % of Load | 0 | 2031 | 2.1773e-05
ENS | High | C&I Curtailment | C&I Curtailment- Auto-DR HVAC Control | Large Industrial | Retail Trade | % of Load | 0 | 2031 | 5.4601e-05
ENS | High | C&I Curtailment | C&I Curtailment- Auto-DR HVAC Control | Large Industrial | Services | % of Load | 0 | 2031 | 1.6203e-05
ENS | High | C&I Curtailment | C&I Curtailment- Standard Lighting Control | Large Industrial | Miscellaneous | % of Load | 0 | 2031 | 8.4301e-06
ENS | High | C&I Curtailment | C&I Curtailment- Standard Lighting Control | Large Industrial | Offices | % of Load | 0 | 2031 | 1.6207e-06
ENS | High | C&I Curtailment | C&I Curtailment- Standard Lighting Control | Large Industrial | Retail Trade | % of Load | 0 | 2031 | 1.2836e-05
ENS | High | C&I Curtailment | C&I Curtailment- Standard Lighting Control | Large Industrial | Services | % of Load | 0 | 2031 | 3.8093e-06
ENS | High | C&I Curtailment | C&I Curtailment- Advanced Lighting Control | Large Industrial | Miscellaneous | % of Load | 0 | 2031 | 4.2151e-06
ENS | High | C&I Curtailment | C&I Curtailment- Advanced Lighting Control | Large Industrial | Offices | % of Load | 0 | 2031 | 8.1034e-07
ENS | High | C&I Curtailment | C&I Curtailment- Advanced Lighting Control | Large Industrial | Retail Trade | % of Load | 0 | 2031 | 6.4182e-06
ENS | High | C&I Curtailment | C&I Curtailment- Advanced Lighting Control | Large Industrial | Services | % of Load | 0 | 2031 | 1.9047e-06
ENS | High | C&I Curtailment | C&I Curtailment- Water Heating Control | Large Industrial | Miscellaneous | % of Load | 0 | 2031 | 5.4369e-07
ENS | High | C&I Curtailment | C&I Curtailment- Water Heating Control | Large Industrial | Offices | % of Load | 0 | 2031 | 1.6853e-07
ENS | High | C&I Curtailment | C&I Curtailment- Water Heating Control | Large Industrial | Retail Trade | % of Load | 0 | 2031 | 2.7937e-06
ENS | High | C&I Curtailment | C&I Curtailment- Water Heating Control | Large Industrial | Services | % of Load | 0 | 2031 | 8.2906e-07
ENS | High | C&I Curtailment | C&I Curtailment- Other | Large Industrial | Miscellaneous | % of Load | 0 | 2031 | 1.1612e-05
ENS | High | C&I Curtailment | C&I Curtailment- Other | Large Industrial | Offices | % of Load | 0 | 2031 | 3.2255e-06
ENS | High | C&I Curtailment | C&I Curtailment- Other | Large Industrial | Retail Trade | % of Load | 0 | 2031 | 2.8274e-05
ENS | High | C&I Curtailment | C&I Curtailment- Other | Large Industrial | Services | % of Load | 0 | 2031 | 8.3907e-06
ENS | High | C&I Curtailment | C&I Curtailment- Industrial | Large Industrial | Manufacturing | % of Load | 0 | 2031 | 0.00039678
ENS | High | C&I Curtailment | C&I Curtailment- Manual HVAC Control | Interruptible Rider | Miscellaneous | % of Load | 0 | 2031 | 0.00020063
ENS | High | C&I Curtailment | C&I Curtailment- Manual HVAC Control | Interruptible Rider | Retail Trade | % of Load | 0 | 2031 | 5.3642e-06
ENS | High | C&I Curtailment | C&I Curtailment- Auto-DR HVAC Control | Interruptible Rider | Miscellaneous | % of Load | 0 | 2031 | 0.0010766
ENS | High | C&I Curtailment | C&I Curtailment- Auto-DR HVAC Control | Interruptible Rider | Retail Trade | % of Load | 0 | 2031 | 2.8784e-05
ENS | High | C&I Curtailment | C&I Curtailment- Standard Lighting Control | Interruptible Rider | Miscellaneous | % of Load | 0 | 2031 | 0.0001002
ENS | High | C&I Curtailment | C&I Curtailment- Standard Lighting Control | Interruptible Rider | Retail Trade | % of Load | 0 | 2031 | 7.4512e-06
ENS | High | C&I Curtailment | C&I Curtailment- Advanced Lighting Control | Interruptible Rider | Miscellaneous | % of Load | 0 | 2031 | 5.0101e-05
ENS | High | C&I Curtailment | C&I Curtailment- Advanced Lighting Control | Interruptible Rider | Retail Trade | % of Load | 0 | 2031 | 3.7256e-06
ENS | High | C&I Curtailment | C&I Curtailment- Water Heating Control | Interruptible Rider | Miscellaneous | % of Load | 0 | 2031 | 9.8919e-06
ENS | High | C&I Curtailment | C&I Curtailment- Water Heating Control | Interruptible Rider | Retail Trade | % of Load | 0 | 2031 | 1.3162e-06
ENS | High | C&I Curtailment | C&I Curtailment- Other | Interruptible Rider | Miscellaneous | % of Load | 0 | 2031 | 0.0001781
ENS | High | C&I Curtailment | C&I Curtailment- Other | Interruptible Rider | Retail Trade | % of Load | 0 | 2031 | 1.4425e-05
ENS | High | C&I Curtailment | C&I Curtailment- Industrial | Interruptible Rider | Manufacturing | % of Load | 0 | 2031 | 0.00029204
ENS | High | Dynamic Pricing | Dynamic Pricing with enabling tech. | Small Commercial | Manufacturing | % of Load | 1 | 2031 | 0.00012227
ENS | High | Dynamic Pricing | Dynamic Pricing with enabling tech. | Small Commercial | Miscellaneous | % of Load | 1 | 2031 | 0.0013479
ENS | High | Dynamic Pricing | Dynamic Pricing with enabling tech. | Small Commercial | Offices | % of Load | 1 | 2031 | 0.0010926
ENS | High | Dynamic Pricing | Dynamic Pricing with enabling tech. | Small Commercial | Retail Trade | % of Load | 1 | 2031 | 0.0024332
ENS | High | Dynamic Pricing | Dynamic Pricing with enabling tech. | Small Commercial | Services | % of Load | 1 | 2031 | 0.0029284
ENS | High | Dynamic Pricing | Dynamic Pricing w/o enabling tech. | Small Commercial | Manufacturing | % of Load | 1 | 2031 | 7.3263e-06
ENS | High | Dynamic Pricing | Dynamic Pricing w/o enabling tech. | Small Commercial | Miscellaneous | % of Load | 1 | 2031 | 8.0762e-05
ENS | High | Dynamic Pricing | Dynamic Pricing w/o enabling tech. | Small Commercial | Offices | % of Load | 1 | 2031 | 6.5468e-05
ENS | High | Dynamic Pricing | Dynamic Pricing w/o enabling tech. | Small Commercial | Retail Trade | % of Load | 1 | 2031 | 0.00014579
ENS | High | Dynamic Pricing | Dynamic Pricing w/o enabling tech. | Small Commercial | Services | % of Load | 1 | 2031 | 0.00017547
ENS | High | Dynamic Pricing | Dynamic Pricing with enabling tech. | Large Commercial | Offices | % of Load | 1 | 2031 | 0.0001801
ENS | High | Dynamic Pricing | Dynamic Pricing with enabling tech. | Large Commercial | Services | % of Load | 1 | 2031 | 0.0011101
ENS | High | Dynamic Pricing | Dynamic Pricing w/o enabling tech. | Large Commercial | Offices | % of Load | 1 | 2031 | 8.6547e-05
ENS | High | Dynamic Pricing | Dynamic Pricing w/o enabling tech. | Large Commercial | Services | % of Load | 1 | 2031 | 0.00053344
ENS | High | Dynamic Pricing | Dynamic Pricing with enabling tech. | Small Industrial | Manufacturing | % of Load | 1 | 2031 | 0.00019404
ENS | High | Dynamic Pricing | Dynamic Pricing with enabling tech. | Small Industrial | Miscellaneous | % of Load | 1 | 2031 | 0.00027992
ENS | High | Dynamic Pricing | Dynamic Pricing with enabling tech. | Small Industrial | Offices | % of Load | 1 | 2031 | 1.7415e-05
ENS | High | Dynamic Pricing | Dynamic Pricing with enabling tech. | Small Industrial | Retail Trade | % of Load | 1 | 2031 | 4.8566e-05
ENS | High | Dynamic Pricing | Dynamic Pricing with enabling tech. | Small Industrial | Services | % of Load | 1 | 2031 | 6.0543e-05
ENS | High | Dynamic Pricing | Dynamic Pricing w/o enabling tech. | Small Industrial | Manufacturing | % of Load | 1 | 2031 | 1.1627e-05
ENS | High | Dynamic Pricing | Dynamic Pricing w/o enabling tech. | Small Industrial | Miscellaneous | % of Load | 1 | 2031 | 1.6772e-05
ENS | High | Dynamic Pricing | Dynamic Pricing w/o enabling tech. | Small Industrial | Offices | % of Load | 1 | 2031 | 1.0435e-06
ENS | High | Dynamic Pricing | Dynamic Pricing w/o enabling tech. | Small Industrial | Retail Trade | % of Load | 1 | 2031 | 2.91e-06
ENS | High | Dynamic Pricing | Dynamic Pricing w/o enabling tech. | Small Industrial | Services | % of Load | 1 | 2031 | 3.6277e-06
ENS | High | Dynamic Pricing | Dynamic Pricing with enabling tech. | Large Industrial | Manufacturing | % of Load | 1 | 2031 | 0.0010728
ENS | High | Dynamic Pricing | Dynamic Pricing with enabling tech. | Large Industrial | Miscellaneous | % of Load | 1 | 2031 | 0.00049734
ENS | High | Dynamic Pricing | Dynamic Pricing with enabling tech. | Large Industrial | Offices | % of Load | 1 | 2031 | 4.4431e-05
ENS | High | Dynamic Pricing | Dynamic Pricing with enabling tech. | Large Industrial | Retail Trade | % of Load | 1 | 2031 | 0.00021433
ENS | High | Dynamic Pricing | Dynamic Pricing with enabling tech. | Large Industrial | Services | % of Load | 1 | 2031 | 0.00010601
ENS | High | Dynamic Pricing | Dynamic Pricing w/o enabling tech. | Large Industrial | Manufacturing | % of Load | 1 | 2031 | 0.00051553
ENS | High | Dynamic Pricing | Dynamic Pricing w/o enabling tech. | Large Industrial | Miscellaneous | % of Load | 1 | 2031 | 0.000239
ENS | High | Dynamic Pricing | Dynamic Pricing w/o enabling tech. | Large Industrial | Offices | % of Load | 1 | 2031 | 2.1351e-05
ENS | High | Dynamic Pricing | Dynamic Pricing w/o enabling tech. | Large Industrial | Retail Trade | % of Load | 1 | 2031 | 0.000103
ENS | High | Dynamic Pricing | Dynamic Pricing w/o enabling tech. | Large Industrial | Services | % of Load | 1 | 2031 | 5.0942e-05
ENS | High | Dynamic Pricing | Dynamic Pricing with enabling tech. | Interruptible Rider | Manufacturing | % of Load | 1 | 2031 | 0.00039287
ENS | High | Dynamic Pricing | Dynamic Pricing with enabling tech. | Interruptible Rider | Miscellaneous | % of Load | 1 | 2031 | 0.00094069
ENS | High | Dynamic Pricing | Dynamic Pricing with enabling tech. | Interruptible Rider | Retail Trade | % of Load | 1 | 2031 | 5.5364e-05
ENS | High | Dynamic Pricing | Dynamic Pricing w/o enabling tech. | Interruptible Rider | Manufacturing | % of Load | 1 | 2031 | 0.00018879
ENS | High | Dynamic Pricing | Dynamic Pricing w/o enabling tech. | Interruptible Rider | Miscellaneous | % of Load | 1 | 2031 | 0.00045205
ENS | High | Dynamic Pricing | Dynamic Pricing w/o enabling tech. | Interruptible Rider | Retail Trade | % of Load | 1 | 2031 | 2.6605e-05
ENS | High | Dynamic Pricing | Dynamic Pricing with enabling tech. | Residential | Residential Market Rate | % of Load | 1 | 2031 | 0.028822
ENS | High | Dynamic Pricing | Dynamic Pricing w/o enabling tech. | Residential | Residential Market Rate | % of Load | 1 | 2031 | 0.019483
ENS | High | BTM Battery Control | BTM Battery Control | Small Commercial | Manufacturing | % of Load | 0 | 2031 | 1.135e-05
ENS | High | BTM Battery Control | BTM Battery Control | Small Commercial | Miscellaneous | % of Load | 0 | 2031 | 8.4101e-05
ENS | High | BTM Battery Control | BTM Battery Control | Small Commercial | Offices | % of Load | 0 | 2031 | 2.9032e-05
ENS | High | BTM Battery Control | BTM Battery Control | Small Commercial | Retail Trade | % of Load | 0 | 2031 | 5.066e-05
ENS | High | BTM Battery Control | BTM Battery Control | Small Commercial | Services | % of Load | 0 | 2031 | 0.00011029
ENS | High | BTM Battery Control | BTM Battery Control | Large Commercial | Offices | % of Load | 0 | 2031 | 1.0684e-05
ENS | High | BTM Battery Control | BTM Battery Control | Large Commercial | Services | % of Load | 0 | 2031 | 5.6983e-05
ENS | High | BTM Battery Control | BTM Battery Control | Small Industrial | Manufacturing | % of Load | 0 | 2031 | 2.7693e-07
ENS | High | BTM Battery Control | BTM Battery Control | Small Industrial | Miscellaneous | % of Load | 0 | 2031 | 1.8032e-06
ENS | High | BTM Battery Control | BTM Battery Control | Small Industrial | Offices | % of Load | 0 | 2031 | 7.1436e-07
ENS | High | BTM Battery Control | BTM Battery Control | Small Industrial | Retail Trade | % of Load | 0 | 2031 | 1.2431e-06
ENS | High | BTM Battery Control | BTM Battery Control | Small Industrial | Services | % of Load | 0 | 2031 | 2.7064e-06
ENS | High | BTM Battery Control | BTM Battery Control | Large Industrial | Manufacturing | % of Load | 0 | 2031 | 6.9949e-06
ENS | High | BTM Battery Control | BTM Battery Control | Large Industrial | Miscellaneous | % of Load | 0 | 2031 | 3.2431e-05
ENS | High | BTM Battery Control | BTM Battery Control | Large Industrial | Offices | % of Load | 0 | 2031 | 3.8154e-06
ENS | High | BTM Battery Control | BTM Battery Control | Large Industrial | Retail Trade | % of Load | 0 | 2031 | 1.9077e-05
ENS | High | BTM Battery Control | BTM Battery Control | Large Industrial | Services | % of Load | 0 | 2031 | 4.1334e-05
ENS | High | BTM Battery Control | BTM Battery Control | Interruptible Rider | Manufacturing | % of Load | 0 | 2031 | 9.3501e-06
ENS | High | BTM Battery Control | BTM Battery Control | Interruptible Rider | Miscellaneous | % of Load | 0 | 2031 | 2.4934e-05
ENS | High | BTM Battery Control | BTM Battery Control | Interruptible Rider | Retail Trade | % of Load | 0 | 2031 | 3.74e-05
ENS | High | BTM Battery Control | BTM Battery Control | Residential | Residential LI | % of Load | 0 | 2031 | 0.0010032
ENS | High | BTM Battery Control | BTM Battery Control | Residential | Residential Market Rate | % of Load | 0 | 2031 | 0.00056207
ENS | High | EV Charging Control | EV Charging Control | EV | EV | % of Load | 0 | 2031 | 0.00084794
ENS | High | Behavioral DR | Behavioral DR | Residential | Residential LI | % of Load | 1 | 2031 | 0.00030354
ENS | High | Behavioral DR | Behavioral DR | Residential | Residential Market Rate | % of Load | 1 | 2031 | 0.0026131
ENS | High | DLC | DLC-Switch-Water Heating | Small Commercial | Miscellaneous | % of Load | 0 | 2032 | 1.2815e-05
ENS | High | DLC | DLC-Switch-Water Heating | Small Commercial | Offices | % of Load | 0 | 2032 | 7.6744e-06
ENS | High | DLC | DLC-Switch-Water Heating | Small Commercial | Retail Trade | % of Load | 0 | 2032 | 4.3637e-05
ENS | High | DLC | DLC-Switch-Water Heating | Small Commercial | Services | % of Load | 0 | 2032 | 5.244e-05
ENS | High | DLC | DLC-Thermostat-HVAC | Small Commercial | Miscellaneous | % of Load | 0 | 2032 | 7.5801e-05
ENS | High | DLC | DLC-Thermostat-HVAC | Small Commercial | Offices | % of Load | 0 | 2032 | 0.00012057
ENS | High | DLC | DLC-Thermostat-HVAC | Small Commercial | Retail Trade | % of Load | 0 | 2032 | 0.0001076
ENS | High | DLC | DLC-Thermostat-HVAC | Small Commercial | Services | % of Load | 0 | 2032 | 0.00012952
ENS | High | DLC | DLC-Switch-Water Heating | Small Industrial | Miscellaneous | % of Load | 0 | 2032 | 2.6787e-06
ENS | High | DLC | DLC-Switch-Water Heating | Small Industrial | Offices | % of Load | 0 | 2032 | 1.0603e-07
ENS | High | DLC | DLC-Switch-Water Heating | Small Industrial | Retail Trade | % of Load | 0 | 2032 | 7.342e-07
ENS | High | DLC | DLC-Switch-Water Heating | Small Industrial | Services | % of Load | 0 | 2032 | 9.1526e-07
ENS | High | DLC | DLC-Thermostat-HVAC | Small Industrial | Miscellaneous | % of Load | 0 | 2032 | 1.7137e-05
ENS | High | DLC | DLC-Thermostat-HVAC | Small Industrial | Offices | % of Load | 0 | 2032 | 1.7555e-06
ENS | High | DLC | DLC-Thermostat-HVAC | Small Industrial | Retail Trade | % of Load | 0 | 2032 | 2.0364e-06
ENS | High | DLC | DLC-Thermostat-HVAC | Small Industrial | Services | % of Load | 0 | 2032 | 2.5386e-06
ENS | High | DLC | DLC-Switch-Water Heating | Residential | Residential LI | % of Load | 0 | 2032 | 0.0034801
ENS | High | DLC | DLC-Switch-Water Heating | Residential | Residential Market Rate | % of Load | 0 | 2032 | 0.0015122
ENS | High | DLC | DLC-Thermostat-Heat Pump | Residential | Residential LI | % of Load | 0 | 2032 | 0.0011129
ENS | High | DLC | DLC-Thermostat-Heat Pump | Residential | Residential Market Rate | % of Load | 0 | 2032 | 0.0011995
ENS | High | DLC | DLC-Thermostat-Electric Furnace | Residential | Residential LI | % of Load | 0 | 2032 | 0.0029328
ENS | High | DLC | DLC-Thermostat-Electric Furnace | Residential | Residential Market Rate | % of Load | 0 | 2032 | 0.00021737
ENS | High | C&I Curtailment | C&I Curtailment- Manual HVAC Control | Large Commercial | Offices | % of Load | 0 | 2032 | 1.547e-05
ENS | High | C&I Curtailment | C&I Curtailment- Manual HVAC Control | Large Commercial | Services | % of Load | 0 | 2032 | 2.8251e-05
ENS | High | C&I Curtailment | C&I Curtailment- Auto-DR HVAC Control | Large Commercial | Offices | % of Load | 0 | 2032 | 0.000101
ENS | High | C&I Curtailment | C&I Curtailment- Auto-DR HVAC Control | Large Commercial | Services | % of Load | 0 | 2032 | 0.00018444
ENS | High | C&I Curtailment | C&I Curtailment- Standard Lighting Control | Large Commercial | Offices | % of Load | 0 | 2032 | 5.8559e-06
ENS | High | C&I Curtailment | C&I Curtailment- Standard Lighting Control | Large Commercial | Services | % of Load | 0 | 2032 | 4.0932e-05
ENS | High | C&I Curtailment | C&I Curtailment- Advanced Lighting Control | Large Commercial | Offices | % of Load | 0 | 2032 | 2.928e-06
ENS | High | C&I Curtailment | C&I Curtailment- Advanced Lighting Control | Large Commercial | Services | % of Load | 0 | 2032 | 2.0466e-05
ENS | High | C&I Curtailment | C&I Curtailment- Water Heating Control | Large Commercial | Offices | % of Load | 0 | 2032 | 8.4443e-07
ENS | High | C&I Curtailment | C&I Curtailment- Water Heating Control | Large Commercial | Services | % of Load | 0 | 2032 | 9.3429e-06
ENS | High | C&I Curtailment | C&I Curtailment- Other | Large Commercial | Offices | % of Load | 0 | 2032 | 1.3703e-05
ENS | High | C&I Curtailment | C&I Curtailment- Other | Large Commercial | Services | % of Load | 0 | 2032 | 9.3584e-05
ENS | High | C&I Curtailment | C&I Curtailment- Manual HVAC Control | Large Industrial | Miscellaneous | % of Load | 0 | 2032 | 5.271e-06
ENS | High | C&I Curtailment | C&I Curtailment- Manual HVAC Control | Large Industrial | Offices | % of Load | 0 | 2032 | 3.5776e-06
ENS | High | C&I Curtailment | C&I Curtailment- Manual HVAC Control | Large Industrial | Retail Trade | % of Load | 0 | 2032 | 8.731e-06
ENS | High | C&I Curtailment | C&I Curtailment- Manual HVAC Control | Large Industrial | Services | % of Load | 0 | 2032 | 2.591e-06
ENS | High | C&I Curtailment | C&I Curtailment- Auto-DR HVAC Control | Large Industrial | Miscellaneous | % of Load | 0 | 2032 | 3.4413e-05
ENS | High | C&I Curtailment | C&I Curtailment- Auto-DR HVAC Control | Large Industrial | Offices | % of Load | 0 | 2032 | 2.3358e-05
ENS | High | C&I Curtailment | C&I Curtailment- Auto-DR HVAC Control | Large Industrial | Retail Trade | % of Load | 0 | 2032 | 5.7003e-05
ENS | High | C&I Curtailment | C&I Curtailment- Auto-DR HVAC Control | Large Industrial | Services | % of Load | 0 | 2032 | 1.6916e-05
ENS | High | C&I Curtailment | C&I Curtailment- Standard Lighting Control | Large Industrial | Miscellaneous | % of Load | 0 | 2032 | 8.4452e-06
ENS | High | C&I Curtailment | C&I Curtailment- Standard Lighting Control | Large Industrial | Offices | % of Load | 0 | 2032 | 1.6264e-06
ENS | High | C&I Curtailment | C&I Curtailment- Standard Lighting Control | Large Industrial | Retail Trade | % of Load | 0 | 2032 | 1.265e-05
ENS | High | C&I Curtailment | C&I Curtailment- Standard Lighting Control | Large Industrial | Services | % of Load | 0 | 2032 | 3.7541e-06
ENS | High | C&I Curtailment | C&I Curtailment- Advanced Lighting Control | Large Industrial | Miscellaneous | % of Load | 0 | 2032 | 4.2226e-06
ENS | High | C&I Curtailment | C&I Curtailment- Advanced Lighting Control | Large Industrial | Offices | % of Load | 0 | 2032 | 8.132e-07
ENS | High | C&I Curtailment | C&I Curtailment- Advanced Lighting Control | Large Industrial | Retail Trade | % of Load | 0 | 2032 | 6.3251e-06
ENS | High | C&I Curtailment | C&I Curtailment- Advanced Lighting Control | Large Industrial | Services | % of Load | 0 | 2032 | 1.877e-06
ENS | High | C&I Curtailment | C&I Curtailment- Water Heating Control | Large Industrial | Miscellaneous | % of Load | 0 | 2032 | 5.5441e-07
ENS | High | C&I Curtailment | C&I Curtailment- Water Heating Control | Large Industrial | Offices | % of Load | 0 | 2032 | 1.7375e-07
ENS | High | C&I Curtailment | C&I Curtailment- Water Heating Control | Large Industrial | Retail Trade | % of Load | 0 | 2032 | 2.8874e-06
ENS | High | C&I Curtailment | C&I Curtailment- Water Heating Control | Large Industrial | Services | % of Load | 0 | 2032 | 8.5688e-07
ENS | High | C&I Curtailment | C&I Curtailment- Other | Large Industrial | Miscellaneous | % of Load | 0 | 2032 | 1.1832e-05
ENS | High | C&I Curtailment | C&I Curtailment- Other | Large Industrial | Offices | % of Load | 0 | 2032 | 3.3242e-06
ENS | High | C&I Curtailment | C&I Curtailment- Other | Large Industrial | Retail Trade | % of Load | 0 | 2032 | 2.8922e-05
ENS | High | C&I Curtailment | C&I Curtailment- Other | Large Industrial | Services | % of Load | 0 | 2032 | 8.583e-06
ENS | High | C&I Curtailment | C&I Curtailment- Industrial | Large Industrial | Manufacturing | % of Load | 0 | 2032 | 0.00039534
ENS | High | C&I Curtailment | C&I Curtailment- Manual HVAC Control | Interruptible Rider | Miscellaneous | % of Load | 0 | 2032 | 0.00017124
ENS | High | C&I Curtailment | C&I Curtailment- Manual HVAC Control | Interruptible Rider | Retail Trade | % of Load | 0 | 2032 | 4.5224e-06
ENS | High | C&I Curtailment | C&I Curtailment- Auto-DR HVAC Control | Interruptible Rider | Miscellaneous | % of Load | 0 | 2032 | 0.001118
ENS | High | C&I Curtailment | C&I Curtailment- Auto-DR HVAC Control | Interruptible Rider | Retail Trade | % of Load | 0 | 2032 | 2.9526e-05
ENS | High | C&I Curtailment | C&I Curtailment- Standard Lighting Control | Interruptible Rider | Miscellaneous | % of Load | 0 | 2032 | 9.7215e-05
ENS | High | C&I Curtailment | C&I Curtailment- Standard Lighting Control | Interruptible Rider | Retail Trade | % of Load | 0 | 2032 | 7.2772e-06
ENS | High | C&I Curtailment | C&I Curtailment- Advanced Lighting Control | Interruptible Rider | Miscellaneous | % of Load | 0 | 2032 | 4.8607e-05
ENS | High | C&I Curtailment | C&I Curtailment- Advanced Lighting Control | Interruptible Rider | Retail Trade | % of Load | 0 | 2032 | 3.6386e-06
ENS | High | C&I Curtailment | C&I Curtailment- Water Heating Control | Interruptible Rider | Miscellaneous | % of Load | 0 | 2032 | 9.8835e-06
ENS | High | C&I Curtailment | C&I Curtailment- Water Heating Control | Interruptible Rider | Retail Trade | % of Load | 0 | 2032 | 1.3187e-06
ENS | High | C&I Curtailment | C&I Curtailment- Other | Interruptible Rider | Miscellaneous | % of Load | 0 | 2032 | 0.00017769
ENS | High | C&I Curtailment | C&I Curtailment- Other | Interruptible Rider | Retail Trade | % of Load | 0 | 2032 | 1.4419e-05
ENS | High | C&I Curtailment | C&I Curtailment- Industrial | Interruptible Rider | Manufacturing | % of Load | 0 | 2032 | 0.0002851
ENS | High | Dynamic Pricing | Dynamic Pricing with enabling tech. | Small Commercial | Manufacturing | % of Load | 1 | 2032 | 0.00011859
ENS | High | Dynamic Pricing | Dynamic Pricing with enabling tech. | Small Commercial | Miscellaneous | % of Load | 1 | 2032 | 0.0013283
ENS | High | Dynamic Pricing | Dynamic Pricing with enabling tech. | Small Commercial | Offices | % of Load | 1 | 2032 | 0.001078
ENS | High | Dynamic Pricing | Dynamic Pricing with enabling tech. | Small Commercial | Retail Trade | % of Load | 1 | 2032 | 0.0023853
ENS | High | Dynamic Pricing | Dynamic Pricing with enabling tech. | Small Commercial | Services | % of Load | 1 | 2032 | 0.0028705
ENS | High | Dynamic Pricing | Dynamic Pricing w/o enabling tech. | Small Commercial | Manufacturing | % of Load | 1 | 2032 | 7.1059e-06
ENS | High | Dynamic Pricing | Dynamic Pricing w/o enabling tech. | Small Commercial | Miscellaneous | % of Load | 1 | 2032 | 7.9592e-05
ENS | High | Dynamic Pricing | Dynamic Pricing w/o enabling tech. | Small Commercial | Offices | % of Load | 1 | 2032 | 6.459e-05
ENS | High | Dynamic Pricing | Dynamic Pricing w/o enabling tech. | Small Commercial | Retail Trade | % of Load | 1 | 2032 | 0.00014292
ENS | High | Dynamic Pricing | Dynamic Pricing w/o enabling tech. | Small Commercial | Services | % of Load | 1 | 2032 | 0.000172
ENS | High | Dynamic Pricing | Dynamic Pricing with enabling tech. | Large Commercial | Offices | % of Load | 1 | 2032 | 0.00017823
ENS | High | Dynamic Pricing | Dynamic Pricing with enabling tech. | Large Commercial | Services | % of Load | 1 | 2032 | 0.0010969
ENS | High | Dynamic Pricing | Dynamic Pricing w/o enabling tech. | Large Commercial | Offices | % of Load | 1 | 2032 | 8.5648e-05
ENS | High | Dynamic Pricing | Dynamic Pricing w/o enabling tech. | Large Commercial | Services | % of Load | 1 | 2032 | 0.00052713
ENS | High | Dynamic Pricing | Dynamic Pricing with enabling tech. | Small Industrial | Manufacturing | % of Load | 1 | 2032 | 0.00019262
ENS | High | Dynamic Pricing | Dynamic Pricing with enabling tech. | Small Industrial | Miscellaneous | % of Load | 1 | 2032 | 0.00028218
ENS | High | Dynamic Pricing | Dynamic Pricing with enabling tech. | Small Industrial | Offices | % of Load | 1 | 2032 | 1.7619e-05
ENS | High | Dynamic Pricing | Dynamic Pricing with enabling tech. | Small Industrial | Retail Trade | % of Load | 1 | 2032 | 4.9093e-05
ENS | High | Dynamic Pricing | Dynamic Pricing with enabling tech. | Small Industrial | Services | % of Load | 1 | 2032 | 6.1199e-05
ENS | High | Dynamic Pricing | Dynamic Pricing w/o enabling tech. | Small Industrial | Manufacturing | % of Load | 1 | 2032 | 1.1541e-05
ENS | High | Dynamic Pricing | Dynamic Pricing w/o enabling tech. | Small Industrial | Miscellaneous | % of Load | 1 | 2032 | 1.6908e-05
ENS | High | Dynamic Pricing | Dynamic Pricing w/o enabling tech. | Small Industrial | Offices | % of Load | 1 | 2032 | 1.0557e-06
ENS | High | Dynamic Pricing | Dynamic Pricing w/o enabling tech. | Small Industrial | Retail Trade | % of Load | 1 | 2032 | 2.9415e-06
ENS | High | Dynamic Pricing | Dynamic Pricing w/o enabling tech. | Small Industrial | Services | % of Load | 1 | 2032 | 3.667e-06
ENS | High | Dynamic Pricing | Dynamic Pricing with enabling tech. | Large Industrial | Manufacturing | % of Load | 1 | 2032 | 0.0010649
ENS | High | Dynamic Pricing | Dynamic Pricing with enabling tech. | Large Industrial | Miscellaneous | % of Load | 1 | 2032 | 0.00050271
ENS | High | Dynamic Pricing | Dynamic Pricing with enabling tech. | Large Industrial | Offices | % of Load | 1 | 2032 | 4.5478e-05
ENS | High | Dynamic Pricing | Dynamic Pricing with enabling tech. | Large Industrial | Retail Trade | % of Load | 1 | 2032 | 0.00021685
ENS | High | Dynamic Pricing | Dynamic Pricing with enabling tech. | Large Industrial | Services | % of Load | 1 | 2032 | 0.00010725
ENS | High | Dynamic Pricing | Dynamic Pricing w/o enabling tech. | Large Industrial | Manufacturing | % of Load | 1 | 2032 | 0.00051176
ENS | High | Dynamic Pricing | Dynamic Pricing w/o enabling tech. | Large Industrial | Miscellaneous | % of Load | 1 | 2032 | 0.00024158
ENS | High | Dynamic Pricing | Dynamic Pricing w/o enabling tech. | Large Industrial | Offices | % of Load | 1 | 2032 | 2.1854e-05
ENS | High | Dynamic Pricing | Dynamic Pricing w/o enabling tech. | Large Industrial | Retail Trade | % of Load | 1 | 2032 | 0.0001042
ENS | High | Dynamic Pricing | Dynamic Pricing w/o enabling tech. | Large Industrial | Services | % of Load | 1 | 2032 | 5.154e-05
ENS | High | Dynamic Pricing | Dynamic Pricing with enabling tech. | Interruptible Rider | Manufacturing | % of Load | 1 | 2032 | 0.0003821
ENS | High | Dynamic Pricing | Dynamic Pricing with enabling tech. | Interruptible Rider | Miscellaneous | % of Load | 1 | 2032 | 0.00093181
ENS | High | Dynamic Pricing | Dynamic Pricing with enabling tech. | Interruptible Rider | Retail Trade | % of Load | 1 | 2032 | 5.4832e-05
ENS | High | Dynamic Pricing | Dynamic Pricing w/o enabling tech. | Interruptible Rider | Manufacturing | % of Load | 1 | 2032 | 0.00018362
ENS | High | Dynamic Pricing | Dynamic Pricing w/o enabling tech. | Interruptible Rider | Miscellaneous | % of Load | 1 | 2032 | 0.00044778
ENS | High | Dynamic Pricing | Dynamic Pricing w/o enabling tech. | Interruptible Rider | Retail Trade | % of Load | 1 | 2032 | 2.635e-05
ENS | High | Dynamic Pricing | Dynamic Pricing with enabling tech. | Residential | Residential Market Rate | % of Load | 1 | 2032 | 0.029021
ENS | High | Dynamic Pricing | Dynamic Pricing w/o enabling tech. | Residential | Residential Market Rate | % of Load | 1 | 2032 | 0.019617
ENS | High | BTM Battery Control | BTM Battery Control | Small Commercial | Manufacturing | % of Load | 0 | 2032 | 1.1612e-05
ENS | High | BTM Battery Control | BTM Battery Control | Small Commercial | Miscellaneous | % of Load | 0 | 2032 | 8.609e-05
ENS | High | BTM Battery Control | BTM Battery Control | Small Commercial | Offices | % of Load | 0 | 2032 | 2.97e-05
ENS | High | BTM Battery Control | BTM Battery Control | Small Commercial | Retail Trade | % of Load | 0 | 2032 | 5.1826e-05
ENS | High | BTM Battery Control | BTM Battery Control | Small Commercial | Services | % of Load | 0 | 2032 | 0.00011282
ENS | High | BTM Battery Control | BTM Battery Control | Large Commercial | Offices | % of Load | 0 | 2032 | 1.093e-05
ENS | High | BTM Battery Control | BTM Battery Control | Large Commercial | Services | % of Load | 0 | 2032 | 5.8295e-05
ENS | High | BTM Battery Control | BTM Battery Control | Small Industrial | Manufacturing | % of Load | 0 | 2032 | 2.8331e-07
ENS | High | BTM Battery Control | BTM Battery Control | Small Industrial | Miscellaneous | % of Load | 0 | 2032 | 1.8447e-06
ENS | High | BTM Battery Control | BTM Battery Control | Small Industrial | Offices | % of Load | 0 | 2032 | 7.308e-07
ENS | High | BTM Battery Control | BTM Battery Control | Small Industrial | Retail Trade | % of Load | 0 | 2032 | 1.2717e-06
ENS | High | BTM Battery Control | BTM Battery Control | Small Industrial | Services | % of Load | 0 | 2032 | 2.7687e-06
ENS | High | BTM Battery Control | BTM Battery Control | Large Industrial | Manufacturing | % of Load | 0 | 2032 | 7.1559e-06
ENS | High | BTM Battery Control | BTM Battery Control | Large Industrial | Miscellaneous | % of Load | 0 | 2032 | 3.3178e-05
ENS | High | BTM Battery Control | BTM Battery Control | Large Industrial | Offices | % of Load | 0 | 2032 | 3.9032e-06
ENS | High | BTM Battery Control | BTM Battery Control | Large Industrial | Retail Trade | % of Load | 0 | 2032 | 1.9516e-05
ENS | High | BTM Battery Control | BTM Battery Control | Large Industrial | Services | % of Load | 0 | 2032 | 4.2285e-05
ENS | High | BTM Battery Control | BTM Battery Control | Interruptible Rider | Manufacturing | % of Load | 0 | 2032 | 9.5653e-06
ENS | High | BTM Battery Control | BTM Battery Control | Interruptible Rider | Miscellaneous | % of Load | 0 | 2032 | 2.5508e-05
ENS | High | BTM Battery Control | BTM Battery Control | Interruptible Rider | Retail Trade | % of Load | 0 | 2032 | 3.8261e-05
ENS | High | BTM Battery Control | BTM Battery Control | Residential | Residential LI | % of Load | 0 | 2032 | 0.0010313
ENS | High | BTM Battery Control | BTM Battery Control | Residential | Residential Market Rate | % of Load | 0 | 2032 | 0.00057783
ENS | High | EV Charging Control | EV Charging Control | EV | EV | % of Load | 0 | 2032 | 0.0010086
ENS | High | Behavioral DR | Behavioral DR | Residential | Residential LI | % of Load | 1 | 2032 | 0.00030456
ENS | High | Behavioral DR | Behavioral DR | Residential | Residential Market Rate | % of Load | 1 | 2032 | 0.0026304
ENS | High | DLC | DLC-Switch-Water Heating | Small Commercial | Miscellaneous | % of Load | 0 | 2033 | 1.2796e-05
ENS | High | DLC | DLC-Switch-Water Heating | Small Commercial | Offices | % of Load | 0 | 2033 | 7.647e-06
ENS | High | DLC | DLC-Switch-Water Heating | Small Commercial | Retail Trade | % of Load | 0 | 2033 | 4.3516e-05
ENS | High | DLC | DLC-Switch-Water Heating | Small Commercial | Services | % of Load | 0 | 2033 | 5.2283e-05
ENS | High | DLC | DLC-Thermostat-HVAC | Small Commercial | Miscellaneous | % of Load | 0 | 2033 | 7.4097e-05
ENS | High | DLC | DLC-Thermostat-HVAC | Small Commercial | Offices | % of Load | 0 | 2033 | 0.00011917
ENS | High | DLC | DLC-Thermostat-HVAC | Small Commercial | Retail Trade | % of Load | 0 | 2033 | 0.00010385
ENS | High | DLC | DLC-Thermostat-HVAC | Small Commercial | Services | % of Load | 0 | 2033 | 0.00012501
ENS | High | DLC | DLC-Switch-Water Heating | Small Industrial | Miscellaneous | % of Load | 0 | 2033 | 2.7245e-06
ENS | High | DLC | DLC-Switch-Water Heating | Small Industrial | Offices | % of Load | 0 | 2033 | 1.0759e-07
ENS | High | DLC | DLC-Switch-Water Heating | Small Industrial | Retail Trade | % of Load | 0 | 2033 | 7.4735e-07
ENS | High | DLC | DLC-Switch-Water Heating | Small Industrial | Services | % of Load | 0 | 2033 | 9.3166e-07
ENS | High | DLC | DLC-Thermostat-HVAC | Small Industrial | Miscellaneous | % of Load | 0 | 2033 | 1.7175e-05
ENS | High | DLC | DLC-Thermostat-HVAC | Small Industrial | Offices | % of Load | 0 | 2033 | 1.7754e-06
ENS | High | DLC | DLC-Thermostat-HVAC | Small Industrial | Retail Trade | % of Load | 0 | 2033 | 2.032e-06
ENS | High | DLC | DLC-Thermostat-HVAC | Small Industrial | Services | % of Load | 0 | 2033 | 2.5331e-06
ENS | High | DLC | DLC-Switch-Water Heating | Residential | Residential LI | % of Load | 0 | 2033 | 0.0035154
ENS | High | DLC | DLC-Switch-Water Heating | Residential | Residential Market Rate | % of Load | 0 | 2033 | 0.0015306
ENS | High | DLC | DLC-Thermostat-Heat Pump | Residential | Residential LI | % of Load | 0 | 2033 | 0.0011897
ENS | High | DLC | DLC-Thermostat-Heat Pump | Residential | Residential Market Rate | % of Load | 0 | 2033 | 0.0012445
ENS | High | DLC | DLC-Thermostat-Electric Furnace | Residential | Residential LI | % of Load | 0 | 2033 | 0.0029109
ENS | High | DLC | DLC-Thermostat-Electric Furnace | Residential | Residential Market Rate | % of Load | 0 | 2033 | 0.00019641
ENS | High | C&I Curtailment | C&I Curtailment- Manual HVAC Control | Large Commercial | Offices | % of Load | 0 | 2033 | 1.5379e-05
ENS | High | C&I Curtailment | C&I Curtailment- Manual HVAC Control | Large Commercial | Services | % of Load | 0 | 2033 | 2.7511e-05
ENS | High | C&I Curtailment | C&I Curtailment- Auto-DR HVAC Control | Large Commercial | Offices | % of Load | 0 | 2033 | 0.00010041
ENS | High | C&I Curtailment | C&I Curtailment- Auto-DR HVAC Control | Large Commercial | Services | % of Load | 0 | 2033 | 0.00017961
ENS | High | C&I Curtailment | C&I Curtailment- Standard Lighting Control | Large Commercial | Offices | % of Load | 0 | 2033 | 5.5657e-06
ENS | High | C&I Curtailment | C&I Curtailment- Standard Lighting Control | Large Commercial | Services | % of Load | 0 | 2033 | 3.9426e-05
ENS | High | C&I Curtailment | C&I Curtailment- Advanced Lighting Control | Large Commercial | Offices | % of Load | 0 | 2033 | 2.7829e-06
ENS | High | C&I Curtailment | C&I Curtailment- Advanced Lighting Control | Large Commercial | Services | % of Load | 0 | 2033 | 1.9713e-05
ENS | High | C&I Curtailment | C&I Curtailment- Water Heating Control | Large Commercial | Offices | % of Load | 0 | 2033 | 8.5058e-07
ENS | High | C&I Curtailment | C&I Curtailment- Water Heating Control | Large Commercial | Services | % of Load | 0 | 2033 | 9.4074e-06
ENS | High | C&I Curtailment | C&I Curtailment- Other | Large Commercial | Offices | % of Load | 0 | 2033 | 1.3608e-05
ENS | High | C&I Curtailment | C&I Curtailment- Other | Large Commercial | Services | % of Load | 0 | 2033 | 9.3261e-05
ENS | High | C&I Curtailment | C&I Curtailment- Manual HVAC Control | Large Industrial | Miscellaneous | % of Load | 0 | 2033 | 5.2724e-06
ENS | High | C&I Curtailment | C&I Curtailment- Manual HVAC Control | Large Industrial | Offices | % of Load | 0 | 2033 | 3.639e-06
ENS | High | C&I Curtailment | C&I Curtailment- Manual HVAC Control | Large Industrial | Retail Trade | % of Load | 0 | 2033 | 8.6383e-06
ENS | High | C&I Curtailment | C&I Curtailment- Manual HVAC Control | Large Industrial | Services | % of Load | 0 | 2033 | 2.5635e-06
ENS | High | C&I Curtailment | C&I Curtailment- Auto-DR HVAC Control | Large Industrial | Miscellaneous | % of Load | 0 | 2033 | 3.4423e-05
ENS | High | C&I Curtailment | C&I Curtailment- Auto-DR HVAC Control | Large Industrial | Offices | % of Load | 0 | 2033 | 2.3758e-05
ENS | High | C&I Curtailment | C&I Curtailment- Auto-DR HVAC Control | Large Industrial | Retail Trade | % of Load | 0 | 2033 | 5.6398e-05
ENS | High | C&I Curtailment | C&I Curtailment- Auto-DR HVAC Control | Large Industrial | Services | % of Load | 0 | 2033 | 1.6737e-05
ENS | High | C&I Curtailment | C&I Curtailment- Standard Lighting Control | Large Industrial | Miscellaneous | % of Load | 0 | 2033 | 8.4102e-06
ENS | High | C&I Curtailment | C&I Curtailment- Standard Lighting Control | Large Industrial | Offices | % of Load | 0 | 2033 | 1.6208e-06
ENS | High | C&I Curtailment | C&I Curtailment- Standard Lighting Control | Large Industrial | Retail Trade | % of Load | 0 | 2033 | 1.238e-05
ENS | High | C&I Curtailment | C&I Curtailment- Standard Lighting Control | Large Industrial | Services | % of Load | 0 | 2033 | 3.6738e-06
ENS | High | C&I Curtailment | C&I Curtailment- Advanced Lighting Control | Large Industrial | Miscellaneous | % of Load | 0 | 2033 | 4.2051e-06
ENS | High | C&I Curtailment | C&I Curtailment- Advanced Lighting Control | Large Industrial | Offices | % of Load | 0 | 2033 | 8.1042e-07
ENS | High | C&I Curtailment | C&I Curtailment- Advanced Lighting Control | Large Industrial | Retail Trade | % of Load | 0 | 2033 | 6.1898e-06
ENS | High | C&I Curtailment | C&I Curtailment- Advanced Lighting Control | Large Industrial | Services | % of Load | 0 | 2033 | 1.8369e-06
ENS | High | C&I Curtailment | C&I Curtailment- Water Heating Control | Large Industrial | Miscellaneous | % of Load | 0 | 2033 | 5.6127e-07
ENS | High | C&I Curtailment | C&I Curtailment- Water Heating Control | Large Industrial | Offices | % of Load | 0 | 2033 | 1.7729e-07
ENS | High | C&I Curtailment | C&I Curtailment- Water Heating Control | Large Industrial | Retail Trade | % of Load | 0 | 2033 | 2.9539e-06
ENS | High | C&I Curtailment | C&I Curtailment- Water Heating Control | Large Industrial | Services | % of Load | 0 | 2033 | 8.7659e-07
ENS | High | C&I Curtailment | C&I Curtailment- Other | Large Industrial | Miscellaneous | % of Load | 0 | 2033 | 1.1953e-05
ENS | High | C&I Curtailment | C&I Curtailment- Other | Large Industrial | Offices | % of Load | 0 | 2033 | 3.3909e-06
ENS | High | C&I Curtailment | C&I Curtailment- Other | Large Industrial | Retail Trade | % of Load | 0 | 2033 | 2.9283e-05
ENS | High | C&I Curtailment | C&I Curtailment- Other | Large Industrial | Services | % of Load | 0 | 2033 | 8.6901e-06
ENS | High | C&I Curtailment | C&I Curtailment- Industrial | Large Industrial | Manufacturing | % of Load | 0 | 2033 | 0.00039169
ENS | High | C&I Curtailment | C&I Curtailment- Manual HVAC Control | Interruptible Rider | Miscellaneous | % of Load | 0 | 2033 | 0.00016977
ENS | High | C&I Curtailment | C&I Curtailment- Manual HVAC Control | Interruptible Rider | Retail Trade | % of Load | 0 | 2033 | 4.427e-06
ENS | High | C&I Curtailment | C&I Curtailment- Auto-DR HVAC Control | Interruptible Rider | Miscellaneous | % of Load | 0 | 2033 | 0.0011084
ENS | High | C&I Curtailment | C&I Curtailment- Auto-DR HVAC Control | Interruptible Rider | Retail Trade | % of Load | 0 | 2033 | 2.8903e-05
ENS | High | C&I Curtailment | C&I Curtailment- Standard Lighting Control | Interruptible Rider | Miscellaneous | % of Load | 0 | 2033 | 9.4206e-05
ENS | High | C&I Curtailment | C&I Curtailment- Standard Lighting Control | Interruptible Rider | Retail Trade | % of Load | 0 | 2033 | 7.096e-06
ENS | High | C&I Curtailment | C&I Curtailment- Advanced Lighting Control | Interruptible Rider | Miscellaneous | % of Load | 0 | 2033 | 4.7103e-05
ENS | High | C&I Curtailment | C&I Curtailment- Advanced Lighting Control | Interruptible Rider | Retail Trade | % of Load | 0 | 2033 | 3.548e-06
ENS | High | C&I Curtailment | C&I Curtailment- Water Heating Control | Interruptible Rider | Miscellaneous | % of Load | 0 | 2033 | 9.8412e-06
ENS | High | C&I Curtailment | C&I Curtailment- Water Heating Control | Interruptible Rider | Retail Trade | % of Load | 0 | 2033 | 1.3168e-06
ENS | High | C&I Curtailment | C&I Curtailment- Other | Interruptible Rider | Miscellaneous | % of Load | 0 | 2033 | 0.00017669
ENS | High | C&I Curtailment | C&I Curtailment- Other | Interruptible Rider | Retail Trade | % of Load | 0 | 2033 | 1.4364e-05
ENS | High | C&I Curtailment | C&I Curtailment- Industrial | Interruptible Rider | Manufacturing | % of Load | 0 | 2033 | 0.00027799
ENS | High | Dynamic Pricing | Dynamic Pricing with enabling tech. | Small Commercial | Manufacturing | % of Load | 1 | 2033 | 0.00011519
ENS | High | Dynamic Pricing | Dynamic Pricing with enabling tech. | Small Commercial | Miscellaneous | % of Load | 1 | 2033 | 0.0013089
ENS | High | Dynamic Pricing | Dynamic Pricing with enabling tech. | Small Commercial | Offices | % of Load | 1 | 2033 | 0.0010632
ENS | High | Dynamic Pricing | Dynamic Pricing with enabling tech. | Small Commercial | Retail Trade | % of Load | 1 | 2033 | 0.0023376
ENS | High | Dynamic Pricing | Dynamic Pricing with enabling tech. | Small Commercial | Services | % of Load | 1 | 2033 | 0.0028128
ENS | High | Dynamic Pricing | Dynamic Pricing w/o enabling tech. | Small Commercial | Manufacturing | % of Load | 1 | 2033 | 6.9022e-06
ENS | High | Dynamic Pricing | Dynamic Pricing w/o enabling tech. | Small Commercial | Miscellaneous | % of Load | 1 | 2033 | 7.8429e-05
ENS | High | Dynamic Pricing | Dynamic Pricing w/o enabling tech. | Small Commercial | Offices | % of Load | 1 | 2033 | 6.3703e-05
ENS | High | Dynamic Pricing | Dynamic Pricing w/o enabling tech. | Small Commercial | Retail Trade | % of Load | 1 | 2033 | 0.00014007
ENS | High | Dynamic Pricing | Dynamic Pricing w/o enabling tech. | Small Commercial | Services | % of Load | 1 | 2033 | 0.00016854
ENS | High | Dynamic Pricing | Dynamic Pricing with enabling tech. | Large Commercial | Offices | % of Load | 1 | 2033 | 0.00017628
ENS | High | Dynamic Pricing | Dynamic Pricing with enabling tech. | Large Commercial | Services | % of Load | 1 | 2033 | 0.0010834
ENS | High | Dynamic Pricing | Dynamic Pricing w/o enabling tech. | Large Commercial | Offices | % of Load | 1 | 2033 | 8.471e-05
ENS | High | Dynamic Pricing | Dynamic Pricing w/o enabling tech. | Large Commercial | Services | % of Load | 1 | 2033 | 0.0005206
ENS | High | Dynamic Pricing | Dynamic Pricing with enabling tech. | Small Industrial | Manufacturing | % of Load | 1 | 2033 | 0.0001914
ENS | High | Dynamic Pricing | Dynamic Pricing with enabling tech. | Small Industrial | Miscellaneous | % of Load | 1 | 2033 | 0.00028433
ENS | High | Dynamic Pricing | Dynamic Pricing with enabling tech. | Small Industrial | Offices | % of Load | 1 | 2033 | 1.7808e-05
ENS | High | Dynamic Pricing | Dynamic Pricing with enabling tech. | Small Industrial | Retail Trade | % of Load | 1 | 2033 | 4.9577e-05
ENS | High | Dynamic Pricing | Dynamic Pricing with enabling tech. | Small Industrial | Services | % of Load | 1 | 2033 | 6.1803e-05
ENS | High | Dynamic Pricing | Dynamic Pricing w/o enabling tech. | Small Industrial | Manufacturing | % of Load | 1 | 2033 | 1.1468e-05
ENS | High | Dynamic Pricing | Dynamic Pricing w/o enabling tech. | Small Industrial | Miscellaneous | % of Load | 1 | 2033 | 1.7036e-05
ENS | High | Dynamic Pricing | Dynamic Pricing w/o enabling tech. | Small Industrial | Offices | % of Load | 1 | 2033 | 1.067e-06
ENS | High | Dynamic Pricing | Dynamic Pricing w/o enabling tech. | Small Industrial | Retail Trade | % of Load | 1 | 2033 | 2.9705e-06
ENS | High | Dynamic Pricing | Dynamic Pricing w/o enabling tech. | Small Industrial | Services | % of Load | 1 | 2033 | 3.7031e-06
ENS | High | Dynamic Pricing | Dynamic Pricing with enabling tech. | Large Industrial | Manufacturing | % of Load | 1 | 2033 | 0.0010531
ENS | High | Dynamic Pricing | Dynamic Pricing with enabling tech. | Large Industrial | Miscellaneous | % of Load | 1 | 2033 | 0.00050479
ENS | High | Dynamic Pricing | Dynamic Pricing with enabling tech. | Large Industrial | Offices | % of Load | 1 | 2033 | 4.617e-05
ENS | High | Dynamic Pricing | Dynamic Pricing with enabling tech. | Large Industrial | Retail Trade | % of Load | 1 | 2033 | 0.00021761
ENS | High | Dynamic Pricing | Dynamic Pricing with enabling tech. | Large Industrial | Services | % of Load | 1 | 2033 | 0.00010763
ENS | High | Dynamic Pricing | Dynamic Pricing w/o enabling tech. | Large Industrial | Manufacturing | % of Load | 1 | 2033 | 0.00050605
ENS | High | Dynamic Pricing | Dynamic Pricing w/o enabling tech. | Large Industrial | Miscellaneous | % of Load | 1 | 2033 | 0.00024257
ENS | High | Dynamic Pricing | Dynamic Pricing w/o enabling tech. | Large Industrial | Offices | % of Load | 1 | 2033 | 2.2187e-05
ENS | High | Dynamic Pricing | Dynamic Pricing w/o enabling tech. | Large Industrial | Retail Trade | % of Load | 1 | 2033 | 0.00010457
ENS | High | Dynamic Pricing | Dynamic Pricing w/o enabling tech. | Large Industrial | Services | % of Load | 1 | 2033 | 5.1722e-05
ENS | High | Dynamic Pricing | Dynamic Pricing with enabling tech. | Interruptible Rider | Manufacturing | % of Load | 1 | 2033 | 0.00037185
ENS | High | Dynamic Pricing | Dynamic Pricing with enabling tech. | Interruptible Rider | Miscellaneous | % of Load | 1 | 2033 | 0.00092178
ENS | High | Dynamic Pricing | Dynamic Pricing with enabling tech. | Interruptible Rider | Retail Trade | % of Load | 1 | 2033 | 5.4231e-05
ENS | High | Dynamic Pricing | Dynamic Pricing w/o enabling tech. | Interruptible Rider | Manufacturing | % of Load | 1 | 2033 | 0.00017869
ENS | High | Dynamic Pricing | Dynamic Pricing w/o enabling tech. | Interruptible Rider | Miscellaneous | % of Load | 1 | 2033 | 0.00044296
ENS | High | Dynamic Pricing | Dynamic Pricing w/o enabling tech. | Interruptible Rider | Retail Trade | % of Load | 1 | 2033 | 2.6061e-05
ENS | High | Dynamic Pricing | Dynamic Pricing with enabling tech. | Residential | Residential Market Rate | % of Load | 1 | 2033 | 0.029226
ENS | High | Dynamic Pricing | Dynamic Pricing w/o enabling tech. | Residential | Residential Market Rate | % of Load | 1 | 2033 | 0.019756
ENS | High | BTM Battery Control | BTM Battery Control | Small Commercial | Manufacturing | % of Load | 0 | 2033 | 1.1824e-05
ENS | High | BTM Battery Control | BTM Battery Control | Small Commercial | Miscellaneous | % of Load | 0 | 2033 | 8.7707e-05
ENS | High | BTM Battery Control | BTM Battery Control | Small Commercial | Offices | % of Load | 0 | 2033 | 3.0242e-05
ENS | High | BTM Battery Control | BTM Battery Control | Small Commercial | Retail Trade | % of Load | 0 | 2033 | 5.2771e-05
ENS | High | BTM Battery Control | BTM Battery Control | Small Commercial | Services | % of Load | 0 | 2033 | 0.00011487
ENS | High | BTM Battery Control | BTM Battery Control | Large Commercial | Offices | % of Load | 0 | 2033 | 1.113e-05
ENS | High | BTM Battery Control | BTM Battery Control | Large Commercial | Services | % of Load | 0 | 2033 | 5.9358e-05
ENS | High | BTM Battery Control | BTM Battery Control | Small Industrial | Manufacturing | % of Load | 0 | 2033 | 2.8847e-07
ENS | High | BTM Battery Control | BTM Battery Control | Small Industrial | Miscellaneous | % of Load | 0 | 2033 | 1.8784e-06
ENS | High | BTM Battery Control | BTM Battery Control | Small Industrial | Offices | % of Load | 0 | 2033 | 7.4413e-07
ENS | High | BTM Battery Control | BTM Battery Control | Small Industrial | Retail Trade | % of Load | 0 | 2033 | 1.2949e-06
ENS | High | BTM Battery Control | BTM Battery Control | Small Industrial | Services | % of Load | 0 | 2033 | 2.8192e-06
ENS | High | BTM Battery Control | BTM Battery Control | Large Industrial | Manufacturing | % of Load | 0 | 2033 | 7.2865e-06
ENS | High | BTM Battery Control | BTM Battery Control | Large Industrial | Miscellaneous | % of Load | 0 | 2033 | 3.3783e-05
ENS | High | BTM Battery Control | BTM Battery Control | Large Industrial | Offices | % of Load | 0 | 2033 | 3.9744e-06
ENS | High | BTM Battery Control | BTM Battery Control | Large Industrial | Retail Trade | % of Load | 0 | 2033 | 1.9872e-05
ENS | High | BTM Battery Control | BTM Battery Control | Large Industrial | Services | % of Load | 0 | 2033 | 4.3057e-05
ENS | High | BTM Battery Control | BTM Battery Control | Interruptible Rider | Manufacturing | % of Load | 0 | 2033 | 9.7398e-06
ENS | High | BTM Battery Control | BTM Battery Control | Interruptible Rider | Miscellaneous | % of Load | 0 | 2033 | 2.5973e-05
ENS | High | BTM Battery Control | BTM Battery Control | Interruptible Rider | Retail Trade | % of Load | 0 | 2033 | 3.8959e-05
ENS | High | BTM Battery Control | BTM Battery Control | Residential | Residential LI | % of Load | 0 | 2033 | 0.0010553
ENS | High | BTM Battery Control | BTM Battery Control | Residential | Residential Market Rate | % of Load | 0 | 2033 | 0.00059127
ENS | High | EV Charging Control | EV Charging Control | EV | EV | % of Load | 0 | 2033 | 0.0011874
ENS | High | Behavioral DR | Behavioral DR | Residential | Residential LI | % of Load | 1 | 2033 | 0.00030559
ENS | High | Behavioral DR | Behavioral DR | Residential | Residential Market Rate | % of Load | 1 | 2033 | 0.0026486
ENS | High | DLC | DLC-Switch-Water Heating | Small Commercial | Miscellaneous | % of Load | 0 | 2034 | 1.2772e-05
ENS | High | DLC | DLC-Switch-Water Heating | Small Commercial | Offices | % of Load | 0 | 2034 | 7.5596e-06
ENS | High | DLC | DLC-Switch-Water Heating | Small Commercial | Retail Trade | % of Load | 0 | 2034 | 4.3037e-05
ENS | High | DLC | DLC-Switch-Water Heating | Small Commercial | Services | % of Load | 0 | 2034 | 5.1697e-05
ENS | High | DLC | DLC-Thermostat-HVAC | Small Commercial | Miscellaneous | % of Load | 0 | 2034 | 7.2148e-05
ENS | High | DLC | DLC-Thermostat-HVAC | Small Commercial | Offices | % of Load | 0 | 2034 | 0.00011668
ENS | High | DLC | DLC-Thermostat-HVAC | Small Commercial | Retail Trade | % of Load | 0 | 2034 | 9.8814e-05
ENS | High | DLC | DLC-Thermostat-HVAC | Small Commercial | Services | % of Load | 0 | 2034 | 0.00011895
ENS | High | DLC | DLC-Switch-Water Heating | Small Industrial | Miscellaneous | % of Load | 0 | 2034 | 2.8565e-06
ENS | High | DLC | DLC-Switch-Water Heating | Small Industrial | Offices | % of Load | 0 | 2034 | 1.1072e-07
ENS | High | DLC | DLC-Switch-Water Heating | Small Industrial | Retail Trade | % of Load | 0 | 2034 | 7.7122e-07
ENS | High | DLC | DLC-Switch-Water Heating | Small Industrial | Services | % of Load | 0 | 2034 | 9.6141e-07
ENS | High | DLC | DLC-Thermostat-HVAC | Small Industrial | Miscellaneous | % of Load | 0 | 2034 | 1.7741e-05
ENS | High | DLC | DLC-Thermostat-HVAC | Small Industrial | Offices | % of Load | 0 | 2034 | 1.8202e-06
ENS | High | DLC | DLC-Thermostat-HVAC | Small Industrial | Retail Trade | % of Load | 0 | 2034 | 2.058e-06
ENS | High | DLC | DLC-Thermostat-HVAC | Small Industrial | Services | % of Load | 0 | 2034 | 2.5655e-06
ENS | High | DLC | DLC-Switch-Water Heating | Residential | Residential LI | % of Load | 0 | 2034 | 0.0035551
ENS | High | DLC | DLC-Switch-Water Heating | Residential | Residential Market Rate | % of Load | 0 | 2034 | 0.0015498
ENS | High | DLC | DLC-Thermostat-Heat Pump | Residential | Residential LI | % of Load | 0 | 2034 | 0.0012814
ENS | High | DLC | DLC-Thermostat-Heat Pump | Residential | Residential Market Rate | % of Load | 0 | 2034 | 0.0013059
ENS | High | DLC | DLC-Thermostat-Electric Furnace | Residential | Residential LI | % of Load | 0 | 2034 | 0.0029347
ENS | High | DLC | DLC-Thermostat-Electric Furnace | Residential | Residential Market Rate | % of Load | 0 | 2034 | 0.00017933
ENS | High | C&I Curtailment | C&I Curtailment- Manual HVAC Control | Large Commercial | Offices | % of Load | 0 | 2034 | 1.5098e-05
ENS | High | C&I Curtailment | C&I Curtailment- Manual HVAC Control | Large Commercial | Services | % of Load | 0 | 2034 | 2.6339e-05
ENS | High | C&I Curtailment | C&I Curtailment- Auto-DR HVAC Control | Large Commercial | Offices | % of Load | 0 | 2034 | 9.8573e-05
ENS | High | C&I Curtailment | C&I Curtailment- Auto-DR HVAC Control | Large Commercial | Services | % of Load | 0 | 2034 | 0.00017197
ENS | High | C&I Curtailment | C&I Curtailment- Standard Lighting Control | Large Commercial | Offices | % of Load | 0 | 2034 | 5.1174e-06
ENS | High | C&I Curtailment | C&I Curtailment- Standard Lighting Control | Large Commercial | Services | % of Load | 0 | 2034 | 3.6971e-05
ENS | High | C&I Curtailment | C&I Curtailment- Advanced Lighting Control | Large Commercial | Offices | % of Load | 0 | 2034 | 2.5587e-06
ENS | High | C&I Curtailment | C&I Curtailment- Advanced Lighting Control | Large Commercial | Services | % of Load | 0 | 2034 | 1.8485e-05
ENS | High | C&I Curtailment | C&I Curtailment- Water Heating Control | Large Commercial | Offices | % of Load | 0 | 2034 | 8.4798e-07
ENS | High | C&I Curtailment | C&I Curtailment- Water Heating Control | Large Commercial | Services | % of Load | 0 | 2034 | 9.3741e-06
ENS | High | C&I Curtailment | C&I Curtailment- Other | Large Commercial | Offices | % of Load | 0 | 2034 | 1.3346e-05
ENS | High | C&I Curtailment | C&I Curtailment- Other | Large Commercial | Services | % of Load | 0 | 2034 | 9.184e-05
ENS | High | C&I Curtailment | C&I Curtailment- Manual HVAC Control | Large Industrial | Miscellaneous | % of Load | 0 | 2034 | 5.3909e-06
ENS | High | C&I Curtailment | C&I Curtailment- Manual HVAC Control | Large Industrial | Offices | % of Load | 0 | 2034 | 3.7432e-06
ENS | High | C&I Curtailment | C&I Curtailment- Manual HVAC Control | Large Industrial | Retail Trade | % of Load | 0 | 2034 | 8.5871e-06
ENS | High | C&I Curtailment | C&I Curtailment- Manual HVAC Control | Large Industrial | Services | % of Load | 0 | 2034 | 2.5483e-06
ENS | High | C&I Curtailment | C&I Curtailment- Auto-DR HVAC Control | Large Industrial | Miscellaneous | % of Load | 0 | 2034 | 3.5197e-05
ENS | High | C&I Curtailment | C&I Curtailment- Auto-DR HVAC Control | Large Industrial | Offices | % of Load | 0 | 2034 | 2.4439e-05
ENS | High | C&I Curtailment | C&I Curtailment- Auto-DR HVAC Control | Large Industrial | Retail Trade | % of Load | 0 | 2034 | 5.6063e-05
ENS | High | C&I Curtailment | C&I Curtailment- Auto-DR HVAC Control | Large Industrial | Services | % of Load | 0 | 2034 | 1.6637e-05
ENS | High | C&I Curtailment | C&I Curtailment- Standard Lighting Control | Large Industrial | Miscellaneous | % of Load | 0 | 2034 | 8.5366e-06
ENS | High | C&I Curtailment | C&I Curtailment- Standard Lighting Control | Large Industrial | Offices | % of Load | 0 | 2034 | 1.623e-06
ENS | High | C&I Curtailment | C&I Curtailment- Standard Lighting Control | Large Industrial | Retail Trade | % of Load | 0 | 2034 | 1.2053e-05
ENS | High | C&I Curtailment | C&I Curtailment- Standard Lighting Control | Large Industrial | Services | % of Load | 0 | 2034 | 3.5768e-06
ENS | High | C&I Curtailment | C&I Curtailment- Advanced Lighting Control | Large Industrial | Miscellaneous | % of Load | 0 | 2034 | 4.2683e-06
ENS | High | C&I Curtailment | C&I Curtailment- Advanced Lighting Control | Large Industrial | Offices | % of Load | 0 | 2034 | 8.1151e-07
ENS | High | C&I Curtailment | C&I Curtailment- Advanced Lighting Control | Large Industrial | Retail Trade | % of Load | 0 | 2034 | 6.0265e-06
ENS | High | C&I Curtailment | C&I Curtailment- Advanced Lighting Control | Large Industrial | Services | % of Load | 0 | 2034 | 1.7884e-06
ENS | High | C&I Curtailment | C&I Curtailment- Water Heating Control | Large Industrial | Miscellaneous | % of Load | 0 | 2034 | 5.8488e-07
ENS | High | C&I Curtailment | C&I Curtailment- Water Heating Control | Large Industrial | Offices | % of Load | 0 | 2034 | 1.8307e-07
ENS | High | C&I Curtailment | C&I Curtailment- Water Heating Control | Large Industrial | Retail Trade | % of Load | 0 | 2034 | 3.0561e-06
ENS | High | C&I Curtailment | C&I Curtailment- Water Heating Control | Large Industrial | Services | % of Load | 0 | 2034 | 9.0693e-07
ENS | High | C&I Curtailment | C&I Curtailment- Other | Large Industrial | Miscellaneous | % of Load | 0 | 2034 | 1.2387e-05
ENS | High | C&I Curtailment | C&I Curtailment- Other | Large Industrial | Offices | % of Load | 0 | 2034 | 3.4991e-06
ENS | High | C&I Curtailment | C&I Curtailment- Other | Large Industrial | Retail Trade | % of Load | 0 | 2034 | 2.9941e-05
ENS | High | C&I Curtailment | C&I Curtailment- Other | Large Industrial | Services | % of Load | 0 | 2034 | 8.8853e-06
ENS | High | C&I Curtailment | C&I Curtailment- Industrial | Large Industrial | Manufacturing | % of Load | 0 | 2034 | 0.00039363
ENS | High | C&I Curtailment | C&I Curtailment- Manual HVAC Control | Interruptible Rider | Miscellaneous | % of Load | 0 | 2034 | 0.00017303
ENS | High | C&I Curtailment | C&I Curtailment- Manual HVAC Control | Interruptible Rider | Retail Trade | % of Load | 0 | 2034 | 4.451e-06
ENS | High | C&I Curtailment | C&I Curtailment- Auto-DR HVAC Control | Interruptible Rider | Miscellaneous | % of Load | 0 | 2034 | 0.0011297
ENS | High | C&I Curtailment | C&I Curtailment- Auto-DR HVAC Control | Interruptible Rider | Retail Trade | % of Load | 0 | 2034 | 2.906e-05
ENS | High | C&I Curtailment | C&I Curtailment- Standard Lighting Control | Interruptible Rider | Miscellaneous | % of Load | 0 | 2034 | 9.3852e-05
ENS | High | C&I Curtailment | C&I Curtailment- Standard Lighting Control | Interruptible Rider | Retail Trade | % of Load | 0 | 2034 | 7.1018e-06
ENS | High | C&I Curtailment | C&I Curtailment- Advanced Lighting Control | Interruptible Rider | Miscellaneous | % of Load | 0 | 2034 | 4.6926e-05
ENS | High | C&I Curtailment | C&I Curtailment- Advanced Lighting Control | Interruptible Rider | Retail Trade | % of Load | 0 | 2034 | 3.5509e-06
ENS | High | C&I Curtailment | C&I Curtailment- Water Heating Control | Interruptible Rider | Miscellaneous | % of Load | 0 | 2034 | 1.0077e-05
ENS | High | C&I Curtailment | C&I Curtailment- Water Heating Control | Interruptible Rider | Retail Trade | % of Load | 0 | 2034 | 1.349e-06
ENS | High | C&I Curtailment | C&I Curtailment- Other | Interruptible Rider | Miscellaneous | % of Load | 0 | 2034 | 0.00018061
ENS | High | C&I Curtailment | C&I Curtailment- Other | Interruptible Rider | Retail Trade | % of Load | 0 | 2034 | 1.4681e-05
ENS | High | C&I Curtailment | C&I Curtailment- Industrial | Interruptible Rider | Manufacturing | % of Load | 0 | 2034 | 0.00027722
ENS | High | Dynamic Pricing | Dynamic Pricing with enabling tech. | Small Commercial | Manufacturing | % of Load | 1 | 2034 | 0.00011084
ENS | High | Dynamic Pricing | Dynamic Pricing with enabling tech. | Small Commercial | Miscellaneous | % of Load | 1 | 2034 | 0.0012864
ENS | High | Dynamic Pricing | Dynamic Pricing with enabling tech. | Small Commercial | Offices | % of Load | 1 | 2034 | 0.0010386
ENS | High | Dynamic Pricing | Dynamic Pricing with enabling tech. | Small Commercial | Retail Trade | % of Load | 1 | 2034 | 0.0022655
ENS | High | Dynamic Pricing | Dynamic Pricing with enabling tech. | Small Commercial | Services | % of Load | 1 | 2034 | 0.0027259
ENS | High | Dynamic Pricing | Dynamic Pricing w/o enabling tech. | Small Commercial | Manufacturing | % of Load | 1 | 2034 | 6.6413e-06
ENS | High | Dynamic Pricing | Dynamic Pricing w/o enabling tech. | Small Commercial | Miscellaneous | % of Load | 1 | 2034 | 7.7078e-05
ENS | High | Dynamic Pricing | Dynamic Pricing w/o enabling tech. | Small Commercial | Offices | % of Load | 1 | 2034 | 6.223e-05
ENS | High | Dynamic Pricing | Dynamic Pricing w/o enabling tech. | Small Commercial | Retail Trade | % of Load | 1 | 2034 | 0.00013574
ENS | High | Dynamic Pricing | Dynamic Pricing w/o enabling tech. | Small Commercial | Services | % of Load | 1 | 2034 | 0.00016333
ENS | High | Dynamic Pricing | Dynamic Pricing with enabling tech. | Large Commercial | Offices | % of Load | 1 | 2034 | 0.00017218
ENS | High | Dynamic Pricing | Dynamic Pricing with enabling tech. | Large Commercial | Services | % of Load | 1 | 2034 | 0.0010563
ENS | High | Dynamic Pricing | Dynamic Pricing w/o enabling tech. | Large Commercial | Offices | % of Load | 1 | 2034 | 8.2742e-05
ENS | High | Dynamic Pricing | Dynamic Pricing w/o enabling tech. | Large Commercial | Services | % of Load | 1 | 2034 | 0.00050758
ENS | High | Dynamic Pricing | Dynamic Pricing with enabling tech. | Small Industrial | Manufacturing | % of Load | 1 | 2034 | 0.00019223
ENS | High | Dynamic Pricing | Dynamic Pricing with enabling tech. | Small Industrial | Miscellaneous | % of Load | 1 | 2034 | 0.00029525
ENS | High | Dynamic Pricing | Dynamic Pricing with enabling tech. | Small Industrial | Offices | % of Load | 1 | 2034 | 1.825e-05
ENS | High | Dynamic Pricing | Dynamic Pricing with enabling tech. | Small Industrial | Retail Trade | % of Load | 1 | 2034 | 5.0779e-05
ENS | High | Dynamic Pricing | Dynamic Pricing with enabling tech. | Small Industrial | Services | % of Load | 1 | 2034 | 6.3302e-05
ENS | High | Dynamic Pricing | Dynamic Pricing w/o enabling tech. | Small Industrial | Manufacturing | % of Load | 1 | 2034 | 1.1518e-05
ENS | High | Dynamic Pricing | Dynamic Pricing w/o enabling tech. | Small Industrial | Miscellaneous | % of Load | 1 | 2034 | 1.7691e-05
ENS | High | Dynamic Pricing | Dynamic Pricing w/o enabling tech. | Small Industrial | Offices | % of Load | 1 | 2034 | 1.0935e-06
ENS | High | Dynamic Pricing | Dynamic Pricing w/o enabling tech. | Small Industrial | Retail Trade | % of Load | 1 | 2034 | 3.0426e-06
ENS | High | Dynamic Pricing | Dynamic Pricing w/o enabling tech. | Small Industrial | Services | % of Load | 1 | 2034 | 3.793e-06
ENS | High | Dynamic Pricing | Dynamic Pricing with enabling tech. | Large Industrial | Manufacturing | % of Load | 1 | 2034 | 0.0010572
ENS | High | Dynamic Pricing | Dynamic Pricing with enabling tech. | Large Industrial | Miscellaneous | % of Load | 1 | 2034 | 0.00051961
ENS | High | Dynamic Pricing | Dynamic Pricing with enabling tech. | Large Industrial | Offices | % of Load | 1 | 2034 | 4.7434e-05
ENS | High | Dynamic Pricing | Dynamic Pricing with enabling tech. | Large Industrial | Retail Trade | % of Load | 1 | 2034 | 0.0002203
ENS | High | Dynamic Pricing | Dynamic Pricing with enabling tech. | Large Industrial | Services | % of Load | 1 | 2034 | 0.00010896
ENS | High | Dynamic Pricing | Dynamic Pricing w/o enabling tech. | Large Industrial | Manufacturing | % of Load | 1 | 2034 | 0.00050802
ENS | High | Dynamic Pricing | Dynamic Pricing w/o enabling tech. | Large Industrial | Miscellaneous | % of Load | 1 | 2034 | 0.0002497
ENS | High | Dynamic Pricing | Dynamic Pricing w/o enabling tech. | Large Industrial | Offices | % of Load | 1 | 2034 | 2.2794e-05
ENS | High | Dynamic Pricing | Dynamic Pricing w/o enabling tech. | Large Industrial | Retail Trade | % of Load | 1 | 2034 | 0.00010587
ENS | High | Dynamic Pricing | Dynamic Pricing w/o enabling tech. | Large Industrial | Services | % of Load | 1 | 2034 | 5.2362e-05
ENS | High | Dynamic Pricing | Dynamic Pricing with enabling tech. | Interruptible Rider | Manufacturing | % of Load | 1 | 2034 | 0.00037043
ENS | High | Dynamic Pricing | Dynamic Pricing with enabling tech. | Interruptible Rider | Miscellaneous | % of Load | 1 | 2034 | 0.00093829
ENS | High | Dynamic Pricing | Dynamic Pricing with enabling tech. | Interruptible Rider | Retail Trade | % of Load | 1 | 2034 | 5.5096e-05
ENS | High | Dynamic Pricing | Dynamic Pricing w/o enabling tech. | Interruptible Rider | Manufacturing | % of Load | 1 | 2034 | 0.00017801
ENS | High | Dynamic Pricing | Dynamic Pricing w/o enabling tech. | Interruptible Rider | Miscellaneous | % of Load | 1 | 2034 | 0.00045089
ENS | High | Dynamic Pricing | Dynamic Pricing w/o enabling tech. | Interruptible Rider | Retail Trade | % of Load | 1 | 2034 | 2.6476e-05
ENS | High | Dynamic Pricing | Dynamic Pricing with enabling tech. | Residential | Residential Market Rate | % of Load | 1 | 2034 | 0.029441
ENS | High | Dynamic Pricing | Dynamic Pricing w/o enabling tech. | Residential | Residential Market Rate | % of Load | 1 | 2034 | 0.019901
ENS | High | BTM Battery Control | BTM Battery Control | Small Commercial | Manufacturing | % of Load | 0 | 2034 | 1.2184e-05
ENS | High | BTM Battery Control | BTM Battery Control | Small Commercial | Miscellaneous | % of Load | 0 | 2034 | 9.0427e-05
ENS | High | BTM Battery Control | BTM Battery Control | Small Commercial | Offices | % of Load | 0 | 2034 | 3.1163e-05
ENS | High | BTM Battery Control | BTM Battery Control | Small Commercial | Retail Trade | % of Load | 0 | 2034 | 5.4371e-05
ENS | High | BTM Battery Control | BTM Battery Control | Small Commercial | Services | % of Load | 0 | 2034 | 0.00011836
ENS | High | BTM Battery Control | BTM Battery Control | Large Commercial | Offices | % of Load | 0 | 2034 | 1.1469e-05
ENS | High | BTM Battery Control | BTM Battery Control | Large Commercial | Services | % of Load | 0 | 2034 | 6.1167e-05
ENS | High | BTM Battery Control | BTM Battery Control | Small Industrial | Manufacturing | % of Load | 0 | 2034 | 2.9726e-07
ENS | High | BTM Battery Control | BTM Battery Control | Small Industrial | Miscellaneous | % of Load | 0 | 2034 | 1.9356e-06
ENS | High | BTM Battery Control | BTM Battery Control | Small Industrial | Offices | % of Load | 0 | 2034 | 7.6681e-07
ENS | High | BTM Battery Control | BTM Battery Control | Small Industrial | Retail Trade | % of Load | 0 | 2034 | 1.3343e-06
ENS | High | BTM Battery Control | BTM Battery Control | Small Industrial | Services | % of Load | 0 | 2034 | 2.9017e-06
ENS | High | BTM Battery Control | BTM Battery Control | Large Industrial | Manufacturing | % of Load | 0 | 2034 | 7.5085e-06
ENS | High | BTM Battery Control | BTM Battery Control | Large Industrial | Miscellaneous | % of Load | 0 | 2034 | 3.4812e-05
ENS | High | BTM Battery Control | BTM Battery Control | Large Industrial | Offices | % of Load | 0 | 2034 | 4.0955e-06
ENS | High | BTM Battery Control | BTM Battery Control | Large Industrial | Retail Trade | % of Load | 0 | 2034 | 2.0478e-05
ENS | High | BTM Battery Control | BTM Battery Control | Large Industrial | Services | % of Load | 0 | 2034 | 4.4368e-05
ENS | High | BTM Battery Control | BTM Battery Control | Interruptible Rider | Manufacturing | % of Load | 0 | 2034 | 1.0037e-05
ENS | High | BTM Battery Control | BTM Battery Control | Interruptible Rider | Miscellaneous | % of Load | 0 | 2034 | 2.6764e-05
ENS | High | BTM Battery Control | BTM Battery Control | Interruptible Rider | Retail Trade | % of Load | 0 | 2034 | 4.0146e-05
ENS | High | BTM Battery Control | BTM Battery Control | Residential | Residential LI | % of Load | 0 | 2034 | 0.0010928
ENS | High | BTM Battery Control | BTM Battery Control | Residential | Residential Market Rate | % of Load | 0 | 2034 | 0.00061228
ENS | High | EV Charging Control | EV Charging Control | EV | EV | % of Load | 0 | 2034 | 0.0014067
ENS | High | Behavioral DR | Behavioral DR | Residential | Residential LI | % of Load | 1 | 2034 | 0.00030672
ENS | High | Behavioral DR | Behavioral DR | Residential | Residential Market Rate | % of Load | 1 | 2034 | 0.0026679
ENS | High | DLC | DLC-Switch-Water Heating | Small Commercial | Miscellaneous | % of Load | 0 | 2035 | 1.277e-05
ENS | High | DLC | DLC-Switch-Water Heating | Small Commercial | Offices | % of Load | 0 | 2035 | 7.453e-06
ENS | High | DLC | DLC-Switch-Water Heating | Small Commercial | Retail Trade | % of Load | 0 | 2035 | 4.2459e-05
ENS | High | DLC | DLC-Switch-Water Heating | Small Commercial | Services | % of Load | 0 | 2035 | 5.0994e-05
ENS | High | DLC | DLC-Thermostat-HVAC | Small Commercial | Miscellaneous | % of Load | 0 | 2035 | 7.0244e-05
ENS | High | DLC | DLC-Thermostat-HVAC | Small Commercial | Offices | % of Load | 0 | 2035 | 0.0001139
ENS | High | DLC | DLC-Thermostat-HVAC | Small Commercial | Retail Trade | % of Load | 0 | 2035 | 9.3415e-05
ENS | High | DLC | DLC-Thermostat-HVAC | Small Commercial | Services | % of Load | 0 | 2035 | 0.00011246
ENS | High | DLC | DLC-Switch-Water Heating | Small Industrial | Miscellaneous | % of Load | 0 | 2035 | 2.9535e-06
ENS | High | DLC | DLC-Switch-Water Heating | Small Industrial | Offices | % of Load | 0 | 2035 | 1.1372e-07
ENS | High | DLC | DLC-Switch-Water Heating | Small Industrial | Retail Trade | % of Load | 0 | 2035 | 7.9485e-07
ENS | High | DLC | DLC-Switch-Water Heating | Small Industrial | Services | % of Load | 0 | 2035 | 9.9087e-07
ENS | High | DLC | DLC-Thermostat-HVAC | Small Industrial | Miscellaneous | % of Load | 0 | 2035 | 1.8066e-05
ENS | High | DLC | DLC-Thermostat-HVAC | Small Industrial | Offices | % of Load | 0 | 2035 | 1.864e-06
ENS | High | DLC | DLC-Thermostat-HVAC | Small Industrial | Retail Trade | % of Load | 0 | 2035 | 2.0802e-06
ENS | High | DLC | DLC-Thermostat-HVAC | Small Industrial | Services | % of Load | 0 | 2035 | 2.5933e-06
ENS | High | DLC | DLC-Switch-Water Heating | Residential | Residential LI | % of Load | 0 | 2035 | 0.0035984
ENS | High | DLC | DLC-Switch-Water Heating | Residential | Residential Market Rate | % of Load | 0 | 2035 | 0.0015703
ENS | High | DLC | DLC-Thermostat-Heat Pump | Residential | Residential LI | % of Load | 0 | 2035 | 0.0013998
ENS | High | DLC | DLC-Thermostat-Heat Pump | Residential | Residential Market Rate | % of Load | 0 | 2035 | 0.0013773
ENS | High | DLC | DLC-Thermostat-Electric Furnace | Residential | Residential LI | % of Load | 0 | 2035 | 0.0029228
ENS | High | DLC | DLC-Thermostat-Electric Furnace | Residential | Residential Market Rate | % of Load | 0 | 2035 | 0.00014992
ENS | High | C&I Curtailment | C&I Curtailment- Manual HVAC Control | Large Commercial | Offices | % of Load | 0 | 2035 | 1.476e-05
ENS | High | C&I Curtailment | C&I Curtailment- Manual HVAC Control | Large Commercial | Services | % of Load | 0 | 2035 | 2.5035e-05
ENS | High | C&I Curtailment | C&I Curtailment- Auto-DR HVAC Control | Large Commercial | Offices | % of Load | 0 | 2035 | 9.6368e-05
ENS | High | C&I Curtailment | C&I Curtailment- Auto-DR HVAC Control | Large Commercial | Services | % of Load | 0 | 2035 | 0.00016345
ENS | High | C&I Curtailment | C&I Curtailment- Standard Lighting Control | Large Commercial | Offices | % of Load | 0 | 2035 | 4.6534e-06
ENS | High | C&I Curtailment | C&I Curtailment- Standard Lighting Control | Large Commercial | Services | % of Load | 0 | 2035 | 3.4402e-05
ENS | High | C&I Curtailment | C&I Curtailment- Advanced Lighting Control | Large Commercial | Offices | % of Load | 0 | 2035 | 2.3267e-06
ENS | High | C&I Curtailment | C&I Curtailment- Advanced Lighting Control | Large Commercial | Services | % of Load | 0 | 2035 | 1.7201e-05
ENS | High | C&I Curtailment | C&I Curtailment- Water Heating Control | Large Commercial | Offices | % of Load | 0 | 2035 | 8.4285e-07
ENS | High | C&I Curtailment | C&I Curtailment- Water Heating Control | Large Commercial | Services | % of Load | 0 | 2035 | 9.3123e-06
ENS | High | C&I Curtailment | C&I Curtailment- Other | Large Commercial | Offices | % of Load | 0 | 2035 | 1.3025e-05
ENS | High | C&I Curtailment | C&I Curtailment- Other | Large Commercial | Services | % of Load | 0 | 2035 | 9.0042e-05
ENS | High | C&I Curtailment | C&I Curtailment- Manual HVAC Control | Large Industrial | Miscellaneous | % of Load | 0 | 2035 | 5.4938e-06
ENS | High | C&I Curtailment | C&I Curtailment- Manual HVAC Control | Large Industrial | Offices | % of Load | 0 | 2035 | 3.8448e-06
ENS | High | C&I Curtailment | C&I Curtailment- Manual HVAC Control | Large Industrial | Retail Trade | % of Load | 0 | 2035 | 8.488e-06
ENS | High | C&I Curtailment | C&I Curtailment- Manual HVAC Control | Large Industrial | Services | % of Load | 0 | 2035 | 2.5189e-06
ENS | High | C&I Curtailment | C&I Curtailment- Auto-DR HVAC Control | Large Industrial | Miscellaneous | % of Load | 0 | 2035 | 3.5868e-05
ENS | High | C&I Curtailment | C&I Curtailment- Auto-DR HVAC Control | Large Industrial | Offices | % of Load | 0 | 2035 | 2.5102e-05
ENS | High | C&I Curtailment | C&I Curtailment- Auto-DR HVAC Control | Large Industrial | Retail Trade | % of Load | 0 | 2035 | 5.5417e-05
ENS | High | C&I Curtailment | C&I Curtailment- Auto-DR HVAC Control | Large Industrial | Services | % of Load | 0 | 2035 | 1.6446e-05
ENS | High | C&I Curtailment | C&I Curtailment- Standard Lighting Control | Large Industrial | Miscellaneous | % of Load | 0 | 2035 | 8.6443e-06
ENS | High | C&I Curtailment | C&I Curtailment- Standard Lighting Control | Large Industrial | Offices | % of Load | 0 | 2035 | 1.6221e-06
ENS | High | C&I Curtailment | C&I Curtailment- Standard Lighting Control | Large Industrial | Retail Trade | % of Load | 0 | 2035 | 1.1664e-05
ENS | High | C&I Curtailment | C&I Curtailment- Standard Lighting Control | Large Industrial | Services | % of Load | 0 | 2035 | 3.4615e-06
ENS | High | C&I Curtailment | C&I Curtailment- Advanced Lighting Control | Large Industrial | Miscellaneous | % of Load | 0 | 2035 | 4.3222e-06
ENS | High | C&I Curtailment | C&I Curtailment- Advanced Lighting Control | Large Industrial | Offices | % of Load | 0 | 2035 | 8.1107e-07
ENS | High | C&I Curtailment | C&I Curtailment- Advanced Lighting Control | Large Industrial | Retail Trade | % of Load | 0 | 2035 | 5.8321e-06
ENS | High | C&I Curtailment | C&I Curtailment- Advanced Lighting Control | Large Industrial | Services | % of Load | 0 | 2035 | 1.7307e-06
ENS | High | C&I Curtailment | C&I Curtailment- Water Heating Control | Large Industrial | Miscellaneous | % of Load | 0 | 2035 | 6.083e-07
ENS | High | C&I Curtailment | C&I Curtailment- Water Heating Control | Large Industrial | Offices | % of Load | 0 | 2035 | 1.8862e-07
ENS | High | C&I Curtailment | C&I Curtailment- Water Heating Control | Large Industrial | Retail Trade | % of Load | 0 | 2035 | 3.1573e-06
ENS | High | C&I Curtailment | C&I Curtailment- Water Heating Control | Large Industrial | Services | % of Load | 0 | 2035 | 9.3697e-07
ENS | High | C&I Curtailment | C&I Curtailment- Other | Large Industrial | Miscellaneous | % of Load | 0 | 2035 | 1.2806e-05
ENS | High | C&I Curtailment | C&I Curtailment- Other | Large Industrial | Offices | % of Load | 0 | 2035 | 3.6062e-06
ENS | High | C&I Curtailment | C&I Curtailment- Other | Large Industrial | Retail Trade | % of Load | 0 | 2035 | 3.0529e-05
ENS | High | C&I Curtailment | C&I Curtailment- Other | Large Industrial | Services | % of Load | 0 | 2035 | 9.0598e-06
ENS | High | C&I Curtailment | C&I Curtailment- Industrial | Large Industrial | Manufacturing | % of Load | 0 | 2035 | 0.00039442
ENS | High | C&I Curtailment | C&I Curtailment- Manual HVAC Control | Interruptible Rider | Miscellaneous | % of Load | 0 | 2035 | 0.00017579
ENS | High | C&I Curtailment | C&I Curtailment- Manual HVAC Control | Interruptible Rider | Retail Trade | % of Load | 0 | 2035 | 4.4655e-06
ENS | High | C&I Curtailment | C&I Curtailment- Auto-DR HVAC Control | Interruptible Rider | Miscellaneous | % of Load | 0 | 2035 | 0.0011477
ENS | High | C&I Curtailment | C&I Curtailment- Auto-DR HVAC Control | Interruptible Rider | Retail Trade | % of Load | 0 | 2035 | 2.9155e-05
ENS | High | C&I Curtailment | C&I Curtailment- Standard Lighting Control | Interruptible Rider | Miscellaneous | % of Load | 0 | 2035 | 9.3238e-05
ENS | High | C&I Curtailment | C&I Curtailment- Standard Lighting Control | Interruptible Rider | Retail Trade | % of Load | 0 | 2035 | 7.1017e-06
ENS | High | C&I Curtailment | C&I Curtailment- Advanced Lighting Control | Interruptible Rider | Miscellaneous | % of Load | 0 | 2035 | 4.6619e-05
ENS | High | C&I Curtailment | C&I Curtailment- Advanced Lighting Control | Interruptible Rider | Retail Trade | % of Load | 0 | 2035 | 3.5508e-06
ENS | High | C&I Curtailment | C&I Curtailment- Water Heating Control | Interruptible Rider | Miscellaneous | % of Load | 0 | 2035 | 1.0279e-05
ENS | High | C&I Curtailment | C&I Curtailment- Water Heating Control | Interruptible Rider | Retail Trade | % of Load | 0 | 2035 | 1.38e-06
ENS | High | C&I Curtailment | C&I Curtailment- Other | Interruptible Rider | Miscellaneous | % of Load | 0 | 2035 | 0.00018405
ENS | High | C&I Curtailment | C&I Curtailment- Other | Interruptible Rider | Retail Trade | % of Load | 0 | 2035 | 1.4987e-05
ENS | High | C&I Curtailment | C&I Curtailment- Industrial | Interruptible Rider | Manufacturing | % of Load | 0 | 2035 | 0.00027563
ENS | High | Dynamic Pricing | Dynamic Pricing with enabling tech. | Small Commercial | Manufacturing | % of Load | 1 | 2035 | 0.00010625
ENS | High | Dynamic Pricing | Dynamic Pricing with enabling tech. | Small Commercial | Miscellaneous | % of Load | 1 | 2035 | 0.0012655
ENS | High | Dynamic Pricing | Dynamic Pricing with enabling tech. | Small Commercial | Offices | % of Load | 1 | 2035 | 0.0010116
ENS | High | Dynamic Pricing | Dynamic Pricing with enabling tech. | Small Commercial | Retail Trade | % of Load | 1 | 2035 | 0.0021869
ENS | High | Dynamic Pricing | Dynamic Pricing with enabling tech. | Small Commercial | Services | % of Load | 1 | 2035 | 0.0026313
ENS | High | Dynamic Pricing | Dynamic Pricing w/o enabling tech. | Small Commercial | Manufacturing | % of Load | 1 | 2035 | 6.3664e-06
ENS | High | Dynamic Pricing | Dynamic Pricing w/o enabling tech. | Small Commercial | Miscellaneous | % of Load | 1 | 2035 | 7.5829e-05
ENS | High | Dynamic Pricing | Dynamic Pricing w/o enabling tech. | Small Commercial | Offices | % of Load | 1 | 2035 | 6.0614e-05
ENS | High | Dynamic Pricing | Dynamic Pricing w/o enabling tech. | Small Commercial | Retail Trade | % of Load | 1 | 2035 | 0.00013104
ENS | High | Dynamic Pricing | Dynamic Pricing w/o enabling tech. | Small Commercial | Services | % of Load | 1 | 2035 | 0.00015766
ENS | High | Dynamic Pricing | Dynamic Pricing with enabling tech. | Large Commercial | Offices | % of Load | 1 | 2035 | 0.00016748
ENS | High | Dynamic Pricing | Dynamic Pricing with enabling tech. | Large Commercial | Services | % of Load | 1 | 2035 | 0.0010254
ENS | High | Dynamic Pricing | Dynamic Pricing w/o enabling tech. | Large Commercial | Offices | % of Load | 1 | 2035 | 8.0484e-05
ENS | High | Dynamic Pricing | Dynamic Pricing w/o enabling tech. | Large Commercial | Services | % of Load | 1 | 2035 | 0.00049274
ENS | High | Dynamic Pricing | Dynamic Pricing with enabling tech. | Small Industrial | Manufacturing | % of Load | 1 | 2035 | 0.00019255
ENS | High | Dynamic Pricing | Dynamic Pricing with enabling tech. | Small Industrial | Miscellaneous | % of Load | 1 | 2035 | 0.00030238
ENS | High | Dynamic Pricing | Dynamic Pricing with enabling tech. | Small Industrial | Offices | % of Load | 1 | 2035 | 1.8685e-05
ENS | High | Dynamic Pricing | Dynamic Pricing with enabling tech. | Small Industrial | Retail Trade | % of Load | 1 | 2035 | 5.1962e-05
ENS | High | Dynamic Pricing | Dynamic Pricing with enabling tech. | Small Industrial | Services | % of Load | 1 | 2035 | 6.4777e-05
ENS | High | Dynamic Pricing | Dynamic Pricing w/o enabling tech. | Small Industrial | Manufacturing | % of Load | 1 | 2035 | 1.1537e-05
ENS | High | Dynamic Pricing | Dynamic Pricing w/o enabling tech. | Small Industrial | Miscellaneous | % of Load | 1 | 2035 | 1.8118e-05
ENS | High | Dynamic Pricing | Dynamic Pricing w/o enabling tech. | Small Industrial | Offices | % of Load | 1 | 2035 | 1.1196e-06
ENS | High | Dynamic Pricing | Dynamic Pricing w/o enabling tech. | Small Industrial | Retail Trade | % of Load | 1 | 2035 | 3.1135e-06
ENS | High | Dynamic Pricing | Dynamic Pricing w/o enabling tech. | Small Industrial | Services | % of Load | 1 | 2035 | 3.8813e-06
ENS | High | Dynamic Pricing | Dynamic Pricing with enabling tech. | Large Industrial | Manufacturing | % of Load | 1 | 2035 | 0.0010587
ENS | High | Dynamic Pricing | Dynamic Pricing with enabling tech. | Large Industrial | Miscellaneous | % of Load | 1 | 2035 | 0.00053378
ENS | High | Dynamic Pricing | Dynamic Pricing with enabling tech. | Large Industrial | Offices | % of Load | 1 | 2035 | 4.8691e-05
ENS | High | Dynamic Pricing | Dynamic Pricing with enabling tech. | Large Industrial | Retail Trade | % of Load | 1 | 2035 | 0.00022242
ENS | High | Dynamic Pricing | Dynamic Pricing with enabling tech. | Large Industrial | Services | % of Load | 1 | 2035 | 0.00011001
ENS | High | Dynamic Pricing | Dynamic Pricing w/o enabling tech. | Large Industrial | Manufacturing | % of Load | 1 | 2035 | 0.00050877
ENS | High | Dynamic Pricing | Dynamic Pricing w/o enabling tech. | Large Industrial | Miscellaneous | % of Load | 1 | 2035 | 0.00025651
ENS | High | Dynamic Pricing | Dynamic Pricing w/o enabling tech. | Large Industrial | Offices | % of Load | 1 | 2035 | 2.3398e-05
ENS | High | Dynamic Pricing | Dynamic Pricing w/o enabling tech. | Large Industrial | Retail Trade | % of Load | 1 | 2035 | 0.00010688
ENS | High | Dynamic Pricing | Dynamic Pricing w/o enabling tech. | Large Industrial | Services | % of Load | 1 | 2035 | 5.2865e-05
ENS | High | Dynamic Pricing | Dynamic Pricing with enabling tech. | Interruptible Rider | Manufacturing | % of Load | 1 | 2035 | 0.0003681
ENS | High | Dynamic Pricing | Dynamic Pricing with enabling tech. | Interruptible Rider | Miscellaneous | % of Load | 1 | 2035 | 0.00095264
ENS | High | Dynamic Pricing | Dynamic Pricing with enabling tech. | Interruptible Rider | Retail Trade | % of Load | 1 | 2035 | 5.5932e-05
ENS | High | Dynamic Pricing | Dynamic Pricing w/o enabling tech. | Interruptible Rider | Manufacturing | % of Load | 1 | 2035 | 0.00017689
ENS | High | Dynamic Pricing | Dynamic Pricing w/o enabling tech. | Interruptible Rider | Miscellaneous | % of Load | 1 | 2035 | 0.00045779
ENS | High | Dynamic Pricing | Dynamic Pricing w/o enabling tech. | Interruptible Rider | Retail Trade | % of Load | 1 | 2035 | 2.6878e-05
ENS | High | Dynamic Pricing | Dynamic Pricing with enabling tech. | Residential | Residential Market Rate | % of Load | 1 | 2035 | 0.02969
ENS | High | Dynamic Pricing | Dynamic Pricing w/o enabling tech. | Residential | Residential Market Rate | % of Load | 1 | 2035 | 0.020069
ENS | High | BTM Battery Control | BTM Battery Control | Small Commercial | Manufacturing | % of Load | 0 | 2035 | 1.2535e-05
ENS | High | BTM Battery Control | BTM Battery Control | Small Commercial | Miscellaneous | % of Load | 0 | 2035 | 9.3072e-05
ENS | High | BTM Battery Control | BTM Battery Control | Small Commercial | Offices | % of Load | 0 | 2035 | 3.2052e-05
ENS | High | BTM Battery Control | BTM Battery Control | Small Commercial | Retail Trade | % of Load | 0 | 2035 | 5.5937e-05
ENS | High | BTM Battery Control | BTM Battery Control | Small Commercial | Services | % of Load | 0 | 2035 | 0.00012176
ENS | High | BTM Battery Control | BTM Battery Control | Large Commercial | Offices | % of Load | 0 | 2035 | 1.1799e-05
ENS | High | BTM Battery Control | BTM Battery Control | Large Commercial | Services | % of Load | 0 | 2035 | 6.2928e-05
ENS | High | BTM Battery Control | BTM Battery Control | Small Industrial | Manufacturing | % of Load | 0 | 2035 | 3.0583e-07
ENS | High | BTM Battery Control | BTM Battery Control | Small Industrial | Miscellaneous | % of Load | 0 | 2035 | 1.9913e-06
ENS | High | BTM Battery Control | BTM Battery Control | Small Industrial | Offices | % of Load | 0 | 2035 | 7.8889e-07
ENS | High | BTM Battery Control | BTM Battery Control | Small Industrial | Retail Trade | % of Load | 0 | 2035 | 1.3727e-06
ENS | High | BTM Battery Control | BTM Battery Control | Small Industrial | Services | % of Load | 0 | 2035 | 2.9853e-06
ENS | High | BTM Battery Control | BTM Battery Control | Large Industrial | Manufacturing | % of Load | 0 | 2035 | 7.7247e-06
ENS | High | BTM Battery Control | BTM Battery Control | Large Industrial | Miscellaneous | % of Load | 0 | 2035 | 3.5815e-05
ENS | High | BTM Battery Control | BTM Battery Control | Large Industrial | Offices | % of Load | 0 | 2035 | 4.2135e-06
ENS | High | BTM Battery Control | BTM Battery Control | Large Industrial | Retail Trade | % of Load | 0 | 2035 | 2.1067e-05
ENS | High | BTM Battery Control | BTM Battery Control | Large Industrial | Services | % of Load | 0 | 2035 | 4.5646e-05
ENS | High | BTM Battery Control | BTM Battery Control | Interruptible Rider | Manufacturing | % of Load | 0 | 2035 | 1.0326e-05
ENS | High | BTM Battery Control | BTM Battery Control | Interruptible Rider | Miscellaneous | % of Load | 0 | 2035 | 2.7535e-05
ENS | High | BTM Battery Control | BTM Battery Control | Interruptible Rider | Retail Trade | % of Load | 0 | 2035 | 4.1303e-05
ENS | High | BTM Battery Control | BTM Battery Control | Residential | Residential LI | % of Load | 0 | 2035 | 0.0011298
ENS | High | BTM Battery Control | BTM Battery Control | Residential | Residential Market Rate | % of Load | 0 | 2035 | 0.00063301
ENS | High | EV Charging Control | EV Charging Control | EV | EV | % of Load | 0 | 2035 | 0.0016541
ENS | High | Behavioral DR | Behavioral DR | Residential | Residential LI | % of Load | 1 | 2035 | 0.00030805
ENS | High | Behavioral DR | Behavioral DR | Residential | Residential Market Rate | % of Load | 1 | 2035 | 0.0026903
ENS | High | DLC | DLC-Switch-Water Heating | Small Commercial | Miscellaneous | % of Load | 0 | 2036 | 1.256e-05
ENS | High | DLC | DLC-Switch-Water Heating | Small Commercial | Offices | % of Load | 0 | 2036 | 7.3311e-06
ENS | High | DLC | DLC-Switch-Water Heating | Small Commercial | Retail Trade | % of Load | 0 | 2036 | 4.1781e-05
ENS | High | DLC | DLC-Switch-Water Heating | Small Commercial | Services | % of Load | 0 | 2036 | 5.0169e-05
ENS | High | DLC | DLC-Thermostat-HVAC | Small Commercial | Miscellaneous | % of Load | 0 | 2036 | 6.8933e-05
ENS | High | DLC | DLC-Thermostat-HVAC | Small Commercial | Offices | % of Load | 0 | 2036 | 0.00011092
ENS | High | DLC | DLC-Thermostat-HVAC | Small Commercial | Retail Trade | % of Load | 0 | 2036 | 8.7835e-05
ENS | High | DLC | DLC-Thermostat-HVAC | Small Commercial | Services | % of Load | 0 | 2036 | 0.00010576
ENS | High | DLC | DLC-Switch-Water Heating | Small Industrial | Miscellaneous | % of Load | 0 | 2036 | 2.9878e-06
ENS | High | DLC | DLC-Switch-Water Heating | Small Industrial | Offices | % of Load | 0 | 2036 | 1.1668e-07
ENS | High | DLC | DLC-Switch-Water Heating | Small Industrial | Retail Trade | % of Load | 0 | 2036 | 8.1836e-07
ENS | High | DLC | DLC-Switch-Water Heating | Small Industrial | Services | % of Load | 0 | 2036 | 1.0202e-06
ENS | High | DLC | DLC-Thermostat-HVAC | Small Industrial | Miscellaneous | % of Load | 0 | 2036 | 1.9168e-05
ENS | High | DLC | DLC-Thermostat-HVAC | Small Industrial | Offices | % of Load | 0 | 2036 | 1.9071e-06
ENS | High | DLC | DLC-Thermostat-HVAC | Small Industrial | Retail Trade | % of Load | 0 | 2036 | 2.1001e-06
ENS | High | DLC | DLC-Thermostat-HVAC | Small Industrial | Services | % of Load | 0 | 2036 | 2.6181e-06
ENS | High | DLC | DLC-Switch-Water Heating | Residential | Residential LI | % of Load | 0 | 2036 | 0.003646
ENS | High | DLC | DLC-Switch-Water Heating | Residential | Residential Market Rate | % of Load | 0 | 2036 | 0.0015924
ENS | High | DLC | DLC-Thermostat-Heat Pump | Residential | Residential LI | % of Load | 0 | 2036 | 0.0014891
ENS | High | DLC | DLC-Thermostat-Heat Pump | Residential | Residential Market Rate | % of Load | 0 | 2036 | 0.0014377
ENS | High | DLC | DLC-Thermostat-Electric Furnace | Residential | Residential LI | % of Load | 0 | 2036 | 0.0029521
ENS | High | DLC | DLC-Thermostat-Electric Furnace | Residential | Residential Market Rate | % of Load | 0 | 2036 | 0.00013418
ENS | High | C&I Curtailment | C&I Curtailment- Manual HVAC Control | Large Commercial | Offices | % of Load | 0 | 2036 | 1.4379e-05
ENS | High | C&I Curtailment | C&I Curtailment- Manual HVAC Control | Large Commercial | Services | % of Load | 0 | 2036 | 2.3653e-05
ENS | High | C&I Curtailment | C&I Curtailment- Auto-DR HVAC Control | Large Commercial | Offices | % of Load | 0 | 2036 | 9.3876e-05
ENS | High | C&I Curtailment | C&I Curtailment- Auto-DR HVAC Control | Large Commercial | Services | % of Load | 0 | 2036 | 0.00015442
ENS | High | C&I Curtailment | C&I Curtailment- Standard Lighting Control | Large Commercial | Offices | % of Load | 0 | 2036 | 4.1823e-06
ENS | High | C&I Curtailment | C&I Curtailment- Standard Lighting Control | Large Commercial | Services | % of Load | 0 | 2036 | 3.177e-05
ENS | High | C&I Curtailment | C&I Curtailment- Advanced Lighting Control | Large Commercial | Offices | % of Load | 0 | 2036 | 2.0911e-06
ENS | High | C&I Curtailment | C&I Curtailment- Advanced Lighting Control | Large Commercial | Services | % of Load | 0 | 2036 | 1.5885e-05
ENS | High | C&I Curtailment | C&I Curtailment- Water Heating Control | Large Commercial | Offices | % of Load | 0 | 2036 | 8.3527e-07
ENS | High | C&I Curtailment | C&I Curtailment- Water Heating Control | Large Commercial | Services | % of Load | 0 | 2036 | 9.2229e-06
ENS | High | C&I Curtailment | C&I Curtailment- Other | Large Commercial | Offices | % of Load | 0 | 2036 | 1.2666e-05
ENS | High | C&I Curtailment | C&I Curtailment- Other | Large Commercial | Services | % of Load | 0 | 2036 | 8.7979e-05
ENS | High | C&I Curtailment | C&I Curtailment- Manual HVAC Control | Large Industrial | Miscellaneous | % of Load | 0 | 2036 | 5.753e-06
ENS | High | C&I Curtailment | C&I Curtailment- Manual HVAC Control | Large Industrial | Offices | % of Load | 0 | 2036 | 3.979e-06
ENS | High | C&I Curtailment | C&I Curtailment- Manual HVAC Control | Large Industrial | Retail Trade | % of Load | 0 | 2036 | 8.4228e-06
ENS | High | C&I Curtailment | C&I Curtailment- Manual HVAC Control | Large Industrial | Services | % of Load | 0 | 2036 | 2.4996e-06
ENS | High | C&I Curtailment | C&I Curtailment- Auto-DR HVAC Control | Large Industrial | Miscellaneous | % of Load | 0 | 2036 | 3.756e-05
ENS | High | C&I Curtailment | C&I Curtailment- Auto-DR HVAC Control | Large Industrial | Offices | % of Load | 0 | 2036 | 2.5978e-05
ENS | High | C&I Curtailment | C&I Curtailment- Auto-DR HVAC Control | Large Industrial | Retail Trade | % of Load | 0 | 2036 | 5.4991e-05
ENS | High | C&I Curtailment | C&I Curtailment- Auto-DR HVAC Control | Large Industrial | Services | % of Load | 0 | 2036 | 1.6319e-05
ENS | High | C&I Curtailment | C&I Curtailment- Standard Lighting Control | Large Industrial | Miscellaneous | % of Load | 0 | 2036 | 8.6163e-06
ENS | High | C&I Curtailment | C&I Curtailment- Standard Lighting Control | Large Industrial | Offices | % of Load | 0 | 2036 | 1.635e-06
ENS | High | C&I Curtailment | C&I Curtailment- Standard Lighting Control | Large Industrial | Retail Trade | % of Load | 0 | 2036 | 1.1313e-05
ENS | High | C&I Curtailment | C&I Curtailment- Standard Lighting Control | Large Industrial | Services | % of Load | 0 | 2036 | 3.3574e-06
ENS | High | C&I Curtailment | C&I Curtailment- Advanced Lighting Control | Large Industrial | Miscellaneous | % of Load | 0 | 2036 | 4.3081e-06
ENS | High | C&I Curtailment | C&I Curtailment- Advanced Lighting Control | Large Industrial | Offices | % of Load | 0 | 2036 | 8.175e-07
ENS | High | C&I Curtailment | C&I Curtailment- Advanced Lighting Control | Large Industrial | Retail Trade | % of Load | 0 | 2036 | 5.6567e-06
ENS | High | C&I Curtailment | C&I Curtailment- Advanced Lighting Control | Large Industrial | Services | % of Load | 0 | 2036 | 1.6787e-06
ENS | High | C&I Curtailment | C&I Curtailment- Water Heating Control | Large Industrial | Miscellaneous | % of Load | 0 | 2036 | 6.2195e-07
ENS | High | C&I Curtailment | C&I Curtailment- Water Heating Control | Large Industrial | Offices | % of Load | 0 | 2036 | 1.9579e-07
ENS | High | C&I Curtailment | C&I Curtailment- Water Heating Control | Large Industrial | Retail Trade | % of Load | 0 | 2036 | 3.2843e-06
ENS | High | C&I Curtailment | C&I Curtailment- Water Heating Control | Large Industrial | Services | % of Load | 0 | 2036 | 9.7466e-07
ENS | High | C&I Curtailment | C&I Curtailment- Other | Large Industrial | Miscellaneous | % of Load | 0 | 2036 | 1.3032e-05
ENS | High | C&I Curtailment | C&I Curtailment- Other | Large Industrial | Offices | % of Load | 0 | 2036 | 3.7443e-06
ENS | High | C&I Curtailment | C&I Curtailment- Other | Large Industrial | Retail Trade | % of Load | 0 | 2036 | 3.133e-05
ENS | High | C&I Curtailment | C&I Curtailment- Other | Large Industrial | Services | % of Load | 0 | 2036 | 9.2975e-06
ENS | High | C&I Curtailment | C&I Curtailment- Industrial | Large Industrial | Manufacturing | % of Load | 0 | 2036 | 0.00039602
ENS | High | C&I Curtailment | C&I Curtailment- Manual HVAC Control | Interruptible Rider | Miscellaneous | % of Load | 0 | 2036 | 0.00017888
ENS | High | C&I Curtailment | C&I Curtailment- Manual HVAC Control | Interruptible Rider | Retail Trade | % of Load | 0 | 2036 | 4.4742e-06
ENS | High | C&I Curtailment | C&I Curtailment- Auto-DR HVAC Control | Interruptible Rider | Miscellaneous | % of Load | 0 | 2036 | 0.0011679
ENS | High | C&I Curtailment | C&I Curtailment- Auto-DR HVAC Control | Interruptible Rider | Retail Trade | % of Load | 0 | 2036 | 2.9211e-05
ENS | High | C&I Curtailment | C&I Curtailment- Standard Lighting Control | Interruptible Rider | Miscellaneous | % of Load | 0 | 2036 | 9.237e-05
ENS | High | C&I Curtailment | C&I Curtailment- Standard Lighting Control | Interruptible Rider | Retail Trade | % of Load | 0 | 2036 | 7.0965e-06
ENS | High | C&I Curtailment | C&I Curtailment- Advanced Lighting Control | Interruptible Rider | Miscellaneous | % of Load | 0 | 2036 | 4.6185e-05
ENS | High | C&I Curtailment | C&I Curtailment- Advanced Lighting Control | Interruptible Rider | Retail Trade | % of Load | 0 | 2036 | 3.5483e-06
ENS | High | C&I Curtailment | C&I Curtailment- Water Heating Control | Interruptible Rider | Miscellaneous | % of Load | 0 | 2036 | 1.0453e-05
ENS | High | C&I Curtailment | C&I Curtailment- Water Heating Control | Interruptible Rider | Retail Trade | % of Load | 0 | 2036 | 1.41e-06
ENS | High | C&I Curtailment | C&I Curtailment- Other | Interruptible Rider | Miscellaneous | % of Load | 0 | 2036 | 0.00018701
ENS | High | C&I Curtailment | C&I Curtailment- Other | Interruptible Rider | Retail Trade | % of Load | 0 | 2036 | 1.5284e-05
ENS | High | C&I Curtailment | C&I Curtailment- Industrial | Interruptible Rider | Manufacturing | % of Load | 0 | 2036 | 0.00027304
ENS | High | Dynamic Pricing | Dynamic Pricing with enabling tech. | Small Commercial | Manufacturing | % of Load | 1 | 2036 | 0.00010137
ENS | High | Dynamic Pricing | Dynamic Pricing with enabling tech. | Small Commercial | Miscellaneous | % of Load | 1 | 2036 | 0.0012311
ENS | High | Dynamic Pricing | Dynamic Pricing with enabling tech. | Small Commercial | Offices | % of Load | 1 | 2036 | 0.00098294
ENS | High | Dynamic Pricing | Dynamic Pricing with enabling tech. | Small Commercial | Retail Trade | % of Load | 1 | 2036 | 0.002104
ENS | High | Dynamic Pricing | Dynamic Pricing with enabling tech. | Small Commercial | Services | % of Load | 1 | 2036 | 0.0025316
ENS | High | Dynamic Pricing | Dynamic Pricing w/o enabling tech. | Small Commercial | Manufacturing | % of Load | 1 | 2036 | 6.0738e-06
ENS | High | Dynamic Pricing | Dynamic Pricing w/o enabling tech. | Small Commercial | Miscellaneous | % of Load | 1 | 2036 | 7.3767e-05
ENS | High | Dynamic Pricing | Dynamic Pricing w/o enabling tech. | Small Commercial | Offices | % of Load | 1 | 2036 | 5.8896e-05
ENS | High | Dynamic Pricing | Dynamic Pricing w/o enabling tech. | Small Commercial | Retail Trade | % of Load | 1 | 2036 | 0.00012607
ENS | High | Dynamic Pricing | Dynamic Pricing w/o enabling tech. | Small Commercial | Services | % of Load | 1 | 2036 | 0.00015169
ENS | High | Dynamic Pricing | Dynamic Pricing with enabling tech. | Large Commercial | Offices | % of Load | 1 | 2036 | 0.00016235
ENS | High | Dynamic Pricing | Dynamic Pricing with enabling tech. | Large Commercial | Services | % of Load | 1 | 2036 | 0.00099181
ENS | High | Dynamic Pricing | Dynamic Pricing w/o enabling tech. | Large Commercial | Offices | % of Load | 1 | 2036 | 7.8018e-05
ENS | High | Dynamic Pricing | Dynamic Pricing w/o enabling tech. | Large Commercial | Services | % of Load | 1 | 2036 | 0.00047661
ENS | High | Dynamic Pricing | Dynamic Pricing with enabling tech. | Small Industrial | Manufacturing | % of Load | 1 | 2036 | 0.00019219
ENS | High | Dynamic Pricing | Dynamic Pricing with enabling tech. | Small Industrial | Miscellaneous | % of Load | 1 | 2036 | 0.00030811
ENS | High | Dynamic Pricing | Dynamic Pricing with enabling tech. | Small Industrial | Offices | % of Load | 1 | 2036 | 1.9114e-05
ENS | High | Dynamic Pricing | Dynamic Pricing with enabling tech. | Small Industrial | Retail Trade | % of Load | 1 | 2036 | 5.3126e-05
ENS | High | Dynamic Pricing | Dynamic Pricing with enabling tech. | Small Industrial | Services | % of Load | 1 | 2036 | 6.6227e-05
ENS | High | Dynamic Pricing | Dynamic Pricing w/o enabling tech. | Small Industrial | Manufacturing | % of Load | 1 | 2036 | 1.1516e-05
ENS | High | Dynamic Pricing | Dynamic Pricing w/o enabling tech. | Small Industrial | Miscellaneous | % of Load | 1 | 2036 | 1.8462e-05
ENS | High | Dynamic Pricing | Dynamic Pricing w/o enabling tech. | Small Industrial | Offices | % of Load | 1 | 2036 | 1.1453e-06
ENS | High | Dynamic Pricing | Dynamic Pricing w/o enabling tech. | Small Industrial | Retail Trade | % of Load | 1 | 2036 | 3.1832e-06
ENS | High | Dynamic Pricing | Dynamic Pricing w/o enabling tech. | Small Industrial | Services | % of Load | 1 | 2036 | 3.9682e-06
ENS | High | Dynamic Pricing | Dynamic Pricing with enabling tech. | Large Industrial | Manufacturing | % of Load | 1 | 2036 | 0.0010627
ENS | High | Dynamic Pricing | Dynamic Pricing with enabling tech. | Large Industrial | Miscellaneous | % of Load | 1 | 2036 | 0.00054527
ENS | High | Dynamic Pricing | Dynamic Pricing with enabling tech. | Large Industrial | Offices | % of Load | 1 | 2036 | 5.0375e-05
ENS | High | Dynamic Pricing | Dynamic Pricing with enabling tech. | Large Industrial | Retail Trade | % of Load | 1 | 2036 | 0.00022597
ENS | High | Dynamic Pricing | Dynamic Pricing with enabling tech. | Large Industrial | Services | % of Load | 1 | 2036 | 0.00011176
ENS | High | Dynamic Pricing | Dynamic Pricing w/o enabling tech. | Large Industrial | Manufacturing | % of Load | 1 | 2036 | 0.00051068
ENS | High | Dynamic Pricing | Dynamic Pricing w/o enabling tech. | Large Industrial | Miscellaneous | % of Load | 1 | 2036 | 0.00026203
ENS | High | Dynamic Pricing | Dynamic Pricing w/o enabling tech. | Large Industrial | Offices | % of Load | 1 | 2036 | 2.4208e-05
ENS | High | Dynamic Pricing | Dynamic Pricing w/o enabling tech. | Large Industrial | Retail Trade | % of Load | 1 | 2036 | 0.00010859
ENS | High | Dynamic Pricing | Dynamic Pricing w/o enabling tech. | Large Industrial | Services | % of Load | 1 | 2036 | 5.3708e-05
ENS | High | Dynamic Pricing | Dynamic Pricing with enabling tech. | Interruptible Rider | Manufacturing | % of Load | 1 | 2036 | 0.00036454
ENS | High | Dynamic Pricing | Dynamic Pricing with enabling tech. | Interruptible Rider | Miscellaneous | % of Load | 1 | 2036 | 0.00096646
ENS | High | Dynamic Pricing | Dynamic Pricing with enabling tech. | Interruptible Rider | Retail Trade | % of Load | 1 | 2036 | 5.6738e-05
ENS | High | Dynamic Pricing | Dynamic Pricing w/o enabling tech. | Interruptible Rider | Manufacturing | % of Load | 1 | 2036 | 0.00017518
ENS | High | Dynamic Pricing | Dynamic Pricing w/o enabling tech. | Interruptible Rider | Miscellaneous | % of Load | 1 | 2036 | 0.00046443
ENS | High | Dynamic Pricing | Dynamic Pricing w/o enabling tech. | Interruptible Rider | Retail Trade | % of Load | 1 | 2036 | 2.7265e-05
ENS | High | Dynamic Pricing | Dynamic Pricing with enabling tech. | Residential | Residential Market Rate | % of Load | 1 | 2036 | 0.029971
ENS | High | Dynamic Pricing | Dynamic Pricing w/o enabling tech. | Residential | Residential Market Rate | % of Load | 1 | 2036 | 0.02026
ENS | High | BTM Battery Control | BTM Battery Control | Small Commercial | Manufacturing | % of Load | 0 | 2036 | 1.2868e-05
ENS | High | BTM Battery Control | BTM Battery Control | Small Commercial | Miscellaneous | % of Load | 0 | 2036 | 9.5663e-05
ENS | High | BTM Battery Control | BTM Battery Control | Small Commercial | Offices | % of Load | 0 | 2036 | 3.2927e-05
ENS | High | BTM Battery Control | BTM Battery Control | Small Commercial | Retail Trade | % of Load | 0 | 2036 | 5.7447e-05
ENS | High | BTM Battery Control | BTM Battery Control | Small Commercial | Services | % of Load | 0 | 2036 | 0.00012507
ENS | High | BTM Battery Control | BTM Battery Control | Large Commercial | Offices | % of Load | 0 | 2036 | 1.2121e-05
ENS | High | BTM Battery Control | BTM Battery Control | Large Commercial | Services | % of Load | 0 | 2036 | 6.4646e-05
ENS | High | BTM Battery Control | BTM Battery Control | Small Industrial | Manufacturing | % of Load | 0 | 2036 | 3.1417e-07
ENS | High | BTM Battery Control | BTM Battery Control | Small Industrial | Miscellaneous | % of Load | 0 | 2036 | 2.0457e-06
ENS | High | BTM Battery Control | BTM Battery Control | Small Industrial | Offices | % of Load | 0 | 2036 | 8.1042e-07
ENS | High | BTM Battery Control | BTM Battery Control | Small Industrial | Retail Trade | % of Load | 0 | 2036 | 1.4102e-06
ENS | High | BTM Battery Control | BTM Battery Control | Small Industrial | Services | % of Load | 0 | 2036 | 3.0668e-06
ENS | High | BTM Battery Control | BTM Battery Control | Large Industrial | Manufacturing | % of Load | 0 | 2036 | 7.9356e-06
ENS | High | BTM Battery Control | BTM Battery Control | Large Industrial | Miscellaneous | % of Load | 0 | 2036 | 3.6792e-05
ENS | High | BTM Battery Control | BTM Battery Control | Large Industrial | Offices | % of Load | 0 | 2036 | 4.3285e-06
ENS | High | BTM Battery Control | BTM Battery Control | Large Industrial | Retail Trade | % of Load | 0 | 2036 | 2.1642e-05
ENS | High | BTM Battery Control | BTM Battery Control | Large Industrial | Services | % of Load | 0 | 2036 | 4.6892e-05
ENS | High | BTM Battery Control | BTM Battery Control | Interruptible Rider | Manufacturing | % of Load | 0 | 2036 | 1.0607e-05
ENS | High | BTM Battery Control | BTM Battery Control | Interruptible Rider | Miscellaneous | % of Load | 0 | 2036 | 2.8287e-05
ENS | High | BTM Battery Control | BTM Battery Control | Interruptible Rider | Retail Trade | % of Load | 0 | 2036 | 4.243e-05
ENS | High | BTM Battery Control | BTM Battery Control | Residential | Residential LI | % of Load | 0 | 2036 | 0.0011663
ENS | High | BTM Battery Control | BTM Battery Control | Residential | Residential Market Rate | % of Load | 0 | 2036 | 0.00065348
ENS | High | EV Charging Control | EV Charging Control | EV | EV | % of Load | 0 | 2036 | 0.0019303
ENS | High | Behavioral DR | Behavioral DR | Residential | Residential LI | % of Load | 1 | 2036 | 0.00030966
ENS | High | Behavioral DR | Behavioral DR | Residential | Residential Market Rate | % of Load | 1 | 2036 | 0.0027158
ENS | High | DLC | DLC-Switch-Water Heating | Small Commercial | Miscellaneous | % of Load | 0 | 2037 | 1.2379e-05
ENS | High | DLC | DLC-Switch-Water Heating | Small Commercial | Offices | % of Load | 0 | 2037 | 7.2698e-06
ENS | High | DLC | DLC-Switch-Water Heating | Small Commercial | Retail Trade | % of Load | 0 | 2037 | 4.1469e-05
ENS | High | DLC | DLC-Switch-Water Heating | Small Commercial | Services | % of Load | 0 | 2037 | 4.9786e-05
ENS | High | DLC | DLC-Thermostat-HVAC | Small Commercial | Miscellaneous | % of Load | 0 | 2037 | 6.9417e-05
ENS | High | DLC | DLC-Thermostat-HVAC | Small Commercial | Offices | % of Load | 0 | 2037 | 0.00010922
ENS | High | DLC | DLC-Thermostat-HVAC | Small Commercial | Retail Trade | % of Load | 0 | 2037 | 8.4522e-05
ENS | High | DLC | DLC-Thermostat-HVAC | Small Commercial | Services | % of Load | 0 | 2037 | 0.00010177
ENS | High | DLC | DLC-Switch-Water Heating | Small Industrial | Miscellaneous | % of Load | 0 | 2037 | 3.0061e-06
ENS | High | DLC | DLC-Switch-Water Heating | Small Industrial | Offices | % of Load | 0 | 2037 | 1.1766e-07
ENS | High | DLC | DLC-Switch-Water Heating | Small Industrial | Retail Trade | % of Load | 0 | 2037 | 8.2748e-07
ENS | High | DLC | DLC-Switch-Water Heating | Small Industrial | Services | % of Load | 0 | 2037 | 1.0315e-06
ENS | High | DLC | DLC-Thermostat-HVAC | Small Industrial | Miscellaneous | % of Load | 0 | 2037 | 1.9334e-05
ENS | High | DLC | DLC-Thermostat-HVAC | Small Industrial | Offices | % of Load | 0 | 2037 | 1.9182e-06
ENS | High | DLC | DLC-Thermostat-HVAC | Small Industrial | Retail Trade | % of Load | 0 | 2037 | 2.0891e-06
ENS | High | DLC | DLC-Thermostat-HVAC | Small Industrial | Services | % of Load | 0 | 2037 | 2.6043e-06
ENS | High | DLC | DLC-Switch-Water Heating | Residential | Residential LI | % of Load | 0 | 2037 | 0.0036794
ENS | High | DLC | DLC-Switch-Water Heating | Residential | Residential Market Rate | % of Load | 0 | 2037 | 0.0016078
ENS | High | DLC | DLC-Thermostat-Heat Pump | Residential | Residential LI | % of Load | 0 | 2037 | 0.0015474
ENS | High | DLC | DLC-Thermostat-Heat Pump | Residential | Residential Market Rate | % of Load | 0 | 2037 | 0.0014694
ENS | High | DLC | DLC-Thermostat-Electric Furnace | Residential | Residential LI | % of Load | 0 | 2037 | 0.0029287
ENS | High | DLC | DLC-Thermostat-Electric Furnace | Residential | Residential Market Rate | % of Load | 0 | 2037 | 0.00011713
ENS | High | C&I Curtailment | C&I Curtailment- Manual HVAC Control | Large Commercial | Offices | % of Load | 0 | 2037 | 1.4203e-05
ENS | High | C&I Curtailment | C&I Curtailment- Manual HVAC Control | Large Commercial | Services | % of Load | 0 | 2037 | 2.288e-05
ENS | High | C&I Curtailment | C&I Curtailment- Auto-DR HVAC Control | Large Commercial | Offices | % of Load | 0 | 2037 | 9.2729e-05
ENS | High | C&I Curtailment | C&I Curtailment- Auto-DR HVAC Control | Large Commercial | Services | % of Load | 0 | 2037 | 0.00014938
ENS | High | C&I Curtailment | C&I Curtailment- Standard Lighting Control | Large Commercial | Offices | % of Load | 0 | 2037 | 3.9087e-06
ENS | High | C&I Curtailment | C&I Curtailment- Standard Lighting Control | Large Commercial | Services | % of Load | 0 | 2037 | 3.0281e-05
ENS | High | C&I Curtailment | C&I Curtailment- Advanced Lighting Control | Large Commercial | Offices | % of Load | 0 | 2037 | 1.9543e-06
ENS | High | C&I Curtailment | C&I Curtailment- Advanced Lighting Control | Large Commercial | Services | % of Load | 0 | 2037 | 1.514e-05
ENS | High | C&I Curtailment | C&I Curtailment- Water Heating Control | Large Commercial | Offices | % of Load | 0 | 2037 | 8.3442e-07
ENS | High | C&I Curtailment | C&I Curtailment- Water Heating Control | Large Commercial | Services | % of Load | 0 | 2037 | 9.21e-06
ENS | High | C&I Curtailment | C&I Curtailment- Other | Large Commercial | Offices | % of Load | 0 | 2037 | 1.2493e-05
ENS | High | C&I Curtailment | C&I Curtailment- Other | Large Commercial | Services | % of Load | 0 | 2037 | 8.7061e-05
ENS | High | C&I Curtailment | C&I Curtailment- Manual HVAC Control | Large Industrial | Miscellaneous | % of Load | 0 | 2037 | 6.0013e-06
ENS | High | C&I Curtailment | C&I Curtailment- Manual HVAC Control | Large Industrial | Offices | % of Load | 0 | 2037 | 4.0498e-06
ENS | High | C&I Curtailment | C&I Curtailment- Manual HVAC Control | Large Industrial | Retail Trade | % of Load | 0 | 2037 | 8.3498e-06
ENS | High | C&I Curtailment | C&I Curtailment- Manual HVAC Control | Large Industrial | Services | % of Load | 0 | 2037 | 2.4779e-06
ENS | High | C&I Curtailment | C&I Curtailment- Auto-DR HVAC Control | Large Industrial | Miscellaneous | % of Load | 0 | 2037 | 3.9182e-05
ENS | High | C&I Curtailment | C&I Curtailment- Auto-DR HVAC Control | Large Industrial | Offices | % of Load | 0 | 2037 | 2.644e-05
ENS | High | C&I Curtailment | C&I Curtailment- Auto-DR HVAC Control | Large Industrial | Retail Trade | % of Load | 0 | 2037 | 5.4515e-05
ENS | High | C&I Curtailment | C&I Curtailment- Auto-DR HVAC Control | Large Industrial | Services | % of Load | 0 | 2037 | 1.6178e-05
ENS | High | C&I Curtailment | C&I Curtailment- Standard Lighting Control | Large Industrial | Miscellaneous | % of Load | 0 | 2037 | 8.4833e-06
ENS | High | C&I Curtailment | C&I Curtailment- Standard Lighting Control | Large Industrial | Offices | % of Load | 0 | 2037 | 1.6246e-06
ENS | High | C&I Curtailment | C&I Curtailment- Standard Lighting Control | Large Industrial | Retail Trade | % of Load | 0 | 2037 | 1.105e-05
ENS | High | C&I Curtailment | C&I Curtailment- Standard Lighting Control | Large Industrial | Services | % of Load | 0 | 2037 | 3.2793e-06
ENS | High | C&I Curtailment | C&I Curtailment- Advanced Lighting Control | Large Industrial | Miscellaneous | % of Load | 0 | 2037 | 4.2417e-06
ENS | High | C&I Curtailment | C&I Curtailment- Advanced Lighting Control | Large Industrial | Offices | % of Load | 0 | 2037 | 8.1228e-07
ENS | High | C&I Curtailment | C&I Curtailment- Advanced Lighting Control | Large Industrial | Retail Trade | % of Load | 0 | 2037 | 5.5252e-06
ENS | High | C&I Curtailment | C&I Curtailment- Advanced Lighting Control | Large Industrial | Services | % of Load | 0 | 2037 | 1.6397e-06
ENS | High | C&I Curtailment | C&I Curtailment- Water Heating Control | Large Industrial | Miscellaneous | % of Load | 0 | 2037 | 6.2353e-07
ENS | High | C&I Curtailment | C&I Curtailment- Water Heating Control | Large Industrial | Offices | % of Load | 0 | 2037 | 1.9977e-07
ENS | High | C&I Curtailment | C&I Curtailment- Water Heating Control | Large Industrial | Retail Trade | % of Load | 0 | 2037 | 3.361e-06
ENS | High | C&I Curtailment | C&I Curtailment- Water Heating Control | Large Industrial | Services | % of Load | 0 | 2037 | 9.9743e-07
ENS | High | C&I Curtailment | C&I Curtailment- Other | Large Industrial | Miscellaneous | % of Load | 0 | 2037 | 1.3036e-05
ENS | High | C&I Curtailment | C&I Curtailment- Other | Large Industrial | Offices | % of Load | 0 | 2037 | 3.8216e-06
ENS | High | C&I Curtailment | C&I Curtailment- Other | Large Industrial | Retail Trade | % of Load | 0 | 2037 | 3.1771e-05
ENS | High | C&I Curtailment | C&I Curtailment- Other | Large Industrial | Services | % of Load | 0 | 2037 | 9.4285e-06
ENS | High | C&I Curtailment | C&I Curtailment- Industrial | Large Industrial | Manufacturing | % of Load | 0 | 2037 | 0.00039094
ENS | High | C&I Curtailment | C&I Curtailment- Manual HVAC Control | Interruptible Rider | Miscellaneous | % of Load | 0 | 2037 | 0.00017853
ENS | High | C&I Curtailment | C&I Curtailment- Manual HVAC Control | Interruptible Rider | Retail Trade | % of Load | 0 | 2037 | 4.418e-06
ENS | High | C&I Curtailment | C&I Curtailment- Auto-DR HVAC Control | Interruptible Rider | Miscellaneous | % of Load | 0 | 2037 | 0.0011656
ENS | High | C&I Curtailment | C&I Curtailment- Auto-DR HVAC Control | Interruptible Rider | Retail Trade | % of Load | 0 | 2037 | 2.8845e-05
ENS | High | C&I Curtailment | C&I Curtailment- Standard Lighting Control | Interruptible Rider | Miscellaneous | % of Load | 0 | 2037 | 9.0299e-05
ENS | High | C&I Curtailment | C&I Curtailment- Standard Lighting Control | Interruptible Rider | Retail Trade | % of Load | 0 | 2037 | 6.9822e-06
ENS | High | C&I Curtailment | C&I Curtailment- Advanced Lighting Control | Interruptible Rider | Miscellaneous | % of Load | 0 | 2037 | 4.5149e-05
ENS | High | C&I Curtailment | C&I Curtailment- Advanced Lighting Control | Interruptible Rider | Retail Trade | % of Load | 0 | 2037 | 3.4911e-06
ENS | High | C&I Curtailment | C&I Curtailment- Water Heating Control | Interruptible Rider | Miscellaneous | % of Load | 0 | 2037 | 1.0469e-05
ENS | High | C&I Curtailment | C&I Curtailment- Water Heating Control | Interruptible Rider | Retail Trade | % of Load | 0 | 2037 | 1.4153e-06
ENS | High | C&I Curtailment | C&I Curtailment- Other | Interruptible Rider | Miscellaneous | % of Load | 0 | 2037 | 0.00018703
ENS | High | C&I Curtailment | C&I Curtailment- Other | Interruptible Rider | Retail Trade | % of Load | 0 | 2037 | 1.531e-05
ENS | High | C&I Curtailment | C&I Curtailment- Industrial | Interruptible Rider | Manufacturing | % of Load | 0 | 2037 | 0.0002659
ENS | High | Dynamic Pricing | Dynamic Pricing with enabling tech. | Small Commercial | Manufacturing | % of Load | 1 | 2037 | 9.7528e-05
ENS | High | Dynamic Pricing | Dynamic Pricing with enabling tech. | Small Commercial | Miscellaneous | % of Load | 1 | 2037 | 0.0012103
ENS | High | Dynamic Pricing | Dynamic Pricing with enabling tech. | Small Commercial | Offices | % of Load | 1 | 2037 | 0.00096645
ENS | High | Dynamic Pricing | Dynamic Pricing with enabling tech. | Small Commercial | Retail Trade | % of Load | 1 | 2037 | 0.0020571
ENS | High | Dynamic Pricing | Dynamic Pricing with enabling tech. | Small Commercial | Services | % of Load | 1 | 2037 | 0.0024749
ENS | High | Dynamic Pricing | Dynamic Pricing w/o enabling tech. | Small Commercial | Manufacturing | % of Load | 1 | 2037 | 5.8437e-06
ENS | High | Dynamic Pricing | Dynamic Pricing w/o enabling tech. | Small Commercial | Miscellaneous | % of Load | 1 | 2037 | 7.2522e-05
ENS | High | Dynamic Pricing | Dynamic Pricing w/o enabling tech. | Small Commercial | Offices | % of Load | 1 | 2037 | 5.7908e-05
ENS | High | Dynamic Pricing | Dynamic Pricing w/o enabling tech. | Small Commercial | Retail Trade | % of Load | 1 | 2037 | 0.00012326
ENS | High | Dynamic Pricing | Dynamic Pricing w/o enabling tech. | Small Commercial | Services | % of Load | 1 | 2037 | 0.00014829
ENS | High | Dynamic Pricing | Dynamic Pricing with enabling tech. | Large Commercial | Offices | % of Load | 1 | 2037 | 0.00015984
ENS | High | Dynamic Pricing | Dynamic Pricing with enabling tech. | Large Commercial | Services | % of Load | 1 | 2037 | 0.00097507
ENS | High | Dynamic Pricing | Dynamic Pricing w/o enabling tech. | Large Commercial | Offices | % of Load | 1 | 2037 | 7.6811e-05
ENS | High | Dynamic Pricing | Dynamic Pricing w/o enabling tech. | Large Commercial | Services | % of Load | 1 | 2037 | 0.00046857
ENS | High | Dynamic Pricing | Dynamic Pricing with enabling tech. | Small Industrial | Manufacturing | % of Load | 1 | 2037 | 0.00018854
ENS | High | Dynamic Pricing | Dynamic Pricing with enabling tech. | Small Industrial | Miscellaneous | % of Load | 1 | 2037 | 0.00030862
ENS | High | Dynamic Pricing | Dynamic Pricing with enabling tech. | Small Industrial | Offices | % of Load | 1 | 2037 | 1.9217e-05
ENS | High | Dynamic Pricing | Dynamic Pricing with enabling tech. | Small Industrial | Retail Trade | % of Load | 1 | 2037 | 5.3388e-05
ENS | High | Dynamic Pricing | Dynamic Pricing with enabling tech. | Small Industrial | Services | % of Load | 1 | 2037 | 6.6554e-05
ENS | High | Dynamic Pricing | Dynamic Pricing w/o enabling tech. | Small Industrial | Manufacturing | % of Load | 1 | 2037 | 1.1297e-05
ENS | High | Dynamic Pricing | Dynamic Pricing w/o enabling tech. | Small Industrial | Miscellaneous | % of Load | 1 | 2037 | 1.8492e-05
ENS | High | Dynamic Pricing | Dynamic Pricing w/o enabling tech. | Small Industrial | Offices | % of Load | 1 | 2037 | 1.1515e-06
ENS | High | Dynamic Pricing | Dynamic Pricing w/o enabling tech. | Small Industrial | Retail Trade | % of Load | 1 | 2037 | 3.1989e-06
ENS | High | Dynamic Pricing | Dynamic Pricing w/o enabling tech. | Small Industrial | Services | % of Load | 1 | 2037 | 3.9878e-06
ENS | High | Dynamic Pricing | Dynamic Pricing with enabling tech. | Large Industrial | Manufacturing | % of Load | 1 | 2037 | 0.0010489
ENS | High | Dynamic Pricing | Dynamic Pricing with enabling tech. | Large Industrial | Miscellaneous | % of Load | 1 | 2037 | 0.00054974
ENS | High | Dynamic Pricing | Dynamic Pricing with enabling tech. | Large Industrial | Offices | % of Load | 1 | 2037 | 5.126e-05
ENS | High | Dynamic Pricing | Dynamic Pricing with enabling tech. | Large Industrial | Retail Trade | % of Load | 1 | 2037 | 0.00022766
ENS | High | Dynamic Pricing | Dynamic Pricing with enabling tech. | Large Industrial | Services | % of Load | 1 | 2037 | 0.0001126
ENS | High | Dynamic Pricing | Dynamic Pricing w/o enabling tech. | Large Industrial | Manufacturing | % of Load | 1 | 2037 | 0.00050406
ENS | High | Dynamic Pricing | Dynamic Pricing w/o enabling tech. | Large Industrial | Miscellaneous | % of Load | 1 | 2037 | 0.00026418
ENS | High | Dynamic Pricing | Dynamic Pricing w/o enabling tech. | Large Industrial | Offices | % of Load | 1 | 2037 | 2.4633e-05
ENS | High | Dynamic Pricing | Dynamic Pricing w/o enabling tech. | Large Industrial | Retail Trade | % of Load | 1 | 2037 | 0.0001094
ENS | High | Dynamic Pricing | Dynamic Pricing w/o enabling tech. | Large Industrial | Services | % of Load | 1 | 2037 | 5.4111e-05
ENS | High | Dynamic Pricing | Dynamic Pricing with enabling tech. | Interruptible Rider | Manufacturing | % of Load | 1 | 2037 | 0.00035496
ENS | High | Dynamic Pricing | Dynamic Pricing with enabling tech. | Interruptible Rider | Miscellaneous | % of Load | 1 | 2037 | 0.00096404
ENS | High | Dynamic Pricing | Dynamic Pricing with enabling tech. | Interruptible Rider | Retail Trade | % of Load | 1 | 2037 | 5.6594e-05
ENS | High | Dynamic Pricing | Dynamic Pricing w/o enabling tech. | Interruptible Rider | Manufacturing | % of Load | 1 | 2037 | 0.00017057
ENS | High | Dynamic Pricing | Dynamic Pricing w/o enabling tech. | Interruptible Rider | Miscellaneous | % of Load | 1 | 2037 | 0.00046327
ENS | High | Dynamic Pricing | Dynamic Pricing w/o enabling tech. | Interruptible Rider | Retail Trade | % of Load | 1 | 2037 | 2.7196e-05
ENS | High | Dynamic Pricing | Dynamic Pricing with enabling tech. | Residential | Residential Market Rate | % of Load | 1 | 2037 | 0.030155
ENS | High | Dynamic Pricing | Dynamic Pricing w/o enabling tech. | Residential | Residential Market Rate | % of Load | 1 | 2037 | 0.020384
ENS | High | BTM Battery Control | BTM Battery Control | Small Commercial | Manufacturing | % of Load | 0 | 2037 | 1.2958e-05
ENS | High | BTM Battery Control | BTM Battery Control | Small Commercial | Miscellaneous | % of Load | 0 | 2037 | 9.6376e-05
ENS | High | BTM Battery Control | BTM Battery Control | Small Commercial | Offices | % of Load | 0 | 2037 | 3.3149e-05
ENS | High | BTM Battery Control | BTM Battery Control | Small Commercial | Retail Trade | % of Load | 0 | 2037 | 5.7849e-05
ENS | High | BTM Battery Control | BTM Battery Control | Small Commercial | Services | % of Load | 0 | 2037 | 0.00012593
ENS | High | BTM Battery Control | BTM Battery Control | Large Commercial | Offices | % of Load | 0 | 2037 | 1.2206e-05
ENS | High | BTM Battery Control | BTM Battery Control | Large Commercial | Services | % of Load | 0 | 2037 | 6.5099e-05
ENS | High | BTM Battery Control | BTM Battery Control | Small Industrial | Manufacturing | % of Load | 0 | 2037 | 3.1637e-07
ENS | High | BTM Battery Control | BTM Battery Control | Small Industrial | Miscellaneous | % of Load | 0 | 2037 | 2.06e-06
ENS | High | BTM Battery Control | BTM Battery Control | Small Industrial | Offices | % of Load | 0 | 2037 | 8.161e-07
ENS | High | BTM Battery Control | BTM Battery Control | Small Industrial | Retail Trade | % of Load | 0 | 2037 | 1.4201e-06
ENS | High | BTM Battery Control | BTM Battery Control | Small Industrial | Services | % of Load | 0 | 2037 | 3.0882e-06
ENS | High | BTM Battery Control | BTM Battery Control | Large Industrial | Manufacturing | % of Load | 0 | 2037 | 7.9911e-06
ENS | High | BTM Battery Control | BTM Battery Control | Large Industrial | Miscellaneous | % of Load | 0 | 2037 | 3.705e-05
ENS | High | BTM Battery Control | BTM Battery Control | Large Industrial | Offices | % of Load | 0 | 2037 | 4.3588e-06
ENS | High | BTM Battery Control | BTM Battery Control | Large Industrial | Retail Trade | % of Load | 0 | 2037 | 2.1794e-05
ENS | High | BTM Battery Control | BTM Battery Control | Large Industrial | Services | % of Load | 0 | 2037 | 4.722e-05
ENS | High | BTM Battery Control | BTM Battery Control | Interruptible Rider | Manufacturing | % of Load | 0 | 2037 | 1.0682e-05
ENS | High | BTM Battery Control | BTM Battery Control | Interruptible Rider | Miscellaneous | % of Load | 0 | 2037 | 2.8485e-05
ENS | High | BTM Battery Control | BTM Battery Control | Interruptible Rider | Retail Trade | % of Load | 0 | 2037 | 4.2727e-05
ENS | High | BTM Battery Control | BTM Battery Control | Residential | Residential LI | % of Load | 0 | 2037 | 0.0011803
ENS | High | BTM Battery Control | BTM Battery Control | Residential | Residential Market Rate | % of Load | 0 | 2037 | 0.0006613
ENS | High | EV Charging Control | EV Charging Control | EV | EV | % of Load | 0 | 2037 | 0.0021952
ENS | High | Behavioral DR | Behavioral DR | Residential | Residential LI | % of Load | 1 | 2037 | 0.0003105
ENS | High | Behavioral DR | Behavioral DR | Residential | Residential Market Rate | % of Load | 1 | 2037 | 0.0027324
ENS | High | DLC | DLC-Switch-Water Heating | Small Commercial | Miscellaneous | % of Load | 0 | 2038 | 1.2298e-05
ENS | High | DLC | DLC-Switch-Water Heating | Small Commercial | Offices | % of Load | 0 | 2038 | 7.2001e-06
ENS | High | DLC | DLC-Switch-Water Heating | Small Commercial | Retail Trade | % of Load | 0 | 2038 | 4.1109e-05
ENS | High | DLC | DLC-Switch-Water Heating | Small Commercial | Services | % of Load | 0 | 2038 | 4.9344e-05
ENS | High | DLC | DLC-Thermostat-HVAC | Small Commercial | Miscellaneous | % of Load | 0 | 2038 | 6.765e-05
ENS | High | DLC | DLC-Thermostat-HVAC | Small Commercial | Offices | % of Load | 0 | 2038 | 0.0001074
ENS | High | DLC | DLC-Thermostat-HVAC | Small Commercial | Retail Trade | % of Load | 0 | 2038 | 8.1068e-05
ENS | High | DLC | DLC-Thermostat-HVAC | Small Commercial | Services | % of Load | 0 | 2038 | 9.761e-05
ENS | High | DLC | DLC-Switch-Water Heating | Small Industrial | Miscellaneous | % of Load | 0 | 2038 | 3.036e-06
ENS | High | DLC | DLC-Switch-Water Heating | Small Industrial | Offices | % of Load | 0 | 2038 | 1.1861e-07
ENS | High | DLC | DLC-Switch-Water Heating | Small Industrial | Retail Trade | % of Load | 0 | 2038 | 8.3647e-07
ENS | High | DLC | DLC-Switch-Water Heating | Small Industrial | Services | % of Load | 0 | 2038 | 1.0428e-06
ENS | High | DLC | DLC-Thermostat-HVAC | Small Industrial | Miscellaneous | % of Load | 0 | 2038 | 1.9289e-05
ENS | High | DLC | DLC-Thermostat-HVAC | Small Industrial | Offices | % of Load | 0 | 2038 | 1.9285e-06
ENS | High | DLC | DLC-Thermostat-HVAC | Small Industrial | Retail Trade | % of Load | 0 | 2038 | 2.0762e-06
ENS | High | DLC | DLC-Thermostat-HVAC | Small Industrial | Services | % of Load | 0 | 2038 | 2.5882e-06
ENS | High | DLC | DLC-Switch-Water Heating | Residential | Residential LI | % of Load | 0 | 2038 | 0.0037137
ENS | High | DLC | DLC-Switch-Water Heating | Residential | Residential Market Rate | % of Load | 0 | 2038 | 0.0016236
ENS | High | DLC | DLC-Thermostat-Heat Pump | Residential | Residential LI | % of Load | 0 | 2038 | 0.0016025
ENS | High | DLC | DLC-Thermostat-Heat Pump | Residential | Residential Market Rate | % of Load | 0 | 2038 | 0.0014998
ENS | High | DLC | DLC-Thermostat-Electric Furnace | Residential | Residential LI | % of Load | 0 | 2038 | 0.0029093
ENS | High | DLC | DLC-Thermostat-Electric Furnace | Residential | Residential Market Rate | % of Load | 0 | 2038 | 0.00010146
ENS | High | C&I Curtailment | C&I Curtailment- Manual HVAC Control | Large Commercial | Offices | % of Load | 0 | 2038 | 1.4013e-05
ENS | High | C&I Curtailment | C&I Curtailment- Manual HVAC Control | Large Commercial | Services | % of Load | 0 | 2038 | 2.2071e-05
ENS | High | C&I Curtailment | C&I Curtailment- Auto-DR HVAC Control | Large Commercial | Offices | % of Load | 0 | 2038 | 9.1487e-05
ENS | High | C&I Curtailment | C&I Curtailment- Auto-DR HVAC Control | Large Commercial | Services | % of Load | 0 | 2038 | 0.0001441
ENS | High | C&I Curtailment | C&I Curtailment- Standard Lighting Control | Large Commercial | Offices | % of Load | 0 | 2038 | 3.6283e-06
ENS | High | C&I Curtailment | C&I Curtailment- Standard Lighting Control | Large Commercial | Services | % of Load | 0 | 2038 | 2.875e-05
ENS | High | C&I Curtailment | C&I Curtailment- Advanced Lighting Control | Large Commercial | Offices | % of Load | 0 | 2038 | 1.8141e-06
ENS | High | C&I Curtailment | C&I Curtailment- Advanced Lighting Control | Large Commercial | Services | % of Load | 0 | 2038 | 1.4375e-05
ENS | High | C&I Curtailment | C&I Curtailment- Water Heating Control | Large Commercial | Offices | % of Load | 0 | 2038 | 8.33e-07
ENS | High | C&I Curtailment | C&I Curtailment- Water Heating Control | Large Commercial | Services | % of Load | 0 | 2038 | 9.1906e-06
ENS | High | C&I Curtailment | C&I Curtailment- Other | Large Commercial | Offices | % of Load | 0 | 2038 | 1.231e-05
ENS | High | C&I Curtailment | C&I Curtailment- Other | Large Commercial | Services | % of Load | 0 | 2038 | 8.608e-05
ENS | High | C&I Curtailment | C&I Curtailment- Manual HVAC Control | Large Industrial | Miscellaneous | % of Load | 0 | 2038 | 6.0214e-06
ENS | High | C&I Curtailment | C&I Curtailment- Manual HVAC Control | Large Industrial | Offices | % of Load | 0 | 2038 | 4.12e-06
ENS | High | C&I Curtailment | C&I Curtailment- Manual HVAC Control | Large Industrial | Retail Trade | % of Load | 0 | 2038 | 8.2567e-06
ENS | High | C&I Curtailment | C&I Curtailment- Manual HVAC Control | Large Industrial | Services | % of Load | 0 | 2038 | 2.4503e-06
ENS | High | C&I Curtailment | C&I Curtailment- Auto-DR HVAC Control | Large Industrial | Miscellaneous | % of Load | 0 | 2038 | 3.9313e-05
ENS | High | C&I Curtailment | C&I Curtailment- Auto-DR HVAC Control | Large Industrial | Offices | % of Load | 0 | 2038 | 2.6899e-05
ENS | High | C&I Curtailment | C&I Curtailment- Auto-DR HVAC Control | Large Industrial | Retail Trade | % of Load | 0 | 2038 | 5.3906e-05
ENS | High | C&I Curtailment | C&I Curtailment- Auto-DR HVAC Control | Large Industrial | Services | % of Load | 0 | 2038 | 1.5997e-05
ENS | High | C&I Curtailment | C&I Curtailment- Standard Lighting Control | Large Industrial | Miscellaneous | % of Load | 0 | 2038 | 8.4448e-06
ENS | High | C&I Curtailment | C&I Curtailment- Standard Lighting Control | Large Industrial | Offices | % of Load | 0 | 2038 | 1.6126e-06
ENS | High | C&I Curtailment | C&I Curtailment- Standard Lighting Control | Large Industrial | Retail Trade | % of Load | 0 | 2038 | 1.0755e-05
ENS | High | C&I Curtailment | C&I Curtailment- Standard Lighting Control | Large Industrial | Services | % of Load | 0 | 2038 | 3.1917e-06
ENS | High | C&I Curtailment | C&I Curtailment- Advanced Lighting Control | Large Industrial | Miscellaneous | % of Load | 0 | 2038 | 4.2224e-06
ENS | High | C&I Curtailment | C&I Curtailment- Advanced Lighting Control | Large Industrial | Offices | % of Load | 0 | 2038 | 8.0629e-07
ENS | High | C&I Curtailment | C&I Curtailment- Advanced Lighting Control | Large Industrial | Retail Trade | % of Load | 0 | 2038 | 5.3776e-06
ENS | High | C&I Curtailment | C&I Curtailment- Advanced Lighting Control | Large Industrial | Services | % of Load | 0 | 2038 | 1.5959e-06
ENS | High | C&I Curtailment | C&I Curtailment- Water Heating Control | Large Industrial | Miscellaneous | % of Load | 0 | 2038 | 6.3242e-07
ENS | High | C&I Curtailment | C&I Curtailment- Water Heating Control | Large Industrial | Offices | % of Load | 0 | 2038 | 2.0373e-07
ENS | High | C&I Curtailment | C&I Curtailment- Water Heating Control | Large Industrial | Retail Trade | % of Load | 0 | 2038 | 3.4382e-06
ENS | High | C&I Curtailment | C&I Curtailment- Water Heating Control | Large Industrial | Services | % of Load | 0 | 2038 | 1.0203e-06
ENS | High | C&I Curtailment | C&I Curtailment- Other | Large Industrial | Miscellaneous | % of Load | 0 | 2038 | 1.3193e-05
ENS | High | C&I Curtailment | C&I Curtailment- Other | Large Industrial | Offices | % of Load | 0 | 2038 | 3.8996e-06
ENS | High | C&I Curtailment | C&I Curtailment- Other | Large Industrial | Retail Trade | % of Load | 0 | 2038 | 3.2203e-05
ENS | High | C&I Curtailment | C&I Curtailment- Other | Large Industrial | Services | % of Load | 0 | 2038 | 9.5565e-06
ENS | High | C&I Curtailment | C&I Curtailment- Industrial | Large Industrial | Manufacturing | % of Load | 0 | 2038 | 0.00038548
ENS | High | C&I Curtailment | C&I Curtailment- Manual HVAC Control | Interruptible Rider | Miscellaneous | % of Load | 0 | 2038 | 0.00017808
ENS | High | C&I Curtailment | C&I Curtailment- Manual HVAC Control | Interruptible Rider | Retail Trade | % of Load | 0 | 2038 | 4.3578e-06
ENS | High | C&I Curtailment | C&I Curtailment- Auto-DR HVAC Control | Interruptible Rider | Miscellaneous | % of Load | 0 | 2038 | 0.0011626
ENS | High | C&I Curtailment | C&I Curtailment- Auto-DR HVAC Control | Interruptible Rider | Retail Trade | % of Load | 0 | 2038 | 2.8451e-05
ENS | High | C&I Curtailment | C&I Curtailment- Standard Lighting Control | Interruptible Rider | Miscellaneous | % of Load | 0 | 2038 | 8.8208e-05
ENS | High | C&I Curtailment | C&I Curtailment- Standard Lighting Control | Interruptible Rider | Retail Trade | % of Load | 0 | 2038 | 6.8661e-06
ENS | High | C&I Curtailment | C&I Curtailment- Advanced Lighting Control | Interruptible Rider | Miscellaneous | % of Load | 0 | 2038 | 4.4104e-05
ENS | High | C&I Curtailment | C&I Curtailment- Advanced Lighting Control | Interruptible Rider | Retail Trade | % of Load | 0 | 2038 | 3.433e-06
ENS | High | C&I Curtailment | C&I Curtailment- Water Heating Control | Interruptible Rider | Miscellaneous | % of Load | 0 | 2038 | 1.0478e-05
ENS | High | C&I Curtailment | C&I Curtailment- Water Heating Control | Interruptible Rider | Retail Trade | % of Load | 0 | 2038 | 1.4199e-06
ENS | High | C&I Curtailment | C&I Curtailment- Other | Interruptible Rider | Miscellaneous | % of Load | 0 | 2038 | 0.00018698
ENS | High | C&I Curtailment | C&I Curtailment- Other | Interruptible Rider | Retail Trade | % of Load | 0 | 2038 | 1.5332e-05
ENS | High | C&I Curtailment | C&I Curtailment- Industrial | Interruptible Rider | Manufacturing | % of Load | 0 | 2038 | 0.00025861
ENS | High | Dynamic Pricing | Dynamic Pricing with enabling tech. | Small Commercial | Manufacturing | % of Load | 1 | 2038 | 9.3634e-05
ENS | High | Dynamic Pricing | Dynamic Pricing with enabling tech. | Small Commercial | Miscellaneous | % of Load | 1 | 2038 | 0.0011885
ENS | High | Dynamic Pricing | Dynamic Pricing with enabling tech. | Small Commercial | Offices | % of Load | 1 | 2038 | 0.00094894
ENS | High | Dynamic Pricing | Dynamic Pricing with enabling tech. | Small Commercial | Retail Trade | % of Load | 1 | 2038 | 0.0020078
ENS | High | Dynamic Pricing | Dynamic Pricing with enabling tech. | Small Commercial | Services | % of Load | 1 | 2038 | 0.0024154
ENS | High | Dynamic Pricing | Dynamic Pricing w/o enabling tech. | Small Commercial | Manufacturing | % of Load | 1 | 2038 | 5.6104e-06
ENS | High | Dynamic Pricing | Dynamic Pricing w/o enabling tech. | Small Commercial | Miscellaneous | % of Load | 1 | 2038 | 7.1211e-05
ENS | High | Dynamic Pricing | Dynamic Pricing w/o enabling tech. | Small Commercial | Offices | % of Load | 1 | 2038 | 5.6859e-05
ENS | High | Dynamic Pricing | Dynamic Pricing w/o enabling tech. | Small Commercial | Retail Trade | % of Load | 1 | 2038 | 0.0001203
ENS | High | Dynamic Pricing | Dynamic Pricing w/o enabling tech. | Small Commercial | Services | % of Load | 1 | 2038 | 0.00014473
ENS | High | Dynamic Pricing | Dynamic Pricing with enabling tech. | Large Commercial | Offices | % of Load | 1 | 2038 | 0.0001572
ENS | High | Dynamic Pricing | Dynamic Pricing with enabling tech. | Large Commercial | Services | % of Load | 1 | 2038 | 0.00095752
ENS | High | Dynamic Pricing | Dynamic Pricing w/o enabling tech. | Large Commercial | Offices | % of Load | 1 | 2038 | 7.5541e-05
ENS | High | Dynamic Pricing | Dynamic Pricing w/o enabling tech. | Large Commercial | Services | % of Load | 1 | 2038 | 0.00046014
ENS | High | Dynamic Pricing | Dynamic Pricing with enabling tech. | Small Industrial | Manufacturing | % of Load | 1 | 2038 | 0.00018475
ENS | High | Dynamic Pricing | Dynamic Pricing with enabling tech. | Small Industrial | Miscellaneous | % of Load | 1 | 2038 | 0.00030909
ENS | High | Dynamic Pricing | Dynamic Pricing with enabling tech. | Small Industrial | Offices | % of Load | 1 | 2038 | 1.9317e-05
ENS | High | Dynamic Pricing | Dynamic Pricing with enabling tech. | Small Industrial | Retail Trade | % of Load | 1 | 2038 | 5.3639e-05
ENS | High | Dynamic Pricing | Dynamic Pricing with enabling tech. | Small Industrial | Services | % of Load | 1 | 2038 | 6.6867e-05
ENS | High | Dynamic Pricing | Dynamic Pricing w/o enabling tech. | Small Industrial | Manufacturing | % of Load | 1 | 2038 | 1.107e-05
ENS | High | Dynamic Pricing | Dynamic Pricing w/o enabling tech. | Small Industrial | Miscellaneous | % of Load | 1 | 2038 | 1.852e-05
ENS | High | Dynamic Pricing | Dynamic Pricing w/o enabling tech. | Small Industrial | Offices | % of Load | 1 | 2038 | 1.1575e-06
ENS | High | Dynamic Pricing | Dynamic Pricing w/o enabling tech. | Small Industrial | Retail Trade | % of Load | 1 | 2038 | 3.214e-06
ENS | High | Dynamic Pricing | Dynamic Pricing w/o enabling tech. | Small Industrial | Services | % of Load | 1 | 2038 | 4.0066e-06
ENS | High | Dynamic Pricing | Dynamic Pricing with enabling tech. | Large Industrial | Manufacturing | % of Load | 1 | 2038 | 0.0010342
ENS | High | Dynamic Pricing | Dynamic Pricing with enabling tech. | Large Industrial | Miscellaneous | % of Load | 1 | 2038 | 0.0005541
ENS | High | Dynamic Pricing | Dynamic Pricing with enabling tech. | Large Industrial | Offices | % of Load | 1 | 2038 | 5.2148e-05
ENS | High | Dynamic Pricing | Dynamic Pricing with enabling tech. | Large Industrial | Retail Trade | % of Load | 1 | 2038 | 0.00022918
ENS | High | Dynamic Pricing | Dynamic Pricing with enabling tech. | Large Industrial | Services | % of Load | 1 | 2038 | 0.00011335
ENS | High | Dynamic Pricing | Dynamic Pricing w/o enabling tech. | Large Industrial | Manufacturing | % of Load | 1 | 2038 | 0.00049698
ENS | High | Dynamic Pricing | Dynamic Pricing w/o enabling tech. | Large Industrial | Miscellaneous | % of Load | 1 | 2038 | 0.00026627
ENS | High | Dynamic Pricing | Dynamic Pricing w/o enabling tech. | Large Industrial | Offices | % of Load | 1 | 2038 | 2.506e-05
ENS | High | Dynamic Pricing | Dynamic Pricing w/o enabling tech. | Large Industrial | Retail Trade | % of Load | 1 | 2038 | 0.00011013
ENS | High | Dynamic Pricing | Dynamic Pricing w/o enabling tech. | Large Industrial | Services | % of Load | 1 | 2038 | 5.4472e-05
ENS | High | Dynamic Pricing | Dynamic Pricing with enabling tech. | Interruptible Rider | Manufacturing | % of Load | 1 | 2038 | 0.00034519
ENS | High | Dynamic Pricing | Dynamic Pricing with enabling tech. | Interruptible Rider | Miscellaneous | % of Load | 1 | 2038 | 0.00096128
ENS | High | Dynamic Pricing | Dynamic Pricing with enabling tech. | Interruptible Rider | Retail Trade | % of Load | 1 | 2038 | 5.6429e-05
ENS | High | Dynamic Pricing | Dynamic Pricing w/o enabling tech. | Interruptible Rider | Manufacturing | % of Load | 1 | 2038 | 0.00016588
ENS | High | Dynamic Pricing | Dynamic Pricing w/o enabling tech. | Interruptible Rider | Miscellaneous | % of Load | 1 | 2038 | 0.00046194
ENS | High | Dynamic Pricing | Dynamic Pricing w/o enabling tech. | Interruptible Rider | Retail Trade | % of Load | 1 | 2038 | 2.7117e-05
ENS | High | Dynamic Pricing | Dynamic Pricing with enabling tech. | Residential | Residential Market Rate | % of Load | 1 | 2038 | 0.030347
ENS | High | Dynamic Pricing | Dynamic Pricing w/o enabling tech. | Residential | Residential Market Rate | % of Load | 1 | 2038 | 0.020514
ENS | High | BTM Battery Control | BTM Battery Control | Small Commercial | Manufacturing | % of Load | 0 | 2038 | 1.3045e-05
ENS | High | BTM Battery Control | BTM Battery Control | Small Commercial | Miscellaneous | % of Load | 0 | 2038 | 9.7076e-05
ENS | High | BTM Battery Control | BTM Battery Control | Small Commercial | Offices | % of Load | 0 | 2038 | 3.3369e-05
ENS | High | BTM Battery Control | BTM Battery Control | Small Commercial | Retail Trade | % of Load | 0 | 2038 | 5.8234e-05
ENS | High | BTM Battery Control | BTM Battery Control | Small Commercial | Services | % of Load | 0 | 2038 | 0.00012676
ENS | High | BTM Battery Control | BTM Battery Control | Large Commercial | Offices | % of Load | 0 | 2038 | 1.2287e-05
ENS | High | BTM Battery Control | BTM Battery Control | Large Commercial | Services | % of Load | 0 | 2038 | 6.5531e-05
ENS | High | BTM Battery Control | BTM Battery Control | Small Industrial | Manufacturing | % of Load | 0 | 2038 | 3.1847e-07
ENS | High | BTM Battery Control | BTM Battery Control | Small Industrial | Miscellaneous | % of Load | 0 | 2038 | 2.0737e-06
ENS | High | BTM Battery Control | BTM Battery Control | Small Industrial | Offices | % of Load | 0 | 2038 | 8.179e-07
ENS | High | BTM Battery Control | BTM Battery Control | Small Industrial | Retail Trade | % of Load | 0 | 2038 | 1.4295e-06
ENS | High | BTM Battery Control | BTM Battery Control | Small Industrial | Services | % of Load | 0 | 2038 | 3.1088e-06
ENS | High | BTM Battery Control | BTM Battery Control | Large Industrial | Manufacturing | % of Load | 0 | 2038 | 8.0442e-06
ENS | High | BTM Battery Control | BTM Battery Control | Large Industrial | Miscellaneous | % of Load | 0 | 2038 | 3.7296e-05
ENS | High | BTM Battery Control | BTM Battery Control | Large Industrial | Offices | % of Load | 0 | 2038 | 4.3878e-06
ENS | High | BTM Battery Control | BTM Battery Control | Large Industrial | Retail Trade | % of Load | 0 | 2038 | 2.1939e-05
ENS | High | BTM Battery Control | BTM Battery Control | Large Industrial | Services | % of Load | 0 | 2038 | 4.7534e-05
ENS | High | BTM Battery Control | BTM Battery Control | Interruptible Rider | Manufacturing | % of Load | 0 | 2038 | 1.0753e-05
ENS | High | BTM Battery Control | BTM Battery Control | Interruptible Rider | Miscellaneous | % of Load | 0 | 2038 | 2.8674e-05
ENS | High | BTM Battery Control | BTM Battery Control | Interruptible Rider | Retail Trade | % of Load | 0 | 2038 | 4.3011e-05
ENS | High | BTM Battery Control | BTM Battery Control | Residential | Residential LI | % of Load | 0 | 2038 | 0.001194
ENS | High | BTM Battery Control | BTM Battery Control | Residential | Residential Market Rate | % of Load | 0 | 2038 | 0.00066897
ENS | High | EV Charging Control | EV Charging Control | EV | EV | % of Load | 0 | 2038 | 0.0024807
ENS | High | Behavioral DR | Behavioral DR | Residential | Residential LI | % of Load | 1 | 2038 | 0.00031145
ENS | High | Behavioral DR | Behavioral DR | Residential | Residential Market Rate | % of Load | 1 | 2038 | 0.0027498
ENS | High | DLC | DLC-Switch-Water Heating | Small Commercial | Miscellaneous | % of Load | 0 | 2039 | 1.2206e-05
ENS | High | DLC | DLC-Switch-Water Heating | Small Commercial | Offices | % of Load | 0 | 2039 | 7.1239e-06
ENS | High | DLC | DLC-Switch-Water Heating | Small Commercial | Retail Trade | % of Load | 0 | 2039 | 4.0721e-05
ENS | High | DLC | DLC-Switch-Water Heating | Small Commercial | Services | % of Load | 0 | 2039 | 4.8871e-05
ENS | High | DLC | DLC-Thermostat-HVAC | Small Commercial | Miscellaneous | % of Load | 0 | 2039 | 6.5914e-05
ENS | High | DLC | DLC-Thermostat-HVAC | Small Commercial | Offices | % of Load | 0 | 2039 | 0.00010554
ENS | High | DLC | DLC-Thermostat-HVAC | Small Commercial | Retail Trade | % of Load | 0 | 2039 | 7.7755e-05
ENS | High | DLC | DLC-Thermostat-HVAC | Small Commercial | Services | % of Load | 0 | 2039 | 9.3622e-05
ENS | High | DLC | DLC-Switch-Water Heating | Small Industrial | Miscellaneous | % of Load | 0 | 2039 | 3.0582e-06
ENS | High | DLC | DLC-Switch-Water Heating | Small Industrial | Offices | % of Load | 0 | 2039 | 1.1924e-07
ENS | High | DLC | DLC-Switch-Water Heating | Small Industrial | Retail Trade | % of Load | 0 | 2039 | 8.4338e-07
ENS | High | DLC | DLC-Switch-Water Heating | Small Industrial | Services | % of Load | 0 | 2039 | 1.0514e-06
ENS | High | DLC | DLC-Thermostat-HVAC | Small Industrial | Miscellaneous | % of Load | 0 | 2039 | 1.9202e-05
ENS | High | DLC | DLC-Thermostat-HVAC | Small Industrial | Offices | % of Load | 0 | 2039 | 1.9341e-06
ENS | High | DLC | DLC-Thermostat-HVAC | Small Industrial | Retail Trade | % of Load | 0 | 2039 | 2.0579e-06
ENS | High | DLC | DLC-Thermostat-HVAC | Small Industrial | Services | % of Load | 0 | 2039 | 2.5654e-06
ENS | High | DLC | DLC-Switch-Water Heating | Residential | Residential LI | % of Load | 0 | 2039 | 0.0037477
ENS | High | DLC | DLC-Switch-Water Heating | Residential | Residential Market Rate | % of Load | 0 | 2039 | 0.001639
ENS | High | DLC | DLC-Thermostat-Heat Pump | Residential | Residential LI | % of Load | 0 | 2039 | 0.0016413
ENS | High | DLC | DLC-Thermostat-Heat Pump | Residential | Residential Market Rate | % of Load | 0 | 2039 | 0.0015229
ENS | High | DLC | DLC-Thermostat-Electric Furnace | Residential | Residential LI | % of Load | 0 | 2039 | 0.0029002
ENS | High | DLC | DLC-Thermostat-Electric Furnace | Residential | Residential Market Rate | % of Load | 0 | 2039 | 9.0159e-05
ENS | High | C&I Curtailment | C&I Curtailment- Manual HVAC Control | Large Commercial | Offices | % of Load | 0 | 2039 | 1.3807e-05
ENS | High | C&I Curtailment | C&I Curtailment- Manual HVAC Control | Large Commercial | Services | % of Load | 0 | 2039 | 2.1268e-05
ENS | High | C&I Curtailment | C&I Curtailment- Auto-DR HVAC Control | Large Commercial | Offices | % of Load | 0 | 2039 | 9.0143e-05
ENS | High | C&I Curtailment | C&I Curtailment- Auto-DR HVAC Control | Large Commercial | Services | % of Load | 0 | 2039 | 0.00013886
ENS | High | C&I Curtailment | C&I Curtailment- Standard Lighting Control | Large Commercial | Offices | % of Load | 0 | 2039 | 3.3677e-06
ENS | High | C&I Curtailment | C&I Curtailment- Standard Lighting Control | Large Commercial | Services | % of Load | 0 | 2039 | 2.7309e-05
ENS | High | C&I Curtailment | C&I Curtailment- Advanced Lighting Control | Large Commercial | Offices | % of Load | 0 | 2039 | 1.6839e-06
ENS | High | C&I Curtailment | C&I Curtailment- Advanced Lighting Control | Large Commercial | Services | % of Load | 0 | 2039 | 1.3655e-05
ENS | High | C&I Curtailment | C&I Curtailment- Water Heating Control | Large Commercial | Offices | % of Load | 0 | 2039 | 8.3005e-07
ENS | High | C&I Curtailment | C&I Curtailment- Water Heating Control | Large Commercial | Services | % of Load | 0 | 2039 | 9.1543e-06
ENS | High | C&I Curtailment | C&I Curtailment- Other | Large Commercial | Offices | % of Load | 0 | 2039 | 1.2113e-05
ENS | High | C&I Curtailment | C&I Curtailment- Other | Large Commercial | Services | % of Load | 0 | 2039 | 8.4981e-05
ENS | High | C&I Curtailment | C&I Curtailment- Manual HVAC Control | Large Industrial | Miscellaneous | % of Load | 0 | 2039 | 6.0337e-06
ENS | High | C&I Curtailment | C&I Curtailment- Manual HVAC Control | Large Industrial | Offices | % of Load | 0 | 2039 | 4.1818e-06
ENS | High | C&I Curtailment | C&I Curtailment- Manual HVAC Control | Large Industrial | Retail Trade | % of Load | 0 | 2039 | 8.1546e-06
ENS | High | C&I Curtailment | C&I Curtailment- Manual HVAC Control | Large Industrial | Services | % of Load | 0 | 2039 | 2.42e-06
ENS | High | C&I Curtailment | C&I Curtailment- Auto-DR HVAC Control | Large Industrial | Miscellaneous | % of Load | 0 | 2039 | 3.9393e-05
ENS | High | C&I Curtailment | C&I Curtailment- Auto-DR HVAC Control | Large Industrial | Offices | % of Load | 0 | 2039 | 2.7302e-05
ENS | High | C&I Curtailment | C&I Curtailment- Auto-DR HVAC Control | Large Industrial | Retail Trade | % of Load | 0 | 2039 | 5.324e-05
ENS | High | C&I Curtailment | C&I Curtailment- Auto-DR HVAC Control | Large Industrial | Services | % of Load | 0 | 2039 | 1.58e-05
ENS | High | C&I Curtailment | C&I Curtailment- Standard Lighting Control | Large Industrial | Miscellaneous | % of Load | 0 | 2039 | 8.3978e-06
ENS | High | C&I Curtailment | C&I Curtailment- Standard Lighting Control | Large Industrial | Offices | % of Load | 0 | 2039 | 1.5967e-06
ENS | High | C&I Curtailment | C&I Curtailment- Standard Lighting Control | Large Industrial | Retail Trade | % of Load | 0 | 2039 | 1.0471e-05
ENS | High | C&I Curtailment | C&I Curtailment- Standard Lighting Control | Large Industrial | Services | % of Load | 0 | 2039 | 3.1074e-06
ENS | High | C&I Curtailment | C&I Curtailment- Advanced Lighting Control | Large Industrial | Miscellaneous | % of Load | 0 | 2039 | 4.1989e-06
ENS | High | C&I Curtailment | C&I Curtailment- Advanced Lighting Control | Large Industrial | Offices | % of Load | 0 | 2039 | 7.9835e-07
ENS | High | C&I Curtailment | C&I Curtailment- Advanced Lighting Control | Large Industrial | Retail Trade | % of Load | 0 | 2039 | 5.2355e-06
ENS | High | C&I Curtailment | C&I Curtailment- Advanced Lighting Control | Large Industrial | Services | % of Load | 0 | 2039 | 1.5537e-06
ENS | High | C&I Curtailment | C&I Curtailment- Water Heating Control | Large Industrial | Miscellaneous | % of Load | 0 | 2039 | 6.4004e-07
ENS | High | C&I Curtailment | C&I Curtailment- Water Heating Control | Large Industrial | Offices | % of Load | 0 | 2039 | 2.0725e-07
ENS | High | C&I Curtailment | C&I Curtailment- Water Heating Control | Large Industrial | Retail Trade | % of Load | 0 | 2039 | 3.51e-06
ENS | High | C&I Curtailment | C&I Curtailment- Water Heating Control | Large Industrial | Services | % of Load | 0 | 2039 | 1.0416e-06
ENS | High | C&I Curtailment | C&I Curtailment- Other | Large Industrial | Miscellaneous | % of Load | 0 | 2039 | 1.3327e-05
ENS | High | C&I Curtailment | C&I Curtailment- Other | Large Industrial | Offices | % of Load | 0 | 2039 | 3.9705e-06
ENS | High | C&I Curtailment | C&I Curtailment- Other | Large Industrial | Retail Trade | % of Load | 0 | 2039 | 3.2584e-05
ENS | High | C&I Curtailment | C&I Curtailment- Other | Large Industrial | Services | % of Load | 0 | 2039 | 9.6695e-06
ENS | High | C&I Curtailment | C&I Curtailment- Industrial | Large Industrial | Manufacturing | % of Load | 0 | 2039 | 0.00037919
ENS | High | C&I Curtailment | C&I Curtailment- Manual HVAC Control | Interruptible Rider | Miscellaneous | % of Load | 0 | 2039 | 0.00017723
ENS | High | C&I Curtailment | C&I Curtailment- Manual HVAC Control | Interruptible Rider | Retail Trade | % of Load | 0 | 2039 | 4.2879e-06
ENS | High | C&I Curtailment | C&I Curtailment- Auto-DR HVAC Control | Interruptible Rider | Miscellaneous | % of Load | 0 | 2039 | 0.0011571
ENS | High | C&I Curtailment | C&I Curtailment- Auto-DR HVAC Control | Interruptible Rider | Retail Trade | % of Load | 0 | 2039 | 2.7995e-05
ENS | High | C&I Curtailment | C&I Curtailment- Standard Lighting Control | Interruptible Rider | Miscellaneous | % of Load | 0 | 2039 | 8.6002e-05
ENS | High | C&I Curtailment | C&I Curtailment- Standard Lighting Control | Interruptible Rider | Retail Trade | % of Load | 0 | 2039 | 6.7394e-06
ENS | High | C&I Curtailment | C&I Curtailment- Advanced Lighting Control | Interruptible Rider | Miscellaneous | % of Load | 0 | 2039 | 4.3001e-05
ENS | High | C&I Curtailment | C&I Curtailment- Advanced Lighting Control | Interruptible Rider | Retail Trade | % of Load | 0 | 2039 | 3.3697e-06
ENS | High | C&I Curtailment | C&I Curtailment- Water Heating Control | Interruptible Rider | Miscellaneous | % of Load | 0 | 2039 | 1.0463e-05
ENS | High | C&I Curtailment | C&I Curtailment- Water Heating Control | Interruptible Rider | Retail Trade | % of Load | 0 | 2039 | 1.4213e-06
ENS | High | C&I Curtailment | C&I Curtailment- Other | Interruptible Rider | Miscellaneous | % of Load | 0 | 2039 | 0.00018652
ENS | High | C&I Curtailment | C&I Curtailment- Other | Interruptible Rider | Retail Trade | % of Load | 0 | 2039 | 1.5319e-05
ENS | High | C&I Curtailment | C&I Curtailment- Industrial | Interruptible Rider | Manufacturing | % of Load | 0 | 2039 | 0.00025087
ENS | High | Dynamic Pricing | Dynamic Pricing with enabling tech. | Small Commercial | Manufacturing | % of Load | 1 | 2039 | 8.9807e-05
ENS | High | Dynamic Pricing | Dynamic Pricing with enabling tech. | Small Commercial | Miscellaneous | % of Load | 1 | 2039 | 0.0011666
ENS | High | Dynamic Pricing | Dynamic Pricing with enabling tech. | Small Commercial | Offices | % of Load | 1 | 2039 | 0.00093128
ENS | High | Dynamic Pricing | Dynamic Pricing with enabling tech. | Small Commercial | Retail Trade | % of Load | 1 | 2039 | 0.0019595
ENS | High | Dynamic Pricing | Dynamic Pricing with enabling tech. | Small Commercial | Services | % of Load | 1 | 2039 | 0.0023571
ENS | High | Dynamic Pricing | Dynamic Pricing w/o enabling tech. | Small Commercial | Manufacturing | % of Load | 1 | 2039 | 5.3811e-06
ENS | High | Dynamic Pricing | Dynamic Pricing w/o enabling tech. | Small Commercial | Miscellaneous | % of Load | 1 | 2039 | 6.99e-05
ENS | High | Dynamic Pricing | Dynamic Pricing w/o enabling tech. | Small Commercial | Offices | % of Load | 1 | 2039 | 5.5801e-05
ENS | High | Dynamic Pricing | Dynamic Pricing w/o enabling tech. | Small Commercial | Retail Trade | % of Load | 1 | 2039 | 0.00011741
ENS | High | Dynamic Pricing | Dynamic Pricing w/o enabling tech. | Small Commercial | Services | % of Load | 1 | 2039 | 0.00014124
ENS | High | Dynamic Pricing | Dynamic Pricing with enabling tech. | Large Commercial | Offices | % of Load | 1 | 2039 | 0.00015442
ENS | High | Dynamic Pricing | Dynamic Pricing with enabling tech. | Large Commercial | Services | % of Load | 1 | 2039 | 0.00093925
ENS | High | Dynamic Pricing | Dynamic Pricing w/o enabling tech. | Large Commercial | Offices | % of Load | 1 | 2039 | 7.4206e-05
ENS | High | Dynamic Pricing | Dynamic Pricing w/o enabling tech. | Large Commercial | Services | % of Load | 1 | 2039 | 0.00045136
ENS | High | Dynamic Pricing | Dynamic Pricing with enabling tech. | Small Industrial | Manufacturing | % of Load | 1 | 2039 | 0.00018053
ENS | High | Dynamic Pricing | Dynamic Pricing with enabling tech. | Small Industrial | Miscellaneous | % of Load | 1 | 2039 | 0.00030885
ENS | High | Dynamic Pricing | Dynamic Pricing with enabling tech. | Small Industrial | Offices | % of Load | 1 | 2039 | 1.937e-05
ENS | High | Dynamic Pricing | Dynamic Pricing with enabling tech. | Small Industrial | Retail Trade | % of Load | 1 | 2039 | 5.3761e-05
ENS | High | Dynamic Pricing | Dynamic Pricing with enabling tech. | Small Industrial | Services | % of Load | 1 | 2039 | 6.7019e-05
ENS | High | Dynamic Pricing | Dynamic Pricing w/o enabling tech. | Small Industrial | Manufacturing | % of Load | 1 | 2039 | 1.0817e-05
ENS | High | Dynamic Pricing | Dynamic Pricing w/o enabling tech. | Small Industrial | Miscellaneous | % of Load | 1 | 2039 | 1.8506e-05
ENS | High | Dynamic Pricing | Dynamic Pricing w/o enabling tech. | Small Industrial | Offices | % of Load | 1 | 2039 | 1.1606e-06
ENS | High | Dynamic Pricing | Dynamic Pricing w/o enabling tech. | Small Industrial | Retail Trade | % of Load | 1 | 2039 | 3.2213e-06
ENS | High | Dynamic Pricing | Dynamic Pricing w/o enabling tech. | Small Industrial | Services | % of Load | 1 | 2039 | 4.0157e-06
ENS | High | Dynamic Pricing | Dynamic Pricing with enabling tech. | Large Industrial | Manufacturing | % of Load | 1 | 2039 | 0.0010173
ENS | High | Dynamic Pricing | Dynamic Pricing with enabling tech. | Large Industrial | Miscellaneous | % of Load | 1 | 2039 | 0.00055762
ENS | High | Dynamic Pricing | Dynamic Pricing with enabling tech. | Large Industrial | Offices | % of Load | 1 | 2039 | 5.2936e-05
ENS | High | Dynamic Pricing | Dynamic Pricing with enabling tech. | Large Industrial | Retail Trade | % of Load | 1 | 2039 | 0.00023041
ENS | High | Dynamic Pricing | Dynamic Pricing with enabling tech. | Large Industrial | Services | % of Load | 1 | 2039 | 0.00011396
ENS | High | Dynamic Pricing | Dynamic Pricing w/o enabling tech. | Large Industrial | Manufacturing | % of Load | 1 | 2039 | 0.00048885
ENS | High | Dynamic Pricing | Dynamic Pricing w/o enabling tech. | Large Industrial | Miscellaneous | % of Load | 1 | 2039 | 0.00026797
ENS | High | Dynamic Pricing | Dynamic Pricing w/o enabling tech. | Large Industrial | Offices | % of Load | 1 | 2039 | 2.5438e-05
ENS | High | Dynamic Pricing | Dynamic Pricing w/o enabling tech. | Large Industrial | Retail Trade | % of Load | 1 | 2039 | 0.00011072
ENS | High | Dynamic Pricing | Dynamic Pricing w/o enabling tech. | Large Industrial | Services | % of Load | 1 | 2039 | 5.4765e-05
ENS | High | Dynamic Pricing | Dynamic Pricing with enabling tech. | Interruptible Rider | Manufacturing | % of Load | 1 | 2039 | 0.00033485
ENS | High | Dynamic Pricing | Dynamic Pricing with enabling tech. | Interruptible Rider | Miscellaneous | % of Load | 1 | 2039 | 0.00095648
ENS | High | Dynamic Pricing | Dynamic Pricing with enabling tech. | Interruptible Rider | Retail Trade | % of Load | 1 | 2039 | 5.6143e-05
ENS | High | Dynamic Pricing | Dynamic Pricing w/o enabling tech. | Interruptible Rider | Manufacturing | % of Load | 1 | 2039 | 0.00016091
ENS | High | Dynamic Pricing | Dynamic Pricing w/o enabling tech. | Interruptible Rider | Miscellaneous | % of Load | 1 | 2039 | 0.00045963
ENS | High | Dynamic Pricing | Dynamic Pricing w/o enabling tech. | Interruptible Rider | Retail Trade | % of Load | 1 | 2039 | 2.698e-05
ENS | High | Dynamic Pricing | Dynamic Pricing with enabling tech. | Residential | Residential Market Rate | % of Load | 1 | 2039 | 0.030541
ENS | High | Dynamic Pricing | Dynamic Pricing w/o enabling tech. | Residential | Residential Market Rate | % of Load | 1 | 2039 | 0.020645
ENS | High | BTM Battery Control | BTM Battery Control | Small Commercial | Manufacturing | % of Load | 0 | 2039 | 1.3097e-05
ENS | High | BTM Battery Control | BTM Battery Control | Small Commercial | Miscellaneous | % of Load | 0 | 2039 | 9.7516e-05
ENS | High | BTM Battery Control | BTM Battery Control | Small Commercial | Offices | % of Load | 0 | 2039 | 3.3494e-05
ENS | High | BTM Battery Control | BTM Battery Control | Small Commercial | Retail Trade | % of Load | 0 | 2039 | 5.8458e-05
ENS | High | BTM Battery Control | BTM Battery Control | Small Commercial | Services | % of Load | 0 | 2039 | 0.00012725
ENS | High | BTM Battery Control | BTM Battery Control | Large Commercial | Offices | % of Load | 0 | 2039 | 1.2336e-05
ENS | High | BTM Battery Control | BTM Battery Control | Large Commercial | Services | % of Load | 0 | 2039 | 6.5793e-05
ENS | High | BTM Battery Control | BTM Battery Control | Small Industrial | Manufacturing | % of Load | 0 | 2039 | 3.1975e-07
ENS | High | BTM Battery Control | BTM Battery Control | Small Industrial | Miscellaneous | % of Load | 0 | 2039 | 2.082e-06
ENS | High | BTM Battery Control | BTM Battery Control | Small Industrial | Offices | % of Load | 0 | 2039 | 8.2117e-07
ENS | High | BTM Battery Control | BTM Battery Control | Small Industrial | Retail Trade | % of Load | 0 | 2039 | 1.4352e-06
ENS | High | BTM Battery Control | BTM Battery Control | Small Industrial | Services | % of Load | 0 | 2039 | 3.1212e-06
ENS | High | BTM Battery Control | BTM Battery Control | Large Industrial | Manufacturing | % of Load | 0 | 2039 | 8.0764e-06
ENS | High | BTM Battery Control | BTM Battery Control | Large Industrial | Miscellaneous | % of Load | 0 | 2039 | 3.7445e-05
ENS | High | BTM Battery Control | BTM Battery Control | Large Industrial | Offices | % of Load | 0 | 2039 | 4.4053e-06
ENS | High | BTM Battery Control | BTM Battery Control | Large Industrial | Retail Trade | % of Load | 0 | 2039 | 2.2027e-05
ENS | High | BTM Battery Control | BTM Battery Control | Large Industrial | Services | % of Load | 0 | 2039 | 4.7724e-05
ENS | High | BTM Battery Control | BTM Battery Control | Interruptible Rider | Manufacturing | % of Load | 0 | 2039 | 1.0796e-05
ENS | High | BTM Battery Control | BTM Battery Control | Interruptible Rider | Miscellaneous | % of Load | 0 | 2039 | 2.8789e-05
ENS | High | BTM Battery Control | BTM Battery Control | Interruptible Rider | Retail Trade | % of Load | 0 | 2039 | 4.3183e-05
ENS | High | BTM Battery Control | BTM Battery Control | Residential | Residential LI | % of Load | 0 | 2039 | 0.0012046
ENS | High | BTM Battery Control | BTM Battery Control | Residential | Residential Market Rate | % of Load | 0 | 2039 | 0.00067495
ENS | High | EV Charging Control | EV Charging Control | EV | EV | % of Load | 0 | 2039 | 0.0027792
ENS | High | Behavioral DR | Behavioral DR | Residential | Residential LI | % of Load | 1 | 2039 | 0.00031245
ENS | High | Behavioral DR | Behavioral DR | Residential | Residential Market Rate | % of Load | 1 | 2039 | 0.0027674
ENS | High | DLC | DLC-Switch-Water Heating | Small Commercial | Miscellaneous | % of Load | 0 | 2040 | 1.2121e-05
ENS | High | DLC | DLC-Switch-Water Heating | Small Commercial | Offices | % of Load | 0 | 2040 | 7.0518e-06
ENS | High | DLC | DLC-Switch-Water Heating | Small Commercial | Retail Trade | % of Load | 0 | 2040 | 4.0379e-05
ENS | High | DLC | DLC-Switch-Water Heating | Small Commercial | Services | % of Load | 0 | 2040 | 4.8453e-05
ENS | High | DLC | DLC-Thermostat-HVAC | Small Commercial | Miscellaneous | % of Load | 0 | 2040 | 6.4383e-05
ENS | High | DLC | DLC-Thermostat-HVAC | Small Commercial | Offices | % of Load | 0 | 2040 | 0.00010387
ENS | High | DLC | DLC-Thermostat-HVAC | Small Commercial | Retail Trade | % of Load | 0 | 2040 | 7.4871e-05
ENS | High | DLC | DLC-Thermostat-HVAC | Small Commercial | Services | % of Load | 0 | 2040 | 9.0149e-05
ENS | High | DLC | DLC-Switch-Water Heating | Small Industrial | Miscellaneous | % of Load | 0 | 2040 | 3.077e-06
ENS | High | DLC | DLC-Switch-Water Heating | Small Industrial | Offices | % of Load | 0 | 2040 | 1.197e-07
ENS | High | DLC | DLC-Switch-Water Heating | Small Industrial | Retail Trade | % of Load | 0 | 2040 | 8.4938e-07
ENS | High | DLC | DLC-Switch-Water Heating | Small Industrial | Services | % of Load | 0 | 2040 | 1.0588e-06
ENS | High | DLC | DLC-Thermostat-HVAC | Small Industrial | Miscellaneous | % of Load | 0 | 2040 | 1.9118e-05
ENS | High | DLC | DLC-Thermostat-HVAC | Small Industrial | Offices | % of Load | 0 | 2040 | 1.9386e-06
ENS | High | DLC | DLC-Thermostat-HVAC | Small Industrial | Retail Trade | % of Load | 0 | 2040 | 2.0398e-06
ENS | High | DLC | DLC-Thermostat-HVAC | Small Industrial | Services | % of Load | 0 | 2040 | 2.5429e-06
ENS | High | DLC | DLC-Switch-Water Heating | Residential | Residential LI | % of Load | 0 | 2040 | 0.003778
ENS | High | DLC | DLC-Switch-Water Heating | Residential | Residential Market Rate | % of Load | 0 | 2040 | 0.0016527
ENS | High | DLC | DLC-Thermostat-Heat Pump | Residential | Residential LI | % of Load | 0 | 2040 | 0.001675
ENS | High | DLC | DLC-Thermostat-Heat Pump | Residential | Residential Market Rate | % of Load | 0 | 2040 | 0.0015431
ENS | High | DLC | DLC-Thermostat-Electric Furnace | Residential | Residential LI | % of Load | 0 | 2040 | 0.0028926
ENS | High | DLC | DLC-Thermostat-Electric Furnace | Residential | Residential Market Rate | % of Load | 0 | 2040 | 8.0182e-05
ENS | High | C&I Curtailment | C&I Curtailment- Manual HVAC Control | Large Commercial | Offices | % of Load | 0 | 2040 | 1.3619e-05
ENS | High | C&I Curtailment | C&I Curtailment- Manual HVAC Control | Large Commercial | Services | % of Load | 0 | 2040 | 2.0555e-05
ENS | High | C&I Curtailment | C&I Curtailment- Auto-DR HVAC Control | Large Commercial | Offices | % of Load | 0 | 2040 | 8.8917e-05
ENS | High | C&I Curtailment | C&I Curtailment- Auto-DR HVAC Control | Large Commercial | Services | % of Load | 0 | 2040 | 0.0001342
ENS | High | C&I Curtailment | C&I Curtailment- Standard Lighting Control | Large Commercial | Offices | % of Load | 0 | 2040 | 3.1386e-06
ENS | High | C&I Curtailment | C&I Curtailment- Standard Lighting Control | Large Commercial | Services | % of Load | 0 | 2040 | 2.6039e-05
ENS | High | C&I Curtailment | C&I Curtailment- Advanced Lighting Control | Large Commercial | Offices | % of Load | 0 | 2040 | 1.5693e-06
ENS | High | C&I Curtailment | C&I Curtailment- Advanced Lighting Control | Large Commercial | Services | % of Load | 0 | 2040 | 1.3019e-05
ENS | High | C&I Curtailment | C&I Curtailment- Water Heating Control | Large Commercial | Offices | % of Load | 0 | 2040 | 8.27e-07
ENS | High | C&I Curtailment | C&I Curtailment- Water Heating Control | Large Commercial | Services | % of Load | 0 | 2040 | 9.1176e-06
ENS | High | C&I Curtailment | C&I Curtailment- Other | Large Commercial | Offices | % of Load | 0 | 2040 | 1.1929e-05
ENS | High | C&I Curtailment | C&I Curtailment- Other | Large Commercial | Services | % of Load | 0 | 2040 | 8.3947e-05
ENS | High | C&I Curtailment | C&I Curtailment- Manual HVAC Control | Large Industrial | Miscellaneous | % of Load | 0 | 2040 | 6.0535e-06
ENS | High | C&I Curtailment | C&I Curtailment- Manual HVAC Control | Large Industrial | Offices | % of Load | 0 | 2040 | 4.2431e-06
ENS | High | C&I Curtailment | C&I Curtailment- Manual HVAC Control | Large Industrial | Retail Trade | % of Load | 0 | 2040 | 8.075e-06
ENS | High | C&I Curtailment | C&I Curtailment- Manual HVAC Control | Large Industrial | Services | % of Load | 0 | 2040 | 2.3963e-06
ENS | High | C&I Curtailment | C&I Curtailment- Auto-DR HVAC Control | Large Industrial | Miscellaneous | % of Load | 0 | 2040 | 3.9522e-05
ENS | High | C&I Curtailment | C&I Curtailment- Auto-DR HVAC Control | Large Industrial | Offices | % of Load | 0 | 2040 | 2.7703e-05
ENS | High | C&I Curtailment | C&I Curtailment- Auto-DR HVAC Control | Large Industrial | Retail Trade | % of Load | 0 | 2040 | 5.272e-05
ENS | High | C&I Curtailment | C&I Curtailment- Auto-DR HVAC Control | Large Industrial | Services | % of Load | 0 | 2040 | 1.5645e-05
ENS | High | C&I Curtailment | C&I Curtailment- Standard Lighting Control | Large Industrial | Miscellaneous | % of Load | 0 | 2040 | 8.3582e-06
ENS | High | C&I Curtailment | C&I Curtailment- Standard Lighting Control | Large Industrial | Offices | % of Load | 0 | 2040 | 1.5793e-06
ENS | High | C&I Curtailment | C&I Curtailment- Standard Lighting Control | Large Industrial | Retail Trade | % of Load | 0 | 2040 | 1.023e-05
ENS | High | C&I Curtailment | C&I Curtailment- Standard Lighting Control | Large Industrial | Services | % of Load | 0 | 2040 | 3.0357e-06
ENS | High | C&I Curtailment | C&I Curtailment- Advanced Lighting Control | Large Industrial | Miscellaneous | % of Load | 0 | 2040 | 4.1791e-06
ENS | High | C&I Curtailment | C&I Curtailment- Advanced Lighting Control | Large Industrial | Offices | % of Load | 0 | 2040 | 7.8965e-07
ENS | High | C&I Curtailment | C&I Curtailment- Advanced Lighting Control | Large Industrial | Retail Trade | % of Load | 0 | 2040 | 5.1148e-06
ENS | High | C&I Curtailment | C&I Curtailment- Advanced Lighting Control | Large Industrial | Services | % of Load | 0 | 2040 | 1.5179e-06
ENS | High | C&I Curtailment | C&I Curtailment- Water Heating Control | Large Industrial | Miscellaneous | % of Load | 0 | 2040 | 6.4721e-07
ENS | High | C&I Curtailment | C&I Curtailment- Water Heating Control | Large Industrial | Offices | % of Load | 0 | 2040 | 2.105e-07
ENS | High | C&I Curtailment | C&I Curtailment- Water Heating Control | Large Industrial | Retail Trade | % of Load | 0 | 2040 | 3.5819e-06
ENS | High | C&I Curtailment | C&I Curtailment- Water Heating Control | Large Industrial | Services | % of Load | 0 | 2040 | 1.063e-06
ENS | High | C&I Curtailment | C&I Curtailment- Other | Large Industrial | Miscellaneous | % of Load | 0 | 2040 | 1.3461e-05
ENS | High | C&I Curtailment | C&I Curtailment- Other | Large Industrial | Offices | % of Load | 0 | 2040 | 4.0405e-06
ENS | High | C&I Curtailment | C&I Curtailment- Other | Large Industrial | Retail Trade | % of Load | 0 | 2040 | 3.2979e-05
ENS | High | C&I Curtailment | C&I Curtailment- Other | Large Industrial | Services | % of Load | 0 | 2040 | 9.7869e-06
ENS | High | C&I Curtailment | C&I Curtailment- Industrial | Large Industrial | Manufacturing | % of Load | 0 | 2040 | 0.00037296
ENS | High | C&I Curtailment | C&I Curtailment- Manual HVAC Control | Interruptible Rider | Miscellaneous | % of Load | 0 | 2040 | 0.00017633
ENS | High | C&I Curtailment | C&I Curtailment- Manual HVAC Control | Interruptible Rider | Retail Trade | % of Load | 0 | 2040 | 4.22e-06
ENS | High | C&I Curtailment | C&I Curtailment- Auto-DR HVAC Control | Interruptible Rider | Miscellaneous | % of Load | 0 | 2040 | 0.0011512
ENS | High | C&I Curtailment | C&I Curtailment- Auto-DR HVAC Control | Interruptible Rider | Retail Trade | % of Load | 0 | 2040 | 2.7552e-05
ENS | High | C&I Curtailment | C&I Curtailment- Standard Lighting Control | Interruptible Rider | Miscellaneous | % of Load | 0 | 2040 | 8.3855e-05
ENS | High | C&I Curtailment | C&I Curtailment- Standard Lighting Control | Interruptible Rider | Retail Trade | % of Load | 0 | 2040 | 6.6149e-06
ENS | High | C&I Curtailment | C&I Curtailment- Advanced Lighting Control | Interruptible Rider | Miscellaneous | % of Load | 0 | 2040 | 4.1928e-05
ENS | High | C&I Curtailment | C&I Curtailment- Advanced Lighting Control | Interruptible Rider | Retail Trade | % of Load | 0 | 2040 | 3.3075e-06
ENS | High | C&I Curtailment | C&I Curtailment- Water Heating Control | Interruptible Rider | Miscellaneous | % of Load | 0 | 2040 | 1.0435e-05
ENS | High | C&I Curtailment | C&I Curtailment- Water Heating Control | Interruptible Rider | Retail Trade | % of Load | 0 | 2040 | 1.4212e-06
ENS | High | C&I Curtailment | C&I Curtailment- Other | Interruptible Rider | Miscellaneous | % of Load | 0 | 2040 | 0.00018591
ENS | High | C&I Curtailment | C&I Curtailment- Other | Interruptible Rider | Retail Trade | % of Load | 0 | 2040 | 1.5293e-05
ENS | High | C&I Curtailment | C&I Curtailment- Industrial | Interruptible Rider | Manufacturing | % of Load | 0 | 2040 | 0.0002433
ENS | High | Dynamic Pricing | Dynamic Pricing with enabling tech. | Small Commercial | Manufacturing | % of Load | 1 | 2040 | 8.6259e-05
ENS | High | Dynamic Pricing | Dynamic Pricing with enabling tech. | Small Commercial | Miscellaneous | % of Load | 1 | 2040 | 0.001147
ENS | High | Dynamic Pricing | Dynamic Pricing with enabling tech. | Small Commercial | Offices | % of Load | 1 | 2040 | 0.00091539
ENS | High | Dynamic Pricing | Dynamic Pricing with enabling tech. | Small Commercial | Retail Trade | % of Load | 1 | 2040 | 0.001917
ENS | High | Dynamic Pricing | Dynamic Pricing with enabling tech. | Small Commercial | Services | % of Load | 1 | 2040 | 0.0023058
ENS | High | Dynamic Pricing | Dynamic Pricing w/o enabling tech. | Small Commercial | Manufacturing | % of Load | 1 | 2040 | 5.1685e-06
ENS | High | Dynamic Pricing | Dynamic Pricing w/o enabling tech. | Small Commercial | Miscellaneous | % of Load | 1 | 2040 | 6.8724e-05
ENS | High | Dynamic Pricing | Dynamic Pricing w/o enabling tech. | Small Commercial | Offices | % of Load | 1 | 2040 | 5.4849e-05
ENS | High | Dynamic Pricing | Dynamic Pricing w/o enabling tech. | Small Commercial | Retail Trade | % of Load | 1 | 2040 | 0.00011486
ENS | High | Dynamic Pricing | Dynamic Pricing w/o enabling tech. | Small Commercial | Services | % of Load | 1 | 2040 | 0.00013816
ENS | High | Dynamic Pricing | Dynamic Pricing with enabling tech. | Large Commercial | Offices | % of Load | 1 | 2040 | 0.00015187
ENS | High | Dynamic Pricing | Dynamic Pricing with enabling tech. | Large Commercial | Services | % of Load | 1 | 2040 | 0.00092257
ENS | High | Dynamic Pricing | Dynamic Pricing w/o enabling tech. | Large Commercial | Offices | % of Load | 1 | 2040 | 7.2982e-05
ENS | High | Dynamic Pricing | Dynamic Pricing w/o enabling tech. | Large Commercial | Services | % of Load | 1 | 2040 | 0.00044334
ENS | High | Dynamic Pricing | Dynamic Pricing with enabling tech. | Small Industrial | Manufacturing | % of Load | 1 | 2040 | 0.00017634
ENS | High | Dynamic Pricing | Dynamic Pricing with enabling tech. | Small Industrial | Miscellaneous | % of Load | 1 | 2040 | 0.00030845
ENS | High | Dynamic Pricing | Dynamic Pricing with enabling tech. | Small Industrial | Offices | % of Load | 1 | 2040 | 1.941e-05
ENS | High | Dynamic Pricing | Dynamic Pricing with enabling tech. | Small Industrial | Retail Trade | % of Load | 1 | 2040 | 5.3846e-05
ENS | High | Dynamic Pricing | Dynamic Pricing with enabling tech. | Small Industrial | Services | % of Load | 1 | 2040 | 6.7125e-05
ENS | High | Dynamic Pricing | Dynamic Pricing w/o enabling tech. | Small Industrial | Manufacturing | % of Load | 1 | 2040 | 1.0566e-05
ENS | High | Dynamic Pricing | Dynamic Pricing w/o enabling tech. | Small Industrial | Miscellaneous | % of Load | 1 | 2040 | 1.8482e-05
ENS | High | Dynamic Pricing | Dynamic Pricing w/o enabling tech. | Small Industrial | Offices | % of Load | 1 | 2040 | 1.163e-06
ENS | High | Dynamic Pricing | Dynamic Pricing w/o enabling tech. | Small Industrial | Retail Trade | % of Load | 1 | 2040 | 3.2264e-06
ENS | High | Dynamic Pricing | Dynamic Pricing w/o enabling tech. | Small Industrial | Services | % of Load | 1 | 2040 | 4.022e-06
ENS | High | Dynamic Pricing | Dynamic Pricing with enabling tech. | Large Industrial | Manufacturing | % of Load | 1 | 2040 | 0.0010005
ENS | High | Dynamic Pricing | Dynamic Pricing with enabling tech. | Large Industrial | Miscellaneous | % of Load | 1 | 2040 | 0.00056137
ENS | High | Dynamic Pricing | Dynamic Pricing with enabling tech. | Large Industrial | Offices | % of Load | 1 | 2040 | 5.3712e-05
ENS | High | Dynamic Pricing | Dynamic Pricing with enabling tech. | Large Industrial | Retail Trade | % of Load | 1 | 2040 | 0.00023189
ENS | High | Dynamic Pricing | Dynamic Pricing with enabling tech. | Large Industrial | Services | % of Load | 1 | 2040 | 0.00011469
ENS | High | Dynamic Pricing | Dynamic Pricing w/o enabling tech. | Large Industrial | Manufacturing | % of Load | 1 | 2040 | 0.0004808
ENS | High | Dynamic Pricing | Dynamic Pricing w/o enabling tech. | Large Industrial | Miscellaneous | % of Load | 1 | 2040 | 0.00026977
ENS | High | Dynamic Pricing | Dynamic Pricing w/o enabling tech. | Large Industrial | Offices | % of Load | 1 | 2040 | 2.5811e-05
ENS | High | Dynamic Pricing | Dynamic Pricing w/o enabling tech. | Large Industrial | Retail Trade | % of Load | 1 | 2040 | 0.00011143
ENS | High | Dynamic Pricing | Dynamic Pricing w/o enabling tech. | Large Industrial | Services | % of Load | 1 | 2040 | 5.5115e-05
ENS | High | Dynamic Pricing | Dynamic Pricing with enabling tech. | Interruptible Rider | Manufacturing | % of Load | 1 | 2040 | 0.00032474
ENS | High | Dynamic Pricing | Dynamic Pricing with enabling tech. | Interruptible Rider | Miscellaneous | % of Load | 1 | 2040 | 0.0009512
ENS | High | Dynamic Pricing | Dynamic Pricing with enabling tech. | Interruptible Rider | Retail Trade | % of Load | 1 | 2040 | 5.583e-05
ENS | High | Dynamic Pricing | Dynamic Pricing w/o enabling tech. | Interruptible Rider | Manufacturing | % of Load | 1 | 2040 | 0.00015605
ENS | High | Dynamic Pricing | Dynamic Pricing w/o enabling tech. | Interruptible Rider | Miscellaneous | % of Load | 1 | 2040 | 0.0004571
ENS | High | Dynamic Pricing | Dynamic Pricing w/o enabling tech. | Interruptible Rider | Retail Trade | % of Load | 1 | 2040 | 2.6829e-05
ENS | High | Dynamic Pricing | Dynamic Pricing with enabling tech. | Residential | Residential Market Rate | % of Load | 1 | 2040 | 0.030706
ENS | High | Dynamic Pricing | Dynamic Pricing w/o enabling tech. | Residential | Residential Market Rate | % of Load | 1 | 2040 | 0.020756
ENS | High | BTM Battery Control | BTM Battery Control | Small Commercial | Manufacturing | % of Load | 0 | 2040 | 1.3133e-05
ENS | High | BTM Battery Control | BTM Battery Control | Small Commercial | Miscellaneous | % of Load | 0 | 2040 | 9.7847e-05
ENS | High | BTM Battery Control | BTM Battery Control | Small Commercial | Offices | % of Load | 0 | 2040 | 3.3587e-05
ENS | High | BTM Battery Control | BTM Battery Control | Small Commercial | Retail Trade | % of Load | 0 | 2040 | 5.862e-05
ENS | High | BTM Battery Control | BTM Battery Control | Small Commercial | Services | % of Load | 0 | 2040 | 0.00012761
ENS | High | BTM Battery Control | BTM Battery Control | Large Commercial | Offices | % of Load | 0 | 2040 | 1.2371e-05
ENS | High | BTM Battery Control | BTM Battery Control | Large Commercial | Services | % of Load | 0 | 2040 | 6.5976e-05
ENS | High | BTM Battery Control | BTM Battery Control | Small Industrial | Manufacturing | % of Load | 0 | 2040 | 3.2064e-07
ENS | High | BTM Battery Control | BTM Battery Control | Small Industrial | Miscellaneous | % of Load | 0 | 2040 | 2.0878e-06
ENS | High | BTM Battery Control | BTM Battery Control | Small Industrial | Offices | % of Load | 0 | 2040 | 8.2345e-07
ENS | High | BTM Battery Control | BTM Battery Control | Small Industrial | Retail Trade | % of Load | 0 | 2040 | 1.4392e-06
ENS | High | BTM Battery Control | BTM Battery Control | Small Industrial | Services | % of Load | 0 | 2040 | 3.1299e-06
ENS | High | BTM Battery Control | BTM Battery Control | Large Industrial | Manufacturing | % of Load | 0 | 2040 | 8.0989e-06
ENS | High | BTM Battery Control | BTM Battery Control | Large Industrial | Miscellaneous | % of Load | 0 | 2040 | 3.7549e-05
ENS | High | BTM Battery Control | BTM Battery Control | Large Industrial | Offices | % of Load | 0 | 2040 | 4.4176e-06
ENS | High | BTM Battery Control | BTM Battery Control | Large Industrial | Retail Trade | % of Load | 0 | 2040 | 2.2088e-05
ENS | High | BTM Battery Control | BTM Battery Control | Large Industrial | Services | % of Load | 0 | 2040 | 4.7857e-05
ENS | High | BTM Battery Control | BTM Battery Control | Interruptible Rider | Manufacturing | % of Load | 0 | 2040 | 1.0826e-05
ENS | High | BTM Battery Control | BTM Battery Control | Interruptible Rider | Miscellaneous | % of Load | 0 | 2040 | 2.8869e-05
ENS | High | BTM Battery Control | BTM Battery Control | Interruptible Rider | Retail Trade | % of Load | 0 | 2040 | 4.3303e-05
ENS | High | BTM Battery Control | BTM Battery Control | Residential | Residential LI | % of Load | 0 | 2040 | 0.0012139
ENS | High | BTM Battery Control | BTM Battery Control | Residential | Residential Market Rate | % of Load | 0 | 2040 | 0.00068015
ENS | High | EV Charging Control | EV Charging Control | EV | EV | % of Load | 0 | 2040 | 0.0030913
ENS | High | Behavioral DR | Behavioral DR | Residential | Residential LI | % of Load | 1 | 2040 | 0.0003132
ENS | High | Behavioral DR | Behavioral DR | Residential | Residential Market Rate | % of Load | 1 | 2040 | 0.0027823
ENS | High | DLC | DLC-Switch-Water Heating | Small Commercial | Miscellaneous | % of Load | 0 | 2041 | 1.2113e-05
ENS | High | DLC | DLC-Switch-Water Heating | Small Commercial | Offices | % of Load | 0 | 2041 | 6.9709e-06
ENS | High | DLC | DLC-Switch-Water Heating | Small Commercial | Retail Trade | % of Load | 0 | 2041 | 3.9983e-05
ENS | High | DLC | DLC-Switch-Water Heating | Small Commercial | Services | % of Load | 0 | 2041 | 4.7971e-05
ENS | High | DLC | DLC-Thermostat-HVAC | Small Commercial | Miscellaneous | % of Load | 0 | 2041 | 6.3326e-05
ENS | High | DLC | DLC-Thermostat-HVAC | Small Commercial | Offices | % of Load | 0 | 2041 | 0.00010211
ENS | High | DLC | DLC-Thermostat-HVAC | Small Commercial | Retail Trade | % of Load | 0 | 2041 | 7.2031e-05
ENS | High | DLC | DLC-Thermostat-HVAC | Small Commercial | Services | % of Load | 0 | 2041 | 8.673e-05
ENS | High | DLC | DLC-Switch-Water Heating | Small Industrial | Miscellaneous | % of Load | 0 | 2041 | 3.1634e-06
ENS | High | DLC | DLC-Switch-Water Heating | Small Industrial | Offices | % of Load | 0 | 2041 | 1.2007e-07
ENS | High | DLC | DLC-Switch-Water Heating | Small Industrial | Retail Trade | % of Load | 0 | 2041 | 8.5448e-07
ENS | High | DLC | DLC-Switch-Water Heating | Small Industrial | Services | % of Load | 0 | 2041 | 1.0652e-06
ENS | High | DLC | DLC-Thermostat-HVAC | Small Industrial | Miscellaneous | % of Load | 0 | 2041 | 1.9467e-05
ENS | High | DLC | DLC-Thermostat-HVAC | Small Industrial | Offices | % of Load | 0 | 2041 | 1.9415e-06
ENS | High | DLC | DLC-Thermostat-HVAC | Small Industrial | Retail Trade | % of Load | 0 | 2041 | 2.022e-06
ENS | High | DLC | DLC-Thermostat-HVAC | Small Industrial | Services | % of Load | 0 | 2041 | 2.5206e-06
ENS | High | DLC | DLC-Switch-Water Heating | Residential | Residential LI | % of Load | 0 | 2041 | 0.0038045
ENS | High | DLC | DLC-Switch-Water Heating | Residential | Residential Market Rate | % of Load | 0 | 2041 | 0.0016647
ENS | High | DLC | DLC-Thermostat-Heat Pump | Residential | Residential LI | % of Load | 0 | 2041 | 0.0017032
ENS | High | DLC | DLC-Thermostat-Heat Pump | Residential | Residential Market Rate | % of Load | 0 | 2041 | 0.00156
ENS | High | DLC | DLC-Thermostat-Electric Furnace | Residential | Residential LI | % of Load | 0 | 2041 | 0.0028855
ENS | High | DLC | DLC-Thermostat-Electric Furnace | Residential | Residential Market Rate | % of Load | 0 | 2041 | 7.1486e-05
ENS | High | C&I Curtailment | C&I Curtailment- Manual HVAC Control | Large Commercial | Offices | % of Load | 0 | 2041 | 1.342e-05
ENS | High | C&I Curtailment | C&I Curtailment- Manual HVAC Control | Large Commercial | Services | % of Load | 0 | 2041 | 1.9847e-05
ENS | High | C&I Curtailment | C&I Curtailment- Auto-DR HVAC Control | Large Commercial | Offices | % of Load | 0 | 2041 | 8.7615e-05
ENS | High | C&I Curtailment | C&I Curtailment- Auto-DR HVAC Control | Large Commercial | Services | % of Load | 0 | 2041 | 0.00012957
ENS | High | C&I Curtailment | C&I Curtailment- Standard Lighting Control | Large Commercial | Offices | % of Load | 0 | 2041 | 2.8981e-06
ENS | High | C&I Curtailment | C&I Curtailment- Standard Lighting Control | Large Commercial | Services | % of Load | 0 | 2041 | 2.4695e-05
ENS | High | C&I Curtailment | C&I Curtailment- Advanced Lighting Control | Large Commercial | Offices | % of Load | 0 | 2041 | 1.449e-06
ENS | High | C&I Curtailment | C&I Curtailment- Advanced Lighting Control | Large Commercial | Services | % of Load | 0 | 2041 | 1.2348e-05
ENS | High | C&I Curtailment | C&I Curtailment- Water Heating Control | Large Commercial | Offices | % of Load | 0 | 2041 | 8.2279e-07
ENS | High | C&I Curtailment | C&I Curtailment- Water Heating Control | Large Commercial | Services | % of Load | 0 | 2041 | 9.068e-06
ENS | High | C&I Curtailment | C&I Curtailment- Other | Large Commercial | Offices | % of Load | 0 | 2041 | 1.1735e-05
ENS | High | C&I Curtailment | C&I Curtailment- Other | Large Commercial | Services | % of Load | 0 | 2041 | 8.2832e-05
ENS | High | C&I Curtailment | C&I Curtailment- Manual HVAC Control | Large Industrial | Miscellaneous | % of Load | 0 | 2041 | 6.1642e-06
ENS | High | C&I Curtailment | C&I Curtailment- Manual HVAC Control | Large Industrial | Offices | % of Load | 0 | 2041 | 4.2988e-06
ENS | High | C&I Curtailment | C&I Curtailment- Manual HVAC Control | Large Industrial | Retail Trade | % of Load | 0 | 2041 | 7.9887e-06
ENS | High | C&I Curtailment | C&I Curtailment- Manual HVAC Control | Large Industrial | Services | % of Load | 0 | 2041 | 2.3707e-06
ENS | High | C&I Curtailment | C&I Curtailment- Auto-DR HVAC Control | Large Industrial | Miscellaneous | % of Load | 0 | 2041 | 4.0245e-05
ENS | High | C&I Curtailment | C&I Curtailment- Auto-DR HVAC Control | Large Industrial | Offices | % of Load | 0 | 2041 | 2.8066e-05
ENS | High | C&I Curtailment | C&I Curtailment- Auto-DR HVAC Control | Large Industrial | Retail Trade | % of Load | 0 | 2041 | 5.2157e-05
ENS | High | C&I Curtailment | C&I Curtailment- Auto-DR HVAC Control | Large Industrial | Services | % of Load | 0 | 2041 | 1.5478e-05
ENS | High | C&I Curtailment | C&I Curtailment- Standard Lighting Control | Large Industrial | Miscellaneous | % of Load | 0 | 2041 | 8.426e-06
ENS | High | C&I Curtailment | C&I Curtailment- Standard Lighting Control | Large Industrial | Offices | % of Load | 0 | 2041 | 1.5535e-06
ENS | High | C&I Curtailment | C&I Curtailment- Standard Lighting Control | Large Industrial | Retail Trade | % of Load | 0 | 2041 | 9.9403e-06
ENS | High | C&I Curtailment | C&I Curtailment- Standard Lighting Control | Large Industrial | Services | % of Load | 0 | 2041 | 2.9499e-06
ENS | High | C&I Curtailment | C&I Curtailment- Advanced Lighting Control | Large Industrial | Miscellaneous | % of Load | 0 | 2041 | 4.213e-06
ENS | High | C&I Curtailment | C&I Curtailment- Advanced Lighting Control | Large Industrial | Offices | % of Load | 0 | 2041 | 7.7676e-07
ENS | High | C&I Curtailment | C&I Curtailment- Advanced Lighting Control | Large Industrial | Retail Trade | % of Load | 0 | 2041 | 4.9702e-06
ENS | High | C&I Curtailment | C&I Curtailment- Advanced Lighting Control | Large Industrial | Services | % of Load | 0 | 2041 | 1.4749e-06
ENS | High | C&I Curtailment | C&I Curtailment- Water Heating Control | Large Industrial | Miscellaneous | % of Load | 0 | 2041 | 6.6377e-07
ENS | High | C&I Curtailment | C&I Curtailment- Water Heating Control | Large Industrial | Offices | % of Load | 0 | 2041 | 2.135e-07
ENS | High | C&I Curtailment | C&I Curtailment- Water Heating Control | Large Industrial | Retail Trade | % of Load | 0 | 2041 | 3.6501e-06
ENS | High | C&I Curtailment | C&I Curtailment- Water Heating Control | Large Industrial | Services | % of Load | 0 | 2041 | 1.0832e-06
ENS | High | C&I Curtailment | C&I Curtailment- Other | Large Industrial | Miscellaneous | % of Load | 0 | 2041 | 1.3793e-05
ENS | High | C&I Curtailment | C&I Curtailment- Other | Large Industrial | Offices | % of Load | 0 | 2041 | 4.1057e-06
ENS | High | C&I Curtailment | C&I Curtailment- Other | Large Industrial | Retail Trade | % of Load | 0 | 2041 | 3.3342e-05
ENS | High | C&I Curtailment | C&I Curtailment- Other | Large Industrial | Services | % of Load | 0 | 2041 | 9.8945e-06
ENS | High | C&I Curtailment | C&I Curtailment- Industrial | Large Industrial | Manufacturing | % of Load | 0 | 2041 | 0.00036712
ENS | High | C&I Curtailment | C&I Curtailment- Manual HVAC Control | Interruptible Rider | Miscellaneous | % of Load | 0 | 2041 | 0.00017573
ENS | High | C&I Curtailment | C&I Curtailment- Manual HVAC Control | Interruptible Rider | Retail Trade | % of Load | 0 | 2041 | 4.1531e-06
ENS | High | C&I Curtailment | C&I Curtailment- Auto-DR HVAC Control | Interruptible Rider | Miscellaneous | % of Load | 0 | 2041 | 0.0011473
ENS | High | C&I Curtailment | C&I Curtailment- Auto-DR HVAC Control | Interruptible Rider | Retail Trade | % of Load | 0 | 2041 | 2.7115e-05
ENS | High | C&I Curtailment | C&I Curtailment- Standard Lighting Control | Interruptible Rider | Miscellaneous | % of Load | 0 | 2041 | 8.1855e-05
ENS | High | C&I Curtailment | C&I Curtailment- Standard Lighting Control | Interruptible Rider | Retail Trade | % of Load | 0 | 2041 | 6.4846e-06
ENS | High | C&I Curtailment | C&I Curtailment- Advanced Lighting Control | Interruptible Rider | Miscellaneous | % of Load | 0 | 2041 | 4.0928e-05
ENS | High | C&I Curtailment | C&I Curtailment- Advanced Lighting Control | Interruptible Rider | Retail Trade | % of Load | 0 | 2041 | 3.2423e-06
ENS | High | C&I Curtailment | C&I Curtailment- Water Heating Control | Interruptible Rider | Miscellaneous | % of Load | 0 | 2041 | 1.0425e-05
ENS | High | C&I Curtailment | C&I Curtailment- Water Heating Control | Interruptible Rider | Retail Trade | % of Load | 0 | 2041 | 1.4195e-06
ENS | High | C&I Curtailment | C&I Curtailment- Other | Interruptible Rider | Miscellaneous | % of Load | 0 | 2041 | 0.00018555
ENS | High | C&I Curtailment | C&I Curtailment- Other | Interruptible Rider | Retail Trade | % of Load | 0 | 2041 | 1.5249e-05
ENS | High | C&I Curtailment | C&I Curtailment- Industrial | Interruptible Rider | Manufacturing | % of Load | 0 | 2041 | 0.00023613
ENS | High | Dynamic Pricing | Dynamic Pricing with enabling tech. | Small Commercial | Manufacturing | % of Load | 1 | 2041 | 8.2914e-05
ENS | High | Dynamic Pricing | Dynamic Pricing with enabling tech. | Small Commercial | Miscellaneous | % of Load | 1 | 2041 | 0.001135
ENS | High | Dynamic Pricing | Dynamic Pricing with enabling tech. | Small Commercial | Offices | % of Load | 1 | 2041 | 0.0008985
ENS | High | Dynamic Pricing | Dynamic Pricing with enabling tech. | Small Commercial | Retail Trade | % of Load | 1 | 2041 | 0.001873
ENS | High | Dynamic Pricing | Dynamic Pricing with enabling tech. | Small Commercial | Services | % of Load | 1 | 2041 | 0.0022528
ENS | High | Dynamic Pricing | Dynamic Pricing w/o enabling tech. | Small Commercial | Manufacturing | % of Load | 1 | 2041 | 4.9681e-06
ENS | High | Dynamic Pricing | Dynamic Pricing w/o enabling tech. | Small Commercial | Miscellaneous | % of Load | 1 | 2041 | 6.8006e-05
ENS | High | Dynamic Pricing | Dynamic Pricing w/o enabling tech. | Small Commercial | Offices | % of Load | 1 | 2041 | 5.3837e-05
ENS | High | Dynamic Pricing | Dynamic Pricing w/o enabling tech. | Small Commercial | Retail Trade | % of Load | 1 | 2041 | 0.00011223
ENS | High | Dynamic Pricing | Dynamic Pricing w/o enabling tech. | Small Commercial | Services | % of Load | 1 | 2041 | 0.00013498
ENS | High | Dynamic Pricing | Dynamic Pricing with enabling tech. | Large Commercial | Offices | % of Load | 1 | 2041 | 0.00014919
ENS | High | Dynamic Pricing | Dynamic Pricing with enabling tech. | Large Commercial | Services | % of Load | 1 | 2041 | 0.00090506
ENS | High | Dynamic Pricing | Dynamic Pricing w/o enabling tech. | Large Commercial | Offices | % of Load | 1 | 2041 | 7.1692e-05
ENS | High | Dynamic Pricing | Dynamic Pricing w/o enabling tech. | Large Commercial | Services | % of Load | 1 | 2041 | 0.00043493
ENS | High | Dynamic Pricing | Dynamic Pricing with enabling tech. | Small Industrial | Manufacturing | % of Load | 1 | 2041 | 0.00017238
ENS | High | Dynamic Pricing | Dynamic Pricing with enabling tech. | Small Industrial | Miscellaneous | % of Load | 1 | 2041 | 0.00031488
ENS | High | Dynamic Pricing | Dynamic Pricing with enabling tech. | Small Industrial | Offices | % of Load | 1 | 2041 | 1.943e-05
ENS | High | Dynamic Pricing | Dynamic Pricing with enabling tech. | Small Industrial | Retail Trade | % of Load | 1 | 2041 | 5.3881e-05
ENS | High | Dynamic Pricing | Dynamic Pricing with enabling tech. | Small Industrial | Services | % of Load | 1 | 2041 | 6.7168e-05
ENS | High | Dynamic Pricing | Dynamic Pricing w/o enabling tech. | Small Industrial | Manufacturing | % of Load | 1 | 2041 | 1.0328e-05
ENS | High | Dynamic Pricing | Dynamic Pricing w/o enabling tech. | Small Industrial | Miscellaneous | % of Load | 1 | 2041 | 1.8867e-05
ENS | High | Dynamic Pricing | Dynamic Pricing w/o enabling tech. | Small Industrial | Offices | % of Load | 1 | 2041 | 1.1642e-06
ENS | High | Dynamic Pricing | Dynamic Pricing w/o enabling tech. | Small Industrial | Retail Trade | % of Load | 1 | 2041 | 3.2284e-06
ENS | High | Dynamic Pricing | Dynamic Pricing w/o enabling tech. | Small Industrial | Services | % of Load | 1 | 2041 | 4.0246e-06
ENS | High | Dynamic Pricing | Dynamic Pricing with enabling tech. | Large Industrial | Manufacturing | % of Load | 1 | 2041 | 0.00098485
ENS | High | Dynamic Pricing | Dynamic Pricing with enabling tech. | Large Industrial | Miscellaneous | % of Load | 1 | 2041 | 0.00057332
ENS | High | Dynamic Pricing | Dynamic Pricing with enabling tech. | Large Industrial | Offices | % of Load | 1 | 2041 | 5.441e-05
ENS | High | Dynamic Pricing | Dynamic Pricing with enabling tech. | Large Industrial | Retail Trade | % of Load | 1 | 2041 | 0.00023309
ENS | High | Dynamic Pricing | Dynamic Pricing with enabling tech. | Large Industrial | Services | % of Load | 1 | 2041 | 0.00011528
ENS | High | Dynamic Pricing | Dynamic Pricing w/o enabling tech. | Large Industrial | Manufacturing | % of Load | 1 | 2041 | 0.00047327
ENS | High | Dynamic Pricing | Dynamic Pricing w/o enabling tech. | Large Industrial | Miscellaneous | % of Load | 1 | 2041 | 0.00027551
ENS | High | Dynamic Pricing | Dynamic Pricing w/o enabling tech. | Large Industrial | Offices | % of Load | 1 | 2041 | 2.6147e-05
ENS | High | Dynamic Pricing | Dynamic Pricing w/o enabling tech. | Large Industrial | Retail Trade | % of Load | 1 | 2041 | 0.00011201
ENS | High | Dynamic Pricing | Dynamic Pricing w/o enabling tech. | Large Industrial | Services | % of Load | 1 | 2041 | 5.54e-05
ENS | High | Dynamic Pricing | Dynamic Pricing with enabling tech. | Interruptible Rider | Manufacturing | % of Load | 1 | 2041 | 0.00031516
ENS | High | Dynamic Pricing | Dynamic Pricing with enabling tech. | Interruptible Rider | Miscellaneous | % of Load | 1 | 2041 | 0.0009474
ENS | High | Dynamic Pricing | Dynamic Pricing with enabling tech. | Interruptible Rider | Retail Trade | % of Load | 1 | 2041 | 5.5467e-05
ENS | High | Dynamic Pricing | Dynamic Pricing w/o enabling tech. | Interruptible Rider | Manufacturing | % of Load | 1 | 2041 | 0.00015145
ENS | High | Dynamic Pricing | Dynamic Pricing w/o enabling tech. | Interruptible Rider | Miscellaneous | % of Load | 1 | 2041 | 0.00045527
ENS | High | Dynamic Pricing | Dynamic Pricing w/o enabling tech. | Interruptible Rider | Retail Trade | % of Load | 1 | 2041 | 2.6654e-05
ENS | High | Dynamic Pricing | Dynamic Pricing with enabling tech. | Residential | Residential Market Rate | % of Load | 1 | 2041 | 0.030843
ENS | High | Dynamic Pricing | Dynamic Pricing w/o enabling tech. | Residential | Residential Market Rate | % of Load | 1 | 2041 | 0.020849
ENS | High | BTM Battery Control | BTM Battery Control | Small Commercial | Manufacturing | % of Load | 0 | 2041 | 1.3151e-05
ENS | High | BTM Battery Control | BTM Battery Control | Small Commercial | Miscellaneous | % of Load | 0 | 2041 | 9.8038e-05
ENS | High | BTM Battery Control | BTM Battery Control | Small Commercial | Offices | % of Load | 0 | 2041 | 3.3632e-05
ENS | High | BTM Battery Control | BTM Battery Control | Small Commercial | Retail Trade | % of Load | 0 | 2041 | 5.869e-05
ENS | High | BTM Battery Control | BTM Battery Control | Small Commercial | Services | % of Load | 0 | 2041 | 0.00012776
ENS | High | BTM Battery Control | BTM Battery Control | Large Commercial | Offices | % of Load | 0 | 2041 | 1.2387e-05
ENS | High | BTM Battery Control | BTM Battery Control | Large Commercial | Services | % of Load | 0 | 2041 | 6.6064e-05
ENS | High | BTM Battery Control | BTM Battery Control | Small Industrial | Manufacturing | % of Load | 0 | 2041 | 3.2106e-07
ENS | High | BTM Battery Control | BTM Battery Control | Small Industrial | Miscellaneous | % of Load | 0 | 2041 | 2.0906e-06
ENS | High | BTM Battery Control | BTM Battery Control | Small Industrial | Offices | % of Load | 0 | 2041 | 8.2455e-07
ENS | High | BTM Battery Control | BTM Battery Control | Small Industrial | Retail Trade | % of Load | 0 | 2041 | 1.4411e-06
ENS | High | BTM Battery Control | BTM Battery Control | Small Industrial | Services | % of Load | 0 | 2041 | 3.134e-06
ENS | High | BTM Battery Control | BTM Battery Control | Large Industrial | Manufacturing | % of Load | 0 | 2041 | 8.1096e-06
ENS | High | BTM Battery Control | BTM Battery Control | Large Industrial | Miscellaneous | % of Load | 0 | 2041 | 3.7599e-05
ENS | High | BTM Battery Control | BTM Battery Control | Large Industrial | Offices | % of Load | 0 | 2041 | 4.4234e-06
ENS | High | BTM Battery Control | BTM Battery Control | Large Industrial | Retail Trade | % of Load | 0 | 2041 | 2.2117e-05
ENS | High | BTM Battery Control | BTM Battery Control | Large Industrial | Services | % of Load | 0 | 2041 | 4.7921e-05
ENS | High | BTM Battery Control | BTM Battery Control | Interruptible Rider | Manufacturing | % of Load | 0 | 2041 | 1.084e-05
ENS | High | BTM Battery Control | BTM Battery Control | Interruptible Rider | Miscellaneous | % of Load | 0 | 2041 | 2.8907e-05
ENS | High | BTM Battery Control | BTM Battery Control | Interruptible Rider | Retail Trade | % of Load | 0 | 2041 | 4.3361e-05
ENS | High | BTM Battery Control | BTM Battery Control | Residential | Residential LI | % of Load | 0 | 2041 | 0.0012215
ENS | High | BTM Battery Control | BTM Battery Control | Residential | Residential Market Rate | % of Load | 0 | 2041 | 0.00068441
ENS | High | EV Charging Control | EV Charging Control | EV | EV | % of Load | 0 | 2041 | 0.0034133
ENS | High | Behavioral DR | Behavioral DR | Residential | Residential LI | % of Load | 1 | 2041 | 0.0003137
ENS | High | Behavioral DR | Behavioral DR | Residential | Residential Market Rate | % of Load | 1 | 2041 | 0.0027947
ENS | High | DLC | DLC-Switch-Water Heating | Small Commercial | Miscellaneous | % of Load | 0 | 2042 | 1.2007e-05
ENS | High | DLC | DLC-Switch-Water Heating | Small Commercial | Offices | % of Load | 0 | 2042 | 6.8845e-06
ENS | High | DLC | DLC-Switch-Water Heating | Small Commercial | Retail Trade | % of Load | 0 | 2042 | 3.9565e-05
ENS | High | DLC | DLC-Switch-Water Heating | Small Commercial | Services | % of Load | 0 | 2042 | 4.7463e-05
ENS | High | DLC | DLC-Thermostat-HVAC | Small Commercial | Miscellaneous | % of Load | 0 | 2042 | 6.1801e-05
ENS | High | DLC | DLC-Thermostat-HVAC | Small Commercial | Offices | % of Load | 0 | 2042 | 0.0001003
ENS | High | DLC | DLC-Thermostat-HVAC | Small Commercial | Retail Trade | % of Load | 0 | 2042 | 6.9267e-05
ENS | High | DLC | DLC-Thermostat-HVAC | Small Commercial | Services | % of Load | 0 | 2042 | 8.3404e-05
ENS | High | DLC | DLC-Switch-Water Heating | Small Industrial | Miscellaneous | % of Load | 0 | 2042 | 3.1784e-06
ENS | High | DLC | DLC-Switch-Water Heating | Small Industrial | Offices | % of Load | 0 | 2042 | 1.2036e-07
ENS | High | DLC | DLC-Switch-Water Heating | Small Industrial | Retail Trade | % of Load | 0 | 2042 | 8.5903e-07
ENS | High | DLC | DLC-Switch-Water Heating | Small Industrial | Services | % of Load | 0 | 2042 | 1.0709e-06
ENS | High | DLC | DLC-Thermostat-HVAC | Small Industrial | Miscellaneous | % of Load | 0 | 2042 | 1.9382e-05
ENS | High | DLC | DLC-Thermostat-HVAC | Small Industrial | Offices | % of Load | 0 | 2042 | 1.9434e-06
ENS | High | DLC | DLC-Thermostat-HVAC | Small Industrial | Retail Trade | % of Load | 0 | 2042 | 2.0039e-06
ENS | High | DLC | DLC-Thermostat-HVAC | Small Industrial | Services | % of Load | 0 | 2042 | 2.498e-06
ENS | High | DLC | DLC-Switch-Water Heating | Residential | Residential LI | % of Load | 0 | 2042 | 0.0038318
ENS | High | DLC | DLC-Switch-Water Heating | Residential | Residential Market Rate | % of Load | 0 | 2042 | 0.0016771
ENS | High | DLC | DLC-Thermostat-Heat Pump | Residential | Residential LI | % of Load | 0 | 2042 | 0.0017276
ENS | High | DLC | DLC-Thermostat-Heat Pump | Residential | Residential Market Rate | % of Load | 0 | 2042 | 0.0015749
ENS | High | DLC | DLC-Thermostat-Electric Furnace | Residential | Residential LI | % of Load | 0 | 2042 | 0.0028793
ENS | High | DLC | DLC-Thermostat-Electric Furnace | Residential | Residential Market Rate | % of Load | 0 | 2042 | 6.3712e-05
ENS | High | C&I Curtailment | C&I Curtailment- Manual HVAC Control | Large Commercial | Offices | % of Load | 0 | 2042 | 1.3217e-05
ENS | High | C&I Curtailment | C&I Curtailment- Manual HVAC Control | Large Commercial | Services | % of Load | 0 | 2042 | 1.9154e-05
ENS | High | C&I Curtailment | C&I Curtailment- Auto-DR HVAC Control | Large Commercial | Offices | % of Load | 0 | 2042 | 8.6293e-05
ENS | High | C&I Curtailment | C&I Curtailment- Auto-DR HVAC Control | Large Commercial | Services | % of Load | 0 | 2042 | 0.00012505
ENS | High | C&I Curtailment | C&I Curtailment- Standard Lighting Control | Large Commercial | Offices | % of Load | 0 | 2042 | 2.6831e-06
ENS | High | C&I Curtailment | C&I Curtailment- Standard Lighting Control | Large Commercial | Services | % of Load | 0 | 2042 | 2.3483e-05
ENS | High | C&I Curtailment | C&I Curtailment- Advanced Lighting Control | Large Commercial | Offices | % of Load | 0 | 2042 | 1.3415e-06
ENS | High | C&I Curtailment | C&I Curtailment- Advanced Lighting Control | Large Commercial | Services | % of Load | 0 | 2042 | 1.1742e-05
ENS | High | C&I Curtailment | C&I Curtailment- Water Heating Control | Large Commercial | Offices | % of Load | 0 | 2042 | 8.1803e-07
ENS | High | C&I Curtailment | C&I Curtailment- Water Heating Control | Large Commercial | Services | % of Load | 0 | 2042 | 9.0126e-06
ENS | High | C&I Curtailment | C&I Curtailment- Other | Large Commercial | Offices | % of Load | 0 | 2042 | 1.1537e-05
ENS | High | C&I Curtailment | C&I Curtailment- Other | Large Commercial | Services | % of Load | 0 | 2042 | 8.1684e-05
ENS | High | C&I Curtailment | C&I Curtailment- Manual HVAC Control | Large Industrial | Miscellaneous | % of Load | 0 | 2042 | 6.1798e-06
ENS | High | C&I Curtailment | C&I Curtailment- Manual HVAC Control | Large Industrial | Offices | % of Load | 0 | 2042 | 4.3507e-06
ENS | High | C&I Curtailment | C&I Curtailment- Manual HVAC Control | Large Industrial | Retail Trade | % of Load | 0 | 2042 | 7.8995e-06
ENS | High | C&I Curtailment | C&I Curtailment- Manual HVAC Control | Large Industrial | Services | % of Load | 0 | 2042 | 2.3443e-06
ENS | High | C&I Curtailment | C&I Curtailment- Auto-DR HVAC Control | Large Industrial | Miscellaneous | % of Load | 0 | 2042 | 4.0347e-05
ENS | High | C&I Curtailment | C&I Curtailment- Auto-DR HVAC Control | Large Industrial | Offices | % of Load | 0 | 2042 | 2.8405e-05
ENS | High | C&I Curtailment | C&I Curtailment- Auto-DR HVAC Control | Large Industrial | Retail Trade | % of Load | 0 | 2042 | 5.1575e-05
ENS | High | C&I Curtailment | C&I Curtailment- Auto-DR HVAC Control | Large Industrial | Services | % of Load | 0 | 2042 | 1.5305e-05
ENS | High | C&I Curtailment | C&I Curtailment- Standard Lighting Control | Large Industrial | Miscellaneous | % of Load | 0 | 2042 | 8.3739e-06
ENS | High | C&I Curtailment | C&I Curtailment- Standard Lighting Control | Large Industrial | Offices | % of Load | 0 | 2042 | 1.528e-06
ENS | High | C&I Curtailment | C&I Curtailment- Standard Lighting Control | Large Industrial | Retail Trade | % of Load | 0 | 2042 | 9.6851e-06
ENS | High | C&I Curtailment | C&I Curtailment- Standard Lighting Control | Large Industrial | Services | % of Load | 0 | 2042 | 2.8741e-06
ENS | High | C&I Curtailment | C&I Curtailment- Advanced Lighting Control | Large Industrial | Miscellaneous | % of Load | 0 | 2042 | 4.1869e-06
ENS | High | C&I Curtailment | C&I Curtailment- Advanced Lighting Control | Large Industrial | Offices | % of Load | 0 | 2042 | 7.6398e-07
ENS | High | C&I Curtailment | C&I Curtailment- Advanced Lighting Control | Large Industrial | Retail Trade | % of Load | 0 | 2042 | 4.8425e-06
ENS | High | C&I Curtailment | C&I Curtailment- Advanced Lighting Control | Large Industrial | Services | % of Load | 0 | 2042 | 1.4371e-06
ENS | High | C&I Curtailment | C&I Curtailment- Water Heating Control | Large Industrial | Miscellaneous | % of Load | 0 | 2042 | 6.6991e-07
ENS | High | C&I Curtailment | C&I Curtailment- Water Heating Control | Large Industrial | Offices | % of Load | 0 | 2042 | 2.1627e-07
ENS | High | C&I Curtailment | C&I Curtailment- Water Heating Control | Large Industrial | Retail Trade | % of Load | 0 | 2042 | 3.717e-06
ENS | High | C&I Curtailment | C&I Curtailment- Water Heating Control | Large Industrial | Services | % of Load | 0 | 2042 | 1.1031e-06
ENS | High | C&I Curtailment | C&I Curtailment- Other | Large Industrial | Miscellaneous | % of Load | 0 | 2042 | 1.3911e-05
ENS | High | C&I Curtailment | C&I Curtailment- Other | Large Industrial | Offices | % of Load | 0 | 2042 | 4.1684e-06
ENS | High | C&I Curtailment | C&I Curtailment- Other | Large Industrial | Retail Trade | % of Load | 0 | 2042 | 3.3689e-05
ENS | High | C&I Curtailment | C&I Curtailment- Other | Large Industrial | Services | % of Load | 0 | 2042 | 9.9975e-06
ENS | High | C&I Curtailment | C&I Curtailment- Industrial | Large Industrial | Manufacturing | % of Load | 0 | 2042 | 0.00036134
ENS | High | C&I Curtailment | C&I Curtailment- Manual HVAC Control | Interruptible Rider | Miscellaneous | % of Load | 0 | 2042 | 0.00017463
ENS | High | C&I Curtailment | C&I Curtailment- Manual HVAC Control | Interruptible Rider | Retail Trade | % of Load | 0 | 2042 | 4.0866e-06
ENS | High | C&I Curtailment | C&I Curtailment- Auto-DR HVAC Control | Interruptible Rider | Miscellaneous | % of Load | 0 | 2042 | 0.0011401
ENS | High | C&I Curtailment | C&I Curtailment- Auto-DR HVAC Control | Interruptible Rider | Retail Trade | % of Load | 0 | 2042 | 2.6681e-05
ENS | High | C&I Curtailment | C&I Curtailment- Standard Lighting Control | Interruptible Rider | Miscellaneous | % of Load | 0 | 2042 | 7.9852e-05
ENS | High | C&I Curtailment | C&I Curtailment- Standard Lighting Control | Interruptible Rider | Retail Trade | % of Load | 0 | 2042 | 6.3652e-06
ENS | High | C&I Curtailment | C&I Curtailment- Advanced Lighting Control | Interruptible Rider | Miscellaneous | % of Load | 0 | 2042 | 3.9926e-05
ENS | High | C&I Curtailment | C&I Curtailment- Advanced Lighting Control | Interruptible Rider | Retail Trade | % of Load | 0 | 2042 | 3.1826e-06
ENS | High | C&I Curtailment | C&I Curtailment- Water Heating Control | Interruptible Rider | Miscellaneous | % of Load | 0 | 2042 | 1.0383e-05
ENS | High | C&I Curtailment | C&I Curtailment- Water Heating Control | Interruptible Rider | Retail Trade | % of Load | 0 | 2042 | 1.4168e-06
ENS | High | C&I Curtailment | C&I Curtailment- Other | Interruptible Rider | Miscellaneous | % of Load | 0 | 2042 | 0.00018463
ENS | High | C&I Curtailment | C&I Curtailment- Other | Interruptible Rider | Retail Trade | % of Load | 0 | 2042 | 1.5195e-05
ENS | High | C&I Curtailment | C&I Curtailment- Industrial | Interruptible Rider | Manufacturing | % of Load | 0 | 2042 | 0.00022913
ENS | High | Dynamic Pricing | Dynamic Pricing with enabling tech. | Small Commercial | Manufacturing | % of Load | 1 | 2042 | 7.9688e-05
ENS | High | Dynamic Pricing | Dynamic Pricing with enabling tech. | Small Commercial | Miscellaneous | % of Load | 1 | 2042 | 0.0011144
ENS | High | Dynamic Pricing | Dynamic Pricing with enabling tech. | Small Commercial | Offices | % of Load | 1 | 2042 | 0.00088143
ENS | High | Dynamic Pricing | Dynamic Pricing with enabling tech. | Small Commercial | Retail Trade | % of Load | 1 | 2042 | 0.0018297
ENS | High | Dynamic Pricing | Dynamic Pricing with enabling tech. | Small Commercial | Services | % of Load | 1 | 2042 | 0.0022005
ENS | High | Dynamic Pricing | Dynamic Pricing w/o enabling tech. | Small Commercial | Manufacturing | % of Load | 1 | 2042 | 4.7748e-06
ENS | High | Dynamic Pricing | Dynamic Pricing w/o enabling tech. | Small Commercial | Miscellaneous | % of Load | 1 | 2042 | 6.6775e-05
ENS | High | Dynamic Pricing | Dynamic Pricing w/o enabling tech. | Small Commercial | Offices | % of Load | 1 | 2042 | 5.2814e-05
ENS | High | Dynamic Pricing | Dynamic Pricing w/o enabling tech. | Small Commercial | Retail Trade | % of Load | 1 | 2042 | 0.00010963
ENS | High | Dynamic Pricing | Dynamic Pricing w/o enabling tech. | Small Commercial | Services | % of Load | 1 | 2042 | 0.00013185
ENS | High | Dynamic Pricing | Dynamic Pricing with enabling tech. | Large Commercial | Offices | % of Load | 1 | 2042 | 0.00014651
ENS | High | Dynamic Pricing | Dynamic Pricing with enabling tech. | Large Commercial | Services | % of Load | 1 | 2042 | 0.00088769
ENS | High | Dynamic Pricing | Dynamic Pricing w/o enabling tech. | Large Commercial | Offices | % of Load | 1 | 2042 | 7.0406e-05
ENS | High | Dynamic Pricing | Dynamic Pricing w/o enabling tech. | Large Commercial | Services | % of Load | 1 | 2042 | 0.00042658
ENS | High | Dynamic Pricing | Dynamic Pricing with enabling tech. | Small Industrial | Manufacturing | % of Load | 1 | 2042 | 0.00016847
ENS | High | Dynamic Pricing | Dynamic Pricing with enabling tech. | Small Industrial | Miscellaneous | % of Load | 1 | 2042 | 0.00031427
ENS | High | Dynamic Pricing | Dynamic Pricing with enabling tech. | Small Industrial | Offices | % of Load | 1 | 2042 | 1.944e-05
ENS | High | Dynamic Pricing | Dynamic Pricing with enabling tech. | Small Industrial | Retail Trade | % of Load | 1 | 2042 | 5.3895e-05
ENS | High | Dynamic Pricing | Dynamic Pricing with enabling tech. | Small Industrial | Services | % of Load | 1 | 2042 | 6.7186e-05
ENS | High | Dynamic Pricing | Dynamic Pricing w/o enabling tech. | Small Industrial | Manufacturing | % of Load | 1 | 2042 | 1.0094e-05
ENS | High | Dynamic Pricing | Dynamic Pricing w/o enabling tech. | Small Industrial | Miscellaneous | % of Load | 1 | 2042 | 1.8831e-05
ENS | High | Dynamic Pricing | Dynamic Pricing w/o enabling tech. | Small Industrial | Offices | % of Load | 1 | 2042 | 1.1648e-06
ENS | High | Dynamic Pricing | Dynamic Pricing w/o enabling tech. | Small Industrial | Retail Trade | % of Load | 1 | 2042 | 3.2293e-06
ENS | High | Dynamic Pricing | Dynamic Pricing w/o enabling tech. | Small Industrial | Services | % of Load | 1 | 2042 | 4.0257e-06
ENS | High | Dynamic Pricing | Dynamic Pricing with enabling tech. | Large Industrial | Manufacturing | % of Load | 1 | 2042 | 0.00096936
ENS | High | Dynamic Pricing | Dynamic Pricing with enabling tech. | Large Industrial | Miscellaneous | % of Load | 1 | 2042 | 0.00057647
ENS | High | Dynamic Pricing | Dynamic Pricing with enabling tech. | Large Industrial | Offices | % of Load | 1 | 2042 | 5.507e-05
ENS | High | Dynamic Pricing | Dynamic Pricing with enabling tech. | Large Industrial | Retail Trade | % of Load | 1 | 2042 | 0.00023424
ENS | High | Dynamic Pricing | Dynamic Pricing with enabling tech. | Large Industrial | Services | % of Load | 1 | 2042 | 0.00011585
ENS | High | Dynamic Pricing | Dynamic Pricing w/o enabling tech. | Large Industrial | Manufacturing | % of Load | 1 | 2042 | 0.00046582
ENS | High | Dynamic Pricing | Dynamic Pricing w/o enabling tech. | Large Industrial | Miscellaneous | % of Load | 1 | 2042 | 0.00027702
ENS | High | Dynamic Pricing | Dynamic Pricing w/o enabling tech. | Large Industrial | Offices | % of Load | 1 | 2042 | 2.6464e-05
ENS | High | Dynamic Pricing | Dynamic Pricing w/o enabling tech. | Large Industrial | Retail Trade | % of Load | 1 | 2042 | 0.00011256
ENS | High | Dynamic Pricing | Dynamic Pricing w/o enabling tech. | Large Industrial | Services | % of Load | 1 | 2042 | 5.5673e-05
ENS | High | Dynamic Pricing | Dynamic Pricing with enabling tech. | Interruptible Rider | Manufacturing | % of Load | 1 | 2042 | 0.00030582
ENS | High | Dynamic Pricing | Dynamic Pricing with enabling tech. | Interruptible Rider | Miscellaneous | % of Load | 1 | 2042 | 0.00094098
ENS | High | Dynamic Pricing | Dynamic Pricing with enabling tech. | Interruptible Rider | Retail Trade | % of Load | 1 | 2042 | 5.5085e-05
ENS | High | Dynamic Pricing | Dynamic Pricing w/o enabling tech. | Interruptible Rider | Manufacturing | % of Load | 1 | 2042 | 0.00014696
ENS | High | Dynamic Pricing | Dynamic Pricing w/o enabling tech. | Interruptible Rider | Miscellaneous | % of Load | 1 | 2042 | 0.00045219
ENS | High | Dynamic Pricing | Dynamic Pricing w/o enabling tech. | Interruptible Rider | Retail Trade | % of Load | 1 | 2042 | 2.6471e-05
ENS | High | Dynamic Pricing | Dynamic Pricing with enabling tech. | Residential | Residential Market Rate | % of Load | 1 | 2042 | 0.031011
ENS | High | Dynamic Pricing | Dynamic Pricing w/o enabling tech. | Residential | Residential Market Rate | % of Load | 1 | 2042 | 0.020962
ENS | High | BTM Battery Control | BTM Battery Control | Small Commercial | Manufacturing | % of Load | 0 | 2042 | 1.3156e-05
ENS | High | BTM Battery Control | BTM Battery Control | Small Commercial | Miscellaneous | % of Load | 0 | 2042 | 9.8141e-05
ENS | High | BTM Battery Control | BTM Battery Control | Small Commercial | Offices | % of Load | 0 | 2042 | 3.3647e-05
ENS | High | BTM Battery Control | BTM Battery Control | Small Commercial | Retail Trade | % of Load | 0 | 2042 | 5.8707e-05
ENS | High | BTM Battery Control | BTM Battery Control | Small Commercial | Services | % of Load | 0 | 2042 | 0.00012781
ENS | High | BTM Battery Control | BTM Battery Control | Large Commercial | Offices | % of Load | 0 | 2042 | 1.2392e-05
ENS | High | BTM Battery Control | BTM Battery Control | Large Commercial | Services | % of Load | 0 | 2042 | 6.6092e-05
ENS | High | BTM Battery Control | BTM Battery Control | Small Industrial | Manufacturing | % of Load | 0 | 2042 | 3.212e-07
ENS | High | BTM Battery Control | BTM Battery Control | Small Industrial | Miscellaneous | % of Load | 0 | 2042 | 2.0915e-06
ENS | High | BTM Battery Control | BTM Battery Control | Small Industrial | Offices | % of Load | 0 | 2042 | 8.2491e-07
ENS | High | BTM Battery Control | BTM Battery Control | Small Industrial | Retail Trade | % of Load | 0 | 2042 | 1.4418e-06
ENS | High | BTM Battery Control | BTM Battery Control | Small Industrial | Services | % of Load | 0 | 2042 | 3.1354e-06
ENS | High | BTM Battery Control | BTM Battery Control | Large Industrial | Manufacturing | % of Load | 0 | 2042 | 8.1131e-06
ENS | High | BTM Battery Control | BTM Battery Control | Large Industrial | Miscellaneous | % of Load | 0 | 2042 | 3.7615e-05
ENS | High | BTM Battery Control | BTM Battery Control | Large Industrial | Offices | % of Load | 0 | 2042 | 4.4254e-06
ENS | High | BTM Battery Control | BTM Battery Control | Large Industrial | Retail Trade | % of Load | 0 | 2042 | 2.2127e-05
ENS | High | BTM Battery Control | BTM Battery Control | Large Industrial | Services | % of Load | 0 | 2042 | 4.7941e-05
ENS | High | BTM Battery Control | BTM Battery Control | Interruptible Rider | Manufacturing | % of Load | 0 | 2042 | 1.0845e-05
ENS | High | BTM Battery Control | BTM Battery Control | Interruptible Rider | Miscellaneous | % of Load | 0 | 2042 | 2.892e-05
ENS | High | BTM Battery Control | BTM Battery Control | Interruptible Rider | Retail Trade | % of Load | 0 | 2042 | 4.3379e-05
ENS | High | BTM Battery Control | BTM Battery Control | Residential | Residential LI | % of Load | 0 | 2042 | 0.0012281
ENS | High | BTM Battery Control | BTM Battery Control | Residential | Residential Market Rate | % of Load | 0 | 2042 | 0.00068807
ENS | High | EV Charging Control | EV Charging Control | EV | EV | % of Load | 0 | 2042 | 0.0037436
ENS | High | Behavioral DR | Behavioral DR | Residential | Residential LI | % of Load | 1 | 2042 | 0.00031437
ENS | High | Behavioral DR | Behavioral DR | Residential | Residential Market Rate | % of Load | 1 | 2042 | 0.0028099
ENS | High | DLC | DLC-Switch-Water Heating | Small Commercial | Miscellaneous | % of Load | 0 | 2043 | 1.1902e-05
ENS | High | DLC | DLC-Switch-Water Heating | Small Commercial | Offices | % of Load | 0 | 2043 | 6.7993e-06
ENS | High | DLC | DLC-Switch-Water Heating | Small Commercial | Retail Trade | % of Load | 0 | 2043 | 3.915e-05
ENS | High | DLC | DLC-Switch-Water Heating | Small Commercial | Services | % of Load | 0 | 2043 | 4.6958e-05
ENS | High | DLC | DLC-Thermostat-HVAC | Small Commercial | Miscellaneous | % of Load | 0 | 2043 | 6.0354e-05
ENS | High | DLC | DLC-Thermostat-HVAC | Small Commercial | Offices | % of Load | 0 | 2043 | 9.8548e-05
ENS | High | DLC | DLC-Thermostat-HVAC | Small Commercial | Retail Trade | % of Load | 0 | 2043 | 6.6659e-05
ENS | High | DLC | DLC-Thermostat-HVAC | Small Commercial | Services | % of Load | 0 | 2043 | 8.0265e-05
ENS | High | DLC | DLC-Switch-Water Heating | Small Industrial | Miscellaneous | % of Load | 0 | 2043 | 3.1936e-06
ENS | High | DLC | DLC-Switch-Water Heating | Small Industrial | Offices | % of Load | 0 | 2043 | 1.2066e-07
ENS | High | DLC | DLC-Switch-Water Heating | Small Industrial | Retail Trade | % of Load | 0 | 2043 | 8.6358e-07
ENS | High | DLC | DLC-Switch-Water Heating | Small Industrial | Services | % of Load | 0 | 2043 | 1.0765e-06
ENS | High | DLC | DLC-Thermostat-HVAC | Small Industrial | Miscellaneous | % of Load | 0 | 2043 | 1.9307e-05
ENS | High | DLC | DLC-Thermostat-HVAC | Small Industrial | Offices | % of Load | 0 | 2043 | 1.9456e-06
ENS | High | DLC | DLC-Thermostat-HVAC | Small Industrial | Retail Trade | % of Load | 0 | 2043 | 1.9871e-06
ENS | High | DLC | DLC-Thermostat-HVAC | Small Industrial | Services | % of Load | 0 | 2043 | 2.4772e-06
ENS | High | DLC | DLC-Switch-Water Heating | Residential | Residential LI | % of Load | 0 | 2043 | 0.0038596
ENS | High | DLC | DLC-Switch-Water Heating | Residential | Residential Market Rate | % of Load | 0 | 2043 | 0.0016894
ENS | High | DLC | DLC-Thermostat-Heat Pump | Residential | Residential LI | % of Load | 0 | 2043 | 0.0017496
ENS | High | DLC | DLC-Thermostat-Heat Pump | Residential | Residential Market Rate | % of Load | 0 | 2043 | 0.0015887
ENS | High | DLC | DLC-Thermostat-Electric Furnace | Residential | Residential LI | % of Load | 0 | 2043 | 0.0028756
ENS | High | DLC | DLC-Thermostat-Electric Furnace | Residential | Residential Market Rate | % of Load | 0 | 2043 | 5.683e-05
ENS | High | C&I Curtailment | C&I Curtailment- Manual HVAC Control | Large Commercial | Offices | % of Load | 0 | 2043 | 1.3023e-05
ENS | High | C&I Curtailment | C&I Curtailment- Manual HVAC Control | Large Commercial | Services | % of Load | 0 | 2043 | 1.8499e-05
ENS | High | C&I Curtailment | C&I Curtailment- Auto-DR HVAC Control | Large Commercial | Offices | % of Load | 0 | 2043 | 8.5024e-05
ENS | High | C&I Curtailment | C&I Curtailment- Auto-DR HVAC Control | Large Commercial | Services | % of Load | 0 | 2043 | 0.00012078
ENS | High | C&I Curtailment | C&I Curtailment- Standard Lighting Control | Large Commercial | Offices | % of Load | 0 | 2043 | 2.476e-06
ENS | High | C&I Curtailment | C&I Curtailment- Standard Lighting Control | Large Commercial | Services | % of Load | 0 | 2043 | 2.2314e-05
ENS | High | C&I Curtailment | C&I Curtailment- Advanced Lighting Control | Large Commercial | Offices | % of Load | 0 | 2043 | 1.238e-06
ENS | High | C&I Curtailment | C&I Curtailment- Advanced Lighting Control | Large Commercial | Services | % of Load | 0 | 2043 | 1.1157e-05
ENS | High | C&I Curtailment | C&I Curtailment- Water Heating Control | Large Commercial | Offices | % of Load | 0 | 2043 | 8.1326e-07
ENS | High | C&I Curtailment | C&I Curtailment- Water Heating Control | Large Commercial | Services | % of Load | 0 | 2043 | 8.9571e-06
ENS | High | C&I Curtailment | C&I Curtailment- Other | Large Commercial | Offices | % of Load | 0 | 2043 | 1.1345e-05
ENS | High | C&I Curtailment | C&I Curtailment- Other | Large Commercial | Services | % of Load | 0 | 2043 | 8.0564e-05
ENS | High | C&I Curtailment | C&I Curtailment- Manual HVAC Control | Large Industrial | Miscellaneous | % of Load | 0 | 2043 | 6.2e-06
ENS | High | C&I Curtailment | C&I Curtailment- Manual HVAC Control | Large Industrial | Offices | % of Load | 0 | 2043 | 4.4037e-06
ENS | High | C&I Curtailment | C&I Curtailment- Manual HVAC Control | Large Industrial | Retail Trade | % of Load | 0 | 2043 | 7.8173e-06
ENS | High | C&I Curtailment | C&I Curtailment- Manual HVAC Control | Large Industrial | Services | % of Load | 0 | 2043 | 2.3199e-06
ENS | High | C&I Curtailment | C&I Curtailment- Auto-DR HVAC Control | Large Industrial | Miscellaneous | % of Load | 0 | 2043 | 4.0479e-05
ENS | High | C&I Curtailment | C&I Curtailment- Auto-DR HVAC Control | Large Industrial | Offices | % of Load | 0 | 2043 | 2.8751e-05
ENS | High | C&I Curtailment | C&I Curtailment- Auto-DR HVAC Control | Large Industrial | Retail Trade | % of Load | 0 | 2043 | 5.1038e-05
ENS | High | C&I Curtailment | C&I Curtailment- Auto-DR HVAC Control | Large Industrial | Services | % of Load | 0 | 2043 | 1.5146e-05
ENS | High | C&I Curtailment | C&I Curtailment- Standard Lighting Control | Large Industrial | Miscellaneous | % of Load | 0 | 2043 | 8.3228e-06
ENS | High | C&I Curtailment | C&I Curtailment- Standard Lighting Control | Large Industrial | Offices | % of Load | 0 | 2043 | 1.5018e-06
ENS | High | C&I Curtailment | C&I Curtailment- Standard Lighting Control | Large Industrial | Retail Trade | % of Load | 0 | 2043 | 9.4294e-06
ENS | High | C&I Curtailment | C&I Curtailment- Standard Lighting Control | Large Industrial | Services | % of Load | 0 | 2043 | 2.7983e-06
ENS | High | C&I Curtailment | C&I Curtailment- Advanced Lighting Control | Large Industrial | Miscellaneous | % of Load | 0 | 2043 | 4.1614e-06
ENS | High | C&I Curtailment | C&I Curtailment- Advanced Lighting Control | Large Industrial | Offices | % of Load | 0 | 2043 | 7.509e-07
ENS | High | C&I Curtailment | C&I Curtailment- Advanced Lighting Control | Large Industrial | Retail Trade | % of Load | 0 | 2043 | 4.7147e-06
ENS | High | C&I Curtailment | C&I Curtailment- Advanced Lighting Control | Large Industrial | Services | % of Load | 0 | 2043 | 1.3991e-06
ENS | High | C&I Curtailment | C&I Curtailment- Water Heating Control | Large Industrial | Miscellaneous | % of Load | 0 | 2043 | 6.7618e-07
ENS | High | C&I Curtailment | C&I Curtailment- Water Heating Control | Large Industrial | Offices | % of Load | 0 | 2043 | 2.1909e-07
ENS | High | C&I Curtailment | C&I Curtailment- Water Heating Control | Large Industrial | Retail Trade | % of Load | 0 | 2043 | 3.785e-06
ENS | High | C&I Curtailment | C&I Curtailment- Water Heating Control | Large Industrial | Services | % of Load | 0 | 2043 | 1.1232e-06
ENS | High | C&I Curtailment | C&I Curtailment- Other | Large Industrial | Miscellaneous | % of Load | 0 | 2043 | 1.4034e-05
ENS | High | C&I Curtailment | C&I Curtailment- Other | Large Industrial | Offices | % of Load | 0 | 2043 | 4.232e-06
ENS | High | C&I Curtailment | C&I Curtailment- Other | Large Industrial | Retail Trade | % of Load | 0 | 2043 | 3.4044e-05
ENS | High | C&I Curtailment | C&I Curtailment- Other | Large Industrial | Services | % of Load | 0 | 2043 | 1.0103e-05
ENS | High | C&I Curtailment | C&I Curtailment- Industrial | Large Industrial | Manufacturing | % of Load | 0 | 2043 | 0.00035573
ENS | High | C&I Curtailment | C&I Curtailment- Manual HVAC Control | Interruptible Rider | Miscellaneous | % of Load | 0 | 2043 | 0.00017358
ENS | High | C&I Curtailment | C&I Curtailment- Manual HVAC Control | Interruptible Rider | Retail Trade | % of Load | 0 | 2043 | 4.0235e-06
ENS | High | C&I Curtailment | C&I Curtailment- Auto-DR HVAC Control | Interruptible Rider | Miscellaneous | % of Load | 0 | 2043 | 0.0011333
ENS | High | C&I Curtailment | C&I Curtailment- Auto-DR HVAC Control | Interruptible Rider | Retail Trade | % of Load | 0 | 2043 | 2.6269e-05
ENS | High | C&I Curtailment | C&I Curtailment- Standard Lighting Control | Interruptible Rider | Miscellaneous | % of Load | 0 | 2043 | 7.7878e-05
ENS | High | C&I Curtailment | C&I Curtailment- Standard Lighting Control | Interruptible Rider | Retail Trade | % of Load | 0 | 2043 | 6.2475e-06
ENS | High | C&I Curtailment | C&I Curtailment- Advanced Lighting Control | Interruptible Rider | Miscellaneous | % of Load | 0 | 2043 | 3.8939e-05
ENS | High | C&I Curtailment | C&I Curtailment- Advanced Lighting Control | Interruptible Rider | Retail Trade | % of Load | 0 | 2043 | 3.1237e-06
ENS | High | C&I Curtailment | C&I Curtailment- Water Heating Control | Interruptible Rider | Miscellaneous | % of Load | 0 | 2043 | 1.0341e-05
ENS | High | C&I Curtailment | C&I Curtailment- Water Heating Control | Interruptible Rider | Retail Trade | % of Load | 0 | 2043 | 1.4142e-06
ENS | High | C&I Curtailment | C&I Curtailment- Other | Interruptible Rider | Miscellaneous | % of Load | 0 | 2043 | 0.00018373
ENS | High | C&I Curtailment | C&I Curtailment- Other | Interruptible Rider | Retail Trade | % of Load | 0 | 2043 | 1.5142e-05
ENS | High | C&I Curtailment | C&I Curtailment- Industrial | Interruptible Rider | Manufacturing | % of Load | 0 | 2043 | 0.00022236
ENS | High | Dynamic Pricing | Dynamic Pricing with enabling tech. | Small Commercial | Manufacturing | % of Load | 1 | 2043 | 7.6597e-05
ENS | High | Dynamic Pricing | Dynamic Pricing with enabling tech. | Small Commercial | Miscellaneous | % of Load | 1 | 2043 | 0.0010946
ENS | High | Dynamic Pricing | Dynamic Pricing with enabling tech. | Small Commercial | Offices | % of Load | 1 | 2043 | 0.00086484
ENS | High | Dynamic Pricing | Dynamic Pricing with enabling tech. | Small Commercial | Retail Trade | % of Load | 1 | 2043 | 0.0017879
ENS | High | Dynamic Pricing | Dynamic Pricing with enabling tech. | Small Commercial | Services | % of Load | 1 | 2043 | 0.00215
ENS | High | Dynamic Pricing | Dynamic Pricing w/o enabling tech. | Small Commercial | Manufacturing | % of Load | 1 | 2043 | 4.5896e-06
ENS | High | Dynamic Pricing | Dynamic Pricing w/o enabling tech. | Small Commercial | Miscellaneous | % of Load | 1 | 2043 | 6.5586e-05
ENS | High | Dynamic Pricing | Dynamic Pricing w/o enabling tech. | Small Commercial | Offices | % of Load | 1 | 2043 | 5.182e-05
ENS | High | Dynamic Pricing | Dynamic Pricing w/o enabling tech. | Small Commercial | Retail Trade | % of Load | 1 | 2043 | 0.00010713
ENS | High | Dynamic Pricing | Dynamic Pricing w/o enabling tech. | Small Commercial | Services | % of Load | 1 | 2043 | 0.00012883
ENS | High | Dynamic Pricing | Dynamic Pricing with enabling tech. | Large Commercial | Offices | % of Load | 1 | 2043 | 0.00014392
ENS | High | Dynamic Pricing | Dynamic Pricing with enabling tech. | Large Commercial | Services | % of Load | 1 | 2043 | 0.00087091
ENS | High | Dynamic Pricing | Dynamic Pricing w/o enabling tech. | Large Commercial | Offices | % of Load | 1 | 2043 | 6.9162e-05
ENS | High | Dynamic Pricing | Dynamic Pricing w/o enabling tech. | Large Commercial | Services | % of Load | 1 | 2043 | 0.00041852
ENS | High | Dynamic Pricing | Dynamic Pricing with enabling tech. | Small Industrial | Manufacturing | % of Load | 1 | 2043 | 0.00016467
ENS | High | Dynamic Pricing | Dynamic Pricing with enabling tech. | Small Industrial | Miscellaneous | % of Load | 1 | 2043 | 0.00031374
ENS | High | Dynamic Pricing | Dynamic Pricing with enabling tech. | Small Industrial | Offices | % of Load | 1 | 2043 | 1.9453e-05
ENS | High | Dynamic Pricing | Dynamic Pricing with enabling tech. | Small Industrial | Retail Trade | % of Load | 1 | 2043 | 5.3919e-05
ENS | High | Dynamic Pricing | Dynamic Pricing with enabling tech. | Small Industrial | Services | % of Load | 1 | 2043 | 6.7216e-05
ENS | High | Dynamic Pricing | Dynamic Pricing w/o enabling tech. | Small Industrial | Manufacturing | % of Load | 1 | 2043 | 9.8668e-06
ENS | High | Dynamic Pricing | Dynamic Pricing w/o enabling tech. | Small Industrial | Miscellaneous | % of Load | 1 | 2043 | 1.8799e-05
ENS | High | Dynamic Pricing | Dynamic Pricing w/o enabling tech. | Small Industrial | Offices | % of Load | 1 | 2043 | 1.1656e-06
ENS | High | Dynamic Pricing | Dynamic Pricing w/o enabling tech. | Small Industrial | Retail Trade | % of Load | 1 | 2043 | 3.2307e-06
ENS | High | Dynamic Pricing | Dynamic Pricing w/o enabling tech. | Small Industrial | Services | % of Load | 1 | 2043 | 4.0275e-06
ENS | High | Dynamic Pricing | Dynamic Pricing with enabling tech. | Large Industrial | Manufacturing | % of Load | 1 | 2043 | 0.00095428
ENS | High | Dynamic Pricing | Dynamic Pricing with enabling tech. | Large Industrial | Miscellaneous | % of Load | 1 | 2043 | 0.00057984
ENS | High | Dynamic Pricing | Dynamic Pricing with enabling tech. | Large Industrial | Offices | % of Load | 1 | 2043 | 5.5742e-05
ENS | High | Dynamic Pricing | Dynamic Pricing with enabling tech. | Large Industrial | Retail Trade | % of Load | 1 | 2043 | 0.00023546
ENS | High | Dynamic Pricing | Dynamic Pricing with enabling tech. | Large Industrial | Services | % of Load | 1 | 2043 | 0.00011646
ENS | High | Dynamic Pricing | Dynamic Pricing w/o enabling tech. | Large Industrial | Manufacturing | % of Load | 1 | 2043 | 0.00045858
ENS | High | Dynamic Pricing | Dynamic Pricing w/o enabling tech. | Large Industrial | Miscellaneous | % of Load | 1 | 2043 | 0.00027864
ENS | High | Dynamic Pricing | Dynamic Pricing w/o enabling tech. | Large Industrial | Offices | % of Load | 1 | 2043 | 2.6787e-05
ENS | High | Dynamic Pricing | Dynamic Pricing w/o enabling tech. | Large Industrial | Retail Trade | % of Load | 1 | 2043 | 0.00011315
ENS | High | Dynamic Pricing | Dynamic Pricing w/o enabling tech. | Large Industrial | Services | % of Load | 1 | 2043 | 5.5965e-05
ENS | High | Dynamic Pricing | Dynamic Pricing with enabling tech. | Interruptible Rider | Manufacturing | % of Load | 1 | 2043 | 0.00029678
ENS | High | Dynamic Pricing | Dynamic Pricing with enabling tech. | Interruptible Rider | Miscellaneous | % of Load | 1 | 2043 | 0.00093477
ENS | High | Dynamic Pricing | Dynamic Pricing with enabling tech. | Interruptible Rider | Retail Trade | % of Load | 1 | 2043 | 5.4715e-05
ENS | High | Dynamic Pricing | Dynamic Pricing w/o enabling tech. | Interruptible Rider | Manufacturing | % of Load | 1 | 2043 | 0.00014262
ENS | High | Dynamic Pricing | Dynamic Pricing w/o enabling tech. | Interruptible Rider | Miscellaneous | % of Load | 1 | 2043 | 0.0004492
ENS | High | Dynamic Pricing | Dynamic Pricing w/o enabling tech. | Interruptible Rider | Retail Trade | % of Load | 1 | 2043 | 2.6293e-05
ENS | High | Dynamic Pricing | Dynamic Pricing with enabling tech. | Residential | Residential Market Rate | % of Load | 1 | 2043 | 0.031163
ENS | High | Dynamic Pricing | Dynamic Pricing w/o enabling tech. | Residential | Residential Market Rate | % of Load | 1 | 2043 | 0.021065
ENS | High | BTM Battery Control | BTM Battery Control | Small Commercial | Manufacturing | % of Load | 0 | 2043 | 1.3159e-05
ENS | High | BTM Battery Control | BTM Battery Control | Small Commercial | Miscellaneous | % of Load | 0 | 2043 | 9.8213e-05
ENS | High | BTM Battery Control | BTM Battery Control | Small Commercial | Offices | % of Load | 0 | 2043 | 3.3645e-05
ENS | High | BTM Battery Control | BTM Battery Control | Small Commercial | Retail Trade | % of Load | 0 | 2043 | 5.8719e-05
ENS | High | BTM Battery Control | BTM Battery Control | Small Commercial | Services | % of Load | 0 | 2043 | 0.00012782
ENS | High | BTM Battery Control | BTM Battery Control | Large Commercial | Offices | % of Load | 0 | 2043 | 1.2395e-05
ENS | High | BTM Battery Control | BTM Battery Control | Large Commercial | Services | % of Load | 0 | 2043 | 6.6106e-05
ENS | High | BTM Battery Control | BTM Battery Control | Small Industrial | Manufacturing | % of Load | 0 | 2043 | 3.2127e-07
ENS | High | BTM Battery Control | BTM Battery Control | Small Industrial | Miscellaneous | % of Load | 0 | 2043 | 2.0919e-06
ENS | High | BTM Battery Control | BTM Battery Control | Small Industrial | Offices | % of Load | 0 | 2043 | 8.2508e-07
ENS | High | BTM Battery Control | BTM Battery Control | Small Industrial | Retail Trade | % of Load | 0 | 2043 | 1.4421e-06
ENS | High | BTM Battery Control | BTM Battery Control | Small Industrial | Services | % of Load | 0 | 2043 | 3.136e-06
ENS | High | BTM Battery Control | BTM Battery Control | Large Industrial | Manufacturing | % of Load | 0 | 2043 | 8.1149e-06
ENS | High | BTM Battery Control | BTM Battery Control | Large Industrial | Miscellaneous | % of Load | 0 | 2043 | 3.7623e-05
ENS | High | BTM Battery Control | BTM Battery Control | Large Industrial | Offices | % of Load | 0 | 2043 | 4.4263e-06
ENS | High | BTM Battery Control | BTM Battery Control | Large Industrial | Retail Trade | % of Load | 0 | 2043 | 2.2131e-05
ENS | High | BTM Battery Control | BTM Battery Control | Large Industrial | Services | % of Load | 0 | 2043 | 4.7951e-05
ENS | High | BTM Battery Control | BTM Battery Control | Interruptible Rider | Manufacturing | % of Load | 0 | 2043 | 1.0847e-05
ENS | High | BTM Battery Control | BTM Battery Control | Interruptible Rider | Miscellaneous | % of Load | 0 | 2043 | 2.8926e-05
ENS | High | BTM Battery Control | BTM Battery Control | Interruptible Rider | Retail Trade | % of Load | 0 | 2043 | 4.3388e-05
ENS | High | BTM Battery Control | BTM Battery Control | Residential | Residential LI | % of Load | 0 | 2043 | 0.0012344
ENS | High | BTM Battery Control | BTM Battery Control | Residential | Residential Market Rate | % of Load | 0 | 2043 | 0.0006916
ENS | High | EV Charging Control | EV Charging Control | EV | EV | % of Load | 0 | 2043 | 0.0040823
ENS | High | Behavioral DR | Behavioral DR | Residential | Residential LI | % of Load | 1 | 2043 | 0.0003152
ENS | High | Behavioral DR | Behavioral DR | Residential | Residential Market Rate | % of Load | 1 | 2043 | 0.0028237
ENS | High | DLC | DLC-Switch-Water Heating | Small Commercial | Miscellaneous | % of Load | 0 | 2044 | 1.1701e-05
ENS | High | DLC | DLC-Switch-Water Heating | Small Commercial | Offices | % of Load | 0 | 2044 | 6.7068e-06
ENS | High | DLC | DLC-Switch-Water Heating | Small Commercial | Retail Trade | % of Load | 0 | 2044 | 3.8701e-05
ENS | High | DLC | DLC-Switch-Water Heating | Small Commercial | Services | % of Load | 0 | 2044 | 4.6413e-05
ENS | High | DLC | DLC-Thermostat-HVAC | Small Commercial | Miscellaneous | % of Load | 0 | 2044 | 6.0445e-05
ENS | High | DLC | DLC-Thermostat-HVAC | Small Commercial | Offices | % of Load | 0 | 2044 | 9.6751e-05
ENS | High | DLC | DLC-Thermostat-HVAC | Small Commercial | Retail Trade | % of Load | 0 | 2044 | 6.411e-05
ENS | High | DLC | DLC-Thermostat-HVAC | Small Commercial | Services | % of Load | 0 | 2044 | 7.7197e-05
ENS | High | DLC | DLC-Switch-Water Heating | Small Industrial | Miscellaneous | % of Load | 0 | 2044 | 3.1354e-06
ENS | High | DLC | DLC-Switch-Water Heating | Small Industrial | Offices | % of Load | 0 | 2044 | 1.2078e-07
ENS | High | DLC | DLC-Switch-Water Heating | Small Industrial | Retail Trade | % of Load | 0 | 2044 | 8.6716e-07
ENS | High | DLC | DLC-Switch-Water Heating | Small Industrial | Services | % of Load | 0 | 2044 | 1.081e-06
ENS | High | DLC | DLC-Thermostat-HVAC | Small Industrial | Miscellaneous | % of Load | 0 | 2044 | 2.0363e-05
ENS | High | DLC | DLC-Thermostat-HVAC | Small Industrial | Offices | % of Load | 0 | 2044 | 1.9461e-06
ENS | High | DLC | DLC-Thermostat-HVAC | Small Industrial | Retail Trade | % of Load | 0 | 2044 | 1.9688e-06
ENS | High | DLC | DLC-Thermostat-HVAC | Small Industrial | Services | % of Load | 0 | 2044 | 2.4544e-06
ENS | High | DLC | DLC-Switch-Water Heating | Residential | Residential LI | % of Load | 0 | 2044 | 0.0038844
ENS | High | DLC | DLC-Switch-Water Heating | Residential | Residential Market Rate | % of Load | 0 | 2044 | 0.0017009
ENS | High | DLC | DLC-Thermostat-Heat Pump | Residential | Residential LI | % of Load | 0 | 2044 | 0.001768
ENS | High | DLC | DLC-Thermostat-Heat Pump | Residential | Residential Market Rate | % of Load | 0 | 2044 | 0.0015996
ENS | High | DLC | DLC-Thermostat-Electric Furnace | Residential | Residential LI | % of Load | 0 | 2044 | 0.0028714
ENS | High | DLC | DLC-Thermostat-Electric Furnace | Residential | Residential Market Rate | % of Load | 0 | 2044 | 5.1575e-05
ENS | High | C&I Curtailment | C&I Curtailment- Manual HVAC Control | Large Commercial | Offices | % of Load | 0 | 2044 | 1.2822e-05
ENS | High | C&I Curtailment | C&I Curtailment- Manual HVAC Control | Large Commercial | Services | % of Load | 0 | 2044 | 1.7857e-05
ENS | High | C&I Curtailment | C&I Curtailment- Auto-DR HVAC Control | Large Commercial | Offices | % of Load | 0 | 2044 | 8.3715e-05
ENS | High | C&I Curtailment | C&I Curtailment- Auto-DR HVAC Control | Large Commercial | Services | % of Load | 0 | 2044 | 0.00011658
ENS | High | C&I Curtailment | C&I Curtailment- Standard Lighting Control | Large Commercial | Offices | % of Load | 0 | 2044 | 2.2704e-06
ENS | High | C&I Curtailment | C&I Curtailment- Standard Lighting Control | Large Commercial | Services | % of Load | 0 | 2044 | 2.1146e-05
ENS | High | C&I Curtailment | C&I Curtailment- Advanced Lighting Control | Large Commercial | Offices | % of Load | 0 | 2044 | 1.1352e-06
ENS | High | C&I Curtailment | C&I Curtailment- Advanced Lighting Control | Large Commercial | Services | % of Load | 0 | 2044 | 1.0573e-05
ENS | High | C&I Curtailment | C&I Curtailment- Water Heating Control | Large Commercial | Offices | % of Load | 0 | 2044 | 8.0771e-07
ENS | High | C&I Curtailment | C&I Curtailment- Water Heating Control | Large Commercial | Services | % of Load | 0 | 2044 | 8.8931e-06
ENS | High | C&I Curtailment | C&I Curtailment- Other | Large Commercial | Offices | % of Load | 0 | 2044 | 1.1144e-05
ENS | High | C&I Curtailment | C&I Curtailment- Other | Large Commercial | Services | % of Load | 0 | 2044 | 7.9379e-05
ENS | High | C&I Curtailment | C&I Curtailment- Manual HVAC Control | Large Industrial | Miscellaneous | % of Load | 0 | 2044 | 6.4519e-06
ENS | High | C&I Curtailment | C&I Curtailment- Manual HVAC Control | Large Industrial | Offices | % of Load | 0 | 2044 | 4.4534e-06
ENS | High | C&I Curtailment | C&I Curtailment- Manual HVAC Control | Large Industrial | Retail Trade | % of Load | 0 | 2044 | 7.7314e-06
ENS | High | C&I Curtailment | C&I Curtailment- Manual HVAC Control | Large Industrial | Services | % of Load | 0 | 2044 | 2.2944e-06
ENS | High | C&I Curtailment | C&I Curtailment- Auto-DR HVAC Control | Large Industrial | Miscellaneous | % of Load | 0 | 2044 | 4.2123e-05
ENS | High | C&I Curtailment | C&I Curtailment- Auto-DR HVAC Control | Large Industrial | Offices | % of Load | 0 | 2044 | 2.9075e-05
ENS | High | C&I Curtailment | C&I Curtailment- Auto-DR HVAC Control | Large Industrial | Retail Trade | % of Load | 0 | 2044 | 5.0477e-05
ENS | High | C&I Curtailment | C&I Curtailment- Auto-DR HVAC Control | Large Industrial | Services | % of Load | 0 | 2044 | 1.4979e-05
ENS | High | C&I Curtailment | C&I Curtailment- Standard Lighting Control | Large Industrial | Miscellaneous | % of Load | 0 | 2044 | 8.1668e-06
ENS | High | C&I Curtailment | C&I Curtailment- Standard Lighting Control | Large Industrial | Offices | % of Load | 0 | 2044 | 1.4729e-06
ENS | High | C&I Curtailment | C&I Curtailment- Standard Lighting Control | Large Industrial | Retail Trade | % of Load | 0 | 2044 | 9.1555e-06
ENS | High | C&I Curtailment | C&I Curtailment- Standard Lighting Control | Large Industrial | Services | % of Load | 0 | 2044 | 2.717e-06
ENS | High | C&I Curtailment | C&I Curtailment- Advanced Lighting Control | Large Industrial | Miscellaneous | % of Load | 0 | 2044 | 4.0834e-06
ENS | High | C&I Curtailment | C&I Curtailment- Advanced Lighting Control | Large Industrial | Offices | % of Load | 0 | 2044 | 7.3644e-07
ENS | High | C&I Curtailment | C&I Curtailment- Advanced Lighting Control | Large Industrial | Retail Trade | % of Load | 0 | 2044 | 4.5777e-06
ENS | High | C&I Curtailment | C&I Curtailment- Advanced Lighting Control | Large Industrial | Services | % of Load | 0 | 2044 | 1.3585e-06
ENS | High | C&I Curtailment | C&I Curtailment- Water Heating Control | Large Industrial | Miscellaneous | % of Load | 0 | 2044 | 6.739e-07
ENS | High | C&I Curtailment | C&I Curtailment- Water Heating Control | Large Industrial | Offices | % of Load | 0 | 2044 | 2.2159e-07
ENS | High | C&I Curtailment | C&I Curtailment- Water Heating Control | Large Industrial | Retail Trade | % of Load | 0 | 2044 | 3.8504e-06
ENS | High | C&I Curtailment | C&I Curtailment- Water Heating Control | Large Industrial | Services | % of Load | 0 | 2044 | 1.1427e-06
ENS | High | C&I Curtailment | C&I Curtailment- Other | Large Industrial | Miscellaneous | % of Load | 0 | 2044 | 1.3982e-05
ENS | High | C&I Curtailment | C&I Curtailment- Other | Large Industrial | Offices | % of Load | 0 | 2044 | 4.2926e-06
ENS | High | C&I Curtailment | C&I Curtailment- Other | Large Industrial | Retail Trade | % of Load | 0 | 2044 | 3.4369e-05
ENS | High | C&I Curtailment | C&I Curtailment- Other | Large Industrial | Services | % of Load | 0 | 2044 | 1.0199e-05
ENS | High | C&I Curtailment | C&I Curtailment- Industrial | Large Industrial | Manufacturing | % of Load | 0 | 2044 | 0.00034981
ENS | High | C&I Curtailment | C&I Curtailment- Manual HVAC Control | Interruptible Rider | Miscellaneous | % of Load | 0 | 2044 | 0.00017299
ENS | High | C&I Curtailment | C&I Curtailment- Manual HVAC Control | Interruptible Rider | Retail Trade | % of Load | 0 | 2044 | 3.9579e-06
ENS | High | C&I Curtailment | C&I Curtailment- Auto-DR HVAC Control | Interruptible Rider | Miscellaneous | % of Load | 0 | 2044 | 0.0011294
ENS | High | C&I Curtailment | C&I Curtailment- Auto-DR HVAC Control | Interruptible Rider | Retail Trade | % of Load | 0 | 2044 | 2.5841e-05
ENS | High | C&I Curtailment | C&I Curtailment- Standard Lighting Control | Interruptible Rider | Miscellaneous | % of Load | 0 | 2044 | 7.5677e-05
ENS | High | C&I Curtailment | C&I Curtailment- Standard Lighting Control | Interruptible Rider | Retail Trade | % of Load | 0 | 2044 | 6.1254e-06
ENS | High | C&I Curtailment | C&I Curtailment- Advanced Lighting Control | Interruptible Rider | Miscellaneous | % of Load | 0 | 2044 | 3.7839e-05
ENS | High | C&I Curtailment | C&I Curtailment- Advanced Lighting Control | Interruptible Rider | Retail Trade | % of Load | 0 | 2044 | 3.0627e-06
ENS | High | C&I Curtailment | C&I Curtailment- Water Heating Control | Interruptible Rider | Miscellaneous | % of Load | 0 | 2044 | 1.0262e-05
ENS | High | C&I Curtailment | C&I Curtailment- Water Heating Control | Interruptible Rider | Retail Trade | % of Load | 0 | 2044 | 1.4099e-06
ENS | High | C&I Curtailment | C&I Curtailment- Other | Interruptible Rider | Miscellaneous | % of Load | 0 | 2044 | 0.00018224
ENS | High | C&I Curtailment | C&I Curtailment- Other | Interruptible Rider | Retail Trade | % of Load | 0 | 2044 | 1.5076e-05
ENS | High | C&I Curtailment | C&I Curtailment- Industrial | Interruptible Rider | Manufacturing | % of Load | 0 | 2044 | 0.00021554
ENS | High | Dynamic Pricing | Dynamic Pricing with enabling tech. | Small Commercial | Manufacturing | % of Load | 1 | 2044 | 7.3541e-05
ENS | High | Dynamic Pricing | Dynamic Pricing with enabling tech. | Small Commercial | Miscellaneous | % of Load | 1 | 2044 | 0.0010743
ENS | High | Dynamic Pricing | Dynamic Pricing with enabling tech. | Small Commercial | Offices | % of Load | 1 | 2044 | 0.0008478
ENS | High | Dynamic Pricing | Dynamic Pricing with enabling tech. | Small Commercial | Retail Trade | % of Load | 1 | 2044 | 0.0017454
ENS | High | Dynamic Pricing | Dynamic Pricing with enabling tech. | Small Commercial | Services | % of Load | 1 | 2044 | 0.0020988
ENS | High | Dynamic Pricing | Dynamic Pricing w/o enabling tech. | Small Commercial | Manufacturing | % of Load | 1 | 2044 | 4.4065e-06
ENS | High | Dynamic Pricing | Dynamic Pricing w/o enabling tech. | Small Commercial | Miscellaneous | % of Load | 1 | 2044 | 6.4368e-05
ENS | High | Dynamic Pricing | Dynamic Pricing w/o enabling tech. | Small Commercial | Offices | % of Load | 1 | 2044 | 5.0799e-05
ENS | High | Dynamic Pricing | Dynamic Pricing w/o enabling tech. | Small Commercial | Retail Trade | % of Load | 1 | 2044 | 0.00010458
ENS | High | Dynamic Pricing | Dynamic Pricing w/o enabling tech. | Small Commercial | Services | % of Load | 1 | 2044 | 0.00012576
ENS | High | Dynamic Pricing | Dynamic Pricing with enabling tech. | Large Commercial | Offices | % of Load | 1 | 2044 | 0.00014125
ENS | High | Dynamic Pricing | Dynamic Pricing with enabling tech. | Large Commercial | Services | % of Load | 1 | 2044 | 0.00085367
ENS | High | Dynamic Pricing | Dynamic Pricing w/o enabling tech. | Large Commercial | Offices | % of Load | 1 | 2044 | 6.7879e-05
ENS | High | Dynamic Pricing | Dynamic Pricing w/o enabling tech. | Large Commercial | Services | % of Load | 1 | 2044 | 0.00041023
ENS | High | Dynamic Pricing | Dynamic Pricing with enabling tech. | Small Industrial | Manufacturing | % of Load | 1 | 2044 | 0.00016077
ENS | High | Dynamic Pricing | Dynamic Pricing with enabling tech. | Small Industrial | Miscellaneous | % of Load | 1 | 2044 | 0.00031296
ENS | High | Dynamic Pricing | Dynamic Pricing with enabling tech. | Small Industrial | Offices | % of Load | 1 | 2044 | 1.9449e-05
ENS | High | Dynamic Pricing | Dynamic Pricing with enabling tech. | Small Industrial | Retail Trade | % of Load | 1 | 2044 | 5.3894e-05
ENS | High | Dynamic Pricing | Dynamic Pricing with enabling tech. | Small Industrial | Services | % of Load | 1 | 2044 | 6.7185e-05
ENS | High | Dynamic Pricing | Dynamic Pricing w/o enabling tech. | Small Industrial | Manufacturing | % of Load | 1 | 2044 | 9.633e-06
ENS | High | Dynamic Pricing | Dynamic Pricing w/o enabling tech. | Small Industrial | Miscellaneous | % of Load | 1 | 2044 | 1.8752e-05
ENS | High | Dynamic Pricing | Dynamic Pricing w/o enabling tech. | Small Industrial | Offices | % of Load | 1 | 2044 | 1.1654e-06
ENS | High | Dynamic Pricing | Dynamic Pricing w/o enabling tech. | Small Industrial | Retail Trade | % of Load | 1 | 2044 | 3.2292e-06
ENS | High | Dynamic Pricing | Dynamic Pricing w/o enabling tech. | Small Industrial | Services | % of Load | 1 | 2044 | 4.0256e-06
ENS | High | Dynamic Pricing | Dynamic Pricing with enabling tech. | Large Industrial | Manufacturing | % of Load | 1 | 2044 | 0.00093842
ENS | High | Dynamic Pricing | Dynamic Pricing with enabling tech. | Large Industrial | Miscellaneous | % of Load | 1 | 2044 | 0.00058279
ENS | High | Dynamic Pricing | Dynamic Pricing with enabling tech. | Large Industrial | Offices | % of Load | 1 | 2044 | 5.6369e-05
ENS | High | Dynamic Pricing | Dynamic Pricing with enabling tech. | Large Industrial | Retail Trade | % of Load | 1 | 2044 | 0.00023648
ENS | High | Dynamic Pricing | Dynamic Pricing with enabling tech. | Large Industrial | Services | % of Load | 1 | 2044 | 0.00011696
ENS | High | Dynamic Pricing | Dynamic Pricing w/o enabling tech. | Large Industrial | Manufacturing | % of Load | 1 | 2044 | 0.00045096
ENS | High | Dynamic Pricing | Dynamic Pricing w/o enabling tech. | Large Industrial | Miscellaneous | % of Load | 1 | 2044 | 0.00028006
ENS | High | Dynamic Pricing | Dynamic Pricing w/o enabling tech. | Large Industrial | Offices | % of Load | 1 | 2044 | 2.7088e-05
ENS | High | Dynamic Pricing | Dynamic Pricing w/o enabling tech. | Large Industrial | Retail Trade | % of Load | 1 | 2044 | 0.00011364
ENS | High | Dynamic Pricing | Dynamic Pricing w/o enabling tech. | Large Industrial | Services | % of Load | 1 | 2044 | 5.6207e-05
ENS | High | Dynamic Pricing | Dynamic Pricing with enabling tech. | Interruptible Rider | Manufacturing | % of Load | 1 | 2044 | 0.00028768
ENS | High | Dynamic Pricing | Dynamic Pricing with enabling tech. | Interruptible Rider | Miscellaneous | % of Load | 1 | 2044 | 0.00092777
ENS | High | Dynamic Pricing | Dynamic Pricing with enabling tech. | Interruptible Rider | Retail Trade | % of Load | 1 | 2044 | 5.4299e-05
ENS | High | Dynamic Pricing | Dynamic Pricing w/o enabling tech. | Interruptible Rider | Manufacturing | % of Load | 1 | 2044 | 0.00013824
ENS | High | Dynamic Pricing | Dynamic Pricing w/o enabling tech. | Interruptible Rider | Miscellaneous | % of Load | 1 | 2044 | 0.00044584
ENS | High | Dynamic Pricing | Dynamic Pricing w/o enabling tech. | Interruptible Rider | Retail Trade | % of Load | 1 | 2044 | 2.6093e-05
ENS | High | Dynamic Pricing | Dynamic Pricing with enabling tech. | Residential | Residential Market Rate | % of Load | 1 | 2044 | 0.031326
ENS | High | Dynamic Pricing | Dynamic Pricing w/o enabling tech. | Residential | Residential Market Rate | % of Load | 1 | 2044 | 0.021175
ENS | High | BTM Battery Control | BTM Battery Control | Small Commercial | Manufacturing | % of Load | 0 | 2044 | 1.3148e-05
ENS | High | BTM Battery Control | BTM Battery Control | Small Commercial | Miscellaneous | % of Load | 0 | 2044 | 9.8186e-05
ENS | High | BTM Battery Control | BTM Battery Control | Small Commercial | Offices | % of Load | 0 | 2044 | 3.3609e-05
ENS | High | BTM Battery Control | BTM Battery Control | Small Commercial | Retail Trade | % of Load | 0 | 2044 | 5.8663e-05
ENS | High | BTM Battery Control | BTM Battery Control | Small Commercial | Services | % of Load | 0 | 2044 | 0.0001277
ENS | High | BTM Battery Control | BTM Battery Control | Large Commercial | Offices | % of Load | 0 | 2044 | 1.2385e-05
ENS | High | BTM Battery Control | BTM Battery Control | Large Commercial | Services | % of Load | 0 | 2044 | 6.6053e-05
ENS | High | BTM Battery Control | BTM Battery Control | Small Industrial | Manufacturing | % of Load | 0 | 2044 | 3.2101e-07
ENS | High | BTM Battery Control | BTM Battery Control | Small Industrial | Miscellaneous | % of Load | 0 | 2044 | 2.0902e-06
ENS | High | BTM Battery Control | BTM Battery Control | Small Industrial | Offices | % of Load | 0 | 2044 | 8.2442e-07
ENS | High | BTM Battery Control | BTM Battery Control | Small Industrial | Retail Trade | % of Load | 0 | 2044 | 1.4409e-06
ENS | High | BTM Battery Control | BTM Battery Control | Small Industrial | Services | % of Load | 0 | 2044 | 3.1335e-06
ENS | High | BTM Battery Control | BTM Battery Control | Large Industrial | Manufacturing | % of Load | 0 | 2044 | 8.1083e-06
ENS | High | BTM Battery Control | BTM Battery Control | Large Industrial | Miscellaneous | % of Load | 0 | 2044 | 3.7593e-05
ENS | High | BTM Battery Control | BTM Battery Control | Large Industrial | Offices | % of Load | 0 | 2044 | 4.4227e-06
ENS | High | BTM Battery Control | BTM Battery Control | Large Industrial | Retail Trade | % of Load | 0 | 2044 | 2.2114e-05
ENS | High | BTM Battery Control | BTM Battery Control | Large Industrial | Services | % of Load | 0 | 2044 | 4.7913e-05
ENS | High | BTM Battery Control | BTM Battery Control | Interruptible Rider | Manufacturing | % of Load | 0 | 2044 | 1.0838e-05
ENS | High | BTM Battery Control | BTM Battery Control | Interruptible Rider | Miscellaneous | % of Load | 0 | 2044 | 2.8902e-05
ENS | High | BTM Battery Control | BTM Battery Control | Interruptible Rider | Retail Trade | % of Load | 0 | 2044 | 4.3353e-05
ENS | High | BTM Battery Control | BTM Battery Control | Residential | Residential LI | % of Load | 0 | 2044 | 0.0012394
ENS | High | BTM Battery Control | BTM Battery Control | Residential | Residential Market Rate | % of Load | 0 | 2044 | 0.00069445
ENS | High | EV Charging Control | EV Charging Control | EV | EV | % of Load | 0 | 2044 | 0.0044233
ENS | High | Behavioral DR | Behavioral DR | Residential | Residential LI | % of Load | 1 | 2044 | 0.00031584
ENS | High | Behavioral DR | Behavioral DR | Residential | Residential Market Rate | % of Load | 1 | 2044 | 0.0028385
ENS | High | DLC | DLC-Switch-Water Heating | Small Commercial | Miscellaneous | % of Load | 0 | 2045 | 1.1591e-05
ENS | High | DLC | DLC-Switch-Water Heating | Small Commercial | Offices | % of Load | 0 | 2045 | 6.6147e-06
ENS | High | DLC | DLC-Switch-Water Heating | Small Commercial | Retail Trade | % of Load | 0 | 2045 | 3.8253e-05
ENS | High | DLC | DLC-Switch-Water Heating | Small Commercial | Services | % of Load | 0 | 2045 | 4.5869e-05
ENS | High | DLC | DLC-Thermostat-HVAC | Small Commercial | Miscellaneous | % of Load | 0 | 2045 | 5.9038e-05
ENS | High | DLC | DLC-Thermostat-HVAC | Small Commercial | Offices | % of Load | 0 | 2045 | 9.4967e-05
ENS | High | DLC | DLC-Thermostat-HVAC | Small Commercial | Retail Trade | % of Load | 0 | 2045 | 6.1595e-05
ENS | High | DLC | DLC-Thermostat-HVAC | Small Commercial | Services | % of Load | 0 | 2045 | 7.4169e-05
ENS | High | DLC | DLC-Switch-Water Heating | Small Industrial | Miscellaneous | % of Load | 0 | 2045 | 3.1466e-06
ENS | High | DLC | DLC-Switch-Water Heating | Small Industrial | Offices | % of Load | 0 | 2045 | 1.2088e-07
ENS | High | DLC | DLC-Switch-Water Heating | Small Industrial | Retail Trade | % of Load | 0 | 2045 | 8.7063e-07
ENS | High | DLC | DLC-Switch-Water Heating | Small Industrial | Services | % of Load | 0 | 2045 | 1.0853e-06
ENS | High | DLC | DLC-Thermostat-HVAC | Small Industrial | Miscellaneous | % of Load | 0 | 2045 | 2.0293e-05
ENS | High | DLC | DLC-Thermostat-HVAC | Small Industrial | Offices | % of Load | 0 | 2045 | 1.9464e-06
ENS | High | DLC | DLC-Thermostat-HVAC | Small Industrial | Retail Trade | % of Load | 0 | 2045 | 1.9504e-06
ENS | High | DLC | DLC-Thermostat-HVAC | Small Industrial | Services | % of Load | 0 | 2045 | 2.4314e-06
ENS | High | DLC | DLC-Switch-Water Heating | Residential | Residential LI | % of Load | 0 | 2045 | 0.0039089
ENS | High | DLC | DLC-Switch-Water Heating | Residential | Residential Market Rate | % of Load | 0 | 2045 | 0.0017118
ENS | High | DLC | DLC-Thermostat-Heat Pump | Residential | Residential LI | % of Load | 0 | 2045 | 0.0017849
ENS | High | DLC | DLC-Thermostat-Heat Pump | Residential | Residential Market Rate | % of Load | 0 | 2045 | 0.0016096
ENS | High | DLC | DLC-Thermostat-Electric Furnace | Residential | Residential LI | % of Load | 0 | 2045 | 0.0028685
ENS | High | DLC | DLC-Thermostat-Electric Furnace | Residential | Residential Market Rate | % of Load | 0 | 2045 | 4.6973e-05
ENS | High | C&I Curtailment | C&I Curtailment- Manual HVAC Control | Large Commercial | Offices | % of Load | 0 | 2045 | 1.2622e-05
ENS | High | C&I Curtailment | C&I Curtailment- Manual HVAC Control | Large Commercial | Services | % of Load | 0 | 2045 | 1.7217e-05
ENS | High | C&I Curtailment | C&I Curtailment- Auto-DR HVAC Control | Large Commercial | Offices | % of Load | 0 | 2045 | 8.2406e-05
ENS | High | C&I Curtailment | C&I Curtailment- Auto-DR HVAC Control | Large Commercial | Services | % of Load | 0 | 2045 | 0.00011241
ENS | High | C&I Curtailment | C&I Curtailment- Standard Lighting Control | Large Commercial | Offices | % of Load | 0 | 2045 | 2.0789e-06
ENS | High | C&I Curtailment | C&I Curtailment- Standard Lighting Control | Large Commercial | Services | % of Load | 0 | 2045 | 2.0052e-05
ENS | High | C&I Curtailment | C&I Curtailment- Advanced Lighting Control | Large Commercial | Offices | % of Load | 0 | 2045 | 1.0394e-06
ENS | High | C&I Curtailment | C&I Curtailment- Advanced Lighting Control | Large Commercial | Services | % of Load | 0 | 2045 | 1.0026e-05
ENS | High | C&I Curtailment | C&I Curtailment- Water Heating Control | Large Commercial | Offices | % of Load | 0 | 2045 | 8.0209e-07
ENS | High | C&I Curtailment | C&I Curtailment- Water Heating Control | Large Commercial | Services | % of Load | 0 | 2045 | 8.8283e-06
ENS | High | C&I Curtailment | C&I Curtailment- Other | Large Commercial | Offices | % of Load | 0 | 2045 | 1.0947e-05
ENS | High | C&I Curtailment | C&I Curtailment- Other | Large Commercial | Services | % of Load | 0 | 2045 | 7.8211e-05
ENS | High | C&I Curtailment | C&I Curtailment- Manual HVAC Control | Large Industrial | Miscellaneous | % of Load | 0 | 2045 | 6.4717e-06
ENS | High | C&I Curtailment | C&I Curtailment- Manual HVAC Control | Large Industrial | Offices | % of Load | 0 | 2045 | 4.5027e-06
ENS | High | C&I Curtailment | C&I Curtailment- Manual HVAC Control | Large Industrial | Retail Trade | % of Load | 0 | 2045 | 7.6379e-06
ENS | High | C&I Curtailment | C&I Curtailment- Manual HVAC Control | Large Industrial | Services | % of Load | 0 | 2045 | 2.2666e-06
ENS | High | C&I Curtailment | C&I Curtailment- Auto-DR HVAC Control | Large Industrial | Miscellaneous | % of Load | 0 | 2045 | 4.2253e-05
ENS | High | C&I Curtailment | C&I Curtailment- Auto-DR HVAC Control | Large Industrial | Offices | % of Load | 0 | 2045 | 2.9397e-05
ENS | High | C&I Curtailment | C&I Curtailment- Auto-DR HVAC Control | Large Industrial | Retail Trade | % of Load | 0 | 2045 | 4.9866e-05
ENS | High | C&I Curtailment | C&I Curtailment- Auto-DR HVAC Control | Large Industrial | Services | % of Load | 0 | 2045 | 1.4798e-05
ENS | High | C&I Curtailment | C&I Curtailment- Standard Lighting Control | Large Industrial | Miscellaneous | % of Load | 0 | 2045 | 8.1156e-06
ENS | High | C&I Curtailment | C&I Curtailment- Standard Lighting Control | Large Industrial | Offices | % of Load | 0 | 2045 | 1.4451e-06
ENS | High | C&I Curtailment | C&I Curtailment- Standard Lighting Control | Large Industrial | Retail Trade | % of Load | 0 | 2045 | 8.8956e-06
ENS | High | C&I Curtailment | C&I Curtailment- Standard Lighting Control | Large Industrial | Services | % of Load | 0 | 2045 | 2.6399e-06
ENS | High | C&I Curtailment | C&I Curtailment- Advanced Lighting Control | Large Industrial | Miscellaneous | % of Load | 0 | 2045 | 4.0578e-06
ENS | High | C&I Curtailment | C&I Curtailment- Advanced Lighting Control | Large Industrial | Offices | % of Load | 0 | 2045 | 7.2256e-07
ENS | High | C&I Curtailment | C&I Curtailment- Advanced Lighting Control | Large Industrial | Retail Trade | % of Load | 0 | 2045 | 4.4478e-06
ENS | High | C&I Curtailment | C&I Curtailment- Advanced Lighting Control | Large Industrial | Services | % of Load | 0 | 2045 | 1.3199e-06
ENS | High | C&I Curtailment | C&I Curtailment- Water Heating Control | Large Industrial | Miscellaneous | % of Load | 0 | 2045 | 6.7957e-07
ENS | High | C&I Curtailment | C&I Curtailment- Water Heating Control | Large Industrial | Offices | % of Load | 0 | 2045 | 2.2407e-07
ENS | High | C&I Curtailment | C&I Curtailment- Water Heating Control | Large Industrial | Retail Trade | % of Load | 0 | 2045 | 3.9165e-06
ENS | High | C&I Curtailment | C&I Curtailment- Water Heating Control | Large Industrial | Services | % of Load | 0 | 2045 | 1.1622e-06
ENS | High | C&I Curtailment | C&I Curtailment- Other | Large Industrial | Miscellaneous | % of Load | 0 | 2045 | 1.4097e-05
ENS | High | C&I Curtailment | C&I Curtailment- Other | Large Industrial | Offices | % of Load | 0 | 2045 | 4.3538e-06
ENS | High | C&I Curtailment | C&I Curtailment- Other | Large Industrial | Retail Trade | % of Load | 0 | 2045 | 3.4696e-05
ENS | High | C&I Curtailment | C&I Curtailment- Other | Large Industrial | Services | % of Load | 0 | 2045 | 1.0296e-05
ENS | High | C&I Curtailment | C&I Curtailment- Industrial | Large Industrial | Manufacturing | % of Load | 0 | 2045 | 0.00034407
ENS | High | C&I Curtailment | C&I Curtailment- Manual HVAC Control | Interruptible Rider | Miscellaneous | % of Load | 0 | 2045 | 0.0001718
ENS | High | C&I Curtailment | C&I Curtailment- Manual HVAC Control | Interruptible Rider | Retail Trade | % of Load | 0 | 2045 | 3.8929e-06
ENS | High | C&I Curtailment | C&I Curtailment- Auto-DR HVAC Control | Interruptible Rider | Miscellaneous | % of Load | 0 | 2045 | 0.0011216
ENS | High | C&I Curtailment | C&I Curtailment- Auto-DR HVAC Control | Interruptible Rider | Retail Trade | % of Load | 0 | 2045 | 2.5416e-05
ENS | High | C&I Curtailment | C&I Curtailment- Standard Lighting Control | Interruptible Rider | Miscellaneous | % of Load | 0 | 2045 | 7.3768e-05
ENS | High | C&I Curtailment | C&I Curtailment- Standard Lighting Control | Interruptible Rider | Retail Trade | % of Load | 0 | 2045 | 6.0093e-06
ENS | High | C&I Curtailment | C&I Curtailment- Advanced Lighting Control | Interruptible Rider | Miscellaneous | % of Load | 0 | 2045 | 3.6884e-05
ENS | High | C&I Curtailment | C&I Curtailment- Advanced Lighting Control | Interruptible Rider | Retail Trade | % of Load | 0 | 2045 | 3.0046e-06
ENS | High | C&I Curtailment | C&I Curtailment- Water Heating Control | Interruptible Rider | Miscellaneous | % of Load | 0 | 2045 | 1.0206e-05
ENS | High | C&I Curtailment | C&I Curtailment- Water Heating Control | Interruptible Rider | Retail Trade | % of Load | 0 | 2045 | 1.4054e-06
ENS | High | C&I Curtailment | C&I Curtailment- Other | Interruptible Rider | Miscellaneous | % of Load | 0 | 2045 | 0.00018118
ENS | High | C&I Curtailment | C&I Curtailment- Other | Interruptible Rider | Retail Trade | % of Load | 0 | 2045 | 1.5008e-05
ENS | High | C&I Curtailment | C&I Curtailment- Industrial | Interruptible Rider | Manufacturing | % of Load | 0 | 2045 | 0.00020895
ENS | High | Dynamic Pricing | Dynamic Pricing with enabling tech. | Small Commercial | Manufacturing | % of Load | 1 | 2045 | 7.0617e-05
ENS | High | Dynamic Pricing | Dynamic Pricing with enabling tech. | Small Commercial | Miscellaneous | % of Load | 1 | 2045 | 0.0010549
ENS | High | Dynamic Pricing | Dynamic Pricing with enabling tech. | Small Commercial | Offices | % of Load | 1 | 2045 | 0.00083108
ENS | High | Dynamic Pricing | Dynamic Pricing with enabling tech. | Small Commercial | Retail Trade | % of Load | 1 | 2045 | 0.001704
ENS | High | Dynamic Pricing | Dynamic Pricing with enabling tech. | Small Commercial | Services | % of Load | 1 | 2045 | 0.0020488
ENS | High | Dynamic Pricing | Dynamic Pricing w/o enabling tech. | Small Commercial | Manufacturing | % of Load | 1 | 2045 | 4.2313e-06
ENS | High | Dynamic Pricing | Dynamic Pricing w/o enabling tech. | Small Commercial | Miscellaneous | % of Load | 1 | 2045 | 6.3207e-05
ENS | High | Dynamic Pricing | Dynamic Pricing w/o enabling tech. | Small Commercial | Offices | % of Load | 1 | 2045 | 4.9797e-05
ENS | High | Dynamic Pricing | Dynamic Pricing w/o enabling tech. | Small Commercial | Retail Trade | % of Load | 1 | 2045 | 0.0001021
ENS | High | Dynamic Pricing | Dynamic Pricing w/o enabling tech. | Small Commercial | Services | % of Load | 1 | 2045 | 0.00012276
ENS | High | Dynamic Pricing | Dynamic Pricing with enabling tech. | Large Commercial | Offices | % of Load | 1 | 2045 | 0.00013863
ENS | High | Dynamic Pricing | Dynamic Pricing with enabling tech. | Large Commercial | Services | % of Load | 1 | 2045 | 0.00083676
ENS | High | Dynamic Pricing | Dynamic Pricing w/o enabling tech. | Large Commercial | Offices | % of Load | 1 | 2045 | 6.6619e-05
ENS | High | Dynamic Pricing | Dynamic Pricing w/o enabling tech. | Large Commercial | Services | % of Load | 1 | 2045 | 0.0004021
ENS | High | Dynamic Pricing | Dynamic Pricing with enabling tech. | Small Industrial | Manufacturing | % of Load | 1 | 2045 | 0.00015698
ENS | High | Dynamic Pricing | Dynamic Pricing with enabling tech. | Small Industrial | Miscellaneous | % of Load | 1 | 2045 | 0.00031231
ENS | High | Dynamic Pricing | Dynamic Pricing with enabling tech. | Small Industrial | Offices | % of Load | 1 | 2045 | 1.9444e-05
ENS | High | Dynamic Pricing | Dynamic Pricing with enabling tech. | Small Industrial | Retail Trade | % of Load | 1 | 2045 | 5.3869e-05
ENS | High | Dynamic Pricing | Dynamic Pricing with enabling tech. | Small Industrial | Services | % of Load | 1 | 2045 | 6.7153e-05
ENS | High | Dynamic Pricing | Dynamic Pricing w/o enabling tech. | Small Industrial | Manufacturing | % of Load | 1 | 2045 | 9.4057e-06
ENS | High | Dynamic Pricing | Dynamic Pricing w/o enabling tech. | Small Industrial | Miscellaneous | % of Load | 1 | 2045 | 1.8713e-05
ENS | High | Dynamic Pricing | Dynamic Pricing w/o enabling tech. | Small Industrial | Offices | % of Load | 1 | 2045 | 1.1651e-06
ENS | High | Dynamic Pricing | Dynamic Pricing w/o enabling tech. | Small Industrial | Retail Trade | % of Load | 1 | 2045 | 3.2277e-06
ENS | High | Dynamic Pricing | Dynamic Pricing w/o enabling tech. | Small Industrial | Services | % of Load | 1 | 2045 | 4.0237e-06
ENS | High | Dynamic Pricing | Dynamic Pricing with enabling tech. | Large Industrial | Manufacturing | % of Load | 1 | 2045 | 0.00092301
ENS | High | Dynamic Pricing | Dynamic Pricing with enabling tech. | Large Industrial | Miscellaneous | % of Load | 1 | 2045 | 0.00058596
ENS | High | Dynamic Pricing | Dynamic Pricing with enabling tech. | Large Industrial | Offices | % of Load | 1 | 2045 | 5.7002e-05
ENS | High | Dynamic Pricing | Dynamic Pricing with enabling tech. | Large Industrial | Retail Trade | % of Load | 1 | 2045 | 0.0002375
ENS | High | Dynamic Pricing | Dynamic Pricing with enabling tech. | Large Industrial | Services | % of Load | 1 | 2045 | 0.00011747
ENS | High | Dynamic Pricing | Dynamic Pricing w/o enabling tech. | Large Industrial | Manufacturing | % of Load | 1 | 2045 | 0.00044355
ENS | High | Dynamic Pricing | Dynamic Pricing w/o enabling tech. | Large Industrial | Miscellaneous | % of Load | 1 | 2045 | 0.00028158
ENS | High | Dynamic Pricing | Dynamic Pricing w/o enabling tech. | Large Industrial | Offices | % of Load | 1 | 2045 | 2.7392e-05
ENS | High | Dynamic Pricing | Dynamic Pricing w/o enabling tech. | Large Industrial | Retail Trade | % of Load | 1 | 2045 | 0.00011413
ENS | High | Dynamic Pricing | Dynamic Pricing w/o enabling tech. | Large Industrial | Services | % of Load | 1 | 2045 | 5.6449e-05
ENS | High | Dynamic Pricing | Dynamic Pricing with enabling tech. | Interruptible Rider | Manufacturing | % of Load | 1 | 2045 | 0.00027888
ENS | High | Dynamic Pricing | Dynamic Pricing with enabling tech. | Interruptible Rider | Miscellaneous | % of Load | 1 | 2045 | 0.00092085
ENS | High | Dynamic Pricing | Dynamic Pricing with enabling tech. | Interruptible Rider | Retail Trade | % of Load | 1 | 2045 | 5.3885e-05
ENS | High | Dynamic Pricing | Dynamic Pricing w/o enabling tech. | Interruptible Rider | Manufacturing | % of Load | 1 | 2045 | 0.00013402
ENS | High | Dynamic Pricing | Dynamic Pricing w/o enabling tech. | Interruptible Rider | Miscellaneous | % of Load | 1 | 2045 | 0.00044251
ENS | High | Dynamic Pricing | Dynamic Pricing w/o enabling tech. | Interruptible Rider | Retail Trade | % of Load | 1 | 2045 | 2.5894e-05
ENS | High | Dynamic Pricing | Dynamic Pricing with enabling tech. | Residential | Residential Market Rate | % of Load | 1 | 2045 | 0.031479
ENS | High | Dynamic Pricing | Dynamic Pricing w/o enabling tech. | Residential | Residential Market Rate | % of Load | 1 | 2045 | 0.021279
ENS | High | BTM Battery Control | BTM Battery Control | Small Commercial | Manufacturing | % of Load | 0 | 2045 | 1.3135e-05
ENS | High | BTM Battery Control | BTM Battery Control | Small Commercial | Miscellaneous | % of Load | 0 | 2045 | 9.8155e-05
ENS | High | BTM Battery Control | BTM Battery Control | Small Commercial | Offices | % of Load | 0 | 2045 | 3.3575e-05
ENS | High | BTM Battery Control | BTM Battery Control | Small Commercial | Retail Trade | % of Load | 0 | 2045 | 5.8603e-05
ENS | High | BTM Battery Control | BTM Battery Control | Small Commercial | Services | % of Load | 0 | 2045 | 0.00012757
ENS | High | BTM Battery Control | BTM Battery Control | Large Commercial | Offices | % of Load | 0 | 2045 | 1.2372e-05
ENS | High | BTM Battery Control | BTM Battery Control | Large Commercial | Services | % of Load | 0 | 2045 | 6.5986e-05
ENS | High | BTM Battery Control | BTM Battery Control | Small Industrial | Manufacturing | % of Load | 0 | 2045 | 3.2068e-07
ENS | High | BTM Battery Control | BTM Battery Control | Small Industrial | Miscellaneous | % of Load | 0 | 2045 | 2.0881e-06
ENS | High | BTM Battery Control | BTM Battery Control | Small Industrial | Offices | % of Load | 0 | 2045 | 8.2357e-07
ENS | High | BTM Battery Control | BTM Battery Control | Small Industrial | Retail Trade | % of Load | 0 | 2045 | 1.4358e-06
ENS | High | BTM Battery Control | BTM Battery Control | Small Industrial | Services | % of Load | 0 | 2045 | 3.1303e-06
ENS | High | BTM Battery Control | BTM Battery Control | Large Industrial | Manufacturing | % of Load | 0 | 2045 | 8.1e-06
ENS | High | BTM Battery Control | BTM Battery Control | Large Industrial | Miscellaneous | % of Load | 0 | 2045 | 3.7555e-05
ENS | High | BTM Battery Control | BTM Battery Control | Large Industrial | Offices | % of Load | 0 | 2045 | 4.4182e-06
ENS | High | BTM Battery Control | BTM Battery Control | Large Industrial | Retail Trade | % of Load | 0 | 2045 | 2.2091e-05
ENS | High | BTM Battery Control | BTM Battery Control | Large Industrial | Services | % of Load | 0 | 2045 | 4.7864e-05
ENS | High | BTM Battery Control | BTM Battery Control | Interruptible Rider | Manufacturing | % of Load | 0 | 2045 | 1.0827e-05
ENS | High | BTM Battery Control | BTM Battery Control | Interruptible Rider | Miscellaneous | % of Load | 0 | 2045 | 2.8873e-05
ENS | High | BTM Battery Control | BTM Battery Control | Interruptible Rider | Retail Trade | % of Load | 0 | 2045 | 4.3309e-05
ENS | High | BTM Battery Control | BTM Battery Control | Residential | Residential LI | % of Load | 0 | 2045 | 0.0012443
ENS | High | BTM Battery Control | BTM Battery Control | Residential | Residential Market Rate | % of Load | 0 | 2045 | 0.00069715
ENS | High | EV Charging Control | EV Charging Control | EV | EV | % of Load | 0 | 2045 | 0.0047679
ENS | High | Behavioral DR | Behavioral DR | Residential | Residential LI | % of Load | 1 | 2045 | 0.00031652
ENS | High | Behavioral DR | Behavioral DR | Residential | Residential Market Rate | % of Load | 1 | 2045 | 0.0028524

## BCA by SubOption
Utility | Cases | DR SubOption | DR Option | Customer Class | Cost Test | Benefit | Cost | B/C Ratio (DR Sub Option) | Cost-Effective (DR Option)
ENS | Base | DLC-Switch-Water Heating | DLC | Small Commercial | TRC | 796394.6166 | 782931.5293 | 1.2234 | 1
ENS | Base | DLC-Switch-Water Heating | DLC | Small Commercial | PAC | 796394.6166 | 1032788.5055 | 1.0598 | 1
ENS | Base | DLC-Switch-Water Heating | DLC | Small Commercial | PCT | 499713.9524 | 249856.9762 | 2 | 1
ENS | Base | DLC-Switch-Water Heating | DLC | Small Commercial | RIM | 796394.6166 | 1032788.5055 | 1.0598 | 1
ENS | Base | DLC-Switch-Water Heating | DLC | Small Commercial | SCT | 796394.6166 | 782931.5293 | 1.2234 | 1
ENS | Base | DLC-Thermostat-HVAC | DLC | Small Commercial | TRC | 3083204.3937 | 1947825.9319 | 1.2234 | 1
ENS | Base | DLC-Thermostat-HVAC | DLC | Small Commercial | PAC | 3083204.3937 | 2163989.0201 | 1.0598 | 1
ENS | Base | DLC-Thermostat-HVAC | DLC | Small Commercial | PCT | 432326.1765 | 216163.0883 | 2 | 1
ENS | Base | DLC-Thermostat-HVAC | DLC | Small Commercial | RIM | 3083204.3937 | 2163989.0201 | 1.0598 | 1
ENS | Base | DLC-Thermostat-HVAC | DLC | Small Commercial | SCT | 3083204.3937 | 1947825.9319 | 1.2234 | 1
ENS | Base | DLC-Switch-Water Heating | DLC | Small Industrial | TRC | 33336.1901 | 41386.9681 | 1.2234 | 1
ENS | Base | DLC-Switch-Water Heating | DLC | Small Industrial | PAC | 33336.1901 | 55517.9553 | 1.0598 | 1
ENS | Base | DLC-Switch-Water Heating | DLC | Small Industrial | PCT | 28261.9746 | 14130.9873 | 2 | 1
ENS | Base | DLC-Switch-Water Heating | DLC | Small Industrial | RIM | 33336.1901 | 55517.9553 | 1.0598 | 1
ENS | Base | DLC-Switch-Water Heating | DLC | Small Industrial | SCT | 33336.1901 | 41386.9681 | 1.2234 | 1
ENS | Base | DLC-Thermostat-HVAC | DLC | Small Industrial | TRC | 182769.0932 | 111272.5873 | 1.2234 | 1
ENS | Base | DLC-Thermostat-HVAC | DLC | Small Industrial | PAC | 182769.0932 | 124679.2551 | 1.0598 | 1
ENS | Base | DLC-Thermostat-HVAC | DLC | Small Industrial | PCT | 26813.3356 | 13406.6678 | 2 | 1
ENS | Base | DLC-Thermostat-HVAC | DLC | Small Industrial | RIM | 182769.0932 | 124679.2551 | 1.0598 | 1
ENS | Base | DLC-Thermostat-HVAC | DLC | Small Industrial | SCT | 182769.0932 | 111272.5873 | 1.2234 | 1
ENS | Base | DLC-Switch-Water Heating | DLC | Residential | TRC | 38527297.6863 | 43703887.4934 | 1.2234 | 1
ENS | Base | DLC-Switch-Water Heating | DLC | Residential | PAC | 38527297.6863 | 48502386.5124 | 1.0598 | 1
ENS | Base | DLC-Switch-Water Heating | DLC | Residential | PCT | 9596998.0379 | 4798499.019 | 2 | 1
ENS | Base | DLC-Switch-Water Heating | DLC | Residential | RIM | 38527297.6863 | 48502386.5124 | 1.0598 | 1
ENS | Base | DLC-Switch-Water Heating | DLC | Residential | SCT | 38527297.6863 | 43703887.4934 | 1.2234 | 1
ENS | Base | DLC-Thermostat-Heat Pump | DLC | Residential | TRC | 21258990.6875 | 12449331.3288 | 1.2234 | 1
ENS | Base | DLC-Thermostat-Heat Pump | DLC | Residential | PAC | 21258990.6875 | 15666885.854 | 1.0598 | 1
ENS | Base | DLC-Thermostat-Heat Pump | DLC | Residential | PCT | 6435109.0505 | 3217554.5252 | 2 | 1
ENS | Base | DLC-Thermostat-Heat Pump | DLC | Residential | RIM | 21258990.6875 | 15666885.854 | 1.0598 | 1
ENS | Base | DLC-Thermostat-Heat Pump | DLC | Residential | SCT | 21258990.6875 | 12449331.3288 | 1.2234 | 1
ENS | Base | DLC-Thermostat-Electric Furnace | DLC | Residential | TRC | 17590260.3107 | 7559138.7075 | 1.2234 | 1
ENS | Base | DLC-Thermostat-Electric Furnace | DLC | Residential | PAC | 17590260.3107 | 9332023.162 | 1.0598 | 1
ENS | Base | DLC-Thermostat-Electric Furnace | DLC | Residential | PCT | 3545768.909 | 1772884.4545 | 2 | 1
ENS | Base | DLC-Thermostat-Electric Furnace | DLC | Residential | RIM | 17590260.3107 | 9332023.162 | 1.0598 | 1
ENS | Base | DLC-Thermostat-Electric Furnace | DLC | Residential | SCT | 17590260.3107 | 7559138.7075 | 1.2234 | 1
ENS | Base | C&I Curtailment- Manual HVAC Control | C&I Curtailment | Large Commercial | TRC | 311243.3423 | 258349.5339 | 1.1489 | 1
ENS | Base | C&I Curtailment- Manual HVAC Control | C&I Curtailment | Large Commercial | PAC | 311243.3423 | 337725.8747 | 0.87028 | 1
ENS | Base | C&I Curtailment- Manual HVAC Control | C&I Curtailment | Large Commercial | PCT | 158752.6816 | 79376.3408 | 2 | 1
ENS | Base | C&I Curtailment- Manual HVAC Control | C&I Curtailment | Large Commercial | RIM | 311243.3423 | 337725.8747 | 0.87028 | 1
ENS | Base | C&I Curtailment- Manual HVAC Control | C&I Curtailment | Large Commercial | SCT | 311243.3423 | 258349.5339 | 1.1489 | 1
ENS | Base | C&I Curtailment- Auto-DR HVAC Control | C&I Curtailment | Large Commercial | TRC | 909096.8227 | 768315.667 | 1.1489 | 1
ENS | Base | C&I Curtailment- Auto-DR HVAC Control | C&I Curtailment | Large Commercial | PAC | 909096.8227 | 1019428.0378 | 0.87028 | 1
ENS | Base | C&I Curtailment- Auto-DR HVAC Control | C&I Curtailment | Large Commercial | PCT | 502224.7417 | 251112.3708 | 2 | 1
ENS | Base | C&I Curtailment- Auto-DR HVAC Control | C&I Curtailment | Large Commercial | RIM | 909096.8227 | 1019428.0378 | 0.87028 | 1
ENS | Base | C&I Curtailment- Auto-DR HVAC Control | C&I Curtailment | Large Commercial | SCT | 909096.8227 | 768315.667 | 1.1489 | 1
ENS | Base | C&I Curtailment- Standard Lighting Control | C&I Curtailment | Large Commercial | TRC | 197857.942 | 164720.0053 | 1.1489 | 1
ENS | Base | C&I Curtailment- Standard Lighting Control | C&I Curtailment | Large Commercial | PAC | 197857.942 | 216749.5322 | 0.87028 | 1
ENS | Base | C&I Curtailment- Standard Lighting Control | C&I Curtailment | Large Commercial | PCT | 104059.0538 | 52029.5269 | 2 | 1
ENS | Base | C&I Curtailment- Standard Lighting Control | C&I Curtailment | Large Commercial | RIM | 197857.942 | 216749.5322 | 0.87028 | 1
ENS | Base | C&I Curtailment- Standard Lighting Control | C&I Curtailment | Large Commercial | SCT | 197857.942 | 164720.0053 | 1.1489 | 1
ENS | Base | C&I Curtailment- Advanced Lighting Control | C&I Curtailment | Large Commercial | TRC | 98928.971 | 82883.6421 | 1.1489 | 1
ENS | Base | C&I Curtailment- Advanced Lighting Control | C&I Curtailment | Large Commercial | PAC | 98928.971 | 108898.4056 | 0.87028 | 1
ENS | Base | C&I Curtailment- Advanced Lighting Control | C&I Curtailment | Large Commercial | PCT | 52029.5269 | 26014.7634 | 2 | 1
ENS | Base | C&I Curtailment- Advanced Lighting Control | C&I Curtailment | Large Commercial | RIM | 98928.971 | 108898.4056 | 0.87028 | 1
ENS | Base | C&I Curtailment- Advanced Lighting Control | C&I Curtailment | Large Commercial | SCT | 98928.971 | 82883.6421 | 1.1489 | 1
ENS | Base | C&I Curtailment- Water Heating Control | C&I Curtailment | Large Commercial | TRC | 38929.1568 | 34488.8641 | 1.1489 | 1
ENS | Base | C&I Curtailment- Water Heating Control | C&I Curtailment | Large Commercial | PAC | 38929.1568 | 45193.34 | 0.87028 | 1
ENS | Base | C&I Curtailment- Water Heating Control | C&I Curtailment | Large Commercial | PCT | 21408.9518 | 10704.4759 | 2 | 1
ENS | Base | C&I Curtailment- Water Heating Control | C&I Curtailment | Large Commercial | RIM | 38929.1568 | 45193.34 | 0.87028 | 1
ENS | Base | C&I Curtailment- Water Heating Control | C&I Curtailment | Large Commercial | SCT | 38929.1568 | 34488.8641 | 1.1489 | 1
ENS | Base | C&I Curtailment- Other | C&I Curtailment | Large Commercial | TRC | 416725.1092 | 353882.7985 | 1.1489 | 1
ENS | Base | C&I Curtailment- Other | C&I Curtailment | Large Commercial | PAC | 416725.1092 | 467327.6717 | 0.87028 | 1
ENS | Base | C&I Curtailment- Other | C&I Curtailment | Large Commercial | PCT | 226889.7462 | 113444.8731 | 2 | 1
ENS | Base | C&I Curtailment- Other | C&I Curtailment | Large Commercial | RIM | 416725.1092 | 467327.6717 | 0.87028 | 1
ENS | Base | C&I Curtailment- Other | C&I Curtailment | Large Commercial | SCT | 416725.1092 | 353882.7985 | 1.1489 | 1
ENS | Base | C&I Curtailment- Manual HVAC Control | C&I Curtailment | Large Industrial | TRC | 140824.2307 | 127701.6366 | 1.1489 | 1
ENS | Base | C&I Curtailment- Manual HVAC Control | C&I Curtailment | Large Industrial | PAC | 140824.2307 | 165125.7891 | 0.87028 | 1
ENS | Base | C&I Curtailment- Manual HVAC Control | C&I Curtailment | Large Industrial | PCT | 74848.305 | 37424.1525 | 2 | 1
ENS | Base | C&I Curtailment- Manual HVAC Control | C&I Curtailment | Large Industrial | RIM | 140824.2307 | 165125.7891 | 0.87028 | 1
ENS | Base | C&I Curtailment- Manual HVAC Control | C&I Curtailment | Large Industrial | SCT | 140824.2307 | 127701.6366 | 1.1489 | 1
ENS | Base | C&I Curtailment- Auto-DR HVAC Control | C&I Curtailment | Large Industrial | TRC | 452730.8044 | 407341.6286 | 1.1489 | 1
ENS | Base | C&I Curtailment- Auto-DR HVAC Control | C&I Curtailment | Large Industrial | PAC | 452730.8044 | 538262.8389 | 0.87028 | 1
ENS | Base | C&I Curtailment- Auto-DR HVAC Control | C&I Curtailment | Large Industrial | PCT | 261842.4205 | 130921.2103 | 2 | 1
ENS | Base | C&I Curtailment- Auto-DR HVAC Control | C&I Curtailment | Large Industrial | RIM | 452730.8044 | 538262.8389 | 0.87028 | 1
ENS | Base | C&I Curtailment- Auto-DR HVAC Control | C&I Curtailment | Large Industrial | SCT | 452730.8044 | 407341.6286 | 1.1489 | 1
ENS | Base | C&I Curtailment- Standard Lighting Control | C&I Curtailment | Large Industrial | TRC | 112698.123 | 105144.2027 | 1.1489 | 1
ENS | Base | C&I Curtailment- Standard Lighting Control | C&I Curtailment | Large Industrial | PAC | 112698.123 | 136287.5339 | 0.87028 | 1
ENS | Base | C&I Curtailment- Standard Lighting Control | C&I Curtailment | Large Industrial | PCT | 62286.6624 | 31143.3312 | 2 | 1
ENS | Base | C&I Curtailment- Standard Lighting Control | C&I Curtailment | Large Industrial | RIM | 112698.123 | 136287.5339 | 0.87028 | 1
ENS | Base | C&I Curtailment- Standard Lighting Control | C&I Curtailment | Large Industrial | SCT | 112698.123 | 105144.2027 | 1.1489 | 1
ENS | Base | C&I Curtailment- Advanced Lighting Control | C&I Curtailment | Large Industrial | TRC | 56349.0615 | 56750.3488 | 1.1489 | 1
ENS | Base | C&I Curtailment- Advanced Lighting Control | C&I Curtailment | Large Industrial | PAC | 56349.0615 | 72322.0144 | 0.87028 | 1
ENS | Base | C&I Curtailment- Advanced Lighting Control | C&I Curtailment | Large Industrial | PCT | 31143.3312 | 15571.6656 | 2 | 1
ENS | Base | C&I Curtailment- Advanced Lighting Control | C&I Curtailment | Large Industrial | RIM | 56349.0615 | 72322.0144 | 0.87028 | 1
ENS | Base | C&I Curtailment- Advanced Lighting Control | C&I Curtailment | Large Industrial | SCT | 56349.0615 | 56750.3488 | 1.1489 | 1
ENS | Base | C&I Curtailment- Water Heating Control | C&I Curtailment | Large Industrial | TRC | 18257.5064 | 26398.5522 | 1.1489 | 1
ENS | Base | C&I Curtailment- Water Heating Control | C&I Curtailment | Large Industrial | PAC | 18257.5064 | 31653.604 | 0.87028 | 1
ENS | Base | C&I Curtailment- Water Heating Control | C&I Curtailment | Large Industrial | PCT | 10510.1036 | 5255.0518 | 2 | 1
ENS | Base | C&I Curtailment- Water Heating Control | C&I Curtailment | Large Industrial | RIM | 18257.5064 | 31653.604 | 0.87028 | 1
ENS | Base | C&I Curtailment- Water Heating Control | C&I Curtailment | Large Industrial | SCT | 18257.5064 | 26398.5522 | 1.1489 | 1
ENS | Base | C&I Curtailment- Other | C&I Curtailment | Large Industrial | TRC | 215686.9615 | 198211.3239 | 1.1489 | 1
ENS | Base | C&I Curtailment- Other | C&I Curtailment | Large Industrial | PAC | 215686.9615 | 259721.4429 | 0.87028 | 1
ENS | Base | C&I Curtailment- Other | C&I Curtailment | Large Industrial | PCT | 123020.2381 | 61510.119 | 2 | 1
ENS | Base | C&I Curtailment- Other | C&I Curtailment | Large Industrial | RIM | 215686.9615 | 259721.4429 | 0.87028 | 1
ENS | Base | C&I Curtailment- Other | C&I Curtailment | Large Industrial | SCT | 215686.9615 | 198211.3239 | 1.1489 | 1
ENS | Base | C&I Curtailment- Industrial | C&I Curtailment | Large Industrial | TRC | 1717468.8331 | 1488021.098 | 1.1489 | 1
ENS | Base | C&I Curtailment- Industrial | C&I Curtailment | Large Industrial | PAC | 1717468.8331 | 1967230.5457 | 0.87028 | 1
ENS | Base | C&I Curtailment- Industrial | C&I Curtailment | Large Industrial | PCT | 958418.8954 | 479209.4477 | 2 | 1
ENS | Base | C&I Curtailment- Industrial | C&I Curtailment | Large Industrial | RIM | 1717468.8331 | 1967230.5457 | 0.87028 | 1
ENS | Base | C&I Curtailment- Industrial | C&I Curtailment | Large Industrial | SCT | 1717468.8331 | 1488021.098 | 1.1489 | 1
ENS | Base | C&I Curtailment- Manual HVAC Control | C&I Curtailment | Interruptible Rider | TRC | 1250074.7453 | 1066802.8149 | 1.1489 | 1
ENS | Base | C&I Curtailment- Manual HVAC Control | C&I Curtailment | Interruptible Rider | PAC | 1250074.7453 | 1397400.1469 | 0.87028 | 1
ENS | Base | C&I Curtailment- Manual HVAC Control | C&I Curtailment | Interruptible Rider | PCT | 661194.6639 | 330597.332 | 2 | 1
ENS | Base | C&I Curtailment- Manual HVAC Control | C&I Curtailment | Interruptible Rider | RIM | 1250074.7453 | 1397400.1469 | 0.87028 | 1
ENS | Base | C&I Curtailment- Manual HVAC Control | C&I Curtailment | Interruptible Rider | SCT | 1250074.7453 | 1066802.8149 | 1.1489 | 1
ENS | Base | C&I Curtailment- Auto-DR HVAC Control | C&I Curtailment | Interruptible Rider | TRC | 3927901.9991 | 3454048.3602 | 1.1489 | 1
ENS | Base | C&I Curtailment- Auto-DR HVAC Control | C&I Curtailment | Interruptible Rider | PAC | 3927901.9991 | 4584308.7011 | 0.87028 | 1
ENS | Base | C&I Curtailment- Auto-DR HVAC Control | C&I Curtailment | Interruptible Rider | PCT | 2260520.6818 | 1130260.3409 | 2 | 1
ENS | Base | C&I Curtailment- Auto-DR HVAC Control | C&I Curtailment | Interruptible Rider | RIM | 3927901.9991 | 4584308.7011 | 0.87028 | 1
ENS | Base | C&I Curtailment- Auto-DR HVAC Control | C&I Curtailment | Interruptible Rider | SCT | 3927901.9991 | 3454048.3602 | 1.1489 | 1
ENS | Base | C&I Curtailment- Standard Lighting Control | C&I Curtailment | Interruptible Rider | TRC | 458833.8734 | 396990.8336 | 1.1489 | 1
ENS | Base | C&I Curtailment- Standard Lighting Control | C&I Curtailment | Interruptible Rider | PAC | 458833.8734 | 522660.1371 | 0.87028 | 1
ENS | Base | C&I Curtailment- Standard Lighting Control | C&I Curtailment | Interruptible Rider | PCT | 251338.607 | 125669.3035 | 2 | 1
ENS | Base | C&I Curtailment- Standard Lighting Control | C&I Curtailment | Interruptible Rider | RIM | 458833.8734 | 522660.1371 | 0.87028 | 1
ENS | Base | C&I Curtailment- Standard Lighting Control | C&I Curtailment | Interruptible Rider | SCT | 458833.8734 | 396990.8336 | 1.1489 | 1
ENS | Base | C&I Curtailment- Advanced Lighting Control | C&I Curtailment | Interruptible Rider | TRC | 229416.9367 | 200517.3796 | 1.1489 | 1
ENS | Base | C&I Curtailment- Advanced Lighting Control | C&I Curtailment | Interruptible Rider | PAC | 229416.9367 | 263352.0313 | 0.87028 | 1
ENS | Base | C&I Curtailment- Advanced Lighting Control | C&I Curtailment | Interruptible Rider | PCT | 125669.3035 | 62834.6517 | 2 | 1
ENS | Base | C&I Curtailment- Advanced Lighting Control | C&I Curtailment | Interruptible Rider | RIM | 229416.9367 | 263352.0313 | 0.87028 | 1
ENS | Base | C&I Curtailment- Advanced Lighting Control | C&I Curtailment | Interruptible Rider | SCT | 229416.9367 | 200517.3796 | 1.1489 | 1
ENS | Base | C&I Curtailment- Water Heating Control | C&I Curtailment | Interruptible Rider | TRC | 46311.0205 | 45286.9553 | 1.1489 | 1
ENS | Base | C&I Curtailment- Water Heating Control | C&I Curtailment | Interruptible Rider | PAC | 46311.0205 | 58290.1961 | 0.87028 | 1
ENS | Base | C&I Curtailment- Water Heating Control | C&I Curtailment | Interruptible Rider | PCT | 26006.4817 | 13003.2408 | 2 | 1
ENS | Base | C&I Curtailment- Water Heating Control | C&I Curtailment | Interruptible Rider | RIM | 46311.0205 | 58290.1961 | 0.87028 | 1
ENS | Base | C&I Curtailment- Water Heating Control | C&I Curtailment | Interruptible Rider | SCT | 46311.0205 | 45286.9553 | 1.1489 | 1
ENS | Base | C&I Curtailment- Other | C&I Curtailment | Interruptible Rider | TRC | 795081.3438 | 696180.5062 | 1.1489 | 1
ENS | Base | C&I Curtailment- Other | C&I Curtailment | Interruptible Rider | PAC | 795081.3438 | 919168.4308 | 0.87028 | 1
ENS | Base | C&I Curtailment- Other | C&I Curtailment | Interruptible Rider | PCT | 445975.8492 | 222987.9246 | 2 | 1
ENS | Base | C&I Curtailment- Other | C&I Curtailment | Interruptible Rider | RIM | 795081.3438 | 919168.4308 | 0.87028 | 1
ENS | Base | C&I Curtailment- Other | C&I Curtailment | Interruptible Rider | SCT | 795081.3438 | 696180.5062 | 1.1489 | 1
ENS | Base | C&I Curtailment- Industrial | C&I Curtailment | Interruptible Rider | TRC | 1276292.1214 | 1096772.5003 | 1.1489 | 1
ENS | Base | C&I Curtailment- Industrial | C&I Curtailment | Interruptible Rider | PAC | 1276292.1214 | 1448254.0227 | 0.87028 | 1
ENS | Base | C&I Curtailment- Industrial | C&I Curtailment | Interruptible Rider | PCT | 702963.0449 | 351481.5224 | 2 | 1
ENS | Base | C&I Curtailment- Industrial | C&I Curtailment | Interruptible Rider | RIM | 1276292.1214 | 1448254.0227 | 0.87028 | 1
ENS | Base | C&I Curtailment- Industrial | C&I Curtailment | Interruptible Rider | SCT | 1276292.1214 | 1096772.5003 | 1.1489 | 1
ENS | Base | Dynamic Pricing with enabling tech. | Dynamic Pricing | Small Commercial | TRC | 5741295.792 | 2096086.3417 | 2.5787 | 1
ENS | Base | Dynamic Pricing with enabling tech. | Dynamic Pricing | Small Commercial | PAC | 5741295.792 | 2096086.3417 | 2.5787 | 1
ENS | Base | Dynamic Pricing with enabling tech. | Dynamic Pricing | Small Commercial | PCT | 0 | 0 | 0 | 1
ENS | Base | Dynamic Pricing with enabling tech. | Dynamic Pricing | Small Commercial | RIM | 5741295.792 | 2096086.3417 | 2.5787 | 1
ENS | Base | Dynamic Pricing with enabling tech. | Dynamic Pricing | Small Commercial | SCT | 5741295.792 | 2096086.3417 | 2.5787 | 1
ENS | Base | Dynamic Pricing w/o enabling tech. | Dynamic Pricing | Small Commercial | TRC | 339095.2827 | 874158.84 | 2.5787 | 1
ENS | Base | Dynamic Pricing w/o enabling tech. | Dynamic Pricing | Small Commercial | PAC | 339095.2827 | 874158.84 | 2.5787 | 1
ENS | Base | Dynamic Pricing w/o enabling tech. | Dynamic Pricing | Small Commercial | PCT | 0 | 0 | 0 | 1
ENS | Base | Dynamic Pricing w/o enabling tech. | Dynamic Pricing | Small Commercial | RIM | 339095.2827 | 874158.84 | 2.5787 | 1
ENS | Base | Dynamic Pricing w/o enabling tech. | Dynamic Pricing | Small Commercial | SCT | 339095.2827 | 874158.84 | 2.5787 | 1
ENS | Base | Dynamic Pricing with enabling tech. | Dynamic Pricing | Large Commercial | TRC | 1000342.0116 | 455576.6266 | 2.5787 | 1
ENS | Base | Dynamic Pricing with enabling tech. | Dynamic Pricing | Large Commercial | PAC | 1000342.0116 | 455576.6266 | 2.5787 | 1
ENS | Base | Dynamic Pricing with enabling tech. | Dynamic Pricing | Large Commercial | PCT | 0 | 0 | 0 | 1
ENS | Base | Dynamic Pricing with enabling tech. | Dynamic Pricing | Large Commercial | RIM | 1000342.0116 | 455576.6266 | 2.5787 | 1
ENS | Base | Dynamic Pricing with enabling tech. | Dynamic Pricing | Large Commercial | SCT | 1000342.0116 | 455576.6266 | 2.5787 | 1
ENS | Base | Dynamic Pricing w/o enabling tech. | Dynamic Pricing | Large Commercial | TRC | 379076.9728 | 16437.8377 | 2.5787 | 1
ENS | Base | Dynamic Pricing w/o enabling tech. | Dynamic Pricing | Large Commercial | PAC | 379076.9728 | 16437.8377 | 2.5787 | 1
ENS | Base | Dynamic Pricing w/o enabling tech. | Dynamic Pricing | Large Commercial | PCT | 0 | 0 | 0 | 1
ENS | Base | Dynamic Pricing w/o enabling tech. | Dynamic Pricing | Large Commercial | RIM | 379076.9728 | 16437.8377 | 2.5787 | 1
ENS | Base | Dynamic Pricing w/o enabling tech. | Dynamic Pricing | Large Commercial | SCT | 379076.9728 | 16437.8377 | 2.5787 | 1
ENS | Base | Dynamic Pricing with enabling tech. | Dynamic Pricing | Small Industrial | TRC | 451124.1116 | 141088.0006 | 2.5787 | 1
ENS | Base | Dynamic Pricing with enabling tech. | Dynamic Pricing | Small Industrial | PAC | 451124.1116 | 141088.0006 | 2.5787 | 1
ENS | Base | Dynamic Pricing with enabling tech. | Dynamic Pricing | Small Industrial | PCT | 0 | 0 | 0 | 1
ENS | Base | Dynamic Pricing with enabling tech. | Dynamic Pricing | Small Industrial | RIM | 451124.1116 | 141088.0006 | 2.5787 | 1
ENS | Base | Dynamic Pricing with enabling tech. | Dynamic Pricing | Small Industrial | SCT | 451124.1116 | 141088.0006 | 2.5787 | 1
ENS | Base | Dynamic Pricing w/o enabling tech. | Dynamic Pricing | Small Industrial | TRC | 26644.5178 | 49703.0863 | 2.5787 | 1
ENS | Base | Dynamic Pricing w/o enabling tech. | Dynamic Pricing | Small Industrial | PAC | 26644.5178 | 49703.0863 | 2.5787 | 1
ENS | Base | Dynamic Pricing w/o enabling tech. | Dynamic Pricing | Small Industrial | PCT | 0 | 0 | 0 | 1
ENS | Base | Dynamic Pricing w/o enabling tech. | Dynamic Pricing | Small Industrial | RIM | 26644.5178 | 49703.0863 | 2.5787 | 1
ENS | Base | Dynamic Pricing w/o enabling tech. | Dynamic Pricing | Small Industrial | SCT | 26644.5178 | 49703.0863 | 2.5787 | 1
ENS | Base | Dynamic Pricing with enabling tech. | Dynamic Pricing | Large Industrial | TRC | 1499350.9002 | 680861.735 | 2.5787 | 1
ENS | Base | Dynamic Pricing with enabling tech. | Dynamic Pricing | Large Industrial | PAC | 1499350.9002 | 680861.735 | 2.5787 | 1
ENS | Base | Dynamic Pricing with enabling tech. | Dynamic Pricing | Large Industrial | PCT | 0 | 0 | 0 | 1
ENS | Base | Dynamic Pricing with enabling tech. | Dynamic Pricing | Large Industrial | RIM | 1499350.9002 | 680861.735 | 2.5787 | 1
ENS | Base | Dynamic Pricing with enabling tech. | Dynamic Pricing | Large Industrial | SCT | 1499350.9002 | 680861.735 | 2.5787 | 1
ENS | Base | Dynamic Pricing w/o enabling tech. | Dynamic Pricing | Large Industrial | TRC | 568175.078 | 29504.2009 | 2.5787 | 1
ENS | Base | Dynamic Pricing w/o enabling tech. | Dynamic Pricing | Large Industrial | PAC | 568175.078 | 29504.2009 | 2.5787 | 1
ENS | Base | Dynamic Pricing w/o enabling tech. | Dynamic Pricing | Large Industrial | PCT | 0 | 0 | 0 | 1
ENS | Base | Dynamic Pricing w/o enabling tech. | Dynamic Pricing | Large Industrial | RIM | 568175.078 | 29504.2009 | 2.5787 | 1
ENS | Base | Dynamic Pricing w/o enabling tech. | Dynamic Pricing | Large Industrial | SCT | 568175.078 | 29504.2009 | 2.5787 | 1
ENS | Base | Dynamic Pricing with enabling tech. | Dynamic Pricing | Interruptible Rider | TRC | 668666.8426 | 303710.4375 | 2.5787 | 1
ENS | Base | Dynamic Pricing with enabling tech. | Dynamic Pricing | Interruptible Rider | PAC | 668666.8426 | 303710.4375 | 2.5787 | 1
ENS | Base | Dynamic Pricing with enabling tech. | Dynamic Pricing | Interruptible Rider | PCT | 0 | 0 | 0 | 1
ENS | Base | Dynamic Pricing with enabling tech. | Dynamic Pricing | Interruptible Rider | RIM | 668666.8426 | 303710.4375 | 2.5787 | 1
ENS | Base | Dynamic Pricing with enabling tech. | Dynamic Pricing | Interruptible Rider | SCT | 668666.8426 | 303710.4375 | 2.5787 | 1
ENS | Base | Dynamic Pricing w/o enabling tech. | Dynamic Pricing | Interruptible Rider | TRC | 253389.5404 | 12101.1432 | 2.5787 | 1
ENS | Base | Dynamic Pricing w/o enabling tech. | Dynamic Pricing | Interruptible Rider | PAC | 253389.5404 | 12101.1432 | 2.5787 | 1
ENS | Base | Dynamic Pricing w/o enabling tech. | Dynamic Pricing | Interruptible Rider | PCT | 0 | 0 | 0 | 1
ENS | Base | Dynamic Pricing w/o enabling tech. | Dynamic Pricing | Interruptible Rider | RIM | 253389.5404 | 12101.1432 | 2.5787 | 1
ENS | Base | Dynamic Pricing w/o enabling tech. | Dynamic Pricing | Interruptible Rider | SCT | 253389.5404 | 12101.1432 | 2.5787 | 1
ENS | Base | Dynamic Pricing with enabling tech. | Dynamic Pricing | Residential | TRC | 34714066.8962 | 15220009.018 | 2.5787 | 1
ENS | Base | Dynamic Pricing with enabling tech. | Dynamic Pricing | Residential | PAC | 34714066.8962 | 15220009.018 | 2.5787 | 1
ENS | Base | Dynamic Pricing with enabling tech. | Dynamic Pricing | Residential | PCT | 0 | 0 | 0 | 1
ENS | Base | Dynamic Pricing with enabling tech. | Dynamic Pricing | Residential | RIM | 34714066.8962 | 15220009.018 | 2.5787 | 1
ENS | Base | Dynamic Pricing with enabling tech. | Dynamic Pricing | Residential | SCT | 34714066.8962 | 15220009.018 | 2.5787 | 1
ENS | Base | Dynamic Pricing w/o enabling tech. | Dynamic Pricing | Residential | TRC | 19412471.6196 | 5348243.3931 | 2.5787 | 1
ENS | Base | Dynamic Pricing w/o enabling tech. | Dynamic Pricing | Residential | PAC | 19412471.6196 | 5348243.3931 | 2.5787 | 1
ENS | Base | Dynamic Pricing w/o enabling tech. | Dynamic Pricing | Residential | PCT | 0 | 0 | 0 | 1
ENS | Base | Dynamic Pricing w/o enabling tech. | Dynamic Pricing | Residential | RIM | 19412471.6196 | 5348243.3931 | 2.5787 | 1
ENS | Base | Dynamic Pricing w/o enabling tech. | Dynamic Pricing | Residential | SCT | 19412471.6196 | 5348243.3931 | 2.5787 | 1
ENS | Base | BTM Battery Control | BTM Battery Control | Small Commercial | TRC | 1871650.0999 | 2487916.1492 | 0.83662 | 0
ENS | Base | BTM Battery Control | BTM Battery Control | Small Commercial | PAC | 1871650.0999 | 2840436.0346 | 0.72542 | 0
ENS | Base | BTM Battery Control | BTM Battery Control | Small Commercial | PCT | 705039.7707 | 352519.8853 | 2 | 0
ENS | Base | BTM Battery Control | BTM Battery Control | Small Commercial | RIM | 1871650.0999 | 2840436.0346 | 0.72542 | 0
ENS | Base | BTM Battery Control | BTM Battery Control | Small Commercial | SCT | 1871650.0999 | 2487916.1492 | 0.83662 | 0
ENS | Base | BTM Battery Control | BTM Battery Control | Large Commercial | TRC | 483948.7909 | 495135.0955 | 0.83662 | 0
ENS | Base | BTM Battery Control | BTM Battery Control | Large Commercial | PAC | 483948.7909 | 588791.7762 | 0.72542 | 0
ENS | Base | BTM Battery Control | BTM Battery Control | Large Commercial | PCT | 187313.3614 | 93656.6807 | 2 | 0
ENS | Base | BTM Battery Control | BTM Battery Control | Large Commercial | RIM | 483948.7909 | 588791.7762 | 0.72542 | 0
ENS | Base | BTM Battery Control | BTM Battery Control | Large Commercial | SCT | 483948.7909 | 495135.0955 | 0.83662 | 0
ENS | Base | BTM Battery Control | BTM Battery Control | Small Industrial | TRC | 44207.9377 | 59154.9802 | 0.83662 | 0
ENS | Base | BTM Battery Control | BTM Battery Control | Small Industrial | PAC | 44207.9377 | 67736.9391 | 0.72542 | 0
ENS | Base | BTM Battery Control | BTM Battery Control | Small Industrial | PCT | 17163.9177 | 8581.9588 | 2 | 0
ENS | Base | BTM Battery Control | BTM Battery Control | Small Industrial | RIM | 44207.9377 | 67736.9391 | 0.72542 | 0
ENS | Base | BTM Battery Control | BTM Battery Control | Small Industrial | SCT | 44207.9377 | 59154.9802 | 0.83662 | 0
ENS | Base | BTM Battery Control | BTM Battery Control | Large Industrial | TRC | 741306.6267 | 784699.6677 | 0.83662 | 0
ENS | Base | BTM Battery Control | BTM Battery Control | Large Industrial | PAC | 741306.6267 | 930916.9465 | 0.72542 | 0
ENS | Base | BTM Battery Control | BTM Battery Control | Large Industrial | PCT | 292434.5578 | 146217.2789 | 2 | 0
ENS | Base | BTM Battery Control | BTM Battery Control | Large Industrial | RIM | 741306.6267 | 930916.9465 | 0.72542 | 0
ENS | Base | BTM Battery Control | BTM Battery Control | Large Industrial | SCT | 741306.6267 | 784699.6677 | 0.83662 | 0
ENS | Base | BTM Battery Control | BTM Battery Control | Interruptible Rider | TRC | 512675.5959 | 543888.8989 | 0.83662 | 0
ENS | Base | BTM Battery Control | BTM Battery Control | Interruptible Rider | PAC | 512675.5959 | 654297.6456 | 0.72542 | 0
ENS | Base | BTM Battery Control | BTM Battery Control | Interruptible Rider | PCT | 220817.4935 | 110408.7467 | 2 | 0
ENS | Base | BTM Battery Control | BTM Battery Control | Interruptible Rider | RIM | 512675.5959 | 654297.6456 | 0.72542 | 0
ENS | Base | BTM Battery Control | BTM Battery Control | Interruptible Rider | SCT | 512675.5959 | 543888.8989 | 0.83662 | 0
ENS | Base | BTM Battery Control | BTM Battery Control | Residential | TRC | 15512822.2424 | 18538696.929 | 0.83662 | 0
ENS | Base | BTM Battery Control | BTM Battery Control | Residential | PAC | 15512822.2424 | 21339380.1232 | 0.72542 | 0
ENS | Base | BTM Battery Control | BTM Battery Control | Residential | PCT | 5601366.3885 | 2800683.1943 | 2 | 0
ENS | Base | BTM Battery Control | BTM Battery Control | Residential | RIM | 15512822.2424 | 21339380.1232 | 0.72542 | 0
ENS | Base | BTM Battery Control | BTM Battery Control | Residential | SCT | 15512822.2424 | 18538696.929 | 0.83662 | 0
ENS | Base | EV Charging Control | EV Charging Control | EV | TRC | 3052966.406 | 11077744.4809 | 0.27559 | 0
ENS | Base | EV Charging Control | EV Charging Control | EV | PAC | 3052966.406 | 11791270.636 | 0.25892 | 0
ENS | Base | EV Charging Control | EV Charging Control | EV | PCT | 1427052.3102 | 713526.1551 | 2 | 0
ENS | Base | EV Charging Control | EV Charging Control | EV | RIM | 3052966.406 | 11791270.636 | 0.25892 | 0
ENS | Base | EV Charging Control | EV Charging Control | EV | SCT | 3052966.406 | 11077744.4809 | 0.27559 | 0
ENS | Base | Behavioral DR | Behavioral DR | Residential | TRC | 5521435.3708 | 5778821.0728 | 0.95546 | 0
ENS | Base | Behavioral DR | Behavioral DR | Residential | PAC | 5521435.3708 | 5778821.0728 | 0.95546 | 0
ENS | Base | Behavioral DR | Behavioral DR | Residential | RIM | 5521435.3708 | 5778821.0728 | 0.95546 | 0
ENS | Base | Behavioral DR | Behavioral DR | Residential | SCT | 5521435.3708 | 5778821.0728 | 0.95546 | 0
ENS | Low | DLC-Switch-Water Heating | DLC | Small Commercial | TRC | 503519.0507 | 415067.9236 | 1.3529 | 1
ENS | Low | DLC-Switch-Water Heating | DLC | Small Commercial | PAC | 503519.0507 | 490629.0629 | 1.2493 | 1
ENS | Low | DLC-Switch-Water Heating | DLC | Small Commercial | PCT | 151122.2787 | 75561.1393 | 2 | 1
ENS | Low | DLC-Switch-Water Heating | DLC | Small Commercial | RIM | 503519.0507 | 490629.0629 | 1.2493 | 1
ENS | Low | DLC-Switch-Water Heating | DLC | Small Commercial | SCT | 503519.0507 | 415067.9236 | 1.3529 | 1
ENS | Low | DLC-Thermostat-HVAC | DLC | Small Commercial | TRC | 1934124.7228 | 1044054.0119 | 1.3529 | 1
ENS | Low | DLC-Thermostat-HVAC | DLC | Small Commercial | PAC | 1934124.7228 | 1112140.0761 | 1.2493 | 1
ENS | Low | DLC-Thermostat-HVAC | DLC | Small Commercial | PCT | 136172.1283 | 68086.0642 | 2 | 1
ENS | Low | DLC-Thermostat-HVAC | DLC | Small Commercial | RIM | 1934124.7228 | 1112140.0761 | 1.2493 | 1
ENS | Low | DLC-Thermostat-HVAC | DLC | Small Commercial | SCT | 1934124.7228 | 1044054.0119 | 1.3529 | 1
ENS | Low | DLC-Switch-Water Heating | DLC | Small Industrial | TRC | 20688.9204 | 21308.8439 | 1.3529 | 1
ENS | Low | DLC-Switch-Water Heating | DLC | Small Industrial | PAC | 20688.9204 | 25562.6029 | 1.2493 | 1
ENS | Low | DLC-Switch-Water Heating | DLC | Small Industrial | PCT | 8507.518 | 4253.759 | 2 | 1
ENS | Low | DLC-Switch-Water Heating | DLC | Small Industrial | RIM | 20688.9204 | 25562.6029 | 1.2493 | 1
ENS | Low | DLC-Switch-Water Heating | DLC | Small Industrial | SCT | 20688.9204 | 21308.8439 | 1.3529 | 1
ENS | Low | DLC-Thermostat-HVAC | DLC | Small Industrial | TRC | 113382.1 | 59234.9144 | 1.3529 | 1
ENS | Low | DLC-Thermostat-HVAC | DLC | Small Industrial | PAC | 113382.1 | 63405.3377 | 1.2493 | 1
ENS | Low | DLC-Thermostat-HVAC | DLC | Small Industrial | PCT | 8340.8465 | 4170.4233 | 2 | 1
ENS | Low | DLC-Thermostat-HVAC | DLC | Small Industrial | RIM | 113382.1 | 63405.3377 | 1.2493 | 1
ENS | Low | DLC-Thermostat-HVAC | DLC | Small Industrial | SCT | 113382.1 | 59234.9144 | 1.3529 | 1
ENS | Low | DLC-Switch-Water Heating | DLC | Residential | TRC | 27977701.2076 | 29631725.2105 | 1.3529 | 1
ENS | Low | DLC-Switch-Water Heating | DLC | Residential | PAC | 27977701.2076 | 31316960.8987 | 1.2493 | 1
ENS | Low | DLC-Switch-Water Heating | DLC | Residential | PCT | 3370471.3763 | 1685235.6882 | 2 | 1
ENS | Low | DLC-Switch-Water Heating | DLC | Residential | RIM | 27977701.2076 | 31316960.8987 | 1.2493 | 1
ENS | Low | DLC-Switch-Water Heating | DLC | Residential | SCT | 27977701.2076 | 29631725.2105 | 1.3529 | 1
ENS | Low | DLC-Thermostat-Heat Pump | DLC | Residential | TRC | 13083497.0431 | 6611537.4115 | 1.3529 | 1
ENS | Low | DLC-Thermostat-Heat Pump | DLC | Residential | PAC | 13083497.0431 | 7598233.4993 | 1.2493 | 1
ENS | Low | DLC-Thermostat-Heat Pump | DLC | Residential | PCT | 1973392.1757 | 986696.0878 | 2 | 1
ENS | Low | DLC-Thermostat-Heat Pump | DLC | Residential | RIM | 13083497.0431 | 7598233.4993 | 1.2493 | 1
ENS | Low | DLC-Thermostat-Heat Pump | DLC | Residential | SCT | 13083497.0431 | 6611537.4115 | 1.3529 | 1
ENS | Low | DLC-Thermostat-Electric Furnace | DLC | Residential | TRC | 14963517.1162 | 5529542.3879 | 1.3529 | 1
ENS | Low | DLC-Thermostat-Electric Furnace | DLC | Residential | PAC | 14963517.1162 | 6295491.4158 | 1.2493 | 1
ENS | Low | DLC-Thermostat-Electric Furnace | DLC | Residential | PCT | 1531898.0557 | 765949.0278 | 2 | 1
ENS | Low | DLC-Thermostat-Electric Furnace | DLC | Residential | RIM | 14963517.1162 | 6295491.4158 | 1.2493 | 1
ENS | Low | DLC-Thermostat-Electric Furnace | DLC | Residential | SCT | 14963517.1162 | 5529542.3879 | 1.3529 | 1
ENS | Low | C&I Curtailment- Manual HVAC Control | C&I Curtailment | Large Commercial | TRC | 276725.8846 | 203079.4315 | 1.3214 | 1
ENS | Low | C&I Curtailment- Manual HVAC Control | C&I Curtailment | Large Commercial | PAC | 276725.8846 | 238524.5709 | 1.1151 | 1
ENS | Low | C&I Curtailment- Manual HVAC Control | C&I Curtailment | Large Commercial | PCT | 70890.2788 | 35445.1394 | 2 | 1
ENS | Low | C&I Curtailment- Manual HVAC Control | C&I Curtailment | Large Commercial | RIM | 276725.8846 | 238524.5709 | 1.1151 | 1
ENS | Low | C&I Curtailment- Manual HVAC Control | C&I Curtailment | Large Commercial | SCT | 276725.8846 | 203079.4315 | 1.3214 | 1
ENS | Low | C&I Curtailment- Auto-DR HVAC Control | C&I Curtailment | Large Commercial | TRC | 825847.6718 | 603974.297 | 1.3214 | 1
ENS | Low | C&I Curtailment- Auto-DR HVAC Control | C&I Curtailment | Large Commercial | PAC | 825847.6718 | 718651.0934 | 1.1151 | 1
ENS | Low | C&I Curtailment- Auto-DR HVAC Control | C&I Curtailment | Large Commercial | PCT | 229353.5928 | 114676.7964 | 2 | 1
ENS | Low | C&I Curtailment- Auto-DR HVAC Control | C&I Curtailment | Large Commercial | RIM | 825847.6718 | 718651.0934 | 1.1151 | 1
ENS | Low | C&I Curtailment- Auto-DR HVAC Control | C&I Curtailment | Large Commercial | SCT | 825847.6718 | 603974.297 | 1.3214 | 1
ENS | Low | C&I Curtailment- Standard Lighting Control | C&I Curtailment | Large Commercial | TRC | 177581.5254 | 129391.6069 | 1.3214 | 1
ENS | Low | C&I Curtailment- Standard Lighting Control | C&I Curtailment | Large Commercial | PAC | 177581.5254 | 152856.9489 | 1.1151 | 1
ENS | Low | C&I Curtailment- Standard Lighting Control | C&I Curtailment | Large Commercial | PCT | 46930.684 | 23465.342 | 2 | 1
ENS | Low | C&I Curtailment- Standard Lighting Control | C&I Curtailment | Large Commercial | RIM | 177581.5254 | 152856.9489 | 1.1151 | 1
ENS | Low | C&I Curtailment- Standard Lighting Control | C&I Curtailment | Large Commercial | SCT | 177581.5254 | 129391.6069 | 1.3214 | 1
ENS | Low | C&I Curtailment- Advanced Lighting Control | C&I Curtailment | Large Commercial | TRC | 88790.7627 | 65145.4147 | 1.3214 | 1
ENS | Low | C&I Curtailment- Advanced Lighting Control | C&I Curtailment | Large Commercial | PAC | 88790.7627 | 76878.0857 | 1.1151 | 1
ENS | Low | C&I Curtailment- Advanced Lighting Control | C&I Curtailment | Large Commercial | PCT | 23465.342 | 11732.671 | 2 | 1
ENS | Low | C&I Curtailment- Advanced Lighting Control | C&I Curtailment | Large Commercial | RIM | 88790.7627 | 76878.0857 | 1.1151 | 1
ENS | Low | C&I Curtailment- Advanced Lighting Control | C&I Curtailment | Large Commercial | SCT | 88790.7627 | 65145.4147 | 1.3214 | 1
ENS | Low | C&I Curtailment- Water Heating Control | C&I Curtailment | Large Commercial | TRC | 35337.5598 | 27320.3266 | 1.3214 | 1
ENS | Low | C&I Curtailment- Water Heating Control | C&I Curtailment | Large Commercial | PAC | 35337.5598 | 32208.8773 | 1.1151 | 1
ENS | Low | C&I Curtailment- Water Heating Control | C&I Curtailment | Large Commercial | PCT | 9777.1014 | 4888.5507 | 2 | 1
ENS | Low | C&I Curtailment- Water Heating Control | C&I Curtailment | Large Commercial | RIM | 35337.5598 | 32208.8773 | 1.1151 | 1
ENS | Low | C&I Curtailment- Water Heating Control | C&I Curtailment | Large Commercial | SCT | 35337.5598 | 27320.3266 | 1.3214 | 1
ENS | Low | C&I Curtailment- Other | C&I Curtailment | Large Commercial | TRC | 377263.8266 | 279035.753 | 1.3214 | 1
ENS | Low | C&I Curtailment- Other | C&I Curtailment | Large Commercial | PAC | 377263.8266 | 330693.6756 | 1.1151 | 1
ENS | Low | C&I Curtailment- Other | C&I Curtailment | Large Commercial | PCT | 103315.8451 | 51657.9225 | 2 | 1
ENS | Low | C&I Curtailment- Other | C&I Curtailment | Large Commercial | RIM | 377263.8266 | 330693.6756 | 1.1151 | 1
ENS | Low | C&I Curtailment- Other | C&I Curtailment | Large Commercial | SCT | 377263.8266 | 279035.753 | 1.3214 | 1
ENS | Low | C&I Curtailment- Manual HVAC Control | C&I Curtailment | Large Industrial | TRC | 125127.2626 | 100346.9384 | 1.3214 | 1
ENS | Low | C&I Curtailment- Manual HVAC Control | C&I Curtailment | Large Industrial | PAC | 125127.2626 | 117048.8106 | 1.1151 | 1
ENS | Low | C&I Curtailment- Manual HVAC Control | C&I Curtailment | Large Industrial | PCT | 33403.7444 | 16701.8722 | 2 | 1
ENS | Low | C&I Curtailment- Manual HVAC Control | C&I Curtailment | Large Industrial | RIM | 125127.2626 | 117048.8106 | 1.1151 | 1
ENS | Low | C&I Curtailment- Manual HVAC Control | C&I Curtailment | Large Industrial | SCT | 125127.2626 | 100346.9384 | 1.3214 | 1
ENS | Low | C&I Curtailment- Auto-DR HVAC Control | C&I Curtailment | Large Industrial | TRC | 409948.7208 | 318891.5928 | 1.3214 | 1
ENS | Low | C&I Curtailment- Auto-DR HVAC Control | C&I Curtailment | Large Industrial | PAC | 409948.7208 | 378449.9899 | 1.1151 | 1
ENS | Low | C&I Curtailment- Auto-DR HVAC Control | C&I Curtailment | Large Industrial | PCT | 119116.7941 | 59558.3971 | 2 | 1
ENS | Low | C&I Curtailment- Auto-DR HVAC Control | C&I Curtailment | Large Industrial | RIM | 409948.7208 | 378449.9899 | 1.1151 | 1
ENS | Low | C&I Curtailment- Auto-DR HVAC Control | C&I Curtailment | Large Industrial | SCT | 409948.7208 | 318891.5928 | 1.3214 | 1
ENS | Low | C&I Curtailment- Standard Lighting Control | C&I Curtailment | Large Industrial | TRC | 101283.1555 | 82864.2305 | 1.3214 | 1
ENS | Low | C&I Curtailment- Standard Lighting Control | C&I Curtailment | Large Industrial | PAC | 101283.1555 | 96929.7287 | 1.1151 | 1
ENS | Low | C&I Curtailment- Standard Lighting Control | C&I Curtailment | Large Industrial | PCT | 28130.9963 | 14065.4982 | 2 | 1
ENS | Low | C&I Curtailment- Standard Lighting Control | C&I Curtailment | Large Industrial | RIM | 101283.1555 | 96929.7287 | 1.1151 | 1
ENS | Low | C&I Curtailment- Standard Lighting Control | C&I Curtailment | Large Industrial | SCT | 101283.1555 | 82864.2305 | 1.3214 | 1
ENS | Low | C&I Curtailment- Advanced Lighting Control | C&I Curtailment | Large Industrial | TRC | 50641.5778 | 45015.2125 | 1.3214 | 1
ENS | Low | C&I Curtailment- Advanced Lighting Control | C&I Curtailment | Large Industrial | PAC | 50641.5778 | 52047.9616 | 1.1151 | 1
ENS | Low | C&I Curtailment- Advanced Lighting Control | C&I Curtailment | Large Industrial | PCT | 14065.4982 | 7032.7491 | 2 | 1
ENS | Low | C&I Curtailment- Advanced Lighting Control | C&I Curtailment | Large Industrial | RIM | 50641.5778 | 52047.9616 | 1.1151 | 1
ENS | Low | C&I Curtailment- Advanced Lighting Control | C&I Curtailment | Large Industrial | SCT | 50641.5778 | 45015.2125 | 1.3214 | 1
ENS | Low | C&I Curtailment- Water Heating Control | C&I Curtailment | Large Industrial | TRC | 16609.4293 | 21533.8999 | 1.3214 | 1
ENS | Low | C&I Curtailment- Water Heating Control | C&I Curtailment | Large Industrial | PAC | 16609.4293 | 23939.1173 | 1.1151 | 1
ENS | Low | C&I Curtailment- Water Heating Control | C&I Curtailment | Large Industrial | PCT | 4810.4347 | 2405.2173 | 2 | 1
ENS | Low | C&I Curtailment- Water Heating Control | C&I Curtailment | Large Industrial | RIM | 16609.4293 | 23939.1173 | 1.1151 | 1
ENS | Low | C&I Curtailment- Water Heating Control | C&I Curtailment | Large Industrial | SCT | 16609.4293 | 21533.8999 | 1.3214 | 1
ENS | Low | C&I Curtailment- Other | C&I Curtailment | Large Industrial | TRC | 195420.598 | 156388.1829 | 1.3214 | 1
ENS | Low | C&I Curtailment- Other | C&I Curtailment | Large Industrial | PAC | 195420.598 | 184415.9667 | 1.1151 | 1
ENS | Low | C&I Curtailment- Other | C&I Curtailment | Large Industrial | PCT | 56055.5676 | 28027.7838 | 2 | 1
ENS | Low | C&I Curtailment- Other | C&I Curtailment | Large Industrial | RIM | 195420.598 | 184415.9667 | 1.1151 | 1
ENS | Low | C&I Curtailment- Other | C&I Curtailment | Large Industrial | SCT | 195420.598 | 156388.1829 | 1.3214 | 1
ENS | Low | C&I Curtailment- Industrial | C&I Curtailment | Large Industrial | TRC | 1584454.7418 | 1196303.0956 | 1.3214 | 1
ENS | Low | C&I Curtailment- Industrial | C&I Curtailment | Large Industrial | PAC | 1584454.7418 | 1419192.9196 | 1.1151 | 1
ENS | Low | C&I Curtailment- Industrial | C&I Curtailment | Large Industrial | PCT | 445779.648 | 222889.824 | 2 | 1
ENS | Low | C&I Curtailment- Industrial | C&I Curtailment | Large Industrial | RIM | 1584454.7418 | 1419192.9196 | 1.1151 | 1
ENS | Low | C&I Curtailment- Industrial | C&I Curtailment | Large Industrial | SCT | 1584454.7418 | 1196303.0956 | 1.3214 | 1
ENS | Low | C&I Curtailment- Manual HVAC Control | C&I Curtailment | Interruptible Rider | TRC | 1095983.5196 | 823831.2773 | 1.3214 | 1
ENS | Low | C&I Curtailment- Manual HVAC Control | C&I Curtailment | Interruptible Rider | PAC | 1095983.5196 | 969155.1596 | 1.1151 | 1
ENS | Low | C&I Curtailment- Manual HVAC Control | C&I Curtailment | Interruptible Rider | PCT | 290647.7647 | 145323.8823 | 2 | 1
ENS | Low | C&I Curtailment- Manual HVAC Control | C&I Curtailment | Interruptible Rider | RIM | 1095983.5196 | 969155.1596 | 1.1151 | 1
ENS | Low | C&I Curtailment- Manual HVAC Control | C&I Curtailment | Interruptible Rider | SCT | 1095983.5196 | 823831.2773 | 1.3214 | 1
ENS | Low | C&I Curtailment- Auto-DR HVAC Control | C&I Curtailment | Interruptible Rider | TRC | 3486814.197 | 2643375.0219 | 1.3214 | 1
ENS | Low | C&I Curtailment- Auto-DR HVAC Control | C&I Curtailment | Interruptible Rider | PAC | 3486814.197 | 3146479.2366 | 1.1151 | 1
ENS | Low | C&I Curtailment- Auto-DR HVAC Control | C&I Curtailment | Interruptible Rider | PCT | 1006208.4293 | 503104.2146 | 2 | 1
ENS | Low | C&I Curtailment- Auto-DR HVAC Control | C&I Curtailment | Interruptible Rider | RIM | 3486814.197 | 3146479.2366 | 1.1151 | 1
ENS | Low | C&I Curtailment- Auto-DR HVAC Control | C&I Curtailment | Interruptible Rider | SCT | 3486814.197 | 2643375.0219 | 1.3214 | 1
ENS | Low | C&I Curtailment- Standard Lighting Control | C&I Curtailment | Interruptible Rider | TRC | 404480.3626 | 305218.2829 | 1.3214 | 1
ENS | Low | C&I Curtailment- Standard Lighting Control | C&I Curtailment | Interruptible Rider | PAC | 404480.3626 | 360769.6919 | 1.1151 | 1
ENS | Low | C&I Curtailment- Standard Lighting Control | C&I Curtailment | Interruptible Rider | PCT | 111102.8181 | 55551.409 | 2 | 1
ENS | Low | C&I Curtailment- Standard Lighting Control | C&I Curtailment | Interruptible Rider | RIM | 404480.3626 | 360769.6919 | 1.1151 | 1
ENS | Low | C&I Curtailment- Standard Lighting Control | C&I Curtailment | Interruptible Rider | SCT | 404480.3626 | 305218.2829 | 1.3214 | 1
ENS | Low | C&I Curtailment- Advanced Lighting Control | C&I Curtailment | Interruptible Rider | TRC | 202240.1813 | 154343.2561 | 1.3214 | 1
ENS | Low | C&I Curtailment- Advanced Lighting Control | C&I Curtailment | Interruptible Rider | PAC | 202240.1813 | 182118.9606 | 1.1151 | 1
ENS | Low | C&I Curtailment- Advanced Lighting Control | C&I Curtailment | Interruptible Rider | PCT | 55551.409 | 27775.7045 | 2 | 1
ENS | Low | C&I Curtailment- Advanced Lighting Control | C&I Curtailment | Interruptible Rider | RIM | 202240.1813 | 182118.9606 | 1.1151 | 1
ENS | Low | C&I Curtailment- Advanced Lighting Control | C&I Curtailment | Interruptible Rider | SCT | 202240.1813 | 154343.2561 | 1.3214 | 1
ENS | Low | C&I Curtailment- Water Heating Control | C&I Curtailment | Interruptible Rider | TRC | 40955.5739 | 35208.5405 | 1.3214 | 1
ENS | Low | C&I Curtailment- Water Heating Control | C&I Curtailment | Interruptible Rider | PAC | 40955.5739 | 40976.0987 | 1.1151 | 1
ENS | Low | C&I Curtailment- Water Heating Control | C&I Curtailment | Interruptible Rider | PCT | 11535.1164 | 5767.5582 | 2 | 1
ENS | Low | C&I Curtailment- Water Heating Control | C&I Curtailment | Interruptible Rider | RIM | 40955.5739 | 40976.0987 | 1.1151 | 1
ENS | Low | C&I Curtailment- Water Heating Control | C&I Curtailment | Interruptible Rider | SCT | 40955.5739 | 35208.5405 | 1.3214 | 1
ENS | Low | C&I Curtailment- Other | C&I Curtailment | Interruptible Rider | TRC | 703031.9878 | 534687.6816 | 1.3214 | 1
ENS | Low | C&I Curtailment- Other | C&I Curtailment | Interruptible Rider | PAC | 703031.9878 | 633577.4922 | 1.1151 | 1
ENS | Low | C&I Curtailment- Other | C&I Curtailment | Interruptible Rider | PCT | 197779.6211 | 98889.8106 | 2 | 1
ENS | Low | C&I Curtailment- Other | C&I Curtailment | Interruptible Rider | RIM | 703031.9878 | 633577.4922 | 1.1151 | 1
ENS | Low | C&I Curtailment- Other | C&I Curtailment | Interruptible Rider | SCT | 703031.9878 | 534687.6816 | 1.3214 | 1
ENS | Low | C&I Curtailment- Industrial | C&I Curtailment | Interruptible Rider | TRC | 1172438.2482 | 879502.539 | 1.3214 | 1
ENS | Low | C&I Curtailment- Industrial | C&I Curtailment | Interruptible Rider | PAC | 1172438.2482 | 1042219.8256 | 1.1151 | 1
ENS | Low | C&I Curtailment- Industrial | C&I Curtailment | Interruptible Rider | PCT | 325434.5733 | 162717.2867 | 2 | 1
ENS | Low | C&I Curtailment- Industrial | C&I Curtailment | Interruptible Rider | RIM | 1172438.2482 | 1042219.8256 | 1.1151 | 1
ENS | Low | C&I Curtailment- Industrial | C&I Curtailment | Interruptible Rider | SCT | 1172438.2482 | 879502.539 | 1.3214 | 1
ENS | Low | Dynamic Pricing with enabling tech. | Dynamic Pricing | Small Commercial | TRC | 3785375.9321 | 1088323.536 | 3.3366 | 1
ENS | Low | Dynamic Pricing with enabling tech. | Dynamic Pricing | Small Commercial | PAC | 3785375.9321 | 1088323.536 | 3.3366 | 1
ENS | Low | Dynamic Pricing with enabling tech. | Dynamic Pricing | Small Commercial | PCT | 0 | 0 | 0 | 1
ENS | Low | Dynamic Pricing with enabling tech. | Dynamic Pricing | Small Commercial | RIM | 3785375.9321 | 1088323.536 | 3.3366 | 1
ENS | Low | Dynamic Pricing with enabling tech. | Dynamic Pricing | Small Commercial | SCT | 3785375.9321 | 1088323.536 | 3.3366 | 1
ENS | Low | Dynamic Pricing w/o enabling tech. | Dynamic Pricing | Small Commercial | TRC | 223573.766 | 283804.3485 | 3.3366 | 1
ENS | Low | Dynamic Pricing w/o enabling tech. | Dynamic Pricing | Small Commercial | PAC | 223573.766 | 283804.3485 | 3.3366 | 1
ENS | Low | Dynamic Pricing w/o enabling tech. | Dynamic Pricing | Small Commercial | PCT | 0 | 0 | 0 | 1
ENS | Low | Dynamic Pricing w/o enabling tech. | Dynamic Pricing | Small Commercial | RIM | 223573.766 | 283804.3485 | 3.3366 | 1
ENS | Low | Dynamic Pricing w/o enabling tech. | Dynamic Pricing | Small Commercial | SCT | 223573.766 | 283804.3485 | 3.3366 | 1
ENS | Low | Dynamic Pricing with enabling tech. | Dynamic Pricing | Large Commercial | TRC | 933492.1239 | 429103.5103 | 3.3366 | 1
ENS | Low | Dynamic Pricing with enabling tech. | Dynamic Pricing | Large Commercial | PAC | 933492.1239 | 429103.5103 | 3.3366 | 1
ENS | Low | Dynamic Pricing with enabling tech. | Dynamic Pricing | Large Commercial | PCT | 0 | 0 | 0 | 1
ENS | Low | Dynamic Pricing with enabling tech. | Dynamic Pricing | Large Commercial | RIM | 933492.1239 | 429103.5103 | 3.3366 | 1
ENS | Low | Dynamic Pricing with enabling tech. | Dynamic Pricing | Large Commercial | SCT | 933492.1239 | 429103.5103 | 3.3366 | 1
ENS | Low | Dynamic Pricing w/o enabling tech. | Dynamic Pricing | Large Commercial | TRC | 353744.3838 | 19951.0251 | 3.3366 | 1
ENS | Low | Dynamic Pricing w/o enabling tech. | Dynamic Pricing | Large Commercial | PAC | 353744.3838 | 19951.0251 | 3.3366 | 1
ENS | Low | Dynamic Pricing w/o enabling tech. | Dynamic Pricing | Large Commercial | PCT | 0 | 0 | 0 | 1
ENS | Low | Dynamic Pricing w/o enabling tech. | Dynamic Pricing | Large Commercial | RIM | 353744.3838 | 19951.0251 | 3.3366 | 1
ENS | Low | Dynamic Pricing w/o enabling tech. | Dynamic Pricing | Large Commercial | SCT | 353744.3838 | 19951.0251 | 3.3366 | 1
ENS | Low | Dynamic Pricing with enabling tech. | Dynamic Pricing | Small Industrial | TRC | 296595.0693 | 78723.2728 | 3.3366 | 1
ENS | Low | Dynamic Pricing with enabling tech. | Dynamic Pricing | Small Industrial | PAC | 296595.0693 | 78723.2728 | 3.3366 | 1
ENS | Low | Dynamic Pricing with enabling tech. | Dynamic Pricing | Small Industrial | PCT | 0 | 0 | 0 | 1
ENS | Low | Dynamic Pricing with enabling tech. | Dynamic Pricing | Small Industrial | RIM | 296595.0693 | 78723.2728 | 3.3366 | 1
ENS | Low | Dynamic Pricing with enabling tech. | Dynamic Pricing | Small Industrial | SCT | 296595.0693 | 78723.2728 | 3.3366 | 1
ENS | Low | Dynamic Pricing w/o enabling tech. | Dynamic Pricing | Small Industrial | TRC | 17517.6463 | 16006.6483 | 3.3366 | 1
ENS | Low | Dynamic Pricing w/o enabling tech. | Dynamic Pricing | Small Industrial | PAC | 17517.6463 | 16006.6483 | 3.3366 | 1
ENS | Low | Dynamic Pricing w/o enabling tech. | Dynamic Pricing | Small Industrial | PCT | 0 | 0 | 0 | 1
ENS | Low | Dynamic Pricing w/o enabling tech. | Dynamic Pricing | Small Industrial | RIM | 17517.6463 | 16006.6483 | 3.3366 | 1
ENS | Low | Dynamic Pricing w/o enabling tech. | Dynamic Pricing | Small Industrial | SCT | 17517.6463 | 16006.6483 | 3.3366 | 1
ENS | Low | Dynamic Pricing with enabling tech. | Dynamic Pricing | Large Industrial | TRC | 1422747.4225 | 666250.4789 | 3.3366 | 1
ENS | Low | Dynamic Pricing with enabling tech. | Dynamic Pricing | Large Industrial | PAC | 1422747.4225 | 666250.4789 | 3.3366 | 1
ENS | Low | Dynamic Pricing with enabling tech. | Dynamic Pricing | Large Industrial | PCT | 0 | 0 | 0 | 1
ENS | Low | Dynamic Pricing with enabling tech. | Dynamic Pricing | Large Industrial | RIM | 1422747.4225 | 666250.4789 | 3.3366 | 1
ENS | Low | Dynamic Pricing with enabling tech. | Dynamic Pricing | Large Industrial | SCT | 1422747.4225 | 666250.4789 | 3.3366 | 1
ENS | Low | Dynamic Pricing w/o enabling tech. | Dynamic Pricing | Large Industrial | TRC | 539146.3917 | 34709.9271 | 3.3366 | 1
ENS | Low | Dynamic Pricing w/o enabling tech. | Dynamic Pricing | Large Industrial | PAC | 539146.3917 | 34709.9271 | 3.3366 | 1
ENS | Low | Dynamic Pricing w/o enabling tech. | Dynamic Pricing | Large Industrial | PCT | 0 | 0 | 0 | 1
ENS | Low | Dynamic Pricing w/o enabling tech. | Dynamic Pricing | Large Industrial | RIM | 539146.3917 | 34709.9271 | 3.3366 | 1
ENS | Low | Dynamic Pricing w/o enabling tech. | Dynamic Pricing | Large Industrial | SCT | 539146.3917 | 34709.9271 | 3.3366 | 1
ENS | Low | Dynamic Pricing with enabling tech. | Dynamic Pricing | Interruptible Rider | TRC | 684810.1111 | 317395.0861 | 3.3366 | 1
ENS | Low | Dynamic Pricing with enabling tech. | Dynamic Pricing | Interruptible Rider | PAC | 684810.1111 | 317395.0861 | 3.3366 | 1
ENS | Low | Dynamic Pricing with enabling tech. | Dynamic Pricing | Interruptible Rider | PCT | 0 | 0 | 0 | 1
ENS | Low | Dynamic Pricing with enabling tech. | Dynamic Pricing | Interruptible Rider | RIM | 684810.1111 | 317395.0861 | 3.3366 | 1
ENS | Low | Dynamic Pricing with enabling tech. | Dynamic Pricing | Interruptible Rider | SCT | 684810.1111 | 317395.0861 | 3.3366 | 1
ENS | Low | Dynamic Pricing w/o enabling tech. | Dynamic Pricing | Interruptible Rider | TRC | 259506.9895 | 15815.0627 | 3.3366 | 1
ENS | Low | Dynamic Pricing w/o enabling tech. | Dynamic Pricing | Interruptible Rider | PAC | 259506.9895 | 15815.0627 | 3.3366 | 1
ENS | Low | Dynamic Pricing w/o enabling tech. | Dynamic Pricing | Interruptible Rider | PCT | 0 | 0 | 0 | 1
ENS | Low | Dynamic Pricing w/o enabling tech. | Dynamic Pricing | Interruptible Rider | RIM | 259506.9895 | 15815.0627 | 3.3366 | 1
ENS | Low | Dynamic Pricing w/o enabling tech. | Dynamic Pricing | Interruptible Rider | SCT | 259506.9895 | 15815.0627 | 3.3366 | 1
ENS | Low | Dynamic Pricing with enabling tech. | Dynamic Pricing | Residential | TRC | 26306055.2882 | 9487071.1857 | 3.3366 | 1
ENS | Low | Dynamic Pricing with enabling tech. | Dynamic Pricing | Residential | PAC | 26306055.2882 | 9487071.1857 | 3.3366 | 1
ENS | Low | Dynamic Pricing with enabling tech. | Dynamic Pricing | Residential | PCT | 0 | 0 | 0 | 1
ENS | Low | Dynamic Pricing with enabling tech. | Dynamic Pricing | Residential | RIM | 26306055.2882 | 9487071.1857 | 3.3366 | 1
ENS | Low | Dynamic Pricing with enabling tech. | Dynamic Pricing | Residential | SCT | 26306055.2882 | 9487071.1857 | 3.3366 | 1
ENS | Low | Dynamic Pricing w/o enabling tech. | Dynamic Pricing | Residential | TRC | 14710623.023 | 2408166.2004 | 3.3366 | 1
ENS | Low | Dynamic Pricing w/o enabling tech. | Dynamic Pricing | Residential | PAC | 14710623.023 | 2408166.2004 | 3.3366 | 1
ENS | Low | Dynamic Pricing w/o enabling tech. | Dynamic Pricing | Residential | PCT | 0 | 0 | 0 | 1
ENS | Low | Dynamic Pricing w/o enabling tech. | Dynamic Pricing | Residential | RIM | 14710623.023 | 2408166.2004 | 3.3366 | 1
ENS | Low | Dynamic Pricing w/o enabling tech. | Dynamic Pricing | Residential | SCT | 14710623.023 | 2408166.2004 | 3.3366 | 1
ENS | Low | BTM Battery Control | BTM Battery Control | Small Commercial | TRC | 1122990.0599 | 1411885.6936 | 0.87694 | 0
ENS | Low | BTM Battery Control | BTM Battery Control | Small Commercial | PAC | 1122990.0599 | 1517641.4891 | 0.81163 | 0
ENS | Low | BTM Battery Control | BTM Battery Control | Small Commercial | PCT | 211511.591 | 105755.7955 | 2 | 0
ENS | Low | BTM Battery Control | BTM Battery Control | Small Commercial | RIM | 1122990.0599 | 1517641.4891 | 0.81163 | 0
ENS | Low | BTM Battery Control | BTM Battery Control | Small Commercial | SCT | 1122990.0599 | 1411885.6936 | 0.87694 | 0
ENS | Low | BTM Battery Control | BTM Battery Control | Large Commercial | TRC | 411356.4722 | 408483.9777 | 0.87694 | 0
ENS | Low | BTM Battery Control | BTM Battery Control | Large Commercial | PAC | 411356.4722 | 448288.067 | 0.81163 | 0
ENS | Low | BTM Battery Control | BTM Battery Control | Large Commercial | PCT | 79608.1786 | 39804.0893 | 2 | 0
ENS | Low | BTM Battery Control | BTM Battery Control | Large Commercial | RIM | 411356.4722 | 448288.067 | 0.81163 | 0
ENS | Low | BTM Battery Control | BTM Battery Control | Large Commercial | SCT | 411356.4722 | 408483.9777 | 0.87694 | 0
ENS | Low | BTM Battery Control | BTM Battery Control | Small Industrial | TRC | 26524.7626 | 33694.6831 | 0.87694 | 0
ENS | Low | BTM Battery Control | BTM Battery Control | Small Industrial | PAC | 26524.7626 | 36269.2707 | 0.81163 | 0
ENS | Low | BTM Battery Control | BTM Battery Control | Small Industrial | PCT | 5149.1753 | 2574.5877 | 2 | 0
ENS | Low | BTM Battery Control | BTM Battery Control | Small Industrial | RIM | 26524.7626 | 36269.2707 | 0.81163 | 0
ENS | Low | BTM Battery Control | BTM Battery Control | Small Industrial | SCT | 26524.7626 | 33694.6831 | 0.87694 | 0
ENS | Low | BTM Battery Control | BTM Battery Control | Large Industrial | TRC | 630110.6327 | 647665.6671 | 0.87694 | 0
ENS | Low | BTM Battery Control | BTM Battery Control | Large Industrial | PAC | 630110.6327 | 709808.0106 | 0.81163 | 0
ENS | Low | BTM Battery Control | BTM Battery Control | Large Industrial | PCT | 124284.687 | 62142.3435 | 2 | 0
ENS | Low | BTM Battery Control | BTM Battery Control | Large Industrial | RIM | 630110.6327 | 709808.0106 | 0.81163 | 0
ENS | Low | BTM Battery Control | BTM Battery Control | Large Industrial | SCT | 630110.6327 | 647665.6671 | 0.87694 | 0
ENS | Low | BTM Battery Control | BTM Battery Control | Interruptible Rider | TRC | 435774.2565 | 444990.9814 | 0.87694 | 0
ENS | Low | BTM Battery Control | BTM Battery Control | Interruptible Rider | PAC | 435774.2565 | 491914.6987 | 0.81163 | 0
ENS | Low | BTM Battery Control | BTM Battery Control | Interruptible Rider | PCT | 93847.4347 | 46923.7174 | 2 | 0
ENS | Low | BTM Battery Control | BTM Battery Control | Interruptible Rider | RIM | 435774.2565 | 491914.6987 | 0.81163 | 0
ENS | Low | BTM Battery Control | BTM Battery Control | Interruptible Rider | SCT | 435774.2565 | 444990.9814 | 0.87694 | 0
ENS | Low | BTM Battery Control | BTM Battery Control | Residential | TRC | 10858975.5697 | 12431430.6009 | 0.87694 | 0
ENS | Low | BTM Battery Control | BTM Battery Control | Residential | PAC | 10858975.5697 | 13411669.7189 | 0.81163 | 0
ENS | Low | BTM Battery Control | BTM Battery Control | Residential | PCT | 1960478.236 | 980239.118 | 2 | 0
ENS | Low | BTM Battery Control | BTM Battery Control | Residential | RIM | 10858975.5697 | 13411669.7189 | 0.81163 | 0
ENS | Low | BTM Battery Control | BTM Battery Control | Residential | SCT | 10858975.5697 | 12431430.6009 | 0.87694 | 0
ENS | Low | EV Charging Control | EV Charging Control | EV | TRC | 3052966.406 | 10720981.4034 | 0.28477 | 0
ENS | Low | EV Charging Control | EV Charging Control | EV | PAC | 3052966.406 | 11077744.4809 | 0.27559 | 0
ENS | Low | EV Charging Control | EV Charging Control | EV | PCT | 713526.1551 | 356763.0775 | 2 | 0
ENS | Low | EV Charging Control | EV Charging Control | EV | RIM | 3052966.406 | 11077744.4809 | 0.27559 | 0
ENS | Low | EV Charging Control | EV Charging Control | EV | SCT | 3052966.406 | 10720981.4034 | 0.28477 | 0
ENS | Low | Behavioral DR | Behavioral DR | Residential | TRC | 4493557.2995 | 4810110.6815 | 0.93419 | 0
ENS | Low | Behavioral DR | Behavioral DR | Residential | PAC | 4493557.2995 | 4810110.6815 | 0.93419 | 0
ENS | Low | Behavioral DR | Behavioral DR | Residential | RIM | 4493557.2995 | 4810110.6815 | 0.93419 | 0
ENS | Low | Behavioral DR | Behavioral DR | Residential | SCT | 4493557.2995 | 4810110.6815 | 0.93419 | 0
ENS | High | DLC-Switch-Water Heating | DLC | Small Commercial | TRC | 412792.8268 | 518647.8521 | 0.90592 | 0
ENS | High | DLC-Switch-Water Heating | DLC | Small Commercial | PAC | 412792.8268 | 712497.6831 | 0.77777 | 0
ENS | High | DLC-Switch-Water Heating | DLC | Small Commercial | PCT | 387699.662 | 193849.831 | 2 | 0
ENS | High | DLC-Switch-Water Heating | DLC | Small Commercial | RIM | 412792.8268 | 712497.6831 | 0.77777 | 0
ENS | High | DLC-Switch-Water Heating | DLC | Small Commercial | SCT | 412792.8268 | 518647.8521 | 0.90592 | 0
ENS | High | DLC-Thermostat-HVAC | DLC | Small Commercial | TRC | 1645561.4734 | 1442533.6895 | 0.90592 | 0
ENS | High | DLC-Thermostat-HVAC | DLC | Small Commercial | PAC | 1645561.4734 | 1611138.889 | 0.77777 | 0
ENS | High | DLC-Thermostat-HVAC | DLC | Small Commercial | PCT | 337210.3989 | 168605.1995 | 2 | 0
ENS | High | DLC-Thermostat-HVAC | DLC | Small Commercial | RIM | 1645561.4734 | 1611138.889 | 0.77777 | 0
ENS | High | DLC-Thermostat-HVAC | DLC | Small Commercial | SCT | 1645561.4734 | 1442533.6895 | 0.90592 | 0
ENS | High | DLC-Switch-Water Heating | DLC | Small Industrial | TRC | 15816.3396 | 24936.2959 | 0.90592 | 0
ENS | High | DLC-Switch-Water Heating | DLC | Small Industrial | PAC | 15816.3396 | 35003.7458 | 0.77777 | 0
ENS | High | DLC-Switch-Water Heating | DLC | Small Industrial | PCT | 20134.8997 | 10067.4499 | 2 | 0
ENS | High | DLC-Switch-Water Heating | DLC | Small Industrial | RIM | 15816.3396 | 35003.7458 | 0.77777 | 0
ENS | High | DLC-Switch-Water Heating | DLC | Small Industrial | SCT | 15816.3396 | 24936.2959 | 0.90592 | 0
ENS | High | DLC-Thermostat-HVAC | DLC | Small Industrial | TRC | 88066.2268 | 74912.3059 | 0.90592 | 0
ENS | High | DLC-Thermostat-HVAC | DLC | Small Industrial | PAC | 88066.2268 | 84312.6173 | 0.77777 | 0
ENS | High | DLC-Thermostat-HVAC | DLC | Small Industrial | PCT | 18800.6229 | 9400.3115 | 2 | 0
ENS | High | DLC-Thermostat-HVAC | DLC | Small Industrial | RIM | 88066.2268 | 84312.6173 | 0.77777 | 0
ENS | High | DLC-Thermostat-HVAC | DLC | Small Industrial | SCT | 88066.2268 | 74912.3059 | 0.90592 | 0
ENS | High | DLC-Switch-Water Heating | DLC | Residential | TRC | 18037691.7914 | 27727559.7796 | 0.90592 | 0
ENS | High | DLC-Switch-Water Heating | DLC | Residential | PAC | 18037691.7914 | 31066515.893 | 0.77777 | 0
ENS | High | DLC-Switch-Water Heating | DLC | Residential | PCT | 6677912.2269 | 3338956.1135 | 2 | 0
ENS | High | DLC-Switch-Water Heating | DLC | Residential | RIM | 18037691.7914 | 31066515.893 | 0.77777 | 0
ENS | High | DLC-Switch-Water Heating | DLC | Residential | SCT | 18037691.7914 | 27727559.7796 | 0.90592 | 0
ENS | High | DLC-Thermostat-Heat Pump | DLC | Residential | TRC | 8012646.7108 | 7073832.5219 | 0.90592 | 0
ENS | High | DLC-Thermostat-Heat Pump | DLC | Residential | PAC | 8012646.7108 | 8838471.0603 | 0.77777 | 0
ENS | High | DLC-Thermostat-Heat Pump | DLC | Residential | PCT | 3529277.0768 | 1764638.5384 | 2 | 0
ENS | High | DLC-Thermostat-Heat Pump | DLC | Residential | RIM | 8012646.7108 | 8838471.0603 | 0.77777 | 0
ENS | High | DLC-Thermostat-Heat Pump | DLC | Residential | SCT | 8012646.7108 | 7073832.5219 | 0.90592 | 0
ENS | High | DLC-Thermostat-Electric Furnace | DLC | Residential | TRC | 11246510.0149 | 6694670.6623 | 0.90592 | 0
ENS | High | DLC-Thermostat-Electric Furnace | DLC | Residential | PAC | 11246510.0149 | 8385524.7349 | 0.77777 | 0
ENS | High | DLC-Thermostat-Electric Furnace | DLC | Residential | PCT | 3381708.1452 | 1690854.0726 | 2 | 0
ENS | High | DLC-Thermostat-Electric Furnace | DLC | Residential | RIM | 11246510.0149 | 8385524.7349 | 0.77777 | 0
ENS | High | DLC-Thermostat-Electric Furnace | DLC | Residential | SCT | 11246510.0149 | 6694670.6623 | 0.90592 | 0
ENS | High | C&I Curtailment- Manual HVAC Control | C&I Curtailment | Large Commercial | TRC | 247455.3337 | 252944.2515 | 0.92761 | 0
ENS | High | C&I Curtailment- Manual HVAC Control | C&I Curtailment | Large Commercial | PAC | 247455.3337 | 347444.158 | 0.66886 | 0
ENS | High | C&I Curtailment- Manual HVAC Control | C&I Curtailment | Large Commercial | PCT | 188999.8128 | 94499.9064 | 2 | 0
ENS | High | C&I Curtailment- Manual HVAC Control | C&I Curtailment | Large Commercial | RIM | 247455.3337 | 347444.158 | 0.66886 | 0
ENS | High | C&I Curtailment- Manual HVAC Control | C&I Curtailment | Large Commercial | SCT | 247455.3337 | 252944.2515 | 0.92761 | 0
ENS | High | C&I Curtailment- Auto-DR HVAC Control | C&I Curtailment | Large Commercial | TRC | 705216.0327 | 740630.4679 | 0.92761 | 0
ENS | High | C&I Curtailment- Auto-DR HVAC Control | C&I Curtailment | Large Commercial | PAC | 705216.0327 | 1032940.4963 | 0.66886 | 0
ENS | High | C&I Curtailment- Auto-DR HVAC Control | C&I Curtailment | Large Commercial | PCT | 584620.0567 | 292310.0284 | 2 | 0
ENS | High | C&I Curtailment- Auto-DR HVAC Control | C&I Curtailment | Large Commercial | RIM | 705216.0327 | 1032940.4963 | 0.66886 | 0
ENS | High | C&I Curtailment- Auto-DR HVAC Control | C&I Curtailment | Large Commercial | SCT | 705216.0327 | 740630.4679 | 0.92761 | 0
ENS | High | C&I Curtailment- Standard Lighting Control | C&I Curtailment | Large Commercial | TRC | 155326.0068 | 159849.4442 | 0.92761 | 0
ENS | High | C&I Curtailment- Standard Lighting Control | C&I Curtailment | Large Commercial | PAC | 155326.0068 | 221055.7915 | 0.66886 | 0
ENS | High | C&I Curtailment- Standard Lighting Control | C&I Curtailment | Large Commercial | PCT | 122412.6946 | 61206.3473 | 2 | 0
ENS | High | C&I Curtailment- Standard Lighting Control | C&I Curtailment | Large Commercial | RIM | 155326.0068 | 221055.7915 | 0.66886 | 0
ENS | High | C&I Curtailment- Standard Lighting Control | C&I Curtailment | Large Commercial | SCT | 155326.0068 | 159849.4442 | 0.92761 | 0
ENS | High | C&I Curtailment- Advanced Lighting Control | C&I Curtailment | Large Commercial | TRC | 77663.0034 | 80359.1052 | 0.92761 | 0
ENS | High | C&I Curtailment- Advanced Lighting Control | C&I Curtailment | Large Commercial | PAC | 77663.0034 | 110962.2788 | 0.66886 | 0
ENS | High | C&I Curtailment- Advanced Lighting Control | C&I Curtailment | Large Commercial | PCT | 61206.3473 | 30603.1736 | 2 | 0
ENS | High | C&I Curtailment- Advanced Lighting Control | C&I Curtailment | Large Commercial | RIM | 77663.0034 | 110962.2788 | 0.66886 | 0
ENS | High | C&I Curtailment- Advanced Lighting Control | C&I Curtailment | Large Commercial | SCT | 77663.0034 | 80359.1052 | 0.92761 | 0
ENS | High | C&I Curtailment- Water Heating Control | C&I Curtailment | Large Commercial | TRC | 30374.0161 | 33181.5441 | 0.92761 | 0
ENS | High | C&I Curtailment- Water Heating Control | C&I Curtailment | Large Commercial | PAC | 30374.0161 | 45698.1127 | 0.66886 | 0
ENS | High | C&I Curtailment- Water Heating Control | C&I Curtailment | Large Commercial | PCT | 25033.1371 | 12516.5686 | 2 | 0
ENS | High | C&I Curtailment- Water Heating Control | C&I Curtailment | Large Commercial | RIM | 30374.0161 | 45698.1127 | 0.66886 | 0
ENS | High | C&I Curtailment- Water Heating Control | C&I Curtailment | Large Commercial | SCT | 30374.0161 | 33181.5441 | 0.92761 | 0
ENS | High | C&I Curtailment- Other | C&I Curtailment | Large Commercial | TRC | 325548.6541 | 342459.8592 | 0.92761 | 0
ENS | High | C&I Curtailment- Other | C&I Curtailment | Large Commercial | PAC | 325548.6541 | 475273.191 | 0.66886 | 0
ENS | High | C&I Curtailment- Other | C&I Curtailment | Large Commercial | PCT | 265626.6636 | 132813.3318 | 2 | 0
ENS | High | C&I Curtailment- Other | C&I Curtailment | Large Commercial | RIM | 325548.6541 | 475273.191 | 0.66886 | 0
ENS | High | C&I Curtailment- Other | C&I Curtailment | Large Commercial | SCT | 325548.6541 | 342459.8592 | 0.92761 | 0
ENS | High | C&I Curtailment- Manual HVAC Control | C&I Curtailment | Large Industrial | TRC | 105873.3709 | 117567.8527 | 0.92761 | 0
ENS | High | C&I Curtailment- Manual HVAC Control | C&I Curtailment | Large Industrial | PAC | 105873.3709 | 159605.4538 | 0.66886 | 0
ENS | High | C&I Curtailment- Manual HVAC Control | C&I Curtailment | Large Industrial | PCT | 84075.2022 | 42037.6011 | 2 | 0
ENS | High | C&I Curtailment- Manual HVAC Control | C&I Curtailment | Large Industrial | RIM | 105873.3709 | 159605.4538 | 0.66886 | 0
ENS | High | C&I Curtailment- Manual HVAC Control | C&I Curtailment | Large Industrial | SCT | 105873.3709 | 117567.8527 | 0.92761 | 0
ENS | High | C&I Curtailment- Auto-DR HVAC Control | C&I Curtailment | Large Industrial | TRC | 329494.2972 | 367624.3071 | 0.92761 | 0
ENS | High | C&I Curtailment- Auto-DR HVAC Control | C&I Curtailment | Large Industrial | PAC | 329494.2972 | 510421.3137 | 0.66886 | 0
ENS | High | C&I Curtailment- Auto-DR HVAC Control | C&I Curtailment | Large Industrial | PCT | 285594.0131 | 142797.0065 | 2 | 0
ENS | High | C&I Curtailment- Auto-DR HVAC Control | C&I Curtailment | Large Industrial | RIM | 329494.2972 | 510421.3137 | 0.66886 | 0
ENS | High | C&I Curtailment- Auto-DR HVAC Control | C&I Curtailment | Large Industrial | SCT | 329494.2972 | 367624.3071 | 0.92761 | 0
ENS | High | C&I Curtailment- Standard Lighting Control | C&I Curtailment | Large Industrial | TRC | 83114.5667 | 95144.8896 | 0.92761 | 0
ENS | High | C&I Curtailment- Standard Lighting Control | C&I Curtailment | Large Industrial | PAC | 83114.5667 | 129494.8791 | 0.66886 | 0
ENS | High | C&I Curtailment- Standard Lighting Control | C&I Curtailment | Large Industrial | PCT | 68699.9789 | 34349.9894 | 2 | 0
ENS | High | C&I Curtailment- Standard Lighting Control | C&I Curtailment | Large Industrial | RIM | 83114.5667 | 129494.8791 | 0.66886 | 0
ENS | High | C&I Curtailment- Standard Lighting Control | C&I Curtailment | Large Industrial | SCT | 83114.5667 | 95144.8896 | 0.92761 | 0
ENS | High | C&I Curtailment- Advanced Lighting Control | C&I Curtailment | Large Industrial | TRC | 41557.2834 | 50919.5825 | 0.92761 | 0
ENS | High | C&I Curtailment- Advanced Lighting Control | C&I Curtailment | Large Industrial | PAC | 41557.2834 | 68094.5773 | 0.66886 | 0
ENS | High | C&I Curtailment- Advanced Lighting Control | C&I Curtailment | Large Industrial | PCT | 34349.9894 | 17174.9947 | 2 | 0
ENS | High | C&I Curtailment- Advanced Lighting Control | C&I Curtailment | Large Industrial | RIM | 41557.2834 | 68094.5773 | 0.66886 | 0
ENS | High | C&I Curtailment- Advanced Lighting Control | C&I Curtailment | Large Industrial | SCT | 41557.2834 | 50919.5825 | 0.92761 | 0
ENS | High | C&I Curtailment- Water Heating Control | C&I Curtailment | Large Industrial | TRC | 13316.7396 | 22751.5551 | 0.92761 | 0
ENS | High | C&I Curtailment- Water Heating Control | C&I Curtailment | Large Industrial | PAC | 13316.7396 | 28482.8205 | 0.66886 | 0
ENS | High | C&I Curtailment- Water Heating Control | C&I Curtailment | Large Industrial | PCT | 11462.5308 | 5731.2654 | 2 | 0
ENS | High | C&I Curtailment- Water Heating Control | C&I Curtailment | Large Industrial | RIM | 13316.7396 | 28482.8205 | 0.66886 | 0
ENS | High | C&I Curtailment- Water Heating Control | C&I Curtailment | Large Industrial | SCT | 13316.7396 | 22751.5551 | 0.92761 | 0
ENS | High | C&I Curtailment- Other | C&I Curtailment | Large Industrial | TRC | 157860.7617 | 178981.3971 | 0.92761 | 0
ENS | High | C&I Curtailment- Other | C&I Curtailment | Large Industrial | PAC | 157860.7617 | 246310.8441 | 0.66886 | 0
ENS | High | C&I Curtailment- Other | C&I Curtailment | Large Industrial | PCT | 134658.8939 | 67329.447 | 2 | 0
ENS | High | C&I Curtailment- Other | C&I Curtailment | Large Industrial | RIM | 157860.7617 | 246310.8441 | 0.66886 | 0
ENS | High | C&I Curtailment- Other | C&I Curtailment | Large Industrial | SCT | 157860.7617 | 178981.3971 | 0.92761 | 0
ENS | High | C&I Curtailment- Industrial | C&I Curtailment | Large Industrial | TRC | 1236438.5285 | 1324115.3468 | 0.92761 | 0
ENS | High | C&I Curtailment- Industrial | C&I Curtailment | Large Industrial | PAC | 1236438.5285 | 1838500.7318 | 0.66886 | 0
ENS | High | C&I Curtailment- Industrial | C&I Curtailment | Large Industrial | PCT | 1028770.77 | 514385.385 | 2 | 0
ENS | High | C&I Curtailment- Industrial | C&I Curtailment | Large Industrial | RIM | 1236438.5285 | 1838500.7318 | 0.66886 | 0
ENS | High | C&I Curtailment- Industrial | C&I Curtailment | Large Industrial | SCT | 1236438.5285 | 1324115.3468 | 0.92761 | 0
ENS | High | C&I Curtailment- Manual HVAC Control | C&I Curtailment | Interruptible Rider | TRC | 957631.2855 | 1009204.257 | 0.92761 | 0
ENS | High | C&I Curtailment- Manual HVAC Control | C&I Curtailment | Interruptible Rider | PAC | 957631.2855 | 1388119.7739 | 0.66886 | 0
ENS | High | C&I Curtailment- Manual HVAC Control | C&I Curtailment | Interruptible Rider | PCT | 757831.0338 | 378915.5169 | 2 | 0
ENS | High | C&I Curtailment- Manual HVAC Control | C&I Curtailment | Interruptible Rider | RIM | 957631.2855 | 1388119.7739 | 0.66886 | 0
ENS | High | C&I Curtailment- Manual HVAC Control | C&I Curtailment | Interruptible Rider | SCT | 957631.2855 | 1009204.257 | 0.92761 | 0
ENS | High | C&I Curtailment- Auto-DR HVAC Control | C&I Curtailment | Interruptible Rider | TRC | 2925087.9271 | 3201026.7408 | 0.92761 | 0
ENS | High | C&I Curtailment- Auto-DR HVAC Control | C&I Curtailment | Interruptible Rider | PAC | 2925087.9271 | 4464467.1935 | 0.66886 | 0
ENS | High | C&I Curtailment- Auto-DR HVAC Control | C&I Curtailment | Interruptible Rider | PCT | 2526880.9054 | 1263440.4527 | 2 | 0
ENS | High | C&I Curtailment- Auto-DR HVAC Control | C&I Curtailment | Interruptible Rider | RIM | 2925087.9271 | 4464467.1935 | 0.66886 | 0
ENS | High | C&I Curtailment- Auto-DR HVAC Control | C&I Curtailment | Interruptible Rider | SCT | 2925087.9271 | 3201026.7408 | 0.92761 | 0
ENS | High | C&I Curtailment- Standard Lighting Control | C&I Curtailment | Interruptible Rider | TRC | 346334.0348 | 371018.391 | 0.92761 | 0
ENS | High | C&I Curtailment- Standard Lighting Control | C&I Curtailment | Interruptible Rider | PAC | 346334.0348 | 513113.3942 | 0.66886 | 0
ENS | High | C&I Curtailment- Standard Lighting Control | C&I Curtailment | Interruptible Rider | PCT | 284190.0063 | 142095.0032 | 2 | 0
ENS | High | C&I Curtailment- Standard Lighting Control | C&I Curtailment | Interruptible Rider | RIM | 346334.0348 | 513113.3942 | 0.66886 | 0
ENS | High | C&I Curtailment- Standard Lighting Control | C&I Curtailment | Interruptible Rider | SCT | 346334.0348 | 371018.391 | 0.92761 | 0
ENS | High | C&I Curtailment- Advanced Lighting Control | C&I Curtailment | Interruptible Rider | TRC | 173167.0174 | 187133.2421 | 0.92761 | 0
ENS | High | C&I Curtailment- Advanced Lighting Control | C&I Curtailment | Interruptible Rider | PAC | 173167.0174 | 258180.7436 | 0.66886 | 0
ENS | High | C&I Curtailment- Advanced Lighting Control | C&I Curtailment | Interruptible Rider | PCT | 142095.0032 | 71047.5016 | 2 | 0
ENS | High | C&I Curtailment- Advanced Lighting Control | C&I Curtailment | Interruptible Rider | RIM | 173167.0174 | 258180.7436 | 0.66886 | 0
ENS | High | C&I Curtailment- Advanced Lighting Control | C&I Curtailment | Interruptible Rider | SCT | 173167.0174 | 187133.2421 | 0.92761 | 0
ENS | High | C&I Curtailment- Water Heating Control | C&I Curtailment | Interruptible Rider | TRC | 34816.8319 | 41593.4026 | 0.92761 | 0
ENS | High | C&I Curtailment- Water Heating Control | C&I Curtailment | Interruptible Rider | PAC | 34816.8319 | 56244.4294 | 0.66886 | 0
ENS | High | C&I Curtailment- Water Heating Control | C&I Curtailment | Interruptible Rider | PCT | 29302.0536 | 14651.0268 | 2 | 0
ENS | High | C&I Curtailment- Water Heating Control | C&I Curtailment | Interruptible Rider | RIM | 34816.8319 | 56244.4294 | 0.66886 | 0
ENS | High | C&I Curtailment- Water Heating Control | C&I Curtailment | Interruptible Rider | SCT | 34816.8319 | 41593.4026 | 0.92761 | 0
ENS | High | C&I Curtailment- Other | C&I Curtailment | Interruptible Rider | TRC | 597836.0332 | 649294.2057 | 0.92761 | 0
ENS | High | C&I Curtailment- Other | C&I Curtailment | Interruptible Rider | PAC | 597836.0332 | 900573.4677 | 0.66886 | 0
ENS | High | C&I Curtailment- Other | C&I Curtailment | Interruptible Rider | PCT | 502558.5239 | 251279.262 | 2 | 0
ENS | High | C&I Curtailment- Other | C&I Curtailment | Interruptible Rider | RIM | 597836.0332 | 900573.4677 | 0.66886 | 0
ENS | High | C&I Curtailment- Other | C&I Curtailment | Interruptible Rider | SCT | 597836.0332 | 649294.2057 | 0.92761 | 0
ENS | High | C&I Curtailment- Industrial | C&I Curtailment | Interruptible Rider | TRC | 928050.374 | 985596.9528 | 0.92761 | 0
ENS | High | C&I Curtailment- Industrial | C&I Curtailment | Interruptible Rider | PAC | 928050.374 | 1366750.7313 | 0.66886 | 0
ENS | High | C&I Curtailment- Industrial | C&I Curtailment | Interruptible Rider | PCT | 762307.5571 | 381153.7786 | 2 | 0
ENS | High | C&I Curtailment- Industrial | C&I Curtailment | Interruptible Rider | RIM | 928050.374 | 1366750.7313 | 0.66886 | 0
ENS | High | C&I Curtailment- Industrial | C&I Curtailment | Interruptible Rider | SCT | 928050.374 | 985596.9528 | 0.92761 | 0
ENS | High | Dynamic Pricing with enabling tech. | Dynamic Pricing | Small Commercial | TRC | 21546251.53 | 4153998.6334 | 4.9325 | 1
ENS | High | Dynamic Pricing with enabling tech. | Dynamic Pricing | Small Commercial | PAC | 21546251.53 | 4153998.6334 | 4.9325 | 1
ENS | High | Dynamic Pricing with enabling tech. | Dynamic Pricing | Small Commercial | PCT | 0 | 0 | 0 | 1
ENS | High | Dynamic Pricing with enabling tech. | Dynamic Pricing | Small Commercial | RIM | 21546251.53 | 4153998.6334 | 4.9325 | 1
ENS | High | Dynamic Pricing with enabling tech. | Dynamic Pricing | Small Commercial | SCT | 21546251.53 | 4153998.6334 | 4.9325 | 1
ENS | High | Dynamic Pricing w/o enabling tech. | Dynamic Pricing | Small Commercial | TRC | 1291018.6039 | 359651.1096 | 4.9325 | 1
ENS | High | Dynamic Pricing w/o enabling tech. | Dynamic Pricing | Small Commercial | PAC | 1291018.6039 | 359651.1096 | 4.9325 | 1
ENS | High | Dynamic Pricing w/o enabling tech. | Dynamic Pricing | Small Commercial | PCT | 0 | 0 | 0 | 1
ENS | High | Dynamic Pricing w/o enabling tech. | Dynamic Pricing | Small Commercial | RIM | 1291018.6039 | 359651.1096 | 4.9325 | 1
ENS | High | Dynamic Pricing w/o enabling tech. | Dynamic Pricing | Small Commercial | SCT | 1291018.6039 | 359651.1096 | 4.9325 | 1
ENS | High | Dynamic Pricing with enabling tech. | Dynamic Pricing | Large Commercial | TRC | 3493980.3171 | 1490222.6461 | 4.9325 | 1
ENS | High | Dynamic Pricing with enabling tech. | Dynamic Pricing | Large Commercial | PAC | 3493980.3171 | 1490222.6461 | 4.9325 | 1
ENS | High | Dynamic Pricing with enabling tech. | Dynamic Pricing | Large Commercial | PCT | 0 | 0 | 0 | 1
ENS | High | Dynamic Pricing with enabling tech. | Dynamic Pricing | Large Commercial | RIM | 3493980.3171 | 1490222.6461 | 4.9325 | 1
ENS | High | Dynamic Pricing with enabling tech. | Dynamic Pricing | Large Commercial | SCT | 3493980.3171 | 1490222.6461 | 4.9325 | 1
ENS | High | Dynamic Pricing w/o enabling tech. | Dynamic Pricing | Large Commercial | TRC | 1679029.443 | 25134.8723 | 4.9325 | 1
ENS | High | Dynamic Pricing w/o enabling tech. | Dynamic Pricing | Large Commercial | PAC | 1679029.443 | 25134.8723 | 4.9325 | 1
ENS | High | Dynamic Pricing w/o enabling tech. | Dynamic Pricing | Large Commercial | PCT | 0 | 0 | 0 | 1
ENS | High | Dynamic Pricing w/o enabling tech. | Dynamic Pricing | Large Commercial | RIM | 1679029.443 | 25134.8723 | 4.9325 | 1
ENS | High | Dynamic Pricing w/o enabling tech. | Dynamic Pricing | Large Commercial | SCT | 1679029.443 | 25134.8723 | 4.9325 | 1
ENS | High | Dynamic Pricing with enabling tech. | Dynamic Pricing | Small Industrial | TRC | 1674283.6431 | 304888.5033 | 4.9325 | 1
ENS | High | Dynamic Pricing with enabling tech. | Dynamic Pricing | Small Industrial | PAC | 1674283.6431 | 304888.5033 | 4.9325 | 1
ENS | High | Dynamic Pricing with enabling tech. | Dynamic Pricing | Small Industrial | PCT | 0 | 0 | 0 | 1
ENS | High | Dynamic Pricing with enabling tech. | Dynamic Pricing | Small Industrial | RIM | 1674283.6431 | 304888.5033 | 4.9325 | 1
ENS | High | Dynamic Pricing with enabling tech. | Dynamic Pricing | Small Industrial | SCT | 1674283.6431 | 304888.5033 | 4.9325 | 1
ENS | High | Dynamic Pricing w/o enabling tech. | Dynamic Pricing | Small Industrial | TRC | 100320.5281 | 20521.5819 | 4.9325 | 1
ENS | High | Dynamic Pricing w/o enabling tech. | Dynamic Pricing | Small Industrial | PAC | 100320.5281 | 20521.5819 | 4.9325 | 1
ENS | High | Dynamic Pricing w/o enabling tech. | Dynamic Pricing | Small Industrial | PCT | 0 | 0 | 0 | 1
ENS | High | Dynamic Pricing w/o enabling tech. | Dynamic Pricing | Small Industrial | RIM | 100320.5281 | 20521.5819 | 4.9325 | 1
ENS | High | Dynamic Pricing w/o enabling tech. | Dynamic Pricing | Small Industrial | SCT | 100320.5281 | 20521.5819 | 4.9325 | 1
ENS | High | Dynamic Pricing with enabling tech. | Dynamic Pricing | Large Industrial | TRC | 5342848.0724 | 2249237.1794 | 4.9325 | 1
ENS | High | Dynamic Pricing with enabling tech. | Dynamic Pricing | Large Industrial | PAC | 5342848.0724 | 2249237.1794 | 4.9325 | 1
ENS | High | Dynamic Pricing with enabling tech. | Dynamic Pricing | Large Industrial | PCT | 0 | 0 | 0 | 1
ENS | High | Dynamic Pricing with enabling tech. | Dynamic Pricing | Large Industrial | RIM | 5342848.0724 | 2249237.1794 | 4.9325 | 1
ENS | High | Dynamic Pricing with enabling tech. | Dynamic Pricing | Large Industrial | SCT | 5342848.0724 | 2249237.1794 | 4.9325 | 1
ENS | High | Dynamic Pricing w/o enabling tech. | Dynamic Pricing | Large Industrial | TRC | 2567501.362 | 41262.6925 | 4.9325 | 1
ENS | High | Dynamic Pricing w/o enabling tech. | Dynamic Pricing | Large Industrial | PAC | 2567501.362 | 41262.6925 | 4.9325 | 1
ENS | High | Dynamic Pricing w/o enabling tech. | Dynamic Pricing | Large Industrial | PCT | 0 | 0 | 0 | 1
ENS | High | Dynamic Pricing w/o enabling tech. | Dynamic Pricing | Large Industrial | RIM | 2567501.362 | 41262.6925 | 4.9325 | 1
ENS | High | Dynamic Pricing w/o enabling tech. | Dynamic Pricing | Large Industrial | SCT | 2567501.362 | 41262.6925 | 4.9325 | 1
ENS | High | Dynamic Pricing with enabling tech. | Dynamic Pricing | Interruptible Rider | TRC | 3839972.7039 | 1639624.3564 | 4.9325 | 1
ENS | High | Dynamic Pricing with enabling tech. | Dynamic Pricing | Interruptible Rider | PAC | 3839972.7039 | 1639624.3564 | 4.9325 | 1
ENS | High | Dynamic Pricing with enabling tech. | Dynamic Pricing | Interruptible Rider | PCT | 0 | 0 | 0 | 1
ENS | High | Dynamic Pricing with enabling tech. | Dynamic Pricing | Interruptible Rider | RIM | 3839972.7039 | 1639624.3564 | 4.9325 | 1
ENS | High | Dynamic Pricing with enabling tech. | Dynamic Pricing | Interruptible Rider | SCT | 3839972.7039 | 1639624.3564 | 4.9325 | 1
ENS | High | Dynamic Pricing w/o enabling tech. | Dynamic Pricing | Interruptible Rider | TRC | 1845295.8074 | 28193.576 | 4.9325 | 1
ENS | High | Dynamic Pricing w/o enabling tech. | Dynamic Pricing | Interruptible Rider | PAC | 1845295.8074 | 28193.576 | 4.9325 | 1
ENS | High | Dynamic Pricing w/o enabling tech. | Dynamic Pricing | Interruptible Rider | PCT | 0 | 0 | 0 | 1
ENS | High | Dynamic Pricing w/o enabling tech. | Dynamic Pricing | Interruptible Rider | RIM | 1845295.8074 | 28193.576 | 4.9325 | 1
ENS | High | Dynamic Pricing w/o enabling tech. | Dynamic Pricing | Interruptible Rider | SCT | 1845295.8074 | 28193.576 | 4.9325 | 1
ENS | High | Dynamic Pricing with enabling tech. | Dynamic Pricing | Residential | TRC | 80313828.1646 | 22369898.1544 | 4.9325 | 1
ENS | High | Dynamic Pricing with enabling tech. | Dynamic Pricing | Residential | PAC | 80313828.1646 | 22369898.1544 | 4.9325 | 1
ENS | High | Dynamic Pricing with enabling tech. | Dynamic Pricing | Residential | PCT | 0 | 0 | 0 | 1
ENS | High | Dynamic Pricing with enabling tech. | Dynamic Pricing | Residential | RIM | 80313828.1646 | 22369898.1544 | 4.9325 | 1
ENS | High | Dynamic Pricing with enabling tech. | Dynamic Pricing | Residential | SCT | 80313828.1646 | 22369898.1544 | 4.9325 | 1
ENS | High | Dynamic Pricing w/o enabling tech. | Dynamic Pricing | Residential | TRC | 54289639.4837 | 3401346.8853 | 4.9325 | 1
ENS | High | Dynamic Pricing w/o enabling tech. | Dynamic Pricing | Residential | PAC | 54289639.4837 | 3401346.8853 | 4.9325 | 1
ENS | High | Dynamic Pricing w/o enabling tech. | Dynamic Pricing | Residential | PCT | 0 | 0 | 0 | 1
ENS | High | Dynamic Pricing w/o enabling tech. | Dynamic Pricing | Residential | RIM | 54289639.4837 | 3401346.8853 | 4.9325 | 1
ENS | High | Dynamic Pricing w/o enabling tech. | Dynamic Pricing | Residential | SCT | 54289639.4837 | 3401346.8853 | 4.9325 | 1
ENS | High | BTM Battery Control | BTM Battery Control | Small Commercial | TRC | 731618.4586 | 1336966.8253 | 0.57983 | 0
ENS | High | BTM Battery Control | BTM Battery Control | Small Commercial | PAC | 731618.4586 | 1541575.8641 | 0.50082 | 0
ENS | High | BTM Battery Control | BTM Battery Control | Small Commercial | PCT | 409218.0777 | 204609.0388 | 2 | 0
ENS | High | BTM Battery Control | BTM Battery Control | Small Commercial | RIM | 731618.4586 | 1541575.8641 | 0.50082 | 0
ENS | High | BTM Battery Control | BTM Battery Control | Small Commercial | SCT | 731618.4586 | 1336966.8253 | 0.57983 | 0
ENS | High | BTM Battery Control | BTM Battery Control | Large Commercial | TRC | 173415.8286 | 257774.0612 | 0.57983 | 0
ENS | High | BTM Battery Control | BTM Battery Control | Large Commercial | PAC | 173415.8286 | 307605.958 | 0.50082 | 0
ENS | High | BTM Battery Control | BTM Battery Control | Large Commercial | PCT | 99663.7937 | 49831.8969 | 2 | 0
ENS | High | BTM Battery Control | BTM Battery Control | Large Commercial | RIM | 173415.8286 | 307605.958 | 0.50082 | 0
ENS | High | BTM Battery Control | BTM Battery Control | Large Commercial | SCT | 173415.8286 | 257774.0612 | 0.57983 | 0
ENS | High | BTM Battery Control | BTM Battery Control | Small Industrial | TRC | 17282.6233 | 31769.2082 | 0.57983 | 0
ENS | High | BTM Battery Control | BTM Battery Control | Small Industrial | PAC | 17282.6233 | 36750.8264 | 0.50082 | 0
ENS | High | BTM Battery Control | BTM Battery Control | Small Industrial | PCT | 9963.2364 | 4981.6182 | 2 | 0
ENS | High | BTM Battery Control | BTM Battery Control | Small Industrial | RIM | 17282.6233 | 36750.8264 | 0.50082 | 0
ENS | High | BTM Battery Control | BTM Battery Control | Small Industrial | SCT | 17282.6233 | 31769.2082 | 0.57983 | 0
ENS | High | BTM Battery Control | BTM Battery Control | Large Industrial | TRC | 265636.1692 | 406602.3699 | 0.57983 | 0
ENS | High | BTM Battery Control | BTM Battery Control | Large Industrial | PAC | 265636.1692 | 484400.1768 | 0.50082 | 0
ENS | High | BTM Battery Control | BTM Battery Control | Large Industrial | PCT | 155595.6139 | 77797.8069 | 2 | 0
ENS | High | BTM Battery Control | BTM Battery Control | Large Industrial | RIM | 265636.1692 | 484400.1768 | 0.50082 | 0
ENS | High | BTM Battery Control | BTM Battery Control | Large Industrial | SCT | 265636.1692 | 406602.3699 | 0.57983 | 0
ENS | High | BTM Battery Control | BTM Battery Control | Interruptible Rider | TRC | 183709.6505 | 283262.3451 | 0.57983 | 0
ENS | High | BTM Battery Control | BTM Battery Control | Interruptible Rider | PAC | 183709.6505 | 342007.5113 | 0.50082 | 0
ENS | High | BTM Battery Control | BTM Battery Control | Interruptible Rider | PCT | 117490.3326 | 58745.1663 | 2 | 0
ENS | High | BTM Battery Control | BTM Battery Control | Interruptible Rider | RIM | 183709.6505 | 342007.5113 | 0.50082 | 0
ENS | High | BTM Battery Control | BTM Battery Control | Interruptible Rider | SCT | 183709.6505 | 283262.3451 | 0.57983 | 0
ENS | High | BTM Battery Control | BTM Battery Control | Residential | TRC | 4157983.4055 | 7220354.6478 | 0.57983 | 0
ENS | High | BTM Battery Control | BTM Battery Control | Residential | PAC | 4157983.4055 | 8328807.2119 | 0.50082 | 0
ENS | High | BTM Battery Control | BTM Battery Control | Residential | PCT | 2216905.1281 | 1108452.564 | 2 | 0
ENS | High | BTM Battery Control | BTM Battery Control | Residential | RIM | 4157983.4055 | 8328807.2119 | 0.50082 | 0
ENS | High | BTM Battery Control | BTM Battery Control | Residential | SCT | 4157983.4055 | 7220354.6478 | 0.57983 | 0
ENS | High | EV Charging Control | EV Charging Control | EV | TRC | 3358263.0466 | 12297599.9086 | 0.27308 | 0
ENS | High | EV Charging Control | EV Charging Control | EV | PAC | 3358263.0466 | 13474918.0645 | 0.24922 | 0
ENS | High | EV Charging Control | EV Charging Control | EV | PCT | 2354636.3118 | 1177318.1559 | 2 | 0
ENS | High | EV Charging Control | EV Charging Control | EV | RIM | 3358263.0466 | 13474918.0645 | 0.24922 | 0
ENS | High | EV Charging Control | EV Charging Control | EV | SCT | 3358263.0466 | 12297599.9086 | 0.27308 | 0
ENS | High | Behavioral DR | Behavioral DR | Residential | TRC | 8131340.8958 | 8171784.6642 | 0.99505 | 1
ENS | High | Behavioral DR | Behavioral DR | Residential | PAC | 8131340.8958 | 8171784.6642 | 0.99505 | 1
ENS | High | Behavioral DR | Behavioral DR | Residential | PCT | 0 | 0 | 0 | 1
ENS | High | Behavioral DR | Behavioral DR | Residential | RIM | 8131340.8958 | 8171784.6642 | 0.99505 | 1
ENS | High | Behavioral DR | Behavioral DR | Residential | SCT | 8131340.8958 | 8171784.6642 | 0.99505 | 1

## Levelized Cost by SubOption
Utility | Cases | DR SubOption | DR Option | Customer Class | Levelized Cost | Achievable Results (MW) | Cost-Effective (DR Option)
ENS | Base | DLC-Switch-Water Heating | DLC | Small Commercial | 208.2301 | 0.30775 | 1
ENS | Base | DLC-Thermostat-HVAC | DLC | Small Commercial | 134.1916 | 0.86196 | 1
ENS | Base | DLC-Switch-Water Heating | DLC | Small Industrial | 262.8514 | 0.016918 | 1
ENS | Base | DLC-Thermostat-HVAC | DLC | Small Industrial | 129.1877 | 0.086381 | 1
ENS | Base | DLC-Switch-Water Heating | DLC | Residential | 240.1502 | 17.8463 | 1
ENS | Base | DLC-Thermostat-Heat Pump | DLC | Residential | 123.2846 | 13.3622 | 1
ENS | Base | DLC-Thermostat-Electric Furnace | DLC | Residential | 91.7031 | 5.0986 | 1
ENS | Base | C&I Curtailment- Manual HVAC Control | C&I Curtailment | Large Commercial | 178.8605 | 0.04938 | 1
ENS | Base | C&I Curtailment- Auto-DR HVAC Control | C&I Curtailment | Large Commercial | 179.4265 | 0.32239 | 1
ENS | Base | C&I Curtailment- Standard Lighting Control | C&I Curtailment | Large Commercial | 178.5284 | 0.036734 | 1
ENS | Base | C&I Curtailment- Advanced Lighting Control | C&I Curtailment | Large Commercial | 179.6615 | 0.018367 | 1
ENS | Base | C&I Curtailment- Water Heating Control | C&I Curtailment | Large Commercial | 188.0944 | 0.015986 | 1
ENS | Base | C&I Curtailment- Other | C&I Curtailment | Large Commercial | 180.6737 | 0.14795 | 1
ENS | Base | C&I Curtailment- Manual HVAC Control | C&I Curtailment | Large Industrial | 194.5461 | 0.036848 | 1
ENS | Base | C&I Curtailment- Auto-DR HVAC Control | C&I Curtailment | Large Industrial | 189.7915 | 0.24057 | 1
ENS | Base | C&I Curtailment- Standard Lighting Control | C&I Curtailment | Large Industrial | 198.7981 | 0.037473 | 1
ENS | Base | C&I Curtailment- Advanced Lighting Control | C&I Curtailment | Large Industrial | 214.675 | 0.018736 | 1
ENS | Base | C&I Curtailment- Water Heating Control | C&I Curtailment | Large Industrial | 306.7977 | 0.010727 | 1
ENS | Base | C&I Curtailment- Other | C&I Curtailment | Large Industrial | 194.3541 | 0.11321 | 1
ENS | Base | C&I Curtailment- Industrial | C&I Curtailment | Large Industrial | 184.1143 | 0.66171 | 1
ENS | Base | C&I Curtailment- Manual HVAC Control | C&I Curtailment | Interruptible Rider | 183.209 | 0.29649 | 1
ENS | Base | C&I Curtailment- Auto-DR HVAC Control | C&I Curtailment | Interruptible Rider | 185.6778 | 1.9358 | 1
ENS | Base | C&I Curtailment- Standard Lighting Control | C&I Curtailment | Interruptible Rider | 184.6311 | 0.13464 | 1
ENS | Base | C&I Curtailment- Advanced Lighting Control | C&I Curtailment | Interruptible Rider | 186.518 | 0.067318 | 1
ENS | Base | C&I Curtailment- Water Heating Control | C&I Curtailment | Interruptible Rider | 207.643 | 0.019596 | 1
ENS | Base | C&I Curtailment- Other | C&I Curtailment | Interruptible Rider | 185.8281 | 0.33109 | 1
ENS | Base | C&I Curtailment- Industrial | C&I Curtailment | Interruptible Rider | 183.1689 | 0.39935 | 1
ENS | Base | Dynamic Pricing with enabling tech. | Dynamic Pricing | Small Commercial | 74.49 | 2.0005 | 1
ENS | Base | Dynamic Pricing w/o enabling tech. | Dynamic Pricing | Small Commercial | 517.7762 | 0.11815 | 1
ENS | Base | Dynamic Pricing with enabling tech. | Dynamic Pricing | Large Commercial | 94.0794 | 0.36059 | 1
ENS | Base | Dynamic Pricing w/o enabling tech. | Dynamic Pricing | Large Commercial | 9.2427 | 0.13664 | 1
ENS | Base | Dynamic Pricing with enabling tech. | Dynamic Pricing | Small Industrial | 63.9346 | 0.21526 | 1
ENS | Base | Dynamic Pricing w/o enabling tech. | Dynamic Pricing | Small Industrial | 375.0544 | 0.012714 | 1
ENS | Base | Dynamic Pricing with enabling tech. | Dynamic Pricing | Large Industrial | 93.7244 | 0.71528 | 1
ENS | Base | Dynamic Pricing w/o enabling tech. | Dynamic Pricing | Large Industrial | 10.9304 | 0.27105 | 1
ENS | Base | Dynamic Pricing with enabling tech. | Dynamic Pricing | Interruptible Rider | 94.6413 | 0.27129 | 1
ENS | Base | Dynamic Pricing w/o enabling tech. | Dynamic Pricing | Interruptible Rider | 10.1832 | 0.10281 | 1
ENS | Base | Dynamic Pricing with enabling tech. | Dynamic Pricing | Residential | 89.5742 | 16.8094 | 1
ENS | Base | Dynamic Pricing w/o enabling tech. | Dynamic Pricing | Residential | 55.8406 | 9.4 | 1
ENS | Base | BTM Battery Control | BTM Battery Control | Small Commercial | 275.0701 | 1.1177 | 0
ENS | Base | BTM Battery Control | BTM Battery Control | Large Commercial | 211.2705 | 0.28862 | 0
ENS | Base | BTM Battery Control | BTM Battery Control | Small Industrial | 276.9374 | 0.02633 | 0
ENS | Base | BTM Battery Control | BTM Battery Control | Large Industrial | 218.6015 | 0.4421 | 0
ENS | Base | BTM Battery Control | BTM Battery Control | Interruptible Rider | 219.1326 | 0.30575 | 0
ENS | Base | BTM Battery Control | BTM Battery Control | Residential | 247.3768 | 9.8191 | 0
ENS | Base | EV Charging Control | EV Charging Control | EV | 755.8765 | 5.4441 | 0
ENS | Base | Behavioral DR | Behavioral DR | Residential | 221.3054 | 2.6195 | 0
ENS | Low | DLC-Switch-Water Heating | DLC | Small Commercial | 174.6821 | 0.20903 | 1
ENS | Low | DLC-Thermostat-HVAC | DLC | Small Commercial | 114.6578 | 0.57779 | 1
ENS | Low | DLC-Switch-Water Heating | DLC | Small Industrial | 218.0279 | 0.01077 | 1
ENS | Low | DLC-Thermostat-HVAC | DLC | Small Industrial | 110.8523 | 0.054945 | 1
ENS | Low | DLC-Switch-Water Heating | DLC | Residential | 224.2021 | 13.021 | 1
ENS | Low | DLC-Thermostat-Heat Pump | DLC | Residential | 106.5337 | 8.2576 | 1
ENS | Low | DLC-Thermostat-Electric Furnace | DLC | Residential | 78.6173 | 5.1877 | 1
ENS | Low | C&I Curtailment- Manual HVAC Control | C&I Curtailment | Large Commercial | 158.0596 | 0.048425 | 1
ENS | Low | C&I Curtailment- Auto-DR HVAC Control | C&I Curtailment | Large Commercial | 155.1216 | 0.31616 | 1
ENS | Low | C&I Curtailment- Standard Lighting Control | C&I Curtailment | Large Commercial | 156.142 | 0.036152 | 1
ENS | Low | C&I Curtailment- Advanced Lighting Control | C&I Curtailment | Large Commercial | 157.2249 | 0.018076 | 1
ENS | Low | C&I Curtailment- Water Heating Control | C&I Curtailment | Large Commercial | 164.0001 | 0.015735 | 1
ENS | Low | C&I Curtailment- Other | C&I Curtailment | Large Commercial | 157.2259 | 0.14556 | 1
ENS | Low | C&I Curtailment- Manual HVAC Control | C&I Curtailment | Large Industrial | 171.9747 | 0.035215 | 1
ENS | Low | C&I Curtailment- Auto-DR HVAC Control | C&I Curtailment | Large Industrial | 163.9716 | 0.22991 | 1
ENS | Low | C&I Curtailment- Standard Lighting Control | C&I Curtailment | Large Industrial | 174.2167 | 0.036055 | 1
ENS | Low | C&I Curtailment- Advanced Lighting Control | C&I Curtailment | Large Industrial | 189.3545 | 0.018027 | 1
ENS | Low | C&I Curtailment- Water Heating Control | C&I Curtailment | Large Industrial | 275.017 | 0.010462 | 1
ENS | Low | C&I Curtailment- Other | C&I Curtailment | Large Industrial | 169.1222 | 0.10968 | 1
ENS | Low | C&I Curtailment- Industrial | C&I Curtailment | Large Industrial | 160.2054 | 0.69081 | 1
ENS | Low | C&I Curtailment- Manual HVAC Control | C&I Curtailment | Interruptible Rider | 161.3702 | 0.27153 | 1
ENS | Low | C&I Curtailment- Auto-DR HVAC Control | C&I Curtailment | Interruptible Rider | 160.0359 | 1.7728 | 1
ENS | Low | C&I Curtailment- Standard Lighting Control | C&I Curtailment | Interruptible Rider | 160.9987 | 0.12332 | 1
ENS | Low | C&I Curtailment- Advanced Lighting Control | C&I Curtailment | Interruptible Rider | 162.8328 | 0.061659 | 1
ENS | Low | C&I Curtailment- Water Heating Control | C&I Curtailment | Interruptible Rider | 182.5199 | 0.017951 | 1
ENS | Low | C&I Curtailment- Other | C&I Curtailment | Interruptible Rider | 161.3848 | 0.30326 | 1
ENS | Low | C&I Curtailment- Industrial | C&I Curtailment | Interruptible Rider | 159.6744 | 0.417 | 1
ENS | Low | Dynamic Pricing with enabling tech. | Dynamic Pricing | Small Commercial | 59.0097 | 1.4126 | 1
ENS | Low | Dynamic Pricing w/o enabling tech. | Dynamic Pricing | Small Commercial | 255.1892 | 0.083429 | 1
ENS | Low | Dynamic Pricing with enabling tech. | Dynamic Pricing | Large Commercial | 94.9404 | 0.36463 | 1
ENS | Low | Dynamic Pricing w/o enabling tech. | Dynamic Pricing | Large Commercial | 12.0177 | 0.13817 | 1
ENS | Low | Dynamic Pricing with enabling tech. | Dynamic Pricing | Small Industrial | 54.5635 | 0.1487 | 1
ENS | Low | Dynamic Pricing w/o enabling tech. | Dynamic Pricing | Small Industrial | 183.9136 | 0.0087825 | 1
ENS | Low | Dynamic Pricing with enabling tech. | Dynamic Pricing | Large Industrial | 96.6218 | 0.7364 | 1
ENS | Low | Dynamic Pricing w/o enabling tech. | Dynamic Pricing | Large Industrial | 13.5728 | 0.27906 | 1
ENS | Low | Dynamic Pricing with enabling tech. | Dynamic Pricing | Interruptible Rider | 96.2693 | 0.29554 | 1
ENS | Low | Dynamic Pricing w/o enabling tech. | Dynamic Pricing | Interruptible Rider | 12.9856 | 0.112 | 1
ENS | Low | Dynamic Pricing with enabling tech. | Dynamic Pricing | Residential | 74.0197 | 12.7647 | 1
ENS | Low | Dynamic Pricing w/o enabling tech. | Dynamic Pricing | Residential | 33.4578 | 7.1382 | 1
ENS | Low | BTM Battery Control | BTM Battery Control | Small Commercial | 260.3713 | 0.67063 | 0
ENS | Low | BTM Battery Control | BTM Battery Control | Large Commercial | 205.1049 | 0.24533 | 0
ENS | Low | BTM Battery Control | BTM Battery Control | Small Industrial | 263.094 | 0.015798 | 0
ENS | Low | BTM Battery Control | BTM Battery Control | Large Industrial | 212.3175 | 0.37579 | 0
ENS | Low | BTM Battery Control | BTM Battery Control | Interruptible Rider | 210.9468 | 0.25989 | 0
ENS | Low | BTM Battery Control | BTM Battery Control | Residential | 237.0974 | 6.8734 | 0
ENS | Low | EV Charging Control | EV Charging Control | EV | 732.0393 | 5.4441 | 0
ENS | Low | Behavioral DR | Behavioral DR | Residential | 226.3202 | 2.1514 | 0
ENS | High | DLC-Switch-Water Heating | DLC | Small Commercial | 267.4227 | 0.12852 | 0
ENS | High | DLC-Thermostat-HVAC | DLC | Small Commercial | 187.9137 | 0.36395 | 0
ENS | High | DLC-Switch-Water Heating | DLC | Small Industrial | 335.5108 | 0.0065607 | 0
ENS | High | DLC-Thermostat-HVAC | DLC | Small Industrial | 182.481 | 0.033437 | 0
ENS | High | DLC-Switch-Water Heating | DLC | Residential | 328.2492 | 7.0597 | 0
ENS | High | DLC-Thermostat-Heat Pump | DLC | Residential | 187.5512 | 4.2636 | 0
ENS | High | DLC-Thermostat-Electric Furnace | DLC | Residential | 127.1911 | 3.6619 | 0
ENS | High | C&I Curtailment- Manual HVAC Control | C&I Curtailment | Large Commercial | 219.6061 | 0.037478 | 0
ENS | High | C&I Curtailment- Auto-DR HVAC Control | C&I Curtailment | Large Commercial | 222.6741 | 0.24469 | 0
ENS | High | C&I Curtailment- Standard Lighting Control | C&I Curtailment | Large Commercial | 220.2231 | 0.027797 | 0
ENS | High | C&I Curtailment- Advanced Lighting Control | C&I Curtailment | Large Commercial | 221.4317 | 0.013898 | 0
ENS | High | C&I Curtailment- Water Heating Control | C&I Curtailment | Large Commercial | 231.6354 | 0.012096 | 0
ENS | High | C&I Curtailment- Other | C&I Curtailment | Large Commercial | 223.4405 | 0.11198 | 0
ENS | High | C&I Curtailment- Manual HVAC Control | C&I Curtailment | Large Industrial | 237.8372 | 0.026224 | 0
ENS | High | C&I Curtailment- Auto-DR HVAC Control | C&I Curtailment | Large Industrial | 235.195 | 0.17121 | 0
ENS | High | C&I Curtailment- Standard Lighting Control | C&I Curtailment | Large Industrial | 243.7695 | 0.026497 | 0
ENS | High | C&I Curtailment- Advanced Lighting Control | C&I Curtailment | Large Industrial | 261.1974 | 0.013249 | 0
ENS | High | C&I Curtailment- Water Heating Control | C&I Curtailment | Large Industrial | 363.2769 | 0.0075139 | 0
ENS | High | C&I Curtailment- Other | C&I Curtailment | Large Industrial | 239.6409 | 0.079686 | 0
ENS | High | C&I Curtailment- Industrial | C&I Curtailment | Large Industrial | 227.4484 | 0.43216 | 0
ENS | High | C&I Curtailment- Manual HVAC Control | C&I Curtailment | Interruptible Rider | 225.6135 | 0.22067 | 0
ENS | High | C&I Curtailment- Auto-DR HVAC Control | C&I Curtailment | Interruptible Rider | 230.7641 | 1.4407 | 0
ENS | High | C&I Curtailment- Standard Lighting Control | C&I Curtailment | Interruptible Rider | 228.1637 | 0.1002 | 0
ENS | High | C&I Curtailment- Advanced Lighting Control | C&I Curtailment | Interruptible Rider | 230.1924 | 0.0501 | 0
ENS | High | C&I Curtailment- Water Heating Control | C&I Curtailment | Interruptible Rider | 253.447 | 0.014584 | 0
ENS | High | C&I Curtailment- Other | C&I Curtailment | Interruptible Rider | 230.1044 | 0.24641 | 0
ENS | High | C&I Curtailment- Industrial | C&I Curtailment | Interruptible Rider | 226.1699 | 0.26244 | 0
ENS | High | Dynamic Pricing with enabling tech. | Dynamic Pricing | Small Commercial | 39.5307 | 7.1711 | 1
ENS | High | Dynamic Pricing w/o enabling tech. | Dynamic Pricing | Small Commercial | 55.9602 | 0.42968 | 1
ENS | High | Dynamic Pricing with enabling tech. | Dynamic Pricing | Large Commercial | 87.4085 | 1.2251 | 1
ENS | High | Dynamic Pricing w/o enabling tech. | Dynamic Pricing | Large Commercial | 3.1936 | 0.58872 | 1
ENS | High | Dynamic Pricing with enabling tech. | Dynamic Pricing | Small Industrial | 37.3478 | 0.76585 | 1
ENS | High | Dynamic Pricing w/o enabling tech. | Dynamic Pricing | Small Industrial | 41.1722 | 0.045889 | 1
ENS | High | Dynamic Pricing with enabling tech. | Dynamic Pricing | Large Industrial | 86.2461 | 2.4127 | 1
ENS | High | Dynamic Pricing w/o enabling tech. | Dynamic Pricing | Large Industrial | 3.4046 | 1.1594 | 1
ENS | High | Dynamic Pricing with enabling tech. | Dynamic Pricing | Interruptible Rider | 87.5097 | 1.5746 | 1
ENS | High | Dynamic Pricing w/o enabling tech. | Dynamic Pricing | Interruptible Rider | 3.2524 | 0.75665 | 1
ENS | High | Dynamic Pricing with enabling tech. | Dynamic Pricing | Residential | 57.0381 | 39.538 | 1
ENS | High | Dynamic Pricing w/o enabling tech. | Dynamic Pricing | Residential | 12.7337 | 26.7264 | 1
ENS | High | BTM Battery Control | BTM Battery Control | Small Commercial | 384.1432 | 0.41579 | 0
ENS | High | BTM Battery Control | BTM Battery Control | Large Commercial | 312.6142 | 0.098419 | 0
ENS | High | BTM Battery Control | BTM Battery Control | Small Industrial | 386.5326 | 0.0097949 | 0
ENS | High | BTM Battery Control | BTM Battery Control | Large Industrial | 321.9104 | 0.15076 | 0
ENS | High | BTM Battery Control | BTM Battery Control | Interruptible Rider | 324.2799 | 0.10426 | 0
ENS | High | BTM Battery Control | BTM Battery Control | Residential | 365.9427 | 2.4384 | 0
ENS | High | EV Charging Control | EV Charging Control | EV | 761.5532 | 5.9886 | 0
ENS | High | Behavioral DR | Behavioral DR | Residential | 212.3353 | 3.9801 | 1

## Levelized Cost by DROption
Utility | Cases | DR Option | Levelized Cost | Achievable Potential (MW) | Cost-Effective (DR Option)
ENS | Base | DLC | 173.0272 | 37.5801 | 1
ENS | Base | C&I Curtailment | 184.917 | 4.8943 | 1
ENS | Base | Dynamic Pricing | 79.103 | 30.4137 | 1
ENS | Base | BTM Battery Control | 247.3692 | 11.9997 | 0
ENS | Base | EV Charging Control | 755.8765 | 5.4441 | 0
ENS | Base | Behavioral DR | 221.3054 | 2.6195 | 0
ENS | Low | DLC | 156.4731 | 27.3189 | 1
ENS | Low | C&I Curtailment | 160.6823 | 4.6778 | 1
ENS | Low | Dynamic Pricing | 61.4975 | 23.4821 | 1
ENS | Low | BTM Battery Control | 236.1074 | 8.4408 | 0
ENS | Low | EV Charging Control | 732.0393 | 5.4441 | 0
ENS | Low | Behavioral DR | 226.3202 | 2.1514 | 0
ENS | High | DLC | 235.5547 | 15.5177 | 0
ENS | High | C&I Curtailment | 228.7176 | 3.5396 | 0
ENS | High | Dynamic Pricing | 41.4958 | 82.3941 | 1
ENS | High | BTM Battery Control | 363.2411 | 3.2175 | 0
ENS | High | EV Charging Control | 761.5532 | 5.9886 | 0
ENS | High | Behavioral DR | 212.3353 | 3.9801 | 1

## All Costs
Utility | Cases | DR Option | DR SubOption | Customer Class | Building Type | Cost Category | Cost-Effective (DR Option) | 2017 | 2018 | 2019 | 2020 | 2021 | 2022 | 2023 | 2024 | 2025 | 2026 | 2027 | 2028 | 2029 | 2030 | 2031 | 2032 | 2033 | 2034 | 2035 | 2036 | 2037 | 2038 | 2039 | 2040 | 2041 | 2042 | 2043 | 2044 | 2045
ENS | Base | DLC | DLC-Switch-Water Heating | Small Commercial | Miscellaneous | Program Development Cost | 1 | 0 | 0 | 0 | 0 | 305.7556 | 0 | 0 | 0 | 0 | 0 | 0 | 0 | 0 | 0 | 347.8233 | 0 | 0 | 0 | 0 | 0 | 0 | 0 | 0 | 0 | 370.3408 | 0 | 0 | 0 | 0
ENS | Base | DLC | DLC-Switch-Water Heating | Small Commercial | Offices | Program Development Cost | 1 | 0 | 0 | 0 | 0 | 186.9663 | 0 | 0 | 0 | 0 | 0 | 0 | 0 | 0 | 0 | 207.8094 | 0 | 0 | 0 | 0 | 0 | 0 | 0 | 0 | 0 | 213.4945 | 0 | 0 | 0 | 0
ENS | Base | DLC | DLC-Switch-Water Heating | Small Commercial | Retail Trade | Program Development Cost | 1 | 0 | 0 | 0 | 0 | 1041.7318 | 0 | 0 | 0 | 0 | 0 | 0 | 0 | 0 | 0 | 1194.8006 | 0 | 0 | 0 | 0 | 0 | 0 | 0 | 0 | 0 | 1259.912 | 0 | 0 | 0 | 0
ENS | Base | DLC | DLC-Switch-Water Heating | Small Commercial | Services | Program Development Cost | 1 | 0 | 0 | 0 | 0 | 1254.2388 | 0 | 0 | 0 | 0 | 0 | 0 | 0 | 0 | 0 | 1435.7253 | 0 | 0 | 0 | 0 | 0 | 0 | 0 | 0 | 0 | 1510.5859 | 0 | 0 | 0 | 0
ENS | Base | DLC | DLC-Thermostat-HVAC | Small Commercial | Miscellaneous | Program Development Cost | 1 | 0 | 0 | 0 | 0 | 2198.9036 | 0 | 0 | 0 | 0 | 0 | 0 | 0 | 0 | 0 | 2101.8598 | 0 | 0 | 0 | 0 | 0 | 0 | 0 | 0 | 0 | 1936.0653 | 0 | 0 | 0 | 0
ENS | Base | DLC | DLC-Thermostat-HVAC | Small Commercial | Offices | Program Development Cost | 1 | 0 | 0 | 0 | 0 | 3156.7794 | 0 | 0 | 0 | 0 | 0 | 0 | 0 | 0 | 0 | 3292.3048 | 0 | 0 | 0 | 0 | 0 | 0 | 0 | 0 | 0 | 3127.2181 | 0 | 0 | 0 | 0
ENS | Base | DLC | DLC-Thermostat-HVAC | Small Commercial | Retail Trade | Program Development Cost | 1 | 0 | 0 | 0 | 0 | 3412.0704 | 0 | 0 | 0 | 0 | 0 | 0 | 0 | 0 | 0 | 3042.8091 | 0 | 0 | 0 | 0 | 0 | 0 | 0 | 0 | 0 | 2269.7603 | 0 | 0 | 0 | 0
ENS | Base | DLC | DLC-Thermostat-HVAC | Small Commercial | Services | Program Development Cost | 1 | 0 | 0 | 0 | 0 | 4108.449 | 0 | 0 | 0 | 0 | 0 | 0 | 0 | 0 | 0 | 3661.8773 | 0 | 0 | 0 | 0 | 0 | 0 | 0 | 0 | 0 | 2731.0936 | 0 | 0 | 0 | 0
ENS | Base | DLC | DLC-Switch-Water Heating | Small Industrial | Miscellaneous | Program Development Cost | 1 | 0 | 0 | 0 | 0 | 60.0936 | 0 | 0 | 0 | 0 | 0 | 0 | 0 | 0 | 0 | 80.8028 | 0 | 0 | 0 | 0 | 0 | 0 | 0 | 0 | 0 | 107.2518 | 0 | 0 | 0 | 0
ENS | Base | DLC | DLC-Switch-Water Heating | Small Industrial | Offices | Program Development Cost | 1 | 0 | 0 | 0 | 0 | 2.4346 | 0 | 0 | 0 | 0 | 0 | 0 | 0 | 0 | 0 | 3.1761 | 0 | 0 | 0 | 0 | 0 | 0 | 0 | 0 | 0 | 4.0994 | 0 | 0 | 0 | 0
ENS | Base | DLC | DLC-Switch-Water Heating | Small Industrial | Retail Trade | Program Development Cost | 1 | 0 | 0 | 0 | 0 | 16.2666 | 0 | 0 | 0 | 0 | 0 | 0 | 0 | 0 | 0 | 21.9625 | 0 | 0 | 0 | 0 | 0 | 0 | 0 | 0 | 0 | 29.2523 | 0 | 0 | 0 | 0
ENS | Base | DLC | DLC-Switch-Water Heating | Small Industrial | Services | Program Development Cost | 1 | 0 | 0 | 0 | 0 | 20.2781 | 0 | 0 | 0 | 0 | 0 | 0 | 0 | 0 | 0 | 27.3787 | 0 | 0 | 0 | 0 | 0 | 0 | 0 | 0 | 0 | 36.4663 | 0 | 0 | 0 | 0
ENS | Base | DLC | DLC-Thermostat-HVAC | Small Industrial | Miscellaneous | Program Development Cost | 1 | 0 | 0 | 0 | 0 | 444.246 | 0 | 0 | 0 | 0 | 0 | 0 | 0 | 0 | 0 | 524.8664 | 0 | 0 | 0 | 0 | 0 | 0 | 0 | 0 | 0 | 660.0146 | 0 | 0 | 0 | 0
ENS | Base | DLC | DLC-Thermostat-HVAC | Small Industrial | Offices | Program Development Cost | 1 | 0 | 0 | 0 | 0 | 41.2572 | 0 | 0 | 0 | 0 | 0 | 0 | 0 | 0 | 0 | 52.7703 | 0 | 0 | 0 | 0 | 0 | 0 | 0 | 0 | 0 | 66.285 | 0 | 0 | 0 | 0
ENS | Base | DLC | DLC-Thermostat-HVAC | Small Industrial | Retail Trade | Program Development Cost | 1 | 0 | 0 | 0 | 0 | 53.5611 | 0 | 0 | 0 | 0 | 0 | 0 | 0 | 0 | 0 | 62.1217 | 0 | 0 | 0 | 0 | 0 | 0 | 0 | 0 | 0 | 69.2195 | 0 | 0 | 0 | 0
ENS | Base | DLC | DLC-Thermostat-HVAC | Small Industrial | Services | Program Development Cost | 1 | 0 | 0 | 0 | 0 | 66.7698 | 0 | 0 | 0 | 0 | 0 | 0 | 0 | 0 | 0 | 77.4415 | 0 | 0 | 0 | 0 | 0 | 0 | 0 | 0 | 0 | 86.2898 | 0 | 0 | 0 | 0
ENS | Base | DLC | DLC-Switch-Water Heating | Residential | Residential LI | Program Development Cost | 1 | 0 | 0 | 0 | 0 | 27683.6339 | 0 | 0 | 0 | 0 | 0 | 0 | 0 | 0 | 0 | 34215.9173 | 0 | 0 | 0 | 0 | 0 | 0 | 0 | 0 | 0 | 41607.889 | 0 | 0 | 0 | 0
ENS | Base | DLC | DLC-Switch-Water Heating | Residential | Residential Market Rate | Program Development Cost | 1 | 0 | 0 | 0 | 0 | 86134.6941 | 0 | 0 | 0 | 0 | 0 | 0 | 0 | 0 | 0 | 105822.7251 | 0 | 0 | 0 | 0 | 0 | 0 | 0 | 0 | 0 | 128196.592 | 0 | 0 | 0 | 0
ENS | Base | DLC | DLC-Thermostat-Heat Pump | Residential | Residential LI | Program Development Cost | 1 | 0 | 0 | 0 | 0 | 1211.9379 | 0 | 0 | 0 | 0 | 0 | 0 | 0 | 0 | 0 | 6426.5107 | 0 | 0 | 0 | 0 | 0 | 0 | 0 | 0 | 0 | 14343.6136 | 0 | 0 | 0 | 0
ENS | Base | DLC | DLC-Thermostat-Heat Pump | Residential | Residential Market Rate | Program Development Cost | 1 | 0 | 0 | 0 | 0 | 44465.512 | 0 | 0 | 0 | 0 | 0 | 0 | 0 | 0 | 0 | 71241.4142 | 0 | 0 | 0 | 0 | 0 | 0 | 0 | 0 | 0 | 109146.2315 | 0 | 0 | 0 | 0
ENS | Base | DLC | DLC-Thermostat-Electric Furnace | Residential | Residential LI | Program Development Cost | 1 | 0 | 0 | 0 | 0 | 30439.7569 | 0 | 0 | 0 | 0 | 0 | 0 | 0 | 0 | 0 | 32934.7098 | 0 | 0 | 0 | 0 | 0 | 0 | 0 | 0 | 0 | 35324.0934 | 0 | 0 | 0 | 0
ENS | Base | DLC | DLC-Thermostat-Electric Furnace | Residential | Residential Market Rate | Program Development Cost | 1 | 0 | 0 | 0 | 0 | 37241.8993 | 0 | 0 | 0 | 0 | 0 | 0 | 0 | 0 | 0 | 30105.9151 | 0 | 0 | 0 | 0 | 0 | 0 | 0 | 0 | 0 | 18802.6125 | 0 | 0 | 0 | 0
ENS | Base | C&I Curtailment | C&I Curtailment- Manual HVAC Control | Large Commercial | Offices | Program Development Cost | 1 | 0 | 0 | 0 | 0 | 3027.5336 | 0 | 0 | 0 | 0 | 0 | 0 | 0 | 0 | 0 | 1059.9796 | 0 | 0 | 0 | 0 | 0 | 0 | 0 | 0 | 0 | 1021.9253 | 0 | 0 | 0 | 0
ENS | Base | C&I Curtailment | C&I Curtailment- Manual HVAC Control | Large Commercial | Services | Program Development Cost | 1 | 0 | 0 | 0 | 0 | 6549.478 | 0 | 0 | 0 | 0 | 0 | 0 | 0 | 0 | 0 | 1982.1554 | 0 | 0 | 0 | 0 | 0 | 0 | 0 | 0 | 0 | 1523.1648 | 0 | 0 | 0 | 0
ENS | Base | C&I Curtailment | C&I Curtailment- Auto-DR HVAC Control | Large Commercial | Offices | Program Development Cost | 1 | 0 | 0 | 0 | 0 | 1992.9866 | 0 | 0 | 0 | 0 | 0 | 0 | 0 | 0 | 0 | 5687.8716 | 0 | 0 | 0 | 0 | 0 | 0 | 0 | 0 | 0 | 6671.9807 | 0 | 0 | 0 | 0
ENS | Base | C&I Curtailment | C&I Curtailment- Auto-DR HVAC Control | Large Commercial | Services | Program Development Cost | 1 | 0 | 0 | 0 | 0 | 4311.4375 | 0 | 0 | 0 | 0 | 0 | 0 | 0 | 0 | 0 | 10636.2852 | 0 | 0 | 0 | 0 | 0 | 0 | 0 | 0 | 0 | 9944.4906 | 0 | 0 | 0 | 0
ENS | Base | C&I Curtailment | C&I Curtailment- Standard Lighting Control | Large Commercial | Offices | Program Development Cost | 1 | 0 | 0 | 0 | 0 | 521.0497 | 0 | 0 | 0 | 0 | 0 | 0 | 0 | 0 | 0 | 361.3263 | 0 | 0 | 0 | 0 | 0 | 0 | 0 | 0 | 0 | 220.6923 | 0 | 0 | 0 | 0
ENS | Base | C&I Curtailment | C&I Curtailment- Standard Lighting Control | Large Commercial | Services | Program Development Cost | 1 | 0 | 0 | 0 | 0 | 3276.0328 | 0 | 0 | 0 | 0 | 0 | 0 | 0 | 0 | 0 | 2500.502 | 0 | 0 | 0 | 0 | 0 | 0 | 0 | 0 | 0 | 1895.2782 | 0 | 0 | 0 | 0
ENS | Base | C&I Curtailment | C&I Curtailment- Advanced Lighting Control | Large Commercial | Offices | Program Development Cost | 1 | 0 | 0 | 0 | 0 | 260.5248 | 0 | 0 | 0 | 0 | 0 | 0 | 0 | 0 | 0 | 180.6632 | 0 | 0 | 0 | 0 | 0 | 0 | 0 | 0 | 0 | 110.3462 | 0 | 0 | 0 | 0
ENS | Base | C&I Curtailment | C&I Curtailment- Advanced Lighting Control | Large Commercial | Services | Program Development Cost | 1 | 0 | 0 | 0 | 0 | 1638.0164 | 0 | 0 | 0 | 0 | 0 | 0 | 0 | 0 | 0 | 1250.251 | 0 | 0 | 0 | 0 | 0 | 0 | 0 | 0 | 0 | 947.6391 | 0 | 0 | 0 | 0
ENS | Base | C&I Curtailment | C&I Curtailment- Water Heating Control | Large Commercial | Offices | Program Development Cost | 1 | 0 | 0 | 0 | 0 | 41.3218 | 0 | 0 | 0 | 0 | 0 | 0 | 0 | 0 | 0 | 48.9963 | 0 | 0 | 0 | 0 | 0 | 0 | 0 | 0 | 0 | 62.657 | 0 | 0 | 0 | 0
ENS | Base | C&I Curtailment | C&I Curtailment- Water Heating Control | Large Commercial | Services | Program Development Cost | 1 | 0 | 0 | 0 | 0 | 458.9705 | 0 | 0 | 0 | 0 | 0 | 0 | 0 | 0 | 0 | 544.2124 | 0 | 0 | 0 | 0 | 0 | 0 | 0 | 0 | 0 | 695.9448 | 0 | 0 | 0 | 0
ENS | Base | C&I Curtailment | C&I Curtailment- Other | Large Commercial | Offices | Program Development Cost | 1 | 0 | 0 | 0 | 0 | 770.0055 | 0 | 0 | 0 | 0 | 0 | 0 | 0 | 0 | 0 | 806.492 | 0 | 0 | 0 | 0 | 0 | 0 | 0 | 0 | 0 | 893.6197 | 0 | 0 | 0 | 0
ENS | Base | C&I Curtailment | C&I Curtailment- Other | Large Commercial | Services | Program Development Cost | 1 | 0 | 0 | 0 | 0 | 5092.7867 | 0 | 0 | 0 | 0 | 0 | 0 | 0 | 0 | 0 | 5507.8298 | 0 | 0 | 0 | 0 | 0 | 0 | 0 | 0 | 0 | 6357.1458 | 0 | 0 | 0 | 0
ENS | Base | C&I Curtailment | C&I Curtailment- Manual HVAC Control | Large Industrial | Miscellaneous | Program Development Cost | 1 | 0 | 0 | 0 | 0 | 917.5754 | 0 | 0 | 0 | 0 | 0 | 0 | 0 | 0 | 0 | 392.9737 | 0 | 0 | 0 | 0 | 0 | 0 | 0 | 0 | 0 | 504.0227 | 0 | 0 | 0 | 0
ENS | Base | C&I Curtailment | C&I Curtailment- Manual HVAC Control | Large Industrial | Offices | Program Development Cost | 1 | 0 | 0 | 0 | 0 | 520.7281 | 0 | 0 | 0 | 0 | 0 | 0 | 0 | 0 | 0 | 257.9528 | 0 | 0 | 0 | 0 | 0 | 0 | 0 | 0 | 0 | 346.5021 | 0 | 0 | 0 | 0
ENS | Base | C&I Curtailment | C&I Curtailment- Manual HVAC Control | Large Industrial | Retail Trade | Program Development Cost | 1 | 0 | 0 | 0 | 0 | 1589.9055 | 0 | 0 | 0 | 0 | 0 | 0 | 0 | 0 | 0 | 661.3369 | 0 | 0 | 0 | 0 | 0 | 0 | 0 | 0 | 0 | 678.0645 | 0 | 0 | 0 | 0
ENS | Base | C&I Curtailment | C&I Curtailment- Manual HVAC Control | Large Industrial | Services | Program Development Cost | 1 | 0 | 0 | 0 | 0 | 471.8205 | 0 | 0 | 0 | 0 | 0 | 0 | 0 | 0 | 0 | 196.2584 | 0 | 0 | 0 | 0 | 0 | 0 | 0 | 0 | 0 | 201.2225 | 0 | 0 | 0 | 0
ENS | Base | C&I Curtailment | C&I Curtailment- Auto-DR HVAC Control | Large Industrial | Miscellaneous | Program Development Cost | 1 | 0 | 0 | 0 | 0 | 604.0281 | 0 | 0 | 0 | 0 | 0 | 0 | 0 | 0 | 0 | 2108.7044 | 0 | 0 | 0 | 0 | 0 | 0 | 0 | 0 | 0 | 3290.6809 | 0 | 0 | 0 | 0
ENS | Base | C&I Curtailment | C&I Curtailment- Auto-DR HVAC Control | Large Industrial | Offices | Program Development Cost | 1 | 0 | 0 | 0 | 0 | 342.7886 | 0 | 0 | 0 | 0 | 0 | 0 | 0 | 0 | 0 | 1384.18 | 0 | 0 | 0 | 0 | 0 | 0 | 0 | 0 | 0 | 2262.2544 | 0 | 0 | 0 | 0
ENS | Base | C&I Curtailment | C&I Curtailment- Auto-DR HVAC Control | Large Industrial | Retail Trade | Program Development Cost | 1 | 0 | 0 | 0 | 0 | 1046.6145 | 0 | 0 | 0 | 0 | 0 | 0 | 0 | 0 | 0 | 3548.747 | 0 | 0 | 0 | 0 | 0 | 0 | 0 | 0 | 0 | 4426.9706 | 0 | 0 | 0 | 0
ENS | Base | C&I Curtailment | C&I Curtailment- Auto-DR HVAC Control | Large Industrial | Services | Program Development Cost | 1 | 0 | 0 | 0 | 0 | 310.5934 | 0 | 0 | 0 | 0 | 0 | 0 | 0 | 0 | 0 | 1053.1264 | 0 | 0 | 0 | 0 | 0 | 0 | 0 | 0 | 0 | 1313.7481 | 0 | 0 | 0 | 0
ENS | Base | C&I Curtailment | C&I Curtailment- Standard Lighting Control | Large Industrial | Miscellaneous | Program Development Cost | 1 | 0 | 0 | 0 | 0 | 476.2114 | 0 | 0 | 0 | 0 | 0 | 0 | 0 | 0 | 0 | 544.4356 | 0 | 0 | 0 | 0 | 0 | 0 | 0 | 0 | 0 | 688.952 | 0 | 0 | 0 | 0
ENS | Base | C&I Curtailment | C&I Curtailment- Standard Lighting Control | Large Industrial | Offices | Program Development Cost | 1 | 0 | 0 | 0 | 0 | 90.4674 | 0 | 0 | 0 | 0 | 0 | 0 | 0 | 0 | 0 | 103.0299 | 0 | 0 | 0 | 0 | 0 | 0 | 0 | 0 | 0 | 125.2203 | 0 | 0 | 0 | 0
ENS | Base | C&I Curtailment | C&I Curtailment- Standard Lighting Control | Large Industrial | Retail Trade | Program Development Cost | 1 | 0 | 0 | 0 | 0 | 795.2668 | 0 | 0 | 0 | 0 | 0 | 0 | 0 | 0 | 0 | 834.2808 | 0 | 0 | 0 | 0 | 0 | 0 | 0 | 0 | 0 | 843.7175 | 0 | 0 | 0 | 0
ENS | Base | C&I Curtailment | C&I Curtailment- Standard Lighting Control | Large Industrial | Services | Program Development Cost | 1 | 0 | 0 | 0 | 0 | 236.0034 | 0 | 0 | 0 | 0 | 0 | 0 | 0 | 0 | 0 | 247.5812 | 0 | 0 | 0 | 0 | 0 | 0 | 0 | 0 | 0 | 250.3817 | 0 | 0 | 0 | 0
ENS | Base | C&I Curtailment | C&I Curtailment- Advanced Lighting Control | Large Industrial | Miscellaneous | Program Development Cost | 1 | 0 | 0 | 0 | 0 | 238.1057 | 0 | 0 | 0 | 0 | 0 | 0 | 0 | 0 | 0 | 272.2178 | 0 | 0 | 0 | 0 | 0 | 0 | 0 | 0 | 0 | 344.476 | 0 | 0 | 0 | 0
ENS | Base | C&I Curtailment | C&I Curtailment- Advanced Lighting Control | Large Industrial | Offices | Program Development Cost | 1 | 0 | 0 | 0 | 0 | 45.2337 | 0 | 0 | 0 | 0 | 0 | 0 | 0 | 0 | 0 | 51.5149 | 0 | 0 | 0 | 0 | 0 | 0 | 0 | 0 | 0 | 62.6101 | 0 | 0 | 0 | 0
ENS | Base | C&I Curtailment | C&I Curtailment- Advanced Lighting Control | Large Industrial | Retail Trade | Program Development Cost | 1 | 0 | 0 | 0 | 0 | 397.6334 | 0 | 0 | 0 | 0 | 0 | 0 | 0 | 0 | 0 | 417.1404 | 0 | 0 | 0 | 0 | 0 | 0 | 0 | 0 | 0 | 421.8588 | 0 | 0 | 0 | 0
ENS | Base | C&I Curtailment | C&I Curtailment- Advanced Lighting Control | Large Industrial | Services | Program Development Cost | 1 | 0 | 0 | 0 | 0 | 118.0017 | 0 | 0 | 0 | 0 | 0 | 0 | 0 | 0 | 0 | 123.7906 | 0 | 0 | 0 | 0 | 0 | 0 | 0 | 0 | 0 | 125.1908 | 0 | 0 | 0 | 0
ENS | Base | C&I Curtailment | C&I Curtailment- Water Heating Control | Large Industrial | Miscellaneous | Program Development Cost | 1 | 0 | 0 | 0 | 0 | 25.0767 | 0 | 0 | 0 | 0 | 0 | 0 | 0 | 0 | 0 | 35.1124 | 0 | 0 | 0 | 0 | 0 | 0 | 0 | 0 | 0 | 54.2734 | 0 | 0 | 0 | 0
ENS | Base | C&I Curtailment | C&I Curtailment- Water Heating Control | Large Industrial | Offices | Program Development Cost | 1 | 0 | 0 | 0 | 0 | 7.0462 | 0 | 0 | 0 | 0 | 0 | 0 | 0 | 0 | 0 | 10.7141 | 0 | 0 | 0 | 0 | 0 | 0 | 0 | 0 | 0 | 17.2088 | 0 | 0 | 0 | 0
ENS | Base | C&I Curtailment | C&I Curtailment- Water Heating Control | Large Industrial | Retail Trade | Program Development Cost | 1 | 0 | 0 | 0 | 0 | 111.4165 | 0 | 0 | 0 | 0 | 0 | 0 | 0 | 0 | 0 | 181.5739 | 0 | 0 | 0 | 0 | 0 | 0 | 0 | 0 | 0 | 309.8125 | 0 | 0 | 0 | 0
ENS | Base | C&I Curtailment | C&I Curtailment- Water Heating Control | Large Industrial | Services | Program Development Cost | 1 | 0 | 0 | 0 | 0 | 33.064 | 0 | 0 | 0 | 0 | 0 | 0 | 0 | 0 | 0 | 53.8839 | 0 | 0 | 0 | 0 | 0 | 0 | 0 | 0 | 0 | 91.94 | 0 | 0 | 0 | 0
ENS | Base | C&I Curtailment | C&I Curtailment- Other | Large Industrial | Miscellaneous | Program Development Cost | 1 | 0 | 0 | 0 | 0 | 535.9527 | 0 | 0 | 0 | 0 | 0 | 0 | 0 | 0 | 0 | 749.9109 | 0 | 0 | 0 | 0 | 0 | 0 | 0 | 0 | 0 | 1127.7778 | 0 | 0 | 0 | 0
ENS | Base | C&I Curtailment | C&I Curtailment- Other | Large Industrial | Offices | Program Development Cost | 1 | 0 | 0 | 0 | 0 | 132.9518 | 0 | 0 | 0 | 0 | 0 | 0 | 0 | 0 | 0 | 205.0494 | 0 | 0 | 0 | 0 | 0 | 0 | 0 | 0 | 0 | 330.9417 | 0 | 0 | 0 | 0
ENS | Base | C&I Curtailment | C&I Curtailment- Other | Large Industrial | Retail Trade | Program Development Cost | 1 | 0 | 0 | 0 | 0 | 1236.2893 | 0 | 0 | 0 | 0 | 0 | 0 | 0 | 0 | 0 | 1837.6617 | 0 | 0 | 0 | 0 | 0 | 0 | 0 | 0 | 0 | 2829.9989 | 0 | 0 | 0 | 0
ENS | Base | C&I Curtailment | C&I Curtailment- Other | Large Industrial | Services | Program Development Cost | 1 | 0 | 0 | 0 | 0 | 366.8813 | 0 | 0 | 0 | 0 | 0 | 0 | 0 | 0 | 0 | 545.3446 | 0 | 0 | 0 | 0 | 0 | 0 | 0 | 0 | 0 | 839.8307 | 0 | 0 | 0 | 0
ENS | Base | C&I Curtailment | C&I Curtailment- Industrial | Large Industrial | Manufacturing | Program Development Cost | 1 | 0 | 0 | 0 | 0 | 22890.4534 | 0 | 0 | 0 | 0 | 0 | 0 | 0 | 0 | 0 | 26260.1452 | 0 | 0 | 0 | 0 | 0 | 0 | 0 | 0 | 0 | 32646.2696 | 0 | 0 | 0 | 0
ENS | Base | C&I Curtailment | C&I Curtailment- Manual HVAC Control | Interruptible Rider | Miscellaneous | Program Development Cost | 1 | 0 | 0 | 0 | 0 | 34080.7359 | 0 | 0 | 0 | 0 | 0 | 0 | 0 | 0 | 0 | 12692.936 | 0 | 0 | 0 | 0 | 0 | 0 | 0 | 0 | 0 | 14053.1718 | 0 | 0 | 0 | 0
ENS | Base | C&I Curtailment | C&I Curtailment- Manual HVAC Control | Interruptible Rider | Retail Trade | Program Development Cost | 1 | 0 | 0 | 0 | 0 | 1000.7029 | 0 | 0 | 0 | 0 | 0 | 0 | 0 | 0 | 0 | 339.3793 | 0 | 0 | 0 | 0 | 0 | 0 | 0 | 0 | 0 | 333.025 | 0 | 0 | 0 | 0
ENS | Base | C&I Curtailment | C&I Curtailment- Auto-DR HVAC Control | Interruptible Rider | Miscellaneous | Program Development Cost | 1 | 0 | 0 | 0 | 0 | 22434.9123 | 0 | 0 | 0 | 0 | 0 | 0 | 0 | 0 | 0 | 68110.5454 | 0 | 0 | 0 | 0 | 0 | 0 | 0 | 0 | 0 | 91750.8281 | 0 | 0 | 0 | 0
ENS | Base | C&I Curtailment | C&I Curtailment- Auto-DR HVAC Control | Interruptible Rider | Retail Trade | Program Development Cost | 1 | 0 | 0 | 0 | 0 | 658.7499 | 0 | 0 | 0 | 0 | 0 | 0 | 0 | 0 | 0 | 1821.1158 | 0 | 0 | 0 | 0 | 0 | 0 | 0 | 0 | 0 | 2174.265 | 0 | 0 | 0 | 0
ENS | Base | C&I Curtailment | C&I Curtailment- Standard Lighting Control | Interruptible Rider | Miscellaneous | Program Development Cost | 1 | 0 | 0 | 0 | 0 | 7190.2874 | 0 | 0 | 0 | 0 | 0 | 0 | 0 | 0 | 0 | 6339.4355 | 0 | 0 | 0 | 0 | 0 | 0 | 0 | 0 | 0 | 6546.0659 | 0 | 0 | 0 | 0
ENS | Base | C&I Curtailment | C&I Curtailment- Standard Lighting Control | Interruptible Rider | Retail Trade | Program Development Cost | 1 | 0 | 0 | 0 | 0 | 505.0312 | 0 | 0 | 0 | 0 | 0 | 0 | 0 | 0 | 0 | 471.4231 | 0 | 0 | 0 | 0 | 0 | 0 | 0 | 0 | 0 | 519.9784 | 0 | 0 | 0 | 0
ENS | Base | C&I Curtailment | C&I Curtailment- Advanced Lighting Control | Interruptible Rider | Miscellaneous | Program Development Cost | 1 | 0 | 0 | 0 | 0 | 3595.1437 | 0 | 0 | 0 | 0 | 0 | 0 | 0 | 0 | 0 | 3169.7177 | 0 | 0 | 0 | 0 | 0 | 0 | 0 | 0 | 0 | 3273.0329 | 0 | 0 | 0 | 0
ENS | Base | C&I Curtailment | C&I Curtailment- Advanced Lighting Control | Interruptible Rider | Retail Trade | Program Development Cost | 1 | 0 | 0 | 0 | 0 | 252.5156 | 0 | 0 | 0 | 0 | 0 | 0 | 0 | 0 | 0 | 235.7115 | 0 | 0 | 0 | 0 | 0 | 0 | 0 | 0 | 0 | 259.9892 | 0 | 0 | 0 | 0
ENS | Base | C&I Curtailment | C&I Curtailment- Water Heating Control | Interruptible Rider | Miscellaneous | Program Development Cost | 1 | 0 | 0 | 0 | 0 | 538.9499 | 0 | 0 | 0 | 0 | 0 | 0 | 0 | 0 | 0 | 625.8209 | 0 | 0 | 0 | 0 | 0 | 0 | 0 | 0 | 0 | 833.6861 | 0 | 0 | 0 | 0
ENS | Base | C&I Curtailment | C&I Curtailment- Water Heating Control | Interruptible Rider | Retail Trade | Program Development Cost | 1 | 0 | 0 | 0 | 0 | 69.7291 | 0 | 0 | 0 | 0 | 0 | 0 | 0 | 0 | 0 | 83.2707 | 0 | 0 | 0 | 0 | 0 | 0 | 0 | 0 | 0 | 113.8235 | 0 | 0 | 0 | 0
ENS | Base | C&I Curtailment | C&I Curtailment- Other | Interruptible Rider | Miscellaneous | Program Development Cost | 1 | 0 | 0 | 0 | 0 | 9774.8823 | 0 | 0 | 0 | 0 | 0 | 0 | 0 | 0 | 0 | 11267.4822 | 0 | 0 | 0 | 0 | 0 | 0 | 0 | 0 | 0 | 14838.983 | 0 | 0 | 0 | 0
ENS | Base | C&I Curtailment | C&I Curtailment- Other | Interruptible Rider | Retail Trade | Program Development Cost | 1 | 0 | 0 | 0 | 0 | 778.4975 | 0 | 0 | 0 | 0 | 0 | 0 | 0 | 0 | 0 | 912.6532 | 0 | 0 | 0 | 0 | 0 | 0 | 0 | 0 | 0 | 1222.7498 | 0 | 0 | 0 | 0
ENS | Base | C&I Curtailment | C&I Curtailment- Industrial | Interruptible Rider | Manufacturing | Program Development Cost | 1 | 0 | 0 | 0 | 0 | 20004.433 | 0 | 0 | 0 | 0 | 0 | 0 | 0 | 0 | 0 | 19209.0911 | 0 | 0 | 0 | 0 | 0 | 0 | 0 | 0 | 0 | 20867.1776 | 0 | 0 | 0 | 0
ENS | Base | Dynamic Pricing | Dynamic Pricing with enabling tech. | Small Commercial | Manufacturing | Program Development Cost | 1 | 0 | 0 | 0 | 0 | 0 | 463.0999 | 0 | 0 | 0 | 0 | 0 | 0 | 0 | 0 | 0 | 0 | 0 | 0 | 0 | 0 | 0 | 0 | 0 | 0 | 0 | 384.5385 | 0 | 0 | 0
ENS | Base | Dynamic Pricing | Dynamic Pricing with enabling tech. | Small Commercial | Miscellaneous | Program Development Cost | 1 | 0 | 0 | 0 | 0 | 0 | 4416.3117 | 0 | 0 | 0 | 0 | 0 | 0 | 0 | 0 | 0 | 0 | 0 | 0 | 0 | 0 | 0 | 0 | 0 | 0 | 0 | 4934.9114 | 0 | 0 | 0
ENS | Base | Dynamic Pricing | Dynamic Pricing with enabling tech. | Small Commercial | Offices | Program Development Cost | 1 | 0 | 0 | 0 | 0 | 0 | 3538.2346 | 0 | 0 | 0 | 0 | 0 | 0 | 0 | 0 | 0 | 0 | 0 | 0 | 0 | 0 | 0 | 0 | 0 | 0 | 0 | 3910.4524 | 0 | 0 | 0
ENS | Base | Dynamic Pricing | Dynamic Pricing with enabling tech. | Small Commercial | Retail Trade | Program Development Cost | 1 | 0 | 0 | 0 | 0 | 0 | 8248.387 | 0 | 0 | 0 | 0 | 0 | 0 | 0 | 0 | 0 | 0 | 0 | 0 | 0 | 0 | 0 | 0 | 0 | 0 | 0 | 8361.0959 | 0 | 0 | 0
ENS | Base | Dynamic Pricing | Dynamic Pricing with enabling tech. | Small Commercial | Services | Program Development Cost | 1 | 0 | 0 | 0 | 0 | 0 | 9931.4276 | 0 | 0 | 0 | 0 | 0 | 0 | 0 | 0 | 0 | 0 | 0 | 0 | 0 | 0 | 0 | 0 | 0 | 0 | 0 | 10048.2683 | 0 | 0 | 0
ENS | Base | Dynamic Pricing | Dynamic Pricing w/o enabling tech. | Small Commercial | Manufacturing | Program Development Cost | 1 | 0 | 0 | 0 | 0 | 0 | 27.3518 | 0 | 0 | 0 | 0 | 0 | 0 | 0 | 0 | 0 | 0 | 0 | 0 | 0 | 0 | 0 | 0 | 0 | 0 | 0 | 22.7118 | 0 | 0 | 0
ENS | Base | Dynamic Pricing | Dynamic Pricing w/o enabling tech. | Small Commercial | Miscellaneous | Program Development Cost | 1 | 0 | 0 | 0 | 0 | 0 | 260.8384 | 0 | 0 | 0 | 0 | 0 | 0 | 0 | 0 | 0 | 0 | 0 | 0 | 0 | 0 | 0 | 0 | 0 | 0 | 0 | 291.4682 | 0 | 0 | 0
ENS | Base | Dynamic Pricing | Dynamic Pricing w/o enabling tech. | Small Commercial | Offices | Program Development Cost | 1 | 0 | 0 | 0 | 0 | 0 | 208.977 | 0 | 0 | 0 | 0 | 0 | 0 | 0 | 0 | 0 | 0 | 0 | 0 | 0 | 0 | 0 | 0 | 0 | 0 | 0 | 230.9611 | 0 | 0 | 0
ENS | Base | Dynamic Pricing | Dynamic Pricing w/o enabling tech. | Small Commercial | Retail Trade | Program Development Cost | 1 | 0 | 0 | 0 | 0 | 0 | 487.1704 | 0 | 0 | 0 | 0 | 0 | 0 | 0 | 0 | 0 | 0 | 0 | 0 | 0 | 0 | 0 | 0 | 0 | 0 | 0 | 493.8272 | 0 | 0 | 0
ENS | Base | Dynamic Pricing | Dynamic Pricing w/o enabling tech. | Small Commercial | Services | Program Development Cost | 1 | 0 | 0 | 0 | 0 | 0 | 586.5749 | 0 | 0 | 0 | 0 | 0 | 0 | 0 | 0 | 0 | 0 | 0 | 0 | 0 | 0 | 0 | 0 | 0 | 0 | 0 | 593.4758 | 0 | 0 | 0
ENS | Base | Dynamic Pricing | Dynamic Pricing with enabling tech. | Large Commercial | Offices | Program Development Cost | 1 | 0 | 0 | 0 | 0 | 0 | 704.9073 | 0 | 0 | 0 | 0 | 0 | 0 | 0 | 0 | 0 | 0 | 0 | 0 | 0 | 0 | 0 | 0 | 0 | 0 | 0 | 666.4525 | 0 | 0 | 0
ENS | Base | Dynamic Pricing | Dynamic Pricing with enabling tech. | Large Commercial | Services | Program Development Cost | 1 | 0 | 0 | 0 | 0 | 0 | 4469.551 | 0 | 0 | 0 | 0 | 0 | 0 | 0 | 0 | 0 | 0 | 0 | 0 | 0 | 0 | 0 | 0 | 0 | 0 | 0 | 4325.2843 | 0 | 0 | 0
ENS | Base | Dynamic Pricing | Dynamic Pricing w/o enabling tech. | Large Commercial | Offices | Program Development Cost | 1 | 0 | 0 | 0 | 0 | 0 | 267.1228 | 0 | 0 | 0 | 0 | 0 | 0 | 0 | 0 | 0 | 0 | 0 | 0 | 0 | 0 | 0 | 0 | 0 | 0 | 0 | 252.5504 | 0 | 0 | 0
ENS | Base | Dynamic Pricing | Dynamic Pricing w/o enabling tech. | Large Commercial | Services | Program Development Cost | 1 | 0 | 0 | 0 | 0 | 0 | 1693.7246 | 0 | 0 | 0 | 0 | 0 | 0 | 0 | 0 | 0 | 0 | 0 | 0 | 0 | 0 | 0 | 0 | 0 | 0 | 0 | 1639.0551 | 0 | 0 | 0
ENS | Base | Dynamic Pricing | Dynamic Pricing with enabling tech. | Small Industrial | Manufacturing | Program Development Cost | 1 | 0 | 0 | 0 | 0 | 0 | 632.6574 | 0 | 0 | 0 | 0 | 0 | 0 | 0 | 0 | 0 | 0 | 0 | 0 | 0 | 0 | 0 | 0 | 0 | 0 | 0 | 835.8945 | 0 | 0 | 0
ENS | Base | Dynamic Pricing | Dynamic Pricing with enabling tech. | Small Industrial | Miscellaneous | Program Development Cost | 1 | 0 | 0 | 0 | 0 | 0 | 792.3155 | 0 | 0 | 0 | 0 | 0 | 0 | 0 | 0 | 0 | 0 | 0 | 0 | 0 | 0 | 0 | 0 | 0 | 0 | 0 | 1392.2354 | 0 | 0 | 0
ENS | Base | Dynamic Pricing | Dynamic Pricing with enabling tech. | Small Industrial | Offices | Program Development Cost | 1 | 0 | 0 | 0 | 0 | 0 | 47.3992 | 0 | 0 | 0 | 0 | 0 | 0 | 0 | 0 | 0 | 0 | 0 | 0 | 0 | 0 | 0 | 0 | 0 | 0 | 0 | 86.7087 | 0 | 0 | 0
ENS | Base | Dynamic Pricing | Dynamic Pricing with enabling tech. | Small Industrial | Retail Trade | Program Development Cost | 1 | 0 | 0 | 0 | 0 | 0 | 133.0597 | 0 | 0 | 0 | 0 | 0 | 0 | 0 | 0 | 0 | 0 | 0 | 0 | 0 | 0 | 0 | 0 | 0 | 0 | 0 | 241.0561 | 0 | 0 | 0
ENS | Base | Dynamic Pricing | Dynamic Pricing with enabling tech. | Small Industrial | Services | Program Development Cost | 1 | 0 | 0 | 0 | 0 | 0 | 165.8735 | 0 | 0 | 0 | 0 | 0 | 0 | 0 | 0 | 0 | 0 | 0 | 0 | 0 | 0 | 0 | 0 | 0 | 0 | 0 | 300.503 | 0 | 0 | 0
ENS | Base | Dynamic Pricing | Dynamic Pricing w/o enabling tech. | Small Industrial | Manufacturing | Program Development Cost | 1 | 0 | 0 | 0 | 0 | 0 | 37.3663 | 0 | 0 | 0 | 0 | 0 | 0 | 0 | 0 | 0 | 0 | 0 | 0 | 0 | 0 | 0 | 0 | 0 | 0 | 0 | 49.37 | 0 | 0 | 0
ENS | Base | Dynamic Pricing | Dynamic Pricing w/o enabling tech. | Small Industrial | Miscellaneous | Program Development Cost | 1 | 0 | 0 | 0 | 0 | 0 | 46.7961 | 0 | 0 | 0 | 0 | 0 | 0 | 0 | 0 | 0 | 0 | 0 | 0 | 0 | 0 | 0 | 0 | 0 | 0 | 0 | 82.2289 | 0 | 0 | 0
ENS | Base | Dynamic Pricing | Dynamic Pricing w/o enabling tech. | Small Industrial | Offices | Program Development Cost | 1 | 0 | 0 | 0 | 0 | 0 | 2.7995 | 0 | 0 | 0 | 0 | 0 | 0 | 0 | 0 | 0 | 0 | 0 | 0 | 0 | 0 | 0 | 0 | 0 | 0 | 0 | 5.1212 | 0 | 0 | 0
ENS | Base | Dynamic Pricing | Dynamic Pricing w/o enabling tech. | Small Industrial | Retail Trade | Program Development Cost | 1 | 0 | 0 | 0 | 0 | 0 | 7.8588 | 0 | 0 | 0 | 0 | 0 | 0 | 0 | 0 | 0 | 0 | 0 | 0 | 0 | 0 | 0 | 0 | 0 | 0 | 0 | 14.2374 | 0 | 0 | 0
ENS | Base | Dynamic Pricing | Dynamic Pricing w/o enabling tech. | Small Industrial | Services | Program Development Cost | 1 | 0 | 0 | 0 | 0 | 0 | 9.7969 | 0 | 0 | 0 | 0 | 0 | 0 | 0 | 0 | 0 | 0 | 0 | 0 | 0 | 0 | 0 | 0 | 0 | 0 | 0 | 17.7485 | 0 | 0 | 0
ENS | Base | Dynamic Pricing | Dynamic Pricing with enabling tech. | Large Industrial | Manufacturing | Program Development Cost | 1 | 0 | 0 | 0 | 0 | 0 | 3952.3443 | 0 | 0 | 0 | 0 | 0 | 0 | 0 | 0 | 0 | 0 | 0 | 0 | 0 | 0 | 0 | 0 | 0 | 0 | 0 | 4548.3425 | 0 | 0 | 0
ENS | Base | Dynamic Pricing | Dynamic Pricing with enabling tech. | Large Industrial | Miscellaneous | Program Development Cost | 1 | 0 | 0 | 0 | 0 | 0 | 1664.869 | 0 | 0 | 0 | 0 | 0 | 0 | 0 | 0 | 0 | 0 | 0 | 0 | 0 | 0 | 0 | 0 | 0 | 0 | 0 | 3132.7948 | 0 | 0 | 0
ENS | Base | Dynamic Pricing | Dynamic Pricing with enabling tech. | Large Industrial | Offices | Program Development Cost | 1 | 0 | 0 | 0 | 0 | 0 | 127.4175 | 0 | 0 | 0 | 0 | 0 | 0 | 0 | 0 | 0 | 0 | 0 | 0 | 0 | 0 | 0 | 0 | 0 | 0 | 0 | 248.2744 | 0 | 0 | 0
ENS | Base | Dynamic Pricing | Dynamic Pricing with enabling tech. | Large Industrial | Retail Trade | Program Development Cost | 1 | 0 | 0 | 0 | 0 | 0 | 658.0875 | 0 | 0 | 0 | 0 | 0 | 0 | 0 | 0 | 0 | 0 | 0 | 0 | 0 | 0 | 0 | 0 | 0 | 0 | 0 | 1044.4534 | 0 | 0 | 0
ENS | Base | Dynamic Pricing | Dynamic Pricing with enabling tech. | Large Industrial | Services | Program Development Cost | 1 | 0 | 0 | 0 | 0 | 0 | 336.0466 | 0 | 0 | 0 | 0 | 0 | 0 | 0 | 0 | 0 | 0 | 0 | 0 | 0 | 0 | 0 | 0 | 0 | 0 | 0 | 585.465 | 0 | 0 | 0
ENS | Base | Dynamic Pricing | Dynamic Pricing w/o enabling tech. | Large Industrial | Manufacturing | Program Development Cost | 1 | 0 | 0 | 0 | 0 | 0 | 1497.7305 | 0 | 0 | 0 | 0 | 0 | 0 | 0 | 0 | 0 | 0 | 0 | 0 | 0 | 0 | 0 | 0 | 0 | 0 | 0 | 1723.5824 | 0 | 0 | 0
ENS | Base | Dynamic Pricing | Dynamic Pricing w/o enabling tech. | Large Industrial | Miscellaneous | Program Development Cost | 1 | 0 | 0 | 0 | 0 | 0 | 630.8977 | 0 | 0 | 0 | 0 | 0 | 0 | 0 | 0 | 0 | 0 | 0 | 0 | 0 | 0 | 0 | 0 | 0 | 0 | 0 | 1187.1643 | 0 | 0 | 0
ENS | Base | Dynamic Pricing | Dynamic Pricing w/o enabling tech. | Large Industrial | Offices | Program Development Cost | 1 | 0 | 0 | 0 | 0 | 0 | 48.2845 | 0 | 0 | 0 | 0 | 0 | 0 | 0 | 0 | 0 | 0 | 0 | 0 | 0 | 0 | 0 | 0 | 0 | 0 | 0 | 94.0829 | 0 | 0 | 0
ENS | Base | Dynamic Pricing | Dynamic Pricing w/o enabling tech. | Large Industrial | Retail Trade | Program Development Cost | 1 | 0 | 0 | 0 | 0 | 0 | 249.3805 | 0 | 0 | 0 | 0 | 0 | 0 | 0 | 0 | 0 | 0 | 0 | 0 | 0 | 0 | 0 | 0 | 0 | 0 | 0 | 395.7929 | 0 | 0 | 0
ENS | Base | Dynamic Pricing | Dynamic Pricing w/o enabling tech. | Large Industrial | Services | Program Development Cost | 1 | 0 | 0 | 0 | 0 | 0 | 127.344 | 0 | 0 | 0 | 0 | 0 | 0 | 0 | 0 | 0 | 0 | 0 | 0 | 0 | 0 | 0 | 0 | 0 | 0 | 0 | 221.8604 | 0 | 0 | 0
ENS | Base | Dynamic Pricing | Dynamic Pricing with enabling tech. | Interruptible Rider | Manufacturing | Program Development Cost | 1 | 0 | 0 | 0 | 0 | 0 | 1542.0234 | 0 | 0 | 0 | 0 | 0 | 0 | 0 | 0 | 0 | 0 | 0 | 0 | 0 | 0 | 0 | 0 | 0 | 0 | 0 | 955.3908 | 0 | 0 | 0
ENS | Base | Dynamic Pricing | Dynamic Pricing with enabling tech. | Interruptible Rider | Miscellaneous | Program Development Cost | 1 | 0 | 0 | 0 | 0 | 0 | 3101.6216 | 0 | 0 | 0 | 0 | 0 | 0 | 0 | 0 | 0 | 0 | 0 | 0 | 0 | 0 | 0 | 0 | 0 | 0 | 0 | 2642.7311 | 0 | 0 | 0
ENS | Base | Dynamic Pricing | Dynamic Pricing with enabling tech. | Interruptible Rider | Retail Trade | Program Development Cost | 1 | 0 | 0 | 0 | 0 | 0 | 182.6049 | 0 | 0 | 0 | 0 | 0 | 0 | 0 | 0 | 0 | 0 | 0 | 0 | 0 | 0 | 0 | 0 | 0 | 0 | 0 | 155.1284 | 0 | 0 | 0
ENS | Base | Dynamic Pricing | Dynamic Pricing w/o enabling tech. | Interruptible Rider | Manufacturing | Program Development Cost | 1 | 0 | 0 | 0 | 0 | 0 | 584.3457 | 0 | 0 | 0 | 0 | 0 | 0 | 0 | 0 | 0 | 0 | 0 | 0 | 0 | 0 | 0 | 0 | 0 | 0 | 0 | 362.0428 | 0 | 0 | 0
ENS | Base | Dynamic Pricing | Dynamic Pricing w/o enabling tech. | Interruptible Rider | Miscellaneous | Program Development Cost | 1 | 0 | 0 | 0 | 0 | 0 | 1175.3513 | 0 | 0 | 0 | 0 | 0 | 0 | 0 | 0 | 0 | 0 | 0 | 0 | 0 | 0 | 0 | 0 | 0 | 0 | 0 | 1001.456 | 0 | 0 | 0
ENS | Base | Dynamic Pricing | Dynamic Pricing w/o enabling tech. | Interruptible Rider | Retail Trade | Program Development Cost | 1 | 0 | 0 | 0 | 0 | 0 | 69.1976 | 0 | 0 | 0 | 0 | 0 | 0 | 0 | 0 | 0 | 0 | 0 | 0 | 0 | 0 | 0 | 0 | 0 | 0 | 0 | 58.7855 | 0 | 0 | 0
ENS | Base | Dynamic Pricing | Dynamic Pricing with enabling tech. | Residential | Residential Market Rate | Program Development Cost | 1 | 0 | 0 | 0 | 0 | 0 | 125249.9447 | 0 | 0 | 0 | 0 | 0 | 0 | 0 | 0 | 0 | 0 | 0 | 0 | 0 | 0 | 0 | 0 | 0 | 0 | 0 | 199843.9845 | 0 | 0 | 0
ENS | Base | Dynamic Pricing | Dynamic Pricing w/o enabling tech. | Residential | Residential Market Rate | Program Development Cost | 1 | 0 | 0 | 0 | 0 | 0 | 70041.0875 | 0 | 0 | 0 | 0 | 0 | 0 | 0 | 0 | 0 | 0 | 0 | 0 | 0 | 0 | 0 | 0 | 0 | 0 | 0 | 111754.8597 | 0 | 0 | 0
ENS | Base | BTM Battery Control | BTM Battery Control | Small Commercial | Manufacturing | Program Development Cost | 0 | 0 | 0 | 0 | 0 | 0 | 716.2732 | 0 | 0 | 0 | 0 | 0 | 0 | 0 | 0 | 0 | 838.7988 | 0 | 0 | 0 | 0 | 0 | 0 | 0 | 0 | 0 | 982.5063 | 0 | 0 | 0
ENS | Base | BTM Battery Control | BTM Battery Control | Small Commercial | Miscellaneous | Program Development Cost | 0 | 0 | 0 | 0 | 0 | 0 | 5275.3571 | 0 | 0 | 0 | 0 | 0 | 0 | 0 | 0 | 0 | 6218.8893 | 0 | 0 | 0 | 0 | 0 | 0 | 0 | 0 | 0 | 7329.1227 | 0 | 0 | 0
ENS | Base | BTM Battery Control | BTM Battery Control | Small Commercial | Offices | Program Development Cost | 0 | 0 | 0 | 0 | 0 | 0 | 1831.5191 | 0 | 0 | 0 | 0 | 0 | 0 | 0 | 0 | 0 | 2145.4315 | 0 | 0 | 0 | 0 | 0 | 0 | 0 | 0 | 0 | 2512.713 | 0 | 0 | 0
ENS | Base | BTM Battery Control | BTM Battery Control | Small Commercial | Retail Trade | Program Development Cost | 0 | 0 | 0 | 0 | 0 | 0 | 3195.5362 | 0 | 0 | 0 | 0 | 0 | 0 | 0 | 0 | 0 | 3743.7724 | 0 | 0 | 0 | 0 | 0 | 0 | 0 | 0 | 0 | 4384.1843 | 0 | 0 | 0
ENS | Base | BTM Battery Control | BTM Battery Control | Small Commercial | Services | Program Development Cost | 0 | 0 | 0 | 0 | 0 | 0 | 6956.2054 | 0 | 0 | 0 | 0 | 0 | 0 | 0 | 0 | 0 | 8149.6675 | 0 | 0 | 0 | 0 | 0 | 0 | 0 | 0 | 0 | 9544.4389 | 0 | 0 | 0
ENS | Base | BTM Battery Control | BTM Battery Control | Large Commercial | Offices | Program Development Cost | 0 | 0 | 0 | 0 | 0 | 0 | 742.3997 | 0 | 0 | 0 | 0 | 0 | 0 | 0 | 0 | 0 | 870.5353 | 0 | 0 | 0 | 0 | 0 | 0 | 0 | 0 | 0 | 1020.3496 | 0 | 0 | 0
ENS | Base | BTM Battery Control | BTM Battery Control | Large Commercial | Services | Program Development Cost | 0 | 0 | 0 | 0 | 0 | 0 | 3959.465 | 0 | 0 | 0 | 0 | 0 | 0 | 0 | 0 | 0 | 4642.8551 | 0 | 0 | 0 | 0 | 0 | 0 | 0 | 0 | 0 | 5441.8648 | 0 | 0 | 0
ENS | Base | BTM Battery Control | BTM Battery Control | Small Industrial | Manufacturing | Program Development Cost | 0 | 0 | 0 | 0 | 0 | 0 | 17.8966 | 0 | 0 | 0 | 0 | 0 | 0 | 0 | 0 | 0 | 20.7497 | 0 | 0 | 0 | 0 | 0 | 0 | 0 | 0 | 0 | 24.3206 | 0 | 0 | 0
ENS | Base | BTM Battery Control | BTM Battery Control | Small Industrial | Miscellaneous | Program Development Cost | 0 | 0 | 0 | 0 | 0 | 0 | 115.6241 | 0 | 0 | 0 | 0 | 0 | 0 | 0 | 0 | 0 | 135.1089 | 0 | 0 | 0 | 0 | 0 | 0 | 0 | 0 | 0 | 158.3604 | 0 | 0 | 0
ENS | Base | BTM Battery Control | BTM Battery Control | Small Industrial | Offices | Program Development Cost | 0 | 0 | 0 | 0 | 0 | 0 | 45.6464 | 0 | 0 | 0 | 0 | 0 | 0 | 0 | 0 | 0 | 53.5248 | 0 | 0 | 0 | 0 | 0 | 0 | 0 | 0 | 0 | 62.4598 | 0 | 0 | 0
ENS | Base | BTM Battery Control | BTM Battery Control | Small Industrial | Retail Trade | Program Development Cost | 0 | 0 | 0 | 0 | 0 | 0 | 79.4288 | 0 | 0 | 0 | 0 | 0 | 0 | 0 | 0 | 0 | 93.1379 | 0 | 0 | 0 | 0 | 0 | 0 | 0 | 0 | 0 | 109.1664 | 0 | 0 | 0
ENS | Base | BTM Battery Control | BTM Battery Control | Small Industrial | Services | Program Development Cost | 0 | 0 | 0 | 0 | 0 | 0 | 172.9335 | 0 | 0 | 0 | 0 | 0 | 0 | 0 | 0 | 0 | 202.7812 | 0 | 0 | 0 | 0 | 0 | 0 | 0 | 0 | 0 | 237.4024 | 0 | 0 | 0
ENS | Base | BTM Battery Control | BTM Battery Control | Large Industrial | Manufacturing | Program Development Cost | 0 | 0 | 0 | 0 | 0 | 0 | 495.3762 | 0 | 0 | 0 | 0 | 0 | 0 | 0 | 0 | 0 | 580.8764 | 0 | 0 | 0 | 0 | 0 | 0 | 0 | 0 | 0 | 680.8421 | 0 | 0 | 0
ENS | Base | BTM Battery Control | BTM Battery Control | Large Industrial | Miscellaneous | Program Development Cost | 0 | 0 | 0 | 0 | 0 | 0 | 2296.7442 | 0 | 0 | 0 | 0 | 0 | 0 | 0 | 0 | 0 | 2693.1544 | 0 | 0 | 0 | 0 | 0 | 0 | 0 | 0 | 0 | 3156.6314 | 0 | 0 | 0
ENS | Base | BTM Battery Control | BTM Battery Control | Large Industrial | Offices | Program Development Cost | 0 | 0 | 0 | 0 | 0 | 0 | 270.2052 | 0 | 0 | 0 | 0 | 0 | 0 | 0 | 0 | 0 | 316.8417 | 0 | 0 | 0 | 0 | 0 | 0 | 0 | 0 | 0 | 371.3684 | 0 | 0 | 0
ENS | Base | BTM Battery Control | BTM Battery Control | Large Industrial | Retail Trade | Program Development Cost | 0 | 0 | 0 | 0 | 0 | 0 | 1351.026 | 0 | 0 | 0 | 0 | 0 | 0 | 0 | 0 | 0 | 1584.2085 | 0 | 0 | 0 | 0 | 0 | 0 | 0 | 0 | 0 | 1856.842 | 0 | 0 | 0
ENS | Base | BTM Battery Control | BTM Battery Control | Large Industrial | Services | Program Development Cost | 0 | 0 | 0 | 0 | 0 | 0 | 2927.223 | 0 | 0 | 0 | 0 | 0 | 0 | 0 | 0 | 0 | 3432.4517 | 0 | 0 | 0 | 0 | 0 | 0 | 0 | 0 | 0 | 4023.1576 | 0 | 0 | 0
ENS | Base | BTM Battery Control | BTM Battery Control | Interruptible Rider | Manufacturing | Program Development Cost | 0 | 0 | 0 | 0 | 0 | 0 | 662.1716 | 0 | 0 | 0 | 0 | 0 | 0 | 0 | 0 | 0 | 776.4602 | 0 | 0 | 0 | 0 | 0 | 0 | 0 | 0 | 0 | 910.0847 | 0 | 0 | 0
ENS | Base | BTM Battery Control | BTM Battery Control | Interruptible Rider | Miscellaneous | Program Development Cost | 0 | 0 | 0 | 0 | 0 | 0 | 1765.791 | 0 | 0 | 0 | 0 | 0 | 0 | 0 | 0 | 0 | 2070.5605 | 0 | 0 | 0 | 0 | 0 | 0 | 0 | 0 | 0 | 2426.8924 | 0 | 0 | 0
ENS | Base | BTM Battery Control | BTM Battery Control | Interruptible Rider | Retail Trade | Program Development Cost | 0 | 0 | 0 | 0 | 0 | 0 | 2648.6865 | 0 | 0 | 0 | 0 | 0 | 0 | 0 | 0 | 0 | 3105.8407 | 0 | 0 | 0 | 0 | 0 | 0 | 0 | 0 | 0 | 3640.3387 | 0 | 0 | 0
ENS | Base | BTM Battery Control | BTM Battery Control | Residential | Residential LI | Program Development Cost | 0 | 0 | 0 | 0 | 0 | 0 | 18003.9312 | 0 | 0 | 0 | 0 | 0 | 0 | 0 | 0 | 0 | 22172.3532 | 0 | 0 | 0 | 0 | 0 | 0 | 0 | 0 | 0 | 27295.0613 | 0 | 0 | 0
ENS | Base | BTM Battery Control | BTM Battery Control | Residential | Residential Market Rate | Program Development Cost | 0 | 0 | 0 | 0 | 0 | 0 | 112082.6804 | 0 | 0 | 0 | 0 | 0 | 0 | 0 | 0 | 0 | 138032.2511 | 0 | 0 | 0 | 0 | 0 | 0 | 0 | 0 | 0 | 169922.7916 | 0 | 0 | 0
ENS | Base | EV Charging Control | EV Charging Control | EV | EV | Program Development Cost | 0 | 0 | 0 | 0 | 0 | 0 | 165612.1205 | 0 | 0 | 0 | 0 | 0 | 0 | 0 | 0 | 0 | 201880.2507 | 0 | 0 | 0 | 0 | 0 | 0 | 0 | 0 | 0 | 246090.8992 | 0 | 0 | 0
ENS | Base | Behavioral DR | Behavioral DR | Residential | Residential LI | Program Development Cost | 0 | 0 | 0 | 0 | 0 | 0 | 11311.3763 | 0 | 0 | 0 | 0 | 0 | 0 | 0 | 0 | 0 | 15038.7093 | 0 | 0 | 0 | 0 | 0 | 0 | 0 | 0 | 0 | 17916.8878 | 0 | 0 | 0
ENS | Base | Behavioral DR | Behavioral DR | Residential | Residential Market Rate | Program Development Cost | 0 | 0 | 0 | 0 | 0 | 0 | 71494.6839 | 0 | 0 | 0 | 0 | 0 | 0 | 0 | 0 | 0 | 85901.4161 | 0 | 0 | 0 | 0 | 0 | 0 | 0 | 0 | 0 | 105128.5617 | 0 | 0 | 0
ENS | Low | DLC | DLC-Switch-Water Heating | Small Commercial | Miscellaneous | Program Development Cost | 1 | 0 | 0 | 0 | 0 | 264.1311 | 0 | 0 | 0 | 0 | 0 | 0 | 0 | 0 | 0 | 302.7912 | 0 | 0 | 0 | 0 | 0 | 0 | 0 | 0 | 0 | 332.263 | 0 | 0 | 0 | 0
ENS | Low | DLC | DLC-Switch-Water Heating | Small Commercial | Offices | Program Development Cost | 1 | 0 | 0 | 0 | 0 | 161.4498 | 0 | 0 | 0 | 0 | 0 | 0 | 0 | 0 | 0 | 179.9611 | 0 | 0 | 0 | 0 | 0 | 0 | 0 | 0 | 0 | 189.9946 | 0 | 0 | 0 | 0
ENS | Low | DLC | DLC-Switch-Water Heating | Small Commercial | Retail Trade | Program Development Cost | 1 | 0 | 0 | 0 | 0 | 900.3036 | 0 | 0 | 0 | 0 | 0 | 0 | 0 | 0 | 0 | 1049.0888 | 0 | 0 | 0 | 0 | 0 | 0 | 0 | 0 | 0 | 1159.046 | 0 | 0 | 0 | 0
ENS | Low | DLC | DLC-Switch-Water Heating | Small Commercial | Services | Program Development Cost | 1 | 0 | 0 | 0 | 0 | 1083.9408 | 0 | 0 | 0 | 0 | 0 | 0 | 0 | 0 | 0 | 1260.2204 | 0 | 0 | 0 | 0 | 0 | 0 | 0 | 0 | 0 | 1388.6235 | 0 | 0 | 0 | 0
ENS | Low | DLC | DLC-Thermostat-HVAC | Small Commercial | Miscellaneous | Program Development Cost | 1 | 0 | 0 | 0 | 0 | 1899.5525 | 0 | 0 | 0 | 0 | 0 | 0 | 0 | 0 | 0 | 1829.7355 | 0 | 0 | 0 | 0 | 0 | 0 | 0 | 0 | 0 | 1737.0025 | 0 | 0 | 0 | 0
ENS | Low | DLC | DLC-Thermostat-HVAC | Small Commercial | Offices | Program Development Cost | 1 | 0 | 0 | 0 | 0 | 2725.9528 | 0 | 0 | 0 | 0 | 0 | 0 | 0 | 0 | 0 | 2851.1069 | 0 | 0 | 0 | 0 | 0 | 0 | 0 | 0 | 0 | 2782.9971 | 0 | 0 | 0 | 0
ENS | Low | DLC | DLC-Thermostat-HVAC | Small Commercial | Retail Trade | Program Development Cost | 1 | 0 | 0 | 0 | 0 | 2948.8388 | 0 | 0 | 0 | 0 | 0 | 0 | 0 | 0 | 0 | 2671.7234 | 0 | 0 | 0 | 0 | 0 | 0 | 0 | 0 | 0 | 2088.0479 | 0 | 0 | 0 | 0
ENS | Low | DLC | DLC-Thermostat-HVAC | Small Commercial | Services | Program Development Cost | 1 | 0 | 0 | 0 | 0 | 3550.6122 | 0 | 0 | 0 | 0 | 0 | 0 | 0 | 0 | 0 | 3214.2447 | 0 | 0 | 0 | 0 | 0 | 0 | 0 | 0 | 0 | 2510.5892 | 0 | 0 | 0 | 0
ENS | Low | DLC | DLC-Switch-Water Heating | Small Industrial | Miscellaneous | Program Development Cost | 1 | 0 | 0 | 0 | 0 | 51.9022 | 0 | 0 | 0 | 0 | 0 | 0 | 0 | 0 | 0 | 69.6261 | 0 | 0 | 0 | 0 | 0 | 0 | 0 | 0 | 0 | 94.4498 | 0 | 0 | 0 | 0
ENS | Low | DLC | DLC-Switch-Water Heating | Small Industrial | Offices | Program Development Cost | 1 | 0 | 0 | 0 | 0 | 2.1013 | 0 | 0 | 0 | 0 | 0 | 0 | 0 | 0 | 0 | 2.7078 | 0 | 0 | 0 | 0 | 0 | 0 | 0 | 0 | 0 | 3.5403 | 0 | 0 | 0 | 0
ENS | Low | DLC | DLC-Switch-Water Heating | Small Industrial | Retail Trade | Program Development Cost | 1 | 0 | 0 | 0 | 0 | 14.0425 | 0 | 0 | 0 | 0 | 0 | 0 | 0 | 0 | 0 | 18.7655 | 0 | 0 | 0 | 0 | 0 | 0 | 0 | 0 | 0 | 25.3593 | 0 | 0 | 0 | 0
ENS | Low | DLC | DLC-Switch-Water Heating | Small Industrial | Services | Program Development Cost | 1 | 0 | 0 | 0 | 0 | 17.5056 | 0 | 0 | 0 | 0 | 0 | 0 | 0 | 0 | 0 | 23.3933 | 0 | 0 | 0 | 0 | 0 | 0 | 0 | 0 | 0 | 31.6132 | 0 | 0 | 0 | 0
ENS | Low | DLC | DLC-Thermostat-HVAC | Small Industrial | Miscellaneous | Program Development Cost | 1 | 0 | 0 | 0 | 0 | 383.6903 | 0 | 0 | 0 | 0 | 0 | 0 | 0 | 0 | 0 | 452.2663 | 0 | 0 | 0 | 0 | 0 | 0 | 0 | 0 | 0 | 581.2328 | 0 | 0 | 0 | 0
ENS | Low | DLC | DLC-Thermostat-HVAC | Small Industrial | Offices | Program Development Cost | 1 | 0 | 0 | 0 | 0 | 35.609 | 0 | 0 | 0 | 0 | 0 | 0 | 0 | 0 | 0 | 44.9901 | 0 | 0 | 0 | 0 | 0 | 0 | 0 | 0 | 0 | 57.2443 | 0 | 0 | 0 | 0
ENS | Low | DLC | DLC-Thermostat-HVAC | Small Industrial | Retail Trade | Program Development Cost | 1 | 0 | 0 | 0 | 0 | 46.238 | 0 | 0 | 0 | 0 | 0 | 0 | 0 | 0 | 0 | 53.079 | 0 | 0 | 0 | 0 | 0 | 0 | 0 | 0 | 0 | 60.0075 | 0 | 0 | 0 | 0
ENS | Low | DLC | DLC-Thermostat-HVAC | Small Industrial | Services | Program Development Cost | 1 | 0 | 0 | 0 | 0 | 57.6408 | 0 | 0 | 0 | 0 | 0 | 0 | 0 | 0 | 0 | 66.1688 | 0 | 0 | 0 | 0 | 0 | 0 | 0 | 0 | 0 | 74.806 | 0 | 0 | 0 | 0
ENS | Low | DLC | DLC-Switch-Water Heating | Residential | Residential LI | Program Development Cost | 1 | 0 | 0 | 0 | 0 | 27909.6619 | 0 | 0 | 0 | 0 | 0 | 0 | 0 | 0 | 0 | 34599.9926 | 0 | 0 | 0 | 0 | 0 | 0 | 0 | 0 | 0 | 42118.6526 | 0 | 0 | 0 | 0
ENS | Low | DLC | DLC-Switch-Water Heating | Residential | Residential Market Rate | Program Development Cost | 1 | 0 | 0 | 0 | 0 | 86887.7536 | 0 | 0 | 0 | 0 | 0 | 0 | 0 | 0 | 0 | 107063.8376 | 0 | 0 | 0 | 0 | 0 | 0 | 0 | 0 | 0 | 128946.4478 | 0 | 0 | 0 | 0
ENS | Low | DLC | DLC-Thermostat-Heat Pump | Residential | Residential LI | Program Development Cost | 1 | 0 | 0 | 0 | 0 | 747.7672 | 0 | 0 | 0 | 0 | 0 | 0 | 0 | 0 | 0 | 2963.2001 | 0 | 0 | 0 | 0 | 0 | 0 | 0 | 0 | 0 | 7844.6244 | 0 | 0 | 0 | 0
ENS | Low | DLC | DLC-Thermostat-Heat Pump | Residential | Residential Market Rate | Program Development Cost | 1 | 0 | 0 | 0 | 0 | 43522.029 | 0 | 0 | 0 | 0 | 0 | 0 | 0 | 0 | 0 | 61662.923 | 0 | 0 | 0 | 0 | 0 | 0 | 0 | 0 | 0 | 94330.5579 | 0 | 0 | 0 | 0
ENS | Low | DLC | DLC-Thermostat-Electric Furnace | Residential | Residential LI | Program Development Cost | 1 | 0 | 0 | 0 | 0 | 31257.5557 | 0 | 0 | 0 | 0 | 0 | 0 | 0 | 0 | 0 | 36621.0059 | 0 | 0 | 0 | 0 | 0 | 0 | 0 | 0 | 0 | 42391.3259 | 0 | 0 | 0 | 0
ENS | Low | DLC | DLC-Thermostat-Electric Furnace | Residential | Residential Market Rate | Program Development Cost | 1 | 0 | 0 | 0 | 0 | 39078.9574 | 0 | 0 | 0 | 0 | 0 | 0 | 0 | 0 | 0 | 39881.8936 | 0 | 0 | 0 | 0 | 0 | 0 | 0 | 0 | 0 | 33149.9555 | 0 | 0 | 0 | 0
ENS | Low | C&I Curtailment | C&I Curtailment- Manual HVAC Control | Large Commercial | Offices | Program Development Cost | 1 | 0 | 0 | 0 | 0 | 3027.6396 | 0 | 0 | 0 | 0 | 0 | 0 | 0 | 0 | 0 | 1067.0119 | 0 | 0 | 0 | 0 | 0 | 0 | 0 | 0 | 0 | 1038.9052 | 0 | 0 | 0 | 0
ENS | Low | C&I Curtailment | C&I Curtailment- Manual HVAC Control | Large Commercial | Services | Program Development Cost | 1 | 0 | 0 | 0 | 0 | 6551.7448 | 0 | 0 | 0 | 0 | 0 | 0 | 0 | 0 | 0 | 2003.8366 | 0 | 0 | 0 | 0 | 0 | 0 | 0 | 0 | 0 | 1562.9408 | 0 | 0 | 0 | 0
ENS | Low | C&I Curtailment | C&I Curtailment- Auto-DR HVAC Control | Large Commercial | Offices | Program Development Cost | 1 | 0 | 0 | 0 | 0 | 1993.0564 | 0 | 0 | 0 | 0 | 0 | 0 | 0 | 0 | 0 | 5725.6067 | 0 | 0 | 0 | 0 | 0 | 0 | 0 | 0 | 0 | 6782.84 | 0 | 0 | 0 | 0
ENS | Low | C&I Curtailment | C&I Curtailment- Auto-DR HVAC Control | Large Commercial | Services | Program Development Cost | 1 | 0 | 0 | 0 | 0 | 4312.9297 | 0 | 0 | 0 | 0 | 0 | 0 | 0 | 0 | 0 | 10752.6268 | 0 | 0 | 0 | 0 | 0 | 0 | 0 | 0 | 0 | 10204.1812 | 0 | 0 | 0 | 0
ENS | Low | C&I Curtailment | C&I Curtailment- Standard Lighting Control | Large Commercial | Offices | Program Development Cost | 1 | 0 | 0 | 0 | 0 | 521.0679 | 0 | 0 | 0 | 0 | 0 | 0 | 0 | 0 | 0 | 363.7235 | 0 | 0 | 0 | 0 | 0 | 0 | 0 | 0 | 0 | 224.3593 | 0 | 0 | 0 | 0
ENS | Low | C&I Curtailment | C&I Curtailment- Standard Lighting Control | Large Commercial | Services | Program Development Cost | 1 | 0 | 0 | 0 | 0 | 3277.1666 | 0 | 0 | 0 | 0 | 0 | 0 | 0 | 0 | 0 | 2527.8529 | 0 | 0 | 0 | 0 | 0 | 0 | 0 | 0 | 0 | 1944.7715 | 0 | 0 | 0 | 0
ENS | Low | C&I Curtailment | C&I Curtailment- Advanced Lighting Control | Large Commercial | Offices | Program Development Cost | 1 | 0 | 0 | 0 | 0 | 260.534 | 0 | 0 | 0 | 0 | 0 | 0 | 0 | 0 | 0 | 181.8617 | 0 | 0 | 0 | 0 | 0 | 0 | 0 | 0 | 0 | 112.1796 | 0 | 0 | 0 | 0
ENS | Low | C&I Curtailment | C&I Curtailment- Advanced Lighting Control | Large Commercial | Services | Program Development Cost | 1 | 0 | 0 | 0 | 0 | 1638.5833 | 0 | 0 | 0 | 0 | 0 | 0 | 0 | 0 | 0 | 1263.9264 | 0 | 0 | 0 | 0 | 0 | 0 | 0 | 0 | 0 | 972.3858 | 0 | 0 | 0 | 0
ENS | Low | C&I Curtailment | C&I Curtailment- Water Heating Control | Large Commercial | Offices | Program Development Cost | 1 | 0 | 0 | 0 | 0 | 41.3233 | 0 | 0 | 0 | 0 | 0 | 0 | 0 | 0 | 0 | 49.3214 | 0 | 0 | 0 | 0 | 0 | 0 | 0 | 0 | 0 | 63.6981 | 0 | 0 | 0 | 0
ENS | Low | C&I Curtailment | C&I Curtailment- Water Heating Control | Large Commercial | Services | Program Development Cost | 1 | 0 | 0 | 0 | 0 | 459.1293 | 0 | 0 | 0 | 0 | 0 | 0 | 0 | 0 | 0 | 550.1651 | 0 | 0 | 0 | 0 | 0 | 0 | 0 | 0 | 0 | 714.1187 | 0 | 0 | 0 | 0
ENS | Low | C&I Curtailment | C&I Curtailment- Other | Large Commercial | Offices | Program Development Cost | 1 | 0 | 0 | 0 | 0 | 770.0325 | 0 | 0 | 0 | 0 | 0 | 0 | 0 | 0 | 0 | 811.8425 | 0 | 0 | 0 | 0 | 0 | 0 | 0 | 0 | 0 | 908.4678 | 0 | 0 | 0 | 0
ENS | Low | C&I Curtailment | C&I Curtailment- Other | Large Commercial | Services | Program Development Cost | 1 | 0 | 0 | 0 | 0 | 5094.5494 | 0 | 0 | 0 | 0 | 0 | 0 | 0 | 0 | 0 | 5568.0755 | 0 | 0 | 0 | 0 | 0 | 0 | 0 | 0 | 0 | 6523.1564 | 0 | 0 | 0 | 0
ENS | Low | C&I Curtailment | C&I Curtailment- Manual HVAC Control | Large Industrial | Miscellaneous | Program Development Cost | 1 | 0 | 0 | 0 | 0 | 917.6085 | 0 | 0 | 0 | 0 | 0 | 0 | 0 | 0 | 0 | 393.2693 | 0 | 0 | 0 | 0 | 0 | 0 | 0 | 0 | 0 | 503.4508 | 0 | 0 | 0 | 0
ENS | Low | C&I Curtailment | C&I Curtailment- Manual HVAC Control | Large Industrial | Offices | Program Development Cost | 1 | 0 | 0 | 0 | 0 | 520.1312 | 0 | 0 | 0 | 0 | 0 | 0 | 0 | 0 | 0 | 253.4486 | 0 | 0 | 0 | 0 | 0 | 0 | 0 | 0 | 0 | 333.6332 | 0 | 0 | 0 | 0
ENS | Low | C&I Curtailment | C&I Curtailment- Manual HVAC Control | Large Industrial | Retail Trade | Program Development Cost | 1 | 0 | 0 | 0 | 0 | 1590.4558 | 0 | 0 | 0 | 0 | 0 | 0 | 0 | 0 | 0 | 666.6572 | 0 | 0 | 0 | 0 | 0 | 0 | 0 | 0 | 0 | 693.7406 | 0 | 0 | 0 | 0
ENS | Low | C&I Curtailment | C&I Curtailment- Manual HVAC Control | Large Industrial | Services | Program Development Cost | 1 | 0 | 0 | 0 | 0 | 471.9838 | 0 | 0 | 0 | 0 | 0 | 0 | 0 | 0 | 0 | 197.8372 | 0 | 0 | 0 | 0 | 0 | 0 | 0 | 0 | 0 | 205.8745 | 0 | 0 | 0 | 0
ENS | Low | C&I Curtailment | C&I Curtailment- Auto-DR HVAC Control | Large Industrial | Miscellaneous | Program Development Cost | 1 | 0 | 0 | 0 | 0 | 604.0499 | 0 | 0 | 0 | 0 | 0 | 0 | 0 | 0 | 0 | 2110.291 | 0 | 0 | 0 | 0 | 0 | 0 | 0 | 0 | 0 | 3286.9465 | 0 | 0 | 0 | 0
ENS | Low | C&I Curtailment | C&I Curtailment- Auto-DR HVAC Control | Large Industrial | Offices | Program Development Cost | 1 | 0 | 0 | 0 | 0 | 342.3957 | 0 | 0 | 0 | 0 | 0 | 0 | 0 | 0 | 0 | 1360.0104 | 0 | 0 | 0 | 0 | 0 | 0 | 0 | 0 | 0 | 2178.236 | 0 | 0 | 0 | 0
ENS | Low | C&I Curtailment | C&I Curtailment- Auto-DR HVAC Control | Large Industrial | Retail Trade | Program Development Cost | 1 | 0 | 0 | 0 | 0 | 1046.9767 | 0 | 0 | 0 | 0 | 0 | 0 | 0 | 0 | 0 | 3577.2955 | 0 | 0 | 0 | 0 | 0 | 0 | 0 | 0 | 0 | 4529.3171 | 0 | 0 | 0 | 0
ENS | Low | C&I Curtailment | C&I Curtailment- Auto-DR HVAC Control | Large Industrial | Services | Program Development Cost | 1 | 0 | 0 | 0 | 0 | 310.7009 | 0 | 0 | 0 | 0 | 0 | 0 | 0 | 0 | 0 | 1061.5984 | 0 | 0 | 0 | 0 | 0 | 0 | 0 | 0 | 0 | 1344.1204 | 0 | 0 | 0 | 0
ENS | Low | C&I Curtailment | C&I Curtailment- Standard Lighting Control | Large Industrial | Miscellaneous | Program Development Cost | 1 | 0 | 0 | 0 | 0 | 476.2285 | 0 | 0 | 0 | 0 | 0 | 0 | 0 | 0 | 0 | 544.8452 | 0 | 0 | 0 | 0 | 0 | 0 | 0 | 0 | 0 | 688.1701 | 0 | 0 | 0 | 0
ENS | Low | C&I Curtailment | C&I Curtailment- Standard Lighting Control | Large Industrial | Offices | Program Development Cost | 1 | 0 | 0 | 0 | 0 | 90.3637 | 0 | 0 | 0 | 0 | 0 | 0 | 0 | 0 | 0 | 101.2309 | 0 | 0 | 0 | 0 | 0 | 0 | 0 | 0 | 0 | 120.5697 | 0 | 0 | 0 | 0
ENS | Low | C&I Curtailment | C&I Curtailment- Standard Lighting Control | Large Industrial | Retail Trade | Program Development Cost | 1 | 0 | 0 | 0 | 0 | 795.5421 | 0 | 0 | 0 | 0 | 0 | 0 | 0 | 0 | 0 | 840.9923 | 0 | 0 | 0 | 0 | 0 | 0 | 0 | 0 | 0 | 863.2233 | 0 | 0 | 0 | 0
ENS | Low | C&I Curtailment | C&I Curtailment- Standard Lighting Control | Large Industrial | Services | Program Development Cost | 1 | 0 | 0 | 0 | 0 | 236.0851 | 0 | 0 | 0 | 0 | 0 | 0 | 0 | 0 | 0 | 249.5729 | 0 | 0 | 0 | 0 | 0 | 0 | 0 | 0 | 0 | 256.1702 | 0 | 0 | 0 | 0
ENS | Low | C&I Curtailment | C&I Curtailment- Advanced Lighting Control | Large Industrial | Miscellaneous | Program Development Cost | 1 | 0 | 0 | 0 | 0 | 238.1143 | 0 | 0 | 0 | 0 | 0 | 0 | 0 | 0 | 0 | 272.4226 | 0 | 0 | 0 | 0 | 0 | 0 | 0 | 0 | 0 | 344.0851 | 0 | 0 | 0 | 0
ENS | Low | C&I Curtailment | C&I Curtailment- Advanced Lighting Control | Large Industrial | Offices | Program Development Cost | 1 | 0 | 0 | 0 | 0 | 45.1818 | 0 | 0 | 0 | 0 | 0 | 0 | 0 | 0 | 0 | 50.6154 | 0 | 0 | 0 | 0 | 0 | 0 | 0 | 0 | 0 | 60.2848 | 0 | 0 | 0 | 0
ENS | Low | C&I Curtailment | C&I Curtailment- Advanced Lighting Control | Large Industrial | Retail Trade | Program Development Cost | 1 | 0 | 0 | 0 | 0 | 397.771 | 0 | 0 | 0 | 0 | 0 | 0 | 0 | 0 | 0 | 420.4962 | 0 | 0 | 0 | 0 | 0 | 0 | 0 | 0 | 0 | 431.6116 | 0 | 0 | 0 | 0
ENS | Low | C&I Curtailment | C&I Curtailment- Advanced Lighting Control | Large Industrial | Services | Program Development Cost | 1 | 0 | 0 | 0 | 0 | 118.0426 | 0 | 0 | 0 | 0 | 0 | 0 | 0 | 0 | 0 | 124.7865 | 0 | 0 | 0 | 0 | 0 | 0 | 0 | 0 | 0 | 128.0851 | 0 | 0 | 0 | 0
ENS | Low | C&I Curtailment | C&I Curtailment- Water Heating Control | Large Industrial | Miscellaneous | Program Development Cost | 1 | 0 | 0 | 0 | 0 | 25.0776 | 0 | 0 | 0 | 0 | 0 | 0 | 0 | 0 | 0 | 35.1388 | 0 | 0 | 0 | 0 | 0 | 0 | 0 | 0 | 0 | 54.2119 | 0 | 0 | 0 | 0
ENS | Low | C&I Curtailment | C&I Curtailment- Water Heating Control | Large Industrial | Offices | Program Development Cost | 1 | 0 | 0 | 0 | 0 | 7.0381 | 0 | 0 | 0 | 0 | 0 | 0 | 0 | 0 | 0 | 10.527 | 0 | 0 | 0 | 0 | 0 | 0 | 0 | 0 | 0 | 16.5697 | 0 | 0 | 0 | 0
ENS | Low | C&I Curtailment | C&I Curtailment- Water Heating Control | Large Industrial | Retail Trade | Program Development Cost | 1 | 0 | 0 | 0 | 0 | 111.455 | 0 | 0 | 0 | 0 | 0 | 0 | 0 | 0 | 0 | 183.0346 | 0 | 0 | 0 | 0 | 0 | 0 | 0 | 0 | 0 | 316.975 | 0 | 0 | 0 | 0
ENS | Low | C&I Curtailment | C&I Curtailment- Water Heating Control | Large Industrial | Services | Program Development Cost | 1 | 0 | 0 | 0 | 0 | 33.0754 | 0 | 0 | 0 | 0 | 0 | 0 | 0 | 0 | 0 | 54.3174 | 0 | 0 | 0 | 0 | 0 | 0 | 0 | 0 | 0 | 94.0655 | 0 | 0 | 0 | 0
ENS | Low | C&I Curtailment | C&I Curtailment- Other | Large Industrial | Miscellaneous | Program Development Cost | 1 | 0 | 0 | 0 | 0 | 535.972 | 0 | 0 | 0 | 0 | 0 | 0 | 0 | 0 | 0 | 750.4751 | 0 | 0 | 0 | 0 | 0 | 0 | 0 | 0 | 0 | 1126.4979 | 0 | 0 | 0 | 0
ENS | Low | C&I Curtailment | C&I Curtailment- Other | Large Industrial | Offices | Program Development Cost | 1 | 0 | 0 | 0 | 0 | 132.7994 | 0 | 0 | 0 | 0 | 0 | 0 | 0 | 0 | 0 | 201.469 | 0 | 0 | 0 | 0 | 0 | 0 | 0 | 0 | 0 | 318.6508 | 0 | 0 | 0 | 0
ENS | Low | C&I Curtailment | C&I Curtailment- Other | Large Industrial | Retail Trade | Program Development Cost | 1 | 0 | 0 | 0 | 0 | 1236.7172 | 0 | 0 | 0 | 0 | 0 | 0 | 0 | 0 | 0 | 1852.4452 | 0 | 0 | 0 | 0 | 0 | 0 | 0 | 0 | 0 | 2895.4252 | 0 | 0 | 0 | 0
ENS | Low | C&I Curtailment | C&I Curtailment- Other | Large Industrial | Services | Program Development Cost | 1 | 0 | 0 | 0 | 0 | 367.0083 | 0 | 0 | 0 | 0 | 0 | 0 | 0 | 0 | 0 | 549.7317 | 0 | 0 | 0 | 0 | 0 | 0 | 0 | 0 | 0 | 859.2466 | 0 | 0 | 0 | 0
ENS | Low | C&I Curtailment | C&I Curtailment- Industrial | Large Industrial | Manufacturing | Program Development Cost | 1 | 0 | 0 | 0 | 0 | 22923.3693 | 0 | 0 | 0 | 0 | 0 | 0 | 0 | 0 | 0 | 26976.4373 | 0 | 0 | 0 | 0 | 0 | 0 | 0 | 0 | 0 | 34925.2841 | 0 | 0 | 0 | 0
ENS | Low | C&I Curtailment | C&I Curtailment- Manual HVAC Control | Interruptible Rider | Miscellaneous | Program Development Cost | 1 | 0 | 0 | 0 | 0 | 34051.0444 | 0 | 0 | 0 | 0 | 0 | 0 | 0 | 0 | 0 | 12502.6933 | 0 | 0 | 0 | 0 | 0 | 0 | 0 | 0 | 0 | 13576.5138 | 0 | 0 | 0 | 0
ENS | Low | C&I Curtailment | C&I Curtailment- Manual HVAC Control | Interruptible Rider | Retail Trade | Program Development Cost | 1 | 0 | 0 | 0 | 0 | 999.8466 | 0 | 0 | 0 | 0 | 0 | 0 | 0 | 0 | 0 | 334.2992 | 0 | 0 | 0 | 0 | 0 | 0 | 0 | 0 | 0 | 321.7989 | 0 | 0 | 0 | 0
ENS | Low | C&I Curtailment | C&I Curtailment- Auto-DR HVAC Control | Interruptible Rider | Miscellaneous | Program Development Cost | 1 | 0 | 0 | 0 | 0 | 22415.3668 | 0 | 0 | 0 | 0 | 0 | 0 | 0 | 0 | 0 | 67089.6993 | 0 | 0 | 0 | 0 | 0 | 0 | 0 | 0 | 0 | 88638.8073 | 0 | 0 | 0 | 0
ENS | Low | C&I Curtailment | C&I Curtailment- Auto-DR HVAC Control | Interruptible Rider | Retail Trade | Program Development Cost | 1 | 0 | 0 | 0 | 0 | 658.1862 | 0 | 0 | 0 | 0 | 0 | 0 | 0 | 0 | 0 | 1793.8559 | 0 | 0 | 0 | 0 | 0 | 0 | 0 | 0 | 0 | 2100.9717 | 0 | 0 | 0 | 0
ENS | Low | C&I Curtailment | C&I Curtailment- Standard Lighting Control | Interruptible Rider | Miscellaneous | Program Development Cost | 1 | 0 | 0 | 0 | 0 | 7184.0231 | 0 | 0 | 0 | 0 | 0 | 0 | 0 | 0 | 0 | 6244.4195 | 0 | 0 | 0 | 0 | 0 | 0 | 0 | 0 | 0 | 6324.0352 | 0 | 0 | 0 | 0
ENS | Low | C&I Curtailment | C&I Curtailment- Standard Lighting Control | Interruptible Rider | Retail Trade | Program Development Cost | 1 | 0 | 0 | 0 | 0 | 504.599 | 0 | 0 | 0 | 0 | 0 | 0 | 0 | 0 | 0 | 464.3665 | 0 | 0 | 0 | 0 | 0 | 0 | 0 | 0 | 0 | 502.4502 | 0 | 0 | 0 | 0
ENS | Low | C&I Curtailment | C&I Curtailment- Advanced Lighting Control | Interruptible Rider | Miscellaneous | Program Development Cost | 1 | 0 | 0 | 0 | 0 | 3592.0116 | 0 | 0 | 0 | 0 | 0 | 0 | 0 | 0 | 0 | 3122.2098 | 0 | 0 | 0 | 0 | 0 | 0 | 0 | 0 | 0 | 3162.0176 | 0 | 0 | 0 | 0
ENS | Low | C&I Curtailment | C&I Curtailment- Advanced Lighting Control | Interruptible Rider | Retail Trade | Program Development Cost | 1 | 0 | 0 | 0 | 0 | 252.2995 | 0 | 0 | 0 | 0 | 0 | 0 | 0 | 0 | 0 | 232.1832 | 0 | 0 | 0 | 0 | 0 | 0 | 0 | 0 | 0 | 251.2251 | 0 | 0 | 0 | 0
ENS | Low | C&I Curtailment | C&I Curtailment- Water Heating Control | Interruptible Rider | Miscellaneous | Program Development Cost | 1 | 0 | 0 | 0 | 0 | 538.4803 | 0 | 0 | 0 | 0 | 0 | 0 | 0 | 0 | 0 | 616.4411 | 0 | 0 | 0 | 0 | 0 | 0 | 0 | 0 | 0 | 805.409 | 0 | 0 | 0 | 0
ENS | Low | C&I Curtailment | C&I Curtailment- Water Heating Control | Interruptible Rider | Retail Trade | Program Development Cost | 1 | 0 | 0 | 0 | 0 | 69.6694 | 0 | 0 | 0 | 0 | 0 | 0 | 0 | 0 | 0 | 82.0243 | 0 | 0 | 0 | 0 | 0 | 0 | 0 | 0 | 0 | 109.9866 | 0 | 0 | 0 | 0
ENS | Low | C&I Curtailment | C&I Curtailment- Other | Interruptible Rider | Miscellaneous | Program Development Cost | 1 | 0 | 0 | 0 | 0 | 9766.3664 | 0 | 0 | 0 | 0 | 0 | 0 | 0 | 0 | 0 | 11098.6043 | 0 | 0 | 0 | 0 | 0 | 0 | 0 | 0 | 0 | 14335.6718 | 0 | 0 | 0 | 0
ENS | Low | C&I Curtailment | C&I Curtailment- Other | Interruptible Rider | Retail Trade | Program Development Cost | 1 | 0 | 0 | 0 | 0 | 777.8313 | 0 | 0 | 0 | 0 | 0 | 0 | 0 | 0 | 0 | 898.9919 | 0 | 0 | 0 | 0 | 0 | 0 | 0 | 0 | 0 | 1181.5316 | 0 | 0 | 0 | 0
ENS | Low | C&I Curtailment | C&I Curtailment- Industrial | Interruptible Rider | Manufacturing | Program Development Cost | 1 | 0 | 0 | 0 | 0 | 20033.1988 | 0 | 0 | 0 | 0 | 0 | 0 | 0 | 0 | 0 | 19737.2294 | 0 | 0 | 0 | 0 | 0 | 0 | 0 | 0 | 0 | 22328.7186 | 0 | 0 | 0 | 0
ENS | Low | Dynamic Pricing | Dynamic Pricing with enabling tech. | Small Commercial | Manufacturing | Program Development Cost | 1 | 0 | 0 | 0 | 0 | 0 | 396.8627 | 0 | 0 | 0 | 0 | 0 | 0 | 0 | 0 | 0 | 0 | 0 | 0 | 0 | 0 | 0 | 0 | 0 | 0 | 0 | 367.8754 | 0 | 0 | 0
ENS | Low | Dynamic Pricing | Dynamic Pricing with enabling tech. | Small Commercial | Miscellaneous | Program Development Cost | 1 | 0 | 0 | 0 | 0 | 0 | 3771.1339 | 0 | 0 | 0 | 0 | 0 | 0 | 0 | 0 | 0 | 0 | 0 | 0 | 0 | 0 | 0 | 0 | 0 | 0 | 0 | 4363.8815 | 0 | 0 | 0
ENS | Low | Dynamic Pricing | Dynamic Pricing with enabling tech. | Small Commercial | Offices | Program Development Cost | 1 | 0 | 0 | 0 | 0 | 0 | 3018.8566 | 0 | 0 | 0 | 0 | 0 | 0 | 0 | 0 | 0 | 0 | 0 | 0 | 0 | 0 | 0 | 0 | 0 | 0 | 0 | 3429.6014 | 0 | 0 | 0
ENS | Low | Dynamic Pricing | Dynamic Pricing with enabling tech. | Small Commercial | Retail Trade | Program Development Cost | 1 | 0 | 0 | 0 | 0 | 0 | 7050.0243 | 0 | 0 | 0 | 0 | 0 | 0 | 0 | 0 | 0 | 0 | 0 | 0 | 0 | 0 | 0 | 0 | 0 | 0 | 0 | 7590.7409 | 0 | 0 | 0
ENS | Low | Dynamic Pricing | Dynamic Pricing with enabling tech. | Small Commercial | Services | Program Development Cost | 1 | 0 | 0 | 0 | 0 | 0 | 8488.2029 | 0 | 0 | 0 | 0 | 0 | 0 | 0 | 0 | 0 | 0 | 0 | 0 | 0 | 0 | 0 | 0 | 0 | 0 | 0 | 9115.4661 | 0 | 0 | 0
ENS | Low | Dynamic Pricing | Dynamic Pricing w/o enabling tech. | Small Commercial | Manufacturing | Program Development Cost | 1 | 0 | 0 | 0 | 0 | 0 | 23.4397 | 0 | 0 | 0 | 0 | 0 | 0 | 0 | 0 | 0 | 0 | 0 | 0 | 0 | 0 | 0 | 0 | 0 | 0 | 0 | 21.7276 | 0 | 0 | 0
ENS | Low | Dynamic Pricing | Dynamic Pricing w/o enabling tech. | Small Commercial | Miscellaneous | Program Development Cost | 1 | 0 | 0 | 0 | 0 | 0 | 222.7326 | 0 | 0 | 0 | 0 | 0 | 0 | 0 | 0 | 0 | 0 | 0 | 0 | 0 | 0 | 0 | 0 | 0 | 0 | 0 | 257.7418 | 0 | 0 | 0
ENS | Low | Dynamic Pricing | Dynamic Pricing w/o enabling tech. | Small Commercial | Offices | Program Development Cost | 1 | 0 | 0 | 0 | 0 | 0 | 178.3012 | 0 | 0 | 0 | 0 | 0 | 0 | 0 | 0 | 0 | 0 | 0 | 0 | 0 | 0 | 0 | 0 | 0 | 0 | 0 | 202.5608 | 0 | 0 | 0
ENS | Low | Dynamic Pricing | Dynamic Pricing w/o enabling tech. | Small Commercial | Retail Trade | Program Development Cost | 1 | 0 | 0 | 0 | 0 | 0 | 416.3921 | 0 | 0 | 0 | 0 | 0 | 0 | 0 | 0 | 0 | 0 | 0 | 0 | 0 | 0 | 0 | 0 | 0 | 0 | 0 | 448.3281 | 0 | 0 | 0
ENS | Low | Dynamic Pricing | Dynamic Pricing w/o enabling tech. | Small Commercial | Services | Program Development Cost | 1 | 0 | 0 | 0 | 0 | 0 | 501.3345 | 0 | 0 | 0 | 0 | 0 | 0 | 0 | 0 | 0 | 0 | 0 | 0 | 0 | 0 | 0 | 0 | 0 | 0 | 0 | 538.3822 | 0 | 0 | 0
ENS | Low | Dynamic Pricing | Dynamic Pricing with enabling tech. | Large Commercial | Offices | Program Development Cost | 1 | 0 | 0 | 0 | 0 | 0 | 850.9352 | 0 | 0 | 0 | 0 | 0 | 0 | 0 | 0 | 0 | 0 | 0 | 0 | 0 | 0 | 0 | 0 | 0 | 0 | 0 | 857.1056 | 0 | 0 | 0
ENS | Low | Dynamic Pricing | Dynamic Pricing with enabling tech. | Large Commercial | Services | Program Development Cost | 1 | 0 | 0 | 0 | 0 | 0 | 5385.5662 | 0 | 0 | 0 | 0 | 0 | 0 | 0 | 0 | 0 | 0 | 0 | 0 | 0 | 0 | 0 | 0 | 0 | 0 | 0 | 5557.0823 | 0 | 0 | 0
ENS | Low | Dynamic Pricing | Dynamic Pricing w/o enabling tech. | Large Commercial | Offices | Program Development Cost | 1 | 0 | 0 | 0 | 0 | 0 | 322.4597 | 0 | 0 | 0 | 0 | 0 | 0 | 0 | 0 | 0 | 0 | 0 | 0 | 0 | 0 | 0 | 0 | 0 | 0 | 0 | 324.7979 | 0 | 0 | 0
ENS | Low | Dynamic Pricing | Dynamic Pricing w/o enabling tech. | Large Commercial | Services | Program Development Cost | 1 | 0 | 0 | 0 | 0 | 0 | 2040.8462 | 0 | 0 | 0 | 0 | 0 | 0 | 0 | 0 | 0 | 0 | 0 | 0 | 0 | 0 | 0 | 0 | 0 | 0 | 0 | 2105.8417 | 0 | 0 | 0
ENS | Low | Dynamic Pricing | Dynamic Pricing with enabling tech. | Small Industrial | Manufacturing | Program Development Cost | 1 | 0 | 0 | 0 | 0 | 0 | 542.1195 | 0 | 0 | 0 | 0 | 0 | 0 | 0 | 0 | 0 | 0 | 0 | 0 | 0 | 0 | 0 | 0 | 0 | 0 | 0 | 795.1546 | 0 | 0 | 0
ENS | Low | Dynamic Pricing | Dynamic Pricing with enabling tech. | Small Industrial | Miscellaneous | Program Development Cost | 1 | 0 | 0 | 0 | 0 | 0 | 676.1775 | 0 | 0 | 0 | 0 | 0 | 0 | 0 | 0 | 0 | 0 | 0 | 0 | 0 | 0 | 0 | 0 | 0 | 0 | 0 | 1207.8055 | 0 | 0 | 0
ENS | Low | Dynamic Pricing | Dynamic Pricing with enabling tech. | Small Industrial | Offices | Program Development Cost | 1 | 0 | 0 | 0 | 0 | 0 | 40.3904 | 0 | 0 | 0 | 0 | 0 | 0 | 0 | 0 | 0 | 0 | 0 | 0 | 0 | 0 | 0 | 0 | 0 | 0 | 0 | 73.7127 | 0 | 0 | 0
ENS | Low | Dynamic Pricing | Dynamic Pricing with enabling tech. | Small Industrial | Retail Trade | Program Development Cost | 1 | 0 | 0 | 0 | 0 | 0 | 113.4294 | 0 | 0 | 0 | 0 | 0 | 0 | 0 | 0 | 0 | 0 | 0 | 0 | 0 | 0 | 0 | 0 | 0 | 0 | 0 | 205.7292 | 0 | 0 | 0
ENS | Low | Dynamic Pricing | Dynamic Pricing with enabling tech. | Small Industrial | Services | Program Development Cost | 1 | 0 | 0 | 0 | 0 | 0 | 141.4022 | 0 | 0 | 0 | 0 | 0 | 0 | 0 | 0 | 0 | 0 | 0 | 0 | 0 | 0 | 0 | 0 | 0 | 0 | 0 | 256.4641 | 0 | 0 | 0
ENS | Low | Dynamic Pricing | Dynamic Pricing w/o enabling tech. | Small Industrial | Manufacturing | Program Development Cost | 1 | 0 | 0 | 0 | 0 | 0 | 32.0189 | 0 | 0 | 0 | 0 | 0 | 0 | 0 | 0 | 0 | 0 | 0 | 0 | 0 | 0 | 0 | 0 | 0 | 0 | 0 | 46.9638 | 0 | 0 | 0
ENS | Low | Dynamic Pricing | Dynamic Pricing w/o enabling tech. | Small Industrial | Miscellaneous | Program Development Cost | 1 | 0 | 0 | 0 | 0 | 0 | 39.9367 | 0 | 0 | 0 | 0 | 0 | 0 | 0 | 0 | 0 | 0 | 0 | 0 | 0 | 0 | 0 | 0 | 0 | 0 | 0 | 71.336 | 0 | 0 | 0
ENS | Low | Dynamic Pricing | Dynamic Pricing w/o enabling tech. | Small Industrial | Offices | Program Development Cost | 1 | 0 | 0 | 0 | 0 | 0 | 2.3856 | 0 | 0 | 0 | 0 | 0 | 0 | 0 | 0 | 0 | 0 | 0 | 0 | 0 | 0 | 0 | 0 | 0 | 0 | 0 | 4.3537 | 0 | 0 | 0
ENS | Low | Dynamic Pricing | Dynamic Pricing w/o enabling tech. | Small Industrial | Retail Trade | Program Development Cost | 1 | 0 | 0 | 0 | 0 | 0 | 6.6994 | 0 | 0 | 0 | 0 | 0 | 0 | 0 | 0 | 0 | 0 | 0 | 0 | 0 | 0 | 0 | 0 | 0 | 0 | 0 | 12.1509 | 0 | 0 | 0
ENS | Low | Dynamic Pricing | Dynamic Pricing w/o enabling tech. | Small Industrial | Services | Program Development Cost | 1 | 0 | 0 | 0 | 0 | 0 | 8.3516 | 0 | 0 | 0 | 0 | 0 | 0 | 0 | 0 | 0 | 0 | 0 | 0 | 0 | 0 | 0 | 0 | 0 | 0 | 0 | 15.1474 | 0 | 0 | 0
ENS | Low | Dynamic Pricing | Dynamic Pricing with enabling tech. | Large Industrial | Manufacturing | Program Development Cost | 1 | 0 | 0 | 0 | 0 | 0 | 4797.9245 | 0 | 0 | 0 | 0 | 0 | 0 | 0 | 0 | 0 | 0 | 0 | 0 | 0 | 0 | 0 | 0 | 0 | 0 | 0 | 6256.7867 | 0 | 0 | 0
ENS | Low | Dynamic Pricing | Dynamic Pricing with enabling tech. | Large Industrial | Miscellaneous | Program Development Cost | 1 | 0 | 0 | 0 | 0 | 0 | 1995.1215 | 0 | 0 | 0 | 0 | 0 | 0 | 0 | 0 | 0 | 0 | 0 | 0 | 0 | 0 | 0 | 0 | 0 | 0 | 0 | 3842.4757 | 0 | 0 | 0
ENS | Low | Dynamic Pricing | Dynamic Pricing with enabling tech. | Large Industrial | Offices | Program Development Cost | 1 | 0 | 0 | 0 | 0 | 0 | 153.4149 | 0 | 0 | 0 | 0 | 0 | 0 | 0 | 0 | 0 | 0 | 0 | 0 | 0 | 0 | 0 | 0 | 0 | 0 | 0 | 301.8048 | 0 | 0 | 0
ENS | Low | Dynamic Pricing | Dynamic Pricing with enabling tech. | Large Industrial | Retail Trade | Program Development Cost | 1 | 0 | 0 | 0 | 0 | 0 | 796.9407 | 0 | 0 | 0 | 0 | 0 | 0 | 0 | 0 | 0 | 0 | 0 | 0 | 0 | 0 | 0 | 0 | 0 | 0 | 0 | 1368.6565 | 0 | 0 | 0
ENS | Low | Dynamic Pricing | Dynamic Pricing with enabling tech. | Large Industrial | Services | Program Development Cost | 1 | 0 | 0 | 0 | 0 | 0 | 404.9026 | 0 | 0 | 0 | 0 | 0 | 0 | 0 | 0 | 0 | 0 | 0 | 0 | 0 | 0 | 0 | 0 | 0 | 0 | 0 | 750.004 | 0 | 0 | 0
ENS | Low | Dynamic Pricing | Dynamic Pricing w/o enabling tech. | Large Industrial | Manufacturing | Program Development Cost | 1 | 0 | 0 | 0 | 0 | 0 | 1818.1609 | 0 | 0 | 0 | 0 | 0 | 0 | 0 | 0 | 0 | 0 | 0 | 0 | 0 | 0 | 0 | 0 | 0 | 0 | 0 | 2370.9929 | 0 | 0 | 0
ENS | Low | Dynamic Pricing | Dynamic Pricing w/o enabling tech. | Large Industrial | Miscellaneous | Program Development Cost | 1 | 0 | 0 | 0 | 0 | 0 | 756.0461 | 0 | 0 | 0 | 0 | 0 | 0 | 0 | 0 | 0 | 0 | 0 | 0 | 0 | 0 | 0 | 0 | 0 | 0 | 0 | 1456.0961 | 0 | 0 | 0
ENS | Low | Dynamic Pricing | Dynamic Pricing w/o enabling tech. | Large Industrial | Offices | Program Development Cost | 1 | 0 | 0 | 0 | 0 | 0 | 58.1362 | 0 | 0 | 0 | 0 | 0 | 0 | 0 | 0 | 0 | 0 | 0 | 0 | 0 | 0 | 0 | 0 | 0 | 0 | 0 | 114.3681 | 0 | 0 | 0
ENS | Low | Dynamic Pricing | Dynamic Pricing w/o enabling tech. | Large Industrial | Retail Trade | Program Development Cost | 1 | 0 | 0 | 0 | 0 | 0 | 301.9986 | 0 | 0 | 0 | 0 | 0 | 0 | 0 | 0 | 0 | 0 | 0 | 0 | 0 | 0 | 0 | 0 | 0 | 0 | 0 | 518.6488 | 0 | 0 | 0
ENS | Low | Dynamic Pricing | Dynamic Pricing w/o enabling tech. | Large Industrial | Services | Program Development Cost | 1 | 0 | 0 | 0 | 0 | 0 | 153.4368 | 0 | 0 | 0 | 0 | 0 | 0 | 0 | 0 | 0 | 0 | 0 | 0 | 0 | 0 | 0 | 0 | 0 | 0 | 0 | 284.212 | 0 | 0 | 0
ENS | Low | Dynamic Pricing | Dynamic Pricing with enabling tech. | Interruptible Rider | Manufacturing | Program Development Cost | 1 | 0 | 0 | 0 | 0 | 0 | 1898.3979 | 0 | 0 | 0 | 0 | 0 | 0 | 0 | 0 | 0 | 0 | 0 | 0 | 0 | 0 | 0 | 0 | 0 | 0 | 0 | 1439.7314 | 0 | 0 | 0
ENS | Low | Dynamic Pricing | Dynamic Pricing with enabling tech. | Interruptible Rider | Miscellaneous | Program Development Cost | 1 | 0 | 0 | 0 | 0 | 0 | 3798.6567 | 0 | 0 | 0 | 0 | 0 | 0 | 0 | 0 | 0 | 0 | 0 | 0 | 0 | 0 | 0 | 0 | 0 | 0 | 0 | 3572.1514 | 0 | 0 | 0
ENS | Low | Dynamic Pricing | Dynamic Pricing with enabling tech. | Interruptible Rider | Retail Trade | Program Development Cost | 1 | 0 | 0 | 0 | 0 | 0 | 223.6462 | 0 | 0 | 0 | 0 | 0 | 0 | 0 | 0 | 0 | 0 | 0 | 0 | 0 | 0 | 0 | 0 | 0 | 0 | 0 | 209.7343 | 0 | 0 | 0
ENS | Low | Dynamic Pricing | Dynamic Pricing w/o enabling tech. | Interruptible Rider | Manufacturing | Program Development Cost | 1 | 0 | 0 | 0 | 0 | 0 | 719.3929 | 0 | 0 | 0 | 0 | 0 | 0 | 0 | 0 | 0 | 0 | 0 | 0 | 0 | 0 | 0 | 0 | 0 | 0 | 0 | 545.5824 | 0 | 0 | 0
ENS | Low | Dynamic Pricing | Dynamic Pricing w/o enabling tech. | Interruptible Rider | Miscellaneous | Program Development Cost | 1 | 0 | 0 | 0 | 0 | 0 | 1439.491 | 0 | 0 | 0 | 0 | 0 | 0 | 0 | 0 | 0 | 0 | 0 | 0 | 0 | 0 | 0 | 0 | 0 | 0 | 0 | 1353.6574 | 0 | 0 | 0
ENS | Low | Dynamic Pricing | Dynamic Pricing w/o enabling tech. | Interruptible Rider | Retail Trade | Program Development Cost | 1 | 0 | 0 | 0 | 0 | 0 | 84.7501 | 0 | 0 | 0 | 0 | 0 | 0 | 0 | 0 | 0 | 0 | 0 | 0 | 0 | 0 | 0 | 0 | 0 | 0 | 0 | 79.4783 | 0 | 0 | 0
ENS | Low | Dynamic Pricing | Dynamic Pricing with enabling tech. | Residential | Residential Market Rate | Program Development Cost | 1 | 0 | 0 | 0 | 0 | 0 | 124901.5198 | 0 | 0 | 0 | 0 | 0 | 0 | 0 | 0 | 0 | 0 | 0 | 0 | 0 | 0 | 0 | 0 | 0 | 0 | 0 | 196767.5382 | 0 | 0 | 0
ENS | Low | Dynamic Pricing | Dynamic Pricing w/o enabling tech. | Residential | Residential Market Rate | Program Development Cost | 1 | 0 | 0 | 0 | 0 | 0 | 69846.2446 | 0 | 0 | 0 | 0 | 0 | 0 | 0 | 0 | 0 | 0 | 0 | 0 | 0 | 0 | 0 | 0 | 0 | 0 | 0 | 110034.4786 | 0 | 0 | 0
ENS | Low | BTM Battery Control | BTM Battery Control | Small Commercial | Manufacturing | Program Development Cost | 0 | 0 | 0 | 0 | 0 | 0 | 610.1212 | 0 | 0 | 0 | 0 | 0 | 0 | 0 | 0 | 0 | 714.6673 | 0 | 0 | 0 | 0 | 0 | 0 | 0 | 0 | 0 | 837.3129 | 0 | 0 | 0
ENS | Low | BTM Battery Control | BTM Battery Control | Small Commercial | Miscellaneous | Program Development Cost | 0 | 0 | 0 | 0 | 0 | 0 | 4493.5466 | 0 | 0 | 0 | 0 | 0 | 0 | 0 | 0 | 0 | 5298.5732 | 0 | 0 | 0 | 0 | 0 | 0 | 0 | 0 | 0 | 6246.0355 | 0 | 0 | 0
ENS | Low | BTM Battery Control | BTM Battery Control | Small Commercial | Offices | Program Development Cost | 0 | 0 | 0 | 0 | 0 | 0 | 1560.0871 | 0 | 0 | 0 | 0 | 0 | 0 | 0 | 0 | 0 | 1827.9351 | 0 | 0 | 0 | 0 | 0 | 0 | 0 | 0 | 0 | 2141.3879 | 0 | 0 | 0
ENS | Low | BTM Battery Control | BTM Battery Control | Small Commercial | Retail Trade | Program Development Cost | 0 | 0 | 0 | 0 | 0 | 0 | 2721.9562 | 0 | 0 | 0 | 0 | 0 | 0 | 0 | 0 | 0 | 3189.742 | 0 | 0 | 0 | 0 | 0 | 0 | 0 | 0 | 0 | 3736.2959 | 0 | 0 | 0
ENS | Low | BTM Battery Control | BTM Battery Control | Small Commercial | Services | Program Development Cost | 0 | 0 | 0 | 0 | 0 | 0 | 5925.2923 | 0 | 0 | 0 | 0 | 0 | 0 | 0 | 0 | 0 | 6943.6209 | 0 | 0 | 0 | 0 | 0 | 0 | 0 | 0 | 0 | 8133.9755 | 0 | 0 | 0
ENS | Low | BTM Battery Control | BTM Battery Control | Large Commercial | Offices | Program Development Cost | 0 | 0 | 0 | 0 | 0 | 0 | 895.8656 | 0 | 0 | 0 | 0 | 0 | 0 | 0 | 0 | 0 | 1050.7519 | 0 | 0 | 0 | 0 | 0 | 0 | 0 | 0 | 0 | 1231.8821 | 0 | 0 | 0
ENS | Low | BTM Battery Control | BTM Battery Control | Large Commercial | Services | Program Development Cost | 0 | 0 | 0 | 0 | 0 | 0 | 4777.9496 | 0 | 0 | 0 | 0 | 0 | 0 | 0 | 0 | 0 | 5604.0102 | 0 | 0 | 0 | 0 | 0 | 0 | 0 | 0 | 0 | 6570.038 | 0 | 0 | 0
ENS | Low | BTM Battery Control | BTM Battery Control | Small Industrial | Manufacturing | Program Development Cost | 0 | 0 | 0 | 0 | 0 | 0 | 15.2443 | 0 | 0 | 0 | 0 | 0 | 0 | 0 | 0 | 0 | 17.679 | 0 | 0 | 0 | 0 | 0 | 0 | 0 | 0 | 0 | 20.7265 | 0 | 0 | 0
ENS | Low | BTM Battery Control | BTM Battery Control | Small Industrial | Miscellaneous | Program Development Cost | 0 | 0 | 0 | 0 | 0 | 0 | 98.4886 | 0 | 0 | 0 | 0 | 0 | 0 | 0 | 0 | 0 | 115.1145 | 0 | 0 | 0 | 0 | 0 | 0 | 0 | 0 | 0 | 134.9581 | 0 | 0 | 0
ENS | Low | BTM Battery Control | BTM Battery Control | Small Industrial | Offices | Program Development Cost | 0 | 0 | 0 | 0 | 0 | 0 | 38.8816 | 0 | 0 | 0 | 0 | 0 | 0 | 0 | 0 | 0 | 45.6038 | 0 | 0 | 0 | 0 | 0 | 0 | 0 | 0 | 0 | 53.2295 | 0 | 0 | 0
ENS | Low | BTM Battery Control | BTM Battery Control | Small Industrial | Retail Trade | Program Development Cost | 0 | 0 | 0 | 0 | 0 | 0 | 67.6574 | 0 | 0 | 0 | 0 | 0 | 0 | 0 | 0 | 0 | 79.3547 | 0 | 0 | 0 | 0 | 0 | 0 | 0 | 0 | 0 | 93.0339 | 0 | 0 | 0
ENS | Low | BTM Battery Control | BTM Battery Control | Small Industrial | Services | Program Development Cost | 0 | 0 | 0 | 0 | 0 | 0 | 147.3047 | 0 | 0 | 0 | 0 | 0 | 0 | 0 | 0 | 0 | 172.7722 | 0 | 0 | 0 | 0 | 0 | 0 | 0 | 0 | 0 | 202.3194 | 0 | 0 | 0
ENS | Low | BTM Battery Control | BTM Battery Control | Large Industrial | Manufacturing | Program Development Cost | 0 | 0 | 0 | 0 | 0 | 0 | 597.7784 | 0 | 0 | 0 | 0 | 0 | 0 | 0 | 0 | 0 | 701.1284 | 0 | 0 | 0 | 0 | 0 | 0 | 0 | 0 | 0 | 821.99 | 0 | 0 | 0
ENS | Low | BTM Battery Control | BTM Battery Control | Large Industrial | Miscellaneous | Program Development Cost | 0 | 0 | 0 | 0 | 0 | 0 | 2771.5179 | 0 | 0 | 0 | 0 | 0 | 0 | 0 | 0 | 0 | 3250.6862 | 0 | 0 | 0 | 0 | 0 | 0 | 0 | 0 | 0 | 3811.0444 | 0 | 0 | 0
ENS | Low | BTM Battery Control | BTM Battery Control | Large Industrial | Offices | Program Development Cost | 0 | 0 | 0 | 0 | 0 | 0 | 326.0609 | 0 | 0 | 0 | 0 | 0 | 0 | 0 | 0 | 0 | 382.4337 | 0 | 0 | 0 | 0 | 0 | 0 | 0 | 0 | 0 | 448.3582 | 0 | 0 | 0
ENS | Low | BTM Battery Control | BTM Battery Control | Large Industrial | Retail Trade | Program Development Cost | 0 | 0 | 0 | 0 | 0 | 0 | 1630.3047 | 0 | 0 | 0 | 0 | 0 | 0 | 0 | 0 | 0 | 1912.1683 | 0 | 0 | 0 | 0 | 0 | 0 | 0 | 0 | 0 | 2241.7908 | 0 | 0 | 0
ENS | Low | BTM Battery Control | BTM Battery Control | Large Industrial | Services | Program Development Cost | 0 | 0 | 0 | 0 | 0 | 0 | 3532.3268 | 0 | 0 | 0 | 0 | 0 | 0 | 0 | 0 | 0 | 4143.0314 | 0 | 0 | 0 | 0 | 0 | 0 | 0 | 0 | 0 | 4857.2134 | 0 | 0 | 0
ENS | Low | BTM Battery Control | BTM Battery Control | Interruptible Rider | Manufacturing | Program Development Cost | 0 | 0 | 0 | 0 | 0 | 0 | 799.0531 | 0 | 0 | 0 | 0 | 0 | 0 | 0 | 0 | 0 | 937.2015 | 0 | 0 | 0 | 0 | 0 | 0 | 0 | 0 | 0 | 1098.7577 | 0 | 0 | 0
ENS | Low | BTM Battery Control | BTM Battery Control | Interruptible Rider | Miscellaneous | Program Development Cost | 0 | 0 | 0 | 0 | 0 | 0 | 2130.8082 | 0 | 0 | 0 | 0 | 0 | 0 | 0 | 0 | 0 | 2499.204 | 0 | 0 | 0 | 0 | 0 | 0 | 0 | 0 | 0 | 2930.0205 | 0 | 0 | 0
ENS | Low | BTM Battery Control | BTM Battery Control | Interruptible Rider | Retail Trade | Program Development Cost | 0 | 0 | 0 | 0 | 0 | 0 | 3196.2123 | 0 | 0 | 0 | 0 | 0 | 0 | 0 | 0 | 0 | 3748.806 | 0 | 0 | 0 | 0 | 0 | 0 | 0 | 0 | 0 | 4395.0308 | 0 | 0 | 0
ENS | Low | BTM Battery Control | BTM Battery Control | Residential | Residential LI | Program Development Cost | 0 | 0 | 0 | 0 | 0 | 0 | 17891.6963 | 0 | 0 | 0 | 0 | 0 | 0 | 0 | 0 | 0 | 22039.6499 | 0 | 0 | 0 | 0 | 0 | 0 | 0 | 0 | 0 | 27138.3428 | 0 | 0 | 0
ENS | Low | BTM Battery Control | BTM Battery Control | Residential | Residential Market Rate | Program Development Cost | 0 | 0 | 0 | 0 | 0 | 0 | 111383.967 | 0 | 0 | 0 | 0 | 0 | 0 | 0 | 0 | 0 | 137206.1168 | 0 | 0 | 0 | 0 | 0 | 0 | 0 | 0 | 0 | 168947.1553 | 0 | 0 | 0
ENS | Low | EV Charging Control | EV Charging Control | EV | EV | Program Development Cost | 0 | 0 | 0 | 0 | 0 | 0 | 165612.1205 | 0 | 0 | 0 | 0 | 0 | 0 | 0 | 0 | 0 | 201880.2507 | 0 | 0 | 0 | 0 | 0 | 0 | 0 | 0 | 0 | 246090.8992 | 0 | 0 | 0
ENS | Low | Behavioral DR | Behavioral DR | Residential | Residential LI | Program Development Cost | 0 | 0 | 0 | 0 | 0 | 0 | 11356.1767 | 0 | 0 | 0 | 0 | 0 | 0 | 0 | 0 | 0 | 14687.0874 | 0 | 0 | 0 | 0 | 0 | 0 | 0 | 0 | 0 | 17599.0208 | 0 | 0 | 0
ENS | Low | Behavioral DR | Behavioral DR | Residential | Residential Market Rate | Program Development Cost | 0 | 0 | 0 | 0 | 0 | 0 | 71449.8836 | 0 | 0 | 0 | 0 | 0 | 0 | 0 | 0 | 0 | 86253.038 | 0 | 0 | 0 | 0 | 0 | 0 | 0 | 0 | 0 | 105446.4288 | 0 | 0 | 0
ENS | High | DLC | DLC-Switch-Water Heating | Small Commercial | Miscellaneous | Program Development Cost | 0 | 0 | 0 | 0 | 0 | 319.9185 | 0 | 0 | 0 | 0 | 0 | 0 | 0 | 0 | 0 | 377.4833 | 0 | 0 | 0 | 0 | 0 | 0 | 0 | 0 | 0 | 390.7877 | 0 | 0 | 0 | 0
ENS | High | DLC | DLC-Switch-Water Heating | Small Commercial | Offices | Program Development Cost | 0 | 0 | 0 | 0 | 0 | 195.6941 | 0 | 0 | 0 | 0 | 0 | 0 | 0 | 0 | 0 | 226.5042 | 0 | 0 | 0 | 0 | 0 | 0 | 0 | 0 | 0 | 224.8876 | 0 | 0 | 0 | 0
ENS | High | DLC | DLC-Switch-Water Heating | Small Commercial | Retail Trade | Program Development Cost | 0 | 0 | 0 | 0 | 0 | 1089.5722 | 0 | 0 | 0 | 0 | 0 | 0 | 0 | 0 | 0 | 1286.8987 | 0 | 0 | 0 | 0 | 0 | 0 | 0 | 0 | 0 | 1289.8984 | 0 | 0 | 0 | 0
ENS | High | DLC | DLC-Switch-Water Heating | Small Commercial | Services | Program Development Cost | 0 | 0 | 0 | 0 | 0 | 1311.8578 | 0 | 0 | 0 | 0 | 0 | 0 | 0 | 0 | 0 | 1546.8515 | 0 | 0 | 0 | 0 | 0 | 0 | 0 | 0 | 0 | 1547.5966 | 0 | 0 | 0 | 0
ENS | High | DLC | DLC-Thermostat-HVAC | Small Commercial | Miscellaneous | Program Development Cost | 0 | 0 | 0 | 0 | 0 | 2300.7591 | 0 | 0 | 0 | 0 | 0 | 0 | 0 | 0 | 0 | 2281.0926 | 0 | 0 | 0 | 0 | 0 | 0 | 0 | 0 | 0 | 2042.9573 | 0 | 0 | 0 | 0
ENS | High | DLC | DLC-Thermostat-HVAC | Small Commercial | Offices | Program Development Cost | 0 | 0 | 0 | 0 | 0 | 3304.1409 | 0 | 0 | 0 | 0 | 0 | 0 | 0 | 0 | 0 | 3588.4849 | 0 | 0 | 0 | 0 | 0 | 0 | 0 | 0 | 0 | 3294.1021 | 0 | 0 | 0 | 0
ENS | High | DLC | DLC-Thermostat-HVAC | Small Commercial | Retail Trade | Program Development Cost | 0 | 0 | 0 | 0 | 0 | 3568.7661 | 0 | 0 | 0 | 0 | 0 | 0 | 0 | 0 | 0 | 3277.356 | 0 | 0 | 0 | 0 | 0 | 0 | 0 | 0 | 0 | 2323.7815 | 0 | 0 | 0 | 0
ENS | High | DLC | DLC-Thermostat-HVAC | Small Commercial | Services | Program Development Cost | 0 | 0 | 0 | 0 | 0 | 4297.189 | 0 | 0 | 0 | 0 | 0 | 0 | 0 | 0 | 0 | 3945.3092 | 0 | 0 | 0 | 0 | 0 | 0 | 0 | 0 | 0 | 2798.0077 | 0 | 0 | 0 | 0
ENS | High | DLC | DLC-Switch-Water Heating | Small Industrial | Miscellaneous | Program Development Cost | 0 | 0 | 0 | 0 | 0 | 62.7257 | 0 | 0 | 0 | 0 | 0 | 0 | 0 | 0 | 0 | 78.5176 | 0 | 0 | 0 | 0 | 0 | 0 | 0 | 0 | 0 | 103.4738 | 0 | 0 | 0 | 0
ENS | High | DLC | DLC-Switch-Water Heating | Small Industrial | Offices | Program Development Cost | 0 | 0 | 0 | 0 | 0 | 2.5427 | 0 | 0 | 0 | 0 | 0 | 0 | 0 | 0 | 0 | 3.1149 | 0 | 0 | 0 | 0 | 0 | 0 | 0 | 0 | 0 | 3.9276 | 0 | 0 | 0 | 0
ENS | High | DLC | DLC-Switch-Water Heating | Small Industrial | Retail Trade | Program Development Cost | 0 | 0 | 0 | 0 | 0 | 16.9858 | 0 | 0 | 0 | 0 | 0 | 0 | 0 | 0 | 0 | 21.5021 | 0 | 0 | 0 | 0 | 0 | 0 | 0 | 0 | 0 | 27.9495 | 0 | 0 | 0 | 0
ENS | High | DLC | DLC-Switch-Water Heating | Small Industrial | Services | Program Development Cost | 0 | 0 | 0 | 0 | 0 | 21.1747 | 0 | 0 | 0 | 0 | 0 | 0 | 0 | 0 | 0 | 26.8048 | 0 | 0 | 0 | 0 | 0 | 0 | 0 | 0 | 0 | 34.8422 | 0 | 0 | 0 | 0
ENS | High | DLC | DLC-Thermostat-HVAC | Small Industrial | Miscellaneous | Program Development Cost | 0 | 0 | 0 | 0 | 0 | 463.704 | 0 | 0 | 0 | 0 | 0 | 0 | 0 | 0 | 0 | 510.0225 | 0 | 0 | 0 | 0 | 0 | 0 | 0 | 0 | 0 | 636.7653 | 0 | 0 | 0 | 0
ENS | High | DLC | DLC-Thermostat-HVAC | Small Industrial | Offices | Program Development Cost | 0 | 0 | 0 | 0 | 0 | 43.0897 | 0 | 0 | 0 | 0 | 0 | 0 | 0 | 0 | 0 | 51.753 | 0 | 0 | 0 | 0 | 0 | 0 | 0 | 0 | 0 | 63.5063 | 0 | 0 | 0 | 0
ENS | High | DLC | DLC-Thermostat-HVAC | Small Industrial | Retail Trade | Program Development Cost | 0 | 0 | 0 | 0 | 0 | 55.9293 | 0 | 0 | 0 | 0 | 0 | 0 | 0 | 0 | 0 | 60.8196 | 0 | 0 | 0 | 0 | 0 | 0 | 0 | 0 | 0 | 66.1367 | 0 | 0 | 0 | 0
ENS | High | DLC | DLC-Thermostat-HVAC | Small Industrial | Services | Program Development Cost | 0 | 0 | 0 | 0 | 0 | 69.722 | 0 | 0 | 0 | 0 | 0 | 0 | 0 | 0 | 0 | 75.8183 | 0 | 0 | 0 | 0 | 0 | 0 | 0 | 0 | 0 | 82.4467 | 0 | 0 | 0 | 0
ENS | High | DLC | DLC-Switch-Water Heating | Residential | Residential LI | Program Development Cost | 0 | 0 | 0 | 0 | 0 | 27661.2722 | 0 | 0 | 0 | 0 | 0 | 0 | 0 | 0 | 0 | 93351.1081 | 0 | 0 | 0 | 0 | 0 | 0 | 0 | 0 | 0 | 112925.9063 | 0 | 0 | 0 | 0
ENS | High | DLC | DLC-Switch-Water Heating | Residential | Residential Market Rate | Program Development Cost | 0 | 0 | 0 | 0 | 0 | 86050.4396 | 0 | 0 | 0 | 0 | 0 | 0 | 0 | 0 | 0 | 40433.7272 | 0 | 0 | 0 | 0 | 0 | 0 | 0 | 0 | 0 | 49412.0172 | 0 | 0 | 0 | 0
ENS | High | DLC | DLC-Thermostat-Heat Pump | Residential | Residential LI | Program Development Cost | 0 | 0 | 0 | 0 | 0 | 1908.7768 | 0 | 0 | 0 | 0 | 0 | 0 | 0 | 0 | 0 | 27964.0753 | 0 | 0 | 0 | 0 | 0 | 0 | 0 | 0 | 0 | 50554.8171 | 0 | 0 | 0 | 0
ENS | High | DLC | DLC-Thermostat-Heat Pump | Residential | Residential Market Rate | Program Development Cost | 0 | 0 | 0 | 0 | 0 | 46431.9595 | 0 | 0 | 0 | 0 | 0 | 0 | 0 | 0 | 0 | 31188.6735 | 0 | 0 | 0 | 0 | 0 | 0 | 0 | 0 | 0 | 46304.8457 | 0 | 0 | 0 | 0
ENS | High | DLC | DLC-Thermostat-Electric Furnace | Residential | Residential LI | Program Development Cost | 0 | 0 | 0 | 0 | 0 | 29565.1575 | 0 | 0 | 0 | 0 | 0 | 0 | 0 | 0 | 0 | 80103.4575 | 0 | 0 | 0 | 0 | 0 | 0 | 0 | 0 | 0 | 85647.8721 | 0 | 0 | 0 | 0
ENS | High | DLC | DLC-Thermostat-Electric Furnace | Residential | Residential Market Rate | Program Development Cost | 0 | 0 | 0 | 0 | 0 | 34805.8588 | 0 | 0 | 0 | 0 | 0 | 0 | 0 | 0 | 0 | 6483.3468 | 0 | 0 | 0 | 0 | 0 | 0 | 0 | 0 | 0 | 2121.8555 | 0 | 0 | 0 | 0
ENS | High | C&I Curtailment | C&I Curtailment- Manual HVAC Control | Large Commercial | Offices | Program Development Cost | 0 | 0 | 0 | 0 | 0 | 3034.1504 | 0 | 0 | 0 | 0 | 0 | 0 | 0 | 0 | 0 | 1125.5936 | 0 | 0 | 0 | 0 | 0 | 0 | 0 | 0 | 0 | 1077.0765 | 0 | 0 | 0 | 0
ENS | High | C&I Curtailment | C&I Curtailment- Manual HVAC Control | Large Commercial | Services | Program Development Cost | 0 | 0 | 0 | 0 | 0 | 6562.0737 | 0 | 0 | 0 | 0 | 0 | 0 | 0 | 0 | 0 | 2097.4935 | 0 | 0 | 0 | 0 | 0 | 0 | 0 | 0 | 0 | 1592.9094 | 0 | 0 | 0 | 0
ENS | High | C&I Curtailment | C&I Curtailment- Auto-DR HVAC Control | Large Commercial | Offices | Program Development Cost | 0 | 0 | 0 | 0 | 0 | 1997.3424 | 0 | 0 | 0 | 0 | 0 | 0 | 0 | 0 | 0 | 6039.9574 | 0 | 0 | 0 | 0 | 0 | 0 | 0 | 0 | 0 | 7032.054 | 0 | 0 | 0 | 0
ENS | High | C&I Curtailment | C&I Curtailment- Auto-DR HVAC Control | Large Commercial | Services | Program Development Cost | 0 | 0 | 0 | 0 | 0 | 4319.7291 | 0 | 0 | 0 | 0 | 0 | 0 | 0 | 0 | 0 | 11255.1913 | 0 | 0 | 0 | 0 | 0 | 0 | 0 | 0 | 0 | 10399.8413 | 0 | 0 | 0 | 0
ENS | High | C&I Curtailment | C&I Curtailment- Standard Lighting Control | Large Commercial | Offices | Program Development Cost | 0 | 0 | 0 | 0 | 0 | 522.1884 | 0 | 0 | 0 | 0 | 0 | 0 | 0 | 0 | 0 | 383.6929 | 0 | 0 | 0 | 0 | 0 | 0 | 0 | 0 | 0 | 232.6027 | 0 | 0 | 0 | 0
ENS | High | C&I Curtailment | C&I Curtailment- Standard Lighting Control | Large Commercial | Services | Program Development Cost | 0 | 0 | 0 | 0 | 0 | 3282.3331 | 0 | 0 | 0 | 0 | 0 | 0 | 0 | 0 | 0 | 2646.0016 | 0 | 0 | 0 | 0 | 0 | 0 | 0 | 0 | 0 | 1982.0615 | 0 | 0 | 0 | 0
ENS | High | C&I Curtailment | C&I Curtailment- Advanced Lighting Control | Large Commercial | Offices | Program Development Cost | 0 | 0 | 0 | 0 | 0 | 261.0942 | 0 | 0 | 0 | 0 | 0 | 0 | 0 | 0 | 0 | 191.8464 | 0 | 0 | 0 | 0 | 0 | 0 | 0 | 0 | 0 | 116.3013 | 0 | 0 | 0 | 0
ENS | High | C&I Curtailment | C&I Curtailment- Advanced Lighting Control | Large Commercial | Services | Program Development Cost | 0 | 0 | 0 | 0 | 0 | 1641.1665 | 0 | 0 | 0 | 0 | 0 | 0 | 0 | 0 | 0 | 1323.0008 | 0 | 0 | 0 | 0 | 0 | 0 | 0 | 0 | 0 | 991.0308 | 0 | 0 | 0 | 0
ENS | High | C&I Curtailment | C&I Curtailment- Water Heating Control | Large Commercial | Offices | Program Development Cost | 0 | 0 | 0 | 0 | 0 | 41.4122 | 0 | 0 | 0 | 0 | 0 | 0 | 0 | 0 | 0 | 52.0292 | 0 | 0 | 0 | 0 | 0 | 0 | 0 | 0 | 0 | 66.0385 | 0 | 0 | 0 | 0
ENS | High | C&I Curtailment | C&I Curtailment- Water Heating Control | Large Commercial | Services | Program Development Cost | 0 | 0 | 0 | 0 | 0 | 459.8531 | 0 | 0 | 0 | 0 | 0 | 0 | 0 | 0 | 0 | 575.8791 | 0 | 0 | 0 | 0 | 0 | 0 | 0 | 0 | 0 | 727.8116 | 0 | 0 | 0 | 0
ENS | High | C&I Curtailment | C&I Curtailment- Other | Large Commercial | Offices | Program Development Cost | 0 | 0 | 0 | 0 | 0 | 771.6884 | 0 | 0 | 0 | 0 | 0 | 0 | 0 | 0 | 0 | 856.4148 | 0 | 0 | 0 | 0 | 0 | 0 | 0 | 0 | 0 | 941.8466 | 0 | 0 | 0 | 0
ENS | High | C&I Curtailment | C&I Curtailment- Other | Large Commercial | Services | Program Development Cost | 0 | 0 | 0 | 0 | 0 | 5102.581 | 0 | 0 | 0 | 0 | 0 | 0 | 0 | 0 | 0 | 5828.3205 | 0 | 0 | 0 | 0 | 0 | 0 | 0 | 0 | 0 | 6648.2347 | 0 | 0 | 0 | 0
ENS | High | C&I Curtailment | C&I Curtailment- Manual HVAC Control | Large Industrial | Miscellaneous | Program Development Cost | 0 | 0 | 0 | 0 | 0 | 917.0251 | 0 | 0 | 0 | 0 | 0 | 0 | 0 | 0 | 0 | 385.9732 | 0 | 0 | 0 | 0 | 0 | 0 | 0 | 0 | 0 | 504.2519 | 0 | 0 | 0 | 0
ENS | High | C&I Curtailment | C&I Curtailment- Manual HVAC Control | Large Industrial | Offices | Program Development Cost | 0 | 0 | 0 | 0 | 0 | 520.9569 | 0 | 0 | 0 | 0 | 0 | 0 | 0 | 0 | 0 | 257.3833 | 0 | 0 | 0 | 0 | 0 | 0 | 0 | 0 | 0 | 351.652 | 0 | 0 | 0 | 0
ENS | High | C&I Curtailment | C&I Curtailment- Manual HVAC Control | Large Industrial | Retail Trade | Program Development Cost | 0 | 0 | 0 | 0 | 0 | 1588.516 | 0 | 0 | 0 | 0 | 0 | 0 | 0 | 0 | 0 | 645.4417 | 0 | 0 | 0 | 0 | 0 | 0 | 0 | 0 | 0 | 653.4939 | 0 | 0 | 0 | 0
ENS | High | C&I Curtailment | C&I Curtailment- Manual HVAC Control | Large Industrial | Services | Program Development Cost | 0 | 0 | 0 | 0 | 0 | 471.4081 | 0 | 0 | 0 | 0 | 0 | 0 | 0 | 0 | 0 | 191.5413 | 0 | 0 | 0 | 0 | 0 | 0 | 0 | 0 | 0 | 193.9309 | 0 | 0 | 0 | 0
ENS | High | C&I Curtailment | C&I Curtailment- Auto-DR HVAC Control | Large Industrial | Miscellaneous | Program Development Cost | 0 | 0 | 0 | 0 | 0 | 603.6659 | 0 | 0 | 0 | 0 | 0 | 0 | 0 | 0 | 0 | 2071.1399 | 0 | 0 | 0 | 0 | 0 | 0 | 0 | 0 | 0 | 3292.1773 | 0 | 0 | 0 | 0
ENS | High | C&I Curtailment | C&I Curtailment- Auto-DR HVAC Control | Large Industrial | Offices | Program Development Cost | 0 | 0 | 0 | 0 | 0 | 342.9393 | 0 | 0 | 0 | 0 | 0 | 0 | 0 | 0 | 0 | 1381.1237 | 0 | 0 | 0 | 0 | 0 | 0 | 0 | 0 | 0 | 2295.8775 | 0 | 0 | 0 | 0
ENS | High | C&I Curtailment | C&I Curtailment- Auto-DR HVAC Control | Large Industrial | Retail Trade | Program Development Cost | 0 | 0 | 0 | 0 | 0 | 1045.6998 | 0 | 0 | 0 | 0 | 0 | 0 | 0 | 0 | 0 | 3463.453 | 0 | 0 | 0 | 0 | 0 | 0 | 0 | 0 | 0 | 4266.553 | 0 | 0 | 0 | 0
ENS | High | C&I Curtailment | C&I Curtailment- Auto-DR HVAC Control | Large Industrial | Services | Program Development Cost | 0 | 0 | 0 | 0 | 0 | 310.3219 | 0 | 0 | 0 | 0 | 0 | 0 | 0 | 0 | 0 | 1027.8145 | 0 | 0 | 0 | 0 | 0 | 0 | 0 | 0 | 0 | 1266.1426 | 0 | 0 | 0 | 0
ENS | High | C&I Curtailment | C&I Curtailment- Standard Lighting Control | Large Industrial | Miscellaneous | Program Development Cost | 0 | 0 | 0 | 0 | 0 | 475.9258 | 0 | 0 | 0 | 0 | 0 | 0 | 0 | 0 | 0 | 534.737 | 0 | 0 | 0 | 0 | 0 | 0 | 0 | 0 | 0 | 689.2653 | 0 | 0 | 0 | 0
ENS | High | C&I Curtailment | C&I Curtailment- Standard Lighting Control | Large Industrial | Offices | Program Development Cost | 0 | 0 | 0 | 0 | 0 | 90.5071 | 0 | 0 | 0 | 0 | 0 | 0 | 0 | 0 | 0 | 102.8024 | 0 | 0 | 0 | 0 | 0 | 0 | 0 | 0 | 0 | 127.0814 | 0 | 0 | 0 | 0
ENS | High | C&I Curtailment | C&I Curtailment- Standard Lighting Control | Large Industrial | Retail Trade | Program Development Cost | 0 | 0 | 0 | 0 | 0 | 794.5718 | 0 | 0 | 0 | 0 | 0 | 0 | 0 | 0 | 0 | 814.2289 | 0 | 0 | 0 | 0 | 0 | 0 | 0 | 0 | 0 | 813.1442 | 0 | 0 | 0 | 0
ENS | High | C&I Curtailment | C&I Curtailment- Standard Lighting Control | Large Industrial | Services | Program Development Cost | 0 | 0 | 0 | 0 | 0 | 235.7972 | 0 | 0 | 0 | 0 | 0 | 0 | 0 | 0 | 0 | 241.6306 | 0 | 0 | 0 | 0 | 0 | 0 | 0 | 0 | 0 | 241.3087 | 0 | 0 | 0 | 0
ENS | High | C&I Curtailment | C&I Curtailment- Advanced Lighting Control | Large Industrial | Miscellaneous | Program Development Cost | 0 | 0 | 0 | 0 | 0 | 237.9629 | 0 | 0 | 0 | 0 | 0 | 0 | 0 | 0 | 0 | 267.3685 | 0 | 0 | 0 | 0 | 0 | 0 | 0 | 0 | 0 | 344.6326 | 0 | 0 | 0 | 0
ENS | High | C&I Curtailment | C&I Curtailment- Advanced Lighting Control | Large Industrial | Offices | Program Development Cost | 0 | 0 | 0 | 0 | 0 | 45.2536 | 0 | 0 | 0 | 0 | 0 | 0 | 0 | 0 | 0 | 51.4012 | 0 | 0 | 0 | 0 | 0 | 0 | 0 | 0 | 0 | 63.5407 | 0 | 0 | 0 | 0
ENS | High | C&I Curtailment | C&I Curtailment- Advanced Lighting Control | Large Industrial | Retail Trade | Program Development Cost | 0 | 0 | 0 | 0 | 0 | 397.2859 | 0 | 0 | 0 | 0 | 0 | 0 | 0 | 0 | 0 | 407.1145 | 0 | 0 | 0 | 0 | 0 | 0 | 0 | 0 | 0 | 406.5721 | 0 | 0 | 0 | 0
ENS | High | C&I Curtailment | C&I Curtailment- Advanced Lighting Control | Large Industrial | Services | Program Development Cost | 0 | 0 | 0 | 0 | 0 | 117.8986 | 0 | 0 | 0 | 0 | 0 | 0 | 0 | 0 | 0 | 120.8153 | 0 | 0 | 0 | 0 | 0 | 0 | 0 | 0 | 0 | 120.6544 | 0 | 0 | 0 | 0
ENS | High | C&I Curtailment | C&I Curtailment- Water Heating Control | Large Industrial | Miscellaneous | Program Development Cost | 0 | 0 | 0 | 0 | 0 | 25.0616 | 0 | 0 | 0 | 0 | 0 | 0 | 0 | 0 | 0 | 34.4869 | 0 | 0 | 0 | 0 | 0 | 0 | 0 | 0 | 0 | 54.2981 | 0 | 0 | 0 | 0
ENS | High | C&I Curtailment | C&I Curtailment- Water Heating Control | Large Industrial | Offices | Program Development Cost | 0 | 0 | 0 | 0 | 0 | 7.0493 | 0 | 0 | 0 | 0 | 0 | 0 | 0 | 0 | 0 | 10.6904 | 0 | 0 | 0 | 0 | 0 | 0 | 0 | 0 | 0 | 17.4646 | 0 | 0 | 0 | 0
ENS | High | C&I Curtailment | C&I Curtailment- Water Heating Control | Large Industrial | Retail Trade | Program Development Cost | 0 | 0 | 0 | 0 | 0 | 111.3191 | 0 | 0 | 0 | 0 | 0 | 0 | 0 | 0 | 0 | 177.2098 | 0 | 0 | 0 | 0 | 0 | 0 | 0 | 0 | 0 | 298.586 | 0 | 0 | 0 | 0
ENS | High | C&I Curtailment | C&I Curtailment- Water Heating Control | Large Industrial | Services | Program Development Cost | 0 | 0 | 0 | 0 | 0 | 33.0351 | 0 | 0 | 0 | 0 | 0 | 0 | 0 | 0 | 0 | 52.5888 | 0 | 0 | 0 | 0 | 0 | 0 | 0 | 0 | 0 | 88.6084 | 0 | 0 | 0 | 0
ENS | High | C&I Curtailment | C&I Curtailment- Other | Large Industrial | Miscellaneous | Program Development Cost | 0 | 0 | 0 | 0 | 0 | 535.6313 | 0 | 0 | 0 | 0 | 0 | 0 | 0 | 0 | 0 | 736.5519 | 0 | 0 | 0 | 0 | 0 | 0 | 0 | 0 | 0 | 1128.2906 | 0 | 0 | 0 | 0
ENS | High | C&I Curtailment | C&I Curtailment- Other | Large Industrial | Offices | Program Development Cost | 0 | 0 | 0 | 0 | 0 | 133.0103 | 0 | 0 | 0 | 0 | 0 | 0 | 0 | 0 | 0 | 204.5967 | 0 | 0 | 0 | 0 | 0 | 0 | 0 | 0 | 0 | 335.8604 | 0 | 0 | 0 | 0
ENS | High | C&I Curtailment | C&I Curtailment- Other | Large Industrial | Retail Trade | Program Development Cost | 0 | 0 | 0 | 0 | 0 | 1235.2089 | 0 | 0 | 0 | 0 | 0 | 0 | 0 | 0 | 0 | 1793.4937 | 0 | 0 | 0 | 0 | 0 | 0 | 0 | 0 | 0 | 2727.4499 | 0 | 0 | 0 | 0
ENS | High | C&I Curtailment | C&I Curtailment- Other | Large Industrial | Services | Program Development Cost | 0 | 0 | 0 | 0 | 0 | 366.5607 | 0 | 0 | 0 | 0 | 0 | 0 | 0 | 0 | 0 | 532.2373 | 0 | 0 | 0 | 0 | 0 | 0 | 0 | 0 | 0 | 809.3982 | 0 | 0 | 0 | 0
ENS | High | C&I Curtailment | C&I Curtailment- Industrial | Large Industrial | Manufacturing | Program Development Cost | 0 | 0 | 0 | 0 | 0 | 22846.6425 | 0 | 0 | 0 | 0 | 0 | 0 | 0 | 0 | 0 | 25168.442 | 0 | 0 | 0 | 0 | 0 | 0 | 0 | 0 | 0 | 30031.0812 | 0 | 0 | 0 | 0
ENS | High | C&I Curtailment | C&I Curtailment- Manual HVAC Control | Interruptible Rider | Miscellaneous | Program Development Cost | 0 | 0 | 0 | 0 | 0 | 34093.1928 | 0 | 0 | 0 | 0 | 0 | 0 | 0 | 0 | 0 | 12726.186 | 0 | 0 | 0 | 0 | 0 | 0 | 0 | 0 | 0 | 14375.0917 | 0 | 0 | 0 | 0
ENS | High | C&I Curtailment | C&I Curtailment- Manual HVAC Control | Interruptible Rider | Retail Trade | Program Development Cost | 0 | 0 | 0 | 0 | 0 | 1001.0453 | 0 | 0 | 0 | 0 | 0 | 0 | 0 | 0 | 0 | 340.2594 | 0 | 0 | 0 | 0 | 0 | 0 | 0 | 0 | 0 | 339.7404 | 0 | 0 | 0 | 0
ENS | High | C&I Curtailment | C&I Curtailment- Auto-DR HVAC Control | Interruptible Rider | Miscellaneous | Program Development Cost | 0 | 0 | 0 | 0 | 0 | 22443.1125 | 0 | 0 | 0 | 0 | 0 | 0 | 0 | 0 | 0 | 68288.9655 | 0 | 0 | 0 | 0 | 0 | 0 | 0 | 0 | 0 | 93852.5897 | 0 | 0 | 0 | 0
ENS | High | C&I Curtailment | C&I Curtailment- Auto-DR HVAC Control | Interruptible Rider | Retail Trade | Program Development Cost | 0 | 0 | 0 | 0 | 0 | 658.9753 | 0 | 0 | 0 | 0 | 0 | 0 | 0 | 0 | 0 | 1825.8389 | 0 | 0 | 0 | 0 | 0 | 0 | 0 | 0 | 0 | 2218.1085 | 0 | 0 | 0 | 0
ENS | High | C&I Curtailment | C&I Curtailment- Standard Lighting Control | Interruptible Rider | Miscellaneous | Program Development Cost | 0 | 0 | 0 | 0 | 0 | 7192.9155 | 0 | 0 | 0 | 0 | 0 | 0 | 0 | 0 | 0 | 6356.0421 | 0 | 0 | 0 | 0 | 0 | 0 | 0 | 0 | 0 | 6696.0184 | 0 | 0 | 0 | 0
ENS | High | C&I Curtailment | C&I Curtailment- Standard Lighting Control | Interruptible Rider | Retail Trade | Program Development Cost | 0 | 0 | 0 | 0 | 0 | 505.204 | 0 | 0 | 0 | 0 | 0 | 0 | 0 | 0 | 0 | 472.6457 | 0 | 0 | 0 | 0 | 0 | 0 | 0 | 0 | 0 | 530.4636 | 0 | 0 | 0 | 0
ENS | High | C&I Curtailment | C&I Curtailment- Advanced Lighting Control | Interruptible Rider | Miscellaneous | Program Development Cost | 0 | 0 | 0 | 0 | 0 | 3596.4578 | 0 | 0 | 0 | 0 | 0 | 0 | 0 | 0 | 0 | 3178.021 | 0 | 0 | 0 | 0 | 0 | 0 | 0 | 0 | 0 | 3348.0092 | 0 | 0 | 0 | 0
ENS | High | C&I Curtailment | C&I Curtailment- Advanced Lighting Control | Interruptible Rider | Retail Trade | Program Development Cost | 0 | 0 | 0 | 0 | 0 | 252.602 | 0 | 0 | 0 | 0 | 0 | 0 | 0 | 0 | 0 | 236.3229 | 0 | 0 | 0 | 0 | 0 | 0 | 0 | 0 | 0 | 265.2318 | 0 | 0 | 0 | 0
ENS | High | C&I Curtailment | C&I Curtailment- Water Heating Control | Interruptible Rider | Miscellaneous | Program Development Cost | 0 | 0 | 0 | 0 | 0 | 539.1469 | 0 | 0 | 0 | 0 | 0 | 0 | 0 | 0 | 0 | 627.4603 | 0 | 0 | 0 | 0 | 0 | 0 | 0 | 0 | 0 | 852.7836 | 0 | 0 | 0 | 0
ENS | High | C&I Curtailment | C&I Curtailment- Water Heating Control | Interruptible Rider | Retail Trade | Program Development Cost | 0 | 0 | 0 | 0 | 0 | 69.7529 | 0 | 0 | 0 | 0 | 0 | 0 | 0 | 0 | 0 | 83.4867 | 0 | 0 | 0 | 0 | 0 | 0 | 0 | 0 | 0 | 116.1187 | 0 | 0 | 0 | 0
ENS | High | C&I Curtailment | C&I Curtailment- Other | Interruptible Rider | Miscellaneous | Program Development Cost | 0 | 0 | 0 | 0 | 0 | 9778.4552 | 0 | 0 | 0 | 0 | 0 | 0 | 0 | 0 | 0 | 11296.9981 | 0 | 0 | 0 | 0 | 0 | 0 | 0 | 0 | 0 | 15178.9037 | 0 | 0 | 0 | 0
ENS | High | C&I Curtailment | C&I Curtailment- Other | Interruptible Rider | Retail Trade | Program Development Cost | 0 | 0 | 0 | 0 | 0 | 778.7638 | 0 | 0 | 0 | 0 | 0 | 0 | 0 | 0 | 0 | 915.0202 | 0 | 0 | 0 | 0 | 0 | 0 | 0 | 0 | 0 | 1247.4062 | 0 | 0 | 0 | 0
ENS | High | C&I Curtailment | C&I Curtailment- Industrial | Interruptible Rider | Manufacturing | Program Development Cost | 0 | 0 | 0 | 0 | 0 | 19970.333 | 0 | 0 | 0 | 0 | 0 | 0 | 0 | 0 | 0 | 18524.8798 | 0 | 0 | 0 | 0 | 0 | 0 | 0 | 0 | 0 | 19315.9975 | 0 | 0 | 0 | 0
ENS | High | Dynamic Pricing | Dynamic Pricing with enabling tech. | Small Commercial | Manufacturing | Program Development Cost | 1 | 0 | 0 | 0 | 0 | 0 | 646.3176 | 0 | 0 | 0 | 0 | 0 | 0 | 0 | 0 | 0 | 0 | 0 | 0 | 0 | 0 | 0 | 0 | 0 | 0 | 0 | 478.5579 | 0 | 0 | 0
ENS | High | Dynamic Pricing | Dynamic Pricing with enabling tech. | Small Commercial | Miscellaneous | Program Development Cost | 1 | 0 | 0 | 0 | 0 | 0 | 6184.0306 | 0 | 0 | 0 | 0 | 0 | 0 | 0 | 0 | 0 | 0 | 0 | 0 | 0 | 0 | 0 | 0 | 0 | 0 | 0 | 6692.5564 | 0 | 0 | 0
ENS | High | Dynamic Pricing | Dynamic Pricing with enabling tech. | Small Commercial | Offices | Program Development Cost | 1 | 0 | 0 | 0 | 0 | 0 | 4958.0257 | 0 | 0 | 0 | 0 | 0 | 0 | 0 | 0 | 0 | 0 | 0 | 0 | 0 | 0 | 0 | 0 | 0 | 0 | 0 | 5293.3497 | 0 | 0 | 0
ENS | High | Dynamic Pricing | Dynamic Pricing with enabling tech. | Small Commercial | Retail Trade | Program Development Cost | 1 | 0 | 0 | 0 | 0 | 0 | 11540.4529 | 0 | 0 | 0 | 0 | 0 | 0 | 0 | 0 | 0 | 0 | 0 | 0 | 0 | 0 | 0 | 0 | 0 | 0 | 0 | 10988.0639 | 0 | 0 | 0
ENS | High | Dynamic Pricing | Dynamic Pricing with enabling tech. | Small Commercial | Services | Program Development Cost | 1 | 0 | 0 | 0 | 0 | 0 | 13895.6975 | 0 | 0 | 0 | 0 | 0 | 0 | 0 | 0 | 0 | 0 | 0 | 0 | 0 | 0 | 0 | 0 | 0 | 0 | 0 | 13214.6978 | 0 | 0 | 0
ENS | High | Dynamic Pricing | Dynamic Pricing w/o enabling tech. | Small Commercial | Manufacturing | Program Development Cost | 1 | 0 | 0 | 0 | 0 | 0 | 38.7264 | 0 | 0 | 0 | 0 | 0 | 0 | 0 | 0 | 0 | 0 | 0 | 0 | 0 | 0 | 0 | 0 | 0 | 0 | 0 | 28.6745 | 0 | 0 | 0
ENS | High | Dynamic Pricing | Dynamic Pricing w/o enabling tech. | Small Commercial | Miscellaneous | Program Development Cost | 1 | 0 | 0 | 0 | 0 | 0 | 370.5377 | 0 | 0 | 0 | 0 | 0 | 0 | 0 | 0 | 0 | 0 | 0 | 0 | 0 | 0 | 0 | 0 | 0 | 0 | 0 | 401.0078 | 0 | 0 | 0
ENS | High | Dynamic Pricing | Dynamic Pricing w/o enabling tech. | Small Commercial | Offices | Program Development Cost | 1 | 0 | 0 | 0 | 0 | 0 | 297.0774 | 0 | 0 | 0 | 0 | 0 | 0 | 0 | 0 | 0 | 0 | 0 | 0 | 0 | 0 | 0 | 0 | 0 | 0 | 0 | 317.1695 | 0 | 0 | 0
ENS | High | Dynamic Pricing | Dynamic Pricing w/o enabling tech. | Small Commercial | Retail Trade | Program Development Cost | 1 | 0 | 0 | 0 | 0 | 0 | 691.4864 | 0 | 0 | 0 | 0 | 0 | 0 | 0 | 0 | 0 | 0 | 0 | 0 | 0 | 0 | 0 | 0 | 0 | 0 | 0 | 658.3881 | 0 | 0 | 0
ENS | High | Dynamic Pricing | Dynamic Pricing w/o enabling tech. | Small Commercial | Services | Program Development Cost | 1 | 0 | 0 | 0 | 0 | 0 | 832.609 | 0 | 0 | 0 | 0 | 0 | 0 | 0 | 0 | 0 | 0 | 0 | 0 | 0 | 0 | 0 | 0 | 0 | 0 | 0 | 791.8046 | 0 | 0 | 0
ENS | High | Dynamic Pricing | Dynamic Pricing with enabling tech. | Large Commercial | Offices | Program Development Cost | 1 | 0 | 0 | 0 | 0 | 0 | 815.9125 | 0 | 0 | 0 | 0 | 0 | 0 | 0 | 0 | 0 | 0 | 0 | 0 | 0 | 0 | 0 | 0 | 0 | 0 | 0 | 889.2349 | 0 | 0 | 0
ENS | High | Dynamic Pricing | Dynamic Pricing with enabling tech. | Large Commercial | Services | Program Development Cost | 1 | 0 | 0 | 0 | 0 | 0 | 5089.3565 | 0 | 0 | 0 | 0 | 0 | 0 | 0 | 0 | 0 | 0 | 0 | 0 | 0 | 0 | 0 | 0 | 0 | 0 | 0 | 5387.7144 | 0 | 0 | 0
ENS | High | Dynamic Pricing | Dynamic Pricing w/o enabling tech. | Large Commercial | Offices | Program Development Cost | 1 | 0 | 0 | 0 | 0 | 0 | 392.0861 | 0 | 0 | 0 | 0 | 0 | 0 | 0 | 0 | 0 | 0 | 0 | 0 | 0 | 0 | 0 | 0 | 0 | 0 | 0 | 427.3211 | 0 | 0 | 0
ENS | High | Dynamic Pricing | Dynamic Pricing w/o enabling tech. | Large Commercial | Services | Program Development Cost | 1 | 0 | 0 | 0 | 0 | 0 | 2445.6862 | 0 | 0 | 0 | 0 | 0 | 0 | 0 | 0 | 0 | 0 | 0 | 0 | 0 | 0 | 0 | 0 | 0 | 0 | 0 | 2589.0618 | 0 | 0 | 0
ENS | High | Dynamic Pricing | Dynamic Pricing with enabling tech. | Small Industrial | Manufacturing | Program Development Cost | 1 | 0 | 0 | 0 | 0 | 0 | 882.7583 | 0 | 0 | 0 | 0 | 0 | 0 | 0 | 0 | 0 | 0 | 0 | 0 | 0 | 0 | 0 | 0 | 0 | 0 | 0 | 1025.7882 | 0 | 0 | 0
ENS | High | Dynamic Pricing | Dynamic Pricing with enabling tech. | Small Industrial | Miscellaneous | Program Development Cost | 1 | 0 | 0 | 0 | 0 | 0 | 1109.6294 | 0 | 0 | 0 | 0 | 0 | 0 | 0 | 0 | 0 | 0 | 0 | 0 | 0 | 0 | 0 | 0 | 0 | 0 | 0 | 1913.5312 | 0 | 0 | 0
ENS | High | Dynamic Pricing | Dynamic Pricing with enabling tech. | Small Industrial | Offices | Program Development Cost | 1 | 0 | 0 | 0 | 0 | 0 | 66.4693 | 0 | 0 | 0 | 0 | 0 | 0 | 0 | 0 | 0 | 0 | 0 | 0 | 0 | 0 | 0 | 0 | 0 | 0 | 0 | 118.3668 | 0 | 0 | 0
ENS | High | Dynamic Pricing | Dynamic Pricing with enabling tech. | Small Industrial | Retail Trade | Program Development Cost | 1 | 0 | 0 | 0 | 0 | 0 | 186.524 | 0 | 0 | 0 | 0 | 0 | 0 | 0 | 0 | 0 | 0 | 0 | 0 | 0 | 0 | 0 | 0 | 0 | 0 | 0 | 328.157 | 0 | 0 | 0
ENS | High | Dynamic Pricing | Dynamic Pricing with enabling tech. | Small Industrial | Services | Program Development Cost | 1 | 0 | 0 | 0 | 0 | 0 | 232.5227 | 0 | 0 | 0 | 0 | 0 | 0 | 0 | 0 | 0 | 0 | 0 | 0 | 0 | 0 | 0 | 0 | 0 | 0 | 0 | 409.0839 | 0 | 0 | 0
ENS | High | Dynamic Pricing | Dynamic Pricing w/o enabling tech. | Small Industrial | Manufacturing | Program Development Cost | 1 | 0 | 0 | 0 | 0 | 0 | 52.8935 | 0 | 0 | 0 | 0 | 0 | 0 | 0 | 0 | 0 | 0 | 0 | 0 | 0 | 0 | 0 | 0 | 0 | 0 | 0 | 61.4637 | 0 | 0 | 0
ENS | High | Dynamic Pricing | Dynamic Pricing w/o enabling tech. | Small Industrial | Miscellaneous | Program Development Cost | 1 | 0 | 0 | 0 | 0 | 0 | 66.4873 | 0 | 0 | 0 | 0 | 0 | 0 | 0 | 0 | 0 | 0 | 0 | 0 | 0 | 0 | 0 | 0 | 0 | 0 | 0 | 114.6559 | 0 | 0 | 0
ENS | High | Dynamic Pricing | Dynamic Pricing w/o enabling tech. | Small Industrial | Offices | Program Development Cost | 1 | 0 | 0 | 0 | 0 | 0 | 3.9827 | 0 | 0 | 0 | 0 | 0 | 0 | 0 | 0 | 0 | 0 | 0 | 0 | 0 | 0 | 0 | 0 | 0 | 0 | 0 | 7.0924 | 0 | 0 | 0
ENS | High | Dynamic Pricing | Dynamic Pricing w/o enabling tech. | Small Industrial | Retail Trade | Program Development Cost | 1 | 0 | 0 | 0 | 0 | 0 | 11.1762 | 0 | 0 | 0 | 0 | 0 | 0 | 0 | 0 | 0 | 0 | 0 | 0 | 0 | 0 | 0 | 0 | 0 | 0 | 0 | 19.6627 | 0 | 0 | 0
ENS | High | Dynamic Pricing | Dynamic Pricing w/o enabling tech. | Small Industrial | Services | Program Development Cost | 1 | 0 | 0 | 0 | 0 | 0 | 13.9324 | 0 | 0 | 0 | 0 | 0 | 0 | 0 | 0 | 0 | 0 | 0 | 0 | 0 | 0 | 0 | 0 | 0 | 0 | 0 | 24.5117 | 0 | 0 | 0
ENS | High | Dynamic Pricing | Dynamic Pricing with enabling tech. | Large Industrial | Manufacturing | Program Development Cost | 1 | 0 | 0 | 0 | 0 | 0 | 4634.4494 | 0 | 0 | 0 | 0 | 0 | 0 | 0 | 0 | 0 | 0 | 0 | 0 | 0 | 0 | 0 | 0 | 0 | 0 | 0 | 5996.3927 | 0 | 0 | 0
ENS | High | Dynamic Pricing | Dynamic Pricing with enabling tech. | Large Industrial | Miscellaneous | Program Development Cost | 1 | 0 | 0 | 0 | 0 | 0 | 1838.6311 | 0 | 0 | 0 | 0 | 0 | 0 | 0 | 0 | 0 | 0 | 0 | 0 | 0 | 0 | 0 | 0 | 0 | 0 | 0 | 3566.0045 | 0 | 0 | 0
ENS | High | Dynamic Pricing | Dynamic Pricing with enabling tech. | Large Industrial | Offices | Program Development Cost | 1 | 0 | 0 | 0 | 0 | 0 | 147.7801 | 0 | 0 | 0 | 0 | 0 | 0 | 0 | 0 | 0 | 0 | 0 | 0 | 0 | 0 | 0 | 0 | 0 | 0 | 0 | 340.6629 | 0 | 0 | 0
ENS | High | Dynamic Pricing | Dynamic Pricing with enabling tech. | Large Industrial | Retail Trade | Program Development Cost | 1 | 0 | 0 | 0 | 0 | 0 | 773.4552 | 0 | 0 | 0 | 0 | 0 | 0 | 0 | 0 | 0 | 0 | 0 | 0 | 0 | 0 | 0 | 0 | 0 | 0 | 0 | 1448.9724 | 0 | 0 | 0
ENS | High | Dynamic Pricing | Dynamic Pricing with enabling tech. | Large Industrial | Services | Program Development Cost | 1 | 0 | 0 | 0 | 0 | 0 | 382.551 | 0 | 0 | 0 | 0 | 0 | 0 | 0 | 0 | 0 | 0 | 0 | 0 | 0 | 0 | 0 | 0 | 0 | 0 | 0 | 716.6619 | 0 | 0 | 0
ENS | High | Dynamic Pricing | Dynamic Pricing w/o enabling tech. | Large Industrial | Manufacturing | Program Development Cost | 1 | 0 | 0 | 0 | 0 | 0 | 2227.0809 | 0 | 0 | 0 | 0 | 0 | 0 | 0 | 0 | 0 | 0 | 0 | 0 | 0 | 0 | 0 | 0 | 0 | 0 | 0 | 2881.5617 | 0 | 0 | 0
ENS | High | Dynamic Pricing | Dynamic Pricing w/o enabling tech. | Large Industrial | Miscellaneous | Program Development Cost | 1 | 0 | 0 | 0 | 0 | 0 | 883.5527 | 0 | 0 | 0 | 0 | 0 | 0 | 0 | 0 | 0 | 0 | 0 | 0 | 0 | 0 | 0 | 0 | 0 | 0 | 0 | 1713.6406 | 0 | 0 | 0
ENS | High | Dynamic Pricing | Dynamic Pricing w/o enabling tech. | Large Industrial | Offices | Program Development Cost | 1 | 0 | 0 | 0 | 0 | 0 | 71.0156 | 0 | 0 | 0 | 0 | 0 | 0 | 0 | 0 | 0 | 0 | 0 | 0 | 0 | 0 | 0 | 0 | 0 | 0 | 0 | 163.7053 | 0 | 0 | 0
ENS | High | Dynamic Pricing | Dynamic Pricing w/o enabling tech. | Large Industrial | Retail Trade | Program Development Cost | 1 | 0 | 0 | 0 | 0 | 0 | 371.6833 | 0 | 0 | 0 | 0 | 0 | 0 | 0 | 0 | 0 | 0 | 0 | 0 | 0 | 0 | 0 | 0 | 0 | 0 | 0 | 696.3025 | 0 | 0 | 0
ENS | High | Dynamic Pricing | Dynamic Pricing w/o enabling tech. | Large Industrial | Services | Program Development Cost | 1 | 0 | 0 | 0 | 0 | 0 | 183.8346 | 0 | 0 | 0 | 0 | 0 | 0 | 0 | 0 | 0 | 0 | 0 | 0 | 0 | 0 | 0 | 0 | 0 | 0 | 0 | 344.3913 | 0 | 0 | 0
ENS | High | Dynamic Pricing | Dynamic Pricing with enabling tech. | Interruptible Rider | Manufacturing | Program Development Cost | 1 | 0 | 0 | 0 | 0 | 0 | 1967.7292 | 0 | 0 | 0 | 0 | 0 | 0 | 0 | 0 | 0 | 0 | 0 | 0 | 0 | 0 | 0 | 0 | 0 | 0 | 0 | 1891.7868 | 0 | 0 | 0
ENS | High | Dynamic Pricing | Dynamic Pricing with enabling tech. | Interruptible Rider | Miscellaneous | Program Development Cost | 1 | 0 | 0 | 0 | 0 | 0 | 3976.4222 | 0 | 0 | 0 | 0 | 0 | 0 | 0 | 0 | 0 | 0 | 0 | 0 | 0 | 0 | 0 | 0 | 0 | 0 | 0 | 5820.8935 | 0 | 0 | 0
ENS | High | Dynamic Pricing | Dynamic Pricing with enabling tech. | Interruptible Rider | Retail Trade | Program Development Cost | 1 | 0 | 0 | 0 | 0 | 0 | 234.1002 | 0 | 0 | 0 | 0 | 0 | 0 | 0 | 0 | 0 | 0 | 0 | 0 | 0 | 0 | 0 | 0 | 0 | 0 | 0 | 340.7531 | 0 | 0 | 0
ENS | High | Dynamic Pricing | Dynamic Pricing w/o enabling tech. | Interruptible Rider | Manufacturing | Program Development Cost | 1 | 0 | 0 | 0 | 0 | 0 | 945.5907 | 0 | 0 | 0 | 0 | 0 | 0 | 0 | 0 | 0 | 0 | 0 | 0 | 0 | 0 | 0 | 0 | 0 | 0 | 0 | 909.0967 | 0 | 0 | 0
ENS | High | Dynamic Pricing | Dynamic Pricing w/o enabling tech. | Interruptible Rider | Miscellaneous | Program Development Cost | 1 | 0 | 0 | 0 | 0 | 0 | 1910.8665 | 0 | 0 | 0 | 0 | 0 | 0 | 0 | 0 | 0 | 0 | 0 | 0 | 0 | 0 | 0 | 0 | 0 | 0 | 0 | 2797.2257 | 0 | 0 | 0
ENS | High | Dynamic Pricing | Dynamic Pricing w/o enabling tech. | Interruptible Rider | Retail Trade | Program Development Cost | 1 | 0 | 0 | 0 | 0 | 0 | 112.4967 | 0 | 0 | 0 | 0 | 0 | 0 | 0 | 0 | 0 | 0 | 0 | 0 | 0 | 0 | 0 | 0 | 0 | 0 | 0 | 163.7486 | 0 | 0 | 0
ENS | High | Dynamic Pricing | Dynamic Pricing with enabling tech. | Residential | Residential Market Rate | Program Development Cost | 1 | 0 | 0 | 0 | 0 | 0 | 105570.3221 | 0 | 0 | 0 | 0 | 0 | 0 | 0 | 0 | 0 | 0 | 0 | 0 | 0 | 0 | 0 | 0 | 0 | 0 | 0 | 171342.4727 | 0 | 0 | 0
ENS | High | Dynamic Pricing | Dynamic Pricing w/o enabling tech. | Residential | Residential Market Rate | Program Development Cost | 1 | 0 | 0 | 0 | 0 | 0 | 71362.2406 | 0 | 0 | 0 | 0 | 0 | 0 | 0 | 0 | 0 | 0 | 0 | 0 | 0 | 0 | 0 | 0 | 0 | 0 | 0 | 115822.1602 | 0 | 0 | 0
ENS | High | BTM Battery Control | BTM Battery Control | Small Commercial | Manufacturing | Program Development Cost | 0 | 0 | 0 | 0 | 0 | 0 | 753.1376 | 0 | 0 | 0 | 0 | 0 | 0 | 0 | 0 | 0 | 1152.3395 | 0 | 0 | 0 | 0 | 0 | 0 | 0 | 0 | 0 | 1354.0181 | 0 | 0 | 0
ENS | High | BTM Battery Control | BTM Battery Control | Small Commercial | Miscellaneous | Program Development Cost | 0 | 0 | 0 | 0 | 0 | 0 | 5546.8635 | 0 | 0 | 0 | 0 | 0 | 0 | 0 | 0 | 0 | 8543.4937 | 0 | 0 | 0 | 0 | 0 | 0 | 0 | 0 | 0 | 10100.4592 | 0 | 0 | 0
ENS | High | BTM Battery Control | BTM Battery Control | Small Commercial | Offices | Program Development Cost | 0 | 0 | 0 | 0 | 0 | 0 | 1925.7818 | 0 | 0 | 0 | 0 | 0 | 0 | 0 | 0 | 0 | 2947.3881 | 0 | 0 | 0 | 0 | 0 | 0 | 0 | 0 | 0 | 3462.8368 | 0 | 0 | 0
ENS | High | BTM Battery Control | BTM Battery Control | Small Commercial | Retail Trade | Program Development Cost | 0 | 0 | 0 | 0 | 0 | 0 | 3360.0006 | 0 | 0 | 0 | 0 | 0 | 0 | 0 | 0 | 0 | 5143.1847 | 0 | 0 | 0 | 0 | 0 | 0 | 0 | 0 | 0 | 6041.9611 | 0 | 0 | 0
ENS | High | BTM Battery Control | BTM Battery Control | Small Commercial | Services | Program Development Cost | 0 | 0 | 0 | 0 | 0 | 0 | 7314.2198 | 0 | 0 | 0 | 0 | 0 | 0 | 0 | 0 | 0 | 11195.9917 | 0 | 0 | 0 | 0 | 0 | 0 | 0 | 0 | 0 | 13153.4454 | 0 | 0 | 0
ENS | High | BTM Battery Control | BTM Battery Control | Large Commercial | Offices | Program Development Cost | 0 | 0 | 0 | 0 | 0 | 0 | 715.558 | 0 | 0 | 0 | 0 | 0 | 0 | 0 | 0 | 0 | 1096.2775 | 0 | 0 | 0 | 0 | 0 | 0 | 0 | 0 | 0 | 1288.9901 | 0 | 0 | 0
ENS | High | BTM Battery Control | BTM Battery Control | Large Commercial | Services | Program Development Cost | 0 | 0 | 0 | 0 | 0 | 0 | 3816.3092 | 0 | 0 | 0 | 0 | 0 | 0 | 0 | 0 | 0 | 5846.8136 | 0 | 0 | 0 | 0 | 0 | 0 | 0 | 0 | 0 | 6874.6139 | 0 | 0 | 0
ENS | High | BTM Battery Control | BTM Battery Control | Small Industrial | Manufacturing | Program Development Cost | 0 | 0 | 0 | 0 | 0 | 0 | 18.8177 | 0 | 0 | 0 | 0 | 0 | 0 | 0 | 0 | 0 | 28.5059 | 0 | 0 | 0 | 0 | 0 | 0 | 0 | 0 | 0 | 33.5169 | 0 | 0 | 0
ENS | High | BTM Battery Control | BTM Battery Control | Small Industrial | Miscellaneous | Program Development Cost | 0 | 0 | 0 | 0 | 0 | 0 | 121.5749 | 0 | 0 | 0 | 0 | 0 | 0 | 0 | 0 | 0 | 185.6122 | 0 | 0 | 0 | 0 | 0 | 0 | 0 | 0 | 0 | 218.2406 | 0 | 0 | 0
ENS | High | BTM Battery Control | BTM Battery Control | Small Industrial | Offices | Program Development Cost | 0 | 0 | 0 | 0 | 0 | 0 | 47.9957 | 0 | 0 | 0 | 0 | 0 | 0 | 0 | 0 | 0 | 73.5322 | 0 | 0 | 0 | 0 | 0 | 0 | 0 | 0 | 0 | 86.0775 | 0 | 0 | 0
ENS | High | BTM Battery Control | BTM Battery Control | Small Industrial | Retail Trade | Program Development Cost | 0 | 0 | 0 | 0 | 0 | 0 | 83.5167 | 0 | 0 | 0 | 0 | 0 | 0 | 0 | 0 | 0 | 127.9526 | 0 | 0 | 0 | 0 | 0 | 0 | 0 | 0 | 0 | 150.4451 | 0 | 0 | 0
ENS | High | BTM Battery Control | BTM Battery Control | Small Industrial | Services | Program Development Cost | 0 | 0 | 0 | 0 | 0 | 0 | 181.8338 | 0 | 0 | 0 | 0 | 0 | 0 | 0 | 0 | 0 | 278.5803 | 0 | 0 | 0 | 0 | 0 | 0 | 0 | 0 | 0 | 327.1705 | 0 | 0 | 0
ENS | High | BTM Battery Control | BTM Battery Control | Large Industrial | Manufacturing | Program Development Cost | 0 | 0 | 0 | 0 | 0 | 0 | 477.4657 | 0 | 0 | 0 | 0 | 0 | 0 | 0 | 0 | 0 | 731.506 | 0 | 0 | 0 | 0 | 0 | 0 | 0 | 0 | 0 | 860.096 | 0 | 0 | 0
ENS | High | BTM Battery Control | BTM Battery Control | Large Industrial | Miscellaneous | Program Development Cost | 0 | 0 | 0 | 0 | 0 | 0 | 2213.7047 | 0 | 0 | 0 | 0 | 0 | 0 | 0 | 0 | 0 | 3391.5277 | 0 | 0 | 0 | 0 | 0 | 0 | 0 | 0 | 0 | 3987.718 | 0 | 0 | 0
ENS | High | BTM Battery Control | BTM Battery Control | Large Industrial | Offices | Program Development Cost | 0 | 0 | 0 | 0 | 0 | 0 | 260.4358 | 0 | 0 | 0 | 0 | 0 | 0 | 0 | 0 | 0 | 399.0033 | 0 | 0 | 0 | 0 | 0 | 0 | 0 | 0 | 0 | 469.1433 | 0 | 0 | 0
ENS | High | BTM Battery Control | BTM Battery Control | Large Industrial | Retail Trade | Program Development Cost | 0 | 0 | 0 | 0 | 0 | 0 | 1302.1792 | 0 | 0 | 0 | 0 | 0 | 0 | 0 | 0 | 0 | 1995.0163 | 0 | 0 | 0 | 0 | 0 | 0 | 0 | 0 | 0 | 2345.7165 | 0 | 0 | 0
ENS | High | BTM Battery Control | BTM Battery Control | Large Industrial | Services | Program Development Cost | 0 | 0 | 0 | 0 | 0 | 0 | 2821.3883 | 0 | 0 | 0 | 0 | 0 | 0 | 0 | 0 | 0 | 4322.5353 | 0 | 0 | 0 | 0 | 0 | 0 | 0 | 0 | 0 | 5082.3856 | 0 | 0 | 0
ENS | High | BTM Battery Control | BTM Battery Control | Interruptible Rider | Manufacturing | Program Development Cost | 0 | 0 | 0 | 0 | 0 | 0 | 638.2306 | 0 | 0 | 0 | 0 | 0 | 0 | 0 | 0 | 0 | 977.8074 | 0 | 0 | 0 | 0 | 0 | 0 | 0 | 0 | 0 | 1149.6943 | 0 | 0 | 0
ENS | High | BTM Battery Control | BTM Battery Control | Interruptible Rider | Miscellaneous | Program Development Cost | 0 | 0 | 0 | 0 | 0 | 0 | 1701.9482 | 0 | 0 | 0 | 0 | 0 | 0 | 0 | 0 | 0 | 2607.4863 | 0 | 0 | 0 | 0 | 0 | 0 | 0 | 0 | 0 | 3065.8514 | 0 | 0 | 0
ENS | High | BTM Battery Control | BTM Battery Control | Interruptible Rider | Retail Trade | Program Development Cost | 0 | 0 | 0 | 0 | 0 | 0 | 2552.9223 | 0 | 0 | 0 | 0 | 0 | 0 | 0 | 0 | 0 | 3911.2294 | 0 | 0 | 0 | 0 | 0 | 0 | 0 | 0 | 0 | 4598.777 | 0 | 0 | 0
ENS | High | BTM Battery Control | BTM Battery Control | Residential | Residential LI | Program Development Cost | 0 | 0 | 0 | 0 | 0 | 0 | 19486.3217 | 0 | 0 | 0 | 0 | 0 | 0 | 0 | 0 | 0 | 94164.9687 | 0 | 0 | 0 | 0 | 0 | 0 | 0 | 0 | 0 | 116286.1791 | 0 | 0 | 0
ENS | High | BTM Battery Control | BTM Battery Control | Residential | Residential Market Rate | Program Development Cost | 0 | 0 | 0 | 0 | 0 | 0 | 110271.9146 | 0 | 0 | 0 | 0 | 0 | 0 | 0 | 0 | 0 | 52759.4984 | 0 | 0 | 0 | 0 | 0 | 0 | 0 | 0 | 0 | 65153.5629 | 0 | 0 | 0
ENS | High | EV Charging Control | EV Charging Control | EV | EV | Program Development Cost | 0 | 0 | 0 | 0 | 0 | 0 | 165612.1205 | 0 | 0 | 0 | 0 | 0 | 0 | 0 | 0 | 0 | 201880.2507 | 0 | 0 | 0 | 0 | 0 | 0 | 0 | 0 | 0 | 246090.8992 | 0 | 0 | 0
ENS | High | Behavioral DR | Behavioral DR | Residential | Residential LI | Program Development Cost | 1 | 0 | 0 | 0 | 0 | 0 | 10999.5961 | 0 | 0 | 0 | 0 | 0 | 0 | 0 | 0 | 0 | 10474.515 | 0 | 0 | 0 | 0 | 0 | 0 | 0 | 0 | 0 | 12381.0141 | 0 | 0 | 0
ENS | High | Behavioral DR | Behavioral DR | Residential | Residential Market Rate | Program Development Cost | 1 | 0 | 0 | 0 | 0 | 0 | 71806.4641 | 0 | 0 | 0 | 0 | 0 | 0 | 0 | 0 | 0 | 90465.6104 | 0 | 0 | 0 | 0 | 0 | 0 | 0 | 0 | 0 | 110664.4355 | 0 | 0 | 0
ENS | Base | DLC | DLC-Switch-Water Heating | Small Commercial | Miscellaneous | Program Administrative Cost | 1 | 0 | 0 | 0 | 0 | 339.7285 | 347.4116 | 351.5923 | 355.0381 | 359.2352 | 364.8989 | 369.2744 | 374.2176 | 378.3702 | 382.466 | 386.4703 | 390.4439 | 394.4742 | 393.7679 | 392.7412 | 390.7026 | 394.8328 | 398.7136 | 402.7302 | 407.1409 | 411.4898 | 415.6949 | 419.8424 | 423.7206 | 427.6761
ENS | Base | DLC | DLC-Switch-Water Heating | Small Commercial | Offices | Program Administrative Cost | 1 | 0 | 0 | 0 | 0 | 207.7403 | 212.0795 | 213.9893 | 215.2977 | 217.3052 | 220.4277 | 222.5902 | 225.0277 | 227.0994 | 229.0366 | 230.8993 | 232.7161 | 234.5409 | 233.1163 | 231.3574 | 228.892 | 230.6182 | 232.1481 | 233.7218 | 235.5039 | 237.2161 | 238.796 | 240.3257 | 241.6506 | 242.9937
ENS | Base | DLC | DLC-Switch-Water Heating | Small Commercial | Retail Trade | Program Administrative Cost | 1 | 0 | 0 | 0 | 0 | 1157.4798 | 1186.8312 | 1201.7255 | 1213.2438 | 1228.1024 | 1250.0456 | 1266.3902 | 1285.1568 | 1299.8528 | 1313.8706 | 1327.5562 | 1341.0678 | 1354.7221 | 1349.6999 | 1343.4523 | 1332.9678 | 1346.2055 | 1358.4649 | 1371.2463 | 1385.7732 | 1399.9022 | 1413.5508 | 1426.8461 | 1439.3821 | 1452.0918
ENS | Base | DLC | DLC-Switch-Water Heating | Small Commercial | Services | Program Administrative Cost | 1 | 0 | 0 | 0 | 0 | 1393.5986 | 1428.6776 | 1446.436 | 1460.0777 | 1477.8359 | 1503.9082 | 1523.2385 | 1545.4014 | 1562.7517 | 1579.2082 | 1595.2504 | 1611.0763 | 1627.0701 | 1620.6422 | 1612.7381 | 1599.7484 | 1615.2993 | 1629.6465 | 1644.6493 | 1661.7761 | 1678.4288 | 1694.5049 | 1710.1567 | 1724.8944 | 1739.8394
ENS | Base | DLC | DLC-Thermostat-HVAC | Small Commercial | Miscellaneous | Program Administrative Cost | 1 | 0 | 0 | 0 | 0 | 2443.2262 | 2470.4457 | 2469.7612 | 2458.3593 | 2451.8278 | 2448.9942 | 2432.9527 | 2410.6651 | 2386.4763 | 2361.1502 | 2335.3998 | 2309.4357 | 2284.234 | 2224.3175 | 2160.3983 | 2144.2738 | 2214.0576 | 2193.339 | 2174.7831 | 2162.5517 | 2151.1837 | 2139.6393 | 2128.9509 | 2188.7904 | 2178.4022
ENS | Base | DLC | DLC-Thermostat-HVAC | Small Commercial | Offices | Program Administrative Cost | 1 | 0 | 0 | 0 | 0 | 3507.5326 | 3570.0982 | 3589.5335 | 3595.3164 | 3610.3945 | 3639.068 | 3649.4992 | 3658.1626 | 3659.8185 | 3659.493 | 3658.1165 | 3656.2731 | 3654.9113 | 3597.9838 | 3535.821 | 3463.0847 | 3464.9147 | 3462.79 | 3462.4299 | 3468.9566 | 3474.6867 | 3478.9857 | 3483.2338 | 3486.0195 | 3488.6417
ENS | Base | DLC | DLC-Thermostat-HVAC | Small Commercial | Retail Trade | Program Administrative Cost | 1 | 0 | 0 | 0 | 0 | 3791.1894 | 3819.4577 | 3804.1338 | 3767.2894 | 3738.741 | 3711.2545 | 3662.2127 | 3596.3658 | 3526.9572 | 3454.7961 | 3380.8989 | 3306.8086 | 3233.1961 | 3098.9685 | 2955.7279 | 2802.2633 | 2743.8438 | 2678.9468 | 2618.3425 | 2569.5177 | 2521.9558 | 2474.7216 | 2429.4175 | 2384.3895 | 2338.137
ENS | Base | DLC | DLC-Thermostat-HVAC | Small Commercial | Services | Program Administrative Cost | 1 | 0 | 0 | 0 | 0 | 4564.9433 | 4598.7116 | 4580.1762 | 4535.643 | 4501.3571 | 4467.9616 | 4408.5551 | 4328.927 | 4245.2412 | 4158.0682 | 4068.7525 | 3979.2175 | 3890.2726 | 3728.8303 | 3556.6734 | 3372.2951 | 3301.8761 | 3223.6639 | 3150.6552 | 3091.822 | 3034.5484 | 2977.6849 | 2923.1409 | 2868.9176 | 2813.2615
ENS | Base | DLC | DLC-Switch-Water Heating | Small Industrial | Miscellaneous | Program Administrative Cost | 1 | 0 | 0 | 0 | 0 | 66.7706 | 69.6666 | 71.5713 | 73.2645 | 75.3985 | 77.5036 | 79.7631 | 81.8614 | 84.536 | 87.1534 | 89.7809 | 92.4321 | 95.1081 | 98.5175 | 102.0068 | 105.4087 | 108.1505 | 110.9632 | 113.6897 | 116.4068 | 119.1687 | 121.9431 | 124.7452 | 127.5071 | 130.3348
ENS | Base | DLC | DLC-Switch-Water Heating | Small Industrial | Offices | Program Administrative Cost | 1 | 0 | 0 | 0 | 0 | 2.7051 | 2.8128 | 2.8821 | 2.9418 | 3.0188 | 3.0936 | 3.1732 | 3.2444 | 3.3417 | 3.4359 | 3.529 | 3.6224 | 3.7157 | 3.8392 | 3.9628 | 4.0819 | 4.1778 | 4.2753 | 4.3688 | 4.4606 | 4.5549 | 4.6495 | 4.7448 | 4.8371 | 4.9312
ENS | Base | DLC | DLC-Switch-Water Heating | Small Industrial | Retail Trade | Program Administrative Cost | 1 | 0 | 0 | 0 | 0 | 18.074 | 18.8696 | 19.3953 | 19.8636 | 20.4494 | 21.0303 | 21.6521 | 22.2329 | 22.9652 | 23.6826 | 24.4028 | 25.1298 | 25.864 | 26.7997 | 27.7597 | 28.6962 | 29.4521 | 30.2282 | 30.9821 | 31.7356 | 32.5026 | 33.2749 | 34.0551 | 34.8264 | 35.6165
ENS | Base | DLC | DLC-Switch-Water Heating | Small Industrial | Services | Program Administrative Cost | 1 | 0 | 0 | 0 | 0 | 22.5312 | 23.523 | 24.1784 | 24.7621 | 25.4924 | 26.2165 | 26.9918 | 27.7157 | 28.6287 | 29.523 | 30.4207 | 31.3271 | 32.2423 | 33.4088 | 34.6055 | 35.7729 | 36.7153 | 37.6827 | 38.6225 | 39.562 | 40.5181 | 41.4809 | 42.4535 | 43.415 | 44.3999
ENS | Base | DLC | DLC-Thermostat-HVAC | Small Industrial | Miscellaneous | Program Administrative Cost | 1 | 0 | 0 | 0 | 0 | 493.6066 | 510.6586 | 519.7492 | 526.5285 | 535.9273 | 544.0106 | 552.003 | 557.1314 | 566.3869 | 574.8403 | 583.1849 | 591.3297 | 599.5547 | 611.867 | 623.9419 | 676.2503 | 695.5792 | 704.988 | 713.8184 | 723.2442 | 733.3495 | 743.5982 | 754.1581 | 828.1024 | 840.5727
ENS | Base | DLC | DLC-Thermostat-HVAC | Small Industrial | Offices | Program Administrative Cost | 1 | 0 | 0 | 0 | 0 | 45.8413 | 47.7147 | 48.8716 | 49.8447 | 51.078 | 52.2516 | 53.4766 | 54.5202 | 55.9313 | 57.2941 | 58.6337 | 59.9743 | 61.315 | 63.1158 | 64.9532 | 66.7152 | 68.1056 | 69.5175 | 70.8657 | 72.2409 | 73.65 | 75.0686 | 76.511 | 77.9399 | 79.4017
ENS | Base | DLC | DLC-Thermostat-HVAC | Small Industrial | Retail Trade | Program Administrative Cost | 1 | 0 | 0 | 0 | 0 | 59.5123 | 61.5393 | 62.6276 | 63.3947 | 64.4212 | 65.2918 | 66.1061 | 66.5394 | 67.4706 | 68.3066 | 69.0241 | 69.7003 | 70.3231 | 71.5144 | 72.6515 | 73.6425 | 74.3559 | 75.0285 | 75.5966 | 76.2148 | 76.9106 | 77.6204 | 78.3632 | 79.0712 | 79.7892
ENS | Base | DLC | DLC-Thermostat-HVAC | Small Industrial | Services | Program Administrative Cost | 1 | 0 | 0 | 0 | 0 | 74.1887 | 76.7155 | 78.0722 | 79.0285 | 80.3081 | 81.3935 | 82.4085 | 82.9487 | 84.1096 | 85.1518 | 86.0461 | 86.8891 | 87.6655 | 89.1505 | 90.5681 | 91.8034 | 92.6928 | 93.5313 | 94.2395 | 95.0102 | 95.8775 | 96.7623 | 97.6883 | 98.571 | 99.466
ENS | Base | DLC | DLC-Switch-Water Heating | Residential | Residential LI | Program Administrative Cost | 1 | 0 | 0 | 0 | 0 | 30759.5933 | 31563.3746 | 32246.4462 | 33047.6473 | 33713.2399 | 34417.2792 | 35109.1184 | 35906.927 | 36541.8295 | 37276.3407 | 38017.6859 | 38787.1379 | 39582.8972 | 40164.9706 | 40806.693 | 41440.4484 | 42338.3896 | 43266.8843 | 44235.7615 | 45223.7667 | 46230.9878 | 47269.7696 | 48330.2164 | 49397.9278 | 50503.9223
ENS | Base | DLC | DLC-Switch-Water Heating | Residential | Residential Market Rate | Program Administrative Cost | 1 | 0 | 0 | 0 | 0 | 95705.2156 | 98160.9707 | 100234.4316 | 102669.624 | 104675.3819 | 106796.8937 | 108871.8486 | 111272.5198 | 113166.3628 | 115363.6402 | 117580.8057 | 119890.7807 | 122284.5729 | 124009.3601 | 125921.1084 | 127812.9311 | 130541.663 | 133369.7807 | 136329.5038 | 139353.2297 | 142440.6578 | 145629.7259 | 148888.9339 | 152173.3542 | 155578.0436
ENS | Base | DLC | DLC-Thermostat-Heat Pump | Residential | Residential LI | Program Administrative Cost | 1 | 0 | 0 | 0 | 0 | 1346.5977 | 1699.1409 | 2098.0208 | 2531.2841 | 3035.4094 | 3590.7428 | 4198.1371 | 4838.4777 | 5544.1672 | 6360.3334 | 7140.5675 | 7950.4985 | 8783.6736 | 9704.4625 | 10847.503 | 11812.5827 | 12691.3014 | 13576.259 | 14382.0751 | 15169.7504 | 15937.3485 | 16689.8608 | 17408.6858 | 18112.9013 | 18793.4977
ENS | Base | DLC | DLC-Thermostat-Heat Pump | Residential | Residential Market Rate | Program Administrative Cost | 1 | 0 | 0 | 0 | 0 | 49406.1245 | 51224.3038 | 53462.1255 | 55736.4245 | 58503.3536 | 61404.9322 | 64581.2603 | 67755.4038 | 71414.9533 | 75332.3477 | 79157.1269 | 83055.0735 | 87026.4292 | 91728.1979 | 97094.1895 | 101922.1186 | 105939.9638 | 110005.7144 | 113805.0732 | 117587.1434 | 121273.5906 | 124927.4665 | 128526.993 | 132028.5835 | 135508.7226
ENS | Base | DLC | DLC-Thermostat-Electric Furnace | Residential | Residential LI | Program Administrative Cost | 1 | 0 | 0 | 0 | 0 | 33821.9521 | 34002.7554 | 34366.3886 | 34619.4462 | 34982.2893 | 35273.3512 | 35589.4419 | 35796.2196 | 36163.5112 | 36346.6048 | 36594.122 | 36812.1223 | 37011.7567 | 37481.243 | 37707.7823 | 38143.7332 | 38282.1605 | 38450.1542 | 38686.8801 | 38951.1725 | 39248.9926 | 39569.9323 | 39944.6957 | 40329.8038 | 40777.9469
ENS | Base | DLC | DLC-Thermostat-Electric Furnace | Residential | Residential Market Rate | Program Administrative Cost | 1 | 0 | 0 | 0 | 0 | 41379.8881 | 40924.4418 | 40648.4968 | 40127.0969 | 39564.2785 | 38812.5928 | 37978.5114 | 36953.9111 | 36029.6874 | 34654.9145 | 33451.0168 | 32184.0281 | 30857.8873 | 29726.5815 | 27874.9267 | 26654.3805 | 25272.4934 | 23943.8657 | 22854.8825 | 21797.8364 | 20891.7916 | 20036.7676 | 19280.3708 | 18627.0137 | 18098.3633
ENS | Base | C&I Curtailment | C&I Curtailment- Manual HVAC Control | Large Commercial | Offices | Program Administrative Cost | 1 | 0 | 0 | 0 | 0 | 3027.5336 | 2721.6924 | 2480.7711 | 2261.5963 | 2069.3763 | 1867.6642 | 1690.287 | 1518.079 | 1355.8905 | 1197.6685 | 1059.9796 | 925.3243 | 950.2994 | 948.9291 | 945.9827 | 937.881 | 953.4279 | 969.6343 | 986.5367 | 1004.2978 | 1021.9253 | 1039.5083 | 1057.4175 | 1072.0403 | 1090.2649
ENS | Base | C&I Curtailment | C&I Curtailment- Manual HVAC Control | Large Commercial | Services | Program Administrative Cost | 1 | 0 | 0 | 0 | 0 | 6549.478 | 5830.8626 | 5266.3708 | 4749.6906 | 4297.9895 | 3823.9612 | 3408.9433 | 3003.581 | 2634.188 | 2283.4433 | 1982.1554 | 1696.4147 | 1707.2313 | 1663.3354 | 1612.9747 | 1551.9186 | 1545.6135 | 1537.4811 | 1530.4715 | 1527.0463 | 1523.1648 | 1518.7032 | 1514.8333 | 1506.0872 | 1500.7895
ENS | Base | C&I Curtailment | C&I Curtailment- Auto-DR HVAC Control | Large Commercial | Offices | Program Administrative Cost | 1 | 0 | 0 | 0 | 0 | 1992.9866 | 2529.389 | 2935.3231 | 3314.0438 | 3661.3941 | 4021.9749 | 4364.7053 | 4704.5736 | 5024.509 | 5341.3344 | 5687.8716 | 6041.2887 | 6204.3471 | 6195.4005 | 6176.164 | 6123.2696 | 6224.7728 | 6330.5816 | 6440.9343 | 6556.8941 | 6671.9807 | 6786.7775 | 6903.7032 | 6999.1734 | 7118.1587
ENS | Base | C&I Curtailment | C&I Curtailment- Auto-DR HVAC Control | Large Commercial | Services | Program Administrative Cost | 1 | 0 | 0 | 0 | 0 | 4311.4375 | 5418.8784 | 6231.3285 | 6959.9878 | 7604.5297 | 8234.8187 | 8802.6669 | 9308.19 | 9761.4829 | 10183.6483 | 10636.2852 | 11075.61 | 11146.2301 | 10859.6409 | 10530.8446 | 10132.2191 | 10091.0541 | 10037.9594 | 9992.1949 | 9969.8322 | 9944.4906 | 9915.3615 | 9890.0957 | 9832.9938 | 9798.406
ENS | Base | C&I Curtailment | C&I Curtailment- Standard Lighting Control | Large Commercial | Offices | Program Administrative Cost | 1 | 0 | 0 | 0 | 0 | 521.0497 | 500.9808 | 482.8101 | 465.0081 | 449.9549 | 431.829 | 416.1993 | 398.8122 | 384.9757 | 371.0309 | 361.3263 | 350.2758 | 343.9213 | 321.6343 | 298.235 | 272.797 | 262.3822 | 251.0618 | 240.6322 | 231.4446 | 220.6923 | 211.0205 | 201.0416 | 189.8221 | 179.5741
ENS | Base | C&I Curtailment | C&I Curtailment- Standard Lighting Control | Large Commercial | Services | Program Administrative Cost | 1 | 0 | 0 | 0 | 0 | 3276.0328 | 3173.4894 | 3079.4476 | 2988.6275 | 2913.6723 | 2823.2016 | 2748.0538 | 2665.3827 | 2601.2604 | 2536.9897 | 2500.502 | 2457.8954 | 2446.6514 | 2334.6859 | 2216.5398 | 2084.5043 | 2045.5295 | 2002.7432 | 1965.2239 | 1934.4901 | 1895.2782 | 1861.9786 | 1827.2237 | 1783.5048 | 1747.9343
ENS | Base | C&I Curtailment | C&I Curtailment- Advanced Lighting Control | Large Commercial | Offices | Program Administrative Cost | 1 | 0 | 0 | 0 | 0 | 260.5248 | 250.4904 | 241.405 | 232.504 | 224.9774 | 215.9145 | 208.0997 | 199.4061 | 192.4879 | 185.5155 | 180.6632 | 175.1379 | 171.9607 | 160.8172 | 149.1175 | 136.3985 | 131.1911 | 125.5309 | 120.3161 | 115.7223 | 110.3462 | 105.5102 | 100.5208 | 94.911 | 89.787
ENS | Base | C&I Curtailment | C&I Curtailment- Advanced Lighting Control | Large Commercial | Services | Program Administrative Cost | 1 | 0 | 0 | 0 | 0 | 1638.0164 | 1586.7447 | 1539.7238 | 1494.3137 | 1456.8361 | 1411.6008 | 1374.0269 | 1332.6913 | 1300.6302 | 1268.4948 | 1250.251 | 1228.9477 | 1223.3257 | 1167.3429 | 1108.2699 | 1042.2522 | 1022.7647 | 1001.3716 | 982.612 | 967.2451 | 947.6391 | 930.9893 | 913.6119 | 891.7524 | 873.9671
ENS | Base | C&I Curtailment | C&I Curtailment- Water Heating Control | Large Commercial | Offices | Program Administrative Cost | 1 | 0 | 0 | 0 | 0 | 41.3218 | 41.8326 | 42.1885 | 42.654 | 43.2114 | 43.8634 | 44.6804 | 45.6716 | 46.6086 | 47.5844 | 48.9963 | 50.51 | 52.5594 | 53.2966 | 54.0178 | 54.4821 | 56.0137 | 57.6409 | 59.309 | 60.9846 | 62.657 | 64.3368 | 66.0345 | 67.5303 | 69.2846
ENS | Base | C&I Curtailment | C&I Curtailment- Water Heating Control | Large Commercial | Services | Program Administrative Cost | 1 | 0 | 0 | 0 | 0 | 458.9705 | 464.6432 | 468.5965 | 473.7673 | 479.9586 | 487.2006 | 496.2746 | 507.2841 | 517.6914 | 528.5297 | 544.2124 | 561.0249 | 583.7884 | 591.9762 | 599.9875 | 605.1444 | 622.156 | 640.2291 | 658.7576 | 677.3687 | 695.9448 | 714.6027 | 733.4595 | 750.0736 | 769.559
ENS | Base | C&I Curtailment | C&I Curtailment- Other | Large Commercial | Offices | Program Administrative Cost | 1 | 0 | 0 | 0 | 0 | 770.0055 | 770.9876 | 769.1792 | 768.9177 | 770.5455 | 772.8678 | 777.9079 | 783.673 | 788.865 | 794.2676 | 806.492 | 819.6858 | 840.8746 | 838.8329 | 834.7824 | 826.1644 | 838.609 | 851.8342 | 865.5182 | 879.6379 | 893.6197 | 907.3714 | 921.1717 | 931.7301 | 945.6012
ENS | Base | C&I Curtailment | C&I Curtailment- Other | Large Commercial | Services | Program Administrative Cost | 1 | 0 | 0 | 0 | 0 | 5092.7867 | 5113.2015 | 5115.0066 | 5127.8508 | 5152.9021 | 5184.289 | 5234.2316 | 5293.0821 | 5347.4298 | 5404.0056 | 5507.8298 | 5619.5761 | 5787.4442 | 5799.6728 | 5801.408 | 5772.5731 | 5881.131 | 5996.4827 | 6115.3662 | 6236.6474 | 6357.1458 | 6476.7209 | 6597.0828 | 6695.1536 | 6817.5879
ENS | Base | C&I Curtailment | C&I Curtailment- Manual HVAC Control | Large Industrial | Miscellaneous | Program Administrative Cost | 1 | 0 | 0 | 0 | 0 | 917.5754 | 849.7903 | 805.665 | 757.1114 | 707.4886 | 650.7345 | 597.0904 | 542.4488 | 490.3986 | 438.6281 | 392.9737 | 347.2969 | 358.6584 | 368.0918 | 377.4867 | 406.2794 | 440.7858 | 455.4318 | 470.7969 | 487.1078 | 504.0227 | 521.4169 | 539.6115 | 585.9307 | 606.5415
ENS | Base | C&I Curtailment | C&I Curtailment- Manual HVAC Control | Large Industrial | Offices | Program Administrative Cost | 1 | 0 | 0 | 0 | 0 | 520.7281 | 489.3097 | 470.3747 | 447.9151 | 423.5736 | 394.9825 | 367.5711 | 339.5311 | 311.7756 | 283.3056 | 257.9528 | 231.6552 | 242.8793 | 253.3586 | 264.4453 | 277.4602 | 290.0014 | 303.4271 | 317.3563 | 331.7472 | 346.5021 | 361.625 | 377.3419 | 392.3449 | 409.2471
ENS | Base | C&I Curtailment | C&I Curtailment- Manual HVAC Control | Large Industrial | Retail Trade | Program Administrative Cost | 1 | 0 | 0 | 0 | 0 | 1589.9055 | 1477.2803 | 1405.73 | 1322.0837 | 1234.0672 | 1131.3365 | 1034.1901 | 933.7526 | 838.1625 | 744.0161 | 661.3369 | 579.5867 | 592.7231 | 599.6554 | 604.7877 | 611.183 | 623.797 | 636.1052 | 648.9863 | 663.4672 | 678.0645 | 692.7136 | 707.9496 | 721.181 | 736.3268
ENS | Base | C&I Curtailment | C&I Curtailment- Manual HVAC Control | Large Industrial | Services | Program Administrative Cost | 1 | 0 | 0 | 0 | 0 | 471.8205 | 438.3978 | 417.1645 | 392.3416 | 366.2219 | 335.7355 | 306.9063 | 277.1005 | 248.7332 | 220.7943 | 196.2584 | 171.9982 | 175.8966 | 177.9538 | 179.4768 | 181.3747 | 185.118 | 188.7706 | 192.5932 | 196.8906 | 201.2225 | 205.5697 | 210.0912 | 214.0177 | 218.5124
ENS | Base | C&I Curtailment | C&I Curtailment- Auto-DR HVAC Control | Large Industrial | Miscellaneous | Program Administrative Cost | 1 | 0 | 0 | 0 | 0 | 604.0281 | 789.7477 | 953.2871 | 1109.4377 | 1251.7755 | 1401.3429 | 1541.8232 | 1681.0656 | 1817.2649 | 1956.1834 | 2108.7044 | 2267.4441 | 2341.621 | 2403.2102 | 2464.5479 | 2652.5309 | 2877.8175 | 2973.4385 | 3073.7546 | 3180.2459 | 3290.6809 | 3404.2447 | 3523.0342 | 3825.4445 | 3960.0091
ENS | Base | C&I Curtailment | C&I Curtailment- Auto-DR HVAC Control | Large Industrial | Offices | Program Administrative Cost | 1 | 0 | 0 | 0 | 0 | 342.7886 | 454.7371 | 556.5615 | 656.3551 | 749.4383 | 850.5865 | 949.1521 | 1052.2174 | 1155.3437 | 1263.4796 | 1384.18 | 1512.4386 | 1585.7185 | 1654.1362 | 1726.5197 | 1811.4919 | 1893.3713 | 1981.0254 | 2071.9666 | 2165.9227 | 2262.2544 | 2360.9894 | 2463.6028 | 2561.5545 | 2671.9066
ENS | Base | C&I Curtailment | C&I Curtailment- Auto-DR HVAC Control | Large Industrial | Retail Trade | Program Administrative Cost | 1 | 0 | 0 | 0 | 0 | 1046.6145 | 1372.9019 | 1663.3021 | 1937.3233 | 2183.4628 | 2436.3089 | 2670.514 | 2893.7282 | 3105.9699 | 3318.146 | 3548.747 | 3784.0257 | 3869.791 | 3915.0507 | 3948.5585 | 3990.3126 | 4072.667 | 4153.0253 | 4237.124 | 4331.6676 | 4426.9706 | 4522.6125 | 4622.0857 | 4708.4712 | 4807.3553
ENS | Base | C&I Curtailment | C&I Curtailment- Auto-DR HVAC Control | Large Industrial | Services | Program Administrative Cost | 1 | 0 | 0 | 0 | 0 | 310.5934 | 407.4225 | 493.6016 | 574.9202 | 647.9646 | 722.9992 | 792.5019 | 858.743 | 921.7278 | 984.6932 | 1053.1264 | 1122.9477 | 1148.3994 | 1161.8307 | 1171.7745 | 1184.1654 | 1208.6049 | 1232.452 | 1257.4092 | 1285.466 | 1313.7481 | 1342.1308 | 1371.6505 | 1397.2862 | 1426.6311
ENS | Base | C&I Curtailment | C&I Curtailment- Standard Lighting Control | Large Industrial | Miscellaneous | Program Administrative Cost | 1 | 0 | 0 | 0 | 0 | 476.2114 | 481.8946 | 492.4067 | 500.3187 | 506.3524 | 510.8224 | 515.0455 | 518.8941 | 525.3271 | 532.2629 | 544.4356 | 556.4427 | 572.1064 | 582.8768 | 593.9576 | 608.4886 | 623.0826 | 638.7206 | 655.2688 | 672.563 | 688.952 | 706.5391 | 724.3614 | 741.672 | 760.613
ENS | Base | C&I Curtailment | C&I Curtailment- Standard Lighting Control | Large Industrial | Offices | Program Administrative Cost | 1 | 0 | 0 | 0 | 0 | 90.4674 | 91.862 | 94.1592 | 95.7259 | 96.7654 | 97.4806 | 97.9518 | 98.2081 | 99.3651 | 100.6213 | 103.0299 | 105.3114 | 108.1812 | 109.8549 | 111.571 | 114.0118 | 116.3345 | 118.7633 | 121.1724 | 123.4769 | 125.2203 | 127.0021 | 128.686 | 129.7615 | 131.3457
ENS | Base | C&I Curtailment | C&I Curtailment- Standard Lighting Control | Large Industrial | Retail Trade | Program Administrative Cost | 1 | 0 | 0 | 0 | 0 | 795.2668 | 804.0206 | 821.9839 | 831.8891 | 836.5928 | 835.2572 | 833.6924 | 828.6136 | 827.6854 | 826.6293 | 834.2808 | 839.7496 | 849.4378 | 841.6865 | 831.0955 | 820.9281 | 825.559 | 828.599 | 833.3402 | 840.4924 | 843.7175 | 849.289 | 853.9437 | 854.0208 | 857.5825
ENS | Base | C&I Curtailment | C&I Curtailment- Standard Lighting Control | Large Industrial | Services | Program Administrative Cost | 1 | 0 | 0 | 0 | 0 | 236.0034 | 238.6012 | 243.932 | 246.8714 | 248.2673 | 247.871 | 247.4066 | 245.8994 | 245.624 | 245.3106 | 247.5812 | 249.2042 | 252.0792 | 249.779 | 246.6359 | 243.6187 | 244.9929 | 245.8951 | 247.3021 | 249.4246 | 250.3817 | 252.0351 | 253.4164 | 253.4393 | 254.4962
ENS | Base | C&I Curtailment | C&I Curtailment- Advanced Lighting Control | Large Industrial | Miscellaneous | Program Administrative Cost | 1 | 0 | 0 | 0 | 0 | 238.1057 | 240.9473 | 246.2033 | 250.1593 | 253.1762 | 255.4112 | 257.5228 | 259.4471 | 262.6635 | 266.1314 | 272.2178 | 278.2214 | 286.0532 | 291.4384 | 296.9788 | 304.2443 | 311.5413 | 319.3603 | 327.6344 | 336.2815 | 344.476 | 353.2695 | 362.1807 | 370.836 | 380.3065
ENS | Base | C&I Curtailment | C&I Curtailment- Advanced Lighting Control | Large Industrial | Offices | Program Administrative Cost | 1 | 0 | 0 | 0 | 0 | 45.2337 | 45.931 | 47.0796 | 47.863 | 48.3827 | 48.7403 | 48.9759 | 49.1041 | 49.6825 | 50.3107 | 51.5149 | 52.6557 | 54.0906 | 54.9275 | 55.7855 | 57.0059 | 58.1673 | 59.3817 | 60.5862 | 61.7384 | 62.6101 | 63.501 | 64.343 | 64.8807 | 65.6729
ENS | Base | C&I Curtailment | C&I Curtailment- Advanced Lighting Control | Large Industrial | Retail Trade | Program Administrative Cost | 1 | 0 | 0 | 0 | 0 | 397.6334 | 402.0103 | 410.9919 | 415.9445 | 418.2964 | 417.6286 | 416.8462 | 414.3068 | 413.8427 | 413.3146 | 417.1404 | 419.8748 | 424.7189 | 420.8433 | 415.5477 | 410.4641 | 412.7795 | 414.2995 | 416.6701 | 420.2462 | 421.8588 | 424.6445 | 426.9718 | 427.0104 | 428.7912
ENS | Base | C&I Curtailment | C&I Curtailment- Advanced Lighting Control | Large Industrial | Services | Program Administrative Cost | 1 | 0 | 0 | 0 | 0 | 118.0017 | 119.3006 | 121.966 | 123.4357 | 124.1337 | 123.9355 | 123.7033 | 122.9497 | 122.812 | 122.6553 | 123.7906 | 124.6021 | 126.0396 | 124.8895 | 123.318 | 121.8093 | 122.4965 | 122.9475 | 123.651 | 124.7123 | 125.1908 | 126.0175 | 126.7082 | 126.7196 | 127.2481
ENS | Base | C&I Curtailment | C&I Curtailment- Water Heating Control | Large Industrial | Miscellaneous | Program Administrative Cost | 1 | 0 | 0 | 0 | 0 | 25.0767 | 25.8137 | 26.7551 | 27.6792 | 28.5567 | 29.4846 | 30.4601 | 31.5435 | 32.6352 | 33.7873 | 35.1124 | 36.5294 | 38.1806 | 39.9353 | 41.797 | 43.9224 | 45.7973 | 47.8332 | 49.9411 | 52.0792 | 54.2734 | 56.5231 | 58.8507 | 61.201 | 63.6903
ENS | Base | C&I Curtailment | C&I Curtailment- Water Heating Control | Large Industrial | Offices | Program Administrative Cost | 1 | 0 | 0 | 0 | 0 | 7.0462 | 7.375 | 7.7772 | 8.1385 | 8.4523 | 8.7734 | 9.0986 | 9.4495 | 9.8209 | 10.2147 | 10.7141 | 11.2506 | 11.833 | 12.391 | 12.9737 | 13.6527 | 14.3055 | 15.0045 | 15.7278 | 16.4578 | 17.2088 | 17.9762 | 18.7733 | 19.522 | 20.366
ENS | Base | C&I Curtailment | C&I Curtailment- Water Heating Control | Large Industrial | Retail Trade | Program Administrative Cost | 1 | 0 | 0 | 0 | 0 | 111.4165 | 117.7198 | 125.0805 | 131.8739 | 137.8089 | 144.1405 | 150.5576 | 157.7044 | 164.7223 | 172.2112 | 181.5739 | 191.6764 | 202.6819 | 213.4156 | 224.9664 | 238.3205 | 251.0971 | 264.8833 | 279.3418 | 294.3015 | 309.8125 | 325.9458 | 342.7786 | 359.1683 | 377.5658
ENS | Base | C&I Curtailment | C&I Curtailment- Water Heating Control | Large Industrial | Services | Program Administrative Cost | 1 | 0 | 0 | 0 | 0 | 33.064 | 34.9345 | 37.1189 | 39.1349 | 40.8962 | 42.7752 | 44.6795 | 46.8004 | 48.883 | 51.1054 | 53.8839 | 56.8819 | 60.1479 | 63.3332 | 66.761 | 70.724 | 74.5156 | 78.6068 | 82.8975 | 87.3369 | 91.94 | 96.7277 | 101.723 | 106.5868 | 112.0465
ENS | Base | C&I Curtailment | C&I Curtailment- Other | Large Industrial | Miscellaneous | Program Administrative Cost | 1 | 0 | 0 | 0 | 0 | 535.9527 | 554.8079 | 577.8295 | 599.0187 | 617.6799 | 637.2901 | 657.2172 | 678.7313 | 699.8363 | 722.1572 | 749.9109 | 779.5914 | 813.1203 | 845.7743 | 879.884 | 920.3614 | 957.4704 | 997.8478 | 1039.8694 | 1083.1425 | 1127.7778 | 1173.7492 | 1221.3987 | 1269.799 | 1321.2288
ENS | Base | C&I Curtailment | C&I Curtailment- Other | Large Industrial | Offices | Program Administrative Cost | 1 | 0 | 0 | 0 | 0 | 132.9518 | 139.7183 | 147.6359 | 154.8015 | 160.9718 | 167.4891 | 174.0455 | 181.1272 | 188.1141 | 195.5564 | 205.0494 | 215.2438 | 226.3261 | 236.8413 | 248.0395 | 261.0983 | 273.66 | 287.1958 | 301.3177 | 315.9069 | 330.9417 | 346.4758 | 362.6276 | 378.1775 | 395.7154
ENS | Base | C&I Curtailment | C&I Curtailment- Other | Large Industrial | Retail Trade | Program Administrative Cost | 1 | 0 | 0 | 0 | 0 | 1236.2893 | 1295.457 | 1365.327 | 1427.3452 | 1479.5353 | 1533.7957 | 1587.9379 | 1645.5123 | 1701.4788 | 1760.7913 | 1837.6617 | 1919.9502 | 2009.3071 | 2090.8623 | 2175.248 | 2273.3787 | 2373.5765 | 2480.9369 | 2593.1804 | 2709.6829 | 2829.9989 | 2954.1735 | 3083.113 | 3205.9349 | 3344.8877
ENS | Base | C&I Curtailment | C&I Curtailment- Other | Large Industrial | Services | Program Administrative Cost | 1 | 0 | 0 | 0 | 0 | 366.8813 | 384.4399 | 405.1745 | 423.579 | 439.067 | 455.1693 | 471.2366 | 488.3223 | 504.9309 | 522.5325 | 545.3446 | 569.7646 | 596.2821 | 620.4844 | 645.5267 | 674.648 | 704.3827 | 736.243 | 769.5524 | 804.1257 | 839.8307 | 876.6807 | 914.9448 | 951.3934 | 992.6291
ENS | Base | C&I Curtailment | C&I Curtailment- Industrial | Large Industrial | Manufacturing | Program Administrative Cost | 1 | 0 | 0 | 0 | 0 | 22890.4534 | 23193.448 | 23645.2499 | 24030.6113 | 24348.2093 | 24642.7346 | 24902.3362 | 25164.523 | 25464.1612 | 25774.3638 | 26260.1452 | 26767.6774 | 27451.4918 | 28114.1632 | 28781.376 | 29478.0118 | 30073.2429 | 30699.5892 | 31329.9133 | 31965.2079 | 32646.2696 | 33343.0937 | 34052.0885 | 34651.0511 | 35388.3961
ENS | Base | C&I Curtailment | C&I Curtailment- Manual HVAC Control | Interruptible Rider | Miscellaneous | Program Administrative Cost | 1 | 0 | 0 | 0 | 0 | 34080.7359 | 30536.7219 | 27993.9673 | 25721.2106 | 23742.257 | 21641.699 | 19753.6081 | 17902.1595 | 16137.6507 | 14386.3318 | 12692.936 | 11037.5995 | 11282.7623 | 11638.5432 | 12012.9133 | 12413.7423 | 12721.8584 | 13049.5094 | 13381.2107 | 13714.2512 | 14053.1718 | 14396.0125 | 14746.069 | 15139.7178 | 15505.0206
ENS | Base | C&I Curtailment | C&I Curtailment- Manual HVAC Control | Interruptible Rider | Retail Trade | Program Administrative Cost | 1 | 0 | 0 | 0 | 0 | 1000.7029 | 890.9983 | 811.7889 | 740.5096 | 678.0936 | 612.5939 | 553.4166 | 495.4236 | 441.6559 | 389.3378 | 339.3793 | 291.514 | 294.2398 | 299.9648 | 305.7546 | 310.5437 | 314.8789 | 319.3951 | 323.8092 | 328.293 | 333.025 | 337.8109 | 342.7622 | 346.551 | 351.5256
ENS | Base | C&I Curtailment | C&I Curtailment- Auto-DR HVAC Control | Interruptible Rider | Miscellaneous | Program Administrative Cost | 1 | 0 | 0 | 0 | 0 | 22434.9123 | 28379.1257 | 33123.3052 | 37690.7316 | 42007.7104 | 46604.9358 | 51008.308 | 55479.3429 | 59801.1224 | 64159.8337 | 68110.5454 | 72062.6569 | 73663.2843 | 75986.1183 | 78430.3186 | 81047.2649 | 83058.904 | 85198.0832 | 87363.7056 | 89538.072 | 91750.8281 | 93989.1781 | 96274.6393 | 98844.7068 | 101229.7087
ENS | Base | C&I Curtailment | C&I Curtailment- Auto-DR HVAC Control | Interruptible Rider | Retail Trade | Program Administrative Cost | 1 | 0 | 0 | 0 | 0 | 658.7499 | 828.0441 | 960.533 | 1085.1102 | 1199.7662 | 1319.2078 | 1429.0476 | 1535.3329 | 1636.6395 | 1736.3599 | 1821.1158 | 1903.2468 | 1921.043 | 1958.4206 | 1996.2214 | 2027.4881 | 2055.7923 | 2085.2775 | 2114.0964 | 2143.3704 | 2174.265 | 2205.5111 | 2237.8376 | 2262.5743 | 2295.0521
ENS | Base | C&I Curtailment | C&I Curtailment- Standard Lighting Control | Interruptible Rider | Miscellaneous | Program Administrative Cost | 1 | 0 | 0 | 0 | 0 | 7190.2874 | 7005.3295 | 6883.1846 | 6778.5017 | 6700.496 | 6620.3421 | 6544.7865 | 6470.466 | 6434.0302 | 6398.1973 | 6339.4355 | 6266.1575 | 6260.9475 | 6312.7812 | 6371.568 | 6410.117 | 6434.5468 | 6463.8358 | 6493.2714 | 6522.0459 | 6546.0659 | 6582.8184 | 6615.9698 | 6623.1552 | 6657.6643
ENS | Base | C&I Curtailment | C&I Curtailment- Standard Lighting Control | Interruptible Rider | Retail Trade | Program Administrative Cost | 1 | 0 | 0 | 0 | 0 | 505.0312 | 494.587 | 488.3469 | 483.4316 | 480.3439 | 477.3314 | 474.85 | 472.7345 | 472.796 | 472.9811 | 471.4231 | 469.0856 | 471.6396 | 478.607 | 486.2517 | 492.5566 | 497.6272 | 503.2387 | 508.9396 | 514.6062 | 519.9784 | 526.1738 | 532.2232 | 536.3318 | 542.6347
ENS | Base | C&I Curtailment | C&I Curtailment- Advanced Lighting Control | Interruptible Rider | Miscellaneous | Program Administrative Cost | 1 | 0 | 0 | 0 | 0 | 3595.1437 | 3502.6648 | 3441.5923 | 3389.2509 | 3350.248 | 3310.1711 | 3272.3933 | 3235.233 | 3217.0151 | 3199.0986 | 3169.7177 | 3133.0788 | 3130.4737 | 3156.3906 | 3185.784 | 3205.0585 | 3217.2734 | 3231.9179 | 3246.6357 | 3261.023 | 3273.0329 | 3291.4092 | 3307.9849 | 3311.5776 | 3328.8321
ENS | Base | C&I Curtailment | C&I Curtailment- Advanced Lighting Control | Interruptible Rider | Retail Trade | Program Administrative Cost | 1 | 0 | 0 | 0 | 0 | 252.5156 | 247.2935 | 244.1734 | 241.7158 | 240.172 | 238.6657 | 237.425 | 236.3673 | 236.398 | 236.4905 | 235.7115 | 234.5428 | 235.8198 | 239.3035 | 243.1258 | 246.2783 | 248.8136 | 251.6193 | 254.4698 | 257.3031 | 259.9892 | 263.0869 | 266.1116 | 268.1659 | 271.3174
ENS | Base | C&I Curtailment | C&I Curtailment- Water Heating Control | Interruptible Rider | Miscellaneous | Program Administrative Cost | 1 | 0 | 0 | 0 | 0 | 538.9499 | 539.2757 | 543.4537 | 549.746 | 558.0061 | 567.0919 | 577.6304 | 589.6119 | 602.1362 | 615.0408 | 625.8209 | 637.0581 | 654.0423 | 677.8006 | 702.4074 | 725.4212 | 745.9883 | 767.8391 | 789.9493 | 811.6179 | 833.6861 | 855.949 | 878.5255 | 898.0922 | 921.0784
ENS | Base | C&I Curtailment | C&I Curtailment- Water Heating Control | Interruptible Rider | Retail Trade | Program Administrative Cost | 1 | 0 | 0 | 0 | 0 | 69.7291 | 69.9909 | 70.705 | 71.7146 | 72.9861 | 74.3851 | 76.0038 | 77.8515 | 79.6989 | 81.6111 | 83.2707 | 85.0036 | 87.523 | 90.9139 | 94.4857 | 97.8681 | 100.8713 | 104.0727 | 107.3298 | 110.5586 | 113.8235 | 117.122 | 120.4721 | 123.4471 | 126.9075
ENS | Base | C&I Curtailment | C&I Curtailment- Other | Interruptible Rider | Miscellaneous | Program Administrative Cost | 1 | 0 | 0 | 0 | 0 | 9774.8823 | 9781.7862 | 9842.7447 | 9945.5412 | 10086.6417 | 10244.4296 | 10432.5975 | 10652.0591 | 10865.6006 | 11087.2041 | 11267.4822 | 11453.2715 | 11743.0105 | 12148.5237 | 12577.1501 | 12977.5578 | 13327.1545 | 13702.0909 | 14082.872 | 14459.8294 | 14838.983 | 15220.5289 | 15608.5654 | 15949.0949 | 16351.4594
ENS | Base | C&I Curtailment | C&I Curtailment- Other | Interruptible Rider | Retail Trade | Program Administrative Cost | 1 | 0 | 0 | 0 | 0 | 778.4975 | 780.3167 | 786.5071 | 796.0804 | 808.6906 | 822.7209 | 839.2761 | 858.471 | 877.1066 | 896.4563 | 912.6532 | 929.418 | 954.7032 | 989.3844 | 1026.172 | 1060.8046 | 1091.1753 | 1123.7079 | 1156.8114 | 1189.6902 | 1222.7498 | 1256.0698 | 1289.958 | 1319.9946 | 1355.2077
ENS | Base | C&I Curtailment | C&I Curtailment- Industrial | Interruptible Rider | Manufacturing | Program Administrative Cost | 1 | 0 | 0 | 0 | 0 | 20004.433 | 19694.9247 | 19499.5524 | 19378.4663 | 19341.0111 | 19288.2996 | 19255.2808 | 19220.9424 | 19227.439 | 19230.3369 | 19209.0911 | 19183.9055 | 19361.9679 | 19677.1128 | 19987.401 | 20197.8839 | 20327.4153 | 20467.0295 | 20598.6238 | 20722.9259 | 20867.1776 | 21011.4015 | 21153.1252 | 21217.3843 | 21357.1968
ENS | Base | Dynamic Pricing | Dynamic Pricing with enabling tech. | Small Commercial | Manufacturing | Program Administrative Cost | 1 | 0 | 0 | 0 | 0 | 0 | 308.7333 | 311.2094 | 312.0715 | 312.8268 | 312.4656 | 310.228 | 306.9304 | 305.0022 | 301.935 | 299.5403 | 296.864 | 294.704 | 290.0717 | 284.5594 | 277.801 | 274.2219 | 270.2817 | 266.3025 | 262.813 | 259.6712 | 256.359 | 253.1528 | 249.6314 | 246.2466
ENS | Base | Dynamic Pricing | Dynamic Pricing with enabling tech. | Small Commercial | Miscellaneous | Program Administrative Cost | 1 | 0 | 0 | 0 | 0 | 0 | 2944.2078 | 3003.904 | 3050.4632 | 3092.5093 | 3126.7555 | 3148.8725 | 3163.0011 | 3185.1628 | 3198.6243 | 3213.443 | 3226.5363 | 3240.6207 | 3229.0678 | 3209.3742 | 3198.3178 | 3238.0954 | 3246.3533 | 3254.5432 | 3267.9943 | 3280.5601 | 3289.9409 | 3300.4659 | 3330.8036 | 3338.4229
ENS | Base | Dynamic Pricing | Dynamic Pricing with enabling tech. | Small Commercial | Offices | Program Administrative Cost | 1 | 0 | 0 | 0 | 0 | 0 | 2358.8231 | 2407.9028 | 2445.6231 | 2480.8309 | 2512.1151 | 2532.7562 | 2547.0375 | 2567.2443 | 2580.0442 | 2593.7116 | 2606.0554 | 2618.7822 | 2607.672 | 2589.3306 | 2563.0422 | 2571.6341 | 2577.7468 | 2583.4312 | 2593.2277 | 2601.6157 | 2606.9683 | 2612.9768 | 2615.5475 | 2618.5475
ENS | Base | Dynamic Pricing | Dynamic Pricing with enabling tech. | Small Commercial | Retail Trade | Program Administrative Cost | 1 | 0 | 0 | 0 | 0 | 0 | 5498.9246 | 5599.0724 | 5670.0946 | 5734.8725 | 5785.8665 | 5812.3975 | 5819.7849 | 5839.8437 | 5841.8055 | 5845.0649 | 5844.4194 | 5844.6368 | 5784.9319 | 5705.592 | 5606.1592 | 5601.5072 | 5589.9313 | 5579.4199 | 5580.7919 | 5580.0162 | 5574.064 | 5569.9311 | 5558.4198 | 5547.9109
ENS | Base | Dynamic Pricing | Dynamic Pricing with enabling tech. | Small Commercial | Services | Program Administrative Cost | 1 | 0 | 0 | 0 | 0 | 0 | 6620.9517 | 6741.4169 | 6826.6285 | 6904.7396 | 6965.4605 | 6996.6765 | 7004.7397 | 7028.3421 | 7029.8293 | 7032.7608 | 7030.9808 | 7030.221 | 6957.7817 | 6861.8586 | 6741.8175 | 6735.4469 | 6720.6676 | 6707.2735 | 6708.243 | 6706.6566 | 6698.8455 | 6693.2186 | 6678.731 | 6665.4564
ENS | Base | Dynamic Pricing | Dynamic Pricing w/o enabling tech. | Small Commercial | Manufacturing | Program Administrative Cost | 1 | 0 | 0 | 0 | 0 | 0 | 18.2346 | 18.3808 | 18.4317 | 18.4763 | 18.455 | 18.3228 | 18.1281 | 18.0142 | 17.833 | 17.6916 | 17.5335 | 17.406 | 17.1324 | 16.8068 | 16.4076 | 16.1962 | 15.9635 | 15.7285 | 15.5224 | 15.3368 | 15.1412 | 14.9518 | 14.7439 | 14.5439
ENS | Base | Dynamic Pricing | Dynamic Pricing w/o enabling tech. | Small Commercial | Miscellaneous | Program Administrative Cost | 1 | 0 | 0 | 0 | 0 | 0 | 173.8923 | 177.4181 | 180.168 | 182.6513 | 184.674 | 185.9803 | 186.8148 | 188.1237 | 188.9187 | 189.794 | 190.5673 | 191.3992 | 190.7168 | 189.5537 | 188.9006 | 191.25 | 191.7377 | 192.2215 | 193.0159 | 193.7581 | 194.3121 | 194.9338 | 196.7256 | 197.1756
ENS | Base | Dynamic Pricing | Dynamic Pricing w/o enabling tech. | Small Commercial | Offices | Program Administrative Cost | 1 | 0 | 0 | 0 | 0 | 0 | 139.318 | 142.2168 | 144.4446 | 146.5241 | 148.3718 | 149.5909 | 150.4344 | 151.6279 | 152.3839 | 153.1911 | 153.9201 | 154.6718 | 154.0156 | 152.9323 | 151.3797 | 151.8871 | 152.2482 | 152.5839 | 153.1625 | 153.6579 | 153.9741 | 154.3289 | 154.4808 | 154.658
ENS | Base | Dynamic Pricing | Dynamic Pricing w/o enabling tech. | Small Commercial | Retail Trade | Program Administrative Cost | 1 | 0 | 0 | 0 | 0 | 0 | 324.7802 | 330.6952 | 334.89 | 338.7159 | 341.7277 | 343.2947 | 343.731 | 344.9158 | 345.0316 | 345.2241 | 345.186 | 345.1989 | 341.6725 | 336.9865 | 331.1138 | 330.839 | 330.1553 | 329.5345 | 329.6155 | 329.5697 | 329.2182 | 328.9741 | 328.2942 | 327.6735
ENS | Base | Dynamic Pricing | Dynamic Pricing w/o enabling tech. | Small Commercial | Services | Program Administrative Cost | 1 | 0 | 0 | 0 | 0 | 0 | 391.05 | 398.1649 | 403.1977 | 407.8112 | 411.3975 | 413.2412 | 413.7174 | 415.1115 | 415.1993 | 415.3724 | 415.2673 | 415.2224 | 410.944 | 405.2785 | 398.1886 | 397.8123 | 396.9394 | 396.1483 | 396.2056 | 396.1119 | 395.6506 | 395.3182 | 394.4626 | 393.6785
ENS | Base | Dynamic Pricing | Dynamic Pricing with enabling tech. | Large Commercial | Offices | Program Administrative Cost | 1 | 0 | 0 | 0 | 0 | 0 | 469.9382 | 461.5165 | 443.7821 | 432.3453 | 426.0015 | 424.885 | 422.8025 | 426.3403 | 429.1199 | 432.6275 | 436.1863 | 439.9051 | 438.6243 | 435.7514 | 431.2278 | 433.7642 | 436.0528 | 437.9609 | 440.3175 | 442.5182 | 444.3017 | 446.2363 | 447.5907 | 449.0199
ENS | Base | Dynamic Pricing | Dynamic Pricing with enabling tech. | Large Commercial | Services | Program Administrative Cost | 1 | 0 | 0 | 0 | 0 | 0 | 2979.7007 | 2975.8951 | 2916.3594 | 2859.2368 | 2814.433 | 2804.2745 | 2787.2821 | 2807.7044 | 2823.029 | 2843.162 | 2863.4114 | 2884.7672 | 2872.52 | 2849.5255 | 2815.5919 | 2829.2221 | 2841.082 | 2850.5554 | 2863.1505 | 2874.6468 | 2883.5229 | 2893.3771 | 2899.4062 | 2905.948
ENS | Base | Dynamic Pricing | Dynamic Pricing w/o enabling tech. | Large Commercial | Offices | Program Administrative Cost | 1 | 0 | 0 | 0 | 0 | 0 | 178.0818 | 174.8905 | 168.1701 | 163.8361 | 161.4322 | 161.009 | 160.2199 | 161.5605 | 162.6139 | 163.943 | 165.2916 | 166.7009 | 166.2155 | 165.1268 | 163.4127 | 164.3738 | 165.2411 | 165.9641 | 166.8571 | 167.6911 | 168.3669 | 169.1001 | 169.6133 | 170.1549
ENS | Base | Dynamic Pricing | Dynamic Pricing w/o enabling tech. | Large Commercial | Services | Program Administrative Cost | 1 | 0 | 0 | 0 | 0 | 0 | 1129.1497 | 1127.7076 | 1105.1467 | 1083.5003 | 1066.522 | 1062.6725 | 1056.2332 | 1063.9722 | 1069.7794 | 1077.4087 | 1085.0822 | 1093.175 | 1088.5339 | 1079.8202 | 1066.9611 | 1072.1263 | 1076.6205 | 1080.2105 | 1084.9833 | 1089.3398 | 1092.7034 | 1096.4376 | 1098.7224 | 1101.2013
ENS | Base | Dynamic Pricing | Dynamic Pricing with enabling tech. | Small Industrial | Manufacturing | Program Administrative Cost | 1 | 0 | 0 | 0 | 0 | 0 | 421.7716 | 432.7791 | 441.6441 | 451.4652 | 457.3577 | 463.3332 | 465.9924 | 474.5241 | 481.0815 | 488.671 | 495.7149 | 503.4445 | 517.2506 | 530.2126 | 541.5476 | 545.0627 | 548.3344 | 550.4353 | 552.4354 | 555.0754 | 557.263 | 559.5876 | 561.1109 | 562.8258
ENS | Base | Dynamic Pricing | Dynamic Pricing with enabling tech. | Small Industrial | Miscellaneous | Program Administrative Cost | 1 | 0 | 0 | 0 | 0 | 0 | 528.2103 | 547.9737 | 565.417 | 584.0971 | 598.8308 | 614.5959 | 627.1944 | 647.0056 | 664.8373 | 683.1768 | 701.3472 | 719.8925 | 748.6227 | 777.4951 | 819.5968 | 840.8001 | 859.2533 | 876.4434 | 893.6257 | 911.1729 | 928.1569 | 945.7213 | 983.8044 | 1001.6452
ENS | Base | Dynamic Pricing | Dynamic Pricing with enabling tech. | Small Industrial | Offices | Program Administrative Cost | 1 | 0 | 0 | 0 | 0 | 0 | 31.5995 | 32.8934 | 34.0528 | 35.2835 | 36.2957 | 37.383 | 38.2976 | 39.6385 | 40.8697 | 42.1125 | 43.3541 | 44.6075 | 46.524 | 48.4712 | 50.4161 | 51.6708 | 52.9627 | 54.1768 | 55.3895 | 56.6155 | 57.8058 | 59.0344 | 60.2088 | 61.4172
ENS | Base | Dynamic Pricing | Dynamic Pricing with enabling tech. | Small Industrial | Retail Trade | Program Administrative Cost | 1 | 0 | 0 | 0 | 0 | 0 | 88.7064 | 92.2968 | 95.501 | 98.8958 | 101.6801 | 104.6635 | 107.1683 | 110.8636 | 114.2481 | 117.6459 | 121.0297 | 124.4417 | 129.7312 | 135.1032 | 140.4607 | 143.8971 | 147.4341 | 150.7546 | 154.0698 | 157.432 | 160.7041 | 164.0834 | 167.3106 | 170.6336
ENS | Base | Dynamic Pricing | Dynamic Pricing with enabling tech. | Small Industrial | Services | Program Administrative Cost | 1 | 0 | 0 | 0 | 0 | 0 | 110.5824 | 115.0581 | 119.0525 | 123.2845 | 126.7555 | 130.4746 | 133.5971 | 138.2037 | 142.4228 | 146.6586 | 150.8768 | 155.1303 | 161.7242 | 168.4211 | 175.0997 | 179.3836 | 183.7929 | 187.9323 | 192.065 | 196.2563 | 200.3353 | 204.5481 | 208.5711 | 212.7136
ENS | Base | Dynamic Pricing | Dynamic Pricing w/o enabling tech. | Small Industrial | Manufacturing | Program Administrative Cost | 1 | 0 | 0 | 0 | 0 | 0 | 24.9109 | 25.561 | 26.0846 | 26.6647 | 27.0127 | 27.3656 | 27.5227 | 28.0266 | 28.4139 | 28.8621 | 29.2782 | 29.7347 | 30.5501 | 31.3157 | 31.9852 | 32.1928 | 32.386 | 32.5101 | 32.6282 | 32.7841 | 32.9133 | 33.0506 | 33.1406 | 33.2419
ENS | Base | Dynamic Pricing | Dynamic Pricing w/o enabling tech. | Small Industrial | Miscellaneous | Program Administrative Cost | 1 | 0 | 0 | 0 | 0 | 0 | 31.1974 | 32.3647 | 33.3949 | 34.4982 | 35.3684 | 36.2996 | 37.0437 | 38.2138 | 39.267 | 40.3501 | 41.4233 | 42.5187 | 44.2155 | 45.9208 | 48.4074 | 49.6598 | 50.7496 | 51.7649 | 52.7798 | 53.8162 | 54.8193 | 55.8567 | 58.1059 | 59.1597
ENS | Base | Dynamic Pricing | Dynamic Pricing w/o enabling tech. | Small Industrial | Offices | Program Administrative Cost | 1 | 0 | 0 | 0 | 0 | 0 | 1.8663 | 1.9428 | 2.0112 | 2.0839 | 2.1437 | 2.2079 | 2.262 | 2.3412 | 2.4139 | 2.4873 | 2.5606 | 2.6346 | 2.7478 | 2.8628 | 2.9777 | 3.0518 | 3.1281 | 3.1998 | 3.2714 | 3.3439 | 3.4142 | 3.4867 | 3.5561 | 3.6275
ENS | Base | Dynamic Pricing | Dynamic Pricing w/o enabling tech. | Small Industrial | Retail Trade | Program Administrative Cost | 1 | 0 | 0 | 0 | 0 | 0 | 5.2392 | 5.4513 | 5.6405 | 5.841 | 6.0055 | 6.1817 | 6.3296 | 6.5479 | 6.7478 | 6.9485 | 7.1483 | 7.3498 | 7.6622 | 7.9795 | 8.296 | 8.4989 | 8.7078 | 8.9039 | 9.0997 | 9.2983 | 9.4916 | 9.6912 | 9.8818 | 10.078
ENS | Base | Dynamic Pricing | Dynamic Pricing w/o enabling tech. | Small Industrial | Services | Program Administrative Cost | 1 | 0 | 0 | 0 | 0 | 0 | 6.5313 | 6.7956 | 7.0315 | 7.2815 | 7.4865 | 7.7062 | 7.8906 | 8.1627 | 8.4118 | 8.662 | 8.9112 | 9.1624 | 9.5518 | 9.9474 | 10.3418 | 10.5948 | 10.8553 | 11.0997 | 11.3438 | 11.5914 | 11.8323 | 12.0811 | 12.3187 | 12.5634
ENS | Base | Dynamic Pricing | Dynamic Pricing with enabling tech. | Large Industrial | Manufacturing | Program Administrative Cost | 1 | 0 | 0 | 0 | 0 | 0 | 2634.8962 | 2599.7845 | 2491.9161 | 2439.7018 | 2433.3699 | 2444.2895 | 2448.4017 | 2488.4964 | 2524.5112 | 2559.6883 | 2594.3717 | 2620.8086 | 2690.8177 | 2757.4424 | 2832.0467 | 2867.8335 | 2902.8184 | 2933.1375 | 2964.1083 | 2999.0935 | 3032.2283 | 3066.6982 | 3097.3488 | 3129.6135
ENS | Base | Dynamic Pricing | Dynamic Pricing with enabling tech. | Large Industrial | Miscellaneous | Program Administrative Cost | 1 | 0 | 0 | 0 | 0 | 0 | 1109.9126 | 1195.3388 | 1257.1459 | 1282.3213 | 1296.932 | 1322.0305 | 1344.5231 | 1385.2392 | 1425.327 | 1466.7539 | 1509.5566 | 1544.5399 | 1601.5156 | 1658.1331 | 1746.264 | 1817.7754 | 1870.956 | 1923.3026 | 1977.7839 | 2033.3794 | 2088.5299 | 2145.9656 | 2233.8302 | 2293.1897
ENS | Base | Dynamic Pricing | Dynamic Pricing with enabling tech. | Large Industrial | Offices | Program Administrative Cost | 1 | 0 | 0 | 0 | 0 | 0 | 84.945 | 88.2164 | 88.8481 | 89.6973 | 91.5905 | 94.1947 | 96.7061 | 100.541 | 104.4112 | 108.6181 | 113.0147 | 116.723 | 122.0418 | 127.501 | 134.1466 | 139.1622 | 144.3826 | 149.5381 | 154.8357 | 160.1986 | 165.5163 | 171.0381 | 176.5074 | 182.1788
ENS | Base | Dynamic Pricing | Dynamic Pricing with enabling tech. | Large Industrial | Retail Trade | Program Administrative Cost | 1 | 0 | 0 | 0 | 0 | 0 | 438.725 | 445.1813 | 436.3867 | 434.6275 | 440.8216 | 450.3962 | 458.7404 | 472.9622 | 486.9687 | 502.2041 | 517.9213 | 530.2295 | 548.2499 | 565.6418 | 587.0372 | 604.5093 | 622.2953 | 639.9313 | 658.5747 | 677.4889 | 696.3023 | 715.8732 | 735.016 | 754.8006
ENS | Base | Dynamic Pricing | Dynamic Pricing with enabling tech. | Large Industrial | Services | Program Administrative Cost | 1 | 0 | 0 | 0 | 0 | 0 | 224.031 | 235.7293 | 240.9018 | 243.629 | 247.1011 | 252.4681 | 257.1455 | 265.1174 | 272.9687 | 281.5089 | 290.3191 | 297.2184 | 307.3197 | 317.0687 | 329.0618 | 338.8558 | 348.8256 | 358.7114 | 369.1619 | 379.7642 | 390.31 | 401.2804 | 412.0109 | 423.101
ENS | Base | Dynamic Pricing | Dynamic Pricing w/o enabling tech. | Large Industrial | Manufacturing | Program Administrative Cost | 1 | 0 | 0 | 0 | 0 | 0 | 998.487 | 985.1815 | 944.3051 | 924.5186 | 922.1191 | 926.2571 | 927.8154 | 943.0092 | 956.6569 | 969.9871 | 983.1303 | 993.1485 | 1019.6783 | 1044.9255 | 1073.1967 | 1086.758 | 1100.0154 | 1111.5047 | 1123.241 | 1136.4986 | 1149.055 | 1162.1172 | 1173.7322 | 1185.9588
ENS | Base | Dynamic Pricing | Dynamic Pricing w/o enabling tech. | Large Industrial | Miscellaneous | Program Administrative Cost | 1 | 0 | 0 | 0 | 0 | 0 | 420.5985 | 452.9705 | 476.3921 | 485.9323 | 491.469 | 500.98 | 509.5035 | 524.9327 | 540.1239 | 555.8225 | 572.0425 | 585.2993 | 606.8901 | 628.3452 | 661.7422 | 688.8412 | 708.9938 | 728.8305 | 749.476 | 770.5438 | 791.4429 | 813.208 | 846.5041 | 868.9982
ENS | Base | Dynamic Pricing | Dynamic Pricing w/o enabling tech. | Large Industrial | Offices | Program Administrative Cost | 1 | 0 | 0 | 0 | 0 | 0 | 32.1897 | 33.4294 | 33.6687 | 33.9905 | 34.708 | 35.6948 | 36.6465 | 38.0997 | 39.5663 | 41.1605 | 42.8266 | 44.2319 | 46.2474 | 48.3162 | 50.8345 | 52.7352 | 54.7134 | 56.6671 | 58.6746 | 60.7068 | 62.722 | 64.8144 | 66.887 | 69.0362
ENS | Base | Dynamic Pricing | Dynamic Pricing w/o enabling tech. | Large Industrial | Retail Trade | Program Administrative Cost | 1 | 0 | 0 | 0 | 0 | 0 | 166.2537 | 168.7003 | 165.3676 | 164.7009 | 167.0482 | 170.6765 | 173.8385 | 179.2278 | 184.5355 | 190.3089 | 196.2649 | 200.9291 | 207.7579 | 214.3485 | 222.4562 | 229.0772 | 235.8172 | 242.5003 | 249.5651 | 256.7326 | 263.8619 | 271.2783 | 278.5324 | 286.0297
ENS | Base | Dynamic Pricing | Dynamic Pricing w/o enabling tech. | Large Industrial | Services | Program Administrative Cost | 1 | 0 | 0 | 0 | 0 | 0 | 84.896 | 89.329 | 91.2891 | 92.3226 | 93.6383 | 95.6721 | 97.4446 | 100.4656 | 103.4408 | 106.6771 | 110.0157 | 112.6301 | 116.458 | 120.1523 | 124.6971 | 128.4085 | 132.1865 | 135.9328 | 139.8929 | 143.9107 | 147.9069 | 152.0642 | 156.1304 | 160.333
ENS | Base | Dynamic Pricing | Dynamic Pricing with enabling tech. | Interruptible Rider | Manufacturing | Program Administrative Cost | 1 | 0 | 0 | 0 | 0 | 0 | 1028.0156 | 882.8099 | 713.0484 | 645.9928 | 634.8804 | 630.0009 | 623.3722 | 626.3367 | 627.8487 | 624.1307 | 619.7796 | 616.1658 | 627.7681 | 638.3075 | 646.8251 | 646.1518 | 645.0908 | 642.8212 | 640.5401 | 638.9971 | 636.9272 | 635.01 | 632.1851 | 629.5827
ENS | Base | Dynamic Pricing | Dynamic Pricing with enabling tech. | Interruptible Rider | Miscellaneous | Program Administrative Cost | 1 | 0 | 0 | 0 | 0 | 0 | 2067.7477 | 1800.5097 | 1474.5699 | 1353.348 | 1349.9274 | 1361.1182 | 1371.2094 | 1399.6627 | 1426.2061 | 1437.4313 | 1447.799 | 1457.4714 | 1506.8553 | 1556.7225 | 1608.738 | 1635.8048 | 1663.3405 | 1688.4304 | 1713.2971 | 1738.2752 | 1761.8207 | 1786.1078 | 1812.6493 | 1835.5924
ENS | Base | Dynamic Pricing | Dynamic Pricing with enabling tech. | Interruptible Rider | Retail Trade | Program Administrative Cost | 1 | 0 | 0 | 0 | 0 | 0 | 121.7366 | 106.0061 | 86.8156 | 79.6755 | 79.4723 | 80.1284 | 80.7195 | 82.3915 | 83.9516 | 84.6018 | 85.2002 | 85.7542 | 88.6515 | 91.5776 | 94.4601 | 96.047 | 97.6601 | 99.1284 | 100.5833 | 102.0431 | 103.4189 | 104.8385 | 106.136 | 107.4699
ENS | Base | Dynamic Pricing | Dynamic Pricing w/o enabling tech. | Interruptible Rider | Manufacturing | Program Administrative Cost | 1 | 0 | 0 | 0 | 0 | 0 | 389.5638 | 334.5385 | 270.2078 | 244.7973 | 240.5863 | 238.7372 | 236.2252 | 237.3486 | 237.9216 | 236.5127 | 234.8638 | 233.4944 | 237.8911 | 241.885 | 245.1127 | 244.8575 | 244.4555 | 243.5954 | 242.731 | 242.1463 | 241.3619 | 240.6354 | 239.5649 | 238.5787
ENS | Base | Dynamic Pricing | Dynamic Pricing w/o enabling tech. | Interruptible Rider | Miscellaneous | Program Administrative Cost | 1 | 0 | 0 | 0 | 0 | 0 | 783.5676 | 682.2984 | 558.7844 | 512.8477 | 511.5514 | 515.7922 | 519.6162 | 530.3985 | 540.457 | 544.7108 | 548.6396 | 552.3049 | 571.0189 | 589.9159 | 609.627 | 619.8839 | 630.3185 | 639.8263 | 649.2494 | 658.7148 | 667.6373 | 676.8408 | 686.8987 | 695.5929
ENS | Base | Dynamic Pricing | Dynamic Pricing w/o enabling tech. | Interruptible Rider | Retail Trade | Program Administrative Cost | 1 | 0 | 0 | 0 | 0 | 0 | 46.1318 | 40.1707 | 32.8986 | 30.1928 | 30.1158 | 30.3645 | 30.5884 | 31.222 | 31.8132 | 32.0596 | 32.2864 | 32.4963 | 33.5943 | 34.7031 | 35.7954 | 36.3967 | 37.008 | 37.5645 | 38.1158 | 38.669 | 39.1903 | 39.7283 | 40.22 | 40.7255
ENS | Base | Dynamic Pricing | Dynamic Pricing with enabling tech. | Residential | Residential Market Rate | Program Administrative Cost | 1 | 0 | 0 | 0 | 0 | 0 | 83499.9632 | 85697.6393 | 88244.0187 | 90534.4962 | 92690.4592 | 94859.5119 | 97138.5788 | 99303.0271 | 101570.2643 | 103893.0444 | 106273.829 | 108720.458 | 111245.386 | 113879.2498 | 116559.1054 | 119153.7764 | 121858.1104 | 124631.2965 | 127431.4448 | 130290.2241 | 133229.323 | 136219.3693 | 139239.463 | 142376.0946
ENS | Base | Dynamic Pricing | Dynamic Pricing w/o enabling tech. | Residential | Residential Market Rate | Program Administrative Cost | 1 | 0 | 0 | 0 | 0 | 0 | 46694.0583 | 47923.022 | 49346.9842 | 50627.8432 | 51833.4805 | 53046.4376 | 54320.9158 | 55531.298 | 56799.1609 | 58098.084 | 59429.4438 | 60797.6246 | 62209.5909 | 63682.4752 | 65181.0787 | 66632.046 | 68144.3381 | 69695.1329 | 71261.0053 | 72859.6648 | 74503.2398 | 76175.3052 | 77864.1734 | 79618.2108
ENS | Base | BTM Battery Control | BTM Battery Control | Small Commercial | Manufacturing | Program Administrative Cost | 0 | 0 | 0 | 0 | 0 | 0 | 835.6521 | 849.0799 | 862.7211 | 875.4363 | 889.4917 | 903.766 | 918.2669 | 933.0006 | 947.965 | 963.1656 | 978.5986 | 994.2767 | 1010.2067 | 1026.3886 | 1042.1479 | 1058.832 | 1075.7743 | 1092.9902 | 1110.4656 | 1128.2232 | 1146.2573 | 1164.5783 | 1183.1922 | 1202.0837
ENS | Base | BTM Battery Control | BTM Battery Control | Small Commercial | Miscellaneous | Program Administrative Cost | 0 | 0 | 0 | 0 | 0 | 0 | 6154.5833 | 6256.8174 | 6360.1653 | 6465.2461 | 6573.1335 | 6682.1751 | 6792.4031 | 6905.0614 | 7020.1659 | 7136.5262 | 7255.3708 | 7375.5236 | 7497.6689 | 7621.1376 | 7747.3401 | 7874.8455 | 8005.795 | 8138.2197 | 8273.4428 | 8410.9301 | 8550.6431 | 8691.8988 | 8835.4858 | 8982.872
ENS | Base | BTM Battery Control | BTM Battery Control | Small Commercial | Offices | Program Administrative Cost | 0 | 0 | 0 | 0 | 0 | 0 | 2136.7723 | 2170.5509 | 2205.4226 | 2240.2896 | 2276.2583 | 2312.7869 | 2349.8955 | 2386.9877 | 2424.6506 | 2463.5299 | 2503.0034 | 2543.104 | 2583.8488 | 2624.5646 | 2666.6123 | 2708.6076 | 2751.9479 | 2795.2703 | 2839.963 | 2885.3772 | 2931.4985 | 2977.589 | 3024.404 | 3072.6932
ENS | Base | BTM Battery Control | BTM Battery Control | Small Commercial | Retail Trade | Program Administrative Cost | 0 | 0 | 0 | 0 | 0 | 0 | 3728.1256 | 3788.0314 | 3848.324 | 3909.5926 | 3971.7789 | 4035.5166 | 4100.2664 | 4165.4436 | 4231.6311 | 4298.8533 | 4367.7345 | 4437.71 | 4508.1466 | 4580.3602 | 4652.3729 | 4726.8539 | 4802.4881 | 4878.6259 | 4956.6286 | 5035.1499 | 5114.8817 | 5196.6345 | 5278.9173 | 5363.2032
ENS | Base | BTM Battery Control | BTM Battery Control | Small Commercial | Services | Program Administrative Cost | 0 | 0 | 0 | 0 | 0 | 0 | 8115.573 | 8244.8662 | 8376.7617 | 8510.8028 | 8646.2795 | 8784.4391 | 8924.7826 | 9067.3699 | 9212.1794 | 9358.6327 | 9507.9455 | 9659.6198 | 9813.7201 | 9970.2475 | 10128.6106 | 10290.0669 | 10454.0115 | 10619.8744 | 10789.6719 | 10960.7294 | 11135.1787 | 11312.3912 | 11491.6474 | 11675.129
ENS | Base | BTM Battery Control | BTM Battery Control | Large Commercial | Offices | Program Administrative Cost | 0 | 0 | 0 | 0 | 0 | 0 | 866.133 | 880.0505 | 894.1893 | 908.559 | 923.1463 | 937.9606 | 953.0102 | 968.3013 | 983.8319 | 999.6077 | 1015.6246 | 1031.8959 | 1048.4286 | 1065.2228 | 1082.2885 | 1099.6152 | 1117.2101 | 1135.0891 | 1153.2376 | 1171.6792 | 1190.4079 | 1209.4346 | 1228.7654 | 1248.3845
ENS | Base | BTM Battery Control | BTM Battery Control | Large Commercial | Services | Program Administrative Cost | 0 | 0 | 0 | 0 | 0 | 0 | 4619.3758 | 4693.6028 | 4769.0096 | 4845.6481 | 4923.4467 | 5002.4566 | 5082.7208 | 5164.2738 | 5247.1036 | 5331.2409 | 5416.6643 | 5503.4447 | 5591.619 | 5681.1882 | 5772.2055 | 5864.6143 | 5958.4537 | 6053.8084 | 6150.6006 | 6248.9557 | 6348.8422 | 6450.3178 | 6553.4156 | 6658.0508
ENS | Base | BTM Battery Control | BTM Battery Control | Small Industrial | Manufacturing | Program Administrative Cost | 0 | 0 | 0 | 0 | 0 | 0 | 20.8794 | 21.2149 | 21.5557 | 21.9021 | 22.2538 | 22.6109 | 22.9737 | 23.08 | 23.4502 | 23.8262 | 24.208 | 24.5958 | 24.9899 | 25.3902 | 25.797 | 26.21 | 26.6293 | 27.0555 | 27.4881 | 27.9276 | 28.3741 | 28.8276 | 29.2883 | 29.756
ENS | Base | BTM Battery Control | BTM Battery Control | Small Industrial | Miscellaneous | Program Administrative Cost | 0 | 0 | 0 | 0 | 0 | 0 | 134.8948 | 137.0624 | 139.2644 | 141.5024 | 143.2742 | 145.5734 | 147.9091 | 150.2824 | 152.6927 | 155.1412 | 157.627 | 160.1524 | 162.7183 | 165.3248 | 167.9734 | 170.6625 | 173.3933 | 176.1682 | 178.9849 | 181.847 | 184.7538 | 187.7067 | 190.7069 | 193.7519
ENS | Base | BTM Battery Control | BTM Battery Control | Small Industrial | Offices | Program Administrative Cost | 0 | 0 | 0 | 0 | 0 | 0 | 53.2541 | 54.1098 | 54.9792 | 55.8627 | 56.7596 | 57.6704 | 58.5958 | 59.5359 | 60.4908 | 61.4608 | 62.4456 | 63.4461 | 64.4626 | 65.4952 | 66.5444 | 67.6098 | 68.389 | 69.4834 | 70.5944 | 71.7233 | 72.8697 | 74.0344 | 75.2177 | 76.4187
ENS | Base | BTM Battery Control | BTM Battery Control | Small Industrial | Retail Trade | Program Administrative Cost | 0 | 0 | 0 | 0 | 0 | 0 | 92.6669 | 94.1559 | 95.6686 | 97.206 | 98.7667 | 100.3517 | 101.9618 | 103.5978 | 105.2594 | 106.9472 | 108.6609 | 110.4017 | 112.1705 | 113.9673 | 115.7932 | 117.647 | 119.5294 | 121.4423 | 123.384 | 125.357 | 127.3608 | 129.3964 | 131.4646 | 133.2255
ENS | Base | BTM Battery Control | BTM Battery Control | Small Industrial | Services | Program Administrative Cost | 0 | 0 | 0 | 0 | 0 | 0 | 201.7557 | 204.9977 | 208.2911 | 211.6384 | 215.0363 | 218.4872 | 221.9928 | 225.5547 | 229.1724 | 232.8471 | 236.5781 | 240.3683 | 243.9354 | 247.8429 | 251.8135 | 255.8449 | 259.9387 | 264.0985 | 268.3211 | 272.6119 | 276.9694 | 281.3963 | 285.894 | 290.4587
ENS | Base | BTM Battery Control | BTM Battery Control | Large Industrial | Manufacturing | Program Administrative Cost | 0 | 0 | 0 | 0 | 0 | 0 | 577.9389 | 587.2256 | 596.6599 | 606.2483 | 615.9818 | 625.8669 | 635.9089 | 646.1121 | 656.4751 | 667.0017 | 677.6892 | 688.5464 | 699.5781 | 710.7843 | 722.1716 | 733.7331 | 745.4735 | 757.4035 | 769.5134 | 781.8188 | 794.3157 | 807.0115 | 819.9103 | 833.0014
ENS | Base | BTM Battery Control | BTM Battery Control | Large Industrial | Miscellaneous | Program Administrative Cost | 0 | 0 | 0 | 0 | 0 | 0 | 2679.5349 | 2722.5913 | 2766.3321 | 2810.7874 | 2855.9156 | 2901.7464 | 2948.3048 | 2995.6108 | 3043.6574 | 3092.4624 | 3142.0135 | 3192.3517 | 3243.4985 | 3295.4544 | 3348.2503 | 3401.8533 | 3456.2862 | 3511.598 | 3567.7438 | 3624.796 | 3682.7366 | 3741.599 | 3801.4023 | 3862.0975
ENS | Base | BTM Battery Control | BTM Battery Control | Large Industrial | Offices | Program Administrative Cost | 0 | 0 | 0 | 0 | 0 | 0 | 315.2394 | 320.3049 | 325.4508 | 330.6809 | 335.9901 | 341.3819 | 346.8594 | 352.4248 | 358.0773 | 363.8191 | 369.6486 | 375.5708 | 381.5881 | 387.7005 | 393.9118 | 400.218 | 406.6219 | 413.1292 | 419.7346 | 426.4466 | 433.2631 | 440.1881 | 447.2238 | 454.3644
ENS | Base | BTM Battery Control | BTM Battery Control | Large Industrial | Retail Trade | Program Administrative Cost | 0 | 0 | 0 | 0 | 0 | 0 | 1576.197 | 1601.5243 | 1627.2542 | 1653.4044 | 1679.9504 | 1706.9096 | 1734.2969 | 1762.124 | 1790.3867 | 1819.0956 | 1848.2432 | 1877.8539 | 1907.9403 | 1938.5026 | 1969.559 | 2001.0902 | 2033.1095 | 2065.6459 | 2098.6728 | 2132.233 | 2166.3157 | 2200.9406 | 2236.119 | 2271.822
ENS | Base | BTM Battery Control | BTM Battery Control | Large Industrial | Services | Program Administrative Cost | 0 | 0 | 0 | 0 | 0 | 0 | 3415.0935 | 3469.9694 | 3525.7174 | 3582.3761 | 3639.8924 | 3698.3042 | 3757.6434 | 3817.9353 | 3879.1712 | 3941.3737 | 4004.527 | 4068.6835 | 4133.8706 | 4200.0889 | 4267.3778 | 4335.6954 | 4405.0707 | 4475.5661 | 4547.1244 | 4619.8381 | 4693.6839 | 4768.7046 | 4844.9245 | 4922.2811
ENS | Base | BTM Battery Control | BTM Battery Control | Interruptible Rider | Manufacturing | Program Administrative Cost | 0 | 0 | 0 | 0 | 0 | 0 | 772.5336 | 784.9471 | 797.5579 | 810.3748 | 823.3857 | 836.5991 | 850.0223 | 863.661 | 877.5133 | 891.5842 | 905.8702 | 920.3831 | 935.1292 | 950.1086 | 965.3301 | 980.7843 | 996.4778 | 1012.4247 | 1028.612 | 1045.0607 | 1061.7654 | 1078.736 | 1095.9778 | 1113.4768
ENS | Base | BTM Battery Control | BTM Battery Control | Interruptible Rider | Miscellaneous | Program Administrative Cost | 0 | 0 | 0 | 0 | 0 | 0 | 2060.0895 | 2093.1923 | 2126.8212 | 2160.9995 | 2195.6951 | 2230.9309 | 2266.7261 | 2303.096 | 2340.0354 | 2377.5579 | 2415.6539 | 2454.3551 | 2493.6779 | 2533.6228 | 2574.2136 | 2615.4248 | 2657.2741 | 2699.7991 | 2742.9653 | 2786.8284 | 2831.3745 | 2876.6293 | 2922.6075 | 2969.2714
ENS | Base | BTM Battery Control | BTM Battery Control | Interruptible Rider | Retail Trade | Program Administrative Cost | 0 | 0 | 0 | 0 | 0 | 0 | 3090.1342 | 3139.7884 | 3190.2318 | 3241.4992 | 3293.5426 | 3346.3963 | 3400.0891 | 3454.6441 | 3510.0531 | 3566.3368 | 3623.4808 | 3681.5326 | 3740.5169 | 3800.4342 | 3861.3203 | 3923.1372 | 3985.9112 | 4049.6987 | 4114.448 | 4180.2427 | 4247.0618 | 4314.9439 | 4383.9112 | 4453.907
ENS | Base | BTM Battery Control | BTM Battery Control | Residential | Residential LI | Program Administrative Cost | 0 | 0 | 0 | 0 | 0 | 0 | 21004.5864 | 21446.9917 | 21898.7739 | 22359.9569 | 22830.6382 | 23311.1666 | 23801.5171 | 24302.3013 | 24813.2312 | 25335.2757 | 25867.7454 | 26411.459 | 26966.3485 | 27533.2998 | 28111.9488 | 28702.5347 | 29304.9867 | 29920.6596 | 30548.5081 | 31189.7022 | 31844.2382 | 32512.1263 | 33194.5539 | 33890.377
ENS | Base | BTM Battery Control | BTM Battery Control | Residential | Residential Market Rate | Program Administrative Cost | 0 | 0 | 0 | 0 | 0 | 0 | 130763.1271 | 133517.3487 | 136328.84 | 139200.3782 | 142130.5823 | 145120.9272 | 148174.3574 | 151291.9154 | 154473.9666 | 157722.4978 | 161037.6263 | 164422.2233 | 167878.185 | 171405.9675 | 175008.3725 | 178684.9139 | 182436.8381 | 186268.3918 | 190177.2665 | 194169.0407 | 198243.2568 | 202403.085 | 206650.1038 | 210982.6105
ENS | Base | EV Charging Control | EV Charging Control | EV | EV | Program Administrative Cost | 0 | 0 | 0 | 0 | 0 | 0 | 193214.1406 | 197078.4234 | 201019.9918 | 205040.3917 | 209141.1995 | 213324.0235 | 217590.504 | 221942.314 | 226381.1603 | 230908.7835 | 235526.9592 | 240237.4984 | 245042.2484 | 249943.0933 | 254941.9552 | 260040.7943 | 265241.6102 | 270546.4424 | 275957.3712 | 281476.5187 | 287106.049 | 292848.17 | 298705.1334 | 304679.2361
ENS | Base | Behavioral DR | Behavioral DR | Residential | Residential LI | Program Administrative Cost | 0 | 0 | 0 | 0 | 0 | 0 | 11311.3763 | 11558.2286 | 12015.7442 | 12902.7613 | 13466.8576 | 13723.0991 | 13982.5281 | 14243.5382 | 14506.3769 | 14772.0449 | 15038.7093 | 15307.7696 | 15581.0127 | 15853.3943 | 16128.1176 | 16413.2003 | 16704.1323 | 17000.0725 | 17301.9286 | 17610.1493 | 17916.8878 | 18241.7772 | 18562.5303 | 18892.3319
ENS | Base | Behavioral DR | Behavioral DR | Residential | Residential Market Rate | Program Administrative Cost | 0 | 0 | 0 | 0 | 0 | 0 | 71494.6839 | 72903.9529 | 74135.6808 | 74971.6923 | 76165.0851 | 77701.4824 | 79270.545 | 80874.5964 | 82514.1204 | 84188.8623 | 85901.4161 | 87651.1582 | 89437.0937 | 91265.0743 | 93132.7204 | 95032.8544 | 96970.8434 | 98948.4028 | 100965.5162 | 103022.6444 | 105128.5617 | 107264.5814 | 109453.9554 | 111684.4835
ENS | Low | DLC | DLC-Switch-Water Heating | Small Commercial | Miscellaneous | Program Administrative Cost | 1 | 0 | 0 | 0 | 0 | 293.479 | 300.1199 | 303.7161 | 306.8945 | 310.857 | 316.1246 | 320.1393 | 324.8522 | 328.7359 | 332.5677 | 336.4346 | 340.4541 | 344.6198 | 344.8472 | 344.8566 | 342.4394 | 345.877 | 350.4868 | 358.4614 | 363.7814 | 369.1811 | 374.5521 | 379.913 | 382.4108 | 387.6562
ENS | Low | DLC | DLC-Switch-Water Heating | Small Commercial | Offices | Program Administrative Cost | 1 | 0 | 0 | 0 | 0 | 179.3886 | 183.0597 | 184.6179 | 185.7842 | 187.6316 | 190.4512 | 192.3501 | 194.6097 | 196.4735 | 198.215 | 199.9568 | 201.7576 | 203.6246 | 202.7889 | 201.693 | 200.1915 | 202.2888 | 204.2883 | 206.43 | 208.7573 | 211.1051 | 213.3967 | 215.6657 | 217.8288 | 219.992
ENS | Low | DLC | DLC-Switch-Water Heating | Small Commercial | Retail Trade | Program Administrative Cost | 1 | 0 | 0 | 0 | 0 | 1000.3373 | 1026.2396 | 1039.5643 | 1050.82 | 1065.4741 | 1086.6002 | 1102.3823 | 1121.3451 | 1136.38 | 1150.9169 | 1165.6542 | 1180.9482 | 1196.7922 | 1197.4163 | 1197.4941 | 1195.3439 | 1212.8102 | 1230.0235 | 1248.2912 | 1267.9656 | 1287.8289 | 1307.6043 | 1327.2264 | 1346.7349 | 1366.3857
ENS | Low | DLC | DLC-Switch-Water Heating | Small Commercial | Services | Program Administrative Cost | 1 | 0 | 0 | 0 | 0 | 1204.3786 | 1235.3117 | 1251.1763 | 1264.5011 | 1281.9977 | 1307.0884 | 1325.7445 | 1348.1357 | 1365.8751 | 1382.9446 | 1400.2449 | 1418.2048 | 1436.8207 | 1437.141 | 1436.7876 | 1433.7519 | 1454.3474 | 1474.6074 | 1496.1567 | 1519.4237 | 1542.915 | 1566.2982 | 1589.4942 | 1612.5461 | 1635.7643
ENS | Low | DLC | DLC-Thermostat-HVAC | Small Commercial | Miscellaneous | Program Administrative Cost | 1 | 0 | 0 | 0 | 0 | 2110.6139 | 2134.1541 | 2133.4547 | 2125.0028 | 2121.6401 | 2121.6487 | 2109.2279 | 2092.659 | 2073.4204 | 2053.1033 | 2033.0394 | 2013.7512 | 1995.5481 | 1947.974 | 1896.9939 | 1879.3933 | 1939.5336 | 1928.0415 | 1935.7268 | 1932.2457 | 1930.0028 | 1927.8716 | 1926.4759 | 1975.3989 | 1974.5577
ENS | Low | DLC | DLC-Thermostat-HVAC | Small Commercial | Offices | Program Administrative Cost | 1 | 0 | 0 | 0 | 0 | 3028.8364 | 3081.5858 | 3096.8467 | 3102.4615 | 3117.3845 | 3144.1809 | 3153.6941 | 3163.6733 | 3166.2675 | 3167.0334 | 3167.8965 | 3169.8758 | 3173.1346 | 3129.9021 | 3082.4626 | 3028.8528 | 3039.281 | 3047.225 | 3058.1204 | 3074.9809 | 3092.219 | 3108.9464 | 3125.8164 | 3142.3691 | 3158.4082
ENS | Low | DLC | DLC-Thermostat-HVAC | Small Commercial | Retail Trade | Program Administrative Cost | 1 | 0 | 0 | 0 | 0 | 3276.4876 | 3302.6422 | 3290.8028 | 3262.941 | 3243.648 | 3226.0021 | 3187.9263 | 3137.9573 | 3083.3979 | 3026.3127 | 2968.5816 | 2911.9851 | 2856.2787 | 2749.3188 | 2634.6052 | 2512.9403 | 2471.9567 | 2425.6553 | 2383.5644 | 2351.0773 | 2320.0532 | 2289.2396 | 2259.8002 | 2230.916 | 2200.1343
ENS | Low | DLC | DLC-Thermostat-HVAC | Small Commercial | Services | Program Administrative Cost | 1 | 0 | 0 | 0 | 0 | 3945.1246 | 3976.2939 | 3961.8812 | 3928.0959 | 3904.8513 | 3883.2295 | 3836.9683 | 3776.3527 | 3710.4227 | 3641.3044 | 3571.383 | 3502.8419 | 3435.3924 | 3306.6242 | 3168.6385 | 3022.3718 | 2972.8701 | 2916.9754 | 2866.1879 | 2826.9678 | 2789.5435 | 2752.3924 | 2716.8945 | 2682.0551 | 2644.9756
ENS | Low | DLC | DLC-Switch-Water Heating | Small Industrial | Miscellaneous | Program Administrative Cost | 1 | 0 | 0 | 0 | 0 | 57.6691 | 60.1486 | 61.7551 | 63.1832 | 64.9805 | 66.7702 | 68.7008 | 70.5209 | 72.8165 | 75.0676 | 77.3623 | 79.723 | 82.1299 | 85.1817 | 88.3117 | 89.9409 | 93.6355 | 96.3404 | 99.4205 | 102.1449 | 104.9443 | 107.7917 | 110.685 | 111.1188 | 113.9955
ENS | Low | DLC | DLC-Switch-Water Heating | Small Industrial | Offices | Program Administrative Cost | 1 | 0 | 0 | 0 | 0 | 2.3348 | 2.4249 | 2.4809 | 2.5287 | 2.591 | 2.6515 | 2.716 | 2.774 | 2.8538 | 2.9309 | 3.0087 | 3.0882 | 3.1688 | 3.2746 | 3.3803 | 3.4857 | 3.5733 | 3.6637 | 3.7528 | 3.8414 | 3.9337 | 4.0274 | 4.1225 | 4.2166 | 4.3124
ENS | Low | DLC | DLC-Switch-Water Heating | Small Industrial | Retail Trade | Program Administrative Cost | 1 | 0 | 0 | 0 | 0 | 15.6028 | 16.2735 | 16.7054 | 17.0882 | 17.5688 | 18.0465 | 18.5593 | 19.0405 | 19.6477 | 20.2416 | 20.8506 | 21.4767 | 22.1166 | 22.9238 | 23.7508 | 24.5824 | 25.2746 | 25.9935 | 26.7096 | 27.4323 | 28.177 | 28.936 | 29.7069 | 30.4828 | 31.2758
ENS | Low | DLC | DLC-Switch-Water Heating | Small Industrial | Services | Program Administrative Cost | 1 | 0 | 0 | 0 | 0 | 19.4506 | 20.2867 | 20.8251 | 21.3023 | 21.9014 | 22.4969 | 23.1363 | 23.7361 | 24.4931 | 25.2334 | 25.9926 | 26.773 | 27.5708 | 28.5771 | 29.608 | 30.6446 | 31.5076 | 32.4037 | 33.2965 | 34.1974 | 35.1258 | 36.072 | 37.0329 | 38.0002 | 38.9887
ENS | Low | DLC | DLC-Thermostat-HVAC | Small Industrial | Miscellaneous | Program Administrative Cost | 1 | 0 | 0 | 0 | 0 | 426.3226 | 440.8912 | 448.4644 | 454.0776 | 461.8771 | 468.671 | 475.4458 | 479.9505 | 487.867 | 495.1255 | 502.5181 | 510.0243 | 517.7409 | 529.0416 | 540.1732 | 577.0164 | 602.2248 | 612.0845 | 624.2271 | 634.6337 | 645.8142 | 657.3045 | 669.1557 | 721.6674 | 735.195
ENS | Low | DLC | DLC-Thermostat-HVAC | Small Industrial | Offices | Program Administrative Cost | 1 | 0 | 0 | 0 | 0 | 39.5655 | 41.1337 | 42.0688 | 42.8461 | 43.8386 | 44.7835 | 45.7721 | 46.6162 | 47.766 | 48.8732 | 49.9889 | 51.1311 | 52.2909 | 53.8346 | 55.4066 | 56.9704 | 58.2524 | 59.5727 | 60.8746 | 62.2139 | 63.6048 | 65.0252 | 66.4763 | 67.9425 | 69.437
ENS | Low | DLC | DLC-Thermostat-HVAC | Small Industrial | Retail Trade | Program Administrative Cost | 1 | 0 | 0 | 0 | 0 | 51.3756 | 53.0725 | 53.9418 | 54.537 | 55.3465 | 56.0283 | 56.6635 | 56.9852 | 57.7241 | 58.3819 | 58.9767 | 59.5679 | 60.1341 | 61.1717 | 62.1597 | 63.0853 | 63.8092 | 64.5177 | 65.1718 | 65.8802 | 66.675 | 67.499 | 68.3575 | 69.2093 | 70.0649
ENS | Low | DLC | DLC-Thermostat-HVAC | Small Industrial | Services | Program Administrative Cost | 1 | 0 | 0 | 0 | 0 | 64.0453 | 66.1608 | 67.2444 | 67.9863 | 68.9955 | 69.8454 | 70.6372 | 71.0383 | 71.9594 | 72.7794 | 73.5209 | 74.2579 | 74.9638 | 76.2573 | 77.489 | 78.6427 | 79.5452 | 80.4284 | 81.2438 | 82.127 | 83.1177 | 84.145 | 85.2152 | 86.277 | 87.3437
ENS | Low | DLC | DLC-Switch-Water Heating | Residential | Residential LI | Program Administrative Cost | 1 | 0 | 0 | 0 | 0 | 31010.7354 | 31829.0736 | 32526.6336 | 33335.8304 | 34013.8308 | 34737.2634 | 35451.5308 | 36270.0993 | 36929.8998 | 37677.8657 | 38444.4362 | 39242.3115 | 40065.5862 | 40678.2773 | 41328.0961 | 41990.6211 | 42901.7342 | 43836.034 | 44804.0893 | 45792.9345 | 46798.5029 | 47826.9851 | 48870.1503 | 49925.8517 | 51012.1345
ENS | Low | DLC | DLC-Switch-Water Heating | Residential | Residential Market Rate | Program Administrative Cost | 1 | 0 | 0 | 0 | 0 | 96541.9484 | 99096.947 | 101268.1555 | 103767.3013 | 105838.184 | 108021.1273 | 110152.6256 | 112596.5345 | 114534.0384 | 116723.3823 | 118959.8196 | 121281.2606 | 123671.8441 | 125401.858 | 127232.5221 | 129098.9508 | 131760.8448 | 134504.4208 | 137357.2075 | 140284.5898 | 143273.8309 | 146324.4435 | 149457.2374 | 152609.8355 | 155876.0054
ENS | Low | DLC | DLC-Thermostat-Heat Pump | Residential | Residential LI | Program Administrative Cost | 1 | 0 | 0 | 0 | 0 | 830.8525 | 968.6131 | 1125.8735 | 1295.6396 | 1498.7909 | 1728.8152 | 1984.3941 | 2259.312 | 2571.4746 | 2929.7214 | 3292.4445 | 3704.2233 | 4145.0633 | 4647.2745 | 5253.7223 | 5823.2555 | 6377.1711 | 6956.3288 | 7530.5076 | 8118.2448 | 8716.2493 | 9324.1136 | 9937.3765 | 10552.7587 | 11169.4095
ENS | Low | DLC | DLC-Thermostat-Heat Pump | Residential | Residential Market Rate | Program Administrative Cost | 1 | 0 | 0 | 0 | 0 | 48357.81 | 49480.9617 | 50962.1857 | 52395.6761 | 54240.2631 | 56189.9383 | 58342.9032 | 60485.8004 | 63071.8206 | 65760.2125 | 68514.3589 | 71457.0626 | 74531.4909 | 78288.7349 | 82417.1624 | 86473.0424 | 90013.4021 | 93696.4925 | 97350.1195 | 101057.2545 | 104811.731 | 108607.7851 | 112421.0714 | 116228.424 | 120034.213
ENS | Low | DLC | DLC-Thermostat-Electric Furnace | Residential | Residential LI | Program Administrative Cost | 1 | 0 | 0 | 0 | 0 | 34730.6174 | 35103.5952 | 35682.0137 | 36174.3078 | 36815.9812 | 37414.5238 | 38064.9592 | 38622.461 | 39373.0598 | 40023.3759 | 40690.0066 | 41312.5145 | 41917.8553 | 42809.4893 | 43608.6101 | 44463.8787 | 44980.9117 | 45513.4331 | 46041.8339 | 46567.5466 | 47101.4732 | 47644.555 | 48196.2678 | 48756.4438 | 49341.3016
ENS | Low | DLC | DLC-Thermostat-Electric Furnace | Residential | Residential Market Rate | Program Administrative Cost | 1 | 0 | 0 | 0 | 0 | 43421.0638 | 43601.2115 | 44000.1968 | 44252.6113 | 44537.2117 | 44656.8555 | 44762.1283 | 44679.1233 | 44734.0547 | 44536.0683 | 44313.2151 | 43903.8513 | 43382.2595 | 43058.4458 | 42377.638 | 41813.3913 | 40855.9974 | 39857.5687 | 38863.5244 | 37846.5754 | 36833.2839 | 35832.5143 | 34860.387 | 33929.131 | 33084.5007
ENS | Low | C&I Curtailment | C&I Curtailment- Manual HVAC Control | Large Commercial | Offices | Program Administrative Cost | 1 | 0 | 0 | 0 | 0 | 3027.6396 | 2722.2184 | 2481.6535 | 2263.438 | 2072.5695 | 1872.0733 | 1695.1187 | 1523.8436 | 1362.377 | 1204.5643 | 1067.0119 | 932.2394 | 958.1842 | 958.3907 | 957.32 | 952.3452 | 967.8277 | 984.9331 | 1002.3627 | 1020.6342 | 1038.9052 | 1057.1293 | 1075.6719 | 1092.7852 | 1111.7306
ENS | Low | C&I Curtailment | C&I Curtailment- Manual HVAC Control | Large Commercial | Services | Program Administrative Cost | 1 | 0 | 0 | 0 | 0 | 6551.7448 | 5835.7846 | 5273.3754 | 4759.8163 | 4311.7467 | 3840.8391 | 3427.0419 | 3023.8039 | 2655.704 | 2305.3684 | 2003.8366 | 1717.2071 | 1730.3715 | 1689.6657 | 1642.8357 | 1587.1069 | 1580.8784 | 1574.3455 | 1568.2819 | 1565.7379 | 1562.9408 | 1559.4867 | 1556.5852 | 1551.3818 | 1547.0364
ENS | Low | C&I Curtailment | C&I Curtailment- Auto-DR HVAC Control | Large Commercial | Offices | Program Administrative Cost | 1 | 0 | 0 | 0 | 0 | 1993.0564 | 2529.8779 | 2936.3672 | 3316.7425 | 3667.044 | 4031.4698 | 4377.1819 | 4722.4383 | 5048.5462 | 5372.0883 | 5725.6067 | 6086.4363 | 6255.8259 | 6257.1738 | 6250.1836 | 6217.704 | 6318.7863 | 6430.4647 | 6544.26 | 6663.5517 | 6782.84 | 6901.8218 | 7022.8833 | 7134.6131 | 7258.3047
ENS | Low | C&I Curtailment | C&I Curtailment- Auto-DR HVAC Control | Large Commercial | Services | Program Administrative Cost | 1 | 0 | 0 | 0 | 0 | 4312.9297 | 5423.4526 | 6239.6166 | 6974.8256 | 7628.8705 | 8271.1649 | 8849.4013 | 9370.8612 | 9841.2143 | 10281.4294 | 10752.6268 | 11211.3606 | 11297.3083 | 11031.5474 | 10725.8019 | 10361.9577 | 10321.2931 | 10278.6408 | 10239.0521 | 10222.4432 | 10204.1812 | 10181.6301 | 10162.6867 | 10128.7146 | 10100.3443
ENS | Low | C&I Curtailment | C&I Curtailment- Standard Lighting Control | Large Commercial | Offices | Program Administrative Cost | 1 | 0 | 0 | 0 | 0 | 521.0679 | 501.0776 | 482.9818 | 465.3867 | 450.6492 | 432.8485 | 417.389 | 400.3266 | 386.8174 | 373.1672 | 363.7235 | 352.8935 | 346.7749 | 324.8413 | 301.8093 | 277.0042 | 266.345 | 255.0231 | 244.4924 | 235.2094 | 224.3593 | 214.5975 | 204.5122 | 193.4953 | 183.1096
ENS | Low | C&I Curtailment | C&I Curtailment- Standard Lighting Control | Large Commercial | Services | Program Administrative Cost | 1 | 0 | 0 | 0 | 0 | 3277.1666 | 3176.1682 | 3083.5434 | 2994.9988 | 2922.9984 | 2835.6624 | 2762.6435 | 2683.3285 | 2622.5074 | 2561.3493 | 2527.8529 | 2488.0211 | 2479.8138 | 2371.6436 | 2257.5746 | 2131.7685 | 2092.2006 | 2050.7632 | 2013.7748 | 1983.5053 | 1944.7715 | 1911.9804 | 1877.5857 | 1837.1425 | 1801.7969
ENS | Low | C&I Curtailment | C&I Curtailment- Advanced Lighting Control | Large Commercial | Offices | Program Administrative Cost | 1 | 0 | 0 | 0 | 0 | 260.534 | 250.5388 | 241.4909 | 232.6934 | 225.3246 | 216.4242 | 208.6945 | 200.1633 | 193.4087 | 186.5836 | 181.8617 | 176.4467 | 173.3874 | 162.4206 | 150.9046 | 138.5021 | 133.1725 | 127.5115 | 122.2462 | 117.6047 | 112.1796 | 107.2988 | 102.2561 | 96.7476 | 91.5548
ENS | Low | C&I Curtailment | C&I Curtailment- Advanced Lighting Control | Large Commercial | Services | Program Administrative Cost | 1 | 0 | 0 | 0 | 0 | 1638.5833 | 1588.0841 | 1541.7717 | 1497.4994 | 1461.4992 | 1417.8312 | 1381.3218 | 1341.6642 | 1311.2537 | 1280.6746 | 1263.9264 | 1244.0106 | 1239.9069 | 1185.8218 | 1128.7873 | 1065.8842 | 1046.1003 | 1025.3816 | 1006.8874 | 991.7527 | 972.3858 | 955.9902 | 938.7928 | 918.5713 | 900.8985
ENS | Low | C&I Curtailment | C&I Curtailment- Water Heating Control | Large Commercial | Offices | Program Administrative Cost | 1 | 0 | 0 | 0 | 0 | 41.3233 | 41.8407 | 42.2035 | 42.6888 | 43.2781 | 43.967 | 44.8081 | 45.845 | 46.8316 | 47.8584 | 49.3214 | 50.8874 | 52.9955 | 53.828 | 54.6652 | 55.3224 | 56.8597 | 58.5503 | 60.2604 | 61.9766 | 63.6981 | 65.4274 | 67.1745 | 68.8371 | 70.6487
ENS | Low | C&I Curtailment | C&I Curtailment- Water Heating Control | Large Commercial | Services | Program Administrative Cost | 1 | 0 | 0 | 0 | 0 | 459.1293 | 465.0354 | 469.2197 | 474.7773 | 481.4949 | 489.3509 | 498.9094 | 510.6996 | 521.9199 | 533.6045 | 550.1651 | 567.9013 | 591.7012 | 601.3471 | 611.0951 | 618.8655 | 636.3512 | 655.5799 | 675.0322 | 694.5316 | 714.1187 | 733.7927 | 753.6751 | 772.6316 | 793.273
ENS | Low | C&I Curtailment | C&I Curtailment- Other | Large Commercial | Offices | Program Administrative Cost | 1 | 0 | 0 | 0 | 0 | 770.0325 | 771.1366 | 769.4528 | 769.5438 | 771.7345 | 774.6923 | 780.1316 | 786.6488 | 792.6389 | 798.8408 | 811.8425 | 825.8114 | 847.8515 | 847.1968 | 844.787 | 838.9057 | 851.2747 | 865.2744 | 879.4028 | 893.9465 | 908.4678 | 922.7525 | 937.0741 | 949.7598 | 964.2187
ENS | Low | C&I Curtailment | C&I Curtailment- Other | Large Commercial | Services | Program Administrative Cost | 1 | 0 | 0 | 0 | 0 | 5094.5494 | 5117.5176 | 5121.8099 | 5138.7827 | 5169.3956 | 5207.171 | 5262.0208 | 5328.72 | 5391.1073 | 5455.8937 | 5568.0755 | 5688.4536 | 5865.8883 | 5891.4808 | 5908.8094 | 5903.4608 | 6015.3158 | 6140.2611 | 6266.4463 | 6394.6686 | 6523.1564 | 6650.6476 | 6778.9117 | 6896.5059 | 7027.6722
ENS | Low | C&I Curtailment | C&I Curtailment- Manual HVAC Control | Large Industrial | Miscellaneous | Program Administrative Cost | 1 | 0 | 0 | 0 | 0 | 917.6085 | 849.9002 | 805.7747 | 757.1766 | 707.45 | 650.6736 | 597.0186 | 542.54 | 490.6084 | 438.9338 | 393.2693 | 347.5606 | 358.9075 | 368.5312 | 378.1704 | 402.9241 | 436.4804 | 450.7722 | 470.7747 | 486.7987 | 503.4508 | 520.5617 | 538.444 | 577.0985 | 597.0694
ENS | Low | C&I Curtailment | C&I Curtailment- Manual HVAC Control | Large Industrial | Offices | Program Administrative Cost | 1 | 0 | 0 | 0 | 0 | 520.1312 | 488.1369 | 468.6146 | 445.5648 | 420.661 | 391.5656 | 363.7273 | 335.3977 | 307.4566 | 278.8891 | 253.4486 | 227.155 | 237.6781 | 247.4554 | 257.7527 | 270.1546 | 281.5359 | 293.9547 | 306.7364 | 320.0027 | 333.6332 | 347.6062 | 362.1155 | 376.5414 | 392.1232
ENS | Low | C&I Curtailment | C&I Curtailment- Manual HVAC Control | Large Industrial | Retail Trade | Program Administrative Cost | 1 | 0 | 0 | 0 | 0 | 1590.4558 | 1478.4716 | 1407.3319 | 1324.102 | 1236.3634 | 1134.1091 | 1037.271 | 937.6249 | 842.7071 | 749.0471 | 666.6572 | 584.9957 | 599.013 | 607.3749 | 614.1888 | 623.218 | 636.168 | 649.4562 | 663.0785 | 678.2922 | 693.7406 | 709.2395 | 725.3387 | 740.7016 | 756.8011
ENS | Low | C&I Curtailment | C&I Curtailment- Manual HVAC Control | Large Industrial | Services | Program Administrative Cost | 1 | 0 | 0 | 0 | 0 | 471.9838 | 438.7513 | 417.6399 | 392.9406 | 366.9033 | 336.5583 | 307.8206 | 278.2496 | 250.0818 | 222.2873 | 197.8372 | 173.6034 | 177.7631 | 180.2446 | 182.2667 | 184.9462 | 188.7892 | 192.7327 | 196.7752 | 201.29 | 205.8745 | 210.474 | 215.2516 | 219.8107 | 224.5883
ENS | Low | C&I Curtailment | C&I Curtailment- Auto-DR HVAC Control | Large Industrial | Miscellaneous | Program Administrative Cost | 1 | 0 | 0 | 0 | 0 | 604.0499 | 789.8499 | 953.4169 | 1109.5333 | 1251.7072 | 1401.2116 | 1541.6378 | 1681.3483 | 1818.0422 | 1957.5471 | 2110.291 | 2269.1654 | 2343.2477 | 2406.0793 | 2469.0119 | 2630.6249 | 2849.7083 | 2943.017 | 3073.6103 | 3178.2283 | 3286.9465 | 3398.6612 | 3515.4114 | 3767.7802 | 3898.1669
ENS | Low | C&I Curtailment | C&I Curtailment- Auto-DR HVAC Control | Large Industrial | Offices | Program Administrative Cost | 1 | 0 | 0 | 0 | 0 | 342.3957 | 453.6472 | 554.4789 | 652.911 | 744.285 | 843.2281 | 939.2266 | 1039.4078 | 1139.3388 | 1243.7833 | 1360.0104 | 1483.0575 | 1551.7612 | 1615.5952 | 1682.8247 | 1763.7946 | 1838.1015 | 1919.1815 | 2002.6314 | 2089.2446 | 2178.236 | 2269.4635 | 2364.1918 | 2458.3762 | 2560.1075
ENS | Low | C&I Curtailment | C&I Curtailment- Auto-DR HVAC Control | Large Industrial | Retail Trade | Program Administrative Cost | 1 | 0 | 0 | 0 | 0 | 1046.9767 | 1374.009 | 1665.1975 | 1940.2809 | 2187.5257 | 2442.2796 | 2678.4696 | 2905.7283 | 3122.8107 | 3340.583 | 3577.2955 | 3819.3399 | 3910.8563 | 3965.4498 | 4009.9365 | 4068.8867 | 4153.4352 | 4240.1921 | 4329.1297 | 4428.4575 | 4529.3171 | 4630.5074 | 4735.6159 | 4835.9178 | 4941.0289
ENS | Low | C&I Curtailment | C&I Curtailment- Auto-DR HVAC Control | Large Industrial | Services | Program Administrative Cost | 1 | 0 | 0 | 0 | 0 | 310.7009 | 407.751 | 494.1641 | 575.7979 | 649.1703 | 724.7711 | 794.8628 | 862.3041 | 926.7255 | 991.3516 | 1061.5984 | 1133.4276 | 1160.586 | 1176.7871 | 1189.989 | 1207.4831 | 1232.5737 | 1258.3197 | 1284.7128 | 1314.1893 | 1344.1204 | 1374.1497 | 1405.3417 | 1435.1073 | 1466.3001
ENS | Low | C&I Curtailment | C&I Curtailment- Standard Lighting Control | Large Industrial | Miscellaneous | Program Administrative Cost | 1 | 0 | 0 | 0 | 0 | 476.2285 | 481.9569 | 492.4737 | 500.3618 | 506.3248 | 510.7746 | 514.9836 | 518.9814 | 525.5518 | 532.6339 | 544.8452 | 556.8651 | 572.5038 | 583.5726 | 595.0334 | 603.4634 | 616.9966 | 632.1858 | 655.238 | 672.1364 | 688.1701 | 705.3803 | 722.7941 | 730.4921 | 748.7347
ENS | Low | C&I Curtailment | C&I Curtailment- Standard Lighting Control | Large Industrial | Offices | Program Administrative Cost | 1 | 0 | 0 | 0 | 0 | 90.3637 | 91.6418 | 93.8069 | 95.2236 | 96.1 | 96.6373 | 96.9275 | 97.0125 | 97.9886 | 99.0527 | 101.2309 | 103.2656 | 105.8646 | 107.2953 | 108.7474 | 111.0098 | 112.9386 | 115.0558 | 117.1176 | 119.1055 | 120.5697 | 122.0787 | 123.4933 | 124.5348 | 125.8499
ENS | Low | C&I Curtailment | C&I Curtailment- Standard Lighting Control | Large Industrial | Retail Trade | Program Administrative Cost | 1 | 0 | 0 | 0 | 0 | 795.5421 | 804.6689 | 822.9206 | 833.159 | 838.1495 | 837.3041 | 836.176 | 832.0498 | 832.1731 | 832.2189 | 840.9923 | 847.5866 | 858.4519 | 852.5217 | 844.0144 | 837.0932 | 841.9313 | 845.9902 | 851.4355 | 859.273 | 863.2233 | 869.5503 | 874.9187 | 877.137 | 881.4284
ENS | Low | C&I Curtailment | C&I Curtailment- Standard Lighting Control | Large Industrial | Services | Program Administrative Cost | 1 | 0 | 0 | 0 | 0 | 236.0851 | 238.7936 | 244.21 | 247.2483 | 248.7293 | 248.4784 | 248.1436 | 246.9192 | 246.9558 | 246.9693 | 249.5729 | 251.5298 | 254.7542 | 252.9944 | 250.4698 | 248.4158 | 249.8516 | 251.0561 | 252.672 | 254.9979 | 256.1702 | 258.0478 | 259.6409 | 260.2992 | 261.5728
ENS | Low | C&I Curtailment | C&I Curtailment- Advanced Lighting Control | Large Industrial | Miscellaneous | Program Administrative Cost | 1 | 0 | 0 | 0 | 0 | 238.1143 | 240.9785 | 246.2369 | 250.1809 | 253.1624 | 255.3873 | 257.4918 | 259.4907 | 262.7759 | 266.317 | 272.4226 | 278.4326 | 286.2519 | 291.7863 | 297.5167 | 301.7317 | 308.4983 | 316.0929 | 327.619 | 336.0682 | 344.0851 | 352.6901 | 361.397 | 365.2461 | 374.3674
ENS | Low | C&I Curtailment | C&I Curtailment- Advanced Lighting Control | Large Industrial | Offices | Program Administrative Cost | 1 | 0 | 0 | 0 | 0 | 45.1818 | 45.8209 | 46.9035 | 47.6118 | 48.05 | 48.3186 | 48.4638 | 48.5063 | 48.9943 | 49.5264 | 50.6154 | 51.6328 | 52.9323 | 53.6477 | 54.3737 | 55.5049 | 56.4693 | 57.5279 | 58.5588 | 59.5528 | 60.2848 | 61.0393 | 61.7467 | 62.2674 | 62.925
ENS | Low | C&I Curtailment | C&I Curtailment- Advanced Lighting Control | Large Industrial | Retail Trade | Program Administrative Cost | 1 | 0 | 0 | 0 | 0 | 397.771 | 402.3344 | 411.4603 | 416.5795 | 419.0748 | 418.6521 | 418.088 | 416.0249 | 416.0866 | 416.1094 | 420.4962 | 423.7933 | 429.2259 | 426.2609 | 422.0072 | 418.5466 | 420.9656 | 422.9951 | 425.7177 | 429.6365 | 431.6116 | 434.7751 | 437.4593 | 438.5685 | 440.7142
ENS | Low | C&I Curtailment | C&I Curtailment- Advanced Lighting Control | Large Industrial | Services | Program Administrative Cost | 1 | 0 | 0 | 0 | 0 | 118.0426 | 119.3968 | 122.105 | 123.6242 | 124.3647 | 124.2392 | 124.0718 | 123.4596 | 123.4779 | 123.4847 | 124.7865 | 125.7649 | 127.3771 | 126.4972 | 125.2349 | 124.2079 | 124.9258 | 125.5281 | 126.336 | 127.499 | 128.0851 | 129.0239 | 129.8205 | 130.1496 | 130.7864
ENS | Low | C&I Curtailment | C&I Curtailment- Water Heating Control | Large Industrial | Miscellaneous | Program Administrative Cost | 1 | 0 | 0 | 0 | 0 | 25.0776 | 25.817 | 26.7587 | 27.6816 | 28.5552 | 29.4818 | 30.4565 | 31.5488 | 32.6492 | 33.8109 | 35.1388 | 36.5571 | 38.2071 | 39.9829 | 41.8727 | 43.5596 | 45.35 | 47.3438 | 49.9388 | 52.0462 | 54.2119 | 56.4304 | 58.7234 | 60.2784 | 62.6957
ENS | Low | C&I Curtailment | C&I Curtailment- Water Heating Control | Large Industrial | Offices | Program Administrative Cost | 1 | 0 | 0 | 0 | 0 | 7.0381 | 7.3573 | 7.7481 | 8.0958 | 8.3942 | 8.6975 | 9.0035 | 9.3345 | 9.6848 | 10.0555 | 10.527 | 11.032 | 11.5796 | 12.1023 | 12.6454 | 13.2932 | 13.8879 | 14.5361 | 15.2015 | 15.8751 | 16.5697 | 17.2793 | 18.0158 | 18.7356 | 19.5138
ENS | Low | C&I Curtailment | C&I Curtailment- Water Heating Control | Large Industrial | Retail Trade | Program Administrative Cost | 1 | 0 | 0 | 0 | 0 | 111.455 | 117.8148 | 125.223 | 132.0752 | 138.0653 | 144.4938 | 151.0061 | 158.3584 | 165.6154 | 173.3757 | 183.0346 | 193.4652 | 204.8327 | 216.1629 | 228.4633 | 243.0133 | 256.0768 | 270.4428 | 285.4075 | 300.8775 | 316.975 | 333.7219 | 351.1981 | 368.8901 | 388.0645
ENS | Low | C&I Curtailment | C&I Curtailment- Water Heating Control | Large Industrial | Services | Program Administrative Cost | 1 | 0 | 0 | 0 | 0 | 33.0754 | 34.9627 | 37.1612 | 39.1946 | 40.9723 | 42.88 | 44.8126 | 46.9944 | 49.1481 | 51.451 | 54.3174 | 57.4127 | 60.7862 | 64.1485 | 67.7988 | 72.1166 | 75.9934 | 80.2566 | 84.6975 | 89.2884 | 94.0655 | 99.0353 | 104.2216 | 109.4719 | 115.162
ENS | Low | C&I Curtailment | C&I Curtailment- Other | Large Industrial | Miscellaneous | Program Administrative Cost | 1 | 0 | 0 | 0 | 0 | 535.972 | 554.8796 | 577.9082 | 599.0703 | 617.6462 | 637.2303 | 657.1382 | 678.8455 | 700.1357 | 722.6606 | 750.4751 | 780.1833 | 813.6851 | 846.784 | 881.4777 | 912.7606 | 948.1183 | 987.6387 | 1039.8206 | 1082.4554 | 1126.4979 | 1171.8241 | 1218.7559 | 1250.6582 | 1300.5956
ENS | Low | C&I Curtailment | C&I Curtailment- Other | Large Industrial | Offices | Program Administrative Cost | 1 | 0 | 0 | 0 | 0 | 132.7994 | 139.3834 | 147.0835 | 153.9892 | 159.8649 | 166.0402 | 172.2255 | 178.9222 | 185.5082 | 192.5079 | 201.469 | 211.0624 | 221.4794 | 231.323 | 241.762 | 254.2235 | 265.6716 | 278.2301 | 291.2346 | 304.7231 | 318.6508 | 333.0443 | 347.9949 | 362.9447 | 379.1577
ENS | Low | C&I Curtailment | C&I Curtailment- Other | Large Industrial | Retail Trade | Program Administrative Cost | 1 | 0 | 0 | 0 | 0 | 1236.7172 | 1296.5016 | 1366.8829 | 1429.5242 | 1482.2883 | 1537.5546 | 1592.6685 | 1652.3361 | 1710.7043 | 1772.6976 | 1852.4452 | 1937.8681 | 2030.6294 | 2117.7783 | 2209.061 | 2318.1443 | 2420.6487 | 2533.0087 | 2649.4893 | 2770.2299 | 2895.4252 | 3024.6505 | 3158.8421 | 3292.7116 | 3437.8958
ENS | Low | C&I Curtailment | C&I Curtailment- Other | Large Industrial | Services | Program Administrative Cost | 1 | 0 | 0 | 0 | 0 | 367.0083 | 384.7499 | 405.6362 | 424.2257 | 439.884 | 456.2848 | 472.6404 | 490.3474 | 507.6687 | 526.0659 | 549.7317 | 575.0819 | 602.6097 | 628.472 | 655.5611 | 687.9327 | 718.3519 | 751.6958 | 786.2626 | 822.0936 | 859.2466 | 897.5955 | 937.4182 | 977.1453 | 1020.2302
ENS | Low | C&I Curtailment | C&I Curtailment- Industrial | Large Industrial | Manufacturing | Program Administrative Cost | 1 | 0 | 0 | 0 | 0 | 22923.3693 | 23268.6749 | 23768.6481 | 24204.932 | 24574.3219 | 24933.5859 | 25270.1668 | 25620.2346 | 26002.098 | 26403.6954 | 26976.4373 | 27579.5351 | 28359.1144 | 29140.7559 | 29941.2848 | 30831.0898 | 31568.489 | 32378.0483 | 33195.0699 | 34037.0202 | 34925.2841 | 35837.5147 | 36773.208 | 37667.3894 | 38657.3669
ENS | Low | C&I Curtailment | C&I Curtailment- Manual HVAC Control | Interruptible Rider | Miscellaneous | Program Administrative Cost | 1 | 0 | 0 | 0 | 0 | 34051.0444 | 30477.1912 | 27908.2461 | 25611.5685 | 23611.8896 | 21491.4358 | 19587.1017 | 17719.1322 | 15946.7431 | 14192.2558 | 12502.6933 | 10855.1449 | 11079.0705 | 11406.1455 | 11748.0646 | 12105.2358 | 12391.5681 | 12684.7763 | 12977.3352 | 13274.2388 | 13576.5138 | 13881.7544 | 14192.6938 | 14534.4777 | 14857.0218
ENS | Low | C&I Curtailment | C&I Curtailment- Manual HVAC Control | Interruptible Rider | Retail Trade | Program Administrative Cost | 1 | 0 | 0 | 0 | 0 | 999.8466 | 889.2774 | 809.3172 | 737.3676 | 674.3873 | 608.3535 | 548.7603 | 490.3614 | 436.4319 | 384.0838 | 334.2992 | 286.7089 | 288.9527 | 294.0022 | 299.0421 | 303.4067 | 306.7549 | 310.5227 | 314.095 | 317.8229 | 321.7989 | 325.8194 | 329.9814 | 333.5812 | 337.7433
ENS | Low | C&I Curtailment | C&I Curtailment- Auto-DR HVAC Control | Interruptible Rider | Miscellaneous | Program Administrative Cost | 1 | 0 | 0 | 0 | 0 | 22415.3668 | 28323.8011 | 33021.8773 | 37530.0668 | 41777.0485 | 46281.3472 | 50578.3504 | 54912.1357 | 59093.6781 | 63294.2983 | 67089.6993 | 70871.4409 | 72333.4141 | 74468.8328 | 76701.1653 | 79033.0774 | 80902.4931 | 82816.8009 | 84726.8695 | 86665.3037 | 88638.8073 | 90631.6728 | 92661.7443 | 94893.1946 | 96999.0317
ENS | Low | C&I Curtailment | C&I Curtailment- Auto-DR HVAC Control | Interruptible Rider | Retail Trade | Program Administrative Cost | 1 | 0 | 0 | 0 | 0 | 658.1862 | 826.4448 | 957.6085 | 1080.5061 | 1193.2086 | 1310.0763 | 1417.0238 | 1519.645 | 1617.281 | 1712.9281 | 1793.8559 | 1871.8747 | 1886.5244 | 1919.4916 | 1952.3962 | 1980.8921 | 2002.752 | 2027.3515 | 2050.6744 | 2075.0131 | 2100.9717 | 2127.221 | 2154.3936 | 2177.8966 | 2205.0697
ENS | Low | C&I Curtailment | C&I Curtailment- Standard Lighting Control | Interruptible Rider | Miscellaneous | Program Administrative Cost | 1 | 0 | 0 | 0 | 0 | 7184.0231 | 6991.6728 | 6862.1074 | 6749.6069 | 6663.7039 | 6574.3756 | 6489.6194 | 6404.3136 | 6357.916 | 6311.8837 | 6244.4195 | 6162.5762 | 6147.9163 | 6186.728 | 6231.0941 | 6250.8127 | 6267.4904 | 6283.1719 | 6297.2896 | 6312.7905 | 6324.0352 | 6347.6653 | 6367.6926 | 6358.3815 | 6379.4216
ENS | Low | C&I Curtailment | C&I Curtailment- Standard Lighting Control | Interruptible Rider | Retail Trade | Program Administrative Cost | 1 | 0 | 0 | 0 | 0 | 504.599 | 493.6317 | 486.86 | 481.3804 | 477.7184 | 474.0273 | 470.8547 | 467.9042 | 467.2037 | 466.5983 | 464.3665 | 461.3535 | 463.1648 | 469.0934 | 475.5765 | 481.2366 | 484.7882 | 489.2594 | 493.6716 | 498.1941 | 502.4502 | 507.4959 | 512.3778 | 516.2594 | 521.3596
ENS | Low | C&I Curtailment | C&I Curtailment- Advanced Lighting Control | Interruptible Rider | Miscellaneous | Program Administrative Cost | 1 | 0 | 0 | 0 | 0 | 3592.0116 | 3495.8364 | 3431.0537 | 3374.8035 | 3331.852 | 3287.1878 | 3244.8097 | 3202.1568 | 3178.958 | 3155.9418 | 3122.2098 | 3081.2881 | 3073.9582 | 3093.364 | 3115.547 | 3125.4063 | 3133.7452 | 3141.586 | 3148.6448 | 3156.3952 | 3162.0176 | 3173.8326 | 3183.8463 | 3179.1907 | 3189.7108
ENS | Low | C&I Curtailment | C&I Curtailment- Advanced Lighting Control | Interruptible Rider | Retail Trade | Program Administrative Cost | 1 | 0 | 0 | 0 | 0 | 252.2995 | 246.8159 | 243.43 | 240.6902 | 238.8592 | 237.0137 | 235.4273 | 233.9521 | 233.6018 | 233.2991 | 232.1832 | 230.6767 | 231.5824 | 234.5467 | 237.7882 | 240.6183 | 242.3941 | 244.6297 | 246.8358 | 249.0971 | 251.2251 | 253.748 | 256.1889 | 258.1297 | 260.6798
ENS | Low | C&I Curtailment | C&I Curtailment- Water Heating Control | Interruptible Rider | Miscellaneous | Program Administrative Cost | 1 | 0 | 0 | 0 | 0 | 538.4803 | 538.2244 | 541.7896 | 547.4025 | 554.9422 | 563.1545 | 572.7614 | 583.5839 | 595.0129 | 606.7437 | 616.4411 | 626.5273 | 642.2346 | 664.2663 | 686.9214 | 707.393 | 726.6207 | 746.3781 | 766.1069 | 785.5777 | 805.409 | 825.3726 | 845.5571 | 862.1892 | 882.5839
ENS | Low | C&I Curtailment | C&I Curtailment- Water Heating Control | Interruptible Rider | Retail Trade | Program Administrative Cost | 1 | 0 | 0 | 0 | 0 | 69.6694 | 69.8557 | 70.4897 | 71.4103 | 72.5872 | 73.8702 | 75.3643 | 77.056 | 78.7562 | 80.5098 | 82.0243 | 83.6024 | 85.9503 | 89.1067 | 92.4113 | 95.6189 | 98.2688 | 101.1817 | 104.11 | 107.0326 | 109.9866 | 112.9645 | 115.98 | 118.8271 | 121.9318
ENS | Low | C&I Curtailment | C&I Curtailment- Other | Interruptible Rider | Miscellaneous | Program Administrative Cost | 1 | 0 | 0 | 0 | 0 | 9766.3664 | 9762.7168 | 9812.6049 | 9903.1462 | 10031.2566 | 10173.3002 | 10344.6593 | 10543.155 | 10737.0611 | 10937.6344 | 11098.6043 | 11263.9457 | 11531.0097 | 11905.9429 | 12299.8617 | 12655.0394 | 12981.1492 | 13319.1181 | 13657.8188 | 13995.8956 | 14335.6718 | 14676.8173 | 15022.8233 | 15311.4984 | 15668.0854
ENS | Low | C&I Curtailment | C&I Curtailment- Other | Interruptible Rider | Retail Trade | Program Administrative Cost | 1 | 0 | 0 | 0 | 0 | 777.8313 | 778.8095 | 784.1124 | 792.7027 | 804.2705 | 817.026 | 832.2146 | 849.6993 | 866.732 | 884.3588 | 898.9919 | 914.098 | 937.5484 | 969.7177 | 1003.6434 | 1036.425 | 1063.0225 | 1092.4929 | 1122.1075 | 1151.7481 | 1181.5316 | 1211.4825 | 1241.8583 | 1270.5934 | 1302.0739
ENS | Low | C&I Curtailment | C&I Curtailment- Industrial | Interruptible Rider | Manufacturing | Program Administrative Cost | 1 | 0 | 0 | 0 | 0 | 20033.1988 | 19758.8601 | 19601.5944 | 19519.9202 | 19522.5646 | 19518.785 | 19543.0554 | 19572.7412 | 19637.5798 | 19703.9815 | 19737.2294 | 19769.9708 | 20006.4213 | 20400.014 | 20797.3869 | 21129.5473 | 21342.7001 | 21590.6942 | 21829.6262 | 22070.8357 | 22328.7186 | 22588.153 | 22848.4115 | 23069.3128 | 23335.0828
ENS | Low | Dynamic Pricing | Dynamic Pricing with enabling tech. | Small Commercial | Manufacturing | Program Administrative Cost | 1 | 0 | 0 | 0 | 0 | 0 | 264.5751 | 267.3647 | 269.0141 | 270.5125 | 271.1233 | 270.0937 | 268.3224 | 267.4797 | 265.7949 | 264.6361 | 263.3982 | 262.6283 | 259.7152 | 256.2208 | 251.8828 | 250.6319 | 249.1443 | 247.6912 | 246.7487 | 246.0539 | 245.2503 | 244.5118 | 243.6178 | 242.7021
ENS | Low | Dynamic Pricing | Dynamic Pricing with enabling tech. | Small Commercial | Miscellaneous | Program Administrative Cost | 1 | 0 | 0 | 0 | 0 | 0 | 2514.0893 | 2565.7817 | 2608.3078 | 2646.2063 | 2677.108 | 2696.3343 | 2710.4639 | 2729.9129 | 2742.9234 | 2757.5194 | 2771.9591 | 2788.289 | 2782.6219 | 2771.9046 | 2755.3891 | 2787.3065 | 2803.374 | 2844.4546 | 2866.5824 | 2888.7147 | 2909.2544 | 2930.6912 | 2950.4907 | 2969.7742
ENS | Low | Dynamic Pricing | Dynamic Pricing with enabling tech. | Small Commercial | Offices | Program Administrative Cost | 1 | 0 | 0 | 0 | 0 | 0 | 2012.5711 | 2054.1201 | 2087.554 | 2118.1845 | 2145.0782 | 2161.765 | 2174.4363 | 2190.999 | 2202.0244 | 2214.1068 | 2226.0637 | 2239.2316 | 2232.1078 | 2220.347 | 2203.4069 | 2216.5328 | 2228.4007 | 2240.5331 | 2256.6878 | 2272.3432 | 2286.4009 | 2300.9823 | 2314.1131 | 2326.605
ENS | Low | Dynamic Pricing | Dynamic Pricing with enabling tech. | Small Commercial | Retail Trade | Program Administrative Cost | 1 | 0 | 0 | 0 | 0 | 0 | 4700.0162 | 4789.2481 | 4857.9098 | 4919.9765 | 4970.4826 | 4997.4543 | 5012.7127 | 5036.3689 | 5046.6332 | 5059.0568 | 5070.7454 | 5085.2705 | 5050.0637 | 5002.3908 | 4941.5427 | 4958.7598 | 4972.1718 | 4987.3557 | 5013.0081 | 5038.1621 | 5060.494 | 5084.1059 | 5104.4853 | 5123.4091
ENS | Low | Dynamic Pricing | Dynamic Pricing with enabling tech. | Small Commercial | Services | Program Administrative Cost | 1 | 0 | 0 | 0 | 0 | 0 | 5658.8019 | 5766.0132 | 5848.2832 | 5922.9661 | 5983.0097 | 6014.6802 | 6032.0788 | 6059.8355 | 6071.1843 | 6085.0536 | 6098.0237 | 6114.3921 | 6071.1881 | 6013.0702 | 5939.135 | 5958.9298 | 5974.0669 | 5991.4323 | 6021.469 | 6050.9192 | 6076.9774 | 6104.5678 | 6128.274 | 6150.2359
ENS | Low | Dynamic Pricing | Dynamic Pricing w/o enabling tech. | Small Commercial | Manufacturing | Program Administrative Cost | 1 | 0 | 0 | 0 | 0 | 0 | 15.6265 | 15.7912 | 15.8886 | 15.9771 | 16.0132 | 15.9524 | 15.8478 | 15.798 | 15.6985 | 15.6301 | 15.557 | 15.5115 | 15.3394 | 15.133 | 14.8768 | 14.8029 | 14.7151 | 14.6293 | 14.5736 | 14.5326 | 14.4851 | 14.4415 | 14.3887 | 14.3346
ENS | Low | Dynamic Pricing | Dynamic Pricing w/o enabling tech. | Small Commercial | Miscellaneous | Program Administrative Cost | 1 | 0 | 0 | 0 | 0 | 0 | 148.4884 | 151.5415 | 154.0532 | 156.2916 | 158.1167 | 159.2522 | 160.0868 | 161.2355 | 162.0039 | 162.866 | 163.7188 | 164.6833 | 164.3486 | 163.7156 | 162.7402 | 164.6253 | 165.5743 | 168.0006 | 169.3075 | 170.6147 | 171.8278 | 173.094 | 174.2634 | 175.4023
ENS | Low | Dynamic Pricing | Dynamic Pricing w/o enabling tech. | Small Commercial | Offices | Program Administrative Cost | 1 | 0 | 0 | 0 | 0 | 0 | 118.8675 | 121.3215 | 123.2962 | 125.1053 | 126.6937 | 127.6792 | 128.4276 | 129.4059 | 130.0571 | 130.7707 | 131.4769 | 132.2546 | 131.8339 | 131.1392 | 130.1387 | 130.914 | 131.6149 | 132.3315 | 133.2856 | 134.2103 | 135.0406 | 135.9018 | 136.6773 | 137.4151
ENS | Low | Dynamic Pricing | Dynamic Pricing w/o enabling tech. | Small Commercial | Retail Trade | Program Administrative Cost | 1 | 0 | 0 | 0 | 0 | 0 | 277.5947 | 282.865 | 286.9203 | 290.5861 | 293.5691 | 295.1621 | 296.0633 | 297.4605 | 298.0668 | 298.8005 | 299.4909 | 300.3488 | 298.2694 | 295.4537 | 291.8599 | 292.8767 | 293.6689 | 294.5657 | 296.0808 | 297.5664 | 298.8854 | 300.28 | 301.4837 | 302.6013
ENS | Low | Dynamic Pricing | Dynamic Pricing w/o enabling tech. | Small Commercial | Services | Program Administrative Cost | 1 | 0 | 0 | 0 | 0 | 0 | 334.223 | 340.5552 | 345.4142 | 349.8252 | 353.3715 | 355.2421 | 356.2697 | 357.909 | 358.5793 | 359.3985 | 360.1645 | 361.1313 | 358.5795 | 355.147 | 350.7802 | 351.9493 | 352.8433 | 353.869 | 355.643 | 357.3824 | 358.9215 | 360.551 | 361.9512 | 363.2483
ENS | Low | Dynamic Pricing | Dynamic Pricing with enabling tech. | Large Commercial | Offices | Program Administrative Cost | 1 | 0 | 0 | 0 | 0 | 0 | 567.2902 | 556.5727 | 536.1306 | 524.4107 | 518.6651 | 518.4088 | 517.1944 | 522.3986 | 526.765 | 532.0461 | 537.6239 | 543.6136 | 543.6785 | 542.2821 | 539.3371 | 544.702 | 550.0336 | 555.0135 | 560.5874 | 566.1401 | 571.4037 | 576.8511 | 581.9711 | 586.9499
ENS | Low | Dynamic Pricing | Dynamic Pricing with enabling tech. | Large Commercial | Services | Program Administrative Cost | 1 | 0 | 0 | 0 | 0 | 0 | 3590.3775 | 3572.5383 | 3495.3725 | 3436.9052 | 3397.1425 | 3393.4378 | 3383.1703 | 3415.1962 | 3441.6656 | 3474.1456 | 3508.3743 | 3545.3477 | 3543.0975 | 3531.1005 | 3508.91 | 3541.7512 | 3574.2408 | 3604.4857 | 3638.6413 | 3672.6074 | 3704.7215 | 3737.9799 | 3769.0572 | 3799.2245
ENS | Low | Dynamic Pricing | Dynamic Pricing w/o enabling tech. | Large Commercial | Offices | Program Administrative Cost | 1 | 0 | 0 | 0 | 0 | 0 | 214.9731 | 210.9118 | 203.1653 | 198.724 | 196.5468 | 196.4497 | 195.9895 | 197.9616 | 199.6162 | 201.6175 | 203.7312 | 206.0009 | 206.0255 | 205.4964 | 204.3804 | 206.4134 | 208.4338 | 210.3209 | 212.4331 | 214.5373 | 216.5319 | 218.5962 | 220.5364 | 222.4231
ENS | Low | Dynamic Pricing | Dynamic Pricing w/o enabling tech. | Large Commercial | Services | Program Administrative Cost | 1 | 0 | 0 | 0 | 0 | 0 | 1360.5641 | 1353.804 | 1324.5622 | 1302.4062 | 1287.3382 | 1285.9343 | 1282.0435 | 1294.1796 | 1304.2101 | 1316.5183 | 1329.4892 | 1343.5002 | 1342.6475 | 1338.1013 | 1329.6922 | 1342.1373 | 1354.4491 | 1365.9104 | 1378.8535 | 1391.7249 | 1403.8945 | 1416.4976 | 1428.2743 | 1439.7061
ENS | Low | Dynamic Pricing | Dynamic Pricing with enabling tech. | Small Industrial | Manufacturing | Program Administrative Cost | 1 | 0 | 0 | 0 | 0 | 0 | 361.413 | 371.64 | 380.1844 | 389.2733 | 395.2446 | 401.5099 | 405.3049 | 413.925 | 421.177 | 429.3276 | 437.3682 | 446.1257 | 460.5087 | 474.7159 | 488.2498 | 495.3596 | 502.5963 | 509.074 | 515.7374 | 522.995 | 530.1031 | 537.433 | 544.4995 | 551.59
ENS | Low | Dynamic Pricing | Dynamic Pricing with enabling tech. | Small Industrial | Miscellaneous | Program Administrative Cost | 1 | 0 | 0 | 0 | 0 | 0 | 450.785 | 467.5188 | 482.343 | 497.7789 | 509.8602 | 522.8512 | 533.364 | 549.7727 | 564.7375 | 580.2859 | 595.9976 | 612.2649 | 636.9224 | 662.0829 | 687.3926 | 715.3055 | 732.8677 | 752.592 | 769.8056 | 787.5417 | 805.2037 | 823.4265 | 841.5044 | 859.7882
ENS | Low | Dynamic Pricing | Dynamic Pricing with enabling tech. | Small Industrial | Offices | Program Administrative Cost | 1 | 0 | 0 | 0 | 0 | 0 | 26.9269 | 27.9974 | 28.955 | 29.9451 | 30.7439 | 31.6038 | 32.3247 | 33.394 | 34.3816 | 35.3917 | 36.4167 | 37.4676 | 39.0473 | 40.6697 | 42.3173 | 43.4273 | 44.5859 | 45.6977 | 46.8294 | 47.9876 | 49.1418 | 50.3321 | 51.5153 | 52.711
ENS | Low | Dynamic Pricing | Dynamic Pricing with enabling tech. | Small Industrial | Retail Trade | Program Administrative Cost | 1 | 0 | 0 | 0 | 0 | 0 | 75.6196 | 78.6052 | 81.2689 | 84.0176 | 86.2324 | 88.6106 | 90.6007 | 93.566 | 96.3002 | 99.0877 | 101.9107 | 104.8038 | 109.1924 | 113.6989 | 118.271 | 121.3408 | 124.5447 | 127.6172 | 130.7437 | 133.9511 | 137.1528 | 140.4546 | 143.7355 | 147.0522
ENS | Low | Dynamic Pricing | Dynamic Pricing with enabling tech. | Small Industrial | Services | Program Administrative Cost | 1 | 0 | 0 | 0 | 0 | 0 | 94.2682 | 97.9901 | 101.3106 | 104.7372 | 107.4982 | 110.4629 | 112.9438 | 116.6404 | 120.0488 | 123.5237 | 127.0429 | 130.6494 | 136.1203 | 141.7382 | 147.4379 | 151.2647 | 155.2587 | 159.0889 | 162.9864 | 166.9848 | 170.9761 | 175.0921 | 179.1821 | 183.3168
ENS | Low | Dynamic Pricing | Dynamic Pricing w/o enabling tech. | Small Industrial | Manufacturing | Program Administrative Cost | 1 | 0 | 0 | 0 | 0 | 0 | 21.346 | 21.95 | 22.4546 | 22.9915 | 23.3441 | 23.7142 | 23.9383 | 24.4474 | 24.8758 | 25.3572 | 25.8321 | 26.3493 | 27.1988 | 28.0379 | 28.8373 | 29.2572 | 29.6846 | 30.0672 | 30.4607 | 30.8894 | 31.3092 | 31.7421 | 32.1595 | 32.5783
ENS | Low | Dynamic Pricing | Dynamic Pricing w/o enabling tech. | Small Industrial | Miscellaneous | Program Administrative Cost | 1 | 0 | 0 | 0 | 0 | 0 | 26.6245 | 27.6128 | 28.4884 | 29.4001 | 30.1136 | 30.8809 | 31.5018 | 32.471 | 33.3548 | 34.2731 | 35.2011 | 36.1619 | 37.6182 | 39.1043 | 40.5991 | 42.2477 | 43.285 | 44.45 | 45.4666 | 46.5142 | 47.5573 | 48.6336 | 49.7014 | 50.7812
ENS | Low | Dynamic Pricing | Dynamic Pricing w/o enabling tech. | Small Industrial | Offices | Program Administrative Cost | 1 | 0 | 0 | 0 | 0 | 0 | 1.5904 | 1.6536 | 1.7102 | 1.7686 | 1.8158 | 1.8666 | 1.9092 | 1.9723 | 2.0307 | 2.0903 | 2.1509 | 2.2129 | 2.3062 | 2.4021 | 2.4994 | 2.5649 | 2.6334 | 2.699 | 2.7659 | 2.8343 | 2.9024 | 2.9727 | 3.0426 | 3.1132
ENS | Low | Dynamic Pricing | Dynamic Pricing w/o enabling tech. | Small Industrial | Retail Trade | Program Administrative Cost | 1 | 0 | 0 | 0 | 0 | 0 | 4.4663 | 4.6426 | 4.7999 | 4.9623 | 5.0931 | 5.2336 | 5.3511 | 5.5262 | 5.6877 | 5.8524 | 6.0191 | 6.19 | 6.4492 | 6.7153 | 6.9854 | 7.1667 | 7.3559 | 7.5374 | 7.722 | 7.9115 | 8.1006 | 8.2956 | 8.4894 | 8.6853
ENS | Low | Dynamic Pricing | Dynamic Pricing w/o enabling tech. | Small Industrial | Services | Program Administrative Cost | 1 | 0 | 0 | 0 | 0 | 0 | 5.5677 | 5.7875 | 5.9837 | 6.186 | 6.3491 | 6.5242 | 6.6707 | 6.8891 | 7.0904 | 7.2956 | 7.5035 | 7.7165 | 8.0396 | 8.3714 | 8.708 | 8.9341 | 9.17 | 9.3962 | 9.6264 | 9.8625 | 10.0983 | 10.3414 | 10.5829 | 10.8271
ENS | Low | Dynamic Pricing | Dynamic Pricing with enabling tech. | Large Industrial | Manufacturing | Program Administrative Cost | 1 | 0 | 0 | 0 | 0 | 0 | 3198.6163 | 3169.0636 | 3060.9962 | 3018.0304 | 3026.6135 | 3054.0996 | 3074.3161 | 3136.1022 | 3194.4792 | 3251.166 | 3309.6551 | 3358.1948 | 3464.1907 | 3570.0894 | 3692.3187 | 3768.9788 | 3847.6055 | 3922.8759 | 4001.6497 | 4086.3312 | 4171.1911 | 4259.1749 | 4346.4741 | 4435.3842
ENS | Low | Dynamic Pricing | Dynamic Pricing with enabling tech. | Large Industrial | Miscellaneous | Program Administrative Cost | 1 | 0 | 0 | 0 | 0 | 0 | 1330.081 | 1418.8836 | 1479.6523 | 1508.5907 | 1530.2253 | 1562.3476 | 1591.9837 | 1641.7633 | 1691.177 | 1742.1052 | 1795.4742 | 1840.2232 | 1911.6883 | 1984.4718 | 2072.2509 | 2163.214 | 2233.9623 | 2330.2948 | 2405.4709 | 2483.0664 | 2561.6505 | 2643.4713 | 2726.3246 | 2811.2486
ENS | Low | Dynamic Pricing | Dynamic Pricing with enabling tech. | Large Industrial | Offices | Program Administrative Cost | 1 | 0 | 0 | 0 | 0 | 0 | 102.2766 | 105.9501 | 106.6867 | 107.8832 | 110.2881 | 113.4024 | 116.4139 | 120.9087 | 125.4493 | 130.3813 | 135.5777 | 139.9903 | 146.2887 | 152.8247 | 160.8786 | 167.1283 | 173.697 | 180.2713 | 187.1058 | 194.1145 | 201.2032 | 208.5788 | 216.0749 | 223.7704
ENS | Low | Dynamic Pricing | Dynamic Pricing with enabling tech. | Large Industrial | Retail Trade | Program Administrative Cost | 1 | 0 | 0 | 0 | 0 | 0 | 531.2938 | 540.4612 | 532.9965 | 533.6996 | 543.2239 | 556.2232 | 568.1143 | 586.8796 | 605.5832 | 625.9284 | 647.2503 | 664.6486 | 689.7243 | 714.9146 | 746.1779 | 771.8408 | 798.491 | 825.3165 | 853.6373 | 882.8063 | 912.4377 | 943.2814 | 974.5266 | 1006.4971
ENS | Low | Dynamic Pricing | Dynamic Pricing with enabling tech. | Large Industrial | Services | Program Administrative Cost | 1 | 0 | 0 | 0 | 0 | 0 | 269.9351 | 282.9373 | 288.556 | 292.4596 | 297.6788 | 304.8023 | 311.3184 | 321.6015 | 331.8508 | 342.9997 | 354.6838 | 364.2178 | 377.9589 | 391.7629 | 408.8947 | 422.9576 | 437.5615 | 452.2615 | 467.7809 | 483.7651 | 500.0026 | 516.9045 | 534.0264 | 551.5459
ENS | Low | Dynamic Pricing | Dynamic Pricing w/o enabling tech. | Large Industrial | Manufacturing | Program Administrative Cost | 1 | 0 | 0 | 0 | 0 | 0 | 1212.1072 | 1200.9083 | 1159.9564 | 1143.6747 | 1146.9272 | 1157.343 | 1165.004 | 1188.4177 | 1210.5395 | 1232.0208 | 1254.1851 | 1272.5791 | 1312.7459 | 1352.876 | 1399.1944 | 1428.2446 | 1458.04 | 1486.5635 | 1516.4146 | 1548.5045 | 1580.6619 | 1614.0031 | 1647.0849 | 1680.7772
ENS | Low | Dynamic Pricing | Dynamic Pricing w/o enabling tech. | Large Industrial | Miscellaneous | Program Administrative Cost | 1 | 0 | 0 | 0 | 0 | 0 | 504.0307 | 537.6822 | 560.7103 | 571.6765 | 579.8748 | 592.0475 | 603.278 | 622.1419 | 640.8671 | 660.1662 | 680.3902 | 697.3477 | 724.4293 | 752.0104 | 785.274 | 819.7442 | 846.5541 | 883.0591 | 911.5469 | 940.9515 | 970.7307 | 1001.7365 | 1033.1335 | 1065.3153
ENS | Low | Dynamic Pricing | Dynamic Pricing w/o enabling tech. | Large Industrial | Offices | Program Administrative Cost | 1 | 0 | 0 | 0 | 0 | 0 | 38.7574 | 40.1495 | 40.4286 | 40.8821 | 41.7934 | 42.9735 | 44.1147 | 45.8181 | 47.5387 | 49.4077 | 51.3768 | 53.0489 | 55.4357 | 57.9125 | 60.9645 | 63.3328 | 65.822 | 68.3133 | 70.9032 | 73.5592 | 76.2454 | 79.0404 | 81.881 | 84.7972
ENS | Low | Dynamic Pricing | Dynamic Pricing w/o enabling tech. | Large Industrial | Retail Trade | Program Administrative Cost | 1 | 0 | 0 | 0 | 0 | 0 | 201.3324 | 204.8064 | 201.9776 | 202.244 | 205.8533 | 210.7793 | 215.2854 | 222.3965 | 229.4842 | 237.1939 | 245.2738 | 251.8668 | 261.3692 | 270.915 | 282.7622 | 292.4871 | 302.5861 | 312.7515 | 323.4836 | 334.5371 | 345.7659 | 357.454 | 369.2943 | 381.4094
ENS | Low | Dynamic Pricing | Dynamic Pricing w/o enabling tech. | Large Industrial | Services | Program Administrative Cost | 1 | 0 | 0 | 0 | 0 | 0 | 102.2912 | 107.2183 | 109.3476 | 110.8268 | 112.8046 | 115.504 | 117.9733 | 121.87 | 125.754 | 129.9788 | 134.4065 | 138.0194 | 143.2265 | 148.4575 | 154.9496 | 160.2787 | 165.8128 | 171.3833 | 177.2643 | 183.3215 | 189.4747 | 195.8796 | 202.3679 | 209.0068
ENS | Low | Dynamic Pricing | Dynamic Pricing with enabling tech. | Interruptible Rider | Manufacturing | Program Administrative Cost | 1 | 0 | 0 | 0 | 0 | 0 | 1265.5986 | 1115.7804 | 942.3877 | 875.3187 | 864.9924 | 862.293 | 857.4412 | 864.6833 | 870.3153 | 868.4164 | 866.142 | 864.908 | 885.3576 | 905.3254 | 923.8209 | 930.2647 | 936.6854 | 941.8128 | 947.3132 | 953.7723 | 959.8209 | 966.1338 | 971.8372 | 977.4524