## Scenarios and Sensitivities
Scenario Number (Maximum of 5) | Scenario Name | Description
1 | Base | Model calibrated to E1 historical achievements
2 | Maximum Achievable | Incentives at 100% of incremental measure cost and marketing factors increased to maximum realistic levels
3 | Low | Reduced incentives and marketing factors relative to base case
4 | Mid | Increased incentives and marketing factors relative to base case and lower than maximum achievable
5 | PAC | PAC economic screen of 1.0 instead of TRC for economic potential only
Sensitivity Number | Variable | Range
1 | Avoided Costs | 25%
2 | Incentives | 25%
3 | Discount Rates | 25%
4 | Carbon Price | $0-$100
5 | Achievable TRC Screen | -25% only
6 | Marketing | 25%
7 | Incremental Costs | 25%
8 | Net-to-Gross Ratio | 25%

## Calibrated Targeted Payback
Incentives are set as targeted simple customer paybacks based on calibrating the base scenario to historical program savings at the end use and sector level.
Targeted Simple Customer Payback by Scenario (Year)
End Use | Max Achievable | Mid | Base | Low
Res Other | 0 | 1 | 2 | 4
Res Lighting | 0 | 0.5 | 1 | 2
Res Heating, Ventilation and Air-Conditioning | 0 | 1.75 | 3.5 | 7
Res Domestic Hot Water (DHW) | 0 | 2 | 4 | 8
Res Refrigeration | 0 | 0.5 | 1 | 2
BNI Lighting | 0 | 0.625 | 1.25 | 2.5
BNI HVAC | 0 | 2.5 | 5 | 10
BNI Refrigeration | 0 | 0.625 | 1.25 | 2.5
BNI Cooking and Laundry | 0 | 0.625 | 1.25 | 2.5
BNI Domestic Hot Water (DHW) | 0 | 0.625 | 1.25 | 2.5
BNI Process | 0 | 0.625 | 1.25 | 2.5
BNI Other | 0 | 0.5 | 1 | 2
BNI Energy Management | 0 | 0.625 | 1.25 | 2.5
BNI Electronics and Information Technology (IT) | 0 | 0.625 | 1.25 | 2.5

## EE Measures
Measure Name | Baseline Technology | Sector | Customer Segment | Replacement Type | End Use Category | Unit Basis | Measure Life | Unit Incremental Measure Cost | Measure Cost Source | Unit Gross at Meter Annual Energy Savings (kWh) | Unit Gross at Meter Coincident Demand Savings (kW) | Unit Gross at Meter Annual Gas Savings (MJ) | Unit Gross at Meter Annual Water Savings (M3) | Unit Wood Biomass (Cord/Pellet Tonne Eq) | Measure Savings Source | Total Measure Density (Base + EE) | Technical Suitability | Baseline Initial Saturation | EE Measure Initial Saturation | Heating Fuel Type Applicability Multiplier | DHW Fuel Type Applicability Multiplier | Competition Group | Density/ Applicability Source(s) | NTG Factor | Variable Admin Costs
Wood Stove | Electric Resistance Heat | Residential | SF Market Rate | RET Only | Res Heating, Ventilation and Air-Conditioning | Per wood stove | 18 | 3545 | ENS Program Data | 8878.81 | 3.4751 | 0 | 0 | -1.0066 | ENS Program Data | 0.52877 | 1 | 0.39485 | 0 | 100% Applicable | 100% Applicable | Res HVAC replacing Electric Resistance | 2019 ENS Baseline Study | 0.64 | 1204.58
Wood Boiler/Furnace | Electric Resistance Heat | Residential | SF Market Rate | RET Only | Res Heating, Ventilation and Air-Conditioning | Per wood boiler/furnace | 18 | 17533.83 | https://www.pickhvac.com/outdoor-wood-furnace/ https://www.efficiencymaine.com/docs/EM-Quick-Guide-to-Home-Heating.pdf Option C on p. 48 of: https://fyi.extension.wisc.edu/energy/files/2018/07/energy_efficient_wood_heating.pdf | 13804 | 7.66 | 0 | 0 | -2.5621 | ENS Program Data | 0.52877 | 1 | 0.39485 | 0 | 100% Applicable | 100% Applicable | Res HVAC replacing Electric Resistance | 2019 ENS Baseline Study | 0.64 | 1872.77
Wi-Fi Thermostat | Bimetallic strip tstat | Residential | All Residential | ROB and NEW | Res Heating, Ventilation and Air-Conditioning | Per thermostat | 15 | 258 | Webscraping Estimates | 329.6261 | 0.1925 | 0 | 0 | 0 | 2016-2018 MA TRM, pp. 104-105 | 5.0556 | 1 | 0.91209 | 0.010989 | Heating - Electric | 100% Applicable | Res Thermostats | 2019 ENS Baseline Study | 1 | 21.2835
Whole Home First Nations Retrofit | Various measures - heating system and shell - FN only | Residential | Mi'kmaw | RET Only | Res Heating, Ventilation and Air-Conditioning | Per Home | 20 | 11500 | ENS Program Data | 7312 | 2.0693 | 0 | 0 | 0 | ENS Program Data | 1 | 1 | 0.97929 | 0.020706 | Heating - Electric | 100% Applicable | NA | ENS Historical Program Data | 1 | 1199.17
Whole home - tier 3 (70% better than code target) | Code-Built New Home | Residential | All Residential | NEW Only | Res Heating, Ventilation and Air-Conditioning | Per home | 36 | 19820 | ENS Program Data | 11118.19 | 3.1464 | 0 | 0 | 0 | ENS Program Data | 0.96407 | 1 | 1 | 0 | Heating - Electric | 100% Applicable | Res - NC Homes | 2019 ENS Baseline Study | 0.39 | 1509.69
Whole home - tier 2 (60% better than code target) | Code-Built New Home | Residential | All Residential | NEW Only | Res Heating, Ventilation and Air-Conditioning | Per home | 30 | 13705 | ENS Program Data | 8791.54 | 2.488 | 0 | 0 | 0 | ENS Program Data | 0.96407 | 1 | 1 | 0 | Heating - Electric | 100% Applicable | Res - NC Homes | 2019 ENS Baseline Study | 1.06 | 1193.76
Whole home - tier 1 (45% better than code target) | Code-Built New Home | Residential | All Residential | NEW Only | Res Heating, Ventilation and Air-Conditioning | Per home | 30 | 9759 | ENS Program Data | 5930.98 | 1.6785 | 0 | 0 | 0 | ENS Program Data | 0.96407 | 1 | 1 | 0 | Heating - Electric | 100% Applicable | Res - NC Homes | 2019 ENS Baseline Study | 1.06 | 805.34
Whole Home - tier 0 (22% better than code on average) | Code-Built New Home | Residential | All Residential | NEW Only | Res Heating, Ventilation and Air-Conditioning | Per home | 30 | 7097.83 | ENS Program Data | 4411.84 | 1.2486 | 0 | 0 | 0 | ENS Program Data | 0.96407 | 1 | 1 | 0 | Heating - Electric | 100% Applicable | Res - NC Homes | 2019 ENS Baseline Study | 1.06 | 599.06
Whole Home | Electric Resistance Heat | Residential | SF Market Rate | RET Only | Res Heating, Ventilation and Air-Conditioning | Per home | 20 | 5507.27 | ENS Program Data | 8335.98 | 2.3591 | 0 | 0 | 0 | ENS Program Data | 0.52877 | 1 | 0.39485 | 0 | 100% Applicable | 100% Applicable | Res HVAC replacing Electric Resistance | 2019 ENS Baseline Study | 0.76 | 953.64
Whole Home | Various measures - heating system and shell | Residential | SF Low Income | RET Only | Res Heating, Ventilation and Air-Conditioning | Per home | 20 | 5507.27 | ENS Program Data | 8335.98 | 2.3591 | 0 | 0 | 0 | ENS Program Data | 1 | 1 | 0.97929 | 0.020706 | Heating - Electric | 100% Applicable | NA | ENS Historical Program Data | 0.76 | 953.64
Unconverted D | Various measures - heating system and shell - participants who do not complete second audit | Residential | All Residential | RET Only | Res Heating, Ventilation and Air-Conditioning | Per unconverted D | 25 | 542 | ENS Program Data | 2283 | 0.6461 | 0 | 0 | 0 | ENS Program Data | 0.013004 | 1 | 1 | 0 | Heating - Electric | 100% Applicable | NA | ENS Historical Program Data | 0.76 | 261.18
Solar Domestic Hot Water | Code water heater - electric storage | Residential | All Residential | RET Only | Res Domestic Hot Water (DHW) | Per solar domestic hot water system | 20 | 4053.7778 | https://www.angieslist.com/articles/how-much-does-solar-water-heater-cost.htm | 2955.0244 | 0 | 0 | 0 | 0 | ENS Program Data | 1 | 0.31 | 1 | 0 | 100% Applicable | DHW - Electric | Res - Water Heater | 2019 ENS Baseline Study / NREL Solar Technical Potential Study 2016 | 0.64 | 406.8
Solar air heating | Electric Resistance Heat | Residential | SF Market Rate | RET Only | Res Heating, Ventilation and Air-Conditioning | Per solar air heating system | 20 | 6650 | http://smartenergy-form.arch.illinois.edu/pdf/Archive/RMIResidentialSpaceHeating.pdf | 1091.9 | 0 | 0 | 0 | 0 | ENS Program Data | 0.52877 | 1 | 0.39485 | 0 | 100% Applicable | 100% Applicable | Res HVAC replacing Electric Resistance | 2019 ENS Baseline Study | 0.64 | 148.14
Smart Power Controllers | Traditional Power Bar | Residential | SF Market Rate | ROB and NEW | Res Other | Per Powerbar | 4 | 69.693 | ENS Program Data | 212 | 0.038 | 0 | 0 | 0 | ENS Program Data | 2.7778 | 1 | 0.98 | 0 | 100% Applicable | 100% Applicable | Res - Power Bar | 2019 ENS Baseline Study | 1.04 | 13.82
Smart Power Controllers | Traditional Power Bar | Residential | SF Low Income | ROB and NEW | Res Other | Per Powerbar | 4 | 69.693 | ENS Program Data | 212 | 0.038 | 0 | 0 | 0 | ENS Program Data | 2.7778 | 1 | 0.98 | 0 | 100% Applicable | 100% Applicable | Res - Power Bar | 2019 ENS Baseline Study | 1.04 | 13.82
Smart Power Controllers | Traditional Power Bar | Residential | Mi'kmaw | ROB and NEW | Res Other | Per Powerbar | 4 | 69.693 | ENS Program Data | 212 | 0.038 | 0 | 0 | 0 | ENS Program Data | 2.7778 | 1 | 0.98 | 0 | 100% Applicable | 100% Applicable | Res - Power Bar | 2019 ENS Baseline Study | 1.04 | 13.82
Smart Power Controllers | Traditional Power Bar | Residential | MF Market Rate | ROB and NEW | Res Other | Per Powerbar | 4 | 69.693 | ENS Program Data | 212 | 0.038 | 0 | 0 | 0 | ENS Program Data | 2.7778 | 1 | 0.98 | 0 | 100% Applicable | 100% Applicable | Res - Power Bar | 2019 ENS Baseline Study | 1.04 | 13.82
Smart Power Controllers | Traditional Power Bar | Residential | MF Low Income | ROB and NEW | Res Other | Per powerbar | 4 | 69.693 | ENS Program Data | 212 | 0.038 | 0 | 0 | 0 | ENS Program Data | 2.7778 | 1 | 0.98 | 0 | 100% Applicable | 100% Applicable | Res - Power Bar | 2019 ENS Baseline Study | 1.04 | 13.82
Smart power bar | Traditional Power Bar | Residential | All Residential | ROB and NEW | Res Other | Per powerbar | 4 | 25.8 | ENS Program Data | 53.8 | 0 | 0 | 0 | 0 | ENS Program Data | 2.7778 | 1 | 0.98 | 0.02 | 100% Applicable | 100% Applicable | Res - Power Bar | 2019 ENS Baseline Study | 1 | 3.47
Screw-in LED Bulb | Incandescent/Halogen Mix | Residential | SF Market Rate | RET Only | Res Lighting | Per lamp | 22.0282 | 6.6926 | ENS Program Data | 26.5043 | 0.0034584 | 0 | 0 | 0 | ENS Program Data | 34.6 | 1 | 0.45119 | 0.54881 | 100% Applicable | 100% Applicable | Res - Screw In Bulbs | 2019 ENS Baseline Study | 0.87 | 1.35
Screw-in LED Bulb | Incandescent/Halogen Mix | Residential | SF Low Income | RET Only | Res Lighting | Per lamp | 22.0282 | 6.6926 | ENS Program Data | 26.5043 | 0.0034584 | 0 | 0 | 0 | ENS Program Data | 22.5 | 1 | 0.43448 | 0.56552 | 100% Applicable | 100% Applicable | Res - Screw In Bulbs | 2019 ENS Baseline Study | 0.87 | 1.35
Screw-in LED Bulb | Incandescent/Halogen Mix | Residential | Mi'kmaw | RET Only | Res Lighting | Per lamp | 22.0282 | 6.6926 | ENS Program Data | 26.5043 | 0.0034584 | 0 | 0 | 0 | ENS Program Data | 16.7 | 1 | 0.33524 | 0.66476 | 100% Applicable | 100% Applicable | Res - Screw In Bulbs | 2019 ENS Baseline Study | 0.87 | 1.35
Screw-in LED Bulb | Incandescent/Halogen Mix | Residential | MF Market Rate | RET Only | Res Lighting | Per lamp | 23.5096 | 6.84 | ENS Program Data | 27.8399 | 0.0033195 | 0 | 0 | 0 | ENS Program Data | 10.6 | 1 | 0.42415 | 0.57585 | 100% Applicable | 100% Applicable | Res - Screw In Bulbs | 2019 ENS Baseline Study | 0.87 | 1.35
Screw-in LED Bulb | Incandescent/Halogen Mix | Residential | MF Low Income | RET Only | Res Lighting | Per lamp | 23.5096 | 6.84 | ENS Program Data | 27.8399 | 0.0033195 | 0 | 0 | 0 | ENS Program Data | 14 | 1 | 0.47396 | 0.52604 | 100% Applicable | 100% Applicable | Res - Screw In Bulbs | 2019 ENS Baseline Study | 0.87 | 1.35
Screw-in LED Bulb | Incandescent/Halogen Mix | Residential | SF Market Rate | ROB and NEW | Res Lighting | Per lamp | 22.0282 | 5.1926 | ENS Program Data | 26.5043 | 0.0034584 | 0 | 0 | 0 | ENS Program Data | 34.6 | 1 | 0.45119 | 0.54881 | 100% Applicable | 100% Applicable | Res - Screw In Bulbs | 2019 ENS Baseline Study | 1.14 | 2.13
Screw-in LED Bulb | Incandescent/Halogen Mix | Residential | SF Low Income | ROB and NEW | Res Lighting | Per lamp | 22.0282 | 5.1926 | ENS Program Data | 26.5043 | 0.0034584 | 0 | 0 | 0 | ENS Program Data | 22.5 | 1 | 0.43448 | 0.56552 | 100% Applicable | 100% Applicable | Res - Screw In Bulbs | 2019 ENS Baseline Study | 1.14 | 2.13
Screw-in LED Bulb | Incandescent/Halogen Mix | Residential | Mi'kmaw | ROB and NEW | Res Lighting | Per lamp | 22.0282 | 5.1926 | ENS Program Data | 26.5043 | 0.0034584 | 0 | 0 | 0 | ENS Program Data | 16.7 | 1 | 0.33524 | 0.66476 | 100% Applicable | 100% Applicable | Res - Screw In Bulbs | 2019 ENS Baseline Study | 1.14 | 2.13
Screw-in LED Bulb | Incandescent/Halogen Mix | Residential | MF Market Rate | ROB and NEW | Res Lighting | Per lamp | 23.5096 | 5.34 | ENS Program Data | 27.8399 | 0.0033195 | 0 | 0 | 0 | ENS Program Data | 10.6 | 1 | 0.42415 | 0.57585 | 100% Applicable | 100% Applicable | Res - Screw In Bulbs | 2019 ENS Baseline Study | 1.14 | 2.13
Screw-in LED Bulb | Incandescent/Halogen Mix | Residential | MF Low Income | ROB and NEW | Res Lighting | Per lamp | 23.5096 | 5.34 | ENS Program Data | 27.8399 | 0.0033195 | 0 | 0 | 0 | ENS Program Data | 14 | 1 | 0.47396 | 0.52604 | 100% Applicable | 100% Applicable | Res - Screw In Bulbs | 2019 ENS Baseline Study | 1.14 | 2.13
Room air purifier | Non-ES Air Purifier | Residential | All Residential | ROB and NEW | Res Other | Per appliance | 9 | 211.46 | ENS Program Data | 480 | 0.0821 | 0 | 0 | 0 | ENS Program Data | 0.1 | 1 | 1 | 0 | 100% Applicable | 100% Applicable | NA | Engineering Assumption | 1 | 30.99
Residential ETS System (Room) | Electric Resistance Heat | Residential | SF Market Rate | RET Only | Res Heating, Ventilation and Air-Conditioning | Per ETS | 18 | 2000 | Engineering Estimates | 0 | 2.5 | 0 | 0 | 0 | Engineering Estimates | 0.52877 | 1 | 0.39485 | 0 | 100% Applicable | 100% Applicable | Res HVAC replacing Electric Resistance | 2019 ENS Baseline Study | 0.64 | 183.75
Residential ETS System (Central) | Electric Resistance Heat | Residential | SF Market Rate | RET Only | Res Heating, Ventilation and Air-Conditioning | Per ETS | 18 | 5000 | Engineering Estimates | 0 | 5 | 0 | 0 | 0 | Engineering Estimates | 0.52877 | 1 | 0.39485 | 0 | 100% Applicable | 100% Applicable | Res HVAC replacing Electric Resistance | 2019 ENS Baseline Study | 0.64 | 183.75
Residential DHW Timer | Code water heater - electric storage | Residential | All Residential | ROB and NEW | Res Domestic Hot Water (DHW) | Per Timer | 9 | 200 | Engineering Estimates | 0 | 0.5 | 0 | 0 | 0 | Engineering Estimates | 1 | 1 | 0.95 | 0.05 | 100% Applicable | DHW - Electric | NA | 2019 ENS Baseline Study | 0.64 | 183.75
Refrigerator retirement | Continued Refrigerator (10+yrs old) Operation | Residential | SF Market Rate | RET Only | Res Refrigeration | Per appliance | 8 | 115.46 | https://www.homeadvisor.com/cost/cleaning-services/remove-waste/ | 751 | 0.1036 | 0 | 0 | 0 | ENS Program Data | 0.080658 | 1 | 1 | 0 | 100% Applicable | 100% Applicable | Res - Secondary Refrigerator | 2019 ENS Baseline Study | 0.55 | 114
Refrigerator retirement | Continued Refrigerator (10+yrs old) Operation | Residential | MF Market Rate | RET Only | Res Refrigeration | Per appliance | 8 | 115.46 | https://www.homeadvisor.com/cost/cleaning-services/remove-waste/ | 751 | 0.1036 | 0 | 0 | 0 | ENS Program Data | 0.022101 | 1 | 1 | 0 | 100% Applicable | 100% Applicable | Res - Secondary Refrigerator | 2019 ENS Baseline Study | 0.55 | 114
Refrigerator retirement | Continued Refrigerator (10+yrs old) Operation | Residential | Mi'kmaw | RET Only | Res Refrigeration | Per appliance | 8 | 115.46 | https://www.homeadvisor.com/cost/cleaning-services/remove-waste/ | 751 | 0.1036 | 0 | 0 | 0 | ENS Program Data | 0 | 1 | 1 | 0 | 100% Applicable | 100% Applicable | Res - Secondary Refrigerator | 2019 ENS Baseline Study | 0.55 | 114
Refrigerator retirement | Continued Refrigerator (10+yrs old) Operation | Residential | SF Low Income | RET Only | Res Refrigeration | Per appliance | 8 | 115.46 | https://www.homeadvisor.com/cost/cleaning-services/remove-waste/ | 751 | 0.1036 | 0 | 0 | 0 | ENS Program Data | 0.026288 | 1 | 1 | 0 | 100% Applicable | 100% Applicable | Res - Secondary Refrigerator | 2019 ENS Baseline Study | 0.55 | 114
Refrigerator retirement | Continued Refrigerator (10+yrs old) Operation | Residential | MF Low Income | RET Only | Res Refrigeration | Per appliance | 8 | 115.46 | https://www.homeadvisor.com/cost/cleaning-services/remove-waste/ | 751 | 0.1036 | 0 | 0 | 0 | ENS Program Data | 0.0089619 | 1 | 1 | 0 | 100% Applicable | 100% Applicable | Res - Secondary Refrigerator | 2019 ENS Baseline Study | 0.55 | 114
Refrigerator replacement (Low income only) | Continued Refrigerator (10+yrs old) Operation | Residential | SF Low Income | RET Only | Res Refrigeration | Per appliance | 12 | 882.2729 | ENS Program Data | 705 | 0.0973 | 0 | 0 | 0 | ENS Program Data | 0.026288 | 1 | 1 | 0 | 100% Applicable | 100% Applicable | Res - Secondary Refrigerator | 2019 ENS Baseline Study | 1 | 107.02
Refrigerator replacement (Low income only) | Continued Refrigerator (10+yrs old) Operation | Residential | MF Low Income | RET Only | Res Refrigeration | Per unit replaced | 12 | 882.2729 | ENS Program Data | 705 | 0.0973 | 0 | 0 | 0 | ENS Program Data | 0.0089619 | 1 | 1 | 0 | 100% Applicable | 100% Applicable | Res - Secondary Refrigerator | 2019 ENS Baseline Study | 1 | 107.0212
Refrigerator replacement | Continued Refrigerator (10+yrs old) Operation | Residential | SF Market Rate | RET Only | Res Refrigeration | Per unit replaced | 12 | 900.42 | ENS Program Data | 705 | 0.09729 | 0 | 0 | 0 | ENS Program Data | 0.080658 | 1 | 1 | 0 | 100% Applicable | 100% Applicable | Res - Secondary Refrigerator | 2019 ENS Baseline Study | 0.75 | 107.0212
Refrigerator replacement | Continued Refrigerator (10+yrs old) Operation | Residential | MF Market Rate | RET Only | Res Refrigeration | Per unit replaced | 12 | 900.42 | ENS Program Data | 705 | 0.09729 | 0 | 0 | 0 | ENS Program Data | 0.022101 | 1 | 1 | 0 | 100% Applicable | 100% Applicable | Res - Secondary Refrigerator | 2019 ENS Baseline Study | 0.75 | 107.0212
Refrigerator replacement | Continued Refrigerator (10+yrs old) Operation | Residential | Mi'kmaw | RET Only | Res Refrigeration | Per unit replaced | 12 | 900.42 | ENS Program Data | 705 | 0.09729 | 0 | 0 | 0 | ENS Program Data | 0 | 1 | 1 | 0 | 100% Applicable | 100% Applicable | Res - Secondary Refrigerator | 2019 ENS Baseline Study | 0.75 | 107.0212
Range / Stove replacement | Continued Range Operation | Residential | All Residential | RET Only | Res Other | Per unit replaced | 12 | 1120 | ENS Program Data | 207.75 | 0.02867 | 0 | 0 | 0 | ENS Program Data | 0.58 | 1 | 0.52 | 0.45 | 100% Applicable | 100% Applicable | Res - Electric Stove | RASS 2009; Residential Appliance Product Trends Report - RIA 2015 | 0.75 | 31.5371
Programmable thermostat | Bimetallic strip tstat | Residential | All Residential | ROB and NEW | Res Heating, Ventilation and Air-Conditioning | Per thermostat | 10 | 15.7559 | ENS Program Data | 221 | -0.0882 | 0 | 0 | 0 | ENS Program Data | 5.0556 | 1 | 0.91209 | 0.076923 | Heating - Electric | 100% Applicable | Res Thermostats | 2019 ENS Baseline Study | 1 | 14.27
Power bar with timer | Traditional Power Bar | Residential | All Residential | ROB and NEW | Res Other | Per powerbar | 4 | 25.8 | ENS Program Data | 53.7 | 0 | 0 | 0 | 0 | ENS Program Data | 2.7778 | 1 | 0.98 | 0 | 100% Applicable | 100% Applicable | Res - Power Bar | 2019 ENS Baseline Study | 1 | 3.47
Pipe Insulation - MURB | No Insulation | Residential | MF Market Rate | RET Only | Res Domestic Hot Water (DHW) | Per foot of insulation | 15 | 1.4484 | ENS Program Data | 11.06 | 0.0018 | 0 | 0 | 0 | ENS Program Data | 4.5 | 1 | 0.6 | 0.4 | 100% Applicable | DHW - Electric | NA | 2018 ENS PS Update / 2017 NG MA Baseline Study | 1.04 | 0.37
Pipe Insulation - MURB | No Insulation | Residential | MF Low Income | RET Only | Res Domestic Hot Water (DHW) | Per foot of insulation | 15 | 1.4484 | ENS Program Data | 11.06 | 0.0018 | 0 | 0 | 0 | ENS Program Data | 4.5 | 1 | 0.6 | 0.4 | 100% Applicable | DHW - Electric | NA | 2018 ENS PS Update / 2017 NG MA Baseline Study | 1.04 | 0.37
Pipe Insulation | No Insulation | Residential | SF Market Rate | RET Only | Res Domestic Hot Water (DHW) | Per foot of insulation | 15 | 1.4484 | ENS Program Data | 11.06 | 0.0018 | 0 | 0 | 0 | ENS Program Data | 4.5 | 1 | 0.8 | 0.2 | 100% Applicable | DHW - Electric | NA | 2018 ENS PS Update / 2017 NG MA Baseline Study | 1.04 | 0.37
Pipe Insulation | No Insulation | Residential | SF Low Income | RET Only | Res Domestic Hot Water (DHW) | Per foot of insulation | 15 | 1.4484 | ENS Program Data | 11.06 | 0.0018 | 0 | 0 | 0 | ENS Program Data | 4.5 | 1 | 0.8 | 0.2 | 100% Applicable | DHW - Electric | NA | 2018 ENS PS Update / 2017 NG MA Baseline Study | 1.04 | 0.37
Pipe Insulation | No Insulation | Residential | Mi'kmaw | RET Only | Res Domestic Hot Water (DHW) | Per foot of insulation | 15 | 1.4484 | ENS Program Data | 11.06 | 0.0018 | 0 | 0 | 0 | ENS Program Data | 4.5 | 1 | 0.8 | 0.2 | 100% Applicable | DHW - Electric | NA | 2018 ENS PS Update / 2017 NG MA Baseline Study | 1.04 | 0.37
Pellet Stove | Electric Resistance Heat | Residential | SF Market Rate | RET Only | Res Heating, Ventilation and Air-Conditioning | Per pellet stove | 18 | 4384 | ENS Program Data | 8170.78 | 3.8451 | 0 | 0 | -2.7083 | ENS Program Data | 0.52877 | 1 | 0.39485 | 0 | 100% Applicable | 100% Applicable | Res HVAC replacing Electric Resistance | 2019 ENS Baseline Study | 0.64 | 1108.52
Pellet Boiler/Furnace | Electric Resistance Heat | Residential | SF Market Rate | RET Only | Res Heating, Ventilation and Air-Conditioning | Per pellet boiler/furnace | 18 | 7980 | https://www.nyserda.ny.gov/All-Programs/Programs/Renewable-Heat-NY/Residential-Wood-Pellet-Stove/Residential-Pellet-Stove-Program-FAQ https://www.efficiencymaine.com/docs/EM-Quick-Guide-to-Home-Heating.pdf Option B on p. 47 of: https://fyi.extension.wisc.edu/energy/files/2018/07/energy_efficient_wood_heating.pdf | 13765 | 7.75 | 0 | 0 | -5.4167 | ENS Program Data | 0.52877 | 1 | 0.39485 | 0 | 100% Applicable | 100% Applicable | Res HVAC replacing Electric Resistance | 2019 ENS Baseline Study | 0.64 | 1867.48
Outdoor motion sensor | Manual Switch (Outdoor) | Residential | SF Market Rate | ROB and NEW | Res Lighting | Per sensor | 10 | 41.99 | ENS Program Data | 159 | 0 | 0 | 0 | 0 | ENS Program Data | 2.068 | 1 | 0.57018 | 0.42982 | 100% Applicable | 100% Applicable | NA | ENS 2018 Potential Study Update / 2019 ENS Baseline Study | 1 | 10.27
Outdoor motion sensor | Manual Switch (Outdoor) | Residential | SF Low Income | ROB and NEW | Res Lighting | Per sensor | 10 | 41.99 | ENS Program Data | 159 | 0 | 0 | 0 | 0 | ENS Program Data | 2.068 | 1 | 0.57018 | 0.42982 | 100% Applicable | 100% Applicable | NA | ENS 2018 Potential Study Update / 2019 ENS Baseline Study | 1 | 10.27
Networked/ Connected - Indoor LED Lamp | Incandescent/Halogen Mix | Residential | SF Market Rate | ROB and NEW | Res Lighting | Per lamp | 22 | 65.26 | DOE SSL Forecast Model | 30.2866 | 0.0032358 | 0 | 0 | 0 | MA delta watts study | 34.6 | 1 | 0.45119 | 0 | 100% Applicable | 100% Applicable | Res - Screw In Bulbs | 2019 ENS Baseline Study | 1.14 | 2.13
Networked/ Connected - Indoor LED Lamp | Incandescent/Halogen Mix | Residential | SF Low Income | ROB and NEW | Res Lighting | Per lamp | 22 | 65.26 | DOE SSL Forecast Model | 30.2866 | 0.0032358 | 0 | 0 | 0 | MA delta watts study | 22.5 | 1 | 0.43448 | 0 | 100% Applicable | 100% Applicable | Res - Screw In Bulbs | 2019 ENS Baseline Study | 1.14 | 2.13
Networked/ Connected - Indoor LED Lamp | Incandescent/Halogen Mix | Residential | Mi'kmaw | ROB and NEW | Res Lighting | Per lamp | 22 | 65.26 | DOE SSL Forecast Model | 30.2866 | 0.0032358 | 0 | 0 | 0 | MA delta watts study | 16.7 | 1 | 0.33524 | 0 | 100% Applicable | 100% Applicable | Res - Screw In Bulbs | 2019 ENS Baseline Study | 1.14 | 2.13
Networked/ Connected - Indoor LED Lamp | Incandescent/Halogen Mix | Residential | MF Market Rate | ROB and NEW | Res Lighting | Per lamp | 22 | 65.26 | DOE SSL Forecast Model | 30.2866 | 0.0032358 | 0 | 0 | 0 | MA delta watts study | 10.6 | 1 | 0.42415 | 0 | 100% Applicable | 100% Applicable | Res - Screw In Bulbs | 2019 ENS Baseline Study | 1.14 | 2.13
Networked/ Connected - Indoor LED Lamp | Incandescent/Halogen Mix | Residential | MF Low Income | ROB and NEW | Res Lighting | Per lamp | 22 | 66.76 | DOE SSL Forecast Model | 30.2866 | 0.0032358 | 0 | 0 | 0 | MA delta watts study | 14 | 1 | 0.47396 | 0 | 100% Applicable | 100% Applicable | Res - Screw In Bulbs | 2019 ENS Baseline Study | 1.14 | 2.13
Networked/ Connected - Indoor LED Lamp | Incandescent/Halogen Mix | Residential | SF Market Rate | RET Only | Res Lighting | Per lamp | 22 | 66.76 | DOE SSL Forecast Model | 30.2866 | 0.0032358 | 0 | 0 | 0 | MA delta watts study | 34.6 | 1 | 0.45119 | 0 | 100% Applicable | 100% Applicable | Res - Screw In Bulbs | 2019 ENS Baseline Study | 0.87 | 1.35
Networked/ Connected - Indoor LED Lamp | Incandescent/Halogen Mix | Residential | SF Low Income | RET Only | Res Lighting | Per lamp | 22 | 66.76 | DOE SSL Forecast Model | 30.2866 | 0.0032358 | 0 | 0 | 0 | MA delta watts study | 22.5 | 1 | 0.43448 | 0 | 100% Applicable | 100% Applicable | Res - Screw In Bulbs | 2019 ENS Baseline Study | 0.87 | 1.35
Networked/ Connected - Indoor LED Lamp | Incandescent/Halogen Mix | Residential | Mi'kmaw | RET Only | Res Lighting | Per lamp | 22 | 66.76 | DOE SSL Forecast Model | 30.2866 | 0.0032358 | 0 | 0 | 0 | MA delta watts study | 16.7 | 1 | 0.33524 | 0 | 100% Applicable | 100% Applicable | Res - Screw In Bulbs | 2019 ENS Baseline Study | 0.87 | 1.35
Networked/ Connected - Indoor LED Lamp | Incandescent/Halogen Mix | Residential | MF Market Rate | RET Only | Res Lighting | Per lamp | 22 | 66.76 | DOE SSL Forecast Model | 30.2866 | 0.0032358 | 0 | 0 | 0 | MA delta watts study | 10.6 | 1 | 0.42415 | 0 | 100% Applicable | 100% Applicable | Res - Screw In Bulbs | 2019 ENS Baseline Study | 0.87 | 1.35
Networked/ Connected - Indoor LED Lamp | Incandescent/Halogen Mix | Residential | MF Low Income | RET Only | Res Lighting | Per lamp | 22 | 66.76 | DOE SSL Forecast Model | 30.2866 | 0.0032358 | 0 | 0 | 0 | MA delta watts study | 14 | 1 | 0.47396 | 0 | 100% Applicable | 100% Applicable | Res - Screw In Bulbs | 2019 ENS Baseline Study | 0.87 | 1.35
Networked / Connected Plug | Traditional Power Bar | Residential | All Residential | RET Only | Res Other | per advanced power strip | 6.45 | 77.4 | SCE Workpaper | 182.2 | 0.05289 | 0 | 0 | 0 | SCE Workpaper | 2.7778 | 1 | 0.98 | 0 | 100% Applicable | 100% Applicable | Res - Power Bar | 2019 ENS Baseline Study | 1 | 11.7644
MSHP - Mainly Electrical | Electric Resistance Heat | Residential | SF Market Rate | RET Only | Res Heating, Ventilation and Air-Conditioning | Per MSHP | 18 | 5856 | ENS Program Data | 1204 | 2.76 | 0 | 0 | 0 | ENS Program Data | 0.52877 | 1 | 0.39485 | 0.20359 | 100% Applicable | 100% Applicable | Res HVAC replacing Electric Resistance | 2019 ENS Baseline Study | 0.6 | 79.68
MSHP - Fully Electrical | Electric Resistance Heat | Residential | SF Market Rate | RET Only | Res Heating, Ventilation and Air-Conditioning | Per MSHP | 18 | 5856 | ENS Program Data | 3362 | 2.47 | 0 | 0 | 0 | ENS Program Data | 0.52877 | 1 | 0.39485 | 0.20359 | 100% Applicable | 100% Applicable | Res HVAC replacing Electric Resistance | 2019 ENS Baseline Study | 0.58 | 200.16
Motion sensor with dimmer switch | Manual Switch | Residential | All Residential | ROB and NEW | Res Lighting | Per sensor | 10 | 25.7 | ENS Program Data | 43.95 | 0 | 0 | 0 | 0 | ENS Program Data | 11.75 | 0.2 | 0.87054 | 0 | 100% Applicable | 100% Applicable | Res - Lighting Control | 2019 ENS Baseline Study / http://www.lutron.com/en-US/Education-Training/Pages/Tools/EnergySavingCalc.aspx | 1 | 2.84
Mini fridge retirement | Continued Mini Fridge Operation | Residential | All Residential | RET Only | Res Refrigeration | Per appliance | 8 | 57.73 | https://www.homeadvisor.com/cost/cleaning-services/remove-waste/ | 209 | 0.0288 | 0 | 0 | 0 | ENS Program Data | 0.055556 | 1 | 1 | 0 | 100% Applicable | 100% Applicable | NA | 2019 ENS Baseline Study | 0.5 | 31.73
Mini freezer retirement | Continued Mini Freezer Operation | Residential | All Residential | RET Only | Res Refrigeration | Per appliance | 8 | 57.73 | https://www.homeadvisor.com/cost/cleaning-services/remove-waste/ | 327 | 0.0451 | 0 | 0 | 0 | ENS Program Data | 0.056481 | 1 | 1 | 0 | 100% Applicable | 100% Applicable | NA | ENS Historical Program Data | 0.5 | 49.64
Low-flow showerhead - MURB | Standard Showerhead | Residential | MF Market Rate | RET Only | Res Domestic Hot Water (DHW) | Per showerhead | 10 | 43.6254 | ENS Program Data | 348.625 | 0.056463 | 0 | 11.6693 | 0 | ENS Program Data | 1.3913 | 1 | 0.57292 | 0.42708 | 100% Applicable | DHW - Electric | NA | 2019 ENS Baseline Study | 1.04 | 6.96
Low-flow showerhead - MURB | Standard Showerhead | Residential | MF Low Income | RET Only | Res Domestic Hot Water (DHW) | Per showerhead | 10 | 43.6254 | ENS Program Data | 348.625 | 0.056463 | 0 | 11.6693 | 0 | ENS Program Data | 1.1818 | 1 | 0.51282 | 0.48718 | 100% Applicable | DHW - Electric | NA | 2019 ENS Baseline Study | 1.04 | 6.96
Low-flow showerhead | Standard Showerhead | Residential | SF Market Rate | RET Only | Res Domestic Hot Water (DHW) | Per showerhead | 10 | 43.6254 | ENS Program Data | 394.3459 | 0.063884 | 0 | 16.0485 | 0 | ENS Program Data | 1.2407 | 1 | 0.42289 | 0.57711 | 100% Applicable | DHW - Electric | NA | 2019 ENS Baseline Study | 1.04 | 7.93
Low-flow showerhead | Standard Showerhead | Residential | SF Low Income | RET Only | Res Domestic Hot Water (DHW) | Per showerhead | 10 | 43.6254 | ENS Program Data | 394.3459 | 0.063884 | 0 | 16.0485 | 0 | ENS Program Data | 1.5655 | 1 | 0.42459 | 0.57541 | 100% Applicable | DHW - Electric | NA | 2019 ENS Baseline Study | 1.04 | 7.93
Low-flow showerhead | Standard Showerhead | Residential | Mi'kmaw | RET Only | Res Domestic Hot Water (DHW) | Per showerhead | 10 | 43.6254 | ENS Program Data | 394.3459 | 0.063884 | 0 | 16.0485 | 0 | ENS Program Data | 1.4762 | 1 | 0.3871 | 0.6129 | 100% Applicable | DHW - Electric | NA | 2019 ENS Baseline Study | 1.04 | 7.93
LED Night Lights | Incandescent Night Light | Residential | SF Market Rate | RET Only | Res Lighting | Per nightlight | 23 | 1.6626 | ENS Program Data | 23.46 | 0.0027 | 0 | 0 | 0 | ENS Program Data | 1 | 1 | 0.47614 | 0.52386 | 100% Applicable | 100% Applicable | NA | Engineering Judgement | 1.04 | 0.79
LED Night Lights | Incandescent Night Light | Residential | SF Low Income | RET Only | Res Lighting | Per nightlight | 23 | 1.6626 | ENS Program Data | 23.46 | 0.0027 | 0 | 0 | 0 | ENS Program Data | 1 | 1 | 0.52603 | 0.47397 | 100% Applicable | 100% Applicable | NA | Engineering Judgement | 1.04 | 0.79
LED Night Lights | Incandescent Night Light | Residential | Mi'kmaw | RET Only | Res Lighting | Per nightlight | 23 | 1.6626 | ENS Program Data | 23.46 | 0.0027 | 0 | 0 | 0 | ENS Program Data | 1 | 1 | 0.52603 | 0.47397 | 100% Applicable | 100% Applicable | NA | Engineering Judgement | 1.04 | 0.79
LED Night Lights | Incandescent Night Light | Residential | MF Market Rate | RET Only | Res Lighting | Per nightlight | 23 | 1.6626 | ENS Program Data | 23.46 | 0.0027 | 0 | 0 | 0 | ENS Program Data | 1 | 1 | 0.55704 | 0.44296 | 100% Applicable | 100% Applicable | NA | Engineering Judgement | 1.04 | 0.79
LED Night Lights | Incandescent Night Light | Residential | MF Low Income | RET Only | Res Lighting | Per nightlight | 23 | 1.6626 | ENS Program Data | 23.46 | 0.0027 | 0 | 0 | 0 | ENS Program Data | 1 | 1 | 0.59923 | 0.40077 | 100% Applicable | 100% Applicable | NA | Engineering Judgement | 1.04 | 0.79
LED - ENERGY STAR Fixture without Motion Sensor | Incandescent/Incandescent Halogen (2 and 3x60 W eq) | Residential | All Residential | RET Only | Res Lighting | Per fixture | 25 | 36.89 | ENS Program Data | 72.09 | 0.0103 | 0 | 0 | 0 | ENS Program Data | 0.73577 | 1 | 0.4843 | 0 | 100% Applicable | 100% Applicable | Res Fixtures | PA SWE 2014 Baseline Study | 1 | 4.65
LED - ENERGY STAR Fixture with Motion Sensor | Incandescent/Incandescent Halogen (2 and 3x60 W eq) | Residential | All Residential | RET Only | Res Lighting | Per fixture | 25 | 46.67 | ENS Program Data | 259.35 | 0.0418 | 0 | 0 | 0 | ENS Program Data | 0.73577 | 1 | 0.4843 | 0.5157 | 100% Applicable | 100% Applicable | Res Fixtures | PA SWE 2014 Baseline Study | 1 | 16.75
Induction Cooktop Stove | Electric Resistance Stove | Residential | All Residential | ROB and NEW | Res Other | per stove | 20.64 | 329.1951 | EERE-2014-BT-STD-0005-0052 | 41.9 | 0.004 | 0 | 0 | 0 | EERE-2014-BT-STD-0005-0052 | 0.58 | 1 | 0.52 | 0.03 | 100% Applicable | 100% Applicable | Res - Electric Stove | RASS 2009; Residential Appliance Product Trends Report - RIA 2015 / NRCan 2011 Survey of Household Energy Use | 1 | 2.7054
Indoor motion sensor | Manual Switch | Residential | All Residential | ROB and NEW | Res Lighting | Per sensor | 10 | 25.7 | ENS Program Data | 37.56 | 0 | 0 | 0 | 0 | ENS Program Data | 11.75 | 0.2 | 0.87054 | 0.0094553 | 100% Applicable | 100% Applicable | Res - Lighting Control | 2019 ENS Baseline Study / http://www.lutron.com/en-US/Education-Training/Pages/Tools/EnergySavingCalc.aspx | 1 | 2.42
Hybrid Heat Pump Dryer | Commodity Clothes Dryer | Residential | Mi'kmaw | ROB and NEW | Res Other | Per unit | 12 | 600 | ENS Program Data | 224 | 0.030912 | 0 | 0 | 0 | ENS Program Data | 1.2962 | 1 | 0.077246 | 0 | 100% Applicable | 100% Applicable | Res - Clothes Dryer | 2019 ENS Baseline Study | 0.85 | 14.46
Hybrid Heat Pump Dryer | Commodity Clothes Dryer | Residential | MF Low Income | ROB and NEW | Res Other | Per unit | 12 | 600 | ENS Program Data | 224 | 0.030912 | 0 | 0 | 0 | ENS Program Data | 0.35659 | 1 | 0.1982 | 0 | 100% Applicable | 100% Applicable | Res - Clothes Dryer | 2019 ENS Baseline Study | 0.85 | 14.46
Hybrid Heat Pump Dryer | Commodity Clothes Dryer | Residential | MF Market Rate | ROB and NEW | Res Other | Per unit | 12 | 600 | ENS Program Data | 224 | 0.030912 | 0 | 0 | 0 | ENS Program Data | 0.96332 | 1 | 0.5267 | 0 | 100% Applicable | 100% Applicable | Res - Clothes Dryer | 2019 ENS Baseline Study | 0.85 | 14.46
Hybrid Heat Pump Dryer | Commodity Clothes Dryer | Residential | SF Low Income | ROB and NEW | Res Other | Per unit | 12 | 600 | ENS Program Data | 224 | 0.030912 | 0 | 0 | 0 | ENS Program Data | 0.99568 | 1 | 0.40259 | 0 | 100% Applicable | 100% Applicable | Res - Clothes Dryer | 2019 ENS Baseline Study | 0.85 | 14.46
Hybrid Heat Pump Dryer | Commodity Clothes Dryer | Residential | SF Market Rate | ROB and NEW | Res Other | Per unit | 12 | 600 | ENS Program Data | 224 | 0.030912 | 0 | 0 | 0 | ENS Program Data | 1.0021 | 1 | 0.68713 | 0 | 100% Applicable | 100% Applicable | Res - Clothes Dryer | 2019 ENS Baseline Study | 0.85 | 14.46
Hot Water Tank Wrap - MURB | No Tank Wrap | Residential | MF Market Rate | RET Only | Res Domestic Hot Water (DHW) | Per tank wrap | 7 | 29.8554 | ENS Program Data | 102.78 | 0.0167 | 0 | 0 | 0 | ENS Program Data | 1 | 1 | 0.62059 | 0.37941 | 100% Applicable | DHW - Electric | NA | 2019 ENS Baseline Study | 1.04 | 3.45
Hot Water Tank Wrap - MURB | No Tank Wrap | Residential | MF Low Income | RET Only | Res Domestic Hot Water (DHW) | Per tank wrap | 7 | 29.8554 | ENS Program Data | 102.78 | 0.0167 | 0 | 0 | 0 | ENS Program Data | 1 | 1 | 0.40214 | 0.59786 | 100% Applicable | DHW - Electric | NA | 2019 ENS Baseline Study | 1.04 | 3.45
Hot Water Tank Wrap | No Tank Wrap | Residential | SF Market Rate | RET Only | Res Domestic Hot Water (DHW) | Per tank wrap | 7 | 29.8554 | ENS Program Data | 138.49 | 0.0224 | 0 | 0 | 0 | ENS Program Data | 1.0044 | 1 | 0.59062 | 0.40938 | 100% Applicable | DHW - Electric | NA | 2019 ENS Baseline Study | 1.04 | 4.66
Hot Water Tank Wrap | No Tank Wrap | Residential | SF Low Income | RET Only | Res Domestic Hot Water (DHW) | Per tank wrap | 7 | 29.8554 | ENS Program Data | 138.49 | 0.0224 | 0 | 0 | 0 | ENS Program Data | 1 | 1 | 0.63149 | 0.36851 | 100% Applicable | DHW - Electric | NA | 2019 ENS Baseline Study | 1.04 | 4.66
Hot Water Tank Wrap | No Tank Wrap | Residential | Mi'kmaw | RET Only | Res Domestic Hot Water (DHW) | Per tank wrap | 7 | 29.8554 | ENS Program Data | 138.49 | 0.0224 | 0 | 0 | 0 | ENS Program Data | 1 | 1 | 0.76513 | 0.23487 | 100% Applicable | DHW - Electric | NA | 2019 ENS Baseline Study | 1.04 | 4.66
Holiday Lights Exchange | Incandescent String Lights | Residential | SF Market Rate | RET Only | Res Lighting | Per string of lights | 25 | 27.54 | ENS Program Data | 39.94 | 0.0532 | 0 | 0 | 0 | ENS Program Data | 1 | 1 | 1 | 0.8 | 100% Applicable | 100% Applicable | NA | Engineering Judgement | 1.04 | 1.34
Holiday Lights Exchange | Incandescent String Lights | Residential | SF Low Income | RET Only | Res Lighting | Per string of lights | 25 | 27.54 | ENS Program Data | 39.94 | 0.0532 | 0 | 0 | 0 | ENS Program Data | 1 | 1 | 1 | 0.8 | 100% Applicable | 100% Applicable | NA | Engineering Judgement | 1.04 | 1.34
Holiday Lights Exchange | Incandescent String Lights | Residential | Mi'kmaw | RET Only | Res Lighting | Per string of lights | 25 | 27.54 | ENS Program Data | 39.94 | 0.0532 | 0 | 0 | 0 | ENS Program Data | 1 | 1 | 1 | 0.8 | 100% Applicable | 100% Applicable | NA | Engineering Judgement | 1.04 | 1.34
Holiday Lights Exchange | Incandescent String Lights | Residential | MF Market Rate | RET Only | Res Lighting | Per string of lights | 25 | 27.54 | ENS Program Data | 39.94 | 0.0532 | 0 | 0 | 0 | ENS Program Data | 1 | 1 | 1 | 0.8 | 100% Applicable | 100% Applicable | NA | Engineering Judgement | 1.04 | 1.34
Holiday Lights Exchange | Incandescent String Lights | Residential | MF Low Income | RET Only | Res Lighting | Per string of lights | 25 | 27.54 | ENS Program Data | 39.94 | 0.0532 | 0 | 0 | 0 | ENS Program Data | 1 | 1 | 1 | 0.8 | 100% Applicable | 100% Applicable | NA | Engineering Judgement | 1.04 | 1.34
Heavy duty timer | Manual Control | Residential | All Residential | ROB and NEW | Res Other | Per timer | 10 | 24.28 | ENS Program Data | 122 | 0 | 0 | 0 | 0 | ENS Program Data | 0.05 | 1 | 0.9 | 0.1 | 100% Applicable | 100% Applicable | NA | ENS 2018 Potential Study Update / ENS Historical Program Data | 1 | 7.88
Heat Pump Water Heater | Code water heater - electric storage | Residential | All Residential | ROB and NEW | Res Domestic Hot Water (DHW) | Per HPWH | 10 | 2845.1155 | Navigant (2018) "Water Heating, Boiler, and Furnace Cost Study (RES 19)." p.24 http://ma-eeac.org/wordpress/wp-content/uploads/RES19_Assembled_Report_2018-09-27.pdf | 771 | 0.3 | 0 | 0 | 0 | ENS Program Data | 1 | 1 | 1 | 0 | 100% Applicable | DHW - Electric | Res - Water Heater | 2019 ENS Baseline Study | 0.76 | 88.2
Heat Pump Dryer (ventless) | Commodity Clothes Dryer | Residential | Mi'kmaw | ROB and NEW | Res Other | Per unit | 12 | 1095 | ENS Program Data | 446 | 0.061548 | 0 | 0 | 0 | ENS Program Data | 1.2962 | 1 | 0.077246 | 0.18406 | 100% Applicable | 100% Applicable | Res - Clothes Dryer | 2019 ENS Baseline Study | 0.9 | 28.8
Heat Pump Dryer (ventless) | Commodity Clothes Dryer | Residential | MF Low Income | ROB and NEW | Res Other | Per unit | 12 | 1095 | ENS Program Data | 446 | 0.061548 | 0 | 0 | 0 | ENS Program Data | 0.35659 | 1 | 0.1982 | 0.063107 | 100% Applicable | 100% Applicable | Res - Clothes Dryer | 2019 ENS Baseline Study | 0.9 | 28.8
Heat Pump Dryer (ventless) | Commodity Clothes Dryer | Residential | MF Market Rate | ROB and NEW | Res Other | Per unit | 12 | 1095 | ENS Program Data | 446 | 0.061548 | 0 | 0 | 0 | ENS Program Data | 0.96332 | 1 | 0.5267 | 0.057787 | 100% Applicable | 100% Applicable | Res - Clothes Dryer | 2019 ENS Baseline Study | 0.9 | 28.8
Heat Pump Dryer (ventless) | Commodity Clothes Dryer | Residential | SF Low Income | ROB and NEW | Res Other | Per unit | 12 | 1095 | ENS Program Data | 446 | 0.061548 | 0 | 0 | 0 | ENS Program Data | 0.99568 | 1 | 0.40259 | 0.08697 | 100% Applicable | 100% Applicable | Res - Clothes Dryer | 2019 ENS Baseline Study | 0.9 | 28.8
Heat Pump Dryer (ventless) | Commodity Clothes Dryer | Residential | SF Market Rate | ROB and NEW | Res Other | Per unit | 12 | 1095 | ENS Program Data | 446 | 0.061548 | 0 | 0 | 0 | ENS Program Data | 1.0021 | 1 | 0.68713 | 0.043559 | 100% Applicable | 100% Applicable | Res - Clothes Dryer | 2019 ENS Baseline Study | 0.9 | 28.8
GSHP | Electric Resistance Heat | Residential | SF Market Rate | RET Only | Res Heating, Ventilation and Air-Conditioning | Per GSHP | 25 | 20592 | ENS Program Data | 11544 | 0.3 | 0 | 0 | 0 | ENS Program Data | 0.52877 | 0.2 | 0.39485 | 0.0019261 | 100% Applicable | 100% Applicable | Res HVAC replacing Electric Resistance | 2019 ENS Baseline Study | 0.56 | 2230.87
Freezer retirement | Continued Freezer (10+yrs old) Operation | Residential | SF Market Rate | RET Only | Res Refrigeration | Per appliance | 8 | 115.46 | https://www.homeadvisor.com/cost/cleaning-services/remove-waste/ | 863 | 0.1191 | 0 | 0 | 0 | ENS Program Data | 0.7686 | 0.50283 | 1 | 0 | 100% Applicable | 100% Applicable | Res - Secondary Freezer | 2019 ENS Baseline Study | 0.55 | 131.01
Freezer retirement | Continued Freezer (10+yrs old) Operation | Residential | MF Market Rate | RET Only | Res Refrigeration | Per appliance | 8 | 115.46 | https://www.homeadvisor.com/cost/cleaning-services/remove-waste/ | 863 | 0.1191 | 0 | 0 | 0 | ENS Program Data | 0.38981 | 0.26074 | 1 | 0 | 100% Applicable | 100% Applicable | Res - Secondary Freezer | 2019 ENS Baseline Study | 0.55 | 131.01
Freezer retirement | Continued Freezer (10+yrs old) Operation | Residential | Mi'kmaw | RET Only | Res Refrigeration | Per appliance | 8 | 115.46 | https://www.homeadvisor.com/cost/cleaning-services/remove-waste/ | 863 | 0.1191 | 0 | 0 | 0 | ENS Program Data | 0.46638 | 0.46116 | 1 | 0 | 100% Applicable | 100% Applicable | Res - Secondary Freezer | 2019 ENS Baseline Study | 0.55 | 131.01
Freezer retirement | Continued Freezer (10+yrs old) Operation | Residential | SF Low Income | RET Only | Res Refrigeration | Per appliance | 8 | 115.46 | https://www.homeadvisor.com/cost/cleaning-services/remove-waste/ | 863 | 0.1191 | 0 | 0 | 0 | ENS Program Data | 0.72744 | 0.39635 | 1 | 0 | 100% Applicable | 100% Applicable | Res - Secondary Freezer | 2019 ENS Baseline Study | 0.55 | 131.01
Freezer retirement | Continued Freezer (10+yrs old) Operation | Residential | MF Low Income | RET Only | Res Refrigeration | Per appliance | 8 | 115.46 | https://www.homeadvisor.com/cost/cleaning-services/remove-waste/ | 863 | 0.1191 | 0 | 0 | 0 | ENS Program Data | 0.33521 | 0.24158 | 1 | 0 | 100% Applicable | 100% Applicable | Res - Secondary Freezer | 2019 ENS Baseline Study | 0.55 | 131.01
Freezer replacement (Low income only) | Continued Freezer (10+yrs old) Operation | Residential | SF Low Income | RET Only | Res Refrigeration | Per unit replaced | 12 | 678.4344 | ENS Program Data | 1399 | 0.1931 | 0 | 0 | 0 | ENS Program Data | 0.72744 | 0.018398 | 1 | 0 | 100% Applicable | 100% Applicable | Res - Secondary Freezer | 2019 ENS Baseline Study | 1 | 212.37
Freezer replacement (Low income only) | Continued Freezer (10+yrs old) Operation | Residential | MF Low Income | RET Only | Res Refrigeration | Per unit replaced | 12 | 678.4344 | ENS Program Data | 1399 | 0.1931 | 0 | 0 | 0 | ENS Program Data | 0.33521 | 0.0099476 | 1 | 0 | 100% Applicable | 100% Applicable | Res - Secondary Freezer | 2019 ENS Baseline Study | 1 | 212.3726
Freezer replacement | Continued Freezer (10+yrs old) Operation | Residential | SF Market Rate | RET Only | Res Refrigeration | Per unit replaced | 12 | 683.38 | ENS Program Data | 1399 | 0.19306 | 0 | 0 | 0 | ENS Program Data | 0.7686 | 0.022726 | 1 | 0 | 100% Applicable | 100% Applicable | Res - Secondary Freezer | 2019 ENS Baseline Study | 0.75 | 212.3726
Freezer replacement | Continued Freezer (10+yrs old) Operation | Residential | MF Market Rate | RET Only | Res Refrigeration | Per unit replaced | 12 | 683.38 | ENS Program Data | 1399 | 0.19306 | 0 | 0 | 0 | ENS Program Data | 0.38981 | 0.01065 | 1 | 0 | 100% Applicable | 100% Applicable | Res - Secondary Freezer | 2019 ENS Baseline Study | 0.75 | 212.3726
Freezer replacement | Continued Freezer (10+yrs old) Operation | Residential | Mi'kmaw | RET Only | Res Refrigeration | Per unit replaced | 12 | 683.38 | ENS Program Data | 1399 | 0.19306 | 0 | 0 | 0 | ENS Program Data | 0.46638 | 0.02089 | 1 | 0 | 100% Applicable | 100% Applicable | Res - Secondary Freezer | 2019 ENS Baseline Study | 0.75 | 212.3726
Faucet Aerators - MURB | Standard Faucet | Residential | MF Market Rate | RET Only | Res Domestic Hot Water (DHW) | Per faucet aerator | 10 | 16.1568 | ENS Program Data | 95 | 0.0154 | 0 | 1.7973 | 0 | ENS Program Data | 3.1029 | 1 | 0.76777 | 0.23223 | 100% Applicable | DHW - Electric | NA | 2019 ENS Baseline Study | 1.04 | 3.19
Faucet Aerators - MURB | Standard Faucet | Residential | MF Low Income | RET Only | Res Domestic Hot Water (DHW) | Per faucet aerator | 10 | 16.1568 | ENS Program Data | 95 | 0.0154 | 0 | 1.7973 | 0 | ENS Program Data | 2.7692 | 1 | 0.77778 | 0.22222 | 100% Applicable | DHW - Electric | NA | 2019 ENS Baseline Study | 1.04 | 3.19
Faucet Aerators | Standard Faucet | Residential | SF Market Rate | RET Only | Res Domestic Hot Water (DHW) | Per faucet aerator | 10 | 16.1568 | ENS Program Data | 98 | 0.0159 | 0 | 1.8674 | 0 | ENS Program Data | 3.9762 | 1 | 0.7016 | 0.2984 | 100% Applicable | DHW - Electric | NA | 2019 ENS Baseline Study | 1.04 | 3.29
Faucet Aerators | Standard Faucet | Residential | SF Low Income | RET Only | Res Domestic Hot Water (DHW) | Per faucet aerator | 10 | 16.1568 | ENS Program Data | 98 | 0.0159 | 0 | 1.8674 | 0 | ENS Program Data | 3.1304 | 1 | 0.7123 | 0.2877 | 100% Applicable | DHW - Electric | NA | 2019 ENS Baseline Study | 1.04 | 3.29
Faucet Aerators | Standard Faucet | Residential | Mi'kmaw | RET Only | Res Domestic Hot Water (DHW) | Per faucet aerator | 10 | 16.1568 | ENS Program Data | 98 | 0.0159 | 0 | 1.8674 | 0 | ENS Program Data | 2.9048 | 1 | 0.62295 | 0.37705 | 100% Applicable | DHW - Electric | NA | 2019 ENS Baseline Study | 1.04 | 3.29
EV: Level 1/2 Energy Star Electric Vehicle Charging | Non- Energy Star level 1 or 2 charger | Residential | SF Market Rate | ROB and NEW | Res Other | Per Charger | 9.03 | 1464.15 | ENERGY STAR Market and Industry Scoping Report | 44.3134 | 0 | 0 | 0 | 0 | ENERGY STAR Market and Industry Scoping Report | 0.084 | 1 | 0.993 | 0.007 | 100% Applicable | 100% Applicable | NA | Navigant VAST Model 2019 | 0.91 | 5.3211
ENERGY STAR Manufactured Home | New Code-Compliant Manufactured Home | Residential | SF Market Rate | NEW Only | Res Heating, Ventilation and Air-Conditioning | per living unit | 20 | 5507.268 | DOE Analysis | 2074.6199 | 1.0199 | 0 | 0 | 0 | Modeled with REM-Rate software | 0.031621 | 1 | 1 | 0 | Heating - Electric | 100% Applicable | NA | 2019 ENS Baseline Study | 1.06 | 281.7029
ENERGY STAR Manufactured Home | New Code-Compliant Manufactured Home | Residential | SF Low Income | NEW Only | Res Heating, Ventilation and Air-Conditioning | per living unit | 20 | 5507.268 | DOE Analysis | 2074.6199 | 1.0199 | 0 | 0 | 0 | Modeled with REM-Rate software | 0.90184 | 1 | 1 | 0 | Heating - Electric | 100% Applicable | NA | 2019 ENS Baseline Study | 1.06 | 281.7029
ENERGY STAR Manufactured Home | New Code-Compliant Manufactured Home | Residential | Mi'kmaw | NEW Only | Res Heating, Ventilation and Air-Conditioning | per living unit | 20 | 5507.268 | DOE Analysis | 2074.6199 | 1.0199 | 0 | 0 | 0 | Modeled with REM-Rate software | 0.047619 | 1 | 1 | 0 | Heating - Electric | 100% Applicable | NA | 2019 ENS Baseline Study | 1.06 | 281.7029
Energy Star Dryer | Commodity Clothes Dryer | Residential | Mi'kmaw | ROB and NEW | Res Other | Per unit | 12 | 127.33 | ENS Program Data | 160 | 0.04 | 0 | 0 | 0 | ENS Program Data | 1.2962 | 1 | 0.077246 | 0.73869 | 100% Applicable | 100% Applicable | Res - Clothes Dryer | 2019 ENS Baseline Study | 0.475 | 10.33
Energy Star Dryer | Commodity Clothes Dryer | Residential | MF Low Income | ROB and NEW | Res Other | Per unit | 12 | 127.33 | ENS Program Data | 160 | 0.04 | 0 | 0 | 0 | ENS Program Data | 0.35659 | 1 | 0.1982 | 0.41551 | 100% Applicable | 100% Applicable | Res - Clothes Dryer | 2019 ENS Baseline Study | 0.475 | 10.33
Energy Star Dryer | Commodity Clothes Dryer | Residential | MF Market Rate | ROB and NEW | Res Other | Per unit | 12 | 127.33 | ENS Program Data | 160 | 0.04 | 0 | 0 | 0 | ENS Program Data | 0.96332 | 1 | 0.5267 | 0.51044 | 100% Applicable | 100% Applicable | Res - Clothes Dryer | 2019 ENS Baseline Study | 0.475 | 10.33
Energy Star Dryer | Commodity Clothes Dryer | Residential | SF Low Income | ROB and NEW | Res Other | Per unit | 12 | 127.33 | ENS Program Data | 160 | 0.04 | 0 | 0 | 0 | ENS Program Data | 0.99568 | 1 | 0.40259 | 0.26931 | 100% Applicable | 100% Applicable | Res - Clothes Dryer | 2019 ENS Baseline Study | 0.475 | 10.33
Energy Star Dryer | Commodity Clothes Dryer | Residential | SF Market Rate | ROB and NEW | Res Other | Per unit | 12 | 127.33 | ENS Program Data | 160 | 0.04 | 0 | 0 | 0 | ENS Program Data | 1.0021 | 1 | 0.68713 | 0.31127 | 100% Applicable | 100% Applicable | Res - Clothes Dryer | 2019 ENS Baseline Study | 0.475 | 10.33
Efficient refrigerator | Commodity Refrigerator | Residential | All Residential | ROB and NEW | Res Refrigeration | Per appliance | 12 | 26 | ENS Program Data | 49 | 0.0074 | 0 | 0 | 0 | ENS Program Data | 1 | 1 | 0.75021 | 0.24979 | 100% Applicable | 100% Applicable | NA | 2019 ENS Baseline Study | 1 | 3.16
Efficient clothes washer | Commodity Clothes Washer | Residential | Mi'kmaw | ROB and NEW | Res Other | Per appliance | 14 | 269.77 | ENS Program Data | 188 | 0.0259 | 0 | 0 | 0 | ENS Program Data | 0.94385 | 1 | 0.51 | 0.49 | 100% Applicable | 100% Applicable | Res - Clothes Washer | 2019 ENS Baseline Study | 1 | 12.14
Efficient clothes washer | Commodity Clothes Washer | Residential | MF Low Income | ROB and NEW | Res Other | Per appliance | 14 | 269.77 | ENS Program Data | 188 | 0.0259 | 0 | 0 | 0 | ENS Program Data | 0.41331 | 1 | 0.74 | 0.26 | 100% Applicable | 100% Applicable | Res - Clothes Washer | 2019 ENS Baseline Study | 1 | 12.14
Efficient clothes washer | Commodity Clothes Washer | Residential | MF Market Rate | ROB and NEW | Res Other | Per appliance | 14 | 269.77 | ENS Program Data | 188 | 0.0259 | 0 | 0 | 0 | ENS Program Data | 0.9619 | 1 | 0.63 | 0.37 | 100% Applicable | 100% Applicable | Res - Clothes Washer | 2019 ENS Baseline Study | 1 | 12.14
Efficient clothes washer | Commodity Clothes Washer | Residential | SF Low Income | ROB and NEW | Res Other | Per appliance | 14 | 269.77 | ENS Program Data | 188 | 0.0259 | 0 | 0 | 0 | ENS Program Data | 1.0216 | 1 | 0.67 | 0.33 | 100% Applicable | 100% Applicable | Res - Clothes Washer | 2019 ENS Baseline Study | 1 | 12.14
Efficient clothes washer | Commodity Clothes Washer | Residential | SF Market Rate | ROB and NEW | Res Other | Per appliance | 14 | 269.77 | ENS Program Data | 188 | 0.0259 | 0 | 0 | 0 | ENS Program Data | 1.0048 | 1 | 0.5 | 0.5 | 100% Applicable | 100% Applicable | Res - Clothes Washer | 2019 ENS Baseline Study | 1 | 12.14
ECM Circulator Pump | Split Capacitor circ pump - no logic/ on/off | Residential | All Residential | ROB and NEW | Res Heating, Ventilation and Air-Conditioning | Per pump | 15 | 313.76 | PG&E WorkPaper: PGECOPUM107 High Performance Circulator (HPC) Pumps, p.17-18 ¦ Navigant webscraping of circulator pump prices. ¦ Vermont TRM User Manual No. 2014-87 (3/16/2015), page 29. https://puc.vermont.gov/sites/psbnew/files/doc_library/ev-technical-reference-manual.pdf | 127 | 0.0298 | 0 | 0 | 0 | ENS Program Data | 0.04 | 1 | 0.9 | 0.1 | 100% Applicable | 100% Applicable | NA | 2017 NG MA Baseline Study | 1 | 8.2
Ductless Heat Pump Controller | No Controller | Residential | All Residential | RET Only | Res Heating, Ventilation and Air-Conditioning | Per Ductless Heat Pump Installed (GH average usage) | 10 | 160 | Webscraping of pricing information | 404.5 | 0 | 0 | 0 | 0 | Engineering Estimates | 0.1342 | 1 | 1 | 0 | 100% Applicable | 100% Applicable | NA | 2019 ENS Baseline Study | 0.87 | 19.8574
Drain Water Heat Recovery | No Drain Water Heat Recovery | Residential | All Residential | RET Only | Res Domestic Hot Water (DHW) | Per DWHR unit | 20 | 900 | ENS Program Data | 805 | 0.1304 | 0 | 0 | 0 | ENS Program Data | 0.15 | 1 | 0.997 | 0.003 | 100% Applicable | DHW - Electric | NA | 2017 NG MA Baseline Study | 1 | 132.02
Drain Water Heat Recovery | No Drain Water Heat Recovery | Residential | All Residential | ROB and NEW | Res Domestic Hot Water (DHW) | Per DWHR unit | 20 | 900 | ENS Program Data | 805 | 0.13041 | 0 | 0 | 0 | ENS Program Data | 0.15 | 1 | 0.997 | 0.003 | 100% Applicable | DHW - Electric | NA | 2017 NG MA Baseline Study | 0.76 | 84.0211
Dishwasher replacement | Continued Dishwasher Operation | Residential | All Residential | RET Only | Res Other | Per unit replaced | 12 | 1050 | ENS Program Data | 256.5 | 0.035397 | 0 | 0 | 0 | ENS Program Data | 0.6 | 1 | 0.86 | 0.14 | 100% Applicable | DHW - Electric | NA | SaskPower REUS Study | 0.75 | 38.9375
Dimmer Switch | Regular Switch | Residential | All Residential | ROB and NEW | Res Lighting | Per dimmer | 10 | 14.09 | ENS Program Data | 13.94 | 0.0021 | 0 | 0 | 0 | ENS Program Data | 11.75 | 1 | 0.87054 | 0.12 | 100% Applicable | 100% Applicable | Res - Lighting Control | 2019 ENS Baseline Study / ENS 2018 Potential Study Update | 1 | 0.9
Dehumidifier replacement (Low income only) | Continued Dehumidifier Operation | Residential | Mi'kmaw | RET Only | Res Other | Per appliance | 12 | 305.4485 | ENS Program Data | 660 | 0.2211 | 0 | 0 | 0 | ENS Program Data | 0.29193 | 1 | 1 | 0 | 100% Applicable | 100% Applicable | NA | 2019 ENS Baseline Study | 1 | 100.19
Dehumidifier replacement (Low income only) | Continued Dehumidifier Operation | Residential | SF Low Income | RET Only | Res Other | Per appliance | 12 | 305.4485 | ENS Program Data | 660 | 0.2211 | 0 | 0 | 0 | ENS Program Data | 0.4712 | 1 | 1 | 0 | 100% Applicable | 100% Applicable | NA | 2019 ENS Baseline Study | 1 | 100.19
Dehumidifier replacement (Low income only) | Continued Dehumidifier Operation | Residential | MF Low Income | RET Only | Res Other | Per appliance | 12 | 305.4485 | ENS Program Data | 660 | 0.2211 | 0 | 0 | 0 | ENS Program Data | 0.20531 | 1 | 1 | 0 | 100% Applicable | 100% Applicable | NA | 2019 ENS Baseline Study | 1 | 100.19
Dehumidifier | Commodity Dehumidifier | Residential | SF Market Rate | ROB and NEW | Res Other | Per appliance | 12 | 229.76 | ENS Program Data | 81.3 | 0.0272 | 0 | 0 | 0 | ENS Program Data | 0.52836 | 1 | 0.65 | 0.35 | 100% Applicable | 100% Applicable | NA | 2019 ENS Baseline Study / ENS 2018 Potential Study Update | 1 | 5.25
Dehumidifier | Commodity Dehumidifier | Residential | MF Market Rate | ROB and NEW | Res Other | Per appliance | 12 | 229.76 | ENS Program Data | 81.3 | 0.0272 | 0 | 0 | 0 | ENS Program Data | 0.21322 | 1 | 0.65 | 0.35 | 100% Applicable | 100% Applicable | NA | 2019 ENS Baseline Study / ENS 2018 Potential Study Update | 1 | 5.25
Custom Energy Efficiency | No Defined Baseline - current LI MURB stock | Residential | MF Low Income | ROB and NEW | Res Other | Per Project (Home) | 15 | 1103.5674 | ENS Program Data | 2400.808 | 0.40037 | 0 | 0 | 0 | ENS Program Data | 1 | 1 | 0.85 | 0.15 | 100% Applicable | 100% Applicable | NA | ENS Program Data | 1 | 480.1616
Clothes-line | Commodity Clothes Dryer | Residential | All Residential | ROB and NEW | Res Other | Per clothes line | 10 | 61.42 | ENS Program Data | 150 | 0 | 0 | 0 | 0 | ENS Program Data | 1 | 1 | 0.61111 | 0.38889 | 100% Applicable | 100% Applicable | NA | 2019 ENS Baseline Study | 1 | 9.69
Clothes Washers | Commodity Clothes Washer | Residential | Mi'kmaw | RET Only | Res Other | Per unit replaced | 14 | 940 | ENS Program Data | 126 | 0.017388 | 0 | 0 | 0 | ENS Program Data | 0.94385 | 1 | 0.51 | 0 | 100% Applicable | 100% Applicable | Res - Clothes Washer | 2019 ENS Baseline Study | 1 | 20.16
Clothes Washer replacement | Commodity Clothes Washer | Residential | MF Low Income | RET Only | Res Other | Per unit replaced | 12 | 1070 | ENS Program Data | 190 | 0.02622 | 0 | 0 | 0 | ENS Program Data | 0.41331 | 1 | 0.74 | 0 | 100% Applicable | 100% Applicable | Res - Clothes Washer | 2019 ENS Baseline Study | 0.75 | 28.8426
Clothes Washer replacement | Commodity Clothes Washer | Residential | MF Market Rate | RET Only | Res Other | Per unit replaced | 12 | 1070 | ENS Program Data | 190 | 0.02622 | 0 | 0 | 0 | ENS Program Data | 0.9619 | 1 | 0.63 | 0 | 100% Applicable | 100% Applicable | Res - Clothes Washer | 2019 ENS Baseline Study | 0.75 | 28.8426
Clothes Washer replacement | Commodity Clothes Washer | Residential | SF Low Income | RET Only | Res Other | Per unit replaced | 12 | 1070 | ENS Program Data | 190 | 0.02622 | 0 | 0 | 0 | ENS Program Data | 1.0216 | 1 | 0.67 | 0 | 100% Applicable | 100% Applicable | Res - Clothes Washer | 2019 ENS Baseline Study | 0.75 | 28.8426
Clothes Washer replacement | Commodity Clothes Washer | Residential | SF Market Rate | RET Only | Res Other | Per unit replaced | 12 | 1070 | ENS Program Data | 190 | 0.02622 | 0 | 0 | 0 | ENS Program Data | 1.0048 | 1 | 0.5 | 0 | 100% Applicable | 100% Applicable | Res - Clothes Washer | 2019 ENS Baseline Study | 0.75 | 28.8426
Clothes Dryers | Commodity Clothes Dryer | Residential | Mi'kmaw | RET Only | Res Other | Per Clothes Dryers | 14 | 750 | ENS Program Data | 185 | 0.02553 | 0 | 0 | 0 | ENS Program Data | 1.2962 | 1 | 0.077246 | 0 | 100% Applicable | 100% Applicable | Res - Clothes Dryer | 2019 ENS Baseline Study | 1 | 29.6
Clothes Dryer replacement | Commodity Clothes Dryer | Residential | MF Low Income | RET Only | Res Other | Per unit replaced | 12 | 920 | ENS Program Data | 271 | 0.037398 | 0 | 0 | 0 | ENS Program Data | 0.35659 | 1 | 0.1982 | 0 | 100% Applicable | 100% Applicable | Res - Clothes Dryer | 2019 ENS Baseline Study | 0.75 | 41.1386
Clothes Dryer replacement | Commodity Clothes Dryer | Residential | MF Market Rate | RET Only | Res Other | Per unit replaced | 12 | 920 | ENS Program Data | 271 | 0.037398 | 0 | 0 | 0 | ENS Program Data | 0.96332 | 1 | 0.5267 | 0 | 100% Applicable | 100% Applicable | Res - Clothes Dryer | 2019 ENS Baseline Study | 0.75 | 41.1386
Clothes Dryer replacement | Commodity Clothes Dryer | Residential | SF Low Income | RET Only | Res Other | Per unit replaced | 12 | 920 | ENS Program Data | 271 | 0.037398 | 0 | 0 | 0 | ENS Program Data | 0.99568 | 1 | 0.40259 | 0 | 100% Applicable | 100% Applicable | Res - Clothes Dryer | 2019 ENS Baseline Study | 0.75 | 41.1386
Clothes Dryer replacement | Commodity Clothes Dryer | Residential | SF Market Rate | RET Only | Res Other | Per unit replaced | 12 | 920 | ENS Program Data | 271 | 0.037398 | 0 | 0 | 0 | ENS Program Data | 1.0021 | 1 | 0.68713 | 0 | 100% Applicable | 100% Applicable | Res - Clothes Dryer | 2019 ENS Baseline Study | 0.75 | 41.1386
Behavioral | No Program | Residential | All Residential | RET Only | Res Heating, Ventilation and Air-Conditioning | Residential Household | 1 | 0 | Comparable Program Benchmarking | 153.5 | 0.042 | 0 | 0 | 0 | Comparable Program Benchmarking | 1 | 0.9 | 1 | 0 | 100% Applicable | 100% Applicable | NA | Planned Rollout | 1 | 7.3598
ASHP and AWHP - Electrical | Electric Resistance Heat | Residential | SF Market Rate | RET Only | Res Heating, Ventilation and Air-Conditioning | Per ASHP or AWHP | 18 | 11752 | ENS Program Data | 3704.67 | 3.3038 | 0 | 0 | 0 | ENS Program Data | 0.52877 | 1 | 0.39485 | 0.19605 | 100% Applicable | 100% Applicable | Res HVAC replacing Electric Resistance | 2019 ENS Baseline Study | 0.56 | 502.61
Air Conditioner retirement | Continued RAC Operation | Residential | All Residential | RET Only | Res Other | Per appliance | 3 | 24.16 | https://www.homeadvisor.com/cost/cleaning-services/remove-waste/ | 215 | 0 | 0 | 0 | 0 | ENS Program Data | 0.0094966 | 1 | 1 | 0 | 100% Applicable | 100% Applicable | NA | 2018 ENS Potential Study Update | 0.32 | 32.64
1/2 Size Hot Food Holding Cabinet | Non-ES 1/2 size hot food holding cabinet | BNI | All BNI | ROB and NEW | BNI Cooking and Laundry | Per 1/2 Size Cabinet - 15 cubic Feet | 12 | 506.73 | Work Paper PGECOFST105. Insulated Holding Cabinet-Electric Revision # 5 | 1384 | 0.215 | 0 | 0 | 0 | ENS Program Data | 0.03812 | 1 | 1 | 0 | 100% Applicable | 100% Applicable | NA | 2018 ENS Potential Study Update | 0.86 | 37.89
CEE Tier 2 Commercial Washing Machine | Commodity washing machine - commercial use | BNI | All BNI | ROB and NEW | BNI Cooking and Laundry | Per Washer - 3.6 cubic feet | 11 | 514.71 | Regional Technical Forum commercial clothes washer V5. https://rtf.nwcouncil.org/measure/clothes-washers | 2315.14 | 0.7 | 0 | 155.1897 | 0 | ENS Program Data | 0.093861 | 1 | 0.9 | 0.1 | 100% Applicable | DHW - Electric | BNI - Clothes Washer | 2018 ENS Potential Study Update | 0.86 | 63.38
CEE Tier 3 Commercial Washing Machine | Commodity washing machine - commercial use | BNI | All BNI | ROB and NEW | BNI Cooking and Laundry | Per Washer - 3.6 cubic feet | 11 | 554.61 | Regional Technical Forum commercial clothes washer V5. https://rtf.nwcouncil.org/measure/clothes-washers | 2673.51 | 0.81 | 0 | 155.1897 | 0 | ENS Program Data | 0.093861 | 1 | 0.9 | 0 | 100% Applicable | DHW - Electric | BNI - Clothes Washer | 2018 ENS Potential Study Update | 0.86 | 73.19
Electric Combination Oven | Non-ES Combi Oven | BNI | All BNI | ROB and NEW | BNI Cooking and Laundry | Per Oven | 12 | 2106.72 | Commercial Combination Oven PG&E Work Paper PGECOFST100, 2016 (revision 6). Table 14. Available at: http://deeresources.net/workpapers | 6368 | 0.989 | 0 | 0 | 0 | ENS Program Data | 0.006 | 1 | 0.58 | 0.42 | 100% Applicable | 100% Applicable | BNI - Combi Oven | BC Hydro 2009 CEUS | 0.86 | 174.33
Electric Combination Oven with Gas | Non-ES Combi Oven | BNI | All BNI | RET Only | BNI Cooking and Laundry | Per Oven | 12 | 14838.81 | Commercial Combination Oven PG&E Work Paper PGECOFST100, 2016 (revision 6). Table 14. Available at: http://deeresources.net/workpapers | 18282 | 2.838 | -109171.8 | 0 | 0 | ENS Program Data | 0.006 | 1 | 0.58 | 0 | 100% Applicable | 100% Applicable | BNI - Combi Oven | BC Hydro 2009 CEUS | 0.86 | 500.48
Electric Convection Oven | Non-ES Convection Oven | BNI | All BNI | ROB and NEW | BNI Cooking and Laundry | Per Oven | 12 | 1339.31 | Commercial Convection Oven PG&E Work Paper PGECOFST101 (revision 6). Table 15. Available at: http://deeresources.net/workpapers | 1937 | 0.301 | 0 | 0 | 0 | ENS Program Data | 0.73191 | 0.311 | 1 | 0 | 100% Applicable | 100% Applicable | BNI - Conv Oven | 2018 ENS Potential Study Update | 0.86 | 53.03
Electric Convection Oven with Gas | Non-ES Convection Oven | BNI | All BNI | RET Only | BNI Cooking and Laundry | Per Oven | 12 | 5784.17 | Commercial Convection Oven PG&E Work Paper PGECOFST101 (revision 6). Table 15. Available at: http://deeresources.net/workpapers | 12059 | 1.872 | -84594.96 | 0 | 0 | ENS Program Data | 0.0073191 | 0.311 | 1 | 0 | 100% Applicable | 100% Applicable | BNI - Conv Oven | 2018 ENS Potential Study Update | 0.86 | 330.12
Electric Fryer Replacement with Gas | Non-ES Electric Fryer | BNI | All BNI | RET Only | BNI Cooking and Laundry | Per Fryer | 12 | 2578.47 | Spreadsheet supporting NEEP analysis of commercial gas fryers. https://neep.org/sites/default/files/Commercial%20Fryers_NEEP_ICS4%20Final%20June%2023%202015.xlsx | 18189 | 2.1179 | -113285 | 0 | 0 | ENS Program Data | 0.14638 | 1 | 1 | 0 | 100% Applicable | 100% Applicable | BNI - Fryer | 2018 ENS Potential Study Update | 0.86 | 497.93
Electric Griddle Replacement with Gas | Non-ES Griddle | BNI | All BNI | RET Only | BNI Cooking and Laundry | Per Griddle - 3' | 12 | 4093.74 | PG&E (2016) Work Paper PGECOFST103 Commercial Griddle. Rev.#7. At-A-Glance Summary. p.2. | 15815 | 2.455 | -121829 | 0 | 0 | ENS Program Data | 0.091489 | 1 | 1 | 0 | 100% Applicable | 100% Applicable | BNI - Griddle | 2018 ENS Potential Study Update | 0.86 | 432.94
Electric Steam Cooker | Non-ES Convection Oven | BNI | All BNI | ROB and NEW | BNI Cooking and Laundry | Per Steam Cooker - 3 pan | 12 | 2834.23 | PG&E (2016) Work Paper PGECOFST104. Commercial Steam Cooker. Rev.6. Table 13 p. 18. | 9967 | 1.547 | 0 | 0 | 0 | ENS Program Data | 0.00069677 | 1 | 0.67 | 0.33 | 100% Applicable | 100% Applicable | BNI - Steam Cooker | Density: KCPL Potential study, Saturation: ENERGY STAR Unit Shipment and Market Penetration Report (Calendar Year 2014 Summary) | 0.86 | 272.85
Electric Steam Cooker Replacement with Gas | Non-ES Convection Oven | BNI | All BNI | RET Only | BNI Cooking and Laundry | Per Steam Cooker - 3 pan | 12 | 11485.88 | PG&E (2016) Work Paper PGECOFST104. Commercial Steam Cooker. Rev.6. Table 13 p. 18. | 17599 | 2.732 | -211065 | 0 | 0 | ENS Program Data | 0.00069677 | 1 | 0.67 | 0 | 100% Applicable | 100% Applicable | BNI - Steam Cooker | Density: KCPL Potential study, Saturation: ENERGY STAR Unit Shipment and Market Penetration Report (Calendar Year 2014 Summary) | 0.86 | 481.78
ENERGY STAR Washing Machine | Commodity washing machine - commercial use | BNI | All BNI | ROB and NEW | BNI Cooking and Laundry | Per Washer - 3 cubic feet | 11 | 252.7 | EPA (2016) Savings Calculator for ENERGY STAR Qualified Appliances. "Clothes Washer Calcs" tab, default entry for incremental costs. https://www.sfwmd.gov/sites/default/files/documents/calculator_energy_star_res_appliance_savings.xlsx | 782.14 | 0.39 | 0 | 58.4448 | 0 | ENS Program Data | 0.093861 | 1 | 0.9 | 0 | 100% Applicable | DHW - Electric | BNI - Clothes Washer | 2018 ENS Potential Study Update | 0.86 | 21.41
Glass Door Freezer | Commodity Glass Door freezer - 30 cubic feet | BNI | All BNI | ROB and NEW | BNI Cooking and Laundry | Per 30 cubic foot freezer | 12 | 0 | ENERGY STAR® Certified Commercial Kitchen Equipment: Freezer Calcs. http://www.energystar.gov/buildings/sites/default/uploads/files/commercial_kitchen_equipment_calculator.xlsx | 4417 | 0.343 | 0 | 0 | 0 | ENS Program Data | 0.026781 | 1 | 1 | 0 | 100% Applicable | 100% Applicable | NA | 2018 ENS Potential Study Update | 0.88 | 935.87
Glass Door Refrigerator | Commodity Glass Door refrigerator- 30 cubic feet | BNI | All BNI | ROB and NEW | BNI Cooking and Laundry | Per 30 cubic foot refrigerator | 12 | 0 | ENERGY STAR® Certified Commercial Kitchen Equipment: Refrigerator Calcs. http://www.energystar.gov/buildings/sites/default/uploads/files/commercial_kitchen_equipment_calculator.xlsx | 774 | 0.06 | 0 | 0 | 0 | ENS Program Data | 0.16068 | 1 | 1 | 0 | 100% Applicable | 100% Applicable | NA | 2018 ENS Potential Study Update | 0.86 | 21.19
Heat Pump Clothes Dryer | Commodity Clothes Dryer | BNI | All BNI | ROB and NEW | BNI Cooking and Laundry | Per Dryer | 11 | 851.2 | 2018 webscrape conducted by Navigant. | 1630.19 | 1.117 | 0 | 0 | 0 | ENS Program Data | 0.066736 | 1 | 0.8 | 0.2 | 100% Applicable | 100% Applicable | NA | CBSA 2015 | 0.86 | 44.63
Multi-Tank Conveyor Dishwasher - High Temp | Commodity Multi Tank Conveyor Dishwasher | BNI | All BNI | ROB and NEW | BNI Cooking and Laundry | Per Dishwasher | 20 | 1290.1 | ENERGY STAR® Certified Commercial Kitchen Equipment: Dishwasher Calcs. http://www.energystar.gov/buildings/sites/default/uploads/files/commercial_kitchen_equipment_calculator.xlsx | 27407.6 | 4.255 | 0 | 356.4721 | 0 | ENS Program Data | 0.027447 | 1 | 1 | 0 | 100% Applicable | DHW - Electric | BNI - Multi-tank DW | 2018 ENS Potential Study Update | 0.86 | 750.3
Multi-Tank Conveyor Dishwasher - Low Temp | Commodity Multi Tank Conveyor Dishwasher | BNI | All BNI | ROB and NEW | BNI Cooking and Laundry | Per Dishwasher | 20 | 1290.1 | ENERGY STAR® Certified Commercial Kitchen Equipment: Dishwasher Calcs. http://www.energystar.gov/buildings/sites/default/uploads/files/commercial_kitchen_equipment_calculator.xlsx | 18811.2 | 2.92 | 0 | 414.5024 | 0 | ENS Program Data | 0.027447 | 1 | 1 | 0 | 100% Applicable | DHW - Electric | BNI - Multi-tank DW | 2018 ENS Potential Study Update | 0.86 | 514.97
Single -Tank Conveyor Dishwasher - High Temp | Commodity Single Tank Conveyor Dishwasher | BNI | All BNI | ROB and NEW | BNI Cooking and Laundry | Per Dishwasher | 20 | 2726.5 | ENERGY STAR® Certified Commercial Kitchen Equipment: Dishwasher Calcs. http://www.energystar.gov/buildings/sites/default/uploads/files/commercial_kitchen_equipment_calculator.xlsx | 9211.57 | 1.43 | 0 | 93.9539 | 0 | ENS Program Data | 0.027447 | 1 | 1 | 0 | 100% Applicable | DHW - Electric | BNI - Single-tank DW | 2018 ENS Potential Study Update | 0.86 | 252.17
Single -Tank Conveyor Dishwasher - Low Temp | Commodity Single Tank Conveyor Dishwasher | BNI | All BNI | ROB and NEW | BNI Cooking and Laundry | Per Dishwasher | 20 | 0 | ENERGY STAR® Certified Commercial Kitchen Equipment: Dishwasher Calcs. http://www.energystar.gov/buildings/sites/default/uploads/files/commercial_kitchen_equipment_calculator.xlsx | 13626.43 | 2.115 | 0 | 287.3883 | 0 | ENS Program Data | 0.027447 | 1 | 1 | 0 | 100% Applicable | DHW - Electric | BNI - Single-tank DW | 2018 ENS Potential Study Update | 0.86 | 373.03
Single-Tank Door type Dishwasher - High Temp | Commodity Single Tank Conveyor Dishwasher | BNI | All BNI | ROB and NEW | BNI Cooking and Laundry | Per Dishwasher | 15 | 2557.59 | PG&E (2015) Work Paper PGECOFST126. Rev.0. Energy Efficient Door-Type Commercial Dishwashers | 11863.24 | 1.842 | 0 | 154.7476 | 0 | ENS Program Data | 0.027447 | 1 | 1 | 0 | 100% Applicable | DHW - Electric | BNI - Single-tank DW | 2018 ENS Potential Study Update | 0.86 | 324.76
Single-Tank Door type Dishwasher - Low Temp | Commodity Single Tank Conveyor Dishwasher | BNI | All BNI | ROB and NEW | BNI Cooking and Laundry | Per Dishwasher | 15 | 18.62 | PG&E (2015) Work Paper PGECOFST126. Rev.0. Energy Efficient Door-Type Commercial Dishwashers | 16152.55 | 2.508 | 0 | 355.9194 | 0 | ENS Program Data | 0.027447 | 1 | 1 | 0 | 100% Applicable | DHW - Electric | BNI - Single-tank DW | 2018 ENS Potential Study Update | 0.86 | 442.18
Solid Door Freezer | Commodity Solid Door Freezer - 30 cubic feet | BNI | All BNI | ROB and NEW | BNI Cooking and Laundry | Per 30 cubic foot freezer | 12 | 0 | ENERGY STAR® Certified Commercial Kitchen Equipment: Freezer Calcs. http://www.energystar.gov/buildings/sites/default/uploads/files/commercial_kitchen_equipment_calculator.xlsx | 1854 | 0.144 | 0 | 0 | 0 | ENS Program Data | 0.0017286 | 1 | 1 | 0 | 100% Applicable | 100% Applicable | NA | 2018 ENS Potential Study Update | 0.86 | 50.75
Solid Door Refrigerator | Commodity Solid Door Refrigerator - 30 cubic feet | BNI | All BNI | ROB and NEW | BNI Cooking and Laundry | Per 30 cubic foot refrigerator | 12 | 0 | ENERGY STAR® Certified Commercial Kitchen Equipment: Refrigerator Calcs. http://www.energystar.gov/buildings/sites/default/uploads/files/commercial_kitchen_equipment_calculator.xlsx | 653 | 0.051 | 0 | 0 | 0 | ENS Program Data | 0.029056 | 1 | 1 | 0 | 100% Applicable | 100% Applicable | NA | 2018 ENS Potential Study Update | 0.86 | 17.88
Standard Capacity Electric Fryer | Non-ES Electric Fryer | BNI | All BNI | ROB and NEW | BNI Cooking and Laundry | Per Fryer | 12 | 279.3 | ENERGY STAR® Certified Commercial Kitchen Equipment: Fryer Calcs. http://www.energystar.gov/buildings/sites/default/uploads/files/commercial_kitchen_equipment_calculator.xlsx | 3126 | 0.485 | 0 | 0 | 0 | ENS Program Data | 0.14638 | 1 | 1 | 0 | 100% Applicable | 100% Applicable | BNI - Fryer | 2018 ENS Potential Study Update | 0.86 | 85.58
Under-Counter Dishwasher - HighTemp | Commodity Undercounter dishwasher | BNI | All BNI | ROB and NEW | BNI Cooking and Laundry | Per Dishwasher | 10 | 159.6 | ENERGY STAR® Certified Commercial Kitchen Equipment: Dishwasher Calcs. http://www.energystar.gov/buildings/sites/default/uploads/files/commercial_kitchen_equipment_calculator.xlsx | 3170.68 | 0.492 | 0 | 23.8339 | 0 | ENS Program Data | 0.027447 | 1 | 1 | 0 | 100% Applicable | DHW - Electric | BNI - Under Counter DW | 2018 ENS Potential Study Update | 0.86 | 86.8
Under-Counter Dishwasher - Low Temp | Commodity Undercounter dishwasher | BNI | All BNI | ROB and NEW | BNI Cooking and Laundry | Per Dishwasher | 10 | 66.5 | ENERGY STAR® Certified Commercial Kitchen Equipment: Dishwasher Calcs. http://www.energystar.gov/buildings/sites/default/uploads/files/commercial_kitchen_equipment_calculator.xlsx | 2539.51 | 0.394 | 0 | 55.9578 | 0 | ENS Program Data | 0.027447 | 1 | 1 | 0 | 100% Applicable | DHW - Electric | BNI - Under Counter DW | 2018 ENS Potential Study Update | 0.86 | 69.52
Variable Speed Kitchen Exhaust Fan | Manually-controlled single speed kitchen exhaust | BNI | All BNI | ROB and NEW | BNI Cooking and Laundry | Per 5hp controlled fan | 15 | 6277.6 | Work Paper WPSDGENRCC0019. Commercial Kitchen Demand Ventilation Controls. Revision 2. 2016. | 22088.2 | 7.412 | 0 | 0 | 0 | ENS Program Data | 0.048559 | 1 | 0.94239 | 0.057611 | 100% Applicable | 100% Applicable | NA | 2018 ENS Potential Study Update | 0.86 | 604.68
Electric Griddle Replacement with Gas | Commodity Electric Griddle | BNI | All BNI | ROB and NEW | BNI Cooking and Laundry | Per Griddle - 3' | 12 | 860 | PG&E (2016) Work Paper PGECOFST103 Commercial Griddle. Rev.#7. At-A-Glance Summary. p.2. | 1909 | 0.296 | 0 | 0 | 0 | ENS Program Data | 0.091489 | 1 | 1 | 0 | 100% Applicable | 100% Applicable | BNI - Griddle | 2018 ENS Potential Study Update | 0.86 | 52.2624
Full Size Hot Food Holding Cabinet | Commodity Hot Food Holding Cabinet | BNI | All BNI | ROB and NEW | BNI Cooking and Laundry | Per Full Size Cabinet - 30 cubic Feet | 12 | 902 | Work Paper PGECOFST105. Insulated Holding Cabinet-Electric Revision # 5 | 3865 | 0.6 | 0 | 0 | 0 | ENS Program Data | 0.03812 | 1 | 1 | 0 | 100% Applicable | 100% Applicable | NA | 2018 ENS Potential Study Update | 0.86 | 105.8115
Self-Contained Ice Maker | Commodity Self-Contained Ice Maker | BNI | All BNI | ROB and NEW | BNI Cooking and Laundry | Per 240 lb/day unit | 10 | 222 | Work Paper WPSDGENRCC0004: Commercial Ice Machines. 2018. Revision 4. Available at: http://deeresources.net/workpapers | 394 | 0.061 | 0 | 0 | 0 | ENS Program Data | 0.33476 | 1 | 0.5 | 0.5 | 100% Applicable | 100% Applicable | NA | 2018 ENS Potential Study Update | 0.86 | 10.7865
Ozonated Laundry ¦ BNI | Commodity Clothes Washer | BNI | All BNI | ROB and NEW | BNI Cooking and Laundry | Per Unit | 10 | 26199.7612 | http://e3tnw.org/ItemDetail.aspx?id=548 | 746 | 0.08555 | 824547.9888 | 1760.0117 | 0 | Illinois Statewide Technical Reference Manual - 4.3.6 Ozone Laundry | 0.093861 | 1 | 0.9 | 0 | 100% Applicable | DHW - Electric | BNI - Clothes Washer | 2018 ENS Potential Study Update | 0.86 | 20.4231
Electric to Natural Gas - Water Heater | Code water heater - electric storage - commercial use | BNI | Institutional | ROB and NEW | BNI Domestic Hot Water (DHW) | Per 60 gal HWH | 15 | 1859.34 | Navigant (2018) "Water Heating, Boiler, and Furnace Cost Study (RES 19)." p.22,24 http://ma-eeac.org/wordpress/wp-content/uploads/RES19_Assembled_Report_2018-09-27.pdf | 6146.17 | 1.68 | 0 | 0 | 0 | ENS Program Data | 2.164 | 1 | 0.79747 | 0 | 100% Applicable | DHW - Electric | BNI - Water Heater | 2019 ENS Baseline Study | 0.86 | 168.25
Electric to Natural Gas - Water Heater | Code water heater - electric storage - commercial use | BNI | Small Commercial | ROB and NEW | BNI Domestic Hot Water (DHW) | Per 60 gal HWH | 15 | 1859.34 | Navigant (2018) "Water Heating, Boiler, and Furnace Cost Study (RES 19)." p.22,24 http://ma-eeac.org/wordpress/wp-content/uploads/RES19_Assembled_Report_2018-09-27.pdf | 6146.17 | 1.68 | 0 | 0 | 0 | ENS Program Data | 2.164 | 1 | 0.79747 | 0 | 100% Applicable | DHW - Electric | BNI - Water Heater | 2019 ENS Baseline Study | 0.86 | 168.25
Heat Pump Water Heater | Code water heater - electric storage - commercial use | BNI | Institutional | ROB and NEW | BNI Domestic Hot Water (DHW) | Per 60 gal HWH | 10 | 1012.13 | Navigant (2018) "Water Heating, Boiler, and Furnace Cost Study (RES 19)." p.24 http://ma-eeac.org/wordpress/wp-content/uploads/RES19_Assembled_Report_2018-09-27.pdf | 2688.95 | 0.66 | 0 | 0 | 0 | ENS Program Data | 2.164 | 1 | 0.79747 | 0.20253 | 100% Applicable | DHW - Electric | BNI - Water Heater | 2019 ENS Baseline Study | 0.86 | 73.61
Heat Pump Water Heater | Code water heater - electric storage - commercial use | BNI | Small Commercial | ROB and NEW | BNI Domestic Hot Water (DHW) | Per 60 gal HWH | 10 | 1012.13 | Navigant (2018) "Water Heating, Boiler, and Furnace Cost Study (RES 19)." p.24 http://ma-eeac.org/wordpress/wp-content/uploads/RES19_Assembled_Report_2018-09-27.pdf | 2688.95 | 0.66 | 0 | 0 | 0 | ENS Program Data | 2.164 | 1 | 0.79747 | 0.20253 | 100% Applicable | DHW - Electric | BNI - Water Heater | 2019 ENS Baseline Study | 0.86 | 73.61
Solar DHW System | Electric Resistance Domestic Hot Water | BNI | Institutional | ROB and NEW | BNI Domestic Hot Water (DHW) | Per - 6 m^2 system - assumes 41% savings - 2 panels | 20 | 1096.5 | https://www.ases.org/resources/solar-home-basics/solar-hot-water-heating/ https://www.fastwaterheater.com/water-heaters/solar/ Navigant (2018) "Water Heating, Boiler, and Furnace Cost Study (RES 19)." p.22,24 http://ma-eeac.org/wordpress/wp-content/uploads/RES19_Assembled_Report_2018-09-27.pdf | 2150 | 0 | 0 | 0 | 0 | ENS Program Data | 2.164 | 1 | 0.79747 | 0 | 100% Applicable | DHW - Electric | BNI - Water Heater | 2019 ENS Baseline Study | 0.87 | 58.8562
Solar DHW System | Electric Resistance Domestic Hot Water | BNI | Small Commercial | ROB and NEW | BNI Domestic Hot Water (DHW) | Per - 6 m^2 system - assumes 41% savings - 2 panels | 20 | 1096.5 | https://www.ases.org/resources/solar-home-basics/solar-hot-water-heating/ https://www.fastwaterheater.com/water-heaters/solar/ Navigant (2018) "Water Heating, Boiler, and Furnace Cost Study (RES 19)." p.22,24 http://ma-eeac.org/wordpress/wp-content/uploads/RES19_Assembled_Report_2018-09-27.pdf | 2150 | 0 | 0 | 0 | 0 | ENS Program Data | 2.164 | 1 | 0.79747 | 0 | 100% Applicable | DHW - Electric | BNI - Water Heater | 2019 ENS Baseline Study | 0.87 | 58.8562
Server Virtualization and Decommissioning | Traditional Server Form Factor | BNI | All BNI | RET Only | BNI Electronics and Information Technology (IT) | Per Server | 15 | 411.58 | ENS Program Data | 8453.93 | 0.965 | 0 | 0 | 0 | ENS Program Data | 0.47095 | 1 | 0.678 | 0.322 | 100% Applicable | 100% Applicable | NA | 2019 ENS Baseline Study | 0.86 | 231.43
Energy Management Information Systems | No EMIS | BNI | All BNI | ROB and NEW | BNI Energy Management | Per Site kWh | 2.93 | 0.0093436 | ENS Program Data | 1 | 1.1289e-05 | 0 | 0 | 0 | ENS Program Data | 1 | 1 | 0.70455 | 0.14773 | 100% Applicable | 100% Applicable | BNI - Energy Management | ENS 2019 Baseline Study | 1 | 0.007571
Strategic Energy Management | No SEM | BNI | All BNI | ROB and NEW | BNI Energy Management | Per Site kWh | 2.93 | 0.00087031 | ENS Program Data | 1 | 8.6545e-06 | 0 | 0 | 0 | ENS Program Data | 1 | 1 | 0.70455 | 0.14773 | 100% Applicable | 100% Applicable | BNI - Energy Management | ENS 2019 Baseline Study | 1 | 0.008249
Cold Climate Air-Source Heat Pump | 150 MWh Electric Resistance Heating | BNI | All BNI | ROB and NEW | BNI HVAC | Per 150 MWh Electric Resistance Heating Replacement (59.3kBTU/hr wtd avg) | 18 | 11922.0743 | Navigant (2018) "Ductless Mini-Split Heat Pump Cost Study (RES 28)." p.14-16. http://ma-eeac.org/wordpress/wp-content/uploads/RES28_Assembled_Report_2018-10-05.pdf | 15510.9164 | 5.076 | 0 | 0 | 0 | ENS Program Data | 0.88111 | 1 | 0.72586 | 0 | 100% Applicable | 100% Applicable | BNI - Replace Elec Resist | 2019 ENS Baseline Study | 0.87 | 2198.9406
Dual Enthalpy Economizer Controls | dry bulb economizer | BNI | All BNI | RET Only | BNI HVAC | Per Economizer Control - Controlling 8 ton unit | 10 | 1264.83 | NEEP. 2013. "Incremental Cost Study Phase Two." Table 14. https://neep.org/file/1082/ | 2577 | 0.58 | 0 | 0 | 0 | ENS Program Data | 1.3974 | 1 | 0.98843 | 0.011573 | 100% Applicable | 100% Applicable | NA | 2018 ENS Potential Study Update | 0.86 | 70.55
Ground Source Heat Pump | 150 MWh Electric Resistance Heating | BNI | All BNI | ROB and NEW | BNI HVAC | Per 150 MWh Electric Resistance Heating Replacement (60kBTU/hr) | 25 | 18778.32 | Navigant webscraping of GSHP prices. | 53256 | 29.8995 | 0 | 0 | 0 | ENS Program Data | 0.88111 | 0.2 | 0.72586 | 0 | 100% Applicable | 100% Applicable | BNI - Replace Elec Resist | 2019 ENS Baseline Study | 0.87 | 3914.3823
High Efficiency Circulator Pump | Split Capacitor circ pump - no logic/ on/off | BNI | All BNI | ROB and NEW | BNI HVAC | Per pump | 15 | 1611.3977 | PG&E WorkPaper: PGECOPUM107 High Performance Circulator (HPC) Pumps, p.17-18 ¦ Navigant webscraping of circulator pump prices. ¦ Vermont TRM User Manual No. 2014-87 (3/16/2015), page 29. https://puc.vermont.gov/sites/psbnew/files/doc_library/ev-technical-reference-manual.pdf | 1343.9615 | 0.27943 | 0 | 0 | 0 | ENS Program Data | 0.041322 | 1 | 1 | 0 | 100% Applicable | 100% Applicable | NA | 2018 ENS Potential Study Update | 0.86 | 70.03
HVAC Hotel Occupancy Sensor | Non-controllable hotel thermostat | BNI | All BNI | ROB and NEW | BNI HVAC | Per Hotel Room | 8 | 146.3 | Vermont TRM User Manual No. 2014-87 (3/16/2015). p.64-65. https://puc.vermont.gov/sites/psbnew/files/doc_library/ev-technical-reference-manual.pdf | 438 | 0.09 | 0 | 0 | 0 | ENS Program Data | 0.11 | 1 | 0.99 | 0.01 | 100% Applicable | 100% Applicable | NA | 2018 ENS Potential Study Update | 0.86 | 11.99
BNI ETS System | 150 MWh Electric Resistance Heating | BNI | All BNI | ROB and NEW | BNI HVAC | Per 150 MWh Electric Resistance Heating Replacement | 18 | 3212.8152 | Engineering Estimates | 0 | 44.8492 | 0 | 0 | 0 | Engineering Estimates | 0.88111 | 1 | 0.72586 | 0 | 100% Applicable | 100% Applicable | BNI - Replace Elec Resist | 2019 ENS Baseline Study | 0.87 | 2693.3333
Packaged Terminal Heat Pump (12kBTU/hr) | Commodity PTAC with electric resistance heat | BNI | All BNI | ROB and NEW | BNI HVAC | Per PTHP | 15 | 321.62 | U.S. DOE. 2015. "Final Rule Technical Support Document, Packaged terminal air conditioners and heat pumps." p. 8-14. https://www.regulations.gov/document?D=EERE-2012-BT-STD-0029-0040 BLS Inflation calculator at: https://data.bls.gov/cgi-bin/cpicalc.pl?cost1=100.00&year1=201401&year2=201812 | 5625.04 | 0 | 0 | 0 | 0 | ENS Program Data | 2.1047 | 1 | 0.68148 | 0.31852 | 100% Applicable | 100% Applicable | NA | 2019 ENS Baseline Study | 0.86 | 153.99
BNI VFD (~20hp avg) | No VFD | BNI | All BNI | ROB and NEW | BNI HVAC | per VFD | 15 | 4760.56 | NEEP Mid-Atlantic TRM V8. p.428 | 42945.1253 | 1.6168 | 0 | 0 | 0 | ENS Program Data | 1.6146 | 0.16279 | 0.60715 | 0.39285 | 100% Applicable | 100% Applicable | NA | 2018 ENS Potential Study update / 2019 ENS Baseline Study | 0.86 | 1175.6459
Air Source Heat Pump | 150 MWh Electric Resistance Heating | BNI | All BNI | ROB and NEW | BNI HVAC | Per 150 MWh Electric Resistance Heating Replacement (96kBTU/hr) | 18 | 12882 | Navigant webscraping | 49265.701 | 9.3411 | 0 | 0 | 0 | ENS Program Data | 0.88111 | 1 | 0.72586 | 0.27414 | 100% Applicable | 100% Applicable | BNI - Replace Elec Resist | 2019 ENS Baseline Study | 0.87 | 3621.0904
Advanced Lighting Design (Performance Lighting) | Code Lighting Design | BNI | All BNI | NEW Only | BNI Lighting | Per 1000 sq m floor area | 15 | 16927.9786 | Navigant Pricing Database (Confidential) | 8584.6528 | 1.2691 | 0 | 0 | 0 | ENS Program Data | 1 | 1 | 1 | 0 | 100% Applicable | 100% Applicable | NA | 2018 ENS Potential Study Update | 0.9 | 21.83
Case Lighting for Sign Retrofits | T12 sign lighting | BNI | All BNI | ROB and NEW | BNI Lighting | Per 50' | 11.3 | 721.53 | Efficient LED pricing from: http://www.signdealz.com/blog/channel-letter-signs-cost-consideration Baseline neon pricing from: http://neonworksusa.com/neonworks%20price%20guide%202008.pdf | 1583.19 | 0.4338 | 0 | 0 | 0 | ENS Program Data | 0.2 | 0.95 | 0.65 | 0.35 | 100% Applicable | 100% Applicable | NA | DOE, 2008 ("Energy Savings Estimates of Light Emitting Diodes") -- Niche Lighting Applications and compilation of other sources (Retail - Non-Food average) | 0.86 | 43.34
Daylight Controls | Switch/timed control | BNI | All BNI | ROB and NEW | BNI Lighting | Per Sensor | 10 | 148.72 | Navigant's LED Pricing Database (Confidential) | 231.146 | 0 | 0 | 0 | 0 | ENS Program Data | 6.4583 | 1 | 0.20576 | 0.25259 | 100% Applicable | 100% Applicable | BNI - Lighting Controls | 2018 ENS Potential Study update / 2019 ENS Baseline Study | 0.86 | 6.77
Decorative Lamp | Incandescent/Incedecent Halogen - B11 | BNI | All BNI | RET Only | BNI Lighting | Per Decorative Lamp | 5.7 | 5.23 | ENS Program Data | 90.405 | 0.026 | 0 | 0 | 0 | ENS Program Data | 1.2077 | 1 | 0.30182 | 0.69818 | 100% Applicable | 100% Applicable | NA | 2018 ENS Potential Study update / 2019 ENS Baseline Study | 0.88 | 19.15
Downlight Luminaire | Incandescent/Incandescent Halogen (60-100 W eq) | BNI | All BNI | RET Only | BNI Lighting | Per Luminaire | 11.3 | 51.9796 | U.S. DOE. 2016. "Energy Savings Forecast of Solid-State Lighting in General Illumination Applications." Table D-2. p.75. https://www.energy.gov/sites/prod/files/2016/09/f33/energysavingsforecast16_2.pdf | 181.5975 | 0.04507 | 0 | 0 | 0 | ENS Program Data | 7.3523 | 1 | 0.23303 | 0.76697 | 100% Applicable | 100% Applicable | NA | 2019 ENS Baseline Study | 0.88 | 53.73
Flood Luminaire | HID Flood (10,000-48,000 lm) | BNI | All BNI | ROB and NEW | BNI Lighting | Per Luminaire | 17.1 | 662.9481 | U.S. DOE. 2016. "Energy Savings Forecast of Solid-State Lighting in General Illumination Applications." Table D-2. p.75. https://www.energy.gov/sites/prod/files/2016/09/f33/energysavingsforecast16_2.pdf | 1306.0289 | 0.29818 | 0 | 0 | 0 | ENS Program Data | 3.9131 | 1 | 0.26368 | 0.73632 | 100% Applicable | 100% Applicable | NA | 2019 ENS Baseline Study | 0.86 | 24.47
General Use Lamp (A,G Types) | Incandescent/Halogen - A and G Lamps | BNI | All BNI | RET Only | BNI Lighting | Per lamp | 5.7 | 4.61 | ENS Program Data | 145.53 | 0.01763 | 0 | 0 | 0 | ENS Program Data | 18.0833 | 1 | 0.30182 | 0.69818 | 100% Applicable | 100% Applicable | NA | 2019 ENS Baseline Study | 0.88 | 30.83
High Bay Luminaire | HID 15000 lm | BNI | All BNI | ROB and NEW | BNI Lighting | Per Luminaire | 22.7 | 237.9766 | U.S. DOE. 2016. "Energy Savings Forecast of Solid-State Lighting in General Illumination Applications." Table D-2. p.75. https://www.energy.gov/sites/prod/files/2016/09/f33/energysavingsforecast16_2.pdf | 539.6193 | 0.10523 | 0 | 0 | 0 | ENS Program Data | 0.59 | 1 | 0.9 | 0.1 | 100% Applicable | 100% Applicable | NA | SaskPower Commercial Lighting Inventory 2016 | 0.86 | 10.61
LED Troffer | T8 Troffer | BNI | All BNI | RET Only | BNI Lighting | Per Troffer | 20.4 | 201.005 | NEEP Mid-Atlantic TRM V8. p.360-361. https://neep.org/sites/default/files/resources/Mid_Atlantic_TRM_V8_0.pdf | 160.2704 | 0.022572 | 0 | 0 | 0 | ENS Program Data | 17.321 | 1 | 0.40196 | 0.59804 | 100% Applicable | 100% Applicable | BNI - Linear High | 2019 ENS Baseline Study | 0.86 | 4
Linear Ambient Luminaire | HID Lamp (4,000-10,000 lm) | BNI | All BNI | ROB and NEW | BNI Lighting | Per Luminaire | 11.3 | 163.3769 | U.S. DOE. 2016. "Energy Savings Forecast of Solid-State Lighting in General Illumination Applications." Table D-2. p.75. https://www.energy.gov/sites/prod/files/2016/09/f33/energysavingsforecast16_2.pdf | 124.5752 | 0.017555 | 0 | 0 | 0 | ENS Program Data | 0.59 | 1 | 0.9 | 0.1 | 100% Applicable | 100% Applicable | NA | SaskPower Commercial Lighting Inventory 2016 | 0.86 | 12.27
Linear Replacement Lamp (High) | 4x T8 lamp - 4 ft | BNI | All BNI | ROB and NEW | BNI Lighting | Per 4 Lamp Fixture Replacement | 11.3 | 36.5825 | U.S. DOE. 2016. "Energy Savings Forecast of Solid-State Lighting in General Illumination Applications." Table D-2. p.75. https://www.energy.gov/sites/prod/files/2016/09/f33/energysavingsforecast16_2.pdf | 196.1905 | 0.027576 | 0 | 0 | 0 | ENS Program Data | 17.321 | 1 | 0.40196 | 0 | 100% Applicable | 100% Applicable | BNI - Linear High | 2019 ENS Baseline Study | 0.86 | 3.2
Linear Replacement Lamp (Low) | 4x T8 lamp - 4 ft | BNI | All BNI | ROB and NEW | BNI Lighting | Per 4 Lamp Fixture Replacement | 11.3 | 36.5825 | U.S. DOE. 2016. "Energy Savings Forecast of Solid-State Lighting in General Illumination Applications." Table D-2. p.75. https://www.energy.gov/sites/prod/files/2016/09/f33/energysavingsforecast16_2.pdf | 196.1905 | 0.027576 | 0 | 0 | 0 | ENS Program Data | 40.4158 | 1 | 0.40196 | 0 | 100% Applicable | 100% Applicable | BNI - Linear Low | 2019 ENS Baseline Study | 0.86 | 3.2
Low-bay Luminaire | T8 Troffer | BNI | All BNI | ROB and NEW | BNI Lighting | Per Luminaire | 11.3 | 170.24 | Navigant Pricing Database (Confidential) | 324.6246 | 0.045725 | 0 | 0 | 0 | ENS Program Data | 17.321 | 1 | 0.40196 | 0.59804 | 100% Applicable | 100% Applicable | BNI - Linear Low | 2019 ENS Baseline Study | 0.86 | 12.27
Luminaire Level Lighting Control (LLLC) - High Impact Application | Linear Fluorescent Tech Mix | BNI | All BNI | ROB and NEW | BNI Lighting | Per fixture | 15 | 101.27 | Navigant Pricing Database (Confidential) | 194.03 | 0.0569 | 0 | 0 | 0 | MA delta watts study | 40.4158 | 1 | 0.40196 | 0 | 100% Applicable | 100% Applicable | BNI - Linear High | 2019 ENS Baseline Study | 0.9 | 5.31
Luminaire Level Lighting Control (LLLC) - Low Impact Application | Linear Fluorescent Tech Mix | BNI | All BNI | ROB and NEW | BNI Lighting | Per fixture | 15 | 243.47 | Navigant Pricing Database (Confidential) | 397.72 | 0.102 | 0 | 0 | 0 | MA delta watts study | 17.321 | 1 | 0.40196 | 0 | 100% Applicable | 100% Applicable | BNI - Linear Low | 2019 ENS Baseline Study | 0.9 | 10.89
Networked/Connected - High Impact Application | Linear Fluorescent Tech Mix | BNI | All BNI | ROB and NEW | BNI Lighting | Per fixture | 15 | 155.61 | Navigant Pricing Database (Confidential) | 227.92 | 0.0669 | 0 | 0 | 0 | MA delta watts study | 40.4158 | 1 | 0.40196 | 0 | 100% Applicable | 100% Applicable | BNI - Linear High | 2019 ENS Baseline Study | 0.9 | 6.24
Networked/Connected - Low Impact Application | Linear Fluorescent Tech Mix | BNI | All BNI | ROB and NEW | BNI Lighting | Per fixture | 15 | 424.29 | Navigant Pricing Database (Confidential) | 452.03 | 0.1159 | 0 | 0 | 0 | MA delta watts study | 17.321 | 1 | 0.40196 | 0 | 100% Applicable | 100% Applicable | BNI - Linear Low | 2019 ENS Baseline Study | 0.9 | 12.37
Interior Occupancy Sensor | Switch/timed control | BNI | All BNI | ROB and NEW | BNI Lighting | Per Occupancy Sensor | 10 | 100.3962 | Vermont TRM User Manual No. 2014-87 (3/16/2015). p.64-65. https://puc.vermont.gov/sites/psbnew/files/doc_library/ev-technical-reference-manual.pdf | 274.4726 | 0.18455 | 0 | 0 | 0 | ENS Program Data | 6.4583 | 1 | 0.20576 | 0.54166 | 100% Applicable | 100% Applicable | BNI - Lighting Controls | 2018 ENS Potential Study update / 2019 ENS Baseline Study | 0.86 | 12.39
Occupancy Sensor (Exterior) | Switch/timed control | BNI | All BNI | ROB and NEW | BNI Lighting | Per Occupancy Sensor | 10 | 135.66 | Vermont TRM User Manual No. 2014-87 (3/16/2015). p.64-65. https://puc.vermont.gov/sites/psbnew/files/doc_library/ev-technical-reference-manual.pdf | 113.64 | 0.0447 | 0 | 0 | 0 | ENS Program Data | 3.9131 | 1 | 1 | 0 | 100% Applicable | 100% Applicable | NA | 2019 ENS Baseline Study | 0.86 | 3.11
Surface Mounted Exterior LED | HID 4000 lm | BNI | All BNI | ROB and NEW | BNI Lighting | Per Luminaire | 22.8 | 54.52 | ENS Program Data | 178.6326 | 0.028192 | 0 | 0 | 0 | ENS Program Data | 37.2137 | 1 | 0.25399 | 0.74601 | 100% Applicable | 100% Applicable | NA | 2019 ENS Baseline Study | 0.88 | 34.95
Pole/Arm-Mounted Area Luminaire | HID Pole Mounted Luminaire (4,000-20,000 lm) | BNI | All BNI | ROB and NEW | BNI Lighting | Per Luminaire | 13.7 | 544.5392 | U.S. DOE. 2016. "Energy Savings Forecast of Solid-State Lighting in General Illumination Applications." Table D-2. p.75. https://www.energy.gov/sites/prod/files/2016/09/f33/energysavingsforecast16_2.pdf | 1062.6161 | 0.24261 | 0 | 0 | 0 | ENS Program Data | 3.331 | 1 | 0.29327 | 0.70673 | 100% Applicable | 100% Applicable | NA | 2019 ENS Baseline Study | 0.86 | 31.65
Pole/Arm-Mounted Decorative Luminaire | HID Pole Mounted Luminaire (1,500-5,000 lm) | BNI | All BNI | ROB and NEW | BNI Lighting | Per Luminaire | 13.7 | 108.9683 | U.S. DOE. 2016. "Energy Savings Forecast of Solid-State Lighting in General Illumination Applications." Table D-2. p.75. https://www.energy.gov/sites/prod/files/2016/09/f33/energysavingsforecast16_2.pdf | 563.6893 | 0.1287 | 0 | 0 | 0 | ENS Program Data | 2.349 | 1 | 0.29327 | 0.70673 | 100% Applicable | 100% Applicable | NA | 2019 ENS Baseline Study | 0.88 | 98.09
Premium High Bay Luminaire | HID (15,000-60,000 lm) | BNI | All BNI | ROB and NEW | BNI Lighting | Per Luminaire | 22.7 | 547.6574 | U.S. DOE. 2016. "Energy Savings Forecast of Solid-State Lighting in General Illumination Applications." Table D-2. p.75. https://www.energy.gov/sites/prod/files/2016/09/f33/energysavingsforecast16_2.pdf | 825.5015 | 0.16095 | 0 | 0 | 0 | ENS Program Data | 0.59 | 1 | 0.9 | 0.1 | 100% Applicable | 100% Applicable | NA | SaskPower Commercial Lighting Inventory 2016 | 0.86 | 13.93
Reflector Lamp | Halogen Baseline Bulb | BNI | All BNI | RET Only | BNI Lighting | Per 660 lumen lamp | 5.7 | 10.4134 | ENS Program Data | 230.025 | 0.033754 | 0 | 0 | 0 | ENS Program Data | 2.4154 | 1 | 0.30182 | 0.69818 | 100% Applicable | 100% Applicable | NA | 2018 ENS Potential Study update / 2019 ENS Baseline Study | 0.88 | 38.78
Refrigerated Case Luminaire | T12HO Case Lighting | BNI | All BNI | ROB and NEW | BNI Lighting | Per 6' Luminaire | 15.9 | 155.61 | Navigant Webscraping Pricing Database (Confidential) | 433.26 | 0.072 | 0 | 0 | 0 | ENS Program Data | 0.66952 | 1 | 1 | 0 | 100% Applicable | 100% Applicable | NA | 2018 ENS Potential Study Update | 0.86 | 11.86
Track/Mono-point Direction Luminaire | Halogen MR16 equivalent | BNI | All BNI | ROB and NEW | BNI Lighting | Per Luminaire | 11.3 | 17.81 | U.S. DOE. 2016. "Energy Savings Forecast of Solid-State Lighting in General Illumination Applications." Table D-2. p.75. https://www.energy.gov/sites/prod/files/2016/09/f33/energysavingsforecast16_2.pdf | 212.56 | 0.0482 | 0 | 0 | 0 | ENS Program Data | 6.6956 | 1 | 0.13564 | 0.86436 | 100% Applicable | 100% Applicable | NA | 2019 ENS Baseline Study | 0.86 | 5.82
Horticulture Interior LED Grow Lighting | HPS and MH Mix | BNI | All BNI | RET Only | BNI Lighting | per 1000 sq meters | 15 | 5207.0439 | Engineering Estimates | 5893.2435 | 0.89062 | 0 | 0 | 0 | Derived from C&I Building Consumption Estimates MA | 1 | 0.0010413 | 0.96399 | 0.036012 | 100% Applicable | 100% Applicable | NA | StatsCan Market Estimate | 0.87 | 211.1824
Custom Energy Efficiency | No Defined Baseline | BNI | Large Commercial | ROB and NEW | BNI Other | Per Site kWh | 14.86 | 0.051783 | ENS Program Data | 0.08449 | 1.1851e-05 | 0 | 0 | 0 | ENS Program Data | 1 | 1 | 0.95 | 0.05 | 100% Applicable | 100% Applicable | NA | ENS Program Data | 0.94 | -0.11302
Custom Energy Efficiency | No Defined Baseline | BNI | Industrial | ROB and NEW | BNI Other | Per Site kWh | 14.86 | 0.055705 | ENS Program Data | 0.09089 | 1.2748e-05 | 0 | 0 | 0 | ENS Program Data | 1 | 1 | 0.95 | 0.05 | 100% Applicable | 100% Applicable | NA | ENS Program Data | 0.94 | -0.11128
Air-Entraining Air Nozzle | Non-Entraining Nozzle | BNI | All BNI | ROB and NEW | BNI Process | per Nozzle | 15 | 58.52 | Measure cost from VT TRM Labor cost from manufacturer website: http://www.vortexair.biz/product-category/cleaning/nozzles/ | 723.84 | 0.13 | 0 | 0 | 0 | ENS Program Data | 0.33368 | 1 | 1 | 0 | 100% Applicable | 100% Applicable | NA | 2018 ENS Potential Study Update | 0.86 | 19.82
Circulation Fan (Agriculture) | Non BESS certified circulation fan | BNI | Industrial | ROB and NEW | BNI Process | per 36" Fan | 15 | 199.5 | Minnesota, p.11. http://mn.gov/commerce-stat/pdfs/mn-trm-v2.1.pdf Illinois, p.11. http://ilsagfiles.org/SAG_files/Technical_Reference_Manual/Version_6/Final/IL-TRM_Effective_010118_v6.0_Vol_2_C_and_I_020817_Final.pdf Wisconsin,p.35. https://www.focusonenergy.com/sites/default/files/TRM%202018%20Final%20Version%20Dec%202017_1.pdf | 228 | 0 | 0 | 0 | 0 | ENS Program Data | 2.1032 | 1 | 0.99845 | 0.0015492 | 100% Applicable | 100% Applicable | NA | StatsCan Farm Number Market Data / ENS Historical Program Data | 0.86 | 6.24
Cycling Refrigerated Air Dryer | Non-Cycling Dryer (50-200 cfm) | BNI | All BNI | ROB and NEW | BNI Process | Per 50 CFM Dryer | 10 | 1210.6514 | NCI review of claims for compressed air dryers in Massachusetts in 2016-17. | 1004.3297 | 0.15571 | 0 | 0 | 0 | ENS Program Data | 0.34257 | 1 | 0.90909 | 0.090909 | 100% Applicable | 100% Applicable | NA | 2018 ENS Potential Study Update | 0.86 | 16.04
Dairy Scroll Compressor | Recriprocating Dairy Compressor | BNI | All BNI | ROB and NEW | BNI Process | per 5hp compressor - 75 head of cattle | 15 | 1025.23 | PG&E (2017) Work paper PGE3PAGR113 Rev3. "Scroll Compressor." Spreadsheet attachment #3 "Base Case and Measure Costs" Range A16:D20 | 23624 | 6.8 | 0 | 0 | 0 | ENS Program Data | 0.036003 | 1 | 0.99548 | 0.0045249 | 100% Applicable | 100% Applicable | NA | StatsCan Farm Number Market Data / ENS Historical Program Data | 0.86 | 646.72
Double Heat Pad (Agriculture) | 2x75 W Heat Lamps | BNI | Industrial | ROB and NEW | BNI Process | per Pad | 10 | 256.69 | https://www.farmerboyag.com/stanfield-heat-mats https://www.agrisales-inc.com/stanfield-3-x-3-nursery-heat-mat https://osbornelivestockequipment.com/product/stanfield-heat-pad-s303/ | 1518 | 0.18 | 0 | 0 | 0 | ENS Program Data | 0.037469 | 0.5 | 1 | 0 | 100% Applicable | 100% Applicable | BNI - Heat Pad | StatsCan Farm Number Market Data / ENS Historical Program Data | 0.86 | 41.56
ENERGY STAR Pool Pump | Commodity Pool Pump | BNI | All BNI | RET Only | BNI Process | Per Pool Pump | 15 | 466.58 | DOE DFR Technical Support Document: Dedicated-Purpose Pool Pumps. Document #EERE-2015-BT-STD-0008-0105. Page 8-15. https://www.regulations.gov/document?D=EERE-2015-BT-STD-0008-0105 | 3847 | 0 | 0 | 0 | 0 | ENS Program Data | 0.0019779 | 1 | 1 | 0 | 100% Applicable | 100% Applicable | NA | Webscrape RFANS / Tourism NS | 0.86 | 105.31
Heat Reclaimer Unit (Agriculture) | No Heat Reclaimer (Milk Cooling) | BNI | Industrial | ROB and NEW | BNI Process | per heat reclaimer | 15 | 4625.74 | GDS Associates (2010) "Massachusetts Farm Energy Best Management Practices." p.14. https://www.nrcs.usda.gov/Internet/FSE_DOCUMENTS/nrcs144p2_013887.pdf | 11434 | 3.29 | 0 | 0 | 0 | ENS Program Data | 0.018002 | 1 | 0.96833 | 0.031674 | 100% Applicable | 100% Applicable | NA | StatsCan Farm Number Market Data / ENS Historical Program Data | 0.86 | 313.01
High Volume Low Speed Fan (Agriculture) | Non BESS Certified Circulation Fans | BNI | Industrial | ROB and NEW | BNI Process | per 22' Fan | 15 | 4426.24 | Installed costs of fans at DOE (2016) Final Rule Technical Support Document: Energy Efficiency Program for Consumer Products and Commercial and Industrial Equipment: Ceiling Fans. p. 8-31, 8-39. https://www.regulations.gov/document?D=EERE-2012-BT-STD-0045-0149 | 13512.72 | 3.877 | 0 | 0 | 0 | ENS Program Data | 0.23989 | 1 | 0.99321 | 0.0067912 | 100% Applicable | 100% Applicable | NA | StatsCan Farm Number Market Data / ENS Historical Program Data | 0.86 | 369.92
Low/Zero Energy Livestock Waterer | Electric Resistance Waterer | BNI | Industrial | ROB and NEW | BNI Process | per 100W Waterer | 10 | 1047.38 | Illinois TRM, p.13. http://ilsagfiles.org/SAG_files/Technical_Reference_Manual/Version_6/Final/IL-TRM_Effective_010118_v6.0_Vol_2_C_and_I_020817_Final.pdf Wisconsin TRM, p.31. | 1400 | 0.59 | 0 | 0 | 0 | ENS Program Data | 0.27491 | 1 | 0.99852 | 0.0014815 | 100% Applicable | 100% Applicable | NA | StatsCan Farm Number Market Data / ENS Historical Program Data | 0.86 | 38.33
Milk Pre-cooler | No Pre-Cooler | BNI | Industrial | ROB and NEW | BNI Process | per 20 plate pre-cooler | 15 | 4580.52 | PG&E (2013). Work Paper PGE3PAGR114. Rev. 0 "Milk Pre-Cooler." p.8 | 7493 | 2.16 | 0 | 0 | 0 | ENS Program Data | 0.021602 | 1 | 0.94566 | 0.05434 | 100% Applicable | 100% Applicable | NA | StatsCan Farm Number Market Data / ENS Historical Program Data | 0.86 | 205.12
Natural Barn Ventiliation - Year-Round | Non BESS certified ventilation fans | BNI | Industrial | ROB and NEW | BNI Process | per 75 head diary barn/10000 square feet | 15 | 4289.25 | Journal of Dairy Science (2019). https://www.journalofdairyscience.org/article/S0022-0302(18)30972-X/pdf and Wisconsin Agribusiness (2017). p.151. https://www.wiagribusiness.org/fourstatedairy/2017/21_cook.pdf | 6710 | 0.644 | 0 | 0 | 0 | ENS Program Data | 0.21032 | 1 | 0.9969 | 0.0015492 | 100% Applicable | 100% Applicable | BNI - Natural Barn Ventilation | StatsCan Farm Number Market Data / ENS Historical Program Data | 0.86 | 183.69
No-Loss Drain | Timed Drain | BNI | All BNI | ROB and NEW | BNI Process | Per Drain | 15 | 332.5 | NCI review of claims for compressed air dryers in Massachusetts in 2016-17. | 2371.02 | 0.44 | 0 | 0 | 0 | ENS Program Data | 0.096542 | 1 | 1 | 0 | 100% Applicable | 100% Applicable | NA | 2018 ENS Potential Study Update | 0.86 | 64.91
Single Heat Pad (Agriculture) | 1x75 W Heat Lamp | BNI | Industrial | ROB and NEW | BNI Process | per Pad | 10 | 112.16 | https://www.farmerboyag.com/stanfield-heat-mats https://www.amazon.com/Behlen-Country-2198160S-100-Watt-10-Inch/dp/B007PYN7AO https://www.farmandfleet.com/products/749978-behlen-country-100-watt-waterer-heating-pad.html | 759 | 0.09 | 0 | 0 | 0 | ENS Program Data | 0.037469 | 1 | 1 | 0 | 100% Applicable | 100% Applicable | BNI - Heat Pad | StatsCan Farm Number Market Data / ENS Historical Program Data | 0.86 | 20.78
Ventilation Fan (Agriculture) | Non BESS certified ventilation fans | BNI | Industrial | ROB and NEW | BNI Process | per 36" Fan | 15 | 1082.62 | PG&E (2017) Work Paper PGE3PAGR117 Rev8. "Agricultural Ventilation Fans." p.7-8. http://deeresources.net/workpapers | 254 | 0.09 | 0 | 0 | 0 | ENS Program Data | 2.1032 | 1 | 0.99845 | 0.0015492 | 100% Applicable | 100% Applicable | NA | StatsCan Farm Number Market Data / ENS Historical Program Data | 0.86 | 6.95
VFD Milk Transfer Pump | Add-On - uncontrolled on/off milk transfer pump | BNI | Industrial | ROB and NEW | BNI Process | per pump -75 head | 10 | 3990 | Efficiency Vermont (2014) Energy Efficiency Opportunities in Dairy. http://blog.uvm.edu/vdia/files/2014/10/EfficiencyVermont_2014VTDairyIndustryAssocFallConf.pdf | 2546 | 0.7324 | 0 | 0 | 0 | ENS Program Data | 0.036003 | 1 | 0.95928 | 0.040724 | 100% Applicable | 100% Applicable | NA | StatsCan Farm Number Market Data / ENS Historical Program Data | 0.86 | 69.7
VFD Milk Vacuum Pump | Add-On - uncontrolled on/off milk vaccuum pump | BNI | Industrial | ROB and NEW | BNI Process | per pump | 15 | 6713.84 | PG&E (2013) Work Paper PGE3PAGR116 Rev0. "Milk Vacuum Pump VSD (Dairy Farm Equipment)" p.9 | 8927.41 | 2.5 | 0 | 0 | 0 | ENS Program Data | 0.036003 | 1 | 0.96833 | 0.031674 | 100% Applicable | 100% Applicable | NA | StatsCan Farm Number Market Data / ENS Historical Program Data | 0.86 | 244.39
Engine Block Heater Timer (Agriculture) | Uncontrolled Block Heating (Overnight) | BNI | Industrial | ROB and NEW | BNI Process | per 650 Watt block heater | 5 | 40 | Energy Efficiency Best Practices Guide: Crop Farms. p.70. https://focusonenergy.com/sites/default/files/Agriculture-Best-Practices_2016_web.pdf | 624 | 0.55 | 0 | 0 | 0 | ENS Program Data | 0.22664 | 1 | 1 | 0 | 100% Applicable | 100% Applicable | NA | StatsCan Farm Number Market Data / ENS Historical Program Data | 0.86 | 17.0831
Natural Barn Ventiliation - Summer Only | Non BESS certified ventilation fans | BNI | Industrial | ROB and NEW | BNI Process | per 75 head diary barn/10000 square feet | 15 | 600 | Journal of Dairy Science (2019). https://www.journalofdairyscience.org/article/S0022-0302(18)30972-X/pdf and Wisconsin Agribusiness (2017). p.151. https://www.wiagribusiness.org/fourstatedairy/2017/21_cook.pdf | 2909 | 0.279 | 0 | 0 | 0 | ENS Program Data | 0.21032 | 1 | 0.9969 | 0.0015492 | 100% Applicable | 100% Applicable | BNI - Natural Barn Ventilation | StatsCan Farm Number Market Data / ENS Historical Program Data | 0.86 | 79.6392
Server-based Power Management Software | Uncontrolled Computers | BNI | All BNI | ROB and NEW | BNI Process | Per Computer | 5 | 10 | "Deemed Savings Technical Assumptions" p.2. https://www.xcelenergy.com/staticfiles/xe-responsive/Company/Rates%20&%20Regulations/Regulatory%20Filings/CO-DSM-Computer-Efficiency-Deemed-Savings.pdf Madison Gas & Electric. "Programs generally run from $10 to $20 per computer." https://www.mge.com/saving-energy/business/bea/article_detail.htm?nid=1786 | 68.7 | 0.01 | 0 | 0 | 0 | ENS Program Data | 8.9984 | 1 | 1 | 0 | 100% Applicable | 100% Applicable | NA | NRCan Office Space / Estar | 0.86 | 1.8808
Combined Heat and Power (CHP) | Standard Boiler | BNI | Industrial | RET Only | BNI Process | Per Site kWh | 20 | 0.19251 | IAC Database | 0.42652 | 5.1772e-05 | -6.2215 | 0 | 0 | IAC Database | 1 | 0.1 | 1 | 0 | 100% Applicable | 100% Applicable | NA | Per Site kWh Characterization (savings as % of segment consumption) | 0.86 | 0.011677
Door Heater Controls | Always on Door Heater Operation | BNI | All BNI | ROB and NEW | BNI Refrigeration | Per controller - controlling 4 low temp doors | 12 | 1683.93 | "Incremental Cost Study Phase Four Final Report" 2015. p.29. https://neep.org/file/3101/download?token=20HDuIAB | 8172.73 | 0.933 | 0 | 0 | 0 | ENS Program Data | 0.080729 | 1 | 0.83582 | 0.16418 | 100% Applicable | 100% Applicable | NA | 2019 ENS Baseline Study | 0.86 | 223.73
EC Motor for Refrigeration Applications | SP/PSC Existing Motors (1/50 and 1/15 hp) | BNI | All BNI | RET Only | BNI Refrigeration | Per motor | 15 | 202.2777 | SCE Work Paper SCE17RN011, Rev 0. p.14 | 429.627 | 0.049044 | 0 | 0 | 0 | ENS Program Data | 0.2691 | 1 | 0.9 | 0.1 | 100% Applicable | 100% Applicable | NA | 2018 ENS Potential Study Update | 0.86 | 9.35
Evaporator Fan Motor Controls | Uncontrolled Evap Fans (500 W) | BNI | All BNI | ROB and NEW | BNI Refrigeration | Per controller - controlling 500 W of fan power - medium temp | 10 | 1641.22 | PG&E Work Paper PGECOREF106. Evaporator Fan Controller Walk-In. Revision # 6 | 2647.71 | 0.302 | 0 | 0 | 0 | ENS Program Data | 0.027406 | 1 | 0.86364 | 0.13636 | 100% Applicable | 100% Applicable | NA | 2018 ENS Potential Study Update | 0.86 | 72.48
Open to Closed Cooler Conversion | Open Coolers | BNI | All BNI | RET Only | BNI Refrigeration | Per 6' conversion | 12 | 3078.6042 | PECI (2014) Work Paper PGE3PREF116. "Add Doors to Open Med Temp Cases, Rev.1" p.15-16. | 1095 | 0.12498 | 0 | 0 | 0 | ENS Program Data | 0.32707 | 1 | 1 | 0 | 100% Applicable | 100% Applicable | BNI - Cooler Cover | 2019 ENS Baseline Study | 0.86 | 499.6
Outside Air Economizer | No Economizer | BNI | All BNI | ROB and NEW | BNI Refrigeration | Per Economizer - 8 hp scroll compressor | 15 | 2598.28 | ENS Program Data | 10081.1 | 3.365 | 0 | 0 | 0 | ENS Program Data | 0.034275 | 1 | 1 | 0 | 100% Applicable | 100% Applicable | NA | 2018 ENS Potential Study Update | 0.86 | 275.98
Strip-Curtains for Display Cases | No Strip Curtain | BNI | All BNI | ROB and NEW | BNI Refrigeration | Per 6' of curtain - medium temp | 4 | 101.41 | Vermont TRM User Manual No. 2014-87 (3/16/2015). p.128. https://puc.vermont.gov/sites/psbnew/files/doc_library/ev-technical-reference-manual.pdf | 1738 | 0.2 | 0 | 0 | 0 | ENS Program Data | 0.75347 | 1 | 0.9 | 0.1 | 100% Applicable | 100% Applicable | BNI - Cooler Cover | 2018 ENS Potential Study Update | 0.86 | 47.58
Zero-Energy Doors for Reach-In Coolers | Always on Door Heater Operation | BNI | All BNI | ROB and NEW | BNI Refrigeration | Per Door - medium temp | 12 | 385.7 | Vermont TRM User Manual No. 2014-87 (3/16/2015). p.155. https://puc.vermont.gov/sites/psbnew/files/doc_library/ev-technical-reference-manual.pdf | 1400.02 | 0.16 | 0 | 0 | 0 | ENS Program Data | 0.16146 | 1 | 1 | 0 | 100% Applicable | 100% Applicable | NA | 2018 ENS Potential Study Update | 0.88 | 296.63
Cooler Night Covers for Display Cases | Open Coolers | BNI | All BNI | ROB and NEW | BNI Refrigeration | Per 6' of cover - medium temp | 5 | 268 | PG&E (2016). Work Paper PGECOREF101. Night Covers for Display Cases. Rev.# 6 | 891 | 0.31 | 0 | 0 | 0 | ENS Program Data | 0.32707 | 1 | 1 | 0 | 100% Applicable | 100% Applicable | BNI - Cooler Cover | 2019 ENS Baseline Study | 0.86 | 24.3928
Intelligent Freezer Defrost Controls | Timer-Based Defrost | BNI | All BNI | ROB and NEW | BNI Refrigeration | Per controller | 10 | 75 | Vermont TRM User Manual No. 2014-87 (3/16/2015). p.171. https://puc.vermont.gov/sites/psbnew/files/doc_library/ev-technical-reference-manual.pdf | 591.705 | 1.215 | 0 | 0 | 0 | ENS Program Data | 0.27406 | 1 | 0.86364 | 0.13636 | 100% Applicable | 100% Applicable | NA | 2018 ENS Potential Study Update | 0.86 | 16.199
Refrigerated Vending Machine Controls | Uncontrolled Vending Maching | BNI | All BNI | ROB and NEW | BNI Refrigeration | Per controller (one vending machine) | 5 | 336.69 | 2016 MA C&I EE Electric Program Participant and Installed Measure Info (in Files Sent by NGRID) | 1611 | 0.184 | 0 | 0 | 0 | ENS Program Data | 0.15571 | 1 | 1 | 0 | 100% Applicable | 100% Applicable | NA | 2018 ENS Potential Study Update | 0.86 | 44.1041
Advanced Smart (Tier 2) Power Strip | Standard Surge Protector | BNI | All BNI | RET Only | BNI Electronics and Information Technology (IT) | Per Power Strip | 5 | 20 | Webscraping | 118.47 | 0.022 | 0 | 0 | 0 | RTF, ComSmartPlugPowerStrips_v3_4 | 7.9459 | 1 | 0.99 | 0.01 | 100% Applicable | 100% Applicable | NA | MA Baseline Study 2019 | 0.86 | 3.2433

## Baseline Consumption Mult
Unique Measure Name | 2019 | 2020 | 2021 | 2022 | 2023 | 2024 | 2025 | 2026 | 2027 | 2028 | 2029 | 2030 | 2031 | 2032 | 2033 | 2034 | 2035 | 2036 | 2037 | 2038 | 2039 | 2040 | 2041 | 2042 | 2043 | 2044 | 2045 | Multiplier Source(s)
Res ¦ Networked/ Connected - Indoor LED Lamp | 1 | 1 | 1 | 1 | 1 | 0.2 | 0.2 | 0.2 | 0.2 | 0.2 | 0.2 | 0.2 | 0.2 | 0.2 | 0.2 | 0.2 | 0.2 | 0.2 | 0.2 | 0.2 | 0.2 | 0.2 | 0.2 | 0.2 | 0.2 | 0.2 | 0.2 | Ammendment 17 - GSL
Res ¦ Screw-in LED Bulb | 1 | 1 | 1 | 1 | 1 | 0.2 | 0.2 | 0.2 | 0.2 | 0.2 | 0.2 | 0.2 | 0.2 | 0.2 | 0.2 | 0.2 | 0.2 | 0.2 | 0.2 | 0.2 | 0.2 | 0.2 | 0.2 | 0.2 | 0.2 | 0.2 | 0.2 | Ammendment 17 - GSL
Res ¦ Solar Domestic Hot Water | 1 | 1 | 1 | 1 | 1 | 0.98 | 0.98 | 0.98 | 0.98 | 0.98 | 0.98 | 0.98 | 0.98 | 0.98 | 0.98 | 0.98 | 0.98 | 0.98 | 0.98 | 0.98 | 0.98 | 0.98 | 0.98 | 0.98 | 0.98 | 0.98 | 0.98 | Ammendment 17 - Electric Water Heaters
Res ¦ Heat Pump Water Heater | 1 | 1 | 1 | 1 | 1 | 0.98 | 0.98 | 0.98 | 0.98 | 0.98 | 0.98 | 0.98 | 0.98 | 0.98 | 0.98 | 0.98 | 0.98 | 0.98 | 0.98 | 0.98 | 0.98 | 0.98 | 0.98 | 0.98 | 0.98 | 0.98 | 0.98 | Ammendment 17 - Electric Water Heaters
Res ¦ Whole Home - tier 0 (22% better than code on average) | 1 | 1 | 0.95 | 0.95 | 0.95 | 0.95 | 0.9 | 0.9 | 0.9 | 0.9 | 0.9 | 0.8 | 0.8 | 0.8 | 0.8 | 0.8 | 0.7 | 0.7 | 0.7 | 0.7 | 0.7 | 0.7 | 0.7 | 0.7 | 0.7 | 0.7 | 0.7 | Building Code Advancement - Residential
Res ¦ Whole home - tier 1 (45% better than code target) | 1 | 1 | 0.95 | 0.95 | 0.95 | 0.95 | 0.9 | 0.9 | 0.9 | 0.9 | 0.9 | 0.8 | 0.8 | 0.8 | 0.8 | 0.8 | 0.7 | 0.7 | 0.7 | 0.7 | 0.7 | 0.7 | 0.7 | 0.7 | 0.7 | 0.7 | 0.7 | Building Code Advancement - Residential
Res ¦ Whole home - tier 2 (60% better than code target) | 1 | 1 | 0.95 | 0.95 | 0.95 | 0.95 | 0.9 | 0.9 | 0.9 | 0.9 | 0.9 | 0.8 | 0.8 | 0.8 | 0.8 | 0.8 | 0.7 | 0.7 | 0.7 | 0.7 | 0.7 | 0.7 | 0.7 | 0.7 | 0.7 | 0.7 | 0.7 | Building Code Advancement - Residential
Res ¦ Whole home - tier 3 (70% better than code target) | 1 | 1 | 0.95 | 0.95 | 0.95 | 0.95 | 0.9 | 0.9 | 0.9 | 0.9 | 0.9 | 0.8 | 0.8 | 0.8 | 0.8 | 0.8 | 0.7 | 0.7 | 0.7 | 0.7 | 0.7 | 0.7 | 0.7 | 0.7 | 0.7 | 0.7 | 0.7 | Building Code Advancement - Residential
Res ¦ Dimmer Switch | 0.6 | 0.55 | 0.5 | 0.45 | 0.4 | 0.35 | 0.3 | 0.25 | 0.2 | 0.2 | 0.2 | 0.2 | 0.2 | 0.2 | 0.2 | 0.2 | 0.2 | 0.2 | 0.2 | 0.2 | 0.2 | 0.2 | 0.2 | 0.2 | 0.2 | 0.2 | 0.2 | Estimate baseline eff increase due to LED saturations.
Res ¦ Indoor motion sensor | 0.6 | 0.55 | 0.5 | 0.45 | 0.4 | 0.35 | 0.3 | 0.25 | 0.2 | 0.2 | 0.2 | 0.2 | 0.2 | 0.2 | 0.2 | 0.2 | 0.2 | 0.2 | 0.2 | 0.2 | 0.2 | 0.2 | 0.2 | 0.2 | 0.2 | 0.2 | 0.2 | Estimate baseline eff increase due to LED saturations.
Res ¦ Motion sensor with dimmer switch | 0.6 | 0.55 | 0.5 | 0.45 | 0.4 | 0.35 | 0.3 | 0.25 | 0.2 | 0.2 | 0.2 | 0.2 | 0.2 | 0.2 | 0.2 | 0.2 | 0.2 | 0.2 | 0.2 | 0.2 | 0.2 | 0.2 | 0.2 | 0.2 | 0.2 | 0.2 | 0.2 | Estimate baseline eff increase due to LED saturations.
Res ¦ Outdoor motion sensor | 0.6 | 0.55 | 0.5 | 0.45 | 0.4 | 0.35 | 0.3 | 0.25 | 0.2 | 0.2 | 0.2 | 0.2 | 0.2 | 0.2 | 0.2 | 0.2 | 0.2 | 0.2 | 0.2 | 0.2 | 0.2 | 0.2 | 0.2 | 0.2 | 0.2 | 0.2 | 0.2 | Estimate baseline eff increase due to LED saturations.
BNI ¦ Electric to Natural Gas - Water Heater | 1 | 1 | 1 | 0.95 | 0.95 | 0.95 | 0.95 | 0.95 | 0.95 | 0.95 | 0.95 | 0.95 | 0.95 | 0.95 | 0.95 | 0.95 | 0.95 | 0.95 | 0.95 | 0.95 | 0.95 | 0.95 | 0.95 | 0.95 | 0.95 | 0.95 | 0.95 | Ammendment 15 - Commercial Electric Water Heaters
BNI ¦ Heat Pump Water Heater | 1 | 1 | 1 | 0.95 | 0.95 | 0.95 | 0.95 | 0.95 | 0.95 | 0.95 | 0.95 | 0.95 | 0.95 | 0.95 | 0.95 | 0.95 | 0.95 | 0.95 | 0.95 | 0.95 | 0.95 | 0.95 | 0.95 | 0.95 | 0.95 | 0.95 | 0.95 | Ammendment 15 - Commercial Electric Water Heaters
BNI ¦ Solar DHW System | 1 | 1 | 1 | 0.95 | 0.95 | 0.95 | 0.95 | 0.95 | 0.95 | 0.95 | 0.95 | 0.95 | 0.95 | 0.95 | 0.95 | 0.95 | 0.95 | 0.95 | 0.95 | 0.95 | 0.95 | 0.95 | 0.95 | 0.95 | 0.95 | 0.95 | 0.95 | Ammendment 15 - Commercial Electric Water Heaters
BNI ¦ Door Heater Controls | 1 | 1 | 1 | 0.8 | 0.8 | 0.8 | 0.8 | 0.8 | 0.8 | 0.8 | 0.8 | 0.8 | 0.8 | 0.8 | 0.8 | 0.8 | 0.8 | 0.8 | 0.8 | 0.8 | 0.8 | 0.8 | 0.8 | 0.8 | 0.8 | 0.8 | 0.8 | Ammendment 16 - Walk In Coolers and Freezers
BNI ¦ Open to Closed Cooler Conversion | 1 | 1 | 1 | 0.8 | 0.8 | 0.8 | 0.8 | 0.8 | 0.8 | 0.8 | 0.8 | 0.8 | 0.8 | 0.8 | 0.8 | 0.8 | 0.8 | 0.8 | 0.8 | 0.8 | 0.8 | 0.8 | 0.8 | 0.8 | 0.8 | 0.8 | 0.8 | Ammendment 16 - Walk In Coolers and Freezers
BNI ¦ Outside Air Economizer | 1 | 1 | 1 | 0.8 | 0.8 | 0.8 | 0.8 | 0.8 | 0.8 | 0.8 | 0.8 | 0.8 | 0.8 | 0.8 | 0.8 | 0.8 | 0.8 | 0.8 | 0.8 | 0.8 | 0.8 | 0.8 | 0.8 | 0.8 | 0.8 | 0.8 | 0.8 | Ammendment 16 - Walk In Coolers and Freezers
BNI ¦ Strip-Curtains for Display Cases | 1 | 1 | 1 | 0.8 | 0.8 | 0.8 | 0.8 | 0.8 | 0.8 | 0.8 | 0.8 | 0.8 | 0.8 | 0.8 | 0.8 | 0.8 | 0.8 | 0.8 | 0.8 | 0.8 | 0.8 | 0.8 | 0.8 | 0.8 | 0.8 | 0.8 | 0.8 | Ammendment 16 - Walk In Coolers and Freezers
BNI ¦ Zero-Energy Doors for Reach-In Coolers | 1 | 1 | 1 | 0.8 | 0.8 | 0.8 | 0.8 | 0.8 | 0.8 | 0.8 | 0.8 | 0.8 | 0.8 | 0.8 | 0.8 | 0.8 | 0.8 | 0.8 | 0.8 | 0.8 | 0.8 | 0.8 | 0.8 | 0.8 | 0.8 | 0.8 | 0.8 | Ammendment 16 - Walk In Coolers and Freezers
BNI ¦ Cooler Night Covers for Display Cases | 1 | 1 | 1 | 0.8 | 0.8 | 0.8 | 0.8 | 0.8 | 0.8 | 0.8 | 0.8 | 0.8 | 0.8 | 0.8 | 0.8 | 0.8 | 0.8 | 0.8 | 0.8 | 0.8 | 0.8 | 0.8 | 0.8 | 0.8 | 0.8 | 0.8 | 0.8 | Ammendment 16 - Walk In Coolers and Freezers
BNI ¦ Intelligent Freezer Defrost Controls | 1 | 1 | 1 | 0.8 | 0.8 | 0.8 | 0.8 | 0.8 | 0.8 | 0.8 | 0.8 | 0.8 | 0.8 | 0.8 | 0.8 | 0.8 | 0.8 | 0.8 | 0.8 | 0.8 | 0.8 | 0.8 | 0.8 | 0.8 | 0.8 | 0.8 | 0.8 | Ammendment 16 - Walk In Coolers and Freezers
BNI ¦ Refrigerated Vending Machine Controls | 1 | 1 | 1 | 0.8 | 0.8 | 0.8 | 0.8 | 0.8 | 0.8 | 0.8 | 0.8 | 0.8 | 0.8 | 0.8 | 0.8 | 0.8 | 0.8 | 0.8 | 0.8 | 0.8 | 0.8 | 0.8 | 0.8 | 0.8 | 0.8 | 0.8 | 0.8 | Ammendment 16 - Refrigerated Vending Machines
BNI ¦ Packaged Terminal Heat Pump (12kBTU/hr) | 1 | 1 | 1 | 0.98 | 0.98 | 0.98 | 0.98 | 0.98 | 0.98 | 0.98 | 0.98 | 0.98 | 0.98 | 0.98 | 0.98 | 0.98 | 0.98 | 0.98 | 0.98 | 0.98 | 0.98 | 0.98 | 0.98 | 0.98 | 0.98 | 0.98 | 0.98 | Ammendment 16 - A/C improvements - PTHP/PTAC
BNI ¦ Advanced Lighting Design (Performance Lighting) | 1 | 1 | 0.95 | 0.95 | 0.95 | 0.95 | 0.9 | 0.9 | 0.9 | 0.9 | 0.9 | 0.8 | 0.8 | 0.8 | 0.8 | 0.8 | 0.7 | 0.7 | 0.7 | 0.7 | 0.7 | 0.7 | 0.7 | 0.7 | 0.7 | 0.7 | 0.7 | Building Code Advancement - BNI
BNI ¦ General Use Lamp (A,G Types) | 1 | 1 | 1 | 1 | 1 | 0.2 | 0.2 | 0.2 | 0.2 | 0.2 | 0.2 | 0.2 | 0.2 | 0.2 | 0.2 | 0.2 | 0.2 | 0.2 | 0.2 | 0.2 | 0.2 | 0.2 | 0.2 | 0.2 | 0.2 | 0.2 | 0.2 | Ammendment 17 - GSL

## Stock
Customer Segment | Units | 2019 | 2020 | 2021 | 2022 | 2023 | 2024 | 2025 | 2026 | 2027 | 2028 | 2029 | 2030 | 2031 | 2032 | 2033 | 2034 | 2035 | 2036 | 2037 | 2038 | 2039 | 2040 | 2041 | 2042 | 2043 | 2044 | 2045 | 2046 | 2047 | 2048 | 2049 | 2050 | 2051 | 2052 | 2053 | 2054 | 2055 | 2056 | 2057 | 2058 | 2059 | 2060 | 2061 | 2062 | 2063 | 2064 | 2065 | 2066 | 2067 | 2068 | 2069
Mi'kmaw | Residential Households | 11260.1906 | 11315.4883 | 11371.0903 | 11426.9498 | 11483.1137 | 11539.5351 | 11596.2375 | 11653.2442 | 11710.5084 | 11768.0769 | 11825.9264 | 11884.0334 | 11942.4682 | 12001.184 | 12060.204 | 12119.505 | 12179.1104 | 12238.9967 | 12299.2107 | 12359.6823 | 12420.505 | 12481.5853 | 12541.53 | 12602.65 | 12663.76 | 12724.87 | 12785.99 | 12847.1 | 12908.21 | 12969.33 | 13030.44 | 13091.55 | 13152.67 | 13213.78 | 13274.89 | 13336.01 | 13397.12 | 13458.23 | 13519.35 | 13580.46 | 13641.57 | 13702.69 | 13763.8 | 13824.91 | 13886.03 | 13947.14 | 14008.25 | 14069.37 | 14130.48 | 14191.59 | 14252.71
MF Low Income | Residential Households | 48755.699 | 48995.1333 | 49235.8854 | 49477.7526 | 49720.9376 | 49965.2376 | 50210.7541 | 50457.5884 | 50705.5377 | 50954.8048 | 51205.2884 | 51456.887 | 51709.9048 | 51964.1391 | 52219.6911 | 52476.4596 | 52734.5458 | 52993.8485 | 53254.5704 | 53516.4073 | 53779.7648 | 54044.2373 | 54303.81 | 54568.43 | 54833.04 | 55097.66 | 55362.27 | 55626.89 | 55891.5 | 56156.12 | 56420.74 | 56685.35 | 56949.97 | 57214.58 | 57479.2 | 57743.81 | 58008.43 | 58273.05 | 58537.66 | 58802.28 | 59066.89 | 59331.51 | 59596.12 | 59860.74 | 60125.36 | 60389.97 | 60654.59 | 60919.2 | 61183.82 | 61448.43 | 61713.05
MF Market Rate | Residential Households | 40470.3211 | 40669.0667 | 40868.9062 | 41069.6713 | 41271.5303 | 41474.3148 | 41678.109 | 41882.9971 | 42088.8108 | 42295.7183 | 42503.6356 | 42712.4784 | 42922.4992 | 43133.5297 | 43345.6541 | 43558.7882 | 43773.0162 | 43988.2539 | 44204.6695 | 44422.0108 | 44640.6142 | 44860.1432 | 45075.61 | 45295.25 | 45514.9 | 45734.55 | 45954.2 | 46173.84 | 46393.49 | 46613.14 | 46832.79 | 47052.44 | 47272.08 | 47491.73 | 47711.38 | 47931.03 | 48150.67 | 48370.32 | 48589.97 | 48809.62 | 49029.27 | 49248.91 | 49468.56 | 49688.21 | 49907.86 | 50127.51 | 50347.15 | 50566.8 | 50786.45 | 51006.1 | 51225.74
SF Low Income | Residential Households | 16251.8997 | 16331.7111 | 16411.9618 | 16492.5842 | 16573.6459 | 16655.0792 | 16736.918 | 16819.1961 | 16901.8459 | 16984.9349 | 17068.4295 | 17152.2957 | 17236.6349 | 17321.3797 | 17406.5637 | 17492.1532 | 17578.1819 | 17664.6162 | 17751.5235 | 17838.8024 | 17926.5883 | 18014.7458 | 18101.27 | 18189.48 | 18277.68 | 18365.89 | 18454.09 | 18542.3 | 18630.5 | 18718.71 | 18806.91 | 18895.12 | 18983.32 | 19071.53 | 19159.73 | 19247.94 | 19336.14 | 19424.35 | 19512.55 | 19600.76 | 19688.96 | 19777.17 | 19865.37 | 19953.58 | 20041.79 | 20129.99 | 20218.2 | 20306.4 | 20394.61 | 20482.81 | 20571.02
SF Market Rate | Residential Households | 364232.8896 | 366021.6006 | 367820.1562 | 369627.042 | 371443.7726 | 373268.8333 | 375102.9814 | 376946.9742 | 378799.2972 | 380661.465 | 382532.7201 | 384412.3055 | 386302.4928 | 388201.7676 | 390110.8871 | 392029.094 | 393957.1457 | 395894.2848 | 397842.0259 | 399798.0972 | 401765.5277 | 403741.2884 | 405680.45 | 407657.28 | 409634.11 | 411610.94 | 413587.77 | 415564.6 | 417541.43 | 419518.26 | 421495.09 | 423471.92 | 425448.75 | 427425.58 | 429402.41 | 431379.24 | 433356.07 | 435332.9 | 437309.73 | 439286.57 | 441263.4 | 443240.23 | 445217.06 | 447193.89 | 449170.72 | 451147.55 | 453124.38 | 455101.21 | 457078.04 | 459054.87 | 461031.7
Industrial | 1k m2 floorspace | 12276.71 | 12570.88 | 12859.78 | 13240.07 | 13449.6 | 13600.38 | 13692.8 | 13784.65 | 13841.9 | 13904.92 | 13948.8 | 13996.28 | 13988.91 | 13983.75 | 13935.01 | 13931.47 | 13931.29 | 13984.45 | 14065.45 | 14146.97 | 14235.32 | 14329.35 | 14399.25 | 14469.15 | 14539.05 | 14608.96 | 14678.86 | 14748.76 | 14818.66 | 14888.56 | 14958.46 | 15028.36 | 15098.27 | 15168.17 | 15238.07 | 15307.97 | 15377.87 | 15447.77 | 15517.67 | 15587.58 | 15657.48 | 15727.38 | 15797.28 | 15867.18 | 15937.08 | 16006.98 | 16076.89 | 16146.79 | 16216.69 | 16286.59 | 16356.49
Institutional | 1k m2 floorspace | 2651.53 | 2705.28 | 2744.01 | 2806.02 | 2824.02 | 2833.68 | 2831.53 | 2839.21 | 2830.09 | 2827.85 | 2809.25 | 2793.09 | 2778.06 | 2764.36 | 2744.71 | 2694.41 | 2645.03 | 2604.66 | 2602.38 | 2599.41 | 2599.58 | 2602.73 | 2606.86 | 2613.2 | 2619.54 | 2625.87 | 2632.21 | 2638.54 | 2644.88 | 2651.22 | 2657.55 | 2663.89 | 2670.23 | 2676.56 | 2682.9 | 2689.24 | 2695.57 | 2701.91 | 2708.24 | 2714.58 | 2720.92 | 2727.25 | 2733.59 | 2739.93 | 2746.26 | 2752.6 | 2758.93 | 2765.27 | 2771.61 | 2777.94 | 2784.28
Large Commercial | 1k m2 floorspace | 22890.11 | 23232.71 | 23423.05 | 23755.78 | 23676.97 | 23579.71 | 23424.98 | 23374.29 | 23182.39 | 23058.78 | 22778.16 | 22519.84 | 22269.78 | 22030.05 | 21778.13 | 21163.68 | 20554.36 | 19976.4 | 19831.25 | 19677.57 | 19550.45 | 19448.78 | 18853.79 | 18734.26 | 18614.73 | 18495.2 | 18375.67 | 18256.14 | 18136.6 | 18017.07 | 17897.54 | 17778.01 | 17658.48 | 17538.95 | 17419.42 | 17299.88 | 17180.35 | 17060.82 | 16941.29 | 16821.76 | 16702.23 | 16582.7 | 16463.16 | 16343.63 | 16224.1 | 16104.57 | 15985.04 | 15865.51 | 15745.97 | 15626.44 | 15506.91
Small Commercial | 1k m2 floorspace | 5661.72 | 5718.5 | 5778.06 | 5838.2 | 5815.28 | 5788.67 | 5766.9 | 5740.82 | 5705.52 | 5671.79 | 5631.15 | 5588.58 | 5506.66 | 5425.04 | 5344.32 | 5290.39 | 5238.35 | 5187.73 | 5160.12 | 5131.22 | 5105.89 | 5083.7 | 5048.9 | 5014.13 | 4979.37 | 4944.6 | 4909.83 | 4875.07 | 4840.3 | 4805.54 | 4770.77 | 4736 | 4701.24 | 4666.47 | 4631.7 | 4596.94 | 4562.17 | 4527.41 | 4492.64 | 4457.87 | 4423.11 | 4388.34 | 4353.57 | 4318.81 | 4284.04 | 4249.28 | 4214.51 | 4179.74 | 4144.98 | 4110.21 | 4075.44

## Demolition Rate
Customer Segment | Annual Demolition Rate
Mi'kmaw | 0.5%
MF Low Income | 0.5%
MF Market Rate | 0.5%
SF Low Income | 0.5%
SF Market Rate | 0.5%
Industrial | 0.5%
Institutional | 0.5%
Large Commercial | 0.5%
Small Commercial | 0.5%

## End Use Allocation
Customer Segment | End Use → Impact Type ↓ | Res Other | Res Lighting | Res Heating, Ventilation and Air-Conditioning | Res Domestic Hot Water (DHW) | Res Refrigeration | BNI Lighting | BNI HVAC | BNI Refrigeration | BNI Cooking and Laundry | BNI Domestic Hot Water (DHW) | BNI Process | BNI Other | BNI Energy Management | BNI Electronics and Information Technology (IT)
Mi'kmaw | Energy Savings (kWh) | 31% | 9% | 36% | 16% | 8% | 0% | 0% | 0% | 0% | 0% | 0% | 0% | 0% | 0%
MF Low Income | Energy Savings (kWh) | 31% | 9% | 36% | 16% | 8% | 0% | 0% | 0% | 0% | 0% | 0% | 0% | 0% | 0%
MF Market Rate | Energy Savings (kWh) | 31% | 9% | 36% | 16% | 8% | 0% | 0% | 0% | 0% | 0% | 0% | 0% | 0% | 0%
SF Low Income | Energy Savings (kWh) | 31% | 9% | 36% | 16% | 8% | 0% | 0% | 0% | 0% | 0% | 0% | 0% | 0% | 0%
SF Market Rate | Energy Savings (kWh) | 31% | 9% | 36% | 16% | 8% | 0% | 0% | 0% | 0% | 0% | 0% | 0% | 0% | 0%
Industrial | Energy Savings (kWh) | 0% | 0% | 0% | 0% | 0% | 29% | 8% | 2% | 0% | 0% | 54% | 0% | 100% | 7%
Institutional | Energy Savings (kWh) | 0% | 0% | 0% | 0% | 0% | 16% | 27% | 10% | 1% | 1% | 0% | 29% | 100% | 16%
Large Commercial | Energy Savings (kWh) | 0% | 0% | 0% | 0% | 0% | 17% | 32% | 9% | 1% | 0% | 0% | 29% | 100% | 13%
Small Commercial | Energy Savings (kWh) | 0% | 0% | 0% | 0% | 0% | 7% | 16% | 53% | 5% | 0% | 0% | 15% | 100% | 4%
Mi'kmaw | Coinc. Demand Savings (kW) | 31% | 9% | 36% | 16% | 8% | 0% | 0% | 0% | 0% | 0% | 0% | 0% | 0% | 0%
MF Low Income | Coinc. Demand Savings (kW) | 31% | 9% | 36% | 16% | 8% | 0% | 0% | 0% | 0% | 0% | 0% | 0% | 0% | 0%
MF Market Rate | Coinc. Demand Savings (kW) | 31% | 9% | 36% | 16% | 8% | 0% | 0% | 0% | 0% | 0% | 0% | 0% | 0% | 0%
SF Low Income | Coinc. Demand Savings (kW) | 31% | 9% | 36% | 16% | 8% | 0% | 0% | 0% | 0% | 0% | 0% | 0% | 0% | 0%
SF Market Rate | Coinc. Demand Savings (kW) | 31% | 9% | 36% | 16% | 8% | 0% | 0% | 0% | 0% | 0% | 0% | 0% | 0% | 0%
Industrial | Coinc. Demand Savings (kW) | 0% | 0% | 0% | 0% | 0% | 29% | 8% | 2% | 0% | 0% | 54% | 0% | 100% | 7%
Institutional | Coinc. Demand Savings (kW) | 0% | 0% | 0% | 0% | 0% | 16% | 27% | 10% | 1% | 1% | 0% | 29% | 100% | 16%
Large Commercial | Coinc. Demand Savings (kW) | 0% | 0% | 0% | 0% | 0% | 17% | 32% | 9% | 1% | 0% | 0% | 29% | 100% | 13%
Small Commercial | Coinc. Demand Savings (kW) | 0% | 0% | 0% | 0% | 0% | 7% | 16% | 53% | 5% | 0% | 0% | 15% | 100% | 4%
Mi'kmaw | Gas Savings (MJ) | 6% | 0% | 67% | 27% | 0% | 0% | 72.97% | 0% | 10.81% | 9.009% | 0% | 7.207% | 100% | 0%
MF Low Income | Gas Savings (MJ) | 11% | 0% | 54% | 34% | 0% | 0% | 72.97% | 0% | 10.81% | 9.009% | 0% | 7.207% | 100% | 0%
MF Market Rate | Gas Savings (MJ) | 11% | 0% | 54% | 34% | 0% | 0% | 72.97% | 0% | 10.81% | 9.009% | 0% | 7.207% | 100% | 0%
SF Low Income | Gas Savings (MJ) | 11% | 0% | 57% | 32% | 0% | 0% | 72.97% | 0% | 10.81% | 9.009% | 0% | 7.207% | 100% | 0%
SF Market Rate | Gas Savings (MJ) | 5% | 0% | 75% | 20% | 0% | 0% | 72.97% | 0% | 10.81% | 9.009% | 0% | 7.207% | 100% | 0%
Industrial | Gas Savings (MJ) | 0% | 0% | 0% | 0% | 0% | 0% | 72.97% | 0% | 10.81% | 9.009% | 0% | 7.207% | 100% | 0%
Institutional | Gas Savings (MJ) | 0% | 0% | 0% | 0% | 0% | 0% | 72.97% | 0% | 10.81% | 9.009% | 0% | 7.207% | 100% | 0%
Large Commercial | Gas Savings (MJ) | 0% | 0% | 0% | 0% | 0% | 0% | 72.97% | 0% | 10.81% | 9.009% | 0% | 7.207% | 100% | 0%
Small Commercial | Gas Savings (MJ) | 0% | 0% | 0% | 0% | 0% | 0% | 72.97% | 0% | 10.81% | 9.009% | 0% | 7.207% | 100% | 0%
Mi'kmaw | Water Savings (m3) | 0% | 0% | 0% | 100% | 0% | 0% | 0% | 0% | 0% | 0% | 0% | 0% | 0% | 0%
MF Low Income | Water Savings (m3) | 0% | 0% | 0% | 100% | 0% | 0% | 0% | 0% | 0% | 0% | 0% | 0% | 0% | 0%
MF Market Rate | Water Savings (m3) | 0% | 0% | 0% | 100% | 0% | 0% | 0% | 0% | 0% | 0% | 0% | 0% | 0% | 0%
SF Low Income | Water Savings (m3) | 0% | 0% | 0% | 100% | 0% | 0% | 0% | 0% | 0% | 0% | 0% | 0% | 0% | 0%
SF Market Rate | Water Savings (m3) | 0% | 0% | 0% | 100% | 0% | 0% | 0% | 0% | 0% | 0% | 0% | 0% | 0% | 0%
Industrial | Water Savings (m3) | 0% | 0% | 0% | 0% | 0% | 0% | 0% | 0% | 0% | 100% | 0% | 0% | 0% | 0%
Institutional | Water Savings (m3) | 0% | 0% | 0% | 0% | 0% | 0% | 0% | 0% | 0% | 100% | 0% | 0% | 0% | 0%
Large Commercial | Water Savings (m3) | 0% | 0% | 0% | 0% | 0% | 0% | 0% | 0% | 0% | 100% | 0% | 0% | 0% | 0%
Small Commercial | Water Savings (m3) | 0% | 0% | 0% | 0% | 0% | 0% | 0% | 0% | 0% | 100% | 0% | 0% | 0% | 0%

## Heating Fuel Type
Customer Segment | Heating - Heating Oil | Heating - Natural Gas | Heating - Electric | Heating - Wood | Heating - Other
Mi'kmaw | 55.97% | 1.847% | 29.93% | 10.53% | 1.722%
MF Low Income | 55.97% | 1.847% | 29.93% | 10.53% | 1.722%
MF Market Rate | 55.97% | 1.847% | 29.93% | 10.53% | 1.722%
SF Low Income | 55.97% | 1.847% | 29.93% | 10.53% | 1.722%
SF Market Rate | 55.97% | 1.847% | 29.93% | 10.53% | 1.722%
Industrial | 49.25% | 21.64% | 21.77% | 2.439% | 4.898%
Institutional | 49.25% | 21.64% | 21.77% | 2.439% | 4.898%
Large Commercial | 49.25% | 21.64% | 21.77% | 2.439% | 4.898%
Small Commercial | 49.25% | 21.64% | 21.77% | 2.439% | 4.898%

## DHW Fuel Type
Customer Segment | DWH - Heating Oil | DHW - Natural Gas | DHW - Electric | DHW - Wood | DHW - Other
Mi'kmaw | 60% | 0% | 30% | 10% | 1.722%
MF Low Income | 55.97% | 1.847% | 29.93% | 10.53% | 1.722%
MF Market Rate | 55.97% | 1.847% | 29.93% | 10.53% | 1.722%
SF Low Income | 55.97% | 1.847% | 29.93% | 10.53% | 1.722%
SF Market Rate | 55.97% | 1.847% | 29.93% | 10.53% | 1.722%
Industrial | 5.446% | 65.59% | 4.982% | 0% | 23.99%
Institutional | 5.446% | 65.59% | 4.982% | 0% | 23.99%
Large Commercial | 5.446% | 65.59% | 4.982% | 0% | 23.99%
Small Commercial | 5.446% | 65.59% | 4.982% | 0% | 23.99%

## Avoided Costs
Sector | Impact Type | 2019 | 2020 | 2021 | 2022 | 2023 | 2024 | 2025 | 2026 | 2027 | 2028 | 2029 | 2030 | 2031 | 2032 | 2033 | 2034 | 2035 | 2036 | 2037 | 2038 | 2039 | 2040 | 2041 | 2042 | 2043 | 2044 | 2045 | 2046 | 2047 | 2048 | 2049 | 2050 | 2051 | 2052 | 2053 | 2054 | 2055 | 2056 | 2057 | 2058 | 2059 | 2060 | 2061 | 2062 | 2063 | 2064 | 2065 | 2066 | 2067 | 2068 | 2069
All | Electric Energy ($/kWh) | 0.058455 | 0.059624 | 0.062112 | 0.083765 | 0.084515 | 0.085779 | 0.086757 | 0.088764 | 0.092661 | 0.098458 | 0.10221 | 0.10813 | 0.11294 | 0.11974 | 0.11258 | 0.13018 | 0.14273 | 0.14965 | 0.15542 | 0.16339 | 0.16869 | 0.17206 | 0.1755 | 0.17901 | 0.18259 | 0.18624 | 0.18997 | 0.19377 | 0.19764 | 0.20159 | 0.20563 | 0.20974 | 0.21393 | 0.21821 | 0.22258 | 0.22703 | 0.23157 | 0.2362 | 0.24092 | 0.24574 | 0.25066 | 0.25567 | 0.26078 | 0.266 | 0.27132 | 0.27675 | 0.28228 | 0.28793 | 0.29369 | 0.29956 | 0.30555
All | Electric Demand ($/kW) | 417.7221 | 211.2377 | 194.3166 | 206.5816 | 223.2911 | 217.3217 | 232.2546 | 219.5843 | 216.1546 | 212.8383 | 213.5054 | 212.308 | 208.5558 | 207.54 | 212.6919 | 212.4298 | 216.7414 | 213.339 | 217.8754 | 218.7195 | 195.7389 | 196.1899 | 196.65 | 197.1192 | 197.5979 | 198.0861 | 198.584 | 199.092 | 199.6101 | 200.1385 | 200.6776 | 201.2274 | 201.7882 | 202.3602 | 202.9436 | 203.5388 | 204.1458 | 204.765 | 205.3965 | 206.0407 | 206.6978 | 207.368 | 208.0516 | 208.7489 | 209.4601 | 210.1856 | 210.9255 | 211.6803 | 212.4502 | 213.2354 | 214.0364
Residential | Natural Gas ($/MJ) | 0.019635 | 0.020028 | 0.020428 | 0.020837 | 0.021254 | 0.021679 | 0.022112 | 0.022554 | 0.023006 | 0.023466 | 0.023935 | 0.024414 | 0.024902 | 0.0254 | 0.025908 | 0.026426 | 0.026955 | 0.027494 | 0.028044 | 0.028604 | 0.029177 | 0.02976 | 0.030355 | 0.030962 | 0.031582 | 0.032213 | 0.032858 | 0.033515 | 0.034185 | 0.034869 | 0.035566 | 0.036277 | 0.037003 | 0.037743 | 0.038498 | 0.039268 | 0.040053 | 0.040854 | 0.041671 | 0.042505 | 0.043355 | 0.044222 | 0.045106 | 0.046009 | 0.046929 | 0.047867 | 0.048825 | 0.049801 | 0.050797 | 0.051813 | 0.052849
BNI | Natural Gas ($/MJ) | 0.0151 | 0.015402 | 0.01571 | 0.016024 | 0.016345 | 0.016672 | 0.017005 | 0.017345 | 0.017692 | 0.018046 | 0.018407 | 0.018775 | 0.01915 | 0.019533 | 0.019924 | 0.020323 | 0.020729 | 0.021144 | 0.021567 | 0.021998 | 0.022438 | 0.022887 | 0.023344 | 0.023811 | 0.024287 | 0.024773 | 0.025269 | 0.025774 | 0.026289 | 0.026815 | 0.027352 | 0.027899 | 0.028457 | 0.029026 | 0.029606 | 0.030198 | 0.030802 | 0.031418 | 0.032047 | 0.032688 | 0.033341 | 0.034008 | 0.034688 | 0.035382 | 0.03609 | 0.036812 | 0.037548 | 0.038299 | 0.039065 | 0.039846 | 0.040643
All | Wood Biomass ($/tonne) | 318.4 | 324.768 | 331.2634 | 337.8886 | 344.6464 | 351.5393 | 358.5701 | 365.7415 | 373.0563 | 380.5175 | 388.1278 | 395.8904 | 403.8082 | 411.8844 | 420.122 | 428.5245 | 437.095 | 445.8369 | 454.7536 | 463.8487 | 473.1257 | 482.5882 | 492.2399 | 502.0847 | 512.1264 | 522.3689 | 532.8163 | 543.4727 | 554.3421 | 565.4289 | 576.7375 | 588.2723 | 600.0377 | 612.0385 | 624.2792 | 636.7648 | 649.5001 | 662.4901 | 675.7399 | 689.2547 | 703.0398 | 717.1006 | 731.4426 | 746.0715 | 760.9929 | 776.2128 | 791.737 | 807.5718 | 823.7232 | 840.1977 | 857.0016
All | Water ($/M3) | 3.0733 | 3.1348 | 3.1975 | 3.2614 | 3.3266 | 3.3932 | 3.461 | 3.5303 | 3.6009 | 3.6729 | 3.7463 | 3.8213 | 3.8977 | 3.9756 | 4.0552 | 4.1363 | 4.219 | 4.3034 | 4.3894 | 4.4772 | 4.5668 | 4.6581 | 4.7513 | 4.8463 | 4.9432 | 5.0421 | 5.1429 | 5.2458 | 5.3507 | 5.4577 | 5.5669 | 5.6782 | 5.7918 | 5.9076 | 6.0257 | 6.1463 | 6.2692 | 6.3946 | 6.5225 | 6.6529 | 6.786 | 6.9217 | 7.0601 | 7.2013 | 7.3453 | 7.4923 | 7.6421 | 7.7949 | 7.9508 | 8.1099 | 8.2721

## Retail Rates
Customer Segment | Impact Type | 2019 | 2020 | 2021 | 2022 | 2023 | 2024 | 2025 | 2026 | 2027 | 2028 | 2029 | 2030 | 2031 | 2032 | 2033 | 2034 | 2035 | 2036 | 2037 | 2038 | 2039 | 2040 | 2041 | 2042 | 2043 | 2044 | 2045 | 2046 | 2047 | 2048 | 2049 | 2050 | 2051 | 2052 | 2053 | 2054 | 2055 | 2056 | 2057 | 2058 | 2059 | 2060 | 2061 | 2062 | 2063 | 2064 | 2065 | 2066 | 2067 | 2068 | 2069
Residential | Electric Energy ($/kWh) | 0.15603 | 0.16024 | 0.16457 | 0.16901 | 0.17358 | 0.17826 | 0.18308 | 0.18802 | 0.1931 | 0.19831 | 0.20366 | 0.20916 | 0.21481 | 0.22061 | 0.22657 | 0.23268 | 0.23897 | 0.24542 | 0.25204 | 0.25885 | 0.26584 | 0.27302 | 0.28039 | 0.28796 | 0.29573 | 0.30372 | 0.31192 | 0.32034 | 0.32899 | 0.33787 | 0.34699 | 0.35636 | 0.36598 | 0.37587 | 0.38601 | 0.39644 | 0.40714 | 0.41813 | 0.42942 | 0.44102 | 0.45292 | 0.46515 | 0.47771 | 0.49061 | 0.50386 | 0.51746 | 0.53143 | 0.54578 | 0.56052 | 0.57565 | 0.59119
Industrial | Electric Energy ($/kWh) | 0.084132 | 0.086404 | 0.088737 | 0.091133 | 0.093593 | 0.09612 | 0.098716 | 0.10138 | 0.10412 | 0.10693 | 0.10982 | 0.11278 | 0.11583 | 0.11895 | 0.12217 | 0.12546 | 0.12885 | 0.13233 | 0.1359 | 0.13957 | 0.14334 | 0.14721 | 0.15119 | 0.15527 | 0.15946 | 0.16377 | 0.16819 | 0.17273 | 0.17739 | 0.18218 | 0.1871 | 0.19215 | 0.19734 | 0.20267 | 0.20814 | 0.21376 | 0.21953 | 0.22546 | 0.23155 | 0.2378 | 0.24422 | 0.25081 | 0.25759 | 0.26454 | 0.27168 | 0.27902 | 0.28655 | 0.29429 | 0.30223 | 0.3104 | 0.31878
Institutional | Electric Energy ($/kWh) | 0.087741 | 0.09011 | 0.092543 | 0.095042 | 0.097608 | 0.10024 | 0.10295 | 0.10573 | 0.10858 | 0.11152 | 0.11453 | 0.11762 | 0.12079 | 0.12406 | 0.12741 | 0.13085 | 0.13438 | 0.13801 | 0.14173 | 0.14556 | 0.14949 | 0.15353 | 0.15767 | 0.16193 | 0.1663 | 0.17079 | 0.1754 | 0.18014 | 0.185 | 0.19 | 0.19513 | 0.20039 | 0.20581 | 0.21136 | 0.21707 | 0.22293 | 0.22895 | 0.23513 | 0.24148 | 0.248 | 0.2547 | 0.26157 | 0.26863 | 0.27589 | 0.28334 | 0.29099 | 0.29884 | 0.30691 | 0.3152 | 0.32371 | 0.33245
Large Commercial | Electric Energy ($/kWh) | 0.087728 | 0.090097 | 0.092529 | 0.095027 | 0.097593 | 0.10023 | 0.10293 | 0.10571 | 0.10857 | 0.1115 | 0.11451 | 0.1176 | 0.12078 | 0.12404 | 0.12739 | 0.13083 | 0.13436 | 0.13799 | 0.14171 | 0.14554 | 0.14947 | 0.1535 | 0.15765 | 0.1619 | 0.16628 | 0.17076 | 0.17538 | 0.18011 | 0.18497 | 0.18997 | 0.1951 | 0.20036 | 0.20577 | 0.21133 | 0.21704 | 0.2229 | 0.22891 | 0.2351 | 0.24144 | 0.24796 | 0.25466 | 0.26153 | 0.26859 | 0.27585 | 0.28329 | 0.29094 | 0.2988 | 0.30687 | 0.31515 | 0.32366 | 0.3324
Small Commercial | Electric Energy ($/kWh) | 0.11829 | 0.12148 | 0.12476 | 0.12813 | 0.13159 | 0.13514 | 0.13879 | 0.14254 | 0.14638 | 0.15034 | 0.1544 | 0.15856 | 0.16285 | 0.16724 | 0.17176 | 0.1764 | 0.18116 | 0.18605 | 0.19107 | 0.19623 | 0.20153 | 0.20697 | 0.21256 | 0.2183 | 0.22419 | 0.23025 | 0.23646 | 0.24285 | 0.2494 | 0.25614 | 0.26305 | 0.27016 | 0.27745 | 0.28494 | 0.29264 | 0.30054 | 0.30865 | 0.31698 | 0.32554 | 0.33433 | 0.34336 | 0.35263 | 0.36215 | 0.37193 | 0.38197 | 0.39228 | 0.40288 | 0.41375 | 0.42493 | 0.4364 | 0.44818
Residential | Electric Demand ($/kW) | 0 | 0 | 0 | 0 | 0 | 0 | 0 | 0 | 0 | 0 | 0 | 0 | 0 | 0 | 0 | 0 | 0 | 0 | 0 | 0 | 0 | 0 | 0 | 0 | 0 | 0 | 0 | 0 | 0 | 0 | 0 | 0 | 0 | 0 | 0 | 0 | 0 | 0 | 0 | 0 | 0 | 0 | 0 | 0 | 0 | 0 | 0 | 0 | 0 | 0 | 0
Industrial | Electric Demand ($/kW) | 10.7982 | 11.0897 | 11.3891 | 11.6966 | 12.0125 | 12.3368 | 12.6699 | 13.012 | 13.3633 | 13.7241 | 14.0947 | 14.4752 | 14.866 | 15.2674 | 15.6796 | 16.103 | 16.5378 | 16.9843 | 17.4429 | 17.9138 | 18.3975 | 18.8942 | 19.4044 | 19.9283 | 20.4664 | 21.019 | 21.5865 | 22.1693 | 22.7679 | 23.3826 | 24.0139 | 24.6623 | 25.3282 | 26.0121 | 26.7144 | 27.4357 | 28.1764 | 28.9372 | 29.7185 | 30.5209 | 31.345 | 32.1913 | 33.0604 | 33.9531 | 34.8698 | 35.8113 | 36.7782 | 37.7712 | 38.791 | 39.8384 | 40.914
Institutional | Electric Demand ($/kW) | 10.4293 | 10.7109 | 11.0001 | 11.2971 | 11.6021 | 11.9153 | 12.2371 | 12.5675 | 12.9068 | 13.2553 | 13.6132 | 13.9807 | 14.3582 | 14.7459 | 15.144 | 15.5529 | 15.9728 | 16.4041 | 16.847 | 17.3019 | 17.769 | 18.2488 | 18.7415 | 19.2475 | 19.7672 | 20.3009 | 20.849 | 21.412 | 21.9901 | 22.5838 | 23.1936 | 23.8198 | 24.4629 | 25.1234 | 25.8018 | 26.4984 | 27.2139 | 27.9486 | 28.7033 | 29.4782 | 30.2742 | 31.0916 | 31.931 | 32.7932 | 33.6786 | 34.5879 | 35.5218 | 36.4809 | 37.4659 | 38.4774 | 39.5163
Large Commercial | Electric Demand ($/kW) | 11.1059 | 11.4057 | 11.7137 | 12.0299 | 12.3548 | 12.6883 | 13.0309 | 13.3827 | 13.7441 | 14.1152 | 14.4963 | 14.8877 | 15.2896 | 15.7025 | 16.1264 | 16.5619 | 17.009 | 17.4683 | 17.9399 | 18.4243 | 18.9217 | 19.4326 | 19.9573 | 20.4962 | 21.0496 | 21.6179 | 22.2016 | 22.801 | 23.4166 | 24.0489 | 24.6982 | 25.3651 | 26.0499 | 26.7533 | 27.4756 | 28.2174 | 28.9793 | 29.7618 | 30.5653 | 31.3906 | 32.2381 | 33.1086 | 34.0025 | 34.9206 | 35.8634 | 36.8317 | 37.8262 | 38.8475 | 39.8964 | 40.9736 | 42.0799
Small Commercial | Electric Demand ($/kW) | 3.4403 | 3.5332 | 3.6286 | 3.7266 | 3.8272 | 3.9305 | 4.0367 | 4.1456 | 4.2576 | 4.3725 | 4.4906 | 4.6118 | 4.7364 | 4.8642 | 4.9956 | 5.1305 | 5.269 | 5.4112 | 5.5573 | 5.7074 | 5.8615 | 6.0197 | 6.1823 | 6.3492 | 6.5206 | 6.6967 | 6.8775 | 7.0632 | 7.2539 | 7.4498 | 7.6509 | 7.8575 | 8.0696 | 8.2875 | 8.5113 | 8.7411 | 8.9771 | 9.2195 | 9.4684 | 9.724 | 9.9866 | 10.2562 | 10.5331 | 10.8175 | 11.1096 | 11.4096 | 11.7176 | 12.034 | 12.3589 | 12.6926 | 13.0353
Residential | Natural Gas ($/MJ) | 0.019635 | 0.020028 | 0.020428 | 0.020837 | 0.021254 | 0.021679 | 0.022112 | 0.022554 | 0.023006 | 0.023466 | 0.023935 | 0.024414 | 0.024902 | 0.0254 | 0.025908 | 0.026426 | 0.026955 | 0.027494 | 0.028044 | 0.028604 | 0.029177 | 0.02976 | 0.030355 | 0.030962 | 0.031582 | 0.032213 | 0.032858 | 0.033515 | 0.034185 | 0.034869 | 0.035566 | 0.036277 | 0.037003 | 0.037743 | 0.038498 | 0.039268 | 0.040053 | 0.040854 | 0.041671 | 0.042505 | 0.043355 | 0.044222 | 0.045106 | 0.046009 | 0.046929 | 0.047867 | 0.048825 | 0.049801 | 0.050797 | 0.051813 | 0.052849
BNI | Natural Gas ($/MJ) | 0.0151 | 0.015402 | 0.01571 | 0.016024 | 0.016345 | 0.016672 | 0.017005 | 0.017345 | 0.017692 | 0.018046 | 0.018407 | 0.018775 | 0.01915 | 0.019533 | 0.019924 | 0.020323 | 0.020729 | 0.021144 | 0.021567 | 0.021998 | 0.022438 | 0.022887 | 0.023344 | 0.023811 | 0.024287 | 0.024773 | 0.025269 | 0.025774 | 0.026289 | 0.026815 | 0.027352 | 0.027899 | 0.028457 | 0.029026 | 0.029606 | 0.030198 | 0.030802 | 0.031418 | 0.032047 | 0.032688 | 0.033341 | 0.034008 | 0.034688 | 0.035382 | 0.03609 | 0.036812 | 0.037548 | 0.038299 | 0.039065 | 0.039846 | 0.040643
All | Wood Biomass ($/tonne) | 318.4 | 324.768 | 331.2634 | 337.8886 | 344.6464 | 351.5393 | 358.5701 | 365.7415 | 373.0563 | 380.5175 | 388.1278 | 395.8904 | 403.8082 | 411.8844 | 420.122 | 428.5245 | 437.095 | 445.8369 | 454.7536 | 463.8487 | 473.1257 | 482.5882 | 492.2399 | 502.0847 | 512.1264 | 522.3689 | 532.8163 | 543.4727 | 554.3421 | 565.4289 | 576.7375 | 588.2723 | 600.0377 | 612.0385 | 624.2792 | 636.7648 | 649.5001 | 662.4901 | 675.7399 | 689.2547 | 703.0398 | 717.1006 | 731.4426 | 746.0715 | 760.9929 | 776.2128 | 791.737 | 807.5718 | 823.7232 | 840.1977 | 857.0016
All | Water ($/M3) | 3.0733 | 3.1348 | 3.1975 | 3.2614 | 3.3266 | 3.3932 | 3.461 | 3.5303 | 3.6009 | 3.6729 | 3.7463 | 3.8213 | 3.8977 | 3.9756 | 4.0552 | 4.1363 | 4.219 | 4.3034 | 4.3894 | 4.4772 | 4.5668 | 4.6581 | 4.7513 | 4.8463 | 4.9432 | 5.0421 | 5.1429 | 5.2458 | 5.3507 | 5.4577 | 5.5669 | 5.6782 | 5.7918 | 5.9076 | 6.0257 | 6.1463 | 6.2692 | 6.3946 | 6.5225 | 6.6529 | 6.786 | 6.9217 | 7.0601 | 7.2013 | 7.3453 | 7.4923 | 7.6421 | 7.7949 | 7.9508 | 8.1099 | 8.2721

## Sales Forecast
Customer Segment | Impact Type | 2019 | 2020 | 2021 | 2022 | 2023 | 2024 | 2025 | 2026 | 2027 | 2028 | 2029 | 2030 | 2031 | 2032 | 2033 | 2034 | 2035 | 2036 | 2037 | 2038 | 2039 | 2040 | 2041 | 2042 | 2043 | 2044 | 2045 | 2046 | 2047 | 2048 | 2049 | 2050 | 2051 | 2052 | 2053 | 2054 | 2055 | 2056 | 2057 | 2058 | 2059 | 2060 | 2061 | 2062 | 2063 | 2064 | 2065 | 2066 | 2067 | 2068 | 2069
Mi'kmaw | Electric Energy (kWh/year) | 115892792.5365 | 117664767.1827 | 117824008.8461 | 118463418.8849 | 118875161.9531 | 120231720.2667 | 120382622.0485 | 120915312.442 | 121538477.2529 | 122960334.0253 | 122269948.2325 | 122089047.6386 | 121949685.1244 | 121859823.1177 | 121833452.2673 | 120423649.9553 | 119136829.3186 | 118002633.3635 | 118332245.3684 | 118636274.9037 | 119057584.9607 | 119516511.4261 | 119158032.4174 | 119458588.554 | 119759516.8609 | 120060817.3381 | 120362489.9857 | 120664534.8036 | 120966951.7918 | 121269740.9503 | 121572902.2792 | 121876435.7784 | 122180341.4479 | 122484619.2878 | 122789269.298 | 123094291.4785 | 123399685.8293 | 123705452.3505 | 124011591.0419 | 124318101.9038 | 124624984.9359 | 124932240.1384 | 125239867.5112 | 125547867.0543 | 125856238.7678 | 126164982.6515 | 126474098.7056 | 126783586.9301 | 127093447.3248 | 127403679.8899 | 127714284.6253
MF Low Income | Electric Energy (kWh/year) | 501806256.3704 | 509478760.7955 | 510168264.0962 | 512936856.9553 | 514719670.5637 | 520593456.4479 | 521246848.7474 | 523553354.3231 | 526251606.682 | 532408129.5205 | 529418815.8406 | 528635531.153 | 528032102.933 | 527643007.8374 | 527528824.2249 | 521424496.2081 | 515852668.7273 | 510941693.5597 | 512368886.4214 | 513685309.2945 | 515509547.1773 | 517496661.0135 | 515944476.4005 | 517245859.743 | 518548854.5524 | 519853460.8287 | 521159678.5719 | 522467507.782 | 523776948.459 | 525088000.6029 | 526400664.2137 | 527714939.2914 | 529030825.836 | 530348323.8475 | 531667433.3259 | 532988154.2711 | 534310486.6833 | 535634430.5624 | 536959985.9084 | 538287152.7212 | 539615931.001 | 540946320.7476 | 542278321.9612 | 543611934.6416 | 544947158.789 | 546283994.4032 | 547622441.4844 | 548962500.0324 | 550304170.0474 | 551647451.5292 | 552992344.4779
MF Market Rate | Electric Energy (kWh/year) | 416531005.1601 | 422899670.237 | 423472001.6881 | 425770109.2781 | 427249957.5959 | 432125572.2527 | 432667929.2836 | 434582475.134 | 436822195.6495 | 441932499.9027 | 439451180.0387 | 438801004.0911 | 438300120.4137 | 437977146.8174 | 437882367.1803 | 432815387.938 | 428190417.8989 | 424113997.1749 | 425298657.7281 | 426391372.1684 | 427905605.2599 | 429555035.7185 | 428266624.0879 | 429346854.7643 | 430428423.0604 | 431511328.9762 | 432595572.5117 | 433681153.6669 | 434768072.4417 | 435856328.8363 | 436945922.8505 | 438036854.4844 | 439129123.738 | 440222730.6113 | 441317675.1042 | 442413957.2169 | 443511576.9492 | 444610534.3012 | 445710829.2729 | 446812461.8643 | 447915432.0754 | 449019739.9061 | 450125385.3565 | 451232368.4267 | 452340689.1165 | 453450347.426 | 454561343.3551 | 455673676.904 | 456787348.0725 | 457902356.8608 | 459018703.2687
SF Low Income | Electric Energy (kWh/year) | 167268752.1235 | 169826253.5985 | 170056088.0321 | 170978952.3184 | 171573223.5212 | 173531152.1493 | 173748949.5825 | 174517784.7744 | 175417202.2273 | 177469376.5068 | 176472938.6135 | 176211843.7177 | 176010700.9777 | 175881002.6125 | 175842941.4083 | 173808165.4027 | 171950889.5758 | 170313897.8532 | 170789628.8071 | 171228436.4315 | 171836515.7258 | 172498887.0045 | 171981492.1335 | 172415286.581 | 172849618.1841 | 173284486.9429 | 173719892.8573 | 174155835.9273 | 174592316.153 | 175029333.5343 | 175466888.0712 | 175904979.7638 | 176343608.612 | 176782774.6158 | 177222477.7753 | 177662718.0904 | 178103495.5611 | 178544810.1875 | 178986661.9695 | 179429050.9071 | 179871977.0003 | 180315440.2492 | 180759440.6537 | 181203978.2139 | 181649052.9297 | 182094664.8011 | 182540813.8281 | 182987500.0108 | 183434723.3491 | 183882483.8431 | 184330781.4926
SF Market Rate | Electric Energy (kWh/year) | 3748779046.4409 | 3806097032.133 | 3811248015.1933 | 3831930983.503 | 3845249618.3627 | 3889130150.274 | 3894011363.5522 | 3911242276.2056 | 3931399760.8459 | 3977392499.1246 | 3955060620.3482 | 3949209036.8201 | 3944701083.7234 | 3941794321.3567 | 3940941304.6225 | 3895338491.4424 | 3853713761.0902 | 3817025974.5743 | 3827687919.5525 | 3837522349.5152 | 3851150447.3395 | 3865995321.4668 | 3854399616.7908 | 3864121692.8787 | 3873855807.5437 | 3883601960.7859 | 3893360152.6053 | 3903130383.0018 | 3912912651.9755 | 3922706959.5263 | 3932513305.6543 | 3942331690.3595 | 3952162113.6418 | 3962004575.5013 | 3971859075.938 | 3981725614.9518 | 3991604192.5427 | 4001494808.7109 | 4011397463.4562 | 4021312156.7786 | 4031238888.6782 | 4041177659.155 | 4051128468.2089 | 4061091315.84 | 4071066202.0483 | 4081053126.8337 | 4091052090.1962 | 4101063092.136 | 4111086132.6529 | 4121121211.7469 | 4131168329.4181
Industrial | Electric Energy (kWh/year) | 1581343472.4689 | 1616388152.2097 | 1640675216.2479 | 1678339090.5642 | 1707293064.6412 | 1732856086.1482 | 1749181893.897 | 1768107808.0867 | 1787707545.2905 | 1811267925.6756 | 1819003539.3776 | 1827223805.8847 | 1828288096.2843 | 1829639175.9541 | 1825282036.9282 | 1826836136.3176 | 1828831266.505 | 1837835278.93 | 1850518553.1878 | 1863293455.028 | 1876992429.8579 | 1891466247.4644 | 1902779323.6209 | 1914112654.103 | 1925466238.9106 | 1936840078.0439 | 1948234171.5028 | 1959648519.2872 | 1971083121.3973 | 1982537977.8329 | 1994013088.5941 | 2005508453.681 | 2017024073.0934 | 2028559946.8314 | 2040116074.895 | 2051692457.2841 | 2063289093.9989 | 2074905985.0393 | 2086543130.4053 | 2098200530.0968 | 2109878184.1139 | 2121576092.4567 | 2133294255.125 | 2145032672.1189 | 2156791343.4384 | 2168570269.0835 | 2180369449.0542 | 2192188883.3505 | 2204028571.9724 | 2215888514.9198 | 2227768712.1929
Institutional | Electric Energy (kWh/year) | 486911975.5064 | 495909129.8858 | 499096426.4393 | 507094646.5002 | 511064939.9867 | 514721361.1889 | 515672274.8658 | 519182112.9609 | 521087763.3647 | 525145840.8467 | 522272321.1378 | 519845548.8022 | 517620819.4382 | 515640327.0152 | 512540497.1934 | 503704603.316 | 495019773.5988 | 488001805.8903 | 488111856.4229 | 488093099.6455 | 488661680.4062 | 489790263.3241 | 491107253.8718 | 492840689.1537 | 494576741.8782 | 496315412.0455 | 498056699.6555 | 499800604.7083 | 501547127.2037 | 503296267.1419 | 505048024.5228 | 506802399.3464 | 508559391.6127 | 510319001.3217 | 512081228.4735 | 513846073.068 | 515613535.1052 | 517383614.5851 | 519156311.5077 | 520931625.8731 | 522709557.6812 | 524490106.932 | 526273273.6255 | 528059057.7617 | 529847459.3407 | 531638478.3624 | 533432114.8267 | 535228368.7339 | 537027240.0837 | 538828728.8762 | 540632835.1115
Large Commercial | Electric Energy (kWh/year) | 3051103812.2767 | 3091326010.4777 | 3092412311.8769 | 3116186978.9458 | 3110211251.1779 | 3108958230.4621 | 3096612739.2944 | 3102533409.7108 | 3098303242.6842 | 3108246350.5438 | 3073833506.661 | 3042350608.0018 | 3011906867.6265 | 2982787439.772 | 2951942938.3671 | 2871829796.2197 | 2792228964.7624 | 2716710907.0371 | 2699944513.3172 | 2681971796.7015 | 2667576088.9503 | 2656619410.8715 | 2578173684.1605 | 2564636963.6711 | 2551064402.2478 | 2537455999.8908 | 2523811756.6 | 2510131672.3754 | 2496415747.217 | 2482663981.1248 | 2468876374.0989 | 2455052926.1391 | 2441193637.2456 | 2427298507.4182 | 2413367536.6571 | 2399400724.9622 | 2385398072.3335 | 2371359578.771 | 2357285244.2747 | 2343175068.8447 | 2329029052.4808 | 2314847195.1832 | 2300629496.9517 | 2286375957.7865 | 2272086577.6875 | 2257761356.6547 | 2243400294.6881 | 2229003391.7878 | 2214570647.9536 | 2200102063.1856 | 2185597637.4839
Small Commercial | Electric Energy (kWh/year) | 1089858944.2761 | 1098854019.9792 | 1101664135.0501 | 1105977170.9661 | 1103181850.2889 | 1102219723.6961 | 1100938675.1278 | 1100436776.4644 | 1101219790.2365 | 1104108944.0103 | 1097418146.8629 | 1090331783.3442 | 1075540138.1428 | 1060772660.9952 | 1046147994.4403 | 1036736205.7419 | 1027671394.2171 | 1018863681.647 | 1014558269.4153 | 1009988307.5712 | 1006107231.0701 | 1002835609.3329 | 997063960.5136 | 991283883.5999 | 985488752.1347 | 979678566.1181 | 973853325.5502 | 968013030.4308 | 962157680.7601 | 956287276.538 | 950401817.7645 | 944501304.4397 | 938585736.5634 | 932655114.1358 | 926709437.1567 | 920748705.6263 | 914772919.5445 | 908782078.9113 | 902776183.7268 | 896755233.9908 | 890719229.7035 | 884668170.8647 | 878602057.4746 | 872520889.5331 | 866424667.0402 | 860313389.996 | 854187058.4003 | 848045672.2533 | 841889231.5549 | 835717736.3051 | 829531186.5039
Mi'kmaw | Electric Demand (kW) | 33695.8848 | 33920.9508 | 34058.4977 | 34089.8612 | 34176.1232 | 34402.3635 | 34454.0948 | 34392.4418 | 34386.2761 | 34392.2322 | 34275.425 | 35213.6376 | 35549.2321 | 35905.8473 | 36278.5585 | 36712.2561 | 37052.5413 | 37434.0021 | 37719.7025 | 38015.659 | 38324.4844 | 38621.8794 | 38918.4109 | 39214.106 | 39477.8859 | 39756.5187 | 40044.0429 | 40337.5817 | 40639.5851 | 41045.0728 | 41312.6441 | 41623.1307 | 41920.6184 | 42219.1872 | 42496.7489 | 42760.8164 | 43076.0057 | 43380.4518 | 43682.3506 | 43986.9424 | 44293.9379 | 44600.3275 | 44909.2333 | 45217.2807 | 45527.8815 | 45839.4783 | 46151.6354 | 46464.0496 | 46776.5158 | 47088.7011 | 47404.6594
MF Low Income | Electric Demand (kW) | 145900.4089 | 146874.9259 | 147470.4926 | 147606.2941 | 147979.8014 | 148959.4035 | 149183.3957 | 148916.4432 | 148889.7462 | 148915.5356 | 148409.7701 | 152472.1535 | 153925.2502 | 155469.3646 | 157083.1734 | 158961.0485 | 160434.4553 | 162086.1493 | 163323.2082 | 164604.6758 | 165941.8644 | 167229.5603 | 168513.5172 | 169793.8528 | 170935.9978 | 172142.4547 | 173387.4109 | 174658.4099 | 175966.0597 | 177721.7882 | 178880.3501 | 180224.7313 | 181512.8285 | 182805.607 | 184007.4262 | 185150.8167 | 186515.5605 | 187833.7869 | 189140.984 | 190459.8414 | 191789.1069 | 193115.7487 | 194453.2853 | 195787.105 | 197131.9812 | 198481.1697 | 199832.7841 | 201185.5117 | 202538.4646 | 203890.2016 | 205258.2748
MF Market Rate | Electric Demand (kW) | 302766.4721 | 304788.7494 | 306024.6447 | 306306.4542 | 307081.541 | 309114.3707 | 309579.19 | 309025.2214 | 308969.8208 | 309023.3378 | 307973.7942 | 316403.8837 | 319419.2897 | 322623.5719 | 325972.4808 | 329869.3693 | 332926.922 | 336354.4488 | 338921.5419 | 341580.7904 | 344355.6687 | 347027.8417 | 349692.2557 | 352349.155 | 354719.2869 | 357222.8763 | 359806.3576 | 362443.882 | 365157.4625 | 368800.8775 | 371205.077 | 373994.8812 | 376667.8869 | 379350.6074 | 381844.5726 | 384217.289 | 387049.3488 | 389784.8775 | 392497.5187 | 395234.3567 | 397992.7934 | 400745.7853 | 403521.3857 | 406289.2731 | 409080.1043 | 411879.8842 | 414684.6984 | 417491.8225 | 420299.4143 | 423104.4827 | 425943.4515
SF Low Income | Electric Demand (kW) | 48633.4696 | 48958.3086 | 49156.8309 | 49202.098 | 49326.6005 | 49653.1345 | 49727.7986 | 49638.8144 | 49629.9154 | 49638.5119 | 49469.9234 | 50824.0512 | 51308.4167 | 51823.1215 | 52361.0578 | 52987.0162 | 53478.1518 | 54028.7164 | 54441.0694 | 54868.2253 | 55313.9548 | 55743.1868 | 56171.1724 | 56597.9509 | 56978.6659 | 57380.8182 | 57795.8036 | 58219.47 | 58655.3532 | 59240.5961 | 59626.7834 | 60074.9104 | 60504.2762 | 60935.2023 | 61335.8087 | 61716.9389 | 62171.8535 | 62611.2623 | 63046.9947 | 63486.6138 | 63929.7023 | 64371.9162 | 64817.7618 | 65262.3683 | 65710.6604 | 66160.3899 | 66610.928 | 67061.8372 | 67512.8215 | 67963.4005 | 68419.4249
SF Market Rate | Electric Demand (kW) | 908299.4162 | 914366.2483 | 918073.934 | 918919.3627 | 921244.6231 | 927343.1121 | 928737.5699 | 927075.6642 | 926909.4623 | 927070.0135 | 923921.3827 | 949211.6512 | 958257.869 | 967870.7156 | 977917.4424 | 989608.1078 | 998780.7659 | 1009063.3464 | 1016764.6257 | 1024742.3713 | 1033067.006 | 1041083.525 | 1049076.7672 | 1057047.4649 | 1064157.8607 | 1071668.6289 | 1079419.0729 | 1087331.646 | 1095472.3876 | 1106402.6326 | 1113615.231 | 1121984.6437 | 1130003.6608 | 1138051.8221 | 1145533.7178 | 1152651.867 | 1161148.0465 | 1169354.6326 | 1177492.556 | 1185703.0702 | 1193978.3802 | 1202237.356 | 1210564.1572 | 1218867.8192 | 1227240.313 | 1235639.6526 | 1244054.0951 | 1252475.4675 | 1260898.2428 | 1269313.4481 | 1277830.3544
Industrial | Electric Demand (kW) | 117237.7025 | 118873.4804 | 120969.1757 | 123222.3418 | 125183.7473 | 126408.1425 | 127570.8438 | 128139.4694 | 128802.0909 | 128971.5987 | 129705.1526 | 133955.8178 | 135503.6978 | 137111.4697 | 138286.6512 | 141437.2755 | 144183.0422 | 147529.5188 | 149211.1089 | 150974.3114 | 152732.8481 | 154479.2772 | 156251.1755 | 158049.1895 | 159748.1012 | 161536.9359 | 163392.6827 | 165473.6409 | 167602.5717 | 170171.0185 | 172179.5995 | 174376.8477 | 176530.0501 | 178697.9124 | 180786.4915 | 182826.5127 | 185094.72 | 187327.194 | 189558.768 | 191812.0849 | 194086.0028 | 196367.3767 | 198669.9344 | 200978.7893 | 203309.0785 | 205653.9282 | 208011.3916 | 210380.0855 | 212759.0479 | 215146.7165 | 217561.6336
Institutional | Electric Demand (kW) | 72446.7981 | 72854.4847 | 73140.035 | 73501.5899 | 73468.7308 | 73216.7376 | 73037.1571 | 72817.7801 | 72397.0474 | 71868.2572 | 71289.1934 | 72656.6618 | 72761.1843 | 72902.129 | 72949.4797 | 72865.1347 | 72499.6692 | 72236.1101 | 72242.6985 | 72247.8652 | 72302.6771 | 72407.8417 | 72519.1471 | 72636.89 | 72704.0778 | 72807.5618 | 72936.2222 | 72513.1393 | 72094.1009 | 71844.8799 | 71341.3585 | 70901.3452 | 70427.9364 | 69945.4207 | 69417.6915 | 68858.3571 | 68370.9572 | 67855.2332 | 67324.6095 | 66787.267 | 66242.638 | 65686.175 | 65122.496 | 64546.6621 | 63963.5741 | 63370.9553 | 62768.1952 | 62154.8996 | 61530.8303 | 60895.6017 | 60254.4332
Large Commercial | Electric Demand (kW) | 526904.483 | 528321.2488 | 528809.2953 | 528976.7982 | 525802.3636 | 521740.4909 | 518819.491 | 515787.3273 | 511497.7797 | 506496.4029 | 501077.0702 | 509287.2153 | 508319.1264 | 507532.4578 | 506567.3534 | 503336.0208 | 497975.9853 | 492513.7835 | 490683.6526 | 488782.9786 | 487185.0147 | 485902.3945 | 484617.2524 | 483331.3283 | 481666.8028 | 480201.3287 | 478859.089 | 478109.072 | 477409.8251 | 477865.0342 | 476657.21 | 475897.3803 | 474938.8729 | 473944.0268 | 472667.0518 | 471197.4526 | 470244.9781 | 469125.0836 | 467929.0898 | 466713.5959 | 465474.961 | 464181.35 | 462865.3451 | 461491.9635 | 460096.1626 | 458661.8085 | 457184.5055 | 455661.3308 | 454090.434 | 452468.8166 | 450835.3283
Small Commercial | Electric Demand (kW) | 65115.3647 | 65041.603 | 65297.0942 | 65175.1998 | 64736.4691 | 64162.2447 | 63890.4592 | 63206.8381 | 62517.8614 | 61624.1103 | 60878.2885 | 61709.1669 | 61443.2583 | 61206.1691 | 60994.834 | 60934.0617 | 60671.9869 | 60409.8706 | 60119.491 | 59812.8858 | 59568.1886 | 59382.1215 | 59203.0932 | 59031.1037 | 58819.8012 | 58639.5143 | 58480.7596 | 58393.6464 | 58312.8013 | 58373.0321 | 58230.1792 | 58142.1065 | 58029.8159 | 57913.1394 | 57762.0406 | 57587.4505 | 57476.1138 | 57344.372 | 57203.3847 | 57060.0706 | 56913.9851 | 56761.236 | 56605.8075 | 56443.4216 | 56278.3537 | 56108.6307 | 55933.715 | 55753.2488 | 55567.0056 | 55374.6182 | 55180.8411
Mi'kmaw | Natural Gas (MJ) | 6923759.8994 | 6957761.7849 | 6991950.8104 | 7026298.185 | 7060832.6996 | 7095525.5633 | 7130391.1716 | 7165443.9198 | 7200655.0171 | 7236053.2544 | 7271624.2363 | 7307353.5673 | 7343284.4336 | 7379388.0445 | 7415678.7953 | 7452142.2907 | 7488792.926 | 7525616.3058 | 7562641.2209 | 7599824.4853 | 7637223.6803 | 7674781.2244 | 7711643.0098 | 7749220.8883 | 7786798.7668 | 7824376.6452 | 7861954.5237 | 7899532.4021 | 7937110.2806 | 7974688.159 | 8012266.0375 | 8049843.9159 | 8087421.7944 | 8124999.6729 | 8162577.5513 | 8200155.4298 | 8237733.3082 | 8275311.1867 | 8312889.0651 | 8350466.9436 | 8388044.822 | 8425622.7005 | 8463200.5789 | 8500778.4574 | 8538356.3359 | 8575934.2143 | 8613512.0928 | 8651089.9712 | 8688667.8497 | 8726245.7281 | 8763823.6066
MF Low Income | Natural Gas (MJ) | 34088291.7192 | 34255695.8767 | 34424021.3949 | 34593126.5261 | 34763153.018 | 34933959.1228 | 35105615.7145 | 35278193.6669 | 35451551.2322 | 35625830.1582 | 35800959.5711 | 35976868.5969 | 36153769.8573 | 36331521.6046 | 36510194.7126 | 36689718.3074 | 36870163.263 | 37051458.7053 | 37233746.3823 | 37416813.6723 | 37600944.0708 | 37785854.0822 | 37967338.6098 | 38152348.7346 | 38337358.8594 | 38522368.9841 | 38707379.1089 | 38892389.2337 | 39077399.3585 | 39262409.4833 | 39447419.6081 | 39632429.7328 | 39817439.8576 | 40002449.9824 | 40187460.1072 | 40372470.232 | 40557480.3568 | 40742490.4815 | 40927500.6063 | 41112510.7311 | 41297520.8559 | 41482530.9807 | 41667541.1055 | 41852551.2302 | 42037561.355 | 42222571.4798 | 42407581.6046 | 42592591.7294 | 42777601.8542 | 42962611.9789 | 43147622.1037
MF Market Rate | Natural Gas (MJ) | 12118231.7329 | 12177743.1449 | 12237582.0965 | 12297698.1968 | 12358141.8367 | 12418862.6255 | 12479885.7584 | 12541236.4308 | 12602864.2521 | 12664819.6129 | 12727077.3178 | 12789612.1716 | 12852499.7603 | 12915689.6931 | 12979207.1655 | 13043026.982 | 13107174.3381 | 13171624.0383 | 13236426.4734 | 13301506.0573 | 13366963.5715 | 13432698.2345 | 13497215.1537 | 13562985.4065 | 13628755.6593 | 13694525.9122 | 13760296.165 | 13826066.4178 | 13891836.6707 | 13957606.9235 | 14023377.1763 | 14089147.4292 | 14154917.682 | 14220687.9348 | 14286458.1877 | 14352228.4405 | 14417998.6933 | 14483768.9462 | 14549539.199 | 14615309.4518 | 14681079.7047 | 14746849.9575 | 14812620.2103 | 14878390.4632 | 14944160.716 | 15009930.9688 | 15075701.2217 | 15141471.4745 | 15207241.7273 | 15273011.9802 | 15338782.233
SF Low Income | Natural Gas (MJ) | 11362763.9064 | 11418565.2922 | 11474673.7983 | 11531042.1754 | 11587717.6727 | 11644653.0409 | 11701871.9048 | 11759397.889 | 11817183.7441 | 11875276.7194 | 11933653.1904 | 11992289.5323 | 12051256.6191 | 12110507.2015 | 12170064.9042 | 12229906.1025 | 12290054.421 | 12350486.2351 | 12411248.7941 | 12472271.2241 | 12533648.0236 | 12595284.6941 | 12655779.5366 | 12717449.5782 | 12779119.6198 | 12840789.6614 | 12902459.703 | 12964129.7446 | 13025799.7862 | 13087469.8278 | 13149139.8694 | 13210809.9109 | 13272479.9525 | 13334149.9941 | 13395820.0357 | 13457490.0773 | 13519160.1189 | 13580830.1605 | 13642500.2021 | 13704170.2437 | 13765840.2853 | 13827510.3269 | 13889180.3685 | 13950850.4101 | 14012520.4517 | 14074190.4933 | 14135860.5349 | 14197530.5765 | 14259200.6181 | 14320870.6596 | 14382540.7012
SF Market Rate | Natural Gas (MJ) | 254658988.6109 | 255909593.1819 | 257167080.8432 | 258430392.6579 | 259700587.5629 | 260976606.6213 | 262258979.3016 | 263548235.0723 | 264843314.9963 | 266145278.0107 | 267453594.647 | 268767735.4366 | 270089288.7851 | 271417195.7554 | 272751985.8162 | 274093129.4987 | 275441156.2717 | 276795536.6665 | 278157329.6201 | 279524946.7271 | 280900505.8615 | 282281889.1492 | 283637682.1187 | 285019813.3104 | 286401944.5022 | 287784075.694 | 289166206.8858 | 290548338.0776 | 291930469.2694 | 293312600.4612 | 294694731.653 | 296076862.8448 | 297458994.0366 | 298841125.2284 | 300223256.4202 | 301605387.612 | 302987518.8038 | 304369649.9956 | 305751781.1874 | 307133912.3791 | 308516043.5709 | 309898174.7627 | 311280305.9545 | 312662437.1463 | 314044568.3381 | 315426699.5299 | 316808830.7217 | 318190961.9135 | 319573093.1053 | 320955224.2971 | 322337355.4889
Industrial | Natural Gas (MJ) | 2127962864.1454 | 2178952667.1779 | 2229028408.7587 | 2294946331.0651 | 2331263209.2414 | 2357398947.9818 | 2373418365.3452 | 2389338614.7083 | 2399262794.8609 | 2410186753.2053 | 2417791147.6439 | 2426022142.2785 | 2424744364.1921 | 2423849345.387 | 2415402599.1596 | 2414788239.1529 | 2414757564.7191 | 2423971164.2021 | 2438011807.0732 | 2452142145.3818 | 2467456199.3218 | 2483754111.5829 | 2495870351.2802 | 2507986590.9775 | 2520102830.6747 | 2532219070.372 | 2544335310.0693 | 2556451549.7666 | 2568567789.4639 | 2580684029.1612 | 2592800268.8584 | 2604916508.5557 | 2617032748.253 | 2629148987.9503 | 2641265227.6476 | 2653381467.3448 | 2665497707.0421 | 2677613946.7394 | 2689730186.4367 | 2701846426.134 | 2713962665.8313 | 2726078905.5285 | 2738195145.2258 | 2750311384.9231 | 2762427624.6204 | 2774543864.3177 | 2786660104.015 | 2798776343.7122 | 2810892583.4095 | 2823008823.1068 | 2835125062.8041
Institutional | Natural Gas (MJ) | 479849325.1779 | 489576811.5348 | 496585511.1006 | 507806724.1254 | 511064741.8963 | 512813416.9755 | 512424286.8916 | 513813226.1696 | 512163729.2091 | 511757865.9187 | 508392162.8825 | 505468321.7891 | 502747200.2851 | 500269061.1295 | 496711635.1844 | 487609295.3625 | 478673122.288 | 471366693.4117 | 470953811.1289 | 470417694.3824 | 470448201.971 | 471017180.5269 | 471765899.0133 | 472912583.2794 | 474059267.5456 | 475205951.8117 | 476352636.0779 | 477499320.344 | 478646004.6102 | 479792688.8763 | 480939373.1425 | 482086057.4086 | 483232741.6748 | 484379425.9409 | 485526110.2071 | 486672794.4732 | 487819478.7393 | 488966163.0055 | 490112847.2716 | 491259531.5378 | 492406215.8039 | 493552900.0701 | 494699584.3362 | 495846268.6024 | 496992952.8685 | 498139637.1347 | 499286321.4008 | 500433005.667 | 501579689.9331 | 502726374.1993 | 503873058.4654
Large Commercial | Natural Gas (MJ) | 3110928034.2921 | 3157490782.962 | 3183358315.2987 | 3228579448.3626 | 3217868315.2636 | 3204650131.5145 | 3183621046.4189 | 3176731960.4756 | 3150651832.9151 | 3133852678.745 | 3095713243.0218 | 3060605983.4664 | 3026620792.537 | 2994040172.8757 | 2959801959.3364 | 2876294170.4787 | 2793483244.2894 | 2714935005.142 | 2695208362.9244 | 2674322236.2801 | 2657044895.1076 | 2643227173.1577 | 2562364538.2115 | 2546119358.0859 | 2529874177.9602 | 2513628997.8346 | 2497383817.7089 | 2481138637.5833 | 2464893457.4576 | 2448648277.332 | 2432403097.2063 | 2416157917.0807 | 2399912736.955 | 2383667556.8294 | 2367422376.7037 | 2351177196.5781 | 2334932016.4524 | 2318686836.3268 | 2302441656.2011 | 2286196476.0755 | 2269951295.9498 | 2253706115.8242 | 2237460935.6985 | 2221215755.5729 | 2204970575.4472 | 2188725395.3216 | 2172480215.1959 | 2156235035.0703 | 2139989854.9446 | 2123744674.819 | 2107499494.6933
Small Commercial | Natural Gas (MJ) | 1178595037.7934 | 1190415629.2863 | 1202814563.9401 | 1215333495.2075 | 1210561403.2641 | 1205022757.094 | 1200491072.8256 | 1195062274.8115 | 1187713888.8321 | 1180691420.992 | 1172232768.7581 | 1163370825.8736 | 1146316201.3895 | 1129325075.539 | 1112523407.7261 | 1101296363.0254 | 1090462276.6554 | 1079924584.3632 | 1074176970.0342 | 1068162212.9155 | 1062888437.1131 | 1058269381.5379 | 1051025125.5595 | 1043787862.3288 | 1036550599.0981 | 1029313335.8674 | 1022076072.6366 | 1014838809.4059 | 1007601546.1752 | 1000364282.9445 | 993127019.7138 | 985889756.4831 | 978652493.2523 | 971415230.0216 | 964177966.7909 | 956940703.5602 | 949703440.3295 | 942466177.0988 | 935228913.868 | 927991650.6373 | 920754387.4066 | 913517124.1759 | 906279860.9452 | 899042597.7145 | 891805334.4837 | 884568071.253 | 877330808.0223 | 870093544.7916 | 862856281.5609 | 855619018.3302 | 848381755.0994

## Miscellaneous
Discount Rates by Cost Test
Service Territory | Societal Cost Test | Total Resource Cost Test | Utility Cost Test | Participant Cost Test | Rate Impact Measure Test
ENS - Total | 6.84% | 6.84% | 6.84% | 6.84% | 6.84%
Line Losses by Impact Type
Impact Type | Residential | Industrial | Institutional | Large Commercial | Small Commercial
Electric Energy | 9.5% | 5.5% | 4.6% | 6.3% | 9%
Electric Demand | 14.7% | 5.4% | 4.5% | 6.3% | 7.29%
Natural Gas | 2.3% | 2.3% | 2.3% | 2.3% | 2.3%
Water | 0% | 0% | 0% | 0% | 0%
Wood Biomass | 0% | 0% | 0% | 0% | 0%
Inflation Rate
Simulation Year | Inflation Rate
All | 2%

## Hourly Loadshapes
Date/Time | Month | Day | Hour | Hour of Year | Day Type | RES-Whole House-Solar | RES-Whole House-NC | RES-Whole House | RES-Water Heat-Solar | RES-Water Heat | RES-Plug Load-Controls | RES-MURB-Lighting | RES-Lighting-Controls-OccSensors | RES-Lighting-Controls-Daylighting | RES-Lighting | RES-HVAC-Controls | Res-Elec-SpaceHeat-Solar | Res-Elec-SpaceHeat&Cool | Res-Elec-SpaceHeat | RES-Appliance-Fridge | RES-Appliance-Dehumidifier | RES-Appliance-CW | IND-Manufacturing-Facility | IND-Lighting-Exterior | IND-Lighting-Exit | IND-Lighting-Controls | IND-Lighting | IND-AirCompressor | COM-Refrigeration-School | COM-Refrigeration-Retail | COM-Refrigeration-Other Commercial | COM-RefrigerationControls-School | COM-RefrigerationControls-Retail | COM-RefrigerationControls-Other Commercial | COM-RefrigerationControls-Office | COM-Process-School | COM-Process-Other Commercial | COM-Motors-School | COM-Motors-Retail | COM-Motors-Other Commercial | COM-Motors-Office | COM-Lighting-School | COM-Lighting-Retail | COM-Lighting-Other Commercial | COM-Lighting-Office | COM-Lighting-Exterior incl MURB | COM-Lighting-Exit-School | COM-Lighting-Exit-Retail | COM-Lighting-Exit-Other Commercial | COM-Lighting-Exit-Office | COM-Lighting-Controls-School | COM-Lighting-Controls-Retail | COM-Lighting-Controls-Other Commercial | COM-Lighting-Controls-Office | COM-HVAC-School | COM-HVAC-Retail | COM-HVAC-Other Commercial | COM-HVAC-Office | COM-HVACcontrols-School | COM-HVACcontrols-Retail | COM-HVACcontrols-Other Commercial | COM-HVACcontrols-Office
01/01 01:00:00 | 1 | 1 | 1 | 1 | Holiday | 0 | 8.6434e-05 | 8.6434e-05 | 0 | 0 | 0.00025245 | 0.00011415 | 0 | 0 | 2.1781e-05 | 0.00050005 | -0.0053395 | 8.6434e-05 | 4.6686e-05 | 9.19e-05 | 0.00010015 | 9.19e-05 | 0.00011415 | 0.00022925 | 0.00011415 | 0 | 1.6398e-05 | 1.3975e-05 | 8.7686e-05 | 7.72e-05 | 8.0441e-05 | -9.6138e-11 | 3.4643e-05 | 2.359e-05 | 2.359e-05 | 0.00011415 | 0.00011415 | 0.00011415 | 0.00011416 | 0.00011415 | 0.00011415 | 9.1034e-05 | 6.7729e-05 | 5.9644e-05 | 5.5513e-05 | 0.00022929 | 0.00011415 | 0.00011415 | 0.00011415 | 0.00011415 | 2.6738e-06 | 2.3262e-05 | 5.4025e-05 | 7.184e-05 | 9.2153e-05 | 8.941e-05 | 8.3308e-05 | 8.0478e-05 | 8.7164e-05 | 0.00010261 | 0.00026665 | 0.00026665
01/01 02:00:00 | 1 | 1 | 2 | 2 | Holiday | 0 | 0.00011573 | 0.00011573 | 0.0007151 | 7.466e-05 | 0.00023244 | 0.00011415 | 0 | 0 | 2.1781e-05 | 0.00048667 | -0.0052803 | 0.00011573 | 0.00013202 | 8.5656e-05 | 0.0001319 | 8.5656e-05 | 0.00011415 | 0.00022925 | 0.00011415 | 0 | 1.6398e-05 | 1.3975e-05 | 8.7707e-05 | 7.7252e-05 | 8.0483e-05 | -1.2837e-10 | 3.4526e-05 | 2.351e-05 | 2.351e-05 | 0.00011415 | 0.00011415 | 0.00011415 | 0.00011416 | 0.00011415 | 0.00011415 | 9.1034e-05 | 6.758e-05 | 5.8756e-05 | 5.4248e-05 | 0.00022929 | 0.00011415 | 0.00011415 | 0.00011415 | 0.00011415 | 2.6738e-06 | 2.2409e-05 | 5.2676e-05 | 7.0203e-05 | 9.2053e-05 | 8.9376e-05 | 8.3061e-05 | 8.0131e-05 | 8.7228e-05 | 0.0001024 | 0.00023021 | 0.00023021
01/01 03:00:00 | 1 | 1 | 3 | 3 | Holiday | 0 | 0.00013032 | 0.00013032 | 0.00026191 | 7.435e-05 | 0.00022975 | 0.00011415 | 0 | 0 | 2.1781e-05 | 0.00049497 | -0.00496 | 0.00013032 | 0.00017921 | 8.3946e-05 | 0.00015306 | 8.3946e-05 | 0.00011415 | 0.00022925 | 0.00011415 | 0 | 1.6398e-05 | 1.3975e-05 | 8.7706e-05 | 7.7268e-05 | 8.0494e-05 | -2.2972e-11 | 3.4483e-05 | 2.3481e-05 | 2.3481e-05 | 0.00011415 | 0.00011415 | 0.00011415 | 0.00011416 | 0.00011415 | 0.00011415 | 9.1034e-05 | 6.7485e-05 | 5.7794e-05 | 5.2843e-05 | 0.00022929 | 0.00011415 | 0.00011415 | 0.00011415 | 0.00011415 | 2.6738e-06 | 2.1869e-05 | 5.1326e-05 | 6.8384e-05 | 9.2054e-05 | 8.9351e-05 | 8.279e-05 | 7.9747e-05 | 8.7228e-05 | 0.00010242 | 0.00022712 | 0.00022712
01/01 04:00:00 | 1 | 1 | 4 | 4 | Holiday | 0 | 0.00012866 | 0.00012866 | 0 | 0 | 0.00022651 | 0.00011415 | 0 | 0 | 2.1781e-05 | 0.00045762 | -0.0017877 | 0.00012866 | 0.00019987 | 8.2211e-05 | 0.0001623 | 8.2211e-05 | 0.00011415 | 0.00022925 | 0.00011415 | 0 | 1.6398e-05 | 1.3975e-05 | 8.7725e-05 | 7.728e-05 | 8.0508e-05 | -2.2987e-10 | 3.445e-05 | 2.3459e-05 | 2.3459e-05 | 0.00011415 | 0.00011415 | 0.00011415 | 0.00011416 | 0.00011415 | 0.00011415 | 9.1034e-05 | 6.7544e-05 | 5.8391e-05 | 5.3714e-05 | 0.00022929 | 0.00011415 | 0.00011415 | 0.00011415 | 0.00011415 | 2.6738e-06 | 2.2203e-05 | 5.2163e-05 | 6.9512e-05 | 9.2057e-05 | 8.9372e-05 | 8.296e-05 | 7.9985e-05 | 8.7228e-05 | 0.00010247 | 0.00022022 | 0.00022022
01/01 05:00:00 | 1 | 1 | 5 | 5 | Holiday | 0 | 0.00014028 | 0.00014028 | 8.3978e-06 | 7.511e-05 | 0.00021796 | 0.00011415 | 0 | 0 | 6.5342e-05 | 0.00043471 | 0.0013537 | 0.00014028 | 0.00020815 | 8.1198e-05 | 0.00016543 | 8.1198e-05 | 0.00011415 | 0.00022925 | 0.00011415 | 0 | 1.6398e-05 | 1.3975e-05 | 9.9462e-05 | 7.765e-05 | 8.4391e-05 | -4.2844e-11 | 3.4436e-05 | 2.3449e-05 | 2.3449e-05 | 0.00011415 | 0.00011415 | 0.00011415 | 0.00011416 | 0.00011415 | 0.00011415 | 9.1034e-05 | 6.9679e-05 | 5.9002e-05 | 5.3546e-05 | 0.00022929 | 0.00011415 | 0.00011415 | 0.00011415 | 0.00011415 | 2.6738e-06 | 2.4849e-05 | 5.2995e-05 | 6.9294e-05 | 9.2167e-05 | 9.0146e-05 | 8.3173e-05 | 7.9939e-05 | 8.7227e-05 | 0.00010251 | 0.0002207 | 0.0002207
01/01 06:00:00 | 1 | 1 | 6 | 6 | Holiday | 0 | 0.00013737 | 0.00013737 | 0.00099296 | 7.8148e-05 | -1.5577e-12 | 0.00011415 | 0 | 0 | 0.00013613 | 0.00041856 | 0.0032866 | 0.00013737 | 0.00020074 | 8.7512e-05 | 0.00015581 | 8.7512e-05 | 0.00011415 | 0.00022925 | 0.00011415 | 0 | 1.6398e-05 | 1.3975e-05 | 9.8745e-05 | 8.0446e-05 | 8.6102e-05 | -3.8686e-10 | 3.4414e-05 | 2.3434e-05 | 2.3434e-05 | 0.00011415 | 0.00011415 | 0.00011415 | 0.00011416 | 0.00011415 | 0.00011415 | 9.1034e-05 | 8.4051e-05 | 6.7636e-05 | 5.9249e-05 | 0.00022929 | 0.00011415 | 0.00011415 | 0.00011415 | 0.00011415 | 2.6738e-06 | 3.4085e-05 | 6.1055e-05 | 7.6674e-05 | 9.213e-05 | 9.5465e-05 | 8.5925e-05 | 8.1501e-05 | 8.7234e-05 | 0.00010244 | 0.00020473 | 0.00020473
01/01 07:00:00 | 1 | 1 | 7 | 7 | Holiday | 0 | 0.00017337 | 0.00017337 | 0.0015098 | 0.00016923 | 7.5464e-14 | 0.00011415 | 0 | 0 | 0.00015247 | -0.00072738 | 0.0037005 | 0.00017337 | -1.3298e-05 | 9.9871e-05 | 0.00019233 | 9.9871e-05 | 0.00011415 | 0.00022925 | 0.00011415 | 0 | 1.6398e-05 | 1.4769e-05 | 9.9649e-05 | 8.6459e-05 | 9.0535e-05 | -4.7859e-10 | 8.6922e-06 | 5.9188e-06 | 5.9188e-06 | 0.00011415 | 0.00011415 | 0.00011415 | 0.00011416 | 0.00011415 | 0.00011415 | 9.1034e-05 | 0.00011341 | 8.0931e-05 | 6.4334e-05 | 0.00022929 | 0.00011415 | 0.00011415 | 0.00011415 | 0.00011415 | 2.6738e-06 | 4.5297e-05 | 6.9335e-05 | 8.3254e-05 | 9.2147e-05 | 0.00010644 | 9.0355e-05 | 8.2893e-05 | 8.7231e-05 | 0.00010244 | 0.00020815 | 0.00020815
01/01 08:00:00 | 1 | 1 | 8 | 8 | Holiday | 0 | 0.00018971 | 0.00018971 | 0.00271 | 0.0002217 | 4.7973e-13 | 0.00011415 | 2.0045e-05 | 2.0045e-05 | 0.00013613 | -0.00041108 | 0.0034256 | 0.00018971 | 0.00010332 | 0.00011103 | 0.00020619 | 0.00011103 | 0.00011415 | 0.00017194 | 0.00011415 | 5.1447e-07 | 1.6398e-05 | 1.4769e-05 | 9.5392e-05 | 0.00010136 | 9.9516e-05 | -1.1487e-09 | 8.3002e-08 | 5.6154e-08 | 5.6154e-08 | 0.00011415 | 0.00011415 | 0.00011415 | 0.00011416 | 0.00011415 | 0.00011415 | 9.1034e-05 | 0.0001282 | 8.9796e-05 | 7.0176e-05 | 0.00019014 | 0.00011415 | 0.00011415 | 0.00011415 | 0.00011415 | 4.5414e-06 | 5.518e-05 | 7.7789e-05 | 9.0882e-05 | 9.1141e-05 | 0.00011425 | 9.216e-05 | 8.1912e-05 | 8.7209e-05 | 0.00010254 | 0.00021497 | 0.00021497
01/01 09:00:00 | 1 | 1 | 9 | 9 | Holiday | 3.0375e-05 | 0.00021159 | 0.00021159 | 0.0021666 | 0.0002152 | 1.5523e-12 | 0.00011415 | 8.8465e-05 | 8.8465e-05 | 5.9897e-05 | -0.00017959 | 0.0029474 | 0.00021159 | 0.00023374 | 0.00011108 | 0.00024228 | 0.00011108 | 0.00011415 | 0 | 0.00011415 | 5.1602e-06 | 1.6398e-05 | 1.4769e-05 | 9.5829e-05 | 0.00010397 | 0.00010145 | -2.6848e-09 | 4.6722e-08 | 3.0959e-08 | 3.0959e-08 | 0.00011415 | 0.00011415 | 0.00011415 | 0.00011416 | 0.00011415 | 0.00011415 | 9.1034e-05 | 0.00014128 | 9.6579e-05 | 7.3736e-05 | 0 | 0.00011415 | 0.00011415 | 0.00011415 | 0.00011415 | 2.9685e-05 | 8.4085e-05 | 9.1908e-05 | 9.6439e-05 | 8.6415e-05 | 0.00011342 | 8.3744e-05 | 6.998e-05 | 8.7203e-05 | 0.00012533 | 0.00021635 | 0.00021635
01/01 10:00:00 | 1 | 1 | 10 | 10 | Holiday | 0.00011726 | 0.00024794 | 0.00024794 | 0.0011047 | 0.00017249 | 0.00021486 | 0.00011415 | 0.00014907 | 0.00014907 | 4.0839e-05 | -0.00010488 | 0.0024631 | 0.00024794 | 0.00039088 | 0.00011156 | 0.00030137 | 0.00011156 | 0.00011415 | 0 | 0.00011415 | 1.2753e-05 | 1.6398e-05 | 1.4769e-05 | 9.6605e-05 | 0.00010413 | 0.0001018 | 2.9499e-10 | 2.6969e-08 | 1.8459e-08 | 1.8459e-08 | 0.00011415 | 0.00011415 | 0.00011415 | 0.00011416 | 0.00011415 | 0.00011415 | 9.1034e-05 | 0.00014285 | 9.7577e-05 | 7.4447e-05 | 0 | 0.00011415 | 0.00011415 | 0.00011415 | 0.00011415 | 6.7277e-05 | 0.00012488 | 0.00010834 | 9.8758e-05 | 8.6391e-05 | 0.00011387 | 8.402e-05 | 7.0175e-05 | 8.7202e-05 | 0.00011818 | 0.0002111 | 0.0002111
01/01 11:00:00 | 1 | 1 | 11 | 11 | Holiday | 0.00016983 | 0.00020567 | 0.00020567 | 0.0010829 | 0.00016884 | 0.00021991 | 0.00011415 | 0 | 0 | 4.0839e-05 | 0.0011186 | 0.0020495 | 0.00020567 | 0.00050345 | 0.00011463 | 0.00024109 | 0.00011463 | 0.00011415 | 0 | 0.00011415 | 1.9319e-05 | 1.6398e-05 | 1.4769e-05 | 9.5526e-05 | 0.00010411 | 0.00010146 | 2.3202e-09 | -8.024e-09 | -4.7236e-09 | -4.7236e-09 | 0.00011415 | 0.00011415 | 0.00011415 | 0.00011416 | 0.00011415 | 0.00011415 | 9.1034e-05 | 0.0001438 | 9.7766e-05 | 7.4243e-05 | 0 | 0.00011415 | 0.00011415 | 0.00011415 | 0.00011415 | 9.8332e-05 | 0.00015921 | 0.00012145 | 9.9592e-05 | 8.6361e-05 | 0.0001146 | 8.4212e-05 | 7.0119e-05 | 8.7204e-05 | 0.0001159 | 0.00019975 | 0.00019975
01/01 12:00:00 | 1 | 1 | 12 | 12 | Holiday | 0.00020727 | 0.00020098 | 0.00020098 | 0.0020398 | 0.00016527 | 0.00021998 | 0.00011415 | 0 | 0 | 4.0839e-05 | 0.00086785 | 0.0017147 | 0.00020098 | 0.00041669 | 0.00011458 | 0.00023498 | 0.00011458 | 0.00011415 | 0 | 0.00011415 | 2.4478e-05 | 1.6398e-05 | 1.4769e-05 | 0.00012355 | 0.00010403 | 0.00011006 | 1.1678e-09 | -2.0762e-08 | -1.3765e-08 | -1.3765e-08 | 0.00011415 | 0.00011415 | 0.00011415 | 0.00011416 | 0.00011415 | 0.00011415 | 9.1034e-05 | 0.00014429 | 9.6799e-05 | 7.2535e-05 | 0 | 0.00011415 | 0.00011415 | 0.00011415 | 0.00011415 | 0.00012132 | 0.00018569 | 0.0001302 | 9.8067e-05 | 8.6625e-05 | 0.0001147 | 8.3927e-05 | 6.9651e-05 | 8.7197e-05 | 0.00011498 | 0.00020173 | 0.00020173
01/01 13:00:00 | 1 | 1 | 13 | 13 | Holiday | 0.00021078 | 0.00020629 | 0.00020629 | 0.0010475 | 0.00016255 | 0.00021627 | 0.00011415 | 0 | 0 | 4.0839e-05 | 0.00063105 | 0.0014429 | 0.00020629 | 0.00039096 | 0.00011115 | 0.00024367 | 0.00011115 | 0.00011415 | 0 | 0.00011415 | 2.553e-05 | 1.6398e-05 | 1.4769e-05 | 9.3789e-05 | 0.00010343 | 0.00010045 | 5.5013e-10 | -2.312e-08 | -1.5568e-08 | -1.5568e-08 | 0.00011415 | 0.00011415 | 0.00011415 | 0.00011416 | 0.00011415 | 0.00011415 | 9.1034e-05 | 0.00014175 | 9.4766e-05 | 7.0757e-05 | 0 | 0.00011415 | 0.00011415 | 0.00011415 | 0.00011415 | 0.0001268 | 0.00018745 | 0.00012943 | 9.5839e-05 | 8.6342e-05 | 0.00011403 | 8.3381e-05 | 6.9164e-05 | 8.7194e-05 | 0.00011429 | 0.00019886 | 0.00019886
01/01 14:00:00 | 1 | 1 | 14 | 14 | Holiday | 0.00017768 | 0.00019206 | 0.00019206 | 0.0010371 | 8.0467e-05 | 0.00022375 | 0.00011415 | 0 | 0 | 4.0839e-05 | 0.0005298 | 0.0012097 | 0.00019206 | 0.00036244 | 0.00011051 | 0.00023593 | 0.00011051 | 0.00011415 | 0 | 0.00011415 | 2.1812e-05 | 1.6398e-05 | 1.4769e-05 | 9.5791e-05 | 0.00010716 | 0.00010365 | -2.4935e-10 | -1.2683e-08 | -8.7157e-09 | -8.7157e-09 | 0.00011415 | 0.00011415 | 0.00011415 | 0.00011416 | 0.00011415 | 0.00011415 | 9.1034e-05 | 0.00013915 | 9.3405e-05 | 7.0029e-05 | 0 | 0.00011415 | 0.00011415 | 0.00011415 | 0.00011415 | 0.00011085 | 0.00016645 | 0.00012079 | 9.4344e-05 | 8.6356e-05 | 0.00011456 | 8.3413e-05 | 6.8965e-05 | 8.72e-05 | 0.00011394 | 0.00019979 | 0.00019979
01/01 15:00:00 | 1 | 1 | 15 | 15 | Holiday | 0.00012369 | 0.00019578 | 0.00019578 | 2.4141e-05 | 0.00015922 | 0.00023635 | 0.00011415 | 0 | 0 | 4.0839e-05 | 0.00047177 | 0.0010094 | 0.00019578 | 0.00034336 | 0.00010956 | 0.00022955 | 0.00010956 | 0.00011415 | 0 | 0.00011415 | 1.5476e-05 | 1.6398e-05 | 1.4769e-05 | 9.6492e-05 | 0.00010573 | 0.00010287 | -2.0367e-10 | -2.0554e-09 | -1.4646e-09 | -1.4646e-09 | 0.00011415 | 0.00011415 | 0.00011415 | 0.00011416 | 0.00011415 | 0.00011415 | 9.1034e-05 | 0.00013361 | 9.3133e-05 | 7.2451e-05 | 0 | 0.00011415 | 0.00011415 | 0.00011415 | 0.00011415 | 8.204e-05 | 0.00013167 | 0.00010947 | 9.6618e-05 | 8.6363e-05 | 0.00011238 | 8.3175e-05 | 6.9628e-05 | 8.7204e-05 | 0.00011378 | 0.0001975 | 0.0001975
01/01 16:00:00 | 1 | 1 | 16 | 16 | Holiday | 4.9753e-05 | 0.00019328 | 0.00019328 | 0.0010253 | 7.9624e-05 | 0.00024949 | 0.00011415 | 0 | 0 | 7.0788e-05 | 0.00044575 | 0.00084781 | 0.00019328 | 0.00034424 | 0.00011092 | 0.00023614 | 0.00011092 | 0.00011415 | 0 | 0.00011415 | 8.1601e-06 | 1.6398e-05 | 1.4769e-05 | 9.5831e-05 | 0.00010179 | 9.9946e-05 | -1.1405e-10 | 1.5103e-09 | 9.9201e-10 | 9.9201e-10 | 0.00011415 | 0.00011415 | 0.00011415 | 0.00011416 | 0.00011415 | 0.00011415 | 9.1034e-05 | 0.0001326 | 9.1608e-05 | 7.0664e-05 | 0 | 0.00011415 | 0.00011415 | 0.00011415 | 0.00011415 | 4.6526e-05 | 9.5779e-05 | 9.4024e-05 | 9.3008e-05 | 8.6386e-05 | 0.00011069 | 8.2306e-05 | 6.9139e-05 | 8.7196e-05 | 0.00011399 | 0.00020483 | 0.00020483
01/01 17:00:00 | 1 | 1 | 17 | 17 | Holiday | 0 | 0.00021931 | 0.00021931 | 0.0010317 | 0.00016075 | -2.0051e-12 | 0.00011415 | 3.7345e-05 | 3.7345e-05 | 0.00015247 | -0.00077449 | 0.00075963 | 0.00021931 | 8.5962e-05 | 0.00012 | 0.00025478 | 0.00012 | 0.00011415 | 0.00011463 | 0.00011415 | 8.5578e-07 | 1.6398e-05 | 1.4769e-05 | 9.0469e-05 | 0.0001008 | 9.7605e-05 | 4.7262e-11 | 3.2234e-10 | 2.3457e-10 | 2.3457e-10 | 0.00011415 | 0.00011415 | 0.00011415 | 0.00011416 | 0.00011415 | 0.00011415 | 9.1034e-05 | 0.00012779 | 8.7869e-05 | 6.7472e-05 | 0.00011465 | 0.00011415 | 0.00011415 | 0.00011415 | 0.00011415 | 7.4208e-06 | 6.6302e-05 | 7.9711e-05 | 8.7476e-05 | 8.9161e-05 | 0.00011294 | 8.7711e-05 | 7.6009e-05 | 8.7211e-05 | 0.00011403 | 0.00020618 | 0.00020618
01/01 18:00:00 | 1 | 1 | 18 | 18 | Holiday | 0 | 0.00022293 | 0.00022293 | 2.9326e-05 | 0.00011423 | -7.5459e-13 | 0.00011415 | 0 | 0 | 0.00021236 | -0.00045829 | 0.0007214 | 0.00022293 | 0.00023778 | 0.00013406 | 0.00026086 | 0.00013406 | 0.00011415 | 0.00022925 | 0.00011415 | 0 | 1.6398e-05 | 1.4769e-05 | 9.0459e-05 | 9.8387e-05 | 9.5937e-05 | 4.7723e-11 | -2.6792e-09 | -1.8091e-09 | -1.8091e-09 | 0.00011415 | 0.00011415 | 0.00011415 | 0.00011416 | 0.00011415 | 0.00011415 | 9.1034e-05 | 0.00011564 | 8.1149e-05 | 6.3525e-05 | 0.00022929 | 0.00011415 | 0.00011415 | 0.00011415 | 0.00011415 | 2.6738e-06 | 5.6609e-05 | 7.282e-05 | 8.2207e-05 | 9.2034e-05 | 0.00011211 | 9.1998e-05 | 8.2671e-05 | 8.7203e-05 | 0.00011108 | 0.00022126 | 0.00022126
01/01 19:00:00 | 1 | 1 | 19 | 19 | Holiday | 0 | 0.00026317 | 0.00026317 | 0.002088 | 0.00015088 | -3.8268e-13 | 0.00011415 | 0 | 0 | 0.00028587 | -0.00022244 | 0.00068994 | 0.00026317 | 0.00039555 | 0.00014271 | 0.00030451 | 0.00014271 | 0.00011415 | 0.00022925 | 0.00011415 | 0 | 1.6398e-05 | 1.4769e-05 | 9.0439e-05 | 9.7362e-05 | 9.5222e-05 | 6.0593e-11 | -5.901e-09 | -3.9989e-09 | -3.9989e-09 | 0.00011415 | 0.00011415 | 0.00011415 | 0.00011416 | 0.00011415 | 0.00011415 | 9.1034e-05 | 0.00011003 | 7.7586e-05 | 6.1008e-05 | 0.00022929 | 0.00011415 | 0.00011415 | 0.00011415 | 0.00011415 | 2.6738e-06 | 5.0504e-05 | 6.8518e-05 | 7.895e-05 | 9.2079e-05 | 0.00010975 | 9.078e-05 | 8.1982e-05 | 8.719e-05 | 0.00011148 | 0.00023794 | 0.00023794
01/01 20:00:00 | 1 | 1 | 20 | 20 | Holiday | 0 | 0.00024663 | 0.00024663 | 0.0010621 | 0.00017531 | -2.8565e-13 | 0.00011415 | 0 | 0 | 0.00034305 | -8.9428e-05 | 0.00064775 | 0.00024663 | 0.00033154 | 0.00014653 | 0.00027348 | 0.00014653 | 0.00011415 | 0.00022925 | 0.00011415 | 0 | 1.6398e-05 | 1.4769e-05 | 0.00010215 | 9.596e-05 | 9.7872e-05 | 1.1277e-10 | -9.8183e-09 | -6.6497e-09 | -6.6497e-09 | 0.00011415 | 0.00011415 | 0.00011415 | 0.00011415 | 0.00011415 | 0.00011415 | 9.1034e-05 | 0.00010294 | 7.5135e-05 | 6.0927e-05 | 0.00022929 | 0.00011415 | 0.00011415 | 0.00011415 | 0.00011415 | 2.6738e-06 | 4.5251e-05 | 6.6526e-05 | 7.8846e-05 | 9.2199e-05 | 0.00010658 | 8.976e-05 | 8.196e-05 | 8.7184e-05 | 9.5962e-05 | 0.00024899 | 0.00024899
01/01 21:00:00 | 1 | 1 | 21 | 21 | Holiday | 0 | 0.00024268 | 0.00024268 | 0.0010523 | 0.00014285 | 0 | 0.00011415 | 0 | 0 | 0.00034849 | -4.8074e-05 | 0.0005653 | 0.00024268 | 0.00031523 | 0.00014762 | 0.00027224 | 0.00014762 | 0.00011415 | 0.00022925 | 0.00011415 | 0 | 1.6398e-05 | 1.4769e-05 | 0.00010138 | 9.3563e-05 | 9.5978e-05 | 0.0005941 | 0.00057438 | 0.00058067 | 0.00058067 | 0.00011415 | 0.00011415 | 0.00011415 | 0.00011416 | 0.00011415 | 0.00011415 | 9.1034e-05 | 9.0849e-05 | 6.9112e-05 | 5.8004e-05 | 0.00022929 | 0.00011415 | 0.00011415 | 0.00011415 | 0.00011415 | 2.6738e-06 | 3.7324e-05 | 6.1224e-05 | 7.5064e-05 | 9.222e-05 | 0.00010212 | 8.7801e-05 | 8.116e-05 | 8.716e-05 | 9.9482e-05 | 0.00025887 | 0.00025887
01/01 22:00:00 | 1 | 1 | 22 | 22 | Holiday | 0 | 0.00022675 | 0.00022675 | 4.8507e-05 | 0.00016341 | 2.0698e-12 | 0.00011415 | 0 | 0 | 0.00023959 | -2.6324e-05 | 0.00040232 | 0.00022675 | 0.00028682 | 0.00014405 | 0.00025291 | 0.00014405 | 0.00011415 | 0.00022925 | 0.00011415 | 0 | 1.6398e-05 | 1.4769e-05 | 9.6131e-05 | 7.7875e-05 | 8.3517e-05 | 0.00056336 | 0.00047807 | 0.00050528 | 0.00050528 | 0.00011415 | 0.00011415 | 0.00011415 | 0.00011416 | 0.00011415 | 0.00011415 | 9.1034e-05 | 7.192e-05 | 6.0961e-05 | 5.5362e-05 | 0.00022929 | 0.00011415 | 0.00011415 | 0.00011415 | 0.00011415 | 2.6738e-06 | 2.9495e-05 | 5.6187e-05 | 7.1643e-05 | 9.2246e-05 | 9.0895e-05 | 8.375e-05 | 8.0436e-05 | 8.7166e-05 | 0.00010099 | 0.00026996 | 0.00026996
01/01 23:00:00 | 1 | 1 | 23 | 23 | Holiday | 0 | 0.00019689 | 0.00019689 | 1.7025e-05 | 0.00014088 | 7.9772e-13 | 0.00011415 | 0 | 0 | 0.00013341 | 0.0011951 | -0.0019244 | 0.00019689 | 0.00046532 | 0.00013614 | 0.00022101 | 0.00013614 | 0.00011415 | 0.00022925 | 0.00011415 | 0 | 1.6398e-05 | 1.3975e-05 | 8.7683e-05 | 7.7198e-05 | 8.0438e-05 | 0.00051385 | 0.00049203 | 0.00049899 | 0.00049899 | 0.00011415 | 0.00011415 | 0.00011415 | 0.00011416 | 0.00011415 | 0.00011415 | 9.1034e-05 | 6.8193e-05 | 5.8822e-05 | 5.4034e-05 | 0.00022929 | 0.00011415 | 0.00011415 | 0.00011415 | 0.00011415 | 2.6738e-06 | 2.591e-05 | 5.3784e-05 | 6.9926e-05 | 9.2201e-05 | 8.9541e-05 | 8.3073e-05 | 8.0073e-05 | 8.7118e-05 | 0.00010182 | 0.00027496 | 0.00027496
01/01 24:00:00 | 1 | 1 | 24 | 24 | Holiday | 0 | 0.00017184 | 0.00017184 | 0.0010038 | 9.541e-05 | -1.3906e-12 | 0.00011415 | 0 | 0 | 5.4452e-05 | 0.00069322 | -0.0054686 | 0.00017184 | 0.00030235 | 0.00012638 | 0.00019838 | 0.00012638 | 0.00011415 | 0.00022925 | 0.00011415 | 0 | 1.6398e-05 | 1.3975e-05 | 0.0001173 | 7.7192e-05 | 8.9588e-05 | 0.00068742 | 0.00049812 | 0.00055852 | 0.00055852 | 0.00011415 | 0.00011415 | 0.00011415 | 0.00011416 | 0.00011415 | 0.00011415 | 9.1034e-05 | 6.8114e-05 | 5.8122e-05 | 5.3017e-05 | 0.00022929 | 0.00011415 | 0.00011415 | 0.00011415 | 0.00011415 | 2.6738e-06 | 2.5458e-05 | 5.2785e-05 | 6.8609e-05 | 9.2547e-05 | 8.9525e-05 | 8.2878e-05 | 7.9794e-05 | 8.7007e-05 | 0.00010253 | 0.00029832 | 0.00029832
01/02 01:00:00 | 1 | 2 | 1 | 25 | WD | 0 | 0.00012228 | 0.00012228 | 0 | 0 | 0.00025245 | 0.00011415 | 0 | 0 | 2.1781e-05 | 0.00046876 | -0.0055007 | 0.00012228 | 0.00012189 | 9.19e-05 | 0.00015118 | 9.19e-05 | 0.00011415 | 0.00022925 | 0.00011415 | 0 | 6.5591e-05 | 0.0001118 | 8.5815e-05 | 7.7187e-05 | 7.9854e-05 | 0.00052047 | 0.00049813 | 0.00050526 | 0.00050526 | 0.00011415 | 0.00011415 | 0.00011415 | 0.00011416 | 0.00011415 | 0.00011415 | 4.5468e-05 | 6.8027e-05 | 5.8924e-05 | 5.4272e-05 | 0.00022929 | 0.00011415 | 0.00011415 | 0.00011415 | 0.00011415 | 1.2032e-06 | 2.496e-05 | 5.3631e-05 | 7.0234e-05 | 7.2728e-05 | 8.9583e-05 | 8.3131e-05 | 8.0138e-05 | 8.6843e-05 | 0.00010305 | 0.00030772 | 0.00030772
01/02 02:00:00 | 1 | 2 | 2 | 26 | WD | 0 | 0.0001485 | 0.0001485 | 2.4649e-06 | 7.4664e-05 | 0.00023244 | 0.00011415 | 0 | 0 | 2.1781e-05 | 0.00045434 | -0.0054302 | 0.0001485 | 0.00016194 | 8.5656e-05 | 0.00017854 | 8.5656e-05 | 0.00011415 | 0.00022925 | 0.00011415 | 0 | 6.5591e-05 | 0.0001118 | 8.5695e-05 | 7.7185e-05 | 7.9815e-05 | 0.00052515 | 0.00049812 | 0.00050675 | 0.00050675 | 0.00011415 | 0.00011415 | 0.00011415 | 0.00011416 | 0.00011415 | 0.00011415 | 3.6463e-05 | 6.7924e-05 | 5.8637e-05 | 5.3892e-05 | 0.00022929 | 0.00011415 | 0.00011415 | 0.00011415 | 0.00011415 | 1.2032e-06 | 2.437e-05 | 5.3103e-05 | 6.9742e-05 | 6.7441e-05 | 8.9557e-05 | 8.3051e-05 | 8.0034e-05 | 8.693e-05 | 0.00010347 | 0.00031956 | 0.00031956
01/02 03:00:00 | 1 | 2 | 3 | 27 | WD | 0 | 0.00017688 | 0.00017688 | 1.6047e-06 | 7.436e-05 | 0.00022975 | 0.00011415 | 0 | 0 | 2.1781e-05 | 0.00046771 | -0.0049412 | 0.00017688 | 0.00023428 | 8.3946e-05 | 0.00021935 | 8.3946e-05 | 0.00011415 | 0.00022925 | 0.00011415 | 0 | 6.5591e-05 | 0.0001118 | 8.5729e-05 | 7.7178e-05 | 7.982e-05 | 0.00052575 | 0.00049809 | 0.00050692 | 0.00050692 | 0.00011415 | 0.00011415 | 0.00011415 | 0.00011416 | 0.00011415 | 0.00011415 | 3.6473e-05 | 6.819e-05 | 6.0618e-05 | 5.6748e-05 | 0.00022929 | 0.00011415 | 0.00011415 | 0.00011415 | 0.00011415 | 1.23e-06 | 2.5894e-05 | 5.6002e-05 | 7.3438e-05 | 6.6191e-05 | 8.9642e-05 | 8.3613e-05 | 8.0816e-05 | 8.6802e-05 | 0.00010393 | 0.00034245 | 0.00034245
01/02 04:00:00 | 1 | 2 | 4 | 28 | WD | 0 | 0.00018851 | 0.00018851 | 0 | 0 | 0.00022651 | 0.00011415 | 0 | 0 | 2.1781e-05 | 0.00044149 | -0.0019786 | 0.00018851 | 0.00027374 | 8.2211e-05 | 0.00024749 | 8.2211e-05 | 0.00011415 | 0.00022925 | 0.00011415 | 0 | 6.5591e-05 | 0.0001118 | 8.666e-05 | 7.7161e-05 | 8.0097e-05 | 0.00053146 | 0.00049802 | 0.00050869 | 0.00050869 | 0.00011415 | 0.00011415 | 0.00011415 | 0.00011416 | 0.00011415 | 0.00011415 | 4.5596e-05 | 6.8975e-05 | 6.1912e-05 | 5.8304e-05 | 0.00022929 | 0.00011415 | 0.00011415 | 0.00011415 | 0.00011415 | 1.5508e-06 | 3.0373e-05 | 5.892e-05 | 7.5451e-05 | 7.1667e-05 | 8.988e-05 | 8.3979e-05 | 8.1242e-05 | 8.7199e-05 | 0.00010437 | 0.00036236 | 0.00036236
01/02 05:00:00 | 1 | 2 | 5 | 29 | WD | 0 | 0.00020562 | 0.00020562 | 3.3929e-06 | 7.514e-05 | 0.00021796 | 0.00011415 | 0 | 0 | 6.5342e-05 | 0.00042212 | 0.0011888 | 0.00020562 | 0.00029008 | 8.1198e-05 | 0.00025844 | 8.1198e-05 | 0.00011415 | 0.00022925 | 0.00011415 | 0 | 6.5591e-05 | 0.0001118 | 0.00014638 | 7.7139e-05 | 9.8537e-05 | 0.00088081 | 0.00049793 | 0.00062009 | 0.00062009 | 0.00011415 | 0.00011415 | 0.00011415 | 0.00011416 | 0.00011415 | 0.00011415 | 5.4768e-05 | 7.0282e-05 | 7.6832e-05 | 8.0178e-05 | 0.00022929 | 0.00011415 | 0.00011415 | 0.00011415 | 0.00011415 | 2.0054e-06 | 3.7834e-05 | 7.9583e-05 | 0.00010376 | 7.7715e-05 | 9.0271e-05 | 8.8195e-05 | 8.7231e-05 | 8.7605e-05 | 0.00010467 | 0.0003467 | 0.0003467
01/02 06:00:00 | 1 | 2 | 6 | 30 | WD | 0 | 0.00021331 | 0.00021331 | 9.9696e-06 | 7.8158e-05 | -1.5577e-12 | 0.00011415 | 0 | 0 | 0.00013613 | 0.00041092 | 0.0031284 | 0.00021331 | 0.00029477 | 8.7512e-05 | 0.0002639 | 8.7512e-05 | 0.00011415 | 0.00022925 | 0.00011415 | 0 | 6.5591e-05 | 0.0001118 | 0.00013974 | 8.1132e-05 | 9.9244e-05 | 0.00084391 | 0.00052248 | 0.00062503 | 0.00062503 | 0.00011415 | 0.00011415 | 0.00011415 | 0.00011416 | 0.00011415 | 0.00011415 | 9.1181e-05 | 9.299e-05 | 0.0001022 | 0.0001069 | 0.00022929 | 0.00011415 | 0.00011415 | 0.00011415 | 0.00011415 | 3.0749e-06 | 6.2531e-05 | 0.00011054 | 0.00013835 | 9.6559e-05 | 9.853e-05 | 9.5823e-05 | 9.4568e-05 | 8.884e-05 | 0.00010479 | 0.00033245 | 0.00033245
01/02 07:00:00 | 1 | 2 | 7 | 31 | WD | 0 | 0.00024194 | 0.00024194 | 0.0020845 | 0.00016927 | 7.5464e-14 | 0.00011415 | 0 | 0 | 0.00015247 | -0.00098353 | 0.0034787 | 0.00024194 | -0.00022996 | 9.9871e-05 | 0.00028993 | 9.9871e-05 | 0.00011415 | 0.00022925 | 0.00011415 | 0 | 6.5591e-05 | 0.0001126 | 0.00012605 | 8.6831e-05 | 9.895e-05 | 0.00074569 | 0.00053925 | 0.00060511 | 0.00060511 | 0.00011415 | 0.00011415 | 0.00011415 | 0.00011416 | 0.00011415 | 0.00011415 | 0.00012828 | 0.00012421 | 0.00013044 | 0.00013363 | 0.00022929 | 0.00011415 | 0.00011415 | 0.00011415 | 0.00011415 | 4.0107e-06 | 9.1597e-05 | 8.8347e-05 | 8.6466e-05 | 0.00011605 | 0.00011195 | 0.00010506 | 0.00010187 | 8.8185e-05 | 0.00012602 | 0.0010723 | 0.0010723
01/02 08:00:00 | 1 | 2 | 8 | 32 | WD | 0 | 0.00024476 | 0.00024476 | 5.722e-05 | 0.00026192 | 4.7973e-13 | 0.00011415 | 2.0071e-05 | 2.0071e-05 | 0.00013613 | -0.00046726 | 0.0031974 | 0.00024476 | -4.6391e-05 | 0.00011103 | 0.00027848 | 0.00011103 | 0.00011415 | 0.00017194 | 0.00011415 | 2.0606e-06 | 6.5591e-05 | 0.0001126 | 0.0001058 | 0.00010145 | 0.0001028 | 0.00062221 | 0.0006229 | 0.00062268 | 0.00062268 | 0.00011415 | 0.00011415 | 0.00011415 | 0.00011416 | 0.00011415 | 0.00011415 | 0.000149 | 0.00014171 | 0.00018943 | 0.00021381 | 0.00019014 | 0.00011415 | 0.00011415 | 0.00011415 | 0.00011415 | 1.1968e-05 | 0.00011872 | 0.00013129 | 0.00013857 | 0.00012695 | 0.00012077 | 0.00012777 | 0.00013101 | 8.7985e-05 | 0.00012332 | 0.0011105 | 0.0011105
01/02 09:00:00 | 1 | 2 | 9 | 33 | WD | 4.4445e-05 | 0.00025752 | 0.00025752 | 0.0011036 | 0.00017507 | 1.5523e-12 | 0.00011415 | 8.8557e-05 | 8.8557e-05 | 5.9897e-05 | -0.00021995 | 0.0027027 | 0.00025752 | 0.00013199 | 0.00011108 | 0.00031372 | 0.00011108 | 0.00011415 | 0 | 0.00011415 | 5.1656e-05 | 0.00016398 | 0.0001685 | 0.00010909 | 0.00010375 | 0.0001054 | 0.00064116 | 0.00063696 | 0.00063829 | 0.00063829 | 0.00011415 | 0.00011415 | 0.00011415 | 0.00011416 | 0.00011415 | 0.00011415 | 0.00016895 | 0.00015383 | 0.00019353 | 0.00021381 | 0 | 0.00011415 | 0.00011415 | 0.00011415 | 0.00011415 | 6.2485e-05 | 0.00014331 | 0.00014227 | 0.00014167 | 0.00013714 | 0.00011948 | 0.00014502 | 0.00015687 | 8.797e-05 | 0.00012035 | 0.00090287 | 0.00090287
01/02 10:00:00 | 1 | 2 | 10 | 34 | WD | 0.00012641 | 0.00029409 | 0.00029409 | 5.1202e-05 | 0.00017257 | 0.00021486 | 0.00011415 | 0.00015063 | 0.00015063 | 4.0839e-05 | -0.00014814 | 0.0022151 | 0.00029409 | 0.0003027 | 0.00011156 | 0.00036705 | 0.00011156 | 0.00011415 | 0 | 0.00011415 | 0.00023196 | 0.00029516 | 0.0002244 | 0.00011236 | 0.00010369 | 0.00010637 | 0.00066028 | 0.00063658 | 0.00064414 | 0.00064414 | 0.00011415 | 0.00011415 | 0.00011415 | 0.00011416 | 0.00011415 | 0.00011415 | 0.0001871 | 0.00015456 | 0.00019377 | 0.00021381 | 0 | 0.00011415 | 0.00011415 | 0.00011415 | 0.00011415 | 0.00014623 | 0.00018317 | 0.00015977 | 0.00014621 | 0.00014777 | 0.00011997 | 0.00015022 | 0.00016425 | 8.7615e-05 | 0.00011867 | 0.00079849 | 0.00079849
01/02 11:00:00 | 1 | 2 | 11 | 35 | WD | 0.00018266 | 0.0002371 | 0.0002371 | 0.00050802 | 0.00016893 | 0.00021991 | 0.00011415 | 0 | 0 | 4.0839e-05 | 0.0013893 | 0.0018165 | 0.0002371 | 0.00054748 | 0.00011463 | 0.00028583 | 0.00011463 | 0.00011415 | 0 | 0.00011415 | 0.00035592 | 0.00029516 | 0.0002244 | 0.00011293 | 0.00010361 | 0.00010649 | 0.0006635 | 0.00063609 | 0.00064484 | 0.00064484 | 0.00011415 | 0.00011415 | 0.00011415 | 0.00011416 | 0.00011415 | 0.00011415 | 0.00018706 | 0.00015413 | 0.00019363 | 0.00021381 | 0 | 0.00011415 | 0.00011415 | 0.00011415 | 0.00011415 | 0.0002128 | 0.00021618 | 0.00017424 | 0.00014995 | 0.00014903 | 0.00011979 | 0.00014902 | 0.00016257 | 8.6922e-05 | 0.00011749 | 0.00072516 | 0.00072516
01/02 12:00:00 | 1 | 2 | 12 | 36 | WD | 0.00021633 | 0.00022174 | 0.00022174 | 0.00083744 | 0.00016535 | 0.00021998 | 0.00011415 | 0 | 0 | 4.0839e-05 | 0.00075631 | 0.0015249 | 0.00022174 | 0.00042645 | 0.00011458 | 0.00026452 | 0.00011458 | 0.00011415 | 0 | 0.00011415 | 0.00044128 | 0.00029516 | 0.0002244 | 0.00014215 | 0.00010347 | 0.00011542 | 0.00083478 | 0.0006352 | 0.00069888 | 0.00069888 | 0.00011415 | 0.00011415 | 0.00011415 | 0.00011416 | 0.00011415 | 0.00011415 | 0.000187 | 0.00015348 | 0.00019341 | 0.00021381 | 0 | 0.00011415 | 0.00011415 | 0.00011415 | 0.00011415 | 0.00025624 | 0.0002385 | 0.00022723 | 0.0002207 | 0.00014915 | 0.00011952 | 0.00015009 | 0.00016427 | 8.6641e-05 | 0.00011623 | 0.00065216 | 0.00065216
01/02 13:00:00 | 1 | 2 | 13 | 37 | WD | 0.00022075 | 0.00022029 | 0.00022029 | -0.00023432 | 0.00016264 | 0.00021627 | 0.00011415 | 0 | 0 | 4.0839e-05 | 0.00054934 | 0.0013102 | 0.00022029 | 0.0003836 | 0.00011115 | 0.00026358 | 0.00011115 | 0.00011415 | 0 | 0.00011415 | 0.0004615 | 0.00029516 | 0.0002244 | 0.0001132 | 0.00010346 | 0.00010647 | 0.00066488 | 0.00063519 | 0.00064466 | 0.00064466 | 0.00011415 | 0.00011415 | 0.00011415 | 0.00011416 | 0.00011415 | 0.00011415 | 0.00018694 | 0.0001532 | 0.00019331 | 0.00021381 | 0 | 0.00011415 | 0.00011415 | 0.00011415 | 0.00011415 | 0.00026768 | 0.00024334 | 0.00022937 | 0.00022128 | 0.00014879 | 0.00011942 | 0.00015298 | 0.00016854 | 8.6684e-05 | 0.00011552 | 0.00060362 | 0.00060362
01/02 14:00:00 | 1 | 2 | 14 | 38 | WD | 0.00018902 | 0.00020551 | 0.00020551 | 0.0010187 | 8.049e-05 | 0.00022375 | 0.00011415 | 0 | 0 | 4.0839e-05 | 0.00045246 | 0.0011371 | 0.00020551 | 0.0003536 | 0.00011051 | 0.00025507 | 0.00011051 | 0.00011415 | 0 | 0.00011415 | 0.00040066 | 0.00029516 | 0.0002244 | 0.00011417 | 0.00010767 | 0.00010968 | 0.00067046 | 0.00066101 | 0.00066402 | 0.00066402 | 0.00011415 | 0.00011415 | 0.00011415 | 0.00011416 | 0.00011415 | 0.00011415 | 0.00018653 | 0.00015279 | 0.00019317 | 0.00021381 | 0 | 0.00011415 | 0.00011415 | 0.00011415 | 0.00011415 | 0.00023688 | 0.00022687 | 0.00022238 | 0.00021979 | 0.00014709 | 0.00012078 | 0.00015143 | 0.00016564 | 8.6717e-05 | 0.00011511 | 0.00056209 | 0.00056209
01/02 15:00:00 | 1 | 2 | 15 | 39 | WD | 0.00012976 | 0.00021179 | 0.00021179 | 9.8356e-06 | 0.00015927 | 0.00023635 | 0.00011415 | 0 | 0 | 4.0839e-05 | 0.00040488 | 0.00099189 | 0.00021179 | 0.00033963 | 0.00010956 | 0.00025233 | 0.00010956 | 0.00011415 | 0 | 0.00011415 | 0.00027954 | 0.00029516 | 0.0002244 | 0.00011408 | 0.00010727 | 0.00010937 | 0.0006698 | 0.00065852 | 0.00066212 | 0.00066212 | 0.00011415 | 0.00011415 | 0.00011415 | 0.00011416 | 0.00011415 | 0.00011415 | 0.00018548 | 0.00015218 | 0.00019297 | 0.00021381 | 0 | 0.00011415 | 0.00011415 | 0.00011415 | 0.00011415 | 0.0001718 | 0.00019327 | 0.00016452 | 0.00014787 | 0.0001464 | 0.00012045 | 0.00014923 | 0.00016257 | 8.6742e-05 | 0.00011492 | 0.00053051 | 0.00053051
01/02 16:00:00 | 1 | 2 | 16 | 40 | WD | 5.2853e-05 | 0.00021119 | 0.00021119 | 2.4178e-05 | 7.9599e-05 | 0.00024949 | 0.00011415 | 0 | 0 | 7.0788e-05 | 0.00038779 | 0.00088397 | 0.00021119 | 0.00034689 | 0.00011092 | 0.00026164 | 0.00011092 | 0.00011415 | 0 | 0.00011415 | 0.00014753 | 0.00029516 | 0.0002244 | 0.00011099 | 0.00010335 | 0.00010571 | 0.00065159 | 0.00063445 | 0.00063992 | 0.00063992 | 0.00011415 | 0.00011415 | 0.00011415 | 0.00011416 | 0.00011415 | 0.00011415 | 0.00016661 | 0.00015077 | 0.00019249 | 0.00021381 | 0 | 0.00011415 | 0.00011415 | 0.00011415 | 0.00011415 | 8.8594e-05 | 0.00015272 | 0.00014699 | 0.00014367 | 0.00013455 | 0.00011864 | 0.00014865 | 0.00016257 | 8.6765e-05 | 0.00011494 | 0.00050811 | 0.00050811
01/02 17:00:00 | 1 | 2 | 17 | 41 | WD | 0 | 0.00023801 | 0.00023801 | 0.0010119 | 0.00016084 | -2.0051e-12 | 0.00011415 | 3.7649e-05 | 3.7649e-05 | 0.00015247 | -0.0010579 | 0.00082383 | 0.00023801 | -3.5451e-05 | 0.00012 | 0.00028139 | 0.00012 | 0.00011415 | 0.00011463 | 0.00011415 | 1.5529e-05 | 0.00029516 | 0.0002244 | 0.00010285 | 0.00010271 | 0.00010275 | 0.00060386 | 0.00063053 | 0.00062202 | 0.00062202 | 0.00011415 | 0.00011415 | 0.00011415 | 0.00011416 | 0.00011415 | 0.00011415 | 0.00014779 | 0.0001454 | 0.00015249 | 0.00015611 | 0.00011465 | 0.00011415 | 0.00011415 | 0.00011415 | 0.00011415 | 1.445e-05 | 0.00011285 | 0.00010562 | 0.00010143 | 0.00012626 | 0.00012085 | 0.00014558 | 0.00015705 | 8.6819e-05 | 0.00011526 | 0.00052831 | 0.00052831
01/02 18:00:00 | 1 | 2 | 18 | 42 | WD | 0 | 0.00024337 | 0.00024337 | 0.00084061 | 0.0001641 | -7.5459e-13 | 0.00011415 | 0 | 0 | 0.00021236 | -0.00050181 | 0.00082646 | 0.00024337 | 0.00015389 | 0.00013406 | 0.00028244 | 0.00013406 | 0.00011415 | 0.00022925 | 0.00011415 | 0 | 0.00029516 | 0.0002244 | 0.00010069 | 0.00010234 | 0.00010183 | 0.00059109 | 0.00062827 | 0.00061641 | 0.00061641 | 0.00011415 | 0.00011415 | 0.00011415 | 0.00011416 | 0.00011415 | 0.00011415 | 0.00012914 | 0.00014044 | 0.00012963 | 0.00012411 | 0.00022929 | 0.00011415 | 0.00011415 | 0.00011415 | 0.00011415 | 5.5549e-06 | 9.068e-05 | 8.4109e-05 | 8.0304e-05 | 0.00011937 | 0.00012328 | 0.00014369 | 0.00015316 | 8.6839e-05 | 0.00011558 | 0.00055097 | 0.00055097
01/02 19:00:00 | 1 | 2 | 19 | 43 | WD | 0 | 0.00026848 | 0.00026848 | 0.00021719 | 0.00016746 | -3.8268e-13 | 0.00011415 | 0 | 0 | 0.00028587 | -0.00025219 | 0.00081106 | 0.00026848 | 0.00035749 | 0.00014271 | 0.00030956 | 0.00014271 | 0.00011415 | 0.00022925 | 0.00011415 | 0 | 6.5591e-05 | 0.0001126 | 0.00010087 | 0.00010023 | 0.00010043 | 0.00059202 | 0.00061533 | 0.00060789 | 0.00060789 | 0.00011415 | 0.00011415 | 0.00011415 | 0.00011416 | 0.00011415 | 0.00011415 | 0.00012867 | 0.00012924 | 0.00011284 | 0.00010446 | 0.00022929 | 0.00011415 | 0.00011415 | 0.00011415 | 0.00011415 | 4.7071e-06 | 8.1186e-05 | 7.2578e-05 | 6.7593e-05 | 0.00011774 | 0.00011901 | 0.00011913 | 0.00011919 | 8.6848e-05 | 0.00011567 | 0.00074076 | 0.00074076
01/02 20:00:00 | 1 | 2 | 20 | 44 | WD | 0 | 0.00025694 | 0.00025694 | 2.7996e-05 | 0.00016812 | -2.8565e-13 | 0.00011415 | 0 | 0 | 0.00034305 | -0.00011101 | 0.00078775 | 0.00025694 | 0.00032612 | 0.00014653 | 0.00028925 | 0.00014653 | 0.00011415 | 0.00022925 | 0.00011415 | 0 | 6.5591e-05 | 0.0001126 | 9.891e-05 | 9.8732e-05 | 9.8787e-05 | 0.00058046 | 0.00060612 | 0.00059793 | 0.00059793 | 0.00011415 | 0.00011415 | 0.00011415 | 0.00011416 | 0.00011415 | 0.00011415 | 0.00011028 | 0.00012072 | 0.00010105 | 9.1006e-05 | 0.00022929 | 0.00011415 | 0.00011415 | 0.00011415 | 0.00011415 | 6.0385e-06 | 7.1053e-05 | 0.00010064 | 0.00011777 | 0.00010824 | 0.00011592 | 0.00011411 | 0.00011327 | 8.6827e-05 | 0.00011606 | 0.00076125 | 0.00076125
01/02 21:00:00 | 1 | 2 | 21 | 45 | WD | 0 | 0.00024387 | 0.00024387 | 2.4504e-05 | 0.00014942 | 0 | 0.00011415 | 0 | 0 | 0.00034849 | -6.9056e-05 | 0.00071135 | 0.00024387 | 0.00028905 | 0.00014762 | 0.00027295 | 0.00014762 | 0.00011415 | 0.00022925 | 0.00011415 | 0 | 6.5591e-05 | 0.0001126 | 9.8574e-05 | 9.5634e-05 | 9.6543e-05 | 0.00057846 | 0.0005871 | 0.00058434 | 0.00058434 | 0.00011415 | 0.00011415 | 0.00011415 | 0.00011416 | 0.00011415 | 0.00011415 | 0.00010984 | 0.00010476 | 8.6009e-05 | 7.6429e-05 | 0.00022929 | 0.00011415 | 0.00011415 | 0.00011415 | 0.00011415 | 4.8306e-06 | 5.9917e-05 | 8.4608e-05 | 9.8906e-05 | 0.00010666 | 0.00010986 | 0.00010446 | 0.00010196 | 8.6795e-05 | 0.00011636 | 0.00081624 | 0.00081624
01/02 22:00:00 | 1 | 2 | 22 | 46 | WD | 0 | 0.00023652 | 0.00023652 | 0.00094299 | 9.8067e-05 | 2.0698e-12 | 0.00011415 | 0 | 0 | 0.00023959 | -4.6635e-05 | 0.00055082 | 0.00023652 | 0.0002768 | 0.00014405 | 0.00027668 | 0.00014405 | 0.00011415 | 0.00022925 | 0.00011415 | 0 | 6.5591e-05 | 0.0001126 | 9.522e-05 | 8.1659e-05 | 8.585e-05 | 0.00057462 | 0.00050131 | 0.0005247 | 0.0005247 | 0.00011415 | 0.00011415 | 0.00011415 | 0.00011416 | 0.00011415 | 0.00011415 | 0.00010924 | 9.2279e-05 | 7.4921e-05 | 6.6052e-05 | 0.00022929 | 0.00011415 | 0.00011415 | 0.00011415 | 0.00011415 | 3.2016e-06 | 4.5412e-05 | 7.0785e-05 | 8.5478e-05 | 0.00010505 | 9.872e-05 | 9.8228e-05 | 9.7999e-05 | 9.0257e-05 | 9.6001e-05 | 0.00083993 | 0.00083993
01/02 23:00:00 | 1 | 2 | 23 | 47 | WD | 0 | 0.00022844 | 0.00022844 | -0.00090545 | 0.0001591 | 7.9772e-13 | 0.00011415 | 0 | 0 | 0.00013341 | 0.0012421 | -0.0018135 | 0.00022844 | 0.00051032 | 0.00013614 | 0.00026317 | 0.00013614 | 0.00011415 | 0.00022925 | 0.00011415 | 0 | 6.5591e-05 | 0.0001118 | 9.4771e-05 | 7.7136e-05 | 8.2586e-05 | 0.00057697 | 0.00049175 | 0.00051894 | 0.00051894 | 0.00011415 | 0.00011415 | 0.00011415 | 0.00011416 | 0.00011415 | 0.00011415 | 0.00010883 | 6.9436e-05 | 6.3877e-05 | 6.1037e-05 | 0.00022929 | 0.00011415 | 0.00011415 | 0.00011415 | 0.00011415 | 2.0797e-06 | 3.3003e-05 | 6.2124e-05 | 7.8988e-05 | 0.00010369 | 8.997e-05 | 8.9678e-05 | 8.9543e-05 | 9.1313e-05 | 0.0001005 | 8.3612e-05 | 8.3612e-05
01/02 24:00:00 | 1 | 2 | 24 | 48 | WD | 0 | 0.00018453 | 0.00018453 | 0.00099735 | 7.768e-05 | -1.3906e-12 | 0.00011415 | 0 | 0 | 5.4452e-05 | 0.00070678 | -0.0042247 | 0.00018453 | 0.00030481 | 0.00012638 | 0.00021913 | 0.00012638 | 0.00011415 | 0.00022925 | 0.00011415 | 0 | 6.5591e-05 | 0.0001118 | 0.00012326 | 7.7112e-05 | 9.1375e-05 | 0.00074489 | 0.00049778 | 0.00057662 | 0.00057662 | 0.00011415 | 0.00011415 | 0.00011415 | 0.00011416 | 0.00011415 | 0.00011415 | 9.9691e-05 | 6.8344e-05 | 6.1493e-05 | 5.7992e-05 | 0.00022929 | 0.00011415 | 0.00011415 | 0.00011415 | 0.00011415 | 1.729e-06 | 2.6771e-05 | 5.7344e-05 | 7.5048e-05 | 9.8647e-05 | 8.9652e-05 | 8.9049e-05 | 8.877e-05 | 9.1767e-05 | 0.00010218 | 0.00016266 | 0.00016266
01/03 01:00:00 | 1 | 3 | 1 | 49 | WE | 0 | 0.00013265 | 0.00013265 | 2.3454e-06 | 7.5745e-05 | 0.00025245 | 0.00011415 | 0 | 0 | 2.1781e-05 | 0.00043698 | -0.0053932 | 0.00013265 | 6.6684e-05 | 9.281e-05 | 0.00015432 | 9.281e-05 | 0.00011415 | 0.00022925 | 0.00011415 | 0 | 1.6398e-05 | 1.3975e-05 | 8.9855e-05 | 7.7103e-05 | 8.1043e-05 | 0.00051217 | 0.00049776 | 0.00050236 | 0.00050236 | 0.00011415 | 0.00011415 | 0.00011415 | 0.00011416 | 0.00011415 | 0.00011415 | 9.1034e-05 | 6.7637e-05 | 6.0012e-05 | 5.6116e-05 | 0.00022929 | 0.00011415 | 0.00011415 | 0.00011415 | 0.00011415 | 2.6738e-06 | 2.2734e-05 | 5.4326e-05 | 7.262e-05 | 9.2503e-05 | 8.9369e-05 | 8.3574e-05 | 8.0886e-05 | 8.5358e-05 | 0.00010322 | 0.0002126 | 0.0002126
01/03 02:00:00 | 1 | 3 | 2 | 50 | WE | 0 | 0.00016221 | 0.00016221 | 0 | 0 | 0.00023244 | 0.00011415 | 0 | 0 | 2.1781e-05 | 0.0004666 | -0.0061275 | 0.00016221 | 0.0001756 | 8.6205e-05 | 0.00020921 | 8.6205e-05 | 0.00011415 | 0.00022925 | 0.00011415 | 0 | 1.6398e-05 | 1.3975e-05 | 8.8792e-05 | 7.7098e-05 | 8.0712e-05 | 0.00049335 | 0.00049775 | 0.00049635 | 0.00049635 | 0.00011415 | 0.00011415 | 0.00011415 | 0.00011416 | 0.00011415 | 0.00011415 | 9.1034e-05 | 6.7538e-05 | 5.9021e-05 | 5.4669e-05 | 0.00022929 | 0.00011415 | 0.00011415 | 0.00011415 | 0.00011415 | 2.6738e-06 | 2.2169e-05 | 5.2933e-05 | 7.0747e-05 | 9.253e-05 | 8.9346e-05 | 8.313e-05 | 8.0247e-05 | 8.5379e-05 | 0.00010392 | 0.00023671 | 0.00023671
01/03 03:00:00 | 1 | 3 | 3 | 51 | WE | 0 | 0.00019078 | 0.00019078 | 1.356e-08 | 7.4436e-05 | 0.00022975 | 0.00011415 | 0 | 0 | 2.1781e-05 | 0.00043765 | -0.0050506 | 0.00019078 | 0.00024011 | 8.4304e-05 | 0.00023905 | 8.4304e-05 | 0.00011415 | 0.00022925 | 0.00011415 | 0 | 1.6398e-05 | 1.3975e-05 | 8.858e-05 | 7.7099e-05 | 8.0647e-05 | 0.00049019 | 0.00049775 | 0.00049534 | 0.00049534 | 0.00011415 | 0.00011415 | 0.00011415 | 0.00011416 | 0.00011415 | 0.00011415 | 9.1034e-05 | 6.7578e-05 | 5.8145e-05 | 5.3326e-05 | 0.00022929 | 0.00011415 | 0.00011415 | 0.00011415 | 0.00011415 | 2.6738e-06 | 2.2396e-05 | 5.1915e-05 | 6.9009e-05 | 9.2549e-05 | 8.9365e-05 | 8.2885e-05 | 7.9879e-05 | 8.5379e-05 | 0.00010441 | 0.00025836 | 0.00025836
01/03 04:00:00 | 1 | 3 | 4 | 52 | WE | 0 | 0.00019127 | 0.00019127 | 7.4139e-07 | 7.4492e-05 | 0.00022651 | 0.00011415 | 0 | 0 | 2.1781e-05 | 0.00040122 | -0.0016958 | 0.00019127 | 0.00025328 | 8.2413e-05 | 0.00024013 | 8.2413e-05 | 0.00011415 | 0.00022925 | 0.00011415 | 0 | 1.6398e-05 | 1.3975e-05 | 8.844e-05 | 7.7101e-05 | 8.0605e-05 | 0.00048812 | 0.00049776 | 0.00049469 | 0.00049469 | 0.00011415 | 0.00011415 | 0.00011415 | 0.00011416 | 0.00011415 | 0.00011415 | 9.1034e-05 | 6.8179e-05 | 5.8423e-05 | 5.3438e-05 | 0.00022929 | 0.00011415 | 0.00011415 | 0.00011415 | 0.00011415 | 2.6738e-06 | 2.5829e-05 | 5.3266e-05 | 6.9154e-05 | 9.2552e-05 | 8.9547e-05 | 8.2963e-05 | 7.991e-05 | 8.5514e-05 | 0.00010457 | 0.00025422 | 0.00025422
01/03 05:00:00 | 1 | 3 | 5 | 53 | WE | 0 | 0.00018738 | 0.00018738 | 0 | 0 | 0.00021796 | 0.00011415 | 0 | 0 | 6.5342e-05 | 0.00038094 | 0.0014912 | 0.00018738 | 0.00026423 | 8.158e-05 | 0.00024373 | 8.158e-05 | 0.00011415 | 0.00022925 | 0.00011415 | 0 | 1.6398e-05 | 1.3975e-05 | 0.00010007 | 7.7119e-05 | 8.4212e-05 | 0.00055528 | 0.00049784 | 0.00051617 | 0.00051617 | 0.00011415 | 0.00011415 | 0.00011415 | 0.00011416 | 0.00011415 | 0.00011415 | 9.1034e-05 | 6.9401e-05 | 6.1076e-05 | 5.6823e-05 | 0.00022929 | 0.00011415 | 0.00011415 | 0.00011415 | 0.00011415 | 2.6738e-06 | 3.2805e-05 | 5.8598e-05 | 7.3534e-05 | 9.2663e-05 | 8.9921e-05 | 8.3715e-05 | 8.0836e-05 | 8.5574e-05 | 0.00010463 | 0.0002574 | 0.0002574
01/03 06:00:00 | 1 | 3 | 6 | 54 | WE | 0 | 0.00020761 | 0.00020761 | 1.0239e-05 | 0.0001573 | -1.5577e-12 | 0.00011415 | 0 | 0 | 0.00013613 | 0.00037612 | 0.0034191 | 0.00020761 | 0.00026712 | 8.8117e-05 | 0.00024373 | 8.8117e-05 | 0.00011415 | 0.00022925 | 0.00011415 | 0 | 1.6398e-05 | 1.3975e-05 | 9.9208e-05 | 8.0332e-05 | 8.6166e-05 | 0.00054935 | 0.00051755 | 0.0005277 | 0.0005277 | 0.00011415 | 0.00011415 | 0.00011415 | 0.00011416 | 0.00011415 | 0.00011415 | 9.1034e-05 | 8.6668e-05 | 7.4596e-05 | 6.8429e-05 | 0.00022929 | 0.00011415 | 0.00011415 | 0.00011415 | 0.00011415 | 2.6738e-06 | 4.7626e-05 | 7.3544e-05 | 8.8553e-05 | 9.2666e-05 | 9.6261e-05 | 8.7895e-05 | 8.4014e-05 | 8.5589e-05 | 0.00010466 | 0.0002579 | 0.0002579
01/03 07:00:00 | 1 | 3 | 7 | 55 | WE | 0 | 0.00023182 | 0.00023182 | 2.4798e-05 | 0.00017189 | 7.5442e-14 | 0.00011415 | 0 | 0 | 0.00015247 | -0.0010637 | 0.0037545 | 0.00023182 | -0.00022657 | 0.00010137 | 0.00027481 | 0.00010137 | 0.00011415 | 0.00022925 | 0.00011415 | 0 | 1.6398e-05 | 1.4769e-05 | 9.9926e-05 | 8.6281e-05 | 9.0498e-05 | 0.00053741 | 0.00053586 | 0.00053635 | 0.00053635 | 0.00011415 | 0.00011415 | 0.00011415 | 0.00011416 | 0.00011415 | 0.00011415 | 9.1034e-05 | 0.00011711 | 9.2869e-05 | 8.0485e-05 | 0.00022929 | 0.00011415 | 0.00011415 | 0.00011415 | 0.00011415 | 2.6738e-06 | 6.6196e-05 | 9.0235e-05 | 0.00010416 | 9.2633e-05 | 0.00010953 | 9.9355e-05 | 9.4633e-05 | 8.1229e-05 | 0.00012632 | 9.7381e-05 | 9.7381e-05
01/03 08:00:00 | 1 | 3 | 8 | 56 | WE | 0 | 0.00022674 | 0.00022674 | 0.0010852 | 0.00017828 | 4.7973e-13 | 0.00011415 | 2.0065e-05 | 2.0065e-05 | 0.00013613 | -0.00044354 | 0.0034403 | 0.00022674 | -2.1838e-06 | 0.000114 | 0.00026483 | 0.000114 | 0.00011415 | 0.00017194 | 0.00011415 | 5.1499e-07 | 1.6398e-05 | 1.4769e-05 | 9.5597e-05 | 0.00010155 | 9.9712e-05 | 0.00050399 | 0.00062351 | 0.00058537 | 0.00058537 | 0.00011415 | 0.00011415 | 0.00011415 | 0.00011416 | 0.00011415 | 0.00011415 | 9.1034e-05 | 0.00013712 | 0.00010659 | 9.0996e-05 | 0.00019014 | 0.00011415 | 0.00011415 | 0.00011415 | 0.00011415 | 4.5431e-06 | 9.2472e-05 | 0.00010854 | 0.00011784 | 9.1532e-05 | 0.00011925 | 0.00010574 | 9.9483e-05 | 8.249e-05 | 0.00012231 | 0.00021727 | 0.00021727
01/03 09:00:00 | 1 | 3 | 9 | 57 | WE | 4.3328e-05 | 0.00024388 | 0.00024388 | 4.7134e-05 | 0.00026891 | 1.5523e-12 | 0.00011415 | 8.8522e-05 | 8.8522e-05 | 5.9897e-05 | -0.00022402 | 0.0029319 | 0.00024388 | 0.00017137 | 0.00011567 | 0.00027918 | 0.00011567 | 0.00011415 | 0 | 0.00011415 | 5.1635e-06 | 1.6398e-05 | 1.4769e-05 | 9.5566e-05 | 0.00010348 | 0.00010103 | 0.00049502 | 0.0006353 | 0.00059055 | 0.00059055 | 0.00011415 | 0.00011415 | 0.00011415 | 0.00011416 | 0.00011415 | 0.00011415 | 9.1034e-05 | 0.00014842 | 0.00011634 | 9.9958e-05 | 0 | 0.00011415 | 0.00011415 | 0.00011415 | 0.00011415 | 2.971e-05 | 0.00012327 | 0.000128 | 0.00013073 | 8.6759e-05 | 0.00011742 | 0.00010258 | 9.5705e-05 | 8.4755e-05 | 0.00011924 | 0.000138 | 0.000138
01/03 10:00:00 | 1 | 3 | 10 | 58 | WE | 0.0001235 | 0.00025666 | 0.00025666 | 0.00055687 | 0.00017657 | 0.00021486 | 0.00011415 | 0.00015041 | 0.00015041 | 4.0839e-05 | -0.00014987 | 0.0024572 | 0.00025666 | 0.00035748 | 0.00011778 | 0.00031186 | 0.00011778 | 0.00011415 | 0 | 0.00011415 | 1.2868e-05 | 1.6398e-05 | 1.4769e-05 | 9.6231e-05 | 0.00010357 | 0.0001013 | 0.00049569 | 0.00063584 | 0.00059112 | 0.00059112 | 0.00011415 | 0.00011415 | 0.00011415 | 0.00011416 | 0.00011415 | 0.00011415 | 9.1034e-05 | 0.00014946 | 0.00011937 | 0.000104 | 0 | 0.00011415 | 0.00011415 | 0.00011415 | 0.00011415 | 6.7741e-05 | 0.00016181 | 0.00014672 | 0.00013798 | 8.6655e-05 | 0.0001182 | 0.00010494 | 9.8783e-05 | 8.4991e-05 | 0.00011718 | 0.0001092 | 0.0001092
01/03 11:00:00 | 1 | 3 | 11 | 59 | WE | 0.00017983 | 0.00022262 | 0.00022262 | 0.00053907 | 0.00025853 | 0.00021991 | 0.00011415 | 0 | 0 | 4.0839e-05 | 0.0013333 | 0.0020797 | 0.00022262 | 0.00050869 | 0.00012151 | 0.00025025 | 0.00012151 | 0.00011415 | 0 | 0.00011415 | 1.9847e-05 | 1.6398e-05 | 1.4769e-05 | 9.5701e-05 | 0.00010375 | 0.00010126 | 0.00049265 | 0.00063693 | 0.0005909 | 0.0005909 | 0.00011415 | 0.00011415 | 0.00011415 | 0.00011416 | 0.00011415 | 0.00011415 | 9.1034e-05 | 0.00014938 | 0.00011814 | 0.00010218 | 0 | 0.00011415 | 0.00011415 | 0.00011415 | 0.00011415 | 0.00010063 | 0.00019384 | 0.00015795 | 0.00013717 | 8.6567e-05 | 0.00011838 | 0.00010407 | 9.7429e-05 | 8.5413e-05 | 0.0001158 | 8.6504e-05 | 8.6504e-05
01/03 12:00:00 | 1 | 3 | 12 | 60 | WE | 0.00021533 | 0.00020318 | 0.00020318 | 1.887e-05 | 0.00016812 | 0.00021998 | 0.00011415 | 0 | 0 | 4.0839e-05 | 0.00073571 | 0.0017813 | 0.00020318 | 0.00040233 | 0.00012155 | 0.00023621 | 0.00012155 | 0.00011415 | 0 | 0.00011415 | 2.4929e-05 | 1.6398e-05 | 1.4769e-05 | 0.0001242 | 0.00010395 | 0.00011021 | 0.00065992 | 0.00063817 | 0.00064511 | 0.00064511 | 0.00011415 | 0.00011415 | 0.00011415 | 0.00011416 | 0.00011415 | 0.00011415 | 9.1034e-05 | 0.00014911 | 0.0001139 | 9.5904e-05 | 0 | 0.00011415 | 0.00011415 | 0.00011415 | 0.00011415 | 0.00012338 | 0.00021536 | 0.00016115 | 0.00012976 | 8.6781e-05 | 0.00011835 | 0.00010422 | 9.7667e-05 | 8.5692e-05 | 0.00011464 | 5.9888e-05 | 5.9888e-05
01/03 13:00:00 | 1 | 3 | 13 | 61 | WE | 0.00021498 | 0.0001872 | 0.0001872 | 1.5619e-05 | 8.2474e-05 | 0.00021627 | 0.00011415 | 0 | 0 | 4.0839e-05 | 0.00052799 | 0.0015593 | 0.0001872 | 0.00035483 | 0.00011748 | 0.00022724 | 0.00011748 | 0.00011415 | 0 | 0.00011415 | 2.5626e-05 | 1.6398e-05 | 1.4769e-05 | 9.4651e-05 | 0.00010402 | 0.00010113 | -9.5631e-05 | 3.1609e-08 | -3.049e-05 | -3.049e-05 | 0.00011415 | 0.00011415 | 0.00011415 | 0.00011416 | 0.00011415 | 0.00011415 | 9.1034e-05 | 0.00014827 | 0.00011155 | 9.2781e-05 | 0 | 0.00011415 | 0.00011415 | 0.00011415 | 0.00011415 | 0.00012727 | 0.00021508 | 0.00015847 | 0.00012569 | 8.645e-05 | 0.0001181 | 0.00010279 | 9.5695e-05 | 8.5911e-05 | 0.0001138 | 3.6617e-05 | 3.6617e-05
01/03 14:00:00 | 1 | 3 | 14 | 62 | WE | 0.00018424 | 0.00019186 | 0.00019186 | 1.3167e-05 | 0.000163 | 0.00022375 | 0.00011415 | 0 | 0 | 4.0839e-05 | 0.00043816 | 0.001381 | 0.00019186 | 0.00033308 | 0.00011631 | 0.00022197 | 0.00011631 | 0.00011415 | 0 | 0.00011415 | 2.23e-05 | 1.6398e-05 | 1.4769e-05 | 9.6631e-05 | 0.00010832 | 0.00010471 | -9.6789e-05 | 2.104e-08 | -3.0867e-05 | -3.0867e-05 | 0.00011415 | 0.00011415 | 0.00011415 | 0.00011416 | 0.00011415 | 0.00011415 | 9.1034e-05 | 0.00014778 | 0.00010773 | 8.7265e-05 | 0 | 0.00011415 | 0.00011415 | 0.00011415 | 0.00011415 | 0.00011303 | 0.00019732 | 0.00014687 | 0.00011765 | 8.6429e-05 | 0.00011946 | 0.00010067 | 9.195e-05 | 8.6066e-05 | 0.00011324 | 1.6681e-05 | 1.6681e-05
01/03 15:00:00 | 1 | 3 | 15 | 63 | WE | 0.00012818 | 0.00018842 | 0.00018842 | 0.0010123 | 0.00016099 | 0.00023635 | 0.00011415 | 0 | 0 | 4.0839e-05 | 0.00039329 | 0.0012201 | 0.00018842 | 0.0003202 | 0.00011474 | 0.00021771 | 0.00011474 | 0.00011415 | 0 | 0.00011415 | 1.5869e-05 | 1.6398e-05 | 1.4769e-05 | 9.7369e-05 | 0.00010799 | 0.00010471 | -9.7527e-05 | 1.7881e-08 | -3.1104e-05 | -3.1104e-05 | 0.00011415 | 0.00011415 | 0.00011415 | 0.00011416 | 0.00011415 | 0.00011415 | 9.1034e-05 | 0.0001471 | 0.00010447 | 8.269e-05 | 0 | 0.00011415 | 0.00011415 | 0.00011415 | 0.00011415 | 8.397e-05 | 0.00016385 | 0.00012997 | 0.00011035 | 8.6415e-05 | 0.00011914 | 9.1257e-05 | 7.8325e-05 | 8.6158e-05 | 0.00011301 | 5.1204e-05 | 5.1204e-05
01/03 16:00:00 | 1 | 3 | 16 | 64 | WE | 4.9935e-05 | 0.00017375 | 0.00017375 | -0.0009964 | 8.0471e-05 | 0.00024949 | 0.00011415 | 0 | 0 | 7.0788e-05 | 0.00036221 | 0.0010928 | 0.00017375 | 0.00030227 | 0.00011582 | 0.00020718 | 0.00011582 | 0.00011415 | 0 | 0.00011415 | 8.2138e-06 | 1.6398e-05 | 1.4769e-05 | 9.6814e-05 | 0.00010412 | 0.00010186 | -9.8015e-05 | 1.8621e-08 | -3.126e-05 | -3.126e-05 | 0.00011415 | 0.00011415 | 0.00011415 | 0.00011416 | 0.00011415 | 0.00011415 | 9.1034e-05 | 0.00014522 | 0.00010164 | 7.9372e-05 | 0 | 0.00011415 | 0.00011415 | 0.00011415 | 0.00011415 | 4.6805e-05 | 0.00011941 | 0.00010996 | 0.00010448 | 8.6404e-05 | 0.00011721 | 8.9261e-05 | 7.6299e-05 | 8.623e-05 | 0.00011305 | 5.4617e-05 | 5.4617e-05
01/03 17:00:00 | 1 | 3 | 17 | 65 | WE | 0 | 0.00019997 | 0.00019997 | 0.0010187 | 0.00016282 | -2.0051e-12 | 0.00011415 | 3.799e-05 | 3.799e-05 | 0.00015247 | -0.00083534 | 0.0010222 | 0.00019997 | 5.4976e-05 | 0.00012479 | 0.00022593 | 0.00012479 | 0.00011415 | 0.00011463 | 0.00011415 | 8.7056e-07 | 1.6398e-05 | 1.4769e-05 | 9.178e-05 | 0.00010456 | 0.00010061 | -9.7692e-05 | 3.1514e-07 | -3.0955e-05 | -3.0955e-05 | 0.00011415 | 0.00011415 | 0.00011415 | 0.00011416 | 0.00011415 | 0.00011415 | 9.1034e-05 | 0.00014223 | 9.6868e-05 | 7.3692e-05 | 0.00011465 | 0.00011415 | 0.00011415 | 0.00011415 | 0.00011415 | 7.4544e-06 | 8.0967e-05 | 9.0196e-05 | 9.5541e-05 | 8.9194e-05 | 0.00012051 | 9.4726e-05 | 8.2767e-05 | 8.6288e-05 | 0.00011323 | 5.7677e-05 | 5.7677e-05
01/03 18:00:00 | 1 | 3 | 18 | 66 | WE | 0 | 0.00021212 | 0.00021212 | 1.4437e-05 | 0.00016651 | -7.5459e-13 | 0.00011415 | 0 | 0 | 0.00021236 | -0.00049266 | 0.00099273 | 0.00021212 | 0.00021892 | 0.00013881 | 0.0002366 | 0.00013881 | 0.00011415 | 0.00022925 | 0.00011415 | 0 | 1.6398e-05 | 1.4769e-05 | 9.2002e-05 | 0.00010297 | 9.9583e-05 | -8.7306e-05 | 3.7824e-07 | -2.7598e-05 | -2.7598e-05 | 0.00011415 | 0.00011415 | 0.00011415 | 0.00011416 | 0.00011415 | 0.00011415 | 9.1034e-05 | 0.00012663 | 8.9269e-05 | 7.0179e-05 | 0.00022929 | 0.00011415 | 0.00011415 | 0.00011415 | 0.00011415 | 2.6738e-06 | 6.8214e-05 | 8.2529e-05 | 9.0819e-05 | 9.2009e-05 | 0.0001193 | 9.6666e-05 | 8.6169e-05 | 8.5437e-05 | 0.00011338 | 7.0243e-05 | 7.0243e-05
01/03 19:00:00 | 1 | 3 | 19 | 67 | WE | 0 | 0.00024683 | 0.00024683 | 0.00054365 | 0.00017061 | -3.8268e-13 | 0.00011415 | 0 | 0 | 0.00028587 | -0.0002488 | 0.00097542 | 0.00024683 | 0.00039331 | 0.00014748 | 0.00027726 | 0.00014748 | 0.00011415 | 0.00022925 | 0.00011415 | 0 | 1.6398e-05 | 1.4769e-05 | 9.2268e-05 | 0.00010328 | 9.9879e-05 | -8.4054e-05 | 2.9338e-07 | -2.6618e-05 | -2.6618e-05 | 0.00011415 | 0.00011415 | 0.00011415 | 0.00011416 | 0.00011415 | 0.00011415 | 9.1034e-05 | 0.00012264 | 8.3483e-05 | 6.3475e-05 | 0.00022929 | 0.00011415 | 0.00011415 | 0.00011415 | 0.00011415 | 2.6738e-06 | 6.5305e-05 | 7.5968e-05 | 8.2143e-05 | 9.1971e-05 | 0.00011789 | 9.4104e-05 | 8.3071e-05 | 8.5519e-05 | 0.00011344 | 0.00015839 | 0.00015839
01/03 20:00:00 | 1 | 3 | 20 | 68 | WE | 0 | 0.00021368 | 0.00021368 | -0.00050094 | 0.00017165 | -2.8567e-13 | 0.00011415 | 0 | 0 | 0.00034305 | -0.00012207 | 0.00094173 | 0.00021368 | 0.00030041 | 0.0001514 | 0.00022612 | 0.0001514 | 0.00011415 | 0.00022925 | 0.00011415 | 0 | 1.6398e-05 | 1.4769e-05 | 0.0001043 | 0.00010336 | 0.00010365 | -8.3552e-05 | 2.5039e-07 | -2.6487e-05 | -2.6487e-05 | 0.00011415 | 0.00011415 | 0.00011415 | 0.00011416 | 0.00011415 | 0.00011415 | 9.1034e-05 | 0.00011781 | 8.0517e-05 | 6.1465e-05 | 0.00022929 | 0.00011415 | 0.00011415 | 0.00011415 | 0.00011415 | 2.6738e-06 | 6.1694e-05 | 7.2996e-05 | 7.9541e-05 | 9.2065e-05 | 0.00011614 | 9.2916e-05 | 8.2143e-05 | 8.5618e-05 | 0.00011308 | 0.00014214 | 0.00014214
01/03 21:00:00 | 1 | 3 | 21 | 69 | WE | 0 | 0.00019815 | 0.00019815 | 1.5938e-05 | 0.00016927 | 0 | 0.00011415 | 0 | 0 | 0.00034849 | -7.579e-05 | 0.00088061 | 0.00019815 | 0.00026314 | 0.00015248 | 0.00020385 | 0.00015248 | 0.00011415 | 0.00022925 | 0.00011415 | 0 | 1.6398e-05 | 1.4769e-05 | 0.00010374 | 0.00010118 | 0.00010197 | -8.3733e-05 | 1.6219e-07 | -2.6605e-05 | -2.6605e-05 | 0.00011415 | 0.00011415 | 0.00011415 | 0.00011416 | 0.00011415 | 0.00011415 | 9.1034e-05 | 0.00010413 | 7.5344e-05 | 6.0638e-05 | 0.00022929 | 0.00011415 | 0.00011415 | 0.00011415 | 0.00011415 | 2.6738e-06 | 5.5997e-05 | 7.023e-05 | 7.8471e-05 | 9.2051e-05 | 0.00011124 | 9.1184e-05 | 8.1881e-05 | 8.5688e-05 | 0.00011283 | 0.00013842 | 0.00013842
01/03 22:00:00 | 1 | 3 | 22 | 70 | WE | 0 | 0.00019624 | 0.00019624 | 1.4272e-05 | 0.00016612 | 2.0697e-12 | 0.00011415 | 0 | 0 | 0.00023959 | -5.2731e-05 | 0.00075119 | 0.00019624 | 0.00026799 | 0.00014889 | 0.00020804 | 0.00014889 | 0.00011415 | 0.00022925 | 0.00011415 | 0 | 1.6398e-05 | 1.4769e-05 | 9.8449e-05 | 8.6511e-05 | 9.02e-05 | -6.1653e-05 | 1.6317e-07 | -1.956e-05 | -1.956e-05 | 0.00011415 | 0.00011415 | 0.00011415 | 0.00011416 | 0.00011415 | 0.00011415 | 9.1034e-05 | 8.8189e-05 | 6.8193e-05 | 5.7976e-05 | 0.00022929 | 0.00011415 | 0.00011415 | 0.00011415 | 0.00011415 | 2.6738e-06 | 3.8487e-05 | 6.1627e-05 | 7.5027e-05 | 9.203e-05 | 0.00010095 | 8.7425e-05 | 8.1152e-05 | 8.702e-05 | 0.00011292 | 0.0001333 | 0.0001333
01/03 23:00:00 | 1 | 3 | 23 | 71 | WE | 0 | 0.00017564 | 0.00017564 | 0.0010135 | 0.00016093 | 7.9772e-13 | 0.00011415 | 0 | 0 | 0.00013341 | 0.00099804 | -0.0016288 | 0.00017564 | 0.00043767 | 0.00013992 | 0.00018694 | 0.00013992 | 0.00011415 | 0.00022925 | 0.00011415 | 0 | 1.6398e-05 | 1.3975e-05 | 9.0215e-05 | 8.3557e-05 | 8.5615e-05 | -5.5591e-05 | 6.0597e-06 | -1.361e-05 | -1.361e-05 | 0.00011415 | 0.00011415 | 0.00011415 | 0.00011415 | 0.00011415 | 0.00011415 | 9.1034e-05 | 6.8383e-05 | 6.1574e-05 | 5.8095e-05 | 0.00022929 | 0.00011415 | 0.00011415 | 0.00011415 | 0.00011415 | 2.6738e-06 | 2.6995e-05 | 5.751e-05 | 7.5181e-05 | 9.1935e-05 | 9.1772e-05 | 8.4539e-05 | 8.1185e-05 | 8.6827e-05 | 9.6723e-05 | 0.00013385 | 0.00013385
01/03 24:00:00 | 1 | 3 | 24 | 72 | WE | 0 | 0.00012841 | 0.00012841 | 3.1356e-06 | 7.8574e-05 | -1.3906e-12 | 0.00011415 | 0 | 0 | 5.4452e-05 | 0.00060753 | -0.0043573 | 0.00012841 | 0.0002439 | 0.00012686 | 0.00013901 | 0.00012686 | 0.00011415 | 0.00022925 | 0.00011415 | 0 | 1.6398e-05 | 1.3975e-05 | 0.0001196 | 8.4639e-05 | 9.5443e-05 | -5.7421e-05 | 1.1918e-05 | -1.0205e-05 | -1.0205e-05 | 0.00011415 | 0.00011415 | 0.00011415 | 0.00011416 | 0.00011415 | 0.00011415 | 9.1034e-05 | 6.7664e-05 | 6.0585e-05 | 5.6968e-05 | 0.00022929 | 0.00011415 | 0.00011415 | 0.00011415 | 0.00011415 | 2.6738e-06 | 2.2886e-05 | 5.5079e-05 | 7.3722e-05 | 9.2188e-05 | 9.1946e-05 | 8.4384e-05 | 8.0876e-05 | 8.6832e-05 | 9.7717e-05 | 0.0001211 | 0.0001211
01/04 01:00:00 | 1 | 4 | 1 | 73 | WE | 0 | 7.8491e-05 | 7.8491e-05 | 1.2657e-06 | 7.5753e-05 | 0.00025245 | 0.00011415 | 0 | 0 | 2.1781e-05 | 0.0005033 | -0.0054657 | 7.8491e-05 | 6.2443e-05 | 9.281e-05 | 7.7218e-05 | 9.281e-05 | 0.00011415 | 0.00022925 | 0.00011415 | 0 | 1.6398e-05 | 1.3975e-05 | 9.12e-05 | 8.5841e-05 | 8.7497e-05 | -5.3682e-05 | 1.2898e-05 | -8.3445e-06 | -8.3445e-06 | 0.00011415 | 0.00011415 | 0.00011415 | 0.00011416 | 0.00011415 | 0.00011415 | 9.1034e-05 | 6.7729e-05 | 5.9644e-05 | 5.5513e-05 | 0.00022929 | 0.00011415 | 0.00011415 | 0.00011415 | 0.00011415 | 2.6738e-06 | 2.3262e-05 | 5.4025e-05 | 7.184e-05 | 9.1904e-05 | 9.2403e-05 | 8.4256e-05 | 8.0478e-05 | 8.6836e-05 | 9.9298e-05 | 0.00011549 | 0.00011549
01/04 02:00:00 | 1 | 4 | 2 | 74 | WE | 0 | 8.6782e-05 | 8.6782e-05 | 9.2744e-07 | 7.477e-05 | 0.00023244 | 0.00011415 | 0 | 0 | 2.1781e-05 | 0.00038034 | -0.0040844 | 8.6782e-05 | 8.7315e-05 | 8.6205e-05 | 9.0555e-05 | 8.6205e-05 | 0.00011415 | 0.00022925 | 0.00011415 | 0 | 1.6398e-05 | 1.3975e-05 | 9.1215e-05 | 8.6242e-05 | 8.7779e-05 | -5.3301e-05 | 1.3021e-05 | -8.1397e-06 | -8.1397e-06 | 0.00011415 | 0.00011415 | 0.00011415 | 0.00011416 | 0.00011415 | 0.00011415 | 9.1034e-05 | 6.758e-05 | 5.8756e-05 | 5.4248e-05 | 0.00022929 | 0.00011415 | 0.00011415 | 0.00011415 | 0.00011415 | 2.6738e-06 | 2.2409e-05 | 5.2676e-05 | 7.0203e-05 | 9.1903e-05 | 9.2505e-05 | 8.4052e-05 | 8.0131e-05 | 8.6816e-05 | 9.9919e-05 | 0.00010906 | 0.00010906
01/04 03:00:00 | 1 | 4 | 3 | 75 | WE | 0 | 9.1292e-05 | 9.1292e-05 | 4.7857e-07 | 0 | 0.00022975 | 0.00011415 | 0 | 0 | 2.1781e-05 | 0.00040706 | -0.0045578 | 9.1292e-05 | 0.00013067 | 8.4304e-05 | 0.00010866 | 8.4304e-05 | 0.00011415 | 0.00022925 | 0.00011415 | 0 | 1.6398e-05 | 1.3975e-05 | 9.1208e-05 | 8.6343e-05 | 8.7847e-05 | -5.3011e-05 | 1.3026e-05 | -8.0432e-06 | -8.0432e-06 | 0.00011415 | 0.00011415 | 0.00011415 | 0.00011416 | 0.00011415 | 0.00011415 | 9.1034e-05 | 6.7485e-05 | 5.7794e-05 | 5.2843e-05 | 0.00022929 | 0.00011415 | 0.00011415 | 0.00011415 | 0.00011415 | 2.6738e-06 | 2.1869e-05 | 5.1326e-05 | 6.8384e-05 | 9.1903e-05 | 9.2514e-05 | 8.3792e-05 | 7.9747e-05 | 8.6799e-05 | 0.00010025 | 0.00011085 | 0.00011085
01/04 04:00:00 | 1 | 4 | 4 | 76 | WE | 0 | 0.00010327 | 0.00010327 | 0 | 7.4505e-05 | 0.00022651 | 0.00011415 | 0 | 0 | 2.1781e-05 | 0.00037923 | -0.0015818 | 0.00010327 | 0.00014752 | 8.2413e-05 | 0.00011486 | 8.2413e-05 | 0.00011415 | 0.00022925 | 0.00011415 | 0 | 1.6398e-05 | 1.3975e-05 | 9.1244e-05 | 8.6425e-05 | 8.7914e-05 | -5.2733e-05 | 1.3008e-05 | -7.9666e-06 | -7.9666e-06 | 0.00011415 | 0.00011415 | 0.00011415 | 0.00011416 | 0.00011415 | 0.00011415 | 9.1034e-05 | 6.7544e-05 | 5.8391e-05 | 5.3714e-05 | 0.00022929 | 0.00011415 | 0.00011415 | 0.00011415 | 0.00011415 | 2.6738e-06 | 2.2203e-05 | 5.2163e-05 | 6.9512e-05 | 9.1901e-05 | 9.2562e-05 | 8.397e-05 | 7.9985e-05 | 8.6788e-05 | 0.00010047 | 0.00010516 | 0.00010516
01/04 05:00:00 | 1 | 4 | 5 | 77 | WE | 0 | 9.8126e-05 | 9.8126e-05 | 9.8136e-07 | 6.9807e-05 | 0.00021796 | 0.00011415 | 0 | 0 | 6.5342e-05 | 0.00034045 | 0.0013753 | 9.8126e-05 | 0.00013863 | 8.158e-05 | 0.00010615 | 8.158e-05 | 0.00011415 | 0.00022925 | 0.00011415 | 0 | 1.6398e-05 | 1.3975e-05 | 0.00010302 | 8.6905e-05 | 9.1885e-05 | -5.2461e-05 | 1.297e-05 | -7.9062e-06 | -7.9062e-06 | 0.00011415 | 0.00011415 | 0.00011415 | 0.00011416 | 0.00011415 | 0.00011415 | 9.1034e-05 | 6.9679e-05 | 5.9002e-05 | 5.3546e-05 | 0.00022929 | 0.00011415 | 0.00011415 | 0.00011415 | 0.00011415 | 2.6738e-06 | 2.4849e-05 | 5.2995e-05 | 6.9294e-05 | 9.201e-05 | 9.3376e-05 | 8.4197e-05 | 7.9939e-05 | 8.6783e-05 | 0.00010059 | 0.00010221 | 0.00010221
01/04 06:00:00 | 1 | 4 | 6 | 78 | WE | 0 | 0.00010467 | 0.00010467 | 3.169e-06 | 8.44e-05 | -1.5577e-12 | 0.00011415 | 0 | 0 | 0.00013613 | 0.00033305 | 0.0032687 | 0.00010467 | 0.00014386 | 8.8117e-05 | 0.00010818 | 8.8117e-05 | 0.00011415 | 0.00022925 | 0.00011415 | 0 | 1.6398e-05 | 1.3975e-05 | 0.00010221 | 8.964e-05 | 9.3526e-05 | -5.2279e-05 | 1.2971e-05 | -7.8475e-06 | -7.8475e-06 | 0.00011415 | 0.00011415 | 0.00011415 | 0.00011416 | 0.00011415 | 0.00011415 | 9.1034e-05 | 8.4051e-05 | 6.7636e-05 | 5.9249e-05 | 0.00022929 | 0.00011415 | 0.00011415 | 0.00011415 | 0.00011415 | 2.6738e-06 | 3.4085e-05 | 6.1055e-05 | 7.6674e-05 | 9.2004e-05 | 9.8676e-05 | 8.6943e-05 | 8.1501e-05 | 8.6767e-05 | 0.00010071 | 9.6318e-05 | 9.6318e-05
01/04 07:00:00 | 1 | 4 | 7 | 79 | WE | 0 | 0.00012762 | 0.00012762 | 0.0010524 | 0.00017191 | 7.5442e-14 | 0.00011415 | 0 | 0 | 0.00015247 | -0.00073696 | 0.0035989 | 0.00012762 | -5.521e-05 | 0.00010137 | 0.00012648 | 0.00010137 | 0.00011415 | 0.00022925 | 0.00011415 | 0 | 1.6398e-05 | 1.4769e-05 | 0.00010294 | 9.5414e-05 | 9.7739e-05 | -7.1025e-05 | 7.187e-06 | -1.7767e-05 | -1.7767e-05 | 0.00011415 | 0.00011415 | 0.00011415 | 0.00011416 | 0.00011415 | 0.00011415 | 9.1034e-05 | 0.00011341 | 8.0931e-05 | 6.4334e-05 | 0.00022929 | 0.00011415 | 0.00011415 | 0.00011415 | 0.00011415 | 2.6738e-06 | 4.5297e-05 | 6.9335e-05 | 8.3254e-05 | 9.2012e-05 | 0.00010957 | 9.1345e-05 | 8.2893e-05 | 8.3899e-05 | 0.00010079 | 9.9455e-05 | 9.9455e-05
01/04 08:00:00 | 1 | 4 | 8 | 80 | WE | 0 | 0.0001403 | 0.0001403 | 2.8622e-05 | 0.00026214 | 4.7973e-13 | 0.00011415 | 2.0006e-05 | 2.0006e-05 | 0.00013613 | -0.00046493 | 0.0033356 | 0.0001403 | 4.1787e-05 | 0.000114 | 0.00012912 | 0.000114 | 0.00011415 | 0.00017194 | 0.00011415 | 5.1345e-07 | 1.6398e-05 | 1.4769e-05 | 9.8903e-05 | 0.00011103 | 0.00010729 | -7.975e-05 | 1.7611e-06 | -2.4246e-05 | -2.4246e-05 | 0.00011415 | 0.00011415 | 0.00011415 | 0.00011416 | 0.00011415 | 0.00011415 | 9.1034e-05 | 0.0001282 | 8.9796e-05 | 7.0176e-05 | 0.00019014 | 0.00011415 | 0.00011415 | 0.00011415 | 0.00011415 | 4.538e-06 | 5.5176e-05 | 7.7788e-05 | 9.0882e-05 | 9.1e-05 | 0.00011763 | 9.323e-05 | 8.1912e-05 | 8.557e-05 | 0.00010083 | 9.4909e-05 | 9.4909e-05
01/04 09:00:00 | 1 | 4 | 9 | 81 | WE | 2.9028e-05 | 0.00014321 | 0.00014321 | -0.00053935 | 0.00018476 | 1.5523e-12 | 0.00011415 | 8.8275e-05 | 8.8275e-05 | 5.9897e-05 | -0.00023542 | 0.0028688 | 0.00014321 | 0.00013555 | 0.00011567 | 0.00014857 | 0.00011567 | 0.00011415 | 0 | 0.00011415 | 5.1491e-06 | 1.6398e-05 | 1.4769e-05 | 9.9001e-05 | 0.00011325 | 0.00010885 | -9.0506e-05 | 4.1115e-07 | -2.8596e-05 | -2.8596e-05 | 0.00011415 | 0.00011415 | 0.00011415 | 0.00011416 | 0.00011415 | 0.00011415 | 9.1034e-05 | 0.00014128 | 9.6579e-05 | 7.3736e-05 | 0 | 0.00011415 | 0.00011415 | 0.00011415 | 0.00011415 | 2.9643e-05 | 8.4038e-05 | 9.189e-05 | 9.6437e-05 | 8.6274e-05 | 0.00011664 | 8.4763e-05 | 6.998e-05 | 8.6561e-05 | 0.00012187 | 9.4187e-05 | 9.4187e-05
01/04 10:00:00 | 1 | 4 | 10 | 82 | WE | 0.00011342 | 0.00017926 | 0.00017926 | 0.00058214 | 0.00025967 | 0.00021486 | 0.00011415 | 0.00014913 | 0.00014913 | 4.0839e-05 | -0.00013803 | 0.0023992 | 0.00017926 | 0.0002751 | 0.00011778 | 0.00018915 | 0.00011778 | 0.00011415 | 0 | 0.00011415 | 1.2758e-05 | 1.6398e-05 | 1.4769e-05 | 0.00010046 | 0.00011387 | 0.00010973 | -9.348e-05 | 1.8809e-07 | -2.9697e-05 | -2.9697e-05 | 0.00011415 | 0.00011415 | 0.00011415 | 0.00011416 | 0.00011415 | 0.00011415 | 9.1034e-05 | 0.00014285 | 9.7577e-05 | 7.4447e-05 | 0 | 0.00011415 | 0.00011415 | 0.00011415 | 0.00011415 | 6.7401e-05 | 0.0001249 | 0.00010835 | 9.8764e-05 | 8.6258e-05 | 0.00011725 | 8.5091e-05 | 7.0175e-05 | 8.6712e-05 | 0.00011504 | 8.313e-05 | 8.313e-05
01/04 11:00:00 | 1 | 4 | 11 | 83 | WE | 0.00016746 | 0.00013413 | 0.00013413 | 0.00070731 | 0.00017758 | 0.00021991 | 0.00011415 | 0 | 0 | 4.0839e-05 | 0.0011217 | 0.002011 | 0.00013413 | 0.00033934 | 0.00012151 | 0.00013651 | 0.00012151 | 0.00011415 | 0 | 0.00011415 | 1.972e-05 | 1.6398e-05 | 1.4769e-05 | 0.0001008 | 0.00011591 | 0.00011124 | -9.2448e-05 | 3.5147e-07 | -2.9257e-05 | -2.9257e-05 | 0.00011415 | 0.00011415 | 0.00011415 | 0.00011416 | 0.00011415 | 0.00011415 | 9.1034e-05 | 0.0001438 | 9.7766e-05 | 7.4243e-05 | 0 | 0.00011415 | 0.00011415 | 0.00011415 | 0.00011415 | 0.00010022 | 0.00016111 | 0.00012219 | 9.9659e-05 | 8.6241e-05 | 0.0001187 | 8.5512e-05 | 7.0119e-05 | 8.6812e-05 | 0.00011269 | 6.9287e-05 | 6.9287e-05
01/04 12:00:00 | 1 | 4 | 12 | 84 | WE | 0.00020243 | 0.0001273 | 0.0001273 | -0.00043484 | 0.00016814 | 0.00021998 | 0.00011415 | 0 | 0 | 4.0839e-05 | 0.00071563 | 0.0016936 | 0.0001273 | 0.00027099 | 0.00012155 | 0.00012819 | 0.00012155 | 0.00011415 | 0 | 0.00011415 | 2.4778e-05 | 1.6398e-05 | 1.4769e-05 | 0.00012731 | 0.00011684 | 0.00012008 | -9.6718e-05 | 2.4889e-07 | -3.0689e-05 | -3.0689e-05 | 0.00011415 | 0.00011415 | 0.00011415 | 0.00011416 | 0.00011415 | 0.00011415 | 9.1034e-05 | 0.00014429 | 9.6799e-05 | 7.2535e-05 | 0 | 0.00011415 | 0.00011415 | 0.00011415 | 0.00011415 | 0.00012291 | 0.00018712 | 0.00013076 | 9.8124e-05 | 8.6487e-05 | 0.00011916 | 8.5338e-05 | 6.9651e-05 | 8.6858e-05 | 0.00011167 | 6.8628e-05 | 6.8628e-05
01/04 13:00:00 | 1 | 4 | 13 | 85 | WE | 0.00020371 | 0.00012535 | 0.00012535 | 0.00079492 | 0.00016493 | 0.00021627 | 0.00011415 | 0 | 0 | 4.0839e-05 | 0.0005051 | 0.0014401 | 0.00012535 | 0.00024112 | 0.00011748 | 0.00012676 | 0.00011748 | 0.00011415 | 0 | 0.00011415 | 2.55e-05 | 1.6398e-05 | 1.4769e-05 | 9.9588e-05 | 0.00011669 | 0.0001114 | -9.3154e-05 | 1.4339e-07 | -2.9623e-05 | -2.9623e-05 | 0.00011415 | 0.00011415 | 0.00011415 | 0.00011416 | 0.00011415 | 0.00011415 | 9.1034e-05 | 0.00014175 | 9.4766e-05 | 7.0757e-05 | 0 | 0.00011415 | 0.00011415 | 0.00011415 | 0.00011415 | 0.00012679 | 0.0001873 | 0.00012938 | 9.5844e-05 | 8.6225e-05 | 0.00011864 | 8.4843e-05 | 6.9164e-05 | 8.6893e-05 | 0.00011091 | 6.3664e-05 | 6.3664e-05
01/04 14:00:00 | 1 | 4 | 14 | 86 | WE | 0.00017414 | 0.00011143 | 0.00011143 | 8.2284e-06 | 8.1486e-05 | 0.00022375 | 0.00011415 | 0 | 0 | 4.0839e-05 | 0.0004128 | 0.001231 | 0.00011143 | 0.00020134 | 0.00011631 | 0.00011977 | 0.00011631 | 0.00011415 | 0 | 0.00011415 | 2.215e-05 | 1.6398e-05 | 1.4769e-05 | 0.00010191 | 0.00012081 | 0.00011497 | -9.3693e-05 | 7.3071e-08 | -2.9843e-05 | -2.9843e-05 | 0.00011415 | 0.00011415 | 0.00011415 | 0.00011416 | 0.00011415 | 0.00011415 | 9.1034e-05 | 0.00013915 | 9.3405e-05 | 7.0029e-05 | 0 | 0.00011415 | 0.00011415 | 0.00011415 | 0.00011415 | 0.00011258 | 0.000168 | 0.00012139 | 9.4405e-05 | 8.6233e-05 | 0.00011931 | 8.4916e-05 | 6.8965e-05 | 8.6957e-05 | 0.00011044 | 6.1334e-05 | 6.1334e-05
01/04 15:00:00 | 1 | 4 | 15 | 87 | WE | 0.00012169 | 0.00012105 | 0.00012105 | -0.00099918 | 0.00016104 | 0.00023635 | 0.00011415 | 0 | 0 | 4.0839e-05 | 0.00037081 | 0.0010569 | 0.00012105 | 0.00019441 | 0.00011474 | 0.00012179 | 0.00011474 | 0.00011415 | 0 | 0.00011415 | 1.5828e-05 | 1.6398e-05 | 1.4769e-05 | 0.00010276 | 0.00011947 | 0.0001143 | -9.4384e-05 | 2.9667e-09 | -3.0112e-05 | -3.0112e-05 | 0.00011415 | 0.00011415 | 0.00011415 | 0.00011416 | 0.00011415 | 0.00011415 | 9.1034e-05 | 0.00013361 | 9.3133e-05 | 7.2451e-05 | 0 | 0.00011415 | 0.00011415 | 0.00011415 | 0.00011415 | 8.3973e-05 | 0.00013322 | 0.00011009 | 9.6689e-05 | 8.6232e-05 | 0.00011716 | 8.4689e-05 | 6.9628e-05 | 8.7008e-05 | 0.00011018 | 5.312e-05 | 5.312e-05
01/04 16:00:00 | 1 | 4 | 16 | 88 | WE | 5.0071e-05 | 0.00012369 | 0.00012369 | 0.001011 | 0.00011119 | 0.00024949 | 0.00011415 | 0 | 0 | 7.0788e-05 | 0.00035336 | 0.00091042 | 0.00012369 | 0.00020832 | 0.00011582 | 0.00013128 | 0.00011582 | 0.00011415 | 0 | 0.00011415 | 8.4079e-06 | 1.6398e-05 | 1.4769e-05 | 0.00010122 | 0.00011378 | 0.0001099 | -9.6696e-05 | -2.9607e-07 | -3.1053e-05 | -3.1053e-05 | 0.00011415 | 0.00011415 | 0.00011415 | 0.00011416 | 0.00011415 | 0.00011415 | 9.1034e-05 | 0.00013259 | 9.1604e-05 | 7.0664e-05 | 0 | 0.00011415 | 0.00011415 | 0.00011415 | 0.00011415 | 4.8193e-05 | 9.673e-05 | 9.4412e-05 | 9.307e-05 | 8.6231e-05 | 0.00011485 | 8.3622e-05 | 6.9139e-05 | 8.7003e-05 | 0.0001104 | 6.2623e-05 | 6.2623e-05
01/04 17:00:00 | 1 | 4 | 17 | 89 | WE | 0 | 0.00014825 | 0.00014825 | 8.4827e-06 | 0.00013182 | -2.0051e-12 | 0.00011415 | 3.5391e-05 | 3.5391e-05 | 0.00015247 | -0.00095032 | 0.00080545 | 0.00014825 | -8.4463e-06 | 0.00012479 | 0.00015699 | 0.00012479 | 0.00011415 | 0.00011463 | 0.00011415 | 8.11e-07 | 1.6398e-05 | 1.4769e-05 | 9.4395e-05 | 0.00010989 | 0.0001051 | -9.9154e-05 | -5.2848e-07 | -3.1996e-05 | -3.1996e-05 | 0.00011415 | 0.00011415 | 0.00011415 | 0.00011416 | 0.00011415 | 0.00011415 | 9.1034e-05 | 0.00012778 | 8.7865e-05 | 6.7472e-05 | 0.00011465 | 0.00011415 | 0.00011415 | 0.00011415 | 0.00011415 | 7.7596e-06 | 6.5989e-05 | 7.9605e-05 | 8.7489e-05 | 8.9041e-05 | 0.00011609 | 8.8708e-05 | 7.6009e-05 | 8.6941e-05 | 0.00011105 | 7.5239e-05 | 7.5239e-05
01/04 18:00:00 | 1 | 4 | 18 | 90 | WE | 0 | 0.00016865 | 0.00016865 | 1.0717e-05 | 0.00016656 | -7.5459e-13 | 0.00011415 | 0 | 0 | 0.00021236 | -0.00044761 | 0.00075164 | 0.00016865 | 0.00016965 | 0.00013881 | 0.00017471 | 0.00013881 | 0.00011415 | 0.00022925 | 0.00011415 | 0 | 1.6398e-05 | 1.4769e-05 | 9.3643e-05 | 0.00010541 | 0.00010178 | -9.0316e-05 | -4.4635e-07 | -2.912e-05 | -2.912e-05 | 0.00011415 | 0.00011415 | 0.00011415 | 0.00011416 | 0.00011415 | 0.00011415 | 9.1034e-05 | 0.00011564 | 8.1149e-05 | 6.3525e-05 | 0.00022929 | 0.00011415 | 0.00011415 | 0.00011415 | 0.00011415 | 2.6738e-06 | 5.6609e-05 | 7.282e-05 | 8.2207e-05 | 9.1895e-05 | 0.00011454 | 9.2771e-05 | 8.2671e-05 | 8.6264e-05 | 0.00010897 | 9.3132e-05 | 9.3132e-05
01/04 19:00:00 | 1 | 4 | 19 | 91 | WE | 0 | 0.00019511 | 0.00019511 | 1.2854e-05 | 0.00017065 | -3.8268e-13 | 0.00011415 | 0 | 0 | 0.00028587 | -0.0002561 | 0.00070738 | 0.00019511 | 0.00028233 | 0.00014748 | 0.00020363 | 0.00014748 | 0.00011415 | 0.00022925 | 0.00011415 | 0 | 1.6398e-05 | 1.4769e-05 | 9.3484e-05 | 0.0001032 | 0.00010019 | -8.8235e-05 | -3.0399e-07 | -2.8359e-05 | -2.8359e-05 | 0.00011415 | 0.00011415 | 0.00011415 | 0.00011416 | 0.00011415 | 0.00011415 | 9.1034e-05 | 0.00011003 | 7.7586e-05 | 6.1008e-05 | 0.00022929 | 0.00011415 | 0.00011415 | 0.00011415 | 0.00011415 | 2.6738e-06 | 5.0504e-05 | 6.8518e-05 | 7.895e-05 | 9.1894e-05 | 0.00011176 | 9.1418e-05 | 8.1982e-05 | 8.6226e-05 | 0.00010928 | 9.6694e-05 | 9.6694e-05
01/04 20:00:00 | 1 | 4 | 20 | 92 | WE | 0 | 0.00018129 | 0.00018129 | 0.0010518 | 0.00018469 | -2.8567e-13 | 0.00011415 | 0 | 0 | 0.00034305 | -0.00012528 | 0.00063732 | 0.00018129 | 0.0002337 | 0.0001514 | 0.00017803 | 0.0001514 | 0.00011415 | 0.00022925 | 0.00011415 | 0 | 1.6398e-05 | 1.4769e-05 | 0.00010431 | 9.9631e-05 | 0.00010108 | -8.9507e-05 | -3.6812e-07 | -2.8808e-05 | -2.8808e-05 | 0.00011415 | 0.00011415 | 0.00011415 | 0.00011415 | 0.00011415 | 0.00011415 | 9.1034e-05 | 0.00010294 | 7.5135e-05 | 6.0927e-05 | 0.00022929 | 0.00011415 | 0.00011415 | 0.00011415 | 0.00011415 | 2.6738e-06 | 4.5251e-05 | 6.6526e-05 | 7.8846e-05 | 9.2023e-05 | 0.00010786 | 9.0168e-05 | 8.196e-05 | 8.6139e-05 | 9.7509e-05 | 0.00011122 | 0.00011122
01/04 21:00:00 | 1 | 4 | 21 | 93 | WE | 0 | 0.00017327 | 0.00017327 | -0.00024015 | 0.00021123 | 0 | 0.00011415 | 0 | 0 | 0.00034849 | -7.9071e-05 | 0.00053736 | 0.00017327 | 0.00020446 | 0.00015248 | 0.00016211 | 0.00015248 | 0.00011415 | 0.00022925 | 0.00011415 | 0 | 1.6398e-05 | 1.4769e-05 | 0.00010339 | 9.6897e-05 | 9.8904e-05 | -8.9376e-05 | -1.1045e-07 | -2.8591e-05 | -2.8591e-05 | 0.00011415 | 0.00011415 | 0.00011415 | 0.00011415 | 0.00011415 | 0.00011415 | 9.1034e-05 | 9.0849e-05 | 6.9112e-05 | 5.8004e-05 | 0.00022929 | 0.00011415 | 0.00011415 | 0.00011415 | 0.00011415 | 2.6738e-06 | 3.7324e-05 | 6.1224e-05 | 7.5064e-05 | 9.2026e-05 | 0.00010326 | 8.8161e-05 | 8.116e-05 | 8.6104e-05 | 9.7673e-05 | 0.0001141 | 0.0001141
01/04 22:00:00 | 1 | 4 | 22 | 94 | WE | 0 | 0.00016888 | 0.00016888 | 0.00025874 | 0.00011244 | 2.0697e-12 | 0.00011415 | 0 | 0 | 0.00023959 | -5.6314e-05 | 0.00036754 | 0.00016888 | 0.00021913 | 0.00014889 | 0.0001772 | 0.00014889 | 0.00011415 | 0.00022925 | 0.00011415 | 0 | 1.6398e-05 | 1.4769e-05 | 9.7835e-05 | 8.1089e-05 | 8.6264e-05 | -6.5626e-05 | 3.8097e-08 | -2.0913e-05 | -2.0913e-05 | 0.00011415 | 0.00011415 | 0.00011415 | 0.00011416 | 0.00011415 | 0.00011415 | 9.1034e-05 | 7.192e-05 | 6.0961e-05 | 5.5362e-05 | 0.00022929 | 0.00011415 | 0.00011415 | 0.00011415 | 0.00011415 | 2.6738e-06 | 2.9495e-05 | 5.6187e-05 | 7.1643e-05 | 9.2023e-05 | 9.1992e-05 | 8.4098e-05 | 8.0436e-05 | 8.7103e-05 | 9.9391e-05 | 0.00012821 | 0.00012821
01/04 23:00:00 | 1 | 4 | 23 | 95 | WE | 0 | 0.00016082 | 0.00016082 | 8.9413e-06 | 0.00016098 | 7.9772e-13 | 0.00011415 | 0 | 0 | 0.00013341 | 0.0011388 | -0.0018719 | 0.00016082 | 0.000397 | 0.00013992 | 0.00016584 | 0.00013992 | 0.00011415 | 0.00022925 | 0.00011415 | 0 | 1.6398e-05 | 1.3975e-05 | 8.8951e-05 | 7.9733e-05 | 8.2582e-05 | -5.9389e-05 | 8.0419e-06 | -1.3472e-05 | -1.3472e-05 | 0.00011415 | 0.00011415 | 0.00011415 | 0.00011416 | 0.00011415 | 0.00011415 | 9.1034e-05 | 6.8193e-05 | 5.8822e-05 | 5.4034e-05 | 0.00022929 | 0.00011415 | 0.00011415 | 0.00011415 | 0.00011415 | 2.6738e-06 | 2.591e-05 | 5.3784e-05 | 6.9926e-05 | 9.195e-05 | 9.0401e-05 | 8.3345e-05 | 8.0073e-05 | 8.6874e-05 | 0.00010028 | 0.00013655 | 0.00013655
01/04 24:00:00 | 1 | 4 | 24 | 96 | WE | 0 | 0.00012746 | 0.00012746 | 2.568e-06 | 7.8572e-05 | -1.3906e-12 | 0.00011415 | 0 | 0 | 5.4452e-05 | 0.00059476 | -0.0044437 | 0.00012746 | 0.00024209 | 0.00012686 | 0.00013765 | 0.00012686 | 0.00011415 | 0.00022925 | 0.00011415 | 0 | 1.6398e-05 | 1.3975e-05 | 0.00011777 | 7.8571e-05 | 9.0686e-05 | -6.2624e-05 | 1.3978e-05 | -1.0463e-05 | -1.0463e-05 | 0.00011415 | 0.00011415 | 0.00011415 | 0.00011416 | 0.00011415 | 0.00011415 | 9.1034e-05 | 6.8114e-05 | 5.8122e-05 | 5.3017e-05 | 0.00022929 | 0.00011415 | 0.00011415 | 0.00011415 | 0.00011415 | 2.6738e-06 | 2.5458e-05 | 5.2785e-05 | 6.8609e-05 | 9.2225e-05 | 8.9973e-05 | 8.302e-05 | 7.9794e-05 | 8.6815e-05 | 0.00010073 | 0.00014045 | 0.00014045
01/05 01:00:00 | 1 | 5 | 1 | 97 | WD | 0 | 8.981e-05 | 8.981e-05 | 7.2048e-07 | 7.5549e-05 | 0.00025245 | 0.00011415 | 0 | 0 | 2.1781e-05 | 0.00052879 | -0.0058933 | 8.981e-05 | 7.8188e-05 | 9.19e-05 | 9.3554e-05 | 9.19e-05 | 0.00011415 | 0.00022925 | 0.00011415 | 0 | 6.5591e-05 | 0.0001118 | 8.6687e-05 | 7.7632e-05 | 8.043e-05 | -7.3557e-06 | 1.9551e-05 | 1.0966e-05 | 1.0966e-05 | 0.00011415 | 0.00011415 | 0.00011415 | 0.00011416 | 0.00011415 | 0.00011415 | 4.5468e-05 | 6.8027e-05 | 5.8924e-05 | 5.4272e-05 | 0.00022929 | 0.00011415 | 0.00011415 | 0.00011415 | 0.00011415 | 1.2032e-06 | 2.496e-05 | 5.3631e-05 | 7.0234e-05 | 7.2455e-05 | 8.9698e-05 | 8.3167e-05 | 8.0138e-05 | 9.3422e-05 | 0.000101 | 0.00014634 | 0.00014634
01/05 02:00:00 | 1 | 5 | 2 | 98 | WD | 0 | 0.00011394 | 0.00011394 | 4.2569e-07 | 7.4666e-05 | 0.00023244 | 0.00011415 | 0 | 0 | 2.1781e-05 | 0.00042516 | -0.0044435 | 0.00011394 | 0.00012912 | 8.5656e-05 | 0.00012935 | 8.5656e-05 | 0.00011415 | 0.00022925 | 0.00011415 | 0 | 6.5591e-05 | 0.0001118 | 8.6501e-05 | 7.7554e-05 | 8.0319e-05 | 9.368e-06 | 3.0661e-05 | 2.3868e-05 | 2.3868e-05 | 0.00011415 | 0.00011415 | 0.00011415 | 0.00011416 | 0.00011415 | 0.00011415 | 3.6463e-05 | 6.7924e-05 | 5.8637e-05 | 5.3892e-05 | 0.00022929 | 0.00011415 | 0.00011415 | 0.00011415 | 0.00011415 | 1.2032e-06 | 2.437e-05 | 5.3103e-05 | 6.9742e-05 | 6.7144e-05 | 8.9643e-05 | 8.3079e-05 | 8.0034e-05 | 9.3211e-05 | 0.00010129 | 0.00015188 | 0.00015188
01/05 03:00:00 | 1 | 5 | 3 | 99 | WD | 0 | 0.0001242 | 0.0001242 | -0.00097041 | 0 | 0.00022975 | 0.00011415 | 0 | 0 | 2.1781e-05 | 0.00044734 | -0.0051468 | 0.0001242 | 0.00018049 | 8.3946e-05 | 0.00015558 | 8.3946e-05 | 0.00011415 | 0.00022925 | 0.00011415 | 0 | 6.5591e-05 | 0.0001118 | 8.6355e-05 | 7.749e-05 | 8.023e-05 | 1.1988e-05 | 3.3906e-05 | 2.6913e-05 | 2.6913e-05 | 0.00011415 | 0.00011415 | 0.00011415 | 0.00011416 | 0.00011415 | 0.00011415 | 3.6473e-05 | 6.819e-05 | 6.0618e-05 | 5.6748e-05 | 0.00022929 | 0.00011415 | 0.00011415 | 0.00011415 | 0.00011415 | 1.23e-06 | 2.5894e-05 | 5.6002e-05 | 7.3438e-05 | 6.5835e-05 | 8.9705e-05 | 8.3633e-05 | 8.0816e-05 | 9.2998e-05 | 0.00010158 | 0.00016384 | 0.00016384
01/05 04:00:00 | 1 | 5 | 4 | 100 | WD | 0 | 0.00013787 | 0.00013787 | 0.00097079 | 7.4416e-05 | 0.00022651 | 0.00011415 | 0 | 0 | 2.1781e-05 | 0.00041453 | -0.0020749 | 0.00013787 | 0.00020019 | 8.2211e-05 | 0.00016416 | 8.2211e-05 | 0.00011415 | 0.00022925 | 0.00011415 | 0 | 6.5591e-05 | 0.0001118 | 8.7254e-05 | 7.745e-05 | 8.048e-05 | 1.404e-05 | 3.4004e-05 | 2.7634e-05 | 2.7634e-05 | 0.00011415 | 0.00011415 | 0.00011415 | 0.00011416 | 0.00011415 | 0.00011415 | 4.5596e-05 | 6.8975e-05 | 6.1912e-05 | 5.8304e-05 | 0.00022929 | 0.00011415 | 0.00011415 | 0.00011415 | 0.00011415 | 1.5508e-06 | 3.0373e-05 | 5.892e-05 | 7.5451e-05 | 7.1225e-05 | 8.993e-05 | 8.3995e-05 | 8.1242e-05 | 9.2863e-05 | 0.00010176 | 0.00016366 | 0.00016366
01/05 05:00:00 | 1 | 5 | 5 | 101 | WD | 0 | 0.00014532 | 0.00014532 | 4.6421e-07 | 7.5149e-05 | 0.00021796 | 0.00011415 | 0 | 0 | 6.5342e-05 | 0.00038983 | 0.00094994 | 0.00014532 | 0.00021255 | 8.1198e-05 | 0.00017261 | 8.1198e-05 | 0.00011415 | 0.00022925 | 0.00011415 | 0 | 6.5591e-05 | 0.0001118 | 9.9917e-05 | 7.7428e-05 | 8.4378e-05 | 1.5787e-05 | 3.4062e-05 | 2.8231e-05 | 2.8231e-05 | 0.00011415 | 0.00011415 | 0.00011415 | 0.00011416 | 0.00011415 | 0.00011415 | 5.4768e-05 | 7.0282e-05 | 7.6832e-05 | 8.0178e-05 | 0.00022929 | 0.00011415 | 0.00011415 | 0.00011415 | 0.00011415 | 2.0054e-06 | 3.7834e-05 | 7.9583e-05 | 0.00010376 | 7.6806e-05 | 9.0319e-05 | 8.8237e-05 | 8.7272e-05 | 9.2704e-05 | 0.00010197 | 0.00015413 | 0.00015413
01/05 06:00:00 | 1 | 5 | 6 | 102 | WD | 0 | 0.00015338 | 0.00015338 | 2.2194e-06 | 7.8202e-05 | -1.5577e-12 | 0.00011415 | 0 | 0 | 0.00013613 | 0.00038002 | 0.0028913 | 0.00015338 | 0.00022254 | 8.7512e-05 | 0.00017859 | 8.7512e-05 | 0.00011415 | 0.00022925 | 0.00011415 | 0 | 6.5591e-05 | 0.0001118 | 0.00010279 | 8.141e-05 | 8.8017e-05 | 1.7865e-05 | 3.4149e-05 | 2.8954e-05 | 2.8954e-05 | 0.00011415 | 0.00011415 | 0.00011415 | 0.00011416 | 0.00011415 | 0.00011415 | 9.1181e-05 | 9.299e-05 | 0.0001022 | 0.0001069 | 0.00022929 | 0.00011415 | 0.00011415 | 0.00011415 | 0.00011415 | 3.0749e-06 | 6.2531e-05 | 0.00011054 | 0.00013835 | 9.5686e-05 | 9.8574e-05 | 9.5857e-05 | 9.4597e-05 | 9.2633e-05 | 0.00010207 | 0.000144 | 0.000144
01/05 07:00:00 | 1 | 5 | 7 | 103 | WD | 0 | 0.00019028 | 0.00019028 | 1.1405e-05 | 0.0001694 | 7.5464e-14 | 0.00011415 | 0 | 0 | 0.00015247 | -0.0007676 | 0.0033115 | 0.00019028 | -2.5175e-05 | 9.9871e-05 | 0.00021638 | 9.9871e-05 | 0.00011415 | 0.00022925 | 0.00011415 | 0 | 6.5591e-05 | 0.0001126 | 0.00010778 | 8.7099e-05 | 9.349e-05 | -2.7027e-06 | 8.6878e-06 | 5.0536e-06 | 5.0536e-06 | 0.00011415 | 0.00011415 | 0.00011415 | 0.00011416 | 0.00011415 | 0.00011415 | 0.00012828 | 0.00012421 | 0.00013044 | 0.00013363 | 0.00022929 | 0.00011415 | 0.00011415 | 0.00011415 | 0.00011415 | 4.0107e-06 | 9.1597e-05 | 8.8347e-05 | 8.6466e-05 | 0.00011508 | 0.00011199 | 0.00010513 | 0.00010195 | 8.825e-05 | 0.00012476 | 0.00080863 | 0.00080863
01/05 08:00:00 | 1 | 5 | 8 | 104 | WD | 0 | 0.00018879 | 0.00018879 | 2.1524e-05 | 0.00017479 | 4.7973e-13 | 0.00011415 | 2.0037e-05 | 2.0037e-05 | 0.00013613 | -0.00045434 | 0.003068 | 0.00018879 | 7.8868e-05 | 0.00011103 | 0.00021195 | 0.00011103 | 0.00011415 | 0.00017194 | 0.00011415 | 2.0571e-06 | 6.5591e-05 | 0.0001126 | 0.00010629 | 0.00010187 | 0.00010323 | -8.6712e-06 | 1.2849e-07 | -2.6791e-06 | -2.6791e-06 | 0.00011415 | 0.00011415 | 0.00011415 | 0.00011416 | 0.00011415 | 0.00011415 | 0.000149 | 0.00014171 | 0.00018943 | 0.00021381 | 0.00019014 | 0.00011415 | 0.00011415 | 0.00011415 | 0.00011415 | 1.1965e-05 | 0.00011871 | 0.00013129 | 0.00013857 | 0.00012622 | 0.00012082 | 0.00012778 | 0.00013101 | 8.7896e-05 | 0.00011824 | 0.00089068 | 0.00089068
01/05 09:00:00 | 1 | 5 | 9 | 105 | WD | 3.1025e-05 | 0.00020625 | 0.00020625 | 1.5263e-05 | 0.0002629 | 1.5523e-12 | 0.00011415 | 8.8431e-05 | 8.8431e-05 | 5.9897e-05 | -0.0002366 | 0.0026169 | 0.00020625 | 0.00018868 | 0.00011108 | 0.00022749 | 0.00011108 | 0.00011415 | 0 | 0.00011415 | 5.1583e-05 | 0.00016398 | 0.0001685 | 0.00010979 | 0.0001041 | 0.00010586 | 0.00063718 | 0.00063911 | 0.00063849 | 0.00063849 | 0.00011415 | 0.00011415 | 0.00011415 | 0.00011416 | 0.00011415 | 0.00011415 | 0.00016895 | 0.00015383 | 0.00019353 | 0.00021381 | 0 | 0.00011415 | 0.00011415 | 0.00011415 | 0.00011415 | 6.246e-05 | 0.00014328 | 0.00014226 | 0.00014166 | 0.00013653 | 0.00011953 | 0.00014523 | 0.00015716 | 8.7634e-05 | 0.0001163 | 0.0007341 | 0.0007341
01/05 10:00:00 | 1 | 5 | 10 | 106 | WD | 0.00012106 | 0.00022532 | 0.00022532 | 0.001054 | 0.00017268 | 0.00021486 | 0.00011415 | 0.00015035 | 0.00015035 | 4.0839e-05 | -0.00016359 | 0.0021615 | 0.00022532 | 0.000314 | 0.00011156 | 0.00026914 | 0.00011156 | 0.00011415 | 0 | 0.00011415 | 0.00023153 | 0.00029516 | 0.0002244 | 0.000113 | 0.00010398 | 0.00010676 | 0.00065615 | 0.00063832 | 0.00064401 | 0.00064401 | 0.00011415 | 0.00011415 | 0.00011415 | 0.00011416 | 0.00011415 | 0.00011415 | 0.0001871 | 0.00015456 | 0.00019377 | 0.00021381 | 0 | 0.00011415 | 0.00011415 | 0.00011415 | 0.00011415 | 0.00014612 | 0.00018306 | 0.00015972 | 0.00014621 | 0.00014727 | 0.00012 | 0.00015023 | 0.00016425 | 8.7482e-05 | 0.00011514 | 0.00065175 | 0.00065175
01/05 11:00:00 | 1 | 5 | 11 | 107 | WD | 0.00017817 | 0.00019775 | 0.00019775 | -0.00013251 | 0.00016902 | 0.00021991 | 0.00011415 | 0 | 0 | 4.0839e-05 | 0.0010517 | 0.0017627 | 0.00019775 | 0.0004753 | 0.00011463 | 0.0002298 | 0.00011463 | 0.00011415 | 0 | 0.00011415 | 0.000357 | 0.00029516 | 0.0002244 | 0.00011346 | 0.00010383 | 0.0001068 | 0.00065913 | 0.00063741 | 0.00064434 | 0.00064434 | 0.00011415 | 0.00011415 | 0.00011415 | 0.00011416 | 0.00011415 | 0.00011415 | 0.00018706 | 0.00015413 | 0.00019363 | 0.00021381 | 0 | 0.00011415 | 0.00011415 | 0.00011415 | 0.00011415 | 0.00021346 | 0.00021646 | 0.00017437 | 0.00014999 | 0.00014865 | 0.00011981 | 0.00014902 | 0.00016257 | 8.7398e-05 | 0.00011455 | 0.00061385 | 0.00061385
01/05 12:00:00 | 1 | 5 | 12 | 108 | WD | 0.00021726 | 0.00019558 | 0.00019558 | 0.00015097 | 0.00016542 | 0.00021998 | 0.00011415 | 0 | 0 | 4.0839e-05 | 0.0007869 | 0.0014358 | 0.00019558 | 0.00038703 | 0.00011458 | 0.00022727 | 0.00011458 | 0.00011415 | 0 | 0.00011415 | 0.00045053 | 0.00029516 | 0.0002244 | 0.0001425 | 0.00010366 | 0.00011566 | 0.00082987 | 0.00063635 | 0.00069809 | 0.00069809 | 0.00011415 | 0.00011415 | 0.00011415 | 0.00011416 | 0.00011415 | 0.00011415 | 0.000187 | 0.00015348 | 0.00019341 | 0.00021381 | 0 | 0.00011415 | 0.00011415 | 0.00011415 | 0.00011415 | 0.00026089 | 0.00024092 | 0.00022827 | 0.00022094 | 0.00014891 | 0.00011955 | 0.00015023 | 0.00016447 | 8.7296e-05 | 0.0001141 | 0.00059665 | 0.00059665
01/05 13:00:00 | 1 | 5 | 13 | 109 | WD | 0.00022111 | 0.0001934 | 0.0001934 | 7.8264e-06 | 0.00016268 | 0.00021627 | 0.00011415 | 0 | 0 | 4.0839e-05 | 0.00053962 | 0.0011737 | 0.0001934 | 0.00034393 | 0.00011115 | 0.0002253 | 0.00011115 | 0.00011415 | 0 | 0.00011415 | 0.0004654 | 0.00029516 | 0.0002244 | 0.00011354 | 0.0001036 | 0.00010667 | 0.0006609 | 0.00063598 | 0.00064393 | 0.00064393 | 0.00011415 | 0.00011415 | 0.00011415 | 0.00011416 | 0.00011415 | 0.00011415 | 0.00018694 | 0.0001532 | 0.00019331 | 0.00021381 | 0 | 0.00011415 | 0.00011415 | 0.00011415 | 0.00011415 | 0.00027183 | 0.00024437 | 0.00022989 | 0.0002215 | 0.00014861 | 0.00011944 | 0.00015358 | 0.00016941 | 8.7216e-05 | 0.00011393 | 0.00057779 | 0.00057779
01/05 14:00:00 | 1 | 5 | 14 | 110 | WD | 0.00018662 | 0.00017773 | 0.00017773 | 7.0759e-06 | 8.0539e-05 | 0.00022375 | 0.00011415 | 0 | 0 | 4.0839e-05 | 0.00044072 | 0.00096059 | 0.00017773 | 0.00031374 | 0.00011051 | 0.00021551 | 0.00011051 | 0.00011415 | 0 | 0.00011415 | 0.00040165 | 0.00029516 | 0.0002244 | 0.00011451 | 0.0001078 | 0.00010987 | 0.00066715 | 0.00066177 | 0.00066348 | 0.00066348 | 0.00011415 | 0.00011415 | 0.00011415 | 0.00011416 | 0.00011415 | 0.00011415 | 0.00018653 | 0.00015279 | 0.00019317 | 0.00021381 | 0 | 0.00011415 | 0.00011415 | 0.00011415 | 0.00011415 | 0.00023782 | 0.00022713 | 0.00022252 | 0.00021985 | 0.0001469 | 0.00012079 | 0.00015201 | 0.00016649 | 8.7237e-05 | 0.00011357 | 0.00053813 | 0.00053813
01/05 15:00:00 | 1 | 5 | 15 | 111 | WD | 0.00013131 | 0.00018884 | 0.00018884 | 3.1862e-06 | 0.00015932 | 0.00023635 | 0.00011415 | 0 | 0 | 4.0839e-05 | 0.00039677 | 0.00078735 | 0.00018884 | 0.00031025 | 0.00010956 | 0.00021964 | 0.00010956 | 0.00011415 | 0 | 0.00011415 | 0.00028779 | 0.00029516 | 0.0002244 | 0.00011434 | 0.00010738 | 0.00010953 | 0.0006663 | 0.00065919 | 0.00066146 | 0.00066146 | 0.00011415 | 0.00011415 | 0.00011415 | 0.00011416 | 0.00011415 | 0.00011415 | 0.00018548 | 0.00015218 | 0.00019297 | 0.00021381 | 0 | 0.00011415 | 0.00011415 | 0.00011415 | 0.00011415 | 0.00017623 | 0.00019542 | 0.00016547 | 0.00014812 | 0.00014619 | 0.00012046 | 0.00014959 | 0.0001631 | 8.7258e-05 | 0.00011336 | 0.00050718 | 0.00050718
01/05 16:00:00 | 1 | 5 | 16 | 112 | WD | 5.5179e-05 | 0.00018102 | 0.00018102 | 0.00034114 | 7.9666e-05 | 0.00024949 | 0.00011415 | 0 | 0 | 7.0788e-05 | 0.00036942 | 0.00066453 | 0.00018102 | 0.00030338 | 0.00011092 | 0.00021868 | 0.00011092 | 0.00011415 | 0 | 0.00011415 | 0.00015312 | 0.00029516 | 0.0002244 | 0.00011124 | 0.00010344 | 0.00010585 | 0.00064822 | 0.00063503 | 0.00063924 | 0.00063924 | 0.00011415 | 0.00011415 | 0.00011415 | 0.00011416 | 0.00011415 | 0.00011415 | 0.00016661 | 0.00015074 | 0.00019248 | 0.00021381 | 0 | 0.00011415 | 0.00011415 | 0.00011415 | 0.00011415 | 9.202e-05 | 0.00015391 | 0.00014758 | 0.00014391 | 0.00013434 | 0.00011864 | 0.00014905 | 0.00016316 | 8.7272e-05 | 0.00011331 | 0.000487 | 0.000487
01/05 17:00:00 | 1 | 5 | 17 | 113 | WD | 0 | 0.00020272 | 0.00020272 | -0.00033317 | 0.00016088 | -2.0051e-12 | 0.00011415 | 3.5574e-05 | 3.5574e-05 | 0.00015247 | -0.00083461 | 0.00060981 | 0.00020272 | 3.0651e-05 | 0.00012 | 0.00023114 | 0.00012 | 0.00011415 | 0.00011463 | 0.00011415 | 1.4674e-05 | 0.00029516 | 0.0002244 | 0.00010309 | 0.0001028 | 0.00010289 | 0.00060054 | 0.00063108 | 0.00062134 | 0.00062134 | 0.00011415 | 0.00011415 | 0.00011415 | 0.00011416 | 0.00011415 | 0.00011415 | 0.00014779 | 0.00014537 | 0.00015248 | 0.00015611 | 7.8299e-05 | 0.00011415 | 0.00011415 | 0.00011415 | 0.00011415 | 1.5528e-05 | 0.00011226 | 0.00010545 | 0.0001015 | 0.0001251 | 0.0001206 | 0.00014419 | 0.00015513 | 8.7312e-05 | 0.00011352 | 0.00050451 | 0.00050451
01/05 18:00:00 | 1 | 5 | 18 | 114 | WD | 0 | 0.00021011 | 0.00021011 | 8.9441e-06 | 8.2104e-05 | -7.5459e-13 | 0.00011415 | 0 | 0 | 0.00021236 | -0.00049871 | 0.00061713 | 0.00021011 | 0.00019237 | 0.00013406 | 0.00024747 | 0.00013406 | 0.00011415 | 0.00022925 | 0.00011415 | 0 | 0.00029516 | 0.0002244 | 0.00010096 | 0.00010243 | 0.00010197 | 0.00058838 | 0.0006288 | 0.00061591 | 0.00061591 | 0.00011415 | 0.00011415 | 0.00011415 | 0.00011416 | 0.00011415 | 0.00011415 | 0.00012914 | 0.00014044 | 0.00012963 | 0.00012411 | 0.00022929 | 0.00011415 | 0.00011415 | 0.00011415 | 0.00011415 | 5.5549e-06 | 9.068e-05 | 8.4109e-05 | 8.0304e-05 | 0.00011917 | 0.00012328 | 0.00014421 | 0.00015391 | 8.7283e-05 | 0.00011402 | 0.00054023 | 0.00054023
01/05 19:00:00 | 1 | 5 | 19 | 115 | WD | 0 | 0.00024756 | 0.00024756 | 1.147e-05 | 0.00016776 | -3.8268e-13 | 0.00011415 | 0 | 0 | 0.00028587 | -0.00026941 | 0.00062575 | 0.00024756 | 0.0003404 | 0.00014271 | 0.00027973 | 0.00014271 | 0.00011415 | 0.00022925 | 0.00011415 | 0 | 6.5591e-05 | 0.0001126 | 0.00010118 | 0.00010033 | 0.00010059 | 0.00059007 | 0.00061591 | 0.00060766 | 0.00060766 | 0.00011415 | 0.00011415 | 0.00011415 | 0.00011416 | 0.00011415 | 0.00011415 | 0.00012867 | 0.00012924 | 0.00011284 | 0.00010446 | 0.00022929 | 0.00011415 | 0.00011415 | 0.00011415 | 0.00011415 | 4.7071e-06 | 8.1186e-05 | 7.2578e-05 | 6.7593e-05 | 0.00011757 | 0.00011901 | 0.00011913 | 0.00011919 | 8.724e-05 | 0.00011435 | 0.00062626 | 0.00062626
01/05 20:00:00 | 1 | 5 | 20 | 116 | WD | 0 | 0.00024637 | 0.00024637 | 0.0010407 | 0.00016839 | -2.8565e-13 | 0.00011415 | 0 | 0 | 0.00034305 | -0.0001208 | 0.00060652 | 0.00024637 | 0.00031736 | 0.00014653 | 0.00027416 | 0.00014653 | 0.00011415 | 0.00022925 | 0.00011415 | 0 | 6.5591e-05 | 0.0001126 | 0.00011105 | 9.8881e-05 | 0.00010264 | 0.00064813 | 0.00060704 | 0.00062015 | 0.00062015 | 0.00011415 | 0.00011415 | 0.00011415 | 0.00011416 | 0.00011415 | 0.00011415 | 0.00011028 | 0.00012072 | 0.00010105 | 9.1006e-05 | 0.00022929 | 0.00011415 | 0.00011415 | 0.00011415 | 0.00011415 | 6.0385e-06 | 7.1053e-05 | 0.00010064 | 0.00011777 | 0.00010818 | 0.00011595 | 0.00011412 | 0.00011327 | 8.7215e-05 | 0.00011498 | 0.00066357 | 0.00066357
01/05 21:00:00 | 1 | 5 | 21 | 117 | WD | 0 | 0.00022949 | 0.00022949 | 9.2241e-06 | 0.00016622 | 0 | 0.00011415 | 0 | 0 | 0.00034849 | -7.7481e-05 | 0.00054139 | 0.00022949 | 0.00027396 | 0.00014762 | 0.00024993 | 0.00014762 | 0.00011415 | 0.00022925 | 0.00011415 | 0 | 6.5591e-05 | 0.0001126 | 0.00010983 | 9.5797e-05 | 0.00010014 | 0.0006411 | 0.0005881 | 0.00060501 | 0.00060501 | 0.00011415 | 0.00011415 | 0.00011415 | 0.00011416 | 0.00011415 | 0.00011415 | 0.00010984 | 0.00010476 | 8.6009e-05 | 7.6429e-05 | 0.00022929 | 0.00011415 | 0.00011415 | 0.00011415 | 0.00011415 | 4.8306e-06 | 5.9917e-05 | 8.4608e-05 | 9.8906e-05 | 0.00010658 | 0.0001099 | 0.00010447 | 0.00010196 | 8.716e-05 | 0.0001153 | 0.00071882 | 0.00071882
01/05 22:00:00 | 1 | 5 | 22 | 118 | WD | 0 | 0.00022027 | 0.00022027 | 8.1368e-06 | 0.00016356 | 2.0698e-12 | 0.00011415 | 0 | 0 | 0.00023959 | -5.5182e-05 | 0.00041263 | 0.00022027 | 0.00026419 | 0.00014405 | 0.00024366 | 0.00014405 | 0.00011415 | 0.00022925 | 0.00011415 | 0 | 6.5591e-05 | 0.0001126 | 0.00010388 | 8.175e-05 | 8.8589e-05 | 0.00062179 | 0.00050187 | 0.00054013 | 0.00054013 | 0.00011415 | 0.00011415 | 0.00011415 | 0.00011415 | 0.00011415 | 0.00011415 | 0.00010924 | 9.2279e-05 | 7.4921e-05 | 6.6052e-05 | 0.00022929 | 0.00011415 | 0.00011415 | 0.00011415 | 0.00011415 | 3.2016e-06 | 4.5412e-05 | 7.0785e-05 | 8.5478e-05 | 0.00010483 | 9.8742e-05 | 9.8235e-05 | 9.7999e-05 | 8.955e-05 | 9.5874e-05 | 0.00072155 | 0.00072155
01/05 23:00:00 | 1 | 5 | 23 | 119 | WD | 0 | 0.00019453 | 0.00019453 | 3.1396e-06 | 0.00012045 | 7.9772e-13 | 0.00011415 | 0 | 0 | 0.00013341 | 0.001027 | -0.0019051 | 0.00019453 | 0.00046691 | 0.00013614 | 0.00022073 | 0.00013614 | 0.00011415 | 0.00022925 | 0.00011415 | 0 | 6.5591e-05 | 0.0001118 | 9.5029e-05 | 7.7251e-05 | 8.2745e-05 | 0.00057532 | 0.00049228 | 0.00051877 | 0.00051877 | 0.00011415 | 0.00011415 | 0.00011415 | 0.00011416 | 0.00011415 | 0.00011415 | 0.00010883 | 6.9436e-05 | 6.3877e-05 | 6.1037e-05 | 0.00022929 | 0.00011415 | 0.00011415 | 0.00011415 | 0.00011415 | 2.0797e-06 | 3.3003e-05 | 6.2124e-05 | 7.8988e-05 | 0.00010323 | 8.9988e-05 | 8.99e-05 | 8.986e-05 | 8.9704e-05 | 9.9506e-05 | 4.2304e-05 | 4.2304e-05
01/05 24:00:00 | 1 | 5 | 24 | 120 | WD | 0 | 0.00016726 | 0.00016726 | 0.00042485 | 0.00011543 | -1.3906e-12 | 0.00011415 | 0 | 0 | 5.4452e-05 | 0.00066758 | -0.0054252 | 0.00016726 | 0.00029618 | 0.00012638 | 0.00018885 | 0.00012638 | 0.00011415 | 0.00022925 | 0.00011415 | 0 | 6.5591e-05 | 0.0001118 | 0.00012349 | 7.7258e-05 | 9.1548e-05 | 0.00074328 | 0.0004984 | 0.00057653 | 0.00057653 | 0.00011415 | 0.00011415 | 0.00011415 | 0.00011416 | 0.00011415 | 0.00011415 | 9.9691e-05 | 6.8344e-05 | 6.1493e-05 | 5.7992e-05 | 0.00022929 | 0.00011415 | 0.00011415 | 0.00011415 | 0.00011415 | 1.729e-06 | 2.6771e-05 | 5.7344e-05 | 7.5048e-05 | 9.8115e-05 | 8.9678e-05 | 8.9287e-05 | 8.9106e-05 | 8.9725e-05 | 0.00010104 | 6.7159e-05 | 6.7159e-05
01/06 01:00:00 | 1 | 6 | 1 | 121 | WD | 0 | 0.00010459 | 0.00010459 | -0.00041621 | 0 | 0.00025245 | 0.00011415 | 0 | 0 | 2.1781e-05 | 0.0004309 | -0.0053635 | 0.00010459 | 8.6613e-05 | 9.19e-05 | 0.00012599 | 9.19e-05 | 0.00011415 | 0.00022925 | 0.00011415 | 0 | 6.5591e-05 | 0.0001118 | 8.8346e-05 | 7.726e-05 | 8.0686e-05 | 0.00053805 | 0.00049844 | 0.00051108 | 0.00051108 | 0.00011415 | 0.00011415 | 0.00011415 | 0.00011416 | 0.00011415 | 0.00011415 | 4.5468e-05 | 6.8027e-05 | 5.8924e-05 | 5.4272e-05 | 0.00022929 | 0.00011415 | 0.00011415 | 0.00011415 | 0.00011415 | 1.2032e-06 | 2.496e-05 | 5.3631e-05 | 7.0234e-05 | 7.247e-05 | 8.959e-05 | 8.3339e-05 | 8.044e-05 | 9.0135e-05 | 0.00010174 | 0.00011091 | 0.00011091
01/06 02:00:00 | 1 | 6 | 2 | 122 | WD | 0 | 0.00013233 | 0.00013233 | 6.0647e-07 | 7.467e-05 | 0.00023244 | 0.00011415 | 0 | 0 | 2.1781e-05 | 0.00041176 | -0.0055396 | 0.00013233 | 0.00013404 | 8.5656e-05 | 0.00015552 | 8.5656e-05 | 0.00011415 | 0.00022925 | 0.00011415 | 0 | 6.5591e-05 | 0.0001118 | 8.73e-05 | 7.7263e-05 | 8.0364e-05 | 0.00053264 | 0.00049846 | 0.00050937 | 0.00050937 | 0.00011415 | 0.00011415 | 0.00011415 | 0.00011416 | 0.00011415 | 0.00011415 | 3.6463e-05 | 6.7924e-05 | 5.8637e-05 | 5.3892e-05 | 0.00022929 | 0.00011415 | 0.00011415 | 0.00011415 | 0.00011415 | 1.2032e-06 | 2.437e-05 | 5.3103e-05 | 6.9742e-05 | 6.7188e-05 | 8.9566e-05 | 8.3225e-05 | 8.0284e-05 | 9.029e-05 | 0.00010226 | 0.0001265 | 0.0001265
01/06 03:00:00 | 1 | 6 | 3 | 123 | WD | 0 | 0.00014915 | 0.00014915 | 3.732e-07 | 7.4365e-05 | 0.00022975 | 0.00011415 | 0 | 0 | 2.1781e-05 | 0.00041975 | -0.0049867 | 0.00014915 | 0.00019156 | 8.3946e-05 | 0.00017987 | 8.3946e-05 | 0.00011415 | 0.00022925 | 0.00011415 | 0 | 6.5591e-05 | 0.0001118 | 8.7233e-05 | 7.7277e-05 | 8.0354e-05 | 0.0005329 | 0.00049852 | 0.00050949 | 0.00050949 | 0.00011415 | 0.00011415 | 0.00011415 | 0.00011416 | 0.00011415 | 0.00011415 | 3.6473e-05 | 6.819e-05 | 6.0618e-05 | 5.6748e-05 | 0.00022929 | 0.00011415 | 0.00011415 | 0.00011415 | 0.00011415 | 1.23e-06 | 2.5894e-05 | 5.6002e-05 | 7.3438e-05 | 6.5891e-05 | 8.9655e-05 | 8.378e-05 | 8.1054e-05 | 9.0346e-05 | 0.00010262 | 0.00014248 | 0.00014248
01/06 04:00:00 | 1 | 6 | 4 | 124 | WD | 0 | 0.00014966 | 0.00014966 | 0 | 0 | 0.00022651 | 0.00011415 | 0 | 0 | 2.1781e-05 | 0.00038625 | -0.0017914 | 0.00014966 | 0.00021667 | 8.2211e-05 | 0.00019218 | 8.2211e-05 | 0.00011415 | 0.00022925 | 0.00011415 | 0 | 6.5591e-05 | 0.0001118 | 8.8113e-05 | 7.7297e-05 | 8.064e-05 | 0.00053863 | 0.00049862 | 0.00051138 | 0.00051138 | 0.00011415 | 0.00011415 | 0.00011415 | 0.00011416 | 0.00011415 | 0.00011415 | 4.5596e-05 | 6.8975e-05 | 6.1912e-05 | 5.8304e-05 | 0.00022929 | 0.00011415 | 0.00011415 | 0.00011415 | 0.00011415 | 1.5508e-06 | 3.0373e-05 | 5.892e-05 | 7.5451e-05 | 7.1273e-05 | 8.9901e-05 | 8.4141e-05 | 8.1469e-05 | 9.0194e-05 | 0.00010285 | 0.00014874 | 0.00014874
01/06 05:00:00 | 1 | 6 | 5 | 125 | WD | 0 | 0.00016305 | 0.00016305 | 6.3285e-07 | 7.5139e-05 | 0.00021796 | 0.00011415 | 0 | 0 | 6.5342e-05 | 0.0003671 | 0.0012692 | 0.00016305 | 0.00022884 | 8.1198e-05 | 0.00019784 | 8.1198e-05 | 0.00011415 | 0.00022925 | 0.00011415 | 0 | 6.5591e-05 | 0.0001118 | 0.00014768 | 7.7306e-05 | 9.9055e-05 | 0.00088744 | 0.00049865 | 0.0006227 | 0.0006227 | 0.00011415 | 0.00011415 | 0.00011415 | 0.00011416 | 0.00011415 | 0.00011415 | 5.4768e-05 | 7.0282e-05 | 7.6832e-05 | 8.0178e-05 | 0.00022929 | 0.00011415 | 0.00011415 | 0.00011415 | 0.00011415 | 2.0054e-06 | 3.7834e-05 | 7.9583e-05 | 0.00010376 | 7.7268e-05 | 9.03e-05 | 8.8716e-05 | 8.7981e-05 | 9.0033e-05 | 0.00010302 | 0.00013723 | 0.00013723
01/06 06:00:00 | 1 | 6 | 6 | 126 | WD | 0 | 0.00017073 | 0.00017073 | 2.2112e-06 | 7.8197e-05 | -1.5577e-12 | 0.00011415 | 0 | 0 | 0.00013613 | 0.00036233 | 0.0032993 | 0.00017073 | 0.00023858 | 8.7512e-05 | 0.00020329 | 8.7512e-05 | 0.00011415 | 0.00022925 | 0.00011415 | 0 | 6.5591e-05 | 0.0001118 | 0.00014117 | 8.1324e-05 | 9.982e-05 | 0.0008514 | 0.00052332 | 0.00062799 | 0.00062799 | 0.00011415 | 0.00011415 | 0.00011415 | 0.00011416 | 0.00011415 | 0.00011415 | 9.1181e-05 | 9.299e-05 | 0.0001022 | 0.0001069 | 0.00022929 | 0.00011415 | 0.00011415 | 0.00011415 | 0.00011415 | 3.0749e-06 | 6.2531e-05 | 0.00011054 | 0.00013835 | 9.5998e-05 | 9.8565e-05 | 9.6582e-05 | 9.5663e-05 | 8.9619e-05 | 0.00010305 | 0.00012589 | 0.00012589
01/06 07:00:00 | 1 | 6 | 7 | 127 | WD | 0 | 0.00019378 | 0.00019378 | 0.00071869 | 0.00016953 | 7.5464e-14 | 0.00011415 | 0 | 0 | 0.00015247 | -0.00082941 | 0.0036545 | 0.00019378 | -8.8556e-05 | 9.9871e-05 | 0.00022133 | 9.9871e-05 | 0.00011415 | 0.00022925 | 0.00011415 | 0 | 6.5591e-05 | 0.0001126 | 0.00012733 | 8.7041e-05 | 9.9491e-05 | 0.00075392 | 0.00054044 | 0.00060856 | 0.00060856 | 0.00011415 | 0.00011415 | 0.00011415 | 0.00011416 | 0.00011415 | 0.00011415 | 0.00012828 | 0.00012421 | 0.00013044 | 0.00013363 | 0.00022929 | 0.00011415 | 0.00011415 | 0.00011415 | 0.00011415 | 4.0107e-06 | 9.1597e-05 | 8.8347e-05 | 8.6466e-05 | 0.00011525 | 0.000112 | 0.00010614 | 0.00010343 | 8.5308e-05 | 0.00012604 | 0.00063202 | 0.00063202
01/06 08:00:00 | 1 | 6 | 8 | 128 | WD | 0 | 0.00020102 | 0.00020102 | -0.00069639 | 0.00026232 | 4.7973e-13 | 0.00011415 | 2.0012e-05 | 2.0012e-05 | 0.00013613 | -0.00047987 | 0.0033739 | 0.00020102 | 3.9182e-05 | 0.00011103 | 0.00021615 | 0.00011103 | 0.00011415 | 0.00017194 | 0.00011415 | 2.0545e-06 | 6.5591e-05 | 0.0001126 | 0.00010711 | 0.00010186 | 0.00010348 | 0.00063053 | 0.0006254 | 0.00062704 | 0.00062704 | 0.00011415 | 0.00011415 | 0.00011415 | 0.00011416 | 0.00011415 | 0.00011415 | 0.000149 | 0.00014171 | 0.00018943 | 0.00021381 | 0.00019014 | 0.00011415 | 0.00011415 | 0.00011415 | 0.00011415 | 1.1963e-05 | 0.00011871 | 0.00013129 | 0.00013857 | 0.00012625 | 0.00012084 | 0.00012779 | 0.00013101 | 8.6629e-05 | 0.00011939 | 0.0006621 | 0.0006621
01/06 09:00:00 | 1 | 6 | 9 | 129 | WD | 3.1681e-05 | 0.00020807 | 0.00020807 | 0.0010629 | 0.00017528 | 1.5523e-12 | 0.00011415 | 8.839e-05 | 8.839e-05 | 5.9897e-05 | -0.00024027 | 0.0028775 | 0.00020807 | 0.00019601 | 0.00011108 | 0.0002433 | 0.00011108 | 0.00011415 | 0 | 0.00011415 | 5.1559e-05 | 0.00016398 | 0.0001685 | 0.00011069 | 0.00010417 | 0.00010618 | 0.00065096 | 0.00063951 | 0.00064317 | 0.00064317 | 0.00011415 | 0.00011415 | 0.00011415 | 0.00011416 | 0.00011415 | 0.00011415 | 0.00016895 | 0.00015383 | 0.00019353 | 0.00021381 | 0 | 0.00011415 | 0.00011415 | 0.00011415 | 0.00011415 | 6.2445e-05 | 0.00014327 | 0.00014225 | 0.00014166 | 0.00013658 | 0.00011957 | 0.00014556 | 0.00015761 | 8.6739e-05 | 0.00011718 | 0.00053048 | 0.00053048
01/06 10:00:00 | 1 | 6 | 10 | 130 | WD | 0.00012224 | 0.00023562 | 0.00023562 | 1.3446e-05 | 0.00017282 | 0.00021486 | 0.00011415 | 0.00015007 | 0.00015007 | 4.0839e-05 | -0.0001569 | 0.0023907 | 0.00023562 | 0.00034558 | 0.00011156 | 0.00028378 | 0.00011156 | 0.00011415 | 0 | 0.00011415 | 0.00023109 | 0.00029516 | 0.0002244 | 0.00011396 | 0.00010411 | 0.00010715 | 0.00066994 | 0.00063914 | 0.00064897 | 0.00064897 | 0.00011415 | 0.00011415 | 0.00011415 | 0.00011416 | 0.00011415 | 0.00011415 | 0.0001871 | 0.00015456 | 0.00019377 | 0.00021381 | 0 | 0.00011415 | 0.00011415 | 0.00011415 | 0.00011415 | 0.00014598 | 0.00018295 | 0.00015968 | 0.0001462 | 0.0001473 | 0.00012006 | 0.00015062 | 0.00016479 | 8.6837e-05 | 0.00011573 | 0.00044949 | 0.00044949
01/06 11:00:00 | 1 | 6 | 11 | 131 | WD | 0.00017832 | 0.00018519 | 0.00018519 | -0.0005235 | 0.0001691 | 0.00021991 | 0.00011415 | 0 | 0 | 4.0839e-05 | 0.0012514 | 0.001993 | 0.00018519 | 0.00045593 | 0.00011463 | 0.00021191 | 0.00011463 | 0.00011415 | 0 | 0.00011415 | 0.00035617 | 0.00029516 | 0.0002244 | 0.00011458 | 0.00010407 | 0.00010732 | 0.00067341 | 0.00063894 | 0.00064994 | 0.00064994 | 0.00011415 | 0.00011415 | 0.00011415 | 0.00011416 | 0.00011415 | 0.00011415 | 0.00018706 | 0.00015413 | 0.00019363 | 0.00021381 | 0 | 0.00011415 | 0.00011415 | 0.00011415 | 0.00011415 | 0.0002132 | 0.00021625 | 0.00017428 | 0.00014998 | 0.00014864 | 0.0001199 | 0.00014943 | 0.00016313 | 8.6948e-05 | 0.00011459 | 0.00039483 | 0.00039483
01/06 12:00:00 | 1 | 6 | 12 | 132 | WD | 0.00021467 | 0.00017484 | 0.00017484 | 0.0010018 | 0.00016552 | 0.00021998 | 0.00011415 | 0 | 0 | 4.0839e-05 | 0.00072325 | 0.0016844 | 0.00017484 | 0.00035039 | 0.00011458 | 0.00019772 | 0.00011458 | 0.00011415 | 0 | 0.00011415 | 0.00044927 | 0.00029516 | 0.0002244 | 0.00014372 | 0.00010401 | 0.00011628 | 2.8546e-06 | 2.4444e-08 | 9.2743e-07 | 9.2743e-07 | 0.00011415 | 0.00011415 | 0.00011415 | 0.00011416 | 0.00011415 | 0.00011415 | 0.000187 | 0.00015348 | 0.00019341 | 0.00021381 | 0 | 0.00011415 | 0.00011415 | 0.00011415 | 0.00011415 | 0.0002605 | 0.00024059 | 0.00022814 | 0.00022093 | 0.00014882 | 0.00011966 | 0.00015085 | 0.00016531 | 8.7017e-05 | 0.00011346 | 0.00033967 | 0.00033967
01/06 13:00:00 | 1 | 6 | 13 | 133 | WD | 0.00021888 | 0.00016995 | 0.00016995 | -0.0004508 | 0.00016275 | 0.00021627 | 0.00011415 | 0 | 0 | 4.0839e-05 | 0.00051114 | 0.0014404 | 0.00016995 | 0.00030773 | 0.00011115 | 0.0001919 | 0.00011115 | 0.00011415 | 0 | 0.00011415 | 0.00046687 | 0.00029516 | 0.0002244 | 0.00011477 | 0.00010402 | 0.00010734 | 2.5178e-06 | 1.8335e-08 | 8.1579e-07 | 8.1579e-07 | 0.00011415 | 0.00011415 | 0.00011415 | 0.00011416 | 0.00011415 | 0.00011415 | 0.00018694 | 0.0001532 | 0.00019331 | 0.00021381 | 0 | 0.00011415 | 0.00011415 | 0.00011415 | 0.00011415 | 0.00027232 | 0.00024475 | 0.00023005 | 0.00022153 | 0.00014849 | 0.00011957 | 0.00015423 | 0.0001703 | 8.7051e-05 | 0.00011281 | 0.00030063 | 0.00030063
01/06 14:00:00 | 1 | 6 | 14 | 134 | WD | 0.00018852 | 0.00016111 | 0.00016111 | 7.4677e-06 | 0.00012424 | 0.00022375 | 0.00011415 | 0 | 0 | 4.0839e-05 | 0.00041426 | 0.0012394 | 0.00016111 | 0.00028179 | 0.00011051 | 0.00018526 | 0.00011051 | 0.00011415 | 0 | 0.00011415 | 0.00041062 | 0.00029516 | 0.0002244 | 0.00011568 | 0.00010823 | 0.00011053 | 2.4863e-06 | 1.063e-08 | 8.0051e-07 | 8.0051e-07 | 0.00011415 | 0.00011415 | 0.00011415 | 0.00011416 | 0.00011415 | 0.00011415 | 0.00018653 | 0.00015279 | 0.00019317 | 0.00021381 | 0 | 0.00011415 | 0.00011415 | 0.00011415 | 0.00011415 | 0.0002423 | 0.00022947 | 0.00022352 | 0.00022008 | 0.00014679 | 0.00012092 | 0.00015262 | 0.00016732 | 8.7086e-05 | 0.00011238 | 0.00026274 | 0.00026274
01/06 15:00:00 | 1 | 6 | 15 | 135 | WD | 0.00013256 | 0.00015777 | 0.00015777 | 0.00054702 | 0.00011609 | 0.00023635 | 0.00011415 | 0 | 0 | 4.0839e-05 | 0.00036729 | 0.0010734 | 0.00015777 | 0.00026984 | 0.00010956 | 0.00018193 | 0.00010956 | 0.00011415 | 0 | 0.00011415 | 0.0002945 | 0.00029516 | 0.0002244 | 0.00011557 | 0.00010784 | 0.00011023 | 2.3779e-06 | 9.2824e-09 | 7.65e-07 | 7.65e-07 | 0.00011415 | 0.00011415 | 0.00011415 | 0.00011416 | 0.00011415 | 0.00011415 | 0.00018548 | 0.00015218 | 0.00019297 | 0.00021381 | 0 | 0.00011415 | 0.00011415 | 0.00011415 | 0.00011415 | 0.00018001 | 0.00019716 | 0.00016625 | 0.00014834 | 0.00014609 | 0.0001206 | 0.00015019 | 0.00016391 | 8.7121e-05 | 0.00011206 | 0.00023442 | 0.00023442
01/06 16:00:00 | 1 | 6 | 16 | 136 | WD | 5.4304e-05 | 0.00015517 | 0.00015517 | -0.00053789 | 7.9653e-05 | 0.00024949 | 0.00011415 | 0 | 0 | 7.0788e-05 | 0.00034293 | 0.0009359 | 0.00015517 | 0.0002654 | 0.00011092 | 0.00018189 | 0.00011092 | 0.00011415 | 0 | 0.00011415 | 0.00015514 | 0.00029516 | 0.0002244 | 0.00011245 | 0.00010398 | 0.0001066 | 2.2224e-06 | 1.288e-08 | 7.1783e-07 | 7.1783e-07 | 0.00011415 | 0.00011415 | 0.00011415 | 0.00011416 | 0.00011415 | 0.00011415 | 0.00016661 | 0.00015074 | 0.00019248 | 0.00021381 | 0 | 0.00011415 | 0.00011415 | 0.00011415 | 0.00011415 | 9.2772e-05 | 0.00015438 | 0.00014778 | 0.00014395 | 0.00013423 | 0.0001188 | 0.00014965 | 0.00016396 | 8.7149e-05 | 0.00011194 | 0.00021725 | 0.00021725
01/06 17:00:00 | 1 | 6 | 17 | 137 | WD | 0 | 0.00018858 | 0.00018858 | 0.0010104 | 0.00016097 | -2.0051e-12 | 0.00011415 | 4.0462e-05 | 4.0462e-05 | 0.00015247 | -0.00082529 | 0.00087039 | 0.00018858 | 4.9985e-05 | 0.00012 | 0.000211 | 0.00012 | 0.00011415 | 0.00011463 | 0.00011415 | 1.669e-05 | 0.00029516 | 0.0002244 | 0.00010423 | 0.00010346 | 0.0001037 | 2.0884e-06 | 8.1206e-08 | 7.2162e-07 | 7.2162e-07 | 0.00011415 | 0.00011415 | 0.00011415 | 0.00011416 | 0.00011415 | 0.00011415 | 0.00014779 | 0.00014536 | 0.00015248 | 0.00015611 | 7.8299e-05 | 0.00011415 | 0.00011415 | 0.00011415 | 0.00011415 | 1.6192e-05 | 0.00011265 | 0.00010561 | 0.00010153 | 0.00012498 | 0.00012081 | 0.00014479 | 0.00015591 | 8.717e-05 | 0.00011228 | 0.00024823 | 0.00024823
01/06 18:00:00 | 1 | 6 | 18 | 138 | WD | 0 | 0.00020226 | 0.00020226 | 8.2286e-06 | 0.00016426 | -7.5459e-13 | 0.00011415 | 0 | 0 | 0.00021236 | -0.00049662 | 0.00084701 | 0.00020226 | 0.00020095 | 0.00013406 | 0.0002239 | 0.00013406 | 0.00011415 | 0.00022925 | 0.00011415 | 0 | 0.00029516 | 0.0002244 | 0.00010236 | 0.0001036 | 0.00010321 | 1.8923e-06 | 1.4307e-07 | 7.0118e-07 | 7.0118e-07 | 0.00011415 | 0.00011415 | 0.00011415 | 0.00011416 | 0.00011415 | 0.00011415 | 0.00012914 | 0.00014044 | 0.00012963 | 0.00012411 | 0.00022929 | 0.00011415 | 0.00011415 | 0.00011415 | 0.00011415 | 5.5549e-06 | 9.068e-05 | 8.4109e-05 | 8.0304e-05 | 0.00011903 | 0.00012367 | 0.00014491 | 0.00015477 | 8.718e-05 | 0.00011271 | 0.00028514 | 0.00028514
01/06 19:00:00 | 1 | 6 | 19 | 139 | WD | 0 | 0.00024223 | 0.00024223 | 1.0106e-05 | 0.00016765 | -3.8268e-13 | 0.00011415 | 0 | 0 | 0.00028587 | -0.00025937 | 0.00083101 | 0.00024223 | 0.00036015 | 0.00014271 | 0.00027216 | 0.00014271 | 0.00011415 | 0.00022925 | 0.00011415 | 0 | 6.5591e-05 | 0.0001126 | 0.00010262 | 0.00010159 | 0.00010191 | 1.7258e-06 | 6.2867e-08 | 5.9343e-07 | 5.9343e-07 | 0.00011415 | 0.00011415 | 0.00011415 | 0.00011416 | 0.00011415 | 0.00011415 | 0.00012867 | 0.00012924 | 0.00011284 | 0.00010446 | 0.00022929 | 0.00011415 | 0.00011415 | 0.00011415 | 0.00011415 | 4.7071e-06 | 8.1186e-05 | 7.2578e-05 | 6.7593e-05 | 0.0001174 | 0.00011943 | 0.00011926 | 0.00011919 | 8.7187e-05 | 0.00011296 | 0.00048572 | 0.00048572
01/06 20:00:00 | 1 | 6 | 20 | 140 | WD | 0 | 0.00024773 | 0.00024773 | 1.0807e-05 | 0.00016837 | -2.8565e-13 | 0.00011415 | 0 | 0 | 0.00034305 | -0.00012149 | 0.00078781 | 0.00024773 | 0.00034083 | 0.00014653 | 0.00027609 | 0.00014653 | 0.00011415 | 0.00022925 | 0.00011415 | 0 | 6.5591e-05 | 0.0001126 | 0.00010047 | 9.9661e-05 | 9.9911e-05 | 1.624e-06 | -2.5692e-08 | 5.0064e-07 | 5.0064e-07 | 0.00011415 | 0.00011415 | 0.00011415 | 0.00011416 | 0.00011415 | 0.00011415 | 0.00011028 | 0.00012072 | 0.00010105 | 9.1006e-05 | 0.00022929 | 0.00011415 | 0.00011415 | 0.00011415 | 0.00011415 | 6.0385e-06 | 7.1053e-05 | 0.00010064 | 0.00011777 | 0.0001079 | 0.0001162 | 0.0001142 | 0.00011327 | 8.7171e-05 | 0.00011373 | 0.00053405 | 0.00053405
01/06 21:00:00 | 1 | 6 | 21 | 141 | WD | 0 | 0.00023893 | 0.00023893 | 9.7773e-06 | 0.00016625 | 0 | 0.00011415 | 0 | 0 | 0.00034849 | -7.8688e-05 | 0.00069102 | 0.00023893 | 0.00030614 | 0.00014762 | 0.00026338 | 0.00014762 | 0.00011415 | 0.00022925 | 0.00011415 | 0 | 6.5591e-05 | 0.0001126 | 9.9514e-05 | 9.6159e-05 | 9.7196e-05 | 0.00058427 | 0.0005903 | 0.00058837 | 0.00058837 | 0.00011415 | 0.00011415 | 0.00011415 | 0.00011416 | 0.00011415 | 0.00011415 | 0.00010984 | 0.00010476 | 8.6009e-05 | 7.6429e-05 | 0.00022929 | 0.00011415 | 0.00011415 | 0.00011415 | 0.00011415 | 4.8306e-06 | 5.9917e-05 | 8.4608e-05 | 9.8906e-05 | 0.00010633 | 0.00011001 | 0.00010451 | 0.00010196 | 8.7134e-05 | 0.00011433 | 0.00061058 | 0.00061058
01/06 22:00:00 | 1 | 6 | 22 | 142 | WD | 0 | 0.00021799 | 0.00021799 | 8.3411e-06 | 8.1797e-05 | 2.0698e-12 | 0.00011415 | 0 | 0 | 0.00023959 | -5.6493e-05 | 0.00052238 | 0.00021799 | 0.00028609 | 0.00014405 | 0.00025276 | 0.00014405 | 0.00011415 | 0.00022925 | 0.00011415 | 0 | 6.5591e-05 | 0.0001126 | 9.5876e-05 | 8.1886e-05 | 8.621e-05 | 0.00057701 | 0.00050269 | 0.0005264 | 0.0005264 | 0.00011415 | 0.00011415 | 0.00011415 | 0.00011415 | 0.00011415 | 0.00011415 | 0.00010924 | 9.2279e-05 | 7.4921e-05 | 6.6052e-05 | 0.00022929 | 0.00011415 | 0.00011415 | 0.00011415 | 0.00011415 | 3.2016e-06 | 4.5412e-05 | 7.0785e-05 | 8.5478e-05 | 0.00010458 | 9.8787e-05 | 9.8249e-05 | 9.7999e-05 | 8.9155e-05 | 9.5988e-05 | 0.00063094 | 0.00063094
01/06 23:00:00 | 1 | 6 | 23 | 143 | WD | 0 | 0.00019929 | 0.00019929 | 0.0010076 | 0.0001592 | 7.9772e-13 | 0.00011415 | 0 | 0 | 0.00013341 | 0.0011615 | -0.0018553 | 0.00019929 | 0.00046192 | 0.00013614 | 0.00022165 | 0.00013614 | 0.00011415 | 0.00022925 | 0.00011415 | 0 | 6.5591e-05 | 0.0001118 | 9.5384e-05 | 7.7321e-05 | 8.2903e-05 | 0.00058023 | 0.00049264 | 0.00052059 | 0.00052059 | 0.00011415 | 0.00011415 | 0.00011415 | 0.00011416 | 0.00011415 | 0.00011415 | 0.00010883 | 6.9436e-05 | 6.3877e-05 | 6.1037e-05 | 0.00022929 | 0.00011415 | 0.00011415 | 0.00011415 | 0.00011415 | 2.0797e-06 | 3.3003e-05 | 6.2124e-05 | 7.8988e-05 | 0.00010308 | 9.0007e-05 | 9.0376e-05 | 9.0548e-05 | 8.9279e-05 | 9.9207e-05 | 3.1337e-05 | 3.1337e-05
01/06 24:00:00 | 1 | 6 | 24 | 144 | WD | 0 | 0.00015983 | 0.00015983 | -0.00098912 | 7.7725e-05 | -1.3906e-12 | 0.00011415 | 0 | 0 | 5.4452e-05 | 0.00064471 | -0.0055458 | 0.00015983 | 0.00028224 | 0.00012638 | 0.00018395 | 0.00012638 | 0.00011415 | 0.00022925 | 0.00011415 | 0 | 6.5591e-05 | 0.0001118 | 0.00012366 | 7.7279e-05 | 9.1614e-05 | 0.00074723 | 0.0004985 | 0.00057786 | 0.00057786 | 0.00011415 | 0.00011415 | 0.00011415 | 0.00011416 | 0.00011415 | 0.00011415 | 9.9691e-05 | 6.8344e-05 | 6.1493e-05 | 5.7992e-05 | 0.00022929 | 0.00011415 | 0.00011415 | 0.00011415 | 0.00011415 | 1.729e-06 | 2.6771e-05 | 5.7344e-05 | 7.5048e-05 | 9.8002e-05 | 8.9682e-05 | 8.9768e-05 | 8.9808e-05 | 8.929e-05 | 0.00010087 | 4.3896e-05 | 4.3896e-05
01/07 01:00:00 | 1 | 7 | 1 | 145 | WD | 0 | 0.00011079 | 0.00011079 | 0.00097913 | 7.5542e-05 | 0.00025245 | 0.00011415 | 0 | 0 | 2.1781e-05 | 0.00041432 | -0.0053569 | 0.00011079 | 6.7566e-05 | 9.19e-05 | 0.00012341 | 9.19e-05 | 0.00011415 | 0.00022925 | 0.00011415 | 0 | 6.5591e-05 | 0.0001118 | 8.8607e-05 | 7.725e-05 | 8.0759e-05 | 0.00054221 | 0.0004984 | 0.00051238 | 0.00051238 | 0.00011415 | 0.00011415 | 0.00011415 | 0.00011416 | 0.00011415 | 0.00011415 | 4.5468e-05 | 6.8027e-05 | 5.8924e-05 | 5.4272e-05 | 0.00022929 | 0.00011415 | 0.00011415 | 0.00011415 | 0.00011415 | 1.2032e-06 | 2.496e-05 | 5.3631e-05 | 7.0234e-05 | 7.2389e-05 | 8.9587e-05 | 8.3593e-05 | 8.0813e-05 | 8.9612e-05 | 0.00010172 | 9.16e-05 | 9.16e-05
01/07 02:00:00 | 1 | 7 | 2 | 146 | WD | 0 | 0.00013251 | 0.00013251 | -0.0009731 | 0 | 0.00023244 | 0.00011415 | 0 | 0 | 2.1781e-05 | 0.00042475 | -0.005348 | 0.00013251 | 0.00014898 | 8.5656e-05 | 0.00016705 | 8.5656e-05 | 0.00011415 | 0.00022925 | 0.00011415 | 0 | 6.5591e-05 | 0.0001118 | 8.7514e-05 | 7.7239e-05 | 8.0415e-05 | 0.00053632 | 0.00049836 | 0.00051047 | 0.00051047 | 0.00011415 | 0.00011415 | 0.00011415 | 0.00011416 | 0.00011415 | 0.00011415 | 3.6463e-05 | 6.7924e-05 | 5.8637e-05 | 5.3892e-05 | 0.00022929 | 0.00011415 | 0.00011415 | 0.00011415 | 0.00011415 | 1.2032e-06 | 2.437e-05 | 5.3103e-05 | 6.9742e-05 | 6.7155e-05 | 8.9561e-05 | 8.3454e-05 | 8.0622e-05 | 8.9741e-05 | 0.00010239 | 0.00012017 | 0.00012017
01/07 03:00:00 | 1 | 7 | 3 | 147 | WD | 0 | 0.0001692 | 0.0001692 | 5.2152e-07 | 7.4371e-05 | 0.00022975 | 0.00011415 | 0 | 0 | 2.1781e-05 | 0.00044497 | -0.0050021 | 0.0001692 | 0.00022416 | 8.3946e-05 | 0.00020841 | 8.3946e-05 | 0.00011415 | 0.00022925 | 0.00011415 | 0 | 6.5591e-05 | 0.0001118 | 8.7412e-05 | 7.7256e-05 | 8.0395e-05 | 0.00053616 | 0.00049844 | 0.00051047 | 0.00051047 | 0.00011415 | 0.00011415 | 0.00011415 | 0.00011416 | 0.00011415 | 0.00011415 | 3.6473e-05 | 6.819e-05 | 6.0618e-05 | 5.6748e-05 | 0.00022929 | 0.00011415 | 0.00011415 | 0.00011415 | 0.00011415 | 1.23e-06 | 2.5894e-05 | 5.6002e-05 | 7.3438e-05 | 6.5904e-05 | 8.9656e-05 | 8.3988e-05 | 8.1359e-05 | 8.9846e-05 | 0.00010295 | 0.00014813 | 0.00014813
01/07 04:00:00 | 1 | 7 | 4 | 148 | WD | 0 | 0.00019115 | 0.00019115 | 0.00097066 | 7.4421e-05 | 0.00022651 | 0.00011415 | 0 | 0 | 2.1781e-05 | 0.0004234 | -0.0019403 | 0.00019115 | 0.00027283 | 8.2211e-05 | 0.00024002 | 8.2211e-05 | 0.00011415 | 0.00022925 | 0.00011415 | 0 | 6.5591e-05 | 0.0001118 | 8.824e-05 | 7.723e-05 | 8.0633e-05 | 0.00054144 | 0.00049832 | 0.00051208 | 0.00051208 | 0.00011415 | 0.00011415 | 0.00011415 | 0.00011416 | 0.00011415 | 0.00011415 | 4.5596e-05 | 6.8975e-05 | 6.1912e-05 | 5.8304e-05 | 0.00022929 | 0.00011415 | 0.00011415 | 0.00011415 | 0.00011415 | 1.5508e-06 | 3.0373e-05 | 5.892e-05 | 7.5451e-05 | 7.1325e-05 | 8.989e-05 | 8.4323e-05 | 8.1741e-05 | 8.9806e-05 | 0.00010338 | 0.00016714 | 0.00016714
01/07 05:00:00 | 1 | 7 | 5 | 149 | WD | 0 | 0.00018554 | 0.00018554 | -0.00097413 | 0 | 0.00021796 | 0.00011415 | 0 | 0 | 6.5342e-05 | 0.00039405 | 0.0012457 | 0.00018554 | 0.00027328 | 8.1198e-05 | 0.0002412 | 8.1198e-05 | 0.00011415 | 0.00022925 | 0.00011415 | 0 | 6.5591e-05 | 0.0001118 | 0.00010082 | 7.719e-05 | 8.4492e-05 | 0.00061554 | 0.00049814 | 0.0005356 | 0.0005356 | 0.00011415 | 0.00011415 | 0.00011415 | 0.00011416 | 0.00011415 | 0.00011415 | 5.4768e-05 | 7.0282e-05 | 7.6832e-05 | 8.0178e-05 | 0.00022929 | 0.00011415 | 0.00011415 | 0.00011415 | 0.00011415 | 2.0054e-06 | 3.7834e-05 | 7.9583e-05 | 0.00010376 | 7.6957e-05 | 9.0274e-05 | 8.9033e-05 | 8.8457e-05 | 8.9748e-05 | 0.0001037 | 0.00016507 | 0.00016507
01/07 06:00:00 | 1 | 7 | 6 | 150 | WD | 0 | 0.00020685 | 0.00020685 | 0.0009956 | 0.00015645 | -1.5577e-12 | 0.00011415 | 0 | 0 | 0.00013613 | 0.00038045 | 0.0031399 | 0.00020685 | 0.0002705 | 8.7512e-05 | 0.0002429 | 8.7512e-05 | 0.00011415 | 0.00022925 | 0.00011415 | 0 | 6.5591e-05 | 0.0001118 | 0.00010365 | 8.1166e-05 | 8.8116e-05 | 0.00063252 | 0.00052263 | 0.00055769 | 0.00055769 | 0.00011415 | 0.00011415 | 0.00011415 | 0.00011416 | 0.00011415 | 0.00011415 | 9.1181e-05 | 9.299e-05 | 0.0001022 | 0.0001069 | 0.00022929 | 0.00011415 | 0.00011415 | 0.00011415 | 0.00011415 | 3.0749e-06 | 6.2531e-05 | 0.00011054 | 0.00013835 | 9.5905e-05 | 9.8528e-05 | 9.7092e-05 | 9.6426e-05 | 8.9996e-05 | 0.00010393 | 0.00016585 | 0.00016585
01/07 07:00:00 | 1 | 7 | 7 | 151 | WD | 0 | 0.0002298 | 0.0002298 | 1.155e-05 | 0.0001695 | 7.5464e-14 | 0.00011415 | 0 | 0 | 0.00015247 | -0.00098791 | 0.0034973 | 0.0002298 | -0.00021393 | 9.9871e-05 | 0.00027262 | 9.9871e-05 | 0.00011415 | 0.00022925 | 0.00011415 | 0 | 6.5591e-05 | 0.0001126 | 0.00010851 | 8.6846e-05 | 9.354e-05 | 0.00064523 | 0.00053934 | 0.00057312 | 0.00057312 | 0.00011415 | 0.00011415 | 0.00011415 | 0.00011416 | 0.00011415 | 0.00011415 | 0.00012828 | 0.00012421 | 0.00013044 | 0.00013363 | 0.00022929 | 0.00011415 | 0.00011415 | 0.00011415 | 0.00011415 | 4.0107e-06 | 9.1597e-05 | 8.8347e-05 | 8.6466e-05 | 0.00011542 | 0.00011195 | 0.00010667 | 0.00010422 | 8.5629e-05 | 0.0001265 | 0.00066013 | 0.00066013
01/07 08:00:00 | 1 | 7 | 8 | 152 | WD | 0 | 0.0002342 | 0.0002342 | -0.00051659 | 0.00017489 | 4.7973e-13 | 0.00011415 | 2.2123e-05 | 2.2123e-05 | 0.00013613 | -0.00048411 | 0.0032036 | 0.0002342 | -3.3439e-05 | 0.00011103 | 0.00027657 | 0.00011103 | 0.00011415 | 0.00017194 | 0.00011415 | 2.2712e-06 | 6.5591e-05 | 0.0001126 | 0.00010695 | 0.00010146 | 0.00010316 | 0.00063126 | 0.00062295 | 0.0006256 | 0.0006256 | 0.00011415 | 0.00011415 | 0.00011415 | 0.00011416 | 0.00011415 | 0.00011415 | 0.000149 | 0.0001417 | 0.00018942 | 0.00021381 | 0.00019014 | 0.00011415 | 0.00011415 | 0.00011415 | 0.00011415 | 1.226e-05 | 0.00011886 | 0.00013136 | 0.0001386 | 0.00012657 | 0.00012075 | 0.00012776 | 0.00013101 | 9.3587e-05 | 0.0001219 | 0.00075186 | 0.00075186
01/07 09:00:00 | 1 | 7 | 9 | 153 | WD | 4.731e-05 | 0.00026616 | 0.00026616 | 0.00055402 | 0.00021172 | 1.5523e-12 | 0.00011415 | 9.3724e-05 | 9.3724e-05 | 5.9897e-05 | -0.00023368 | 0.0026982 | 0.00026616 | 0.00014087 | 0.00011108 | 0.00032049 | 0.00011108 | 0.00011415 | 0 | 0.00011415 | 5.467e-05 | 0.00016398 | 0.0001685 | 0.00011014 | 0.00010371 | 0.0001057 | 0.00064909 | 0.00063673 | 0.00064067 | 0.00064067 | 0.00011415 | 0.00011415 | 0.00011415 | 0.00011416 | 0.00011415 | 0.00011415 | 0.00016895 | 0.00015378 | 0.00019351 | 0.00021381 | 0 | 0.00011415 | 0.00011415 | 0.00011415 | 0.00011415 | 6.5426e-05 | 0.00014409 | 0.00014268 | 0.00014186 | 0.00013684 | 0.00011944 | 0.00014522 | 0.00015718 | 9.3473e-05 | 0.00011948 | 0.00061926 | 0.00061926
01/07 10:00:00 | 1 | 7 | 10 | 154 | WD | 0.00012589 | 0.00030679 | 0.00030679 | 0.00029037 | 0.00022357 | 0.00021486 | 0.00011415 | 0.0001509 | 0.0001509 | 4.0839e-05 | -0.00017544 | 0.002211 | 0.00030679 | 0.00030063 | 0.00011156 | 0.00037743 | 0.00011156 | 0.00011415 | 0 | 0.00011415 | 0.00023238 | 0.00029516 | 0.0002244 | 0.00011338 | 0.0001036 | 0.00010662 | 0.00066798 | 0.00063598 | 0.00064619 | 0.00064619 | 0.00011415 | 0.00011415 | 0.00011415 | 0.00011416 | 0.00011415 | 0.00011415 | 0.0001871 | 0.00015456 | 0.00019377 | 0.00021381 | 0 | 0.00011415 | 0.00011415 | 0.00011415 | 0.00011415 | 0.00014667 | 0.00018328 | 0.00015982 | 0.00014624 | 0.00014755 | 0.00011992 | 0.00015022 | 0.00016427 | 9.3118e-05 | 0.00011808 | 0.00054378 | 0.00054378
01/07 11:00:00 | 1 | 7 | 11 | 155 | WD | 0.00018377 | 0.00026685 | 0.00026685 | -0.00025573 | 0.00016917 | 0.00021991 | 0.00011415 | 0 | 0 | 4.0839e-05 | 0.0013501 | 0.001816 | 0.00026685 | 0.0005907 | 0.00011463 | 0.00032814 | 0.00011463 | 0.00011415 | 0 | 0.00011415 | 0.00035695 | 0.00029516 | 0.0002244 | 0.00011373 | 0.00010345 | 0.00010663 | 0.00066972 | 0.00063509 | 0.00064614 | 0.00064614 | 0.00011415 | 0.00011415 | 0.00011415 | 0.00011416 | 0.00011415 | 0.00011415 | 0.00018706 | 0.00015413 | 0.00019363 | 0.00021381 | 0 | 0.00011415 | 0.00011415 | 0.00011415 | 0.00011415 | 0.00021356 | 0.00021645 | 0.00017437 | 0.00015 | 0.00014889 | 0.00011973 | 0.000149 | 0.00016257 | 9.2765e-05 | 0.00011724 | 0.00050059 | 0.00050059
01/07 12:00:00 | 1 | 7 | 12 | 156 | WD | 0.00022239 | 0.00026768 | 0.00026768 | 0.0004434 | 0.0001655 | 0.00021998 | 0.00011415 | 0 | 0 | 4.0839e-05 | 0.00082802 | 0.0015 | 0.00026768 | 0.00051096 | 0.00011458 | 0.00032989 | 0.00011458 | 0.00011415 | 0 | 0.00011415 | 0.00045016 | 0.00029516 | 0.0002244 | 0.0001428 | 0.00010327 | 0.00011548 | 0.00083997 | 0.00063395 | 0.00069968 | 0.00069968 | 0.00011415 | 0.00011415 | 0.00011415 | 0.00011416 | 0.00011415 | 0.00011415 | 0.000187 | 0.00015348 | 0.00019341 | 0.00021381 | 0 | 0.00011415 | 0.00011415 | 0.00011415 | 0.00011415 | 0.00026094 | 0.00024083 | 0.00022824 | 0.00022095 | 0.00014911 | 0.00011946 | 0.00015025 | 0.00016454 | 9.2668e-05 | 0.00011649 | 0.00047728 | 0.00047728
01/07 13:00:00 | 1 | 7 | 13 | 157 | WD | 0.00022714 | 0.00025709 | 0.00025709 | 0.00058544 | 8.137e-05 | 0.00021627 | 0.00011415 | 0 | 0 | 4.0839e-05 | 0.00058042 | 0.0012649 | 0.00025709 | 0.00046068 | 0.00011115 | 0.00032823 | 0.00011115 | 0.00011415 | 0 | 0.00011415 | 0.00046724 | 0.00029516 | 0.0002244 | 0.00011357 | 0.00010321 | 0.00010641 | 0.00066832 | 0.00063361 | 0.00064468 | 0.00064468 | 0.00011415 | 0.00011415 | 0.00011415 | 0.00011416 | 0.00011415 | 0.00011415 | 0.00018694 | 0.0001532 | 0.00019331 | 0.00021381 | 0 | 0.00011415 | 0.00011415 | 0.00011415 | 0.00011415 | 0.00027274 | 0.00024485 | 0.0002301 | 0.00022156 | 0.00014879 | 0.00011935 | 0.00015357 | 0.00016945 | 9.2686e-05 | 0.00011611 | 0.00045911 | 0.00045911
01/07 14:00:00 | 1 | 7 | 14 | 158 | WD | 0.000197 | 0.00026715 | 0.00026715 | -0.0010007 | 0.00016111 | 0.00022375 | 0.00011415 | 0 | 0 | 4.0839e-05 | 0.00048835 | 0.0010708 | 0.00026715 | 0.00043069 | 0.00011051 | 0.00033065 | 0.00011051 | 0.00011415 | 0 | 0.00011415 | 0.00041149 | 0.00029516 | 0.0002244 | 0.00011464 | 0.0001074 | 0.00010963 | 0.00067459 | 0.00065931 | 0.00066418 | 0.00066418 | 0.00011415 | 0.00011415 | 0.00011415 | 0.00011416 | 0.00011415 | 0.00011415 | 0.00018653 | 0.00015279 | 0.00019317 | 0.00021381 | 0 | 0.00011415 | 0.00011415 | 0.00011415 | 0.00011415 | 0.00024272 | 0.0002297 | 0.00022362 | 0.00022011 | 0.00014713 | 0.0001207 | 0.00015188 | 0.00016634 | 9.2809e-05 | 0.00011598 | 0.00044538 | 0.00044538
01/07 15:00:00 | 1 | 7 | 15 | 159 | WD | 0.00014043 | 0.00023601 | 0.00023601 | 0.0010061 | 7.9678e-05 | 0.00023635 | 0.00011415 | 0 | 0 | 4.0839e-05 | 0.00042039 | 0.00089965 | 0.00023601 | 0.0003908 | 0.00010956 | 0.00029881 | 0.00010956 | 0.00011415 | 0 | 0.00011415 | 0.00029754 | 0.00029516 | 0.0002244 | 0.00011465 | 0.00010696 | 0.00010934 | 0.00067456 | 0.00065663 | 0.00066235 | 0.00066235 | 0.00011415 | 0.00011415 | 0.00011415 | 0.00011416 | 0.00011415 | 0.00011415 | 0.00018548 | 0.00015218 | 0.00019297 | 0.00021381 | 0 | 0.00011415 | 0.00011415 | 0.00011415 | 0.00011415 | 0.00018137 | 0.00019796 | 0.00016658 | 0.00014842 | 0.00014644 | 0.00012036 | 0.00014938 | 0.00016284 | 9.2816e-05 | 0.00011583 | 0.00042355 | 0.00042355
01/07 16:00:00 | 1 | 7 | 16 | 160 | WD | 6.1935e-05 | 0.00024659 | 0.00024659 | -0.00099674 | 0.00015938 | 0.00024949 | 0.00011415 | 0 | 0 | 7.0788e-05 | 0.00039442 | 0.00078533 | 0.00024659 | 0.00038257 | 0.00011092 | 0.0003 | 0.00011092 | 0.00011415 | 0 | 0.00011415 | 0.00016086 | 0.00029516 | 0.0002244 | 0.00011151 | 0.00010306 | 0.00010567 | 0.00065594 | 0.00063267 | 0.0006401 | 0.0006401 | 0.00011415 | 0.00011415 | 0.00011415 | 0.00011416 | 0.00011415 | 0.00011415 | 0.00016661 | 0.00015073 | 0.00019248 | 0.00021381 | 0 | 0.00011415 | 0.00011415 | 0.00011415 | 0.00011415 | 9.5759e-05 | 0.00015577 | 0.00014841 | 0.00014415 | 0.00013463 | 0.00011855 | 0.00014877 | 0.00016278 | 9.3086e-05 | 0.00011587 | 0.00041581 | 0.00041581
01/07 17:00:00 | 1 | 7 | 17 | 161 | WD | 0 | 0.00025881 | 0.00025881 | 0.0010111 | 8.0481e-05 | -2.0051e-12 | 0.00011415 | 4.1381e-05 | 4.1381e-05 | 0.00015247 | -0.0010617 | 0.00071817 | 0.00025881 | -0.0001603 | 0.00012 | 0.00032312 | 0.00012 | 0.00011415 | 0.00011463 | 0.00011415 | 1.7069e-05 | 0.00029516 | 0.0002244 | 0.00010333 | 0.00010243 | 0.00010271 | 0.0006079 | 0.0006288 | 0.00062214 | 0.00062214 | 0.00011415 | 0.00011415 | 0.00011415 | 0.00011416 | 0.00011415 | 0.00011415 | 0.00014779 | 0.00014535 | 0.00015247 | 0.00015611 | 7.8299e-05 | 0.00011415 | 0.00011415 | 0.00011415 | 0.00011415 | 1.6416e-05 | 0.00011268 | 0.00010563 | 0.00010154 | 0.00012548 | 0.00012052 | 0.00014375 | 0.00015452 | 8.7657e-05 | 0.0001165 | 0.00046546 | 0.00046546
01/07 18:00:00 | 1 | 7 | 18 | 162 | WD | 0 | 0.00027725 | 0.00027725 | 8.9672e-06 | 0.00016438 | -7.5459e-13 | 0.00011415 | 0 | 0 | 0.00021236 | -0.00047623 | 0.0006962 | 0.00027725 | 0.00011089 | 0.00013406 | 0.00033063 | 0.00013406 | 0.00011415 | 0.00022925 | 0.00011415 | 0 | 0.00029516 | 0.0002244 | 0.00010106 | 0.00010206 | 0.00010175 | 0.00059443 | 0.00062654 | 0.00061629 | 0.00061629 | 0.00011415 | 0.00011415 | 0.00011415 | 0.00011416 | 0.00011415 | 0.00011415 | 0.00012914 | 0.00014044 | 0.00012963 | 0.00012411 | 0.00022929 | 0.00011415 | 0.00011415 | 0.00011415 | 0.00011415 | 5.5549e-06 | 9.068e-05 | 8.4109e-05 | 8.0304e-05 | 0.00011959 | 0.00012321 | 0.00014369 | 0.00015318 | 8.8045e-05 | 0.00011721 | 0.00052244 | 0.00052244
01/07 19:00:00 | 1 | 7 | 19 | 163 | WD | 0 | 0.00030293 | 0.00030293 | 1.0715e-05 | 0.00016772 | -3.8268e-13 | 0.00011415 | 0 | 0 | 0.00028587 | -0.00025601 | 0.00068201 | 0.00030293 | 0.00030922 | 0.00014271 | 0.00035856 | 0.00014271 | 0.00011415 | 0.00022925 | 0.00011415 | 0 | 6.5591e-05 | 0.0001126 | 0.00010104 | 9.9958e-05 | 0.00010029 | 0.00059414 | 0.00061365 | 0.00060742 | 0.00060742 | 0.00011415 | 0.00011415 | 0.00011415 | 0.00011416 | 0.00011415 | 0.00011415 | 0.00012867 | 0.00012924 | 0.00011284 | 0.00010446 | 0.00022929 | 0.00011415 | 0.00011415 | 0.00011415 | 0.00011415 | 4.7071e-06 | 8.1186e-05 | 7.2578e-05 | 6.7593e-05 | 0.00011798 | 0.00011895 | 0.00011911 | 0.00011919 | 8.8116e-05 | 0.00011752 | 0.00074351 | 0.00074351
01/07 20:00:00 | 1 | 7 | 20 | 164 | WD | 0 | 0.00028707 | 0.00028707 | 1.1394e-05 | 0.00016844 | -2.8565e-13 | 0.00011415 | 0 | 0 | 0.00034305 | -0.00012039 | 0.00064697 | 0.00028707 | 0.00026285 | 0.00014653 | 0.00033209 | 0.00014653 | 0.00011415 | 0.00022925 | 0.00011415 | 0 | 6.5591e-05 | 0.0001126 | 0.00011078 | 9.8511e-05 | 0.0001023 | 0.00065111 | 0.00060477 | 0.00061955 | 0.00061955 | 0.00011415 | 0.00011415 | 0.00011415 | 0.00011416 | 0.00011415 | 0.00011415 | 0.00011028 | 0.00012072 | 0.00010105 | 9.1006e-05 | 0.00022929 | 0.00011415 | 0.00011415 | 0.00011415 | 0.00011415 | 6.0385e-06 | 7.1053e-05 | 0.00010064 | 0.00011777 | 0.00010857 | 0.00011587 | 0.00011409 | 0.00011327 | 8.8078e-05 | 0.00011785 | 0.00076679 | 0.00076679
01/07 21:00:00 | 1 | 7 | 21 | 165 | WD | 0 | 0.00027874 | 0.00027874 | 0.00083091 | 0.00016628 | 0 | 0.00011415 | 0 | 0 | 0.00034849 | -7.7405e-05 | 0.00057333 | 0.00027874 | 0.00023829 | 0.00014762 | 0.00032004 | 0.00014762 | 0.00011415 | 0.00022925 | 0.00011415 | 0 | 6.5591e-05 | 0.0001126 | 0.00010983 | 9.5509e-05 | 9.9934e-05 | 0.00064533 | 0.00058634 | 0.00060516 | 0.00060516 | 0.00011415 | 0.00011415 | 0.00011415 | 0.00011416 | 0.00011415 | 0.00011415 | 0.00010984 | 0.00010476 | 8.6009e-05 | 7.6429e-05 | 0.00022929 | 0.00011415 | 0.00011415 | 0.00011415 | 0.00011415 | 4.8306e-06 | 5.9917e-05 | 8.4608e-05 | 9.8906e-05 | 0.00010696 | 0.00010985 | 0.00010446 | 0.00010196 | 8.8081e-05 | 0.00011803 | 0.00082224 | 0.00082224
01/07 22:00:00 | 1 | 7 | 22 | 166 | WD | 0 | 0.0002717 | 0.0002717 | -0.00080562 | 0.00016361 | 2.0698e-12 | 0.00011415 | 0 | 0 | 0.00023959 | -5.4767e-05 | 0.0004224 | 0.0002717 | 0.00022937 | 0.00014405 | 0.00031686 | 0.00014405 | 0.00011415 | 0.00022925 | 0.00011415 | 0 | 6.5591e-05 | 0.0001126 | 0.00010393 | 8.1598e-05 | 8.8498e-05 | 0.00062612 | 0.00050094 | 0.00054088 | 0.00054088 | 0.00011415 | 0.00011415 | 0.00011415 | 0.00011416 | 0.00011415 | 0.00011415 | 0.00010924 | 9.2279e-05 | 7.4921e-05 | 6.6052e-05 | 0.00022929 | 0.00011415 | 0.00011415 | 0.00011415 | 0.00011415 | 3.2016e-06 | 4.5412e-05 | 7.0785e-05 | 8.5478e-05 | 0.0001053 | 9.8711e-05 | 9.8225e-05 | 9.7999e-05 | 9.1409e-05 | 9.6244e-05 | 0.00083755 | 0.00083755
01/07 23:00:00 | 1 | 7 | 23 | 167 | WD | 0 | 0.00024143 | 0.00024143 | 0.0010062 | 7.9613e-05 | 7.9772e-13 | 0.00011415 | 0 | 0 | 0.00013341 | 0.0011093 | -0.0018619 | 0.00024143 | 0.00054916 | 0.00013614 | 0.00029365 | 0.00013614 | 0.00011415 | 0.00022925 | 0.00011415 | 0 | 6.5591e-05 | 0.0001118 | 9.5018e-05 | 7.7071e-05 | 8.2618e-05 | 0.00057886 | 0.00049145 | 0.00051934 | 0.00051934 | 0.00011415 | 0.00011415 | 0.00011415 | 0.00011416 | 0.00011415 | 0.00011415 | 0.00010883 | 6.9436e-05 | 6.3877e-05 | 6.1037e-05 | 0.00022929 | 0.00011415 | 0.00011415 | 0.00011415 | 0.00011415 | 2.0797e-06 | 3.3003e-05 | 6.2124e-05 | 7.8988e-05 | 0.00010377 | 8.9958e-05 | 9.0233e-05 | 9.036e-05 | 9.1686e-05 | 0.00010098 | 7.9606e-05 | 7.9606e-05
01/07 24:00:00 | 1 | 7 | 24 | 168 | WD | 0 | 0.00021132 | 0.00021132 | -0.00098824 | 8.3985e-05 | -1.3906e-12 | 0.00011415 | 0 | 0 | 5.4452e-05 | 0.00074226 | -0.0039982 | 0.00021132 | 0.0003569 | 0.00012638 | 0.00025631 | 0.00012638 | 0.00011415 | 0.00022925 | 0.00011415 | 0 | 6.5591e-05 | 0.0001118 | 0.00012359 | 7.7051e-05 | 9.1433e-05 | 0.00074723 | 0.00049751 | 0.00057719 | 0.00057719 | 0.00011415 | 0.00011415 | 0.00011415 | 0.00011416 | 0.00011415 | 0.00011415 | 9.9691e-05 | 6.8344e-05 | 6.1493e-05 | 5.7992e-05 | 0.00022929 | 0.00011415 | 0.00011415 | 0.00011415 | 0.00011415 | 1.729e-06 | 2.6771e-05 | 5.7344e-05 | 7.5048e-05 | 9.8697e-05 | 8.9639e-05 | 8.9591e-05 | 8.9569e-05 | 9.189e-05 | 0.00010263 | 0.00015773 | 0.00015773
01/08 01:00:00 | 1 | 8 | 1 | 169 | WD | 0 | 0.00016405 | 0.00016405 | 0.00081108 | 6.9321e-05 | 0.00025245 | 0.00011415 | 0 | 0 | 2.1781e-05 | 0.00044651 | -0.0052173 | 0.00016405 | 0.00013198 | 9.19e-05 | 0.00020017 | 9.19e-05 | 0.00011415 | 0.00022925 | 0.00011415 | 0 | 6.5591e-05 | 0.0001118 | 8.8252e-05 | 7.7034e-05 | 8.0501e-05 | 0.00054058 | 0.00049746 | 0.00051122 | 0.00051122 | 0.00011415 | 0.00011415 | 0.00011415 | 0.00011416 | 0.00011415 | 0.00011415 | 4.5468e-05 | 6.8027e-05 | 5.8924e-05 | 5.4272e-05 | 0.00022929 | 0.00011415 | 0.00011415 | 0.00011415 | 0.00011415 | 1.2032e-06 | 2.496e-05 | 5.3631e-05 | 7.0234e-05 | 7.3054e-05 | 8.9549e-05 | 8.3483e-05 | 8.0669e-05 | 9.1885e-05 | 0.00010361 | 0.00021272 | 0.00021272
01/08 02:00:00 | 1 | 8 | 2 | 170 | WD | 0 | 0.00019283 | 0.00019283 | 0.00016765 | 7.4663e-05 | 0.00023244 | 0.00011415 | 0 | 0 | 2.1781e-05 | 0.00047238 | -0.0064435 | 0.00019283 | 0.0001717 | 8.5656e-05 | 0.00024164 | 8.5656e-05 | 0.00011415 | 0.00022925 | 0.00011415 | 0 | 6.5591e-05 | 0.0001118 | 8.7167e-05 | 7.7027e-05 | 8.0161e-05 | 0.0005347 | 0.00049745 | 0.00050934 | 0.00050934 | 0.00011415 | 0.00011415 | 0.00011415 | 0.00011416 | 0.00011415 | 0.00011415 | 3.6463e-05 | 6.7924e-05 | 5.8637e-05 | 5.3892e-05 | 0.00022929 | 0.00011415 | 0.00011415 | 0.00011415 | 0.00011415 | 1.2032e-06 | 2.437e-05 | 5.3103e-05 | 6.9742e-05 | 6.7724e-05 | 8.9523e-05 | 8.3341e-05 | 8.0474e-05 | 9.1336e-05 | 0.00010426 | 0.00023567 | 0.00023567
01/08 03:00:00 | 1 | 8 | 3 | 171 | WD | 0 | 0.00022374 | 0.00022374 | -0.00097062 | 5.7134e-05 | 0.00022975 | 0.00011415 | 0 | 0 | 2.1781e-05 | 0.00044829 | -0.0050186 | 0.00022374 | 0.0002209 | 8.3946e-05 | 0.00028865 | 8.3946e-05 | 0.00011415 | 0.00022925 | 0.00011415 | 0 | 6.5591e-05 | 0.0001118 | 8.7072e-05 | 7.7046e-05 | 8.0145e-05 | 0.00053455 | 0.00049753 | 0.00050934 | 0.00050934 | 0.00011415 | 0.00011415 | 0.00011415 | 0.00011416 | 0.00011415 | 0.00011415 | 3.6473e-05 | 6.819e-05 | 6.0618e-05 | 5.6748e-05 | 0.00022929 | 0.00011415 | 0.00011415 | 0.00011415 | 0.00011415 | 1.23e-06 | 2.5894e-05 | 5.6002e-05 | 7.3438e-05 | 6.6406e-05 | 8.9618e-05 | 8.3874e-05 | 8.121e-05 | 9.0901e-05 | 0.00010476 | 0.00026167 | 0.00026167
01/08 04:00:00 | 1 | 8 | 4 | 172 | WD | 0 | 0.00023788 | 0.00023788 | 0.00097127 | 1.723e-05 | 0.00022651 | 0.00011415 | 0 | 0 | 2.1781e-05 | 0.0004273 | -0.0015135 | 0.00023788 | 0.00023832 | 8.2211e-05 | 0.00031517 | 8.2211e-05 | 0.00011415 | 0.00022925 | 0.00011415 | 0 | 6.5591e-05 | 0.0001118 | 8.7911e-05 | 7.7055e-05 | 8.041e-05 | 0.00053983 | 0.00049757 | 0.00051105 | 0.00051105 | 0.00011415 | 0.00011415 | 0.00011415 | 0.00011416 | 0.00011415 | 0.00011415 | 4.5596e-05 | 6.8975e-05 | 6.1912e-05 | 5.8304e-05 | 0.00022929 | 0.00011415 | 0.00011415 | 0.00011415 | 0.00011415 | 1.5508e-06 | 3.0373e-05 | 5.892e-05 | 7.5451e-05 | 7.1804e-05 | 8.9864e-05 | 8.421e-05 | 8.1587e-05 | 9.0774e-05 | 0.00010519 | 0.00027901 | 0.00027901
01/08 05:00:00 | 1 | 8 | 5 | 173 | WD | 0 | 0.00025254 | 0.00025254 | 2.5182e-07 | 7.5157e-05 | 0.00021796 | 0.00011415 | 0 | 0 | 6.5342e-05 | 0.00041003 | 0.0010412 | 0.00025254 | 0.00023565 | 8.1198e-05 | 0.00032523 | 8.1198e-05 | 0.00011415 | 0.00022925 | 0.00011415 | 0 | 6.5591e-05 | 0.0001118 | 0.0001005 | 7.7055e-05 | 8.43e-05 | 0.00061391 | 0.00049756 | 0.00053468 | 0.00053468 | 0.00011415 | 0.00011415 | 0.00011415 | 0.00011416 | 0.00011415 | 0.00011415 | 5.4768e-05 | 7.0282e-05 | 7.6832e-05 | 8.0178e-05 | 0.00022929 | 0.00011415 | 0.00011415 | 0.00011415 | 0.00011415 | 2.0054e-06 | 3.7834e-05 | 7.9583e-05 | 0.00010376 | 7.7373e-05 | 9.0262e-05 | 8.8758e-05 | 8.806e-05 | 9.046e-05 | 0.0001055 | 0.00027792 | 0.00027792
01/08 06:00:00 | 1 | 8 | 6 | 174 | WD | 0 | 0.00027841 | 0.00027841 | 2.4874e-06 | 7.8236e-05 | -1.5577e-12 | 0.00011415 | 0 | 0 | 0.00013613 | 0.00041999 | 0.0018593 | 0.00027841 | 0.00022338 | 8.7512e-05 | 0.00035656 | 8.7512e-05 | 0.00011415 | 0.00022925 | 0.00011415 | 0 | 6.5591e-05 | 0.0001118 | 0.00010333 | 8.1049e-05 | 8.7936e-05 | 0.0006308 | 0.00052214 | 0.00055681 | 0.00055681 | 0.00011415 | 0.00011415 | 0.00011415 | 0.00011416 | 0.00011415 | 0.00011415 | 9.1181e-05 | 9.299e-05 | 0.0001022 | 0.0001069 | 0.00022929 | 0.00011415 | 0.00011415 | 0.00011415 | 0.00011415 | 3.0749e-06 | 6.2531e-05 | 0.00011054 | 0.00013835 | 9.626e-05 | 9.8522e-05 | 9.684e-05 | 9.606e-05 | 9.0392e-05 | 0.00010571 | 0.00028259 | 0.00028259
01/08 07:00:00 | 1 | 8 | 7 | 175 | WD | 0 | 0.00033691 | 0.00033691 | 1.1468e-05 | 0.00016961 | 7.5464e-14 | 0.00011415 | 0 | 0 | 0.00015247 | -0.00054651 | 0.0018593 | 0.00033691 | -0.00037089 | 9.9871e-05 | 0.00042508 | 9.9871e-05 | 0.00011415 | 0.00022925 | 0.00011415 | 0 | 6.5591e-05 | 0.0001126 | 0.00010814 | 8.6739e-05 | 9.3353e-05 | 0.0012729 | 0.0010685 | 0.0011337 | 0.0011337 | 0.00011415 | 0.00011415 | 0.00011415 | 0.00011416 | 0.00011415 | 0.00011415 | 0.00012828 | 0.00012421 | 0.00013044 | 0.00013363 | 0.00022929 | 0.00011415 | 0.00011415 | 0.00011415 | 0.00011415 | 4.0107e-06 | 9.1597e-05 | 8.8347e-05 | 8.6466e-05 | 0.00011587 | 0.00011192 | 0.00010644 | 0.0001039 | 8.8088e-05 | 0.00012348 | 0.00081792 | 0.00081792
01/08 08:00:00 | 1 | 8 | 8 | 176 | WD | 0 | 0.00034908 | 0.00034908 | 2.1308e-05 | 0.00023341 | 4.7973e-13 | 0.00011415 | 2.2086e-05 | 2.2086e-05 | 0.00013613 | -0.00046908 | 0.0018593 | 0.00034908 | -0.0002215 | 0.00011103 | 0.00043128 | 0.00011103 | 0.00011415 | 0.00017194 | 0.00011415 | 2.2674e-06 | 6.5591e-05 | 0.0001126 | 0.00010651 | 0.00010124 | 0.00010287 | 0.001251 | 0.001243 | 0.0012456 | 0.0012456 | 0.00011415 | 0.00011415 | 0.00011415 | 0.00011416 | 0.00011415 | 0.00011415 | 0.000149 | 0.0001417 | 0.00018942 | 0.00021381 | 0.00019014 | 0.00011415 | 0.00011415 | 0.00011415 | 0.00011415 | 1.2262e-05 | 0.00011886 | 0.00013136 | 0.0001386 | 0.00012692 | 0.00012072 | 0.00012775 | 0.00013101 | 9.3383e-05 | 0.00012274 | 0.0010535 | 0.0010535
01/08 09:00:00 | 1 | 8 | 9 | 177 | WD | 5.3044e-05 | 0.00034326 | 0.00034326 | 0.0010628 | 0.00020492 | 1.5523e-12 | 0.00011415 | 9.3658e-05 | 9.3658e-05 | 5.9897e-05 | -0.00046908 | 0.0018593 | 0.00034326 | -0.00021444 | 0.00011108 | 0.00043128 | 0.00011108 | 0.00011415 | 0 | 0.00011415 | 5.4632e-05 | 0.00016398 | 0.0001685 | 0.00010962 | 0.00010349 | 0.00010539 | 0.001287 | 0.0012707 | 0.0012759 | 0.0012759 | 0.00011415 | 0.00011415 | 0.00011415 | 0.00011416 | 0.00011415 | 0.00011415 | 0.00016895 | 0.00015378 | 0.00019351 | 0.00021381 | 0 | 0.00011415 | 0.00011415 | 0.00011415 | 0.00011415 | 6.546e-05 | 0.00014407 | 0.00014267 | 0.00014186 | 0.00013723 | 0.00011943 | 0.00014501 | 0.00015687 | 9.3614e-05 | 0.00012243 | 0.00093526 | 0.00093526
01/08 10:00:00 | 1 | 8 | 10 | 178 | WD | 0.00013731 | 0.00033929 | 0.00033929 | -0.0010221 | 0.00017335 | 0.00021486 | 0.00011415 | 0.00015103 | 0.00015103 | 4.0839e-05 | -0.00046908 | 0.0018593 | 0.00033929 | -0.0002215 | 0.00011156 | 0.00043128 | 0.00011156 | 0.00011415 | 0 | 0.00011415 | 0.00023257 | 0.00029516 | 0.0002244 | 0.00011287 | 0.00010338 | 0.00010631 | 0.001325 | 0.0012693 | 0.001287 | 0.001287 | 0.00011415 | 0.00011415 | 0.00011415 | 0.00011416 | 0.00011415 | 0.00011415 | 0.0001871 | 0.00015456 | 0.00019377 | 0.00021381 | 0 | 0.00011415 | 0.00011415 | 0.00011415 | 0.00011415 | 0.00014683 | 0.00018334 | 0.00015985 | 0.00014625 | 0.00014797 | 0.00011995 | 0.00015021 | 0.00016425 | 9.3786e-05 | 0.00012268 | 0.00089932 | 0.00089932
01/08 11:00:00 | 1 | 8 | 11 | 179 | WD | 0.00020085 | 0.00033936 | 0.00033936 | 1.1326e-05 | 0.00016971 | 0.00021991 | 0.00011415 | 0 | 0 | 4.0839e-05 | -0.0003208 | 0.0018593 | 0.00033936 | 0.0001591 | 0.00011463 | 0.00043128 | 0.00011463 | 0.00011415 | 0 | 0.00011415 | 0.00035903 | 0.00029516 | 0.0002244 | 0.0001132 | 0.00010326 | 0.00010633 | 0.0013287 | 0.0012679 | 0.0012873 | 0.0012873 | 0.00011415 | 0.00011415 | 0.00011415 | 0.00011416 | 0.00011415 | 0.00011415 | 0.00018706 | 0.00015413 | 0.00019363 | 0.00021381 | 0 | 0.00011415 | 0.00011415 | 0.00011415 | 0.00011415 | 0.00021457 | 0.000217 | 0.00017461 | 0.00015006 | 0.00014936 | 0.00011977 | 0.00014901 | 0.00016257 | 9.382e-05 | 0.00012277 | 0.00088565 | 0.00088565
01/08 12:00:00 | 1 | 8 | 12 | 180 | WD | 0.00024459 | 0.00033896 | 0.00033896 | 0.00015021 | 0.00016608 | 0.00021998 | 0.00011415 | 0 | 0 | 4.0839e-05 | -9.206e-05 | 0.0018593 | 0.00033896 | 0.00013979 | 0.00011458 | 0.00043128 | 0.00011458 | 0.00011415 | 0 | 0.00011415 | 0.00045811 | 0.00029516 | 0.0002244 | 0.00014223 | 0.0001031 | 0.00011519 | 0.0016689 | 0.0012658 | 0.0013944 | 0.0013944 | 0.00011415 | 0.00011415 | 0.00011415 | 0.00011416 | 0.00011415 | 0.00011415 | 0.000187 | 0.00015348 | 0.00019341 | 0.00021381 | 0 | 0.00011415 | 0.00011415 | 0.00011415 | 0.00011415 | 0.00026518 | 0.00024291 | 0.00022914 | 0.00022116 | 0.00014959 | 0.00011952 | 0.00015008 | 0.00016425 | 9.384e-05 | 0.00012304 | 0.00086231 | 0.00086231
01/08 13:00:00 | 1 | 8 | 13 | 181 | WD | 0.00024457 | 0.00033816 | 0.00033816 | -0.00013067 | 0.00016323 | 0.00021627 | 0.00011415 | 0 | 0 | 4.0839e-05 | 0.00013139 | 0.0018593 | 0.00033816 | 0.00010665 | 0.00011115 | 0.00043128 | 0.00011115 | 0.00011415 | 0 | 0.00011415 | 0.00046759 | 0.00029516 | 0.0002244 | 0.00011282 | 0.00010305 | 0.00010607 | 0.0013239 | 0.0012652 | 0.001284 | 0.001284 | 0.00011415 | 0.00011415 | 0.00011415 | 0.00011416 | 0.00011415 | 0.00011415 | 0.00018694 | 0.0001532 | 0.00019331 | 0.00021381 | 0 | 0.00011415 | 0.00011415 | 0.00011415 | 0.00011415 | 0.00027346 | 0.00024494 | 0.00023015 | 0.00022159 | 0.00014924 | 0.0001194 | 0.0001529 | 0.00016844 | 9.3904e-05 | 0.0001222 | 0.00081364 | 0.00081364
01/08 14:00:00 | 1 | 8 | 14 | 182 | WD | 0.00021211 | 0.00033615 | 0.00033615 | 0.0010123 | 0.00014522 | 0.00022375 | 0.00011415 | 0 | 0 | 4.0839e-05 | -0.00011928 | 0.0018593 | 0.00033615 | 2.2185e-05 | 0.00011051 | 0.00043128 | 0.00011051 | 0.00011415 | 0 | 0.00011415 | 0.0004126 | 0.00029516 | 0.0002244 | 0.00011408 | 0.00010723 | 0.00010935 | 0.0013387 | 0.0013166 | 0.0013237 | 0.0013237 | 0.00011415 | 0.00011415 | 0.00011415 | 0.00011416 | 0.00011415 | 0.00011415 | 0.00018653 | 0.00015279 | 0.00019317 | 0.00021381 | 0 | 0.00011415 | 0.00011415 | 0.00011415 | 0.00011415 | 0.00024307 | 0.00022999 | 0.00022373 | 0.00022011 | 0.00014756 | 0.00012075 | 0.00015142 | 0.00016564 | 9.3976e-05 | 0.00012179 | 0.00079594 | 0.00079594
01/08 15:00:00 | 1 | 8 | 15 | 183 | WD | 0.00015239 | 0.0003308 | 0.0003308 | 5.4238e-06 | 9.6004e-05 | 0.00023635 | 0.00011415 | 0 | 0 | 4.0839e-05 | 0.00010278 | 0.0018593 | 0.0003308 | 5.7556e-05 | 0.00010956 | 0.00043128 | 0.00010956 | 0.00011415 | 0 | 0.00011415 | 0.0002993 | 0.00029516 | 0.0002244 | 0.00011414 | 0.00010681 | 0.00010908 | 0.0013393 | 0.0013114 | 0.0013203 | 0.0013203 | 0.00011415 | 0.00011415 | 0.00011415 | 0.00011416 | 0.00011415 | 0.00011415 | 0.00018548 | 0.00015218 | 0.00019297 | 0.00021381 | 0 | 0.00011415 | 0.00011415 | 0.00011415 | 0.00011415 | 0.00018191 | 0.00019841 | 0.00016677 | 0.00014844 | 0.00014688 | 0.00012042 | 0.00014922 | 0.00016257 | 9.4068e-05 | 0.00012164 | 0.00078466 | 0.00078466
01/08 16:00:00 | 1 | 8 | 16 | 184 | WD | 7.1691e-05 | 0.00033525 | 0.00033525 | 2.7275e-06 | 0.00012575 | 0.00024949 | 0.00011415 | 0 | 0 | 7.0788e-05 | -3.234e-05 | 0.0018593 | 0.00033525 | 2.0411e-05 | 0.00011092 | 0.00043128 | 0.00011092 | 0.00011415 | 0 | 0.00011415 | 0.00016432 | 0.00029516 | 0.0002244 | 0.00011098 | 0.00010289 | 0.00010539 | 0.0013021 | 0.0012633 | 0.0012757 | 0.0012757 | 0.00011415 | 0.00011415 | 0.00011415 | 0.00011416 | 0.00011415 | 0.00011415 | 0.00016661 | 0.00015071 | 0.00019247 | 0.00021381 | 0 | 0.00011415 | 0.00011415 | 0.00011415 | 0.00011415 | 9.7603e-05 | 0.00015644 | 0.00014874 | 0.00014427 | 0.00013505 | 0.00011859 | 0.00014864 | 0.00016257 | 9.4163e-05 | 0.00012157 | 0.00077605 | 0.00077605
01/08 17:00:00 | 1 | 8 | 17 | 185 | WD | 0 | 0.00033845 | 0.00033845 | 6.2752e-06 | 0.00011505 | -2.0051e-12 | 0.00011415 | 4.7766e-05 | 4.7766e-05 | 0.00015247 | -0.00046908 | 0.0018593 | 0.00033845 | -0.0002215 | 0.00012 | 0.00043128 | 0.00012 | 0.00011415 | 0.00011463 | 0.00011415 | 1.9703e-05 | 0.00029516 | 0.0002244 | 0.00010281 | 0.00010226 | 0.00010243 | 0.0012064 | 0.0012555 | 0.0012399 | 0.0012399 | 0.00011415 | 0.00011415 | 0.00011415 | 0.00011416 | 0.00011415 | 0.00011415 | 0.00014779 | 0.00014528 | 0.00015245 | 0.00015611 | 7.8299e-05 | 0.00011415 | 0.00011415 | 0.00011415 | 0.00011415 | 1.8668e-05 | 0.0001126 | 0.00010568 | 0.00010167 | 0.00012586 | 0.00012054 | 0.00014371 | 0.00015445 | 8.8057e-05 | 0.00012181 | 0.00079451 | 0.00079451
01/08 18:00:00 | 1 | 8 | 18 | 186 | WD | 0 | 0.000348 | 0.000348 | 7.9568e-06 | 0.00016482 | -7.5459e-13 | 0.00011415 | 0 | 0 | 0.00021236 | -0.00046908 | 0.0018593 | 0.000348 | -0.0002215 | 0.00013406 | 0.00043128 | 0.00013406 | 0.00011415 | 0.00022925 | 0.00011415 | 0 | 0.00029516 | 0.0002244 | 0.00010056 | 0.00010192 | 0.0001015 | 0.00118 | 0.0012514 | 0.0012286 | 0.0012286 | 0.00011415 | 0.00011415 | 0.00011415 | 0.00011416 | 0.00011415 | 0.00011415 | 0.00012914 | 0.00014044 | 0.00012963 | 0.00012411 | 0.00022929 | 0.00011415 | 0.00011415 | 0.00011415 | 0.00011415 | 5.5549e-06 | 9.068e-05 | 8.4109e-05 | 8.0304e-05 | 0.00011995 | 0.00012326 | 0.00014369 | 0.00015316 | 8.8061e-05 | 0.00012223 | 0.00083734 | 0.00083734
01/08 19:00:00 | 1 | 8 | 19 | 187 | WD | 0 | 0.00035408 | 0.00035408 | 9.7125e-06 | 0.00016838 | -3.8268e-13 | 0.00011415 | 0 | 0 | 0.00028587 | -0.00046908 | 0.0018593 | 0.00035408 | -0.000209 | 0.00014271 | 0.00043128 | 0.00014271 | 0.00011415 | 0.00022925 | 0.00011415 | 0 | 6.5591e-05 | 0.0001126 | 0.00010054 | 9.982e-05 | 0.00010004 | 0.0011795 | 0.0012256 | 0.0012109 | 0.0012109 | 0.00011415 | 0.00011415 | 0.00011415 | 0.00011416 | 0.00011415 | 0.00011415 | 0.00012867 | 0.00012924 | 0.00011284 | 0.00010446 | 0.00022929 | 0.00011415 | 0.00011415 | 0.00011415 | 0.00011415 | 4.7071e-06 | 8.1186e-05 | 7.2578e-05 | 6.7593e-05 | 0.00011835 | 0.00011899 | 0.00011912 | 0.00011919 | 8.809e-05 | 0.00012214 | 0.0010738 | 0.0010738
01/08 20:00:00 | 1 | 8 | 20 | 188 | WD | 0 | 0.00035682 | 0.00035682 | 1.027e-05 | 0.00016905 | -2.8565e-13 | 0.00011415 | 0 | 0 | 0.00034305 | -0.00046908 | 0.0018593 | 0.00035682 | -8.7497e-05 | 0.00014653 | 0.00043128 | 0.00014653 | 0.00011415 | 0.00022925 | 0.00011415 | 0 | 6.5591e-05 | 0.0001126 | 0.00011026 | 9.8334e-05 | 0.00010202 | 0.0012934 | 0.0012074 | 0.0012348 | 0.0012348 | 0.00011415 | 0.00011415 | 0.00011415 | 0.00011416 | 0.00011415 | 0.00011415 | 0.00011028 | 0.00012072 | 0.00010105 | 9.1006e-05 | 0.00022929 | 0.00011415 | 0.00011415 | 0.00011415 | 0.00011415 | 6.0385e-06 | 7.1053e-05 | 0.00010064 | 0.00011777 | 0.00010902 | 0.0001159 | 0.0001141 | 0.00011327 | 8.8039e-05 | 0.00012209 | 0.0010872 | 0.0010872
01/08 21:00:00 | 1 | 8 | 21 | 189 | WD | 0 | 0.00035694 | 0.00035694 | 9.5091e-06 | 0.00016679 | 0 | 0.00011415 | 0 | 0 | 0.00034849 | -0.00046908 | 0.0018593 | 0.00035694 | -5.5479e-05 | 0.00014762 | 0.00043128 | 0.00014762 | 0.00011415 | 0.00022925 | 0.00011415 | 0 | 6.5591e-05 | 0.0001126 | 0.00010927 | 9.5261e-05 | 9.959e-05 | 0.0012817 | 0.0011696 | 0.0012054 | 0.0012054 | 0.00011415 | 0.00011415 | 0.00011415 | 0.00011416 | 0.00011415 | 0.00011415 | 0.00010984 | 0.00010476 | 8.6009e-05 | 7.6429e-05 | 0.00022929 | 0.00011415 | 0.00011415 | 0.00011415 | 0.00011415 | 4.8306e-06 | 5.9917e-05 | 8.4608e-05 | 9.8906e-05 | 0.00010741 | 0.00010984 | 0.00010446 | 0.00010196 | 8.8068e-05 | 0.00012209 | 0.0011333 | 0.0011333
01/08 22:00:00 | 1 | 8 | 22 | 190 | WD | 0 | 0.00035213 | 0.00035213 | 8.3506e-06 | 0.00016411 | 2.0698e-12 | 0.00011415 | 0 | 0 | 0.00023959 | -0.00046908 | 0.0018593 | 0.00035213 | -0.00011409 | 0.00014405 | 0.00043128 | 0.00014405 | 0.00011415 | 0.00022925 | 0.00011415 | 0 | 6.5591e-05 | 0.0001126 | 0.00010339 | 8.1483e-05 | 8.8253e-05 | 0.0012216 | 0.0010005 | 0.001071 | 0.001071 | 0.00011415 | 0.00011415 | 0.00011415 | 0.00011416 | 0.00011415 | 0.00011415 | 0.00010924 | 9.2279e-05 | 7.4921e-05 | 6.6052e-05 | 0.00022929 | 0.00011415 | 0.00011415 | 0.00011415 | 0.00011415 | 3.2016e-06 | 4.5412e-05 | 7.0785e-05 | 8.5478e-05 | 0.00010563 | 9.8723e-05 | 9.8229e-05 | 9.7999e-05 | 9.048e-05 | 9.8004e-05 | 0.0011467 | 0.0011467
01/08 23:00:00 | 1 | 8 | 23 | 191 | WD | 0 | 0.00033813 | 0.00033813 | 0.0010064 | 7.9832e-05 | 7.9772e-13 | 0.00011415 | 0 | 0 | 0.00013341 | 0.00054216 | -0.0021262 | 0.00033813 | 0.00039172 | 0.00013614 | 0.00043128 | 0.00013614 | 0.00011415 | 0.00022925 | 0.00011415 | 0 | 6.5591e-05 | 0.0001118 | 9.4469e-05 | 7.6966e-05 | 8.2376e-05 | 0.0011197 | 0.00095571 | 0.001008 | 0.001008 | 0.00011415 | 0.00011415 | 0.00011415 | 0.00011416 | 0.00011415 | 0.00011415 | 0.00010883 | 6.9436e-05 | 6.3877e-05 | 6.1037e-05 | 0.00022929 | 0.00011415 | 0.00011415 | 0.00011415 | 0.00011415 | 2.0797e-06 | 3.3003e-05 | 6.2124e-05 | 7.8988e-05 | 0.00010396 | 8.998e-05 | 8.9807e-05 | 8.9727e-05 | 8.8615e-05 | 0.00010323 | 0.0002323 | 0.0002323
01/08 24:00:00 | 1 | 8 | 24 | 192 | WD | 0 | 0.00033358 | 0.00033358 | 1.8891e-06 | 7.7813e-05 | -1.3906e-12 | 0.00011415 | 0 | 0 | 5.4452e-05 | 0.0011294 | -0.003103 | 0.00033358 | 0.0003115 | 0.00012638 | 0.00043128 | 0.00012638 | 0.00011415 | 0.00022925 | 0.00011415 | 0 | 6.5591e-05 | 0.0001118 | 0.00012316 | 7.6968e-05 | 9.1245e-05 | 0.0014564 | 0.00095931 | 0.0011179 | 0.0011179 | 0.00011415 | 0.00011415 | 0.00011415 | 0.00011416 | 0.00011415 | 0.00011415 | 9.9691e-05 | 6.8344e-05 | 6.1493e-05 | 5.7992e-05 | 0.00022929 | 0.00011415 | 0.00011415 | 0.00011415 | 0.00011415 | 1.729e-06 | 2.6771e-05 | 5.7344e-05 | 7.5048e-05 | 9.8826e-05 | 8.9669e-05 | 8.9154e-05 | 8.8915e-05 | 8.8536e-05 | 0.0001049 | 0.00033646 | 0.00033646
01/09 01:00:00 | 1 | 9 | 1 | 193 | WD | 0 | 0.00027571 | 0.00027571 | 7.774e-07 | 7.5515e-05 | 0.00025245 | 0.00011415 | 0 | 0 | 2.1781e-05 | 0.0011476 | -0.0048223 | 0.00027571 | 0.00014059 | 9.19e-05 | 0.00035818 | 9.19e-05 | 0.00011415 | 0.00022925 | 0.00011415 | 0 | 6.5591e-05 | 0.0001118 | 8.7772e-05 | 7.6975e-05 | 8.0312e-05 | 0.0010418 | 0.00095939 | 0.0009857 | 0.0009857 | 0.00011415 | 0.00011415 | 0.00011415 | 0.00011416 | 0.00011415 | 0.00011415 | 4.5468e-05 | 6.8027e-05 | 5.8924e-05 | 5.4272e-05 | 0.00022929 | 0.00011415 | 0.00011415 | 0.00011415 | 0.00011415 | 1.2032e-06 | 2.496e-05 | 5.3631e-05 | 7.0234e-05 | 7.31e-05 | 8.9581e-05 | 8.3171e-05 | 8.0197e-05 | 8.8419e-05 | 0.00010558 | 0.00037034 | 0.00037034
01/09 02:00:00 | 1 | 9 | 2 | 194 | WD | 0 | 0.0002868 | 0.0002868 | 3.4829e-07 | 7.4666e-05 | 0.00023244 | 0.00011415 | 0 | 0 | 2.1781e-05 | 0.00079 | -0.0049726 | 0.0002868 | 0.00017345 | 8.5656e-05 | 0.00037541 | 8.5656e-05 | 0.00011415 | 0.00022925 | 0.00011415 | 0 | 6.5591e-05 | 0.0001118 | 8.6722e-05 | 7.6979e-05 | 7.999e-05 | 0.0010298 | 0.00095943 | 0.00098187 | 0.00098187 | 0.00011415 | 0.00011415 | 0.00011415 | 0.00011416 | 0.00011415 | 0.00011415 | 3.6463e-05 | 6.7924e-05 | 5.8637e-05 | 5.3892e-05 | 0.00022929 | 0.00011415 | 0.00011415 | 0.00011415 | 0.00011415 | 1.2032e-06 | 2.437e-05 | 5.3103e-05 | 6.9742e-05 | 6.7772e-05 | 8.9552e-05 | 8.305e-05 | 8.0034e-05 | 8.843e-05 | 0.00010597 | 0.00037466 | 0.00037466
01/09 03:00:00 | 1 | 9 | 3 | 195 | WD | 0 | 0.00027565 | 0.00027565 | -0.00097077 | 0 | 0.00022975 | 0.00011415 | 0 | 0 | 2.1781e-05 | 0.00058298 | -0.0037163 | 0.00027565 | 0.00019277 | 8.3946e-05 | 0.00037116 | 8.3946e-05 | 0.00011415 | 0.00022925 | 0.00011415 | 0 | 6.5591e-05 | 0.0001118 | 8.6648e-05 | 7.6982e-05 | 7.9969e-05 | 0.0010291 | 0.00095947 | 0.00098168 | 0.00098168 | 0.00011415 | 0.00011415 | 0.00011415 | 0.00011416 | 0.00011415 | 0.00011415 | 3.6473e-05 | 6.819e-05 | 6.0618e-05 | 5.6748e-05 | 0.00022929 | 0.00011415 | 0.00011415 | 0.00011415 | 0.00011415 | 1.23e-06 | 2.5894e-05 | 5.6002e-05 | 7.3438e-05 | 6.6452e-05 | 8.9633e-05 | 8.361e-05 | 8.0816e-05 | 8.8433e-05 | 0.00010617 | 0.00037828 | 0.00037828
01/09 04:00:00 | 1 | 9 | 4 | 196 | WD | 0 | 0.00028121 | 0.00028121 | 0.00097107 | 7.4428e-05 | 0.00022651 | 0.00011415 | 0 | 0 | 2.1781e-05 | 0.0004934 | 0.0018593 | 0.00028121 | 0.00020755 | 8.2211e-05 | 0.00036821 | 8.2211e-05 | 0.00011415 | 0.00022925 | 0.00011415 | 0 | 6.5591e-05 | 0.0001118 | 8.7528e-05 | 7.6986e-05 | 8.0244e-05 | 0.00053698 | 0.0004976 | 0.00051017 | 0.00051017 | 0.00011415 | 0.00011415 | 0.00011415 | 0.00011416 | 0.00011415 | 0.00011415 | 4.5596e-05 | 6.8975e-05 | 6.1912e-05 | 5.8304e-05 | 0.00022929 | 0.00011415 | 0.00011415 | 0.00011415 | 0.00011415 | 1.5508e-06 | 3.0373e-05 | 5.892e-05 | 7.5451e-05 | 7.1841e-05 | 8.9868e-05 | 8.3975e-05 | 8.1242e-05 | 8.8459e-05 | 0.00010625 | 0.00037096 | 0.00037096
01/09 05:00:00 | 1 | 9 | 5 | 197 | WD | 0 | 0.00028949 | 0.00028949 | 5.6621e-07 | 7.5154e-05 | 0.00021796 | 0.00011415 | 0 | 0 | 6.5342e-05 | 0.00045649 | 0.0018593 | 0.00028949 | 0.00021049 | 8.1198e-05 | 0.00037783 | 8.1198e-05 | 0.00011415 | 0.00022925 | 0.00011415 | 0 | 6.5591e-05 | 0.0001118 | 0.00014721 | 7.6993e-05 | 9.8693e-05 | 0.00088611 | 0.00049763 | 0.00062158 | 0.00062158 | 0.00011415 | 0.00011415 | 0.00011415 | 0.00011416 | 0.00011415 | 0.00011415 | 5.4768e-05 | 7.0282e-05 | 7.6832e-05 | 8.0178e-05 | 0.00022929 | 0.00011415 | 0.00011415 | 0.00011415 | 0.00011415 | 2.0054e-06 | 3.7834e-05 | 7.9583e-05 | 0.00010376 | 7.7849e-05 | 9.0262e-05 | 8.8546e-05 | 8.775e-05 | 8.8573e-05 | 0.00010638 | 0.00035424 | 0.00035424
01/09 06:00:00 | 1 | 9 | 6 | 198 | WD | 0 | 0.00029713 | 0.00029713 | 2.3663e-06 | 7.8247e-05 | -1.5577e-12 | 0.00011415 | 0 | 0 | 0.00013613 | 0.00044032 | 0.0018593 | 0.00029713 | 0.00021065 | 8.7512e-05 | 0.00038322 | 8.7512e-05 | 0.00011415 | 0.00022925 | 0.00011415 | 0 | 6.5591e-05 | 0.0001118 | 0.00014047 | 8.1015e-05 | 9.9389e-05 | 0.00084874 | 0.00052231 | 0.00062646 | 0.00062646 | 0.00011415 | 0.00011415 | 0.00011415 | 0.00011416 | 0.00011415 | 0.00011415 | 9.1181e-05 | 9.299e-05 | 0.0001022 | 0.0001069 | 0.00022929 | 0.00011415 | 0.00011415 | 0.00011415 | 0.00011415 | 3.0749e-06 | 6.2531e-05 | 0.00011054 | 0.00013835 | 9.6635e-05 | 9.8527e-05 | 9.6407e-05 | 9.5424e-05 | 8.8809e-05 | 0.0001064 | 0.00034335 | 0.00034335
01/09 07:00:00 | 1 | 9 | 7 | 199 | WD | 0 | 0.00032065 | 0.00032065 | 1.0202e-05 | 0.00016961 | 7.5464e-14 | 0.00011415 | 0 | 0 | 0.00015247 | -0.00083564 | 0.0018593 | 0.00032065 | -0.00033168 | 9.9871e-05 | 0.00040192 | 9.9871e-05 | 0.00011415 | 0.00022925 | 0.00011415 | 0 | 6.5591e-05 | 0.0001126 | 0.00012672 | 8.6726e-05 | 9.9085e-05 | 0.0007515 | 0.00053867 | 0.00060658 | 0.00060658 | 0.00011415 | 0.00011415 | 0.00011415 | 0.00011416 | 0.00011415 | 0.00011415 | 0.00012828 | 0.00012421 | 0.00013044 | 0.00013363 | 0.00022929 | 0.00011415 | 0.00011415 | 0.00011415 | 0.00011415 | 4.0107e-06 | 9.1597e-05 | 8.8347e-05 | 8.6466e-05 | 0.00011607 | 0.00011191 | 0.00010588 | 0.00010308 | 8.8258e-05 | 0.00012322 | 0.00088762 | 0.00088762
01/09 08:00:00 | 1 | 9 | 8 | 200 | WD | 0 | 0.0002967 | 0.0002967 | 1.9856e-05 | 0.00020079 | 4.7973e-13 | 0.00011415 | 2.2036e-05 | 2.2036e-05 | 0.00013613 | -0.00060459 | 0.0034564 | 0.0002967 | -0.00013272 | 0.00011103 | 0.00036164 | 0.00011103 | 0.00011415 | 0.00017194 | 0.00011415 | 2.2623e-06 | 6.5591e-05 | 0.0001126 | 0.00010642 | 0.00010125 | 0.00010285 | 0.0012495 | 0.0012432 | 0.0012452 | 0.0012452 | 0.00011415 | 0.00011415 | 0.00011415 | 0.00011416 | 0.00011415 | 0.00011415 | 0.000149 | 0.0001417 | 0.00018942 | 0.00021381 | 0.00019014 | 0.00011415 | 0.00011415 | 0.00011415 | 0.00011415 | 1.2258e-05 | 0.00011885 | 0.00013135 | 0.0001386 | 0.00012701 | 0.00012072 | 0.00012775 | 0.00013101 | 9.4004e-05 | 0.0001237 | 0.0010334 | 0.0010334
01/09 09:00:00 | 1 | 9 | 9 | 201 | WD | 5.1269e-05 | 0.00030114 | 0.00030114 | 0.0010615 | 0.00023741 | 1.5523e-12 | 0.00011415 | 9.4992e-05 | 9.4992e-05 | 5.9897e-05 | -0.00027556 | 0.004994 | 0.00030114 | 5.3278e-05 | 0.00011108 | 0.00036641 | 0.00011108 | 0.00011415 | 0 | 0.00011415 | 5.541e-05 | 0.00016398 | 0.0001685 | 0.0001096 | 0.00010354 | 0.00010541 | 0.00064549 | 0.00063564 | 0.00063878 | 0.00063878 | 0.00011415 | 0.00011415 | 0.00011415 | 0.00011416 | 0.00011415 | 0.00011415 | 0.00016895 | 0.00015377 | 0.00019351 | 0.00021381 | 0 | 0.00011415 | 0.00011415 | 0.00011415 | 0.00011415 | 6.6114e-05 | 0.00014441 | 0.00014282 | 0.00014191 | 0.00013719 | 0.00011944 | 0.00014501 | 0.00015687 | 9.414e-05 | 0.00012333 | 0.00084187 | 0.00084187
01/09 10:00:00 | 1 | 9 | 10 | 202 | WD | 0.00013519 | 0.00031902 | 0.00031902 | -0.0010226 | 0.000173 | 0.00021486 | 0.00011415 | 0.00015653 | 0.00015653 | 4.0839e-05 | -0.00019033 | 0.0042164 | 0.00031902 | 0.00023398 | 0.00011156 | 0.00040247 | 0.00011156 | 0.00011415 | 0 | 0.00011415 | 0.00024104 | 0.00029516 | 0.0002244 | 0.00011294 | 0.00010347 | 0.0001064 | 0.00066494 | 0.0006352 | 0.00064469 | 0.00064469 | 0.00011415 | 0.00011415 | 0.00011415 | 0.00011416 | 0.00011415 | 0.00011415 | 0.0001871 | 0.00015456 | 0.00019377 | 0.00021381 | 0 | 0.00011415 | 0.00011415 | 0.00011415 | 0.00011415 | 0.00015124 | 0.00018558 | 0.00016083 | 0.0001465 | 0.00014786 | 0.00011993 | 0.00015021 | 0.00016425 | 9.4202e-05 | 0.00012085 | 0.00073544 | 0.00073544
01/09 11:00:00 | 1 | 9 | 11 | 203 | WD | 0.00019383 | 0.00026818 | 0.00026818 | 1.0638e-05 | 0.00016924 | 0.00021991 | 0.00011415 | 0 | 0 | 4.0839e-05 | 0.0014192 | 0.0034889 | 0.00026818 | 0.00058845 | 0.00011463 | 0.00033003 | 0.00011463 | 0.00011415 | 0 | 0.00011415 | 0.00036679 | 0.00029516 | 0.0002244 | 0.00011335 | 0.00010338 | 0.00010646 | 0.00066719 | 0.00063468 | 0.00064505 | 0.00064505 | 0.00011415 | 0.00011415 | 0.00011415 | 0.00011416 | 0.00011415 | 0.00011415 | 0.00018706 | 0.00015413 | 0.00019363 | 0.00021381 | 0 | 0.00011415 | 0.00011415 | 0.00011415 | 0.00011415 | 0.00021869 | 0.00021904 | 0.0001755 | 0.00015029 | 0.0001492 | 0.00011975 | 0.000149 | 0.00016257 | 9.4199e-05 | 0.00011949 | 0.00067302 | 0.00067302
01/09 12:00:00 | 1 | 9 | 12 | 204 | WD | 0.00023182 | 0.0002573 | 0.0002573 | 8.8752e-06 | 0.00016562 | 0.00021998 | 0.00011415 | 0 | 0 | 4.0839e-05 | 0.00075192 | 0.0028945 | 0.0002573 | 0.00046866 | 0.00011458 | 0.00031509 | 0.00011458 | 0.00011415 | 0 | 0.00011415 | 0.00045863 | 0.00029516 | 0.0002244 | 0.0001426 | 0.00010327 | 0.00011542 | 0.00083838 | 0.00063398 | 0.00069919 | 0.00069919 | 0.00011415 | 0.00011415 | 0.00011415 | 0.00011416 | 0.00011415 | 0.00011415 | 0.000187 | 0.00015348 | 0.00019341 | 0.00021381 | 0 | 0.00011415 | 0.00011415 | 0.00011415 | 0.00011415 | 0.00026619 | 0.00024305 | 0.00022922 | 0.00022122 | 0.0001494 | 0.00011949 | 0.00015008 | 0.00016427 | 9.4179e-05 | 0.00011821 | 0.00061568 | 0.00061568
01/09 13:00:00 | 1 | 9 | 13 | 205 | WD | 0.00023501 | 0.00024455 | 0.00024455 | 0.0010164 | 0.00016285 | 0.00021627 | 0.00011415 | 0 | 0 | 4.0839e-05 | 0.0005335 | 0.0024186 | 0.00024455 | 0.00040613 | 0.00011115 | 0.00029809 | 0.00011115 | 0.00011415 | 0 | 0.00011415 | 0.00047028 | 0.00029516 | 0.0002244 | 0.00011343 | 0.00010328 | 0.00010642 | 0.0006671 | 0.00063407 | 0.00064461 | 0.00064461 | 0.00011415 | 0.00011415 | 0.00011415 | 0.00011416 | 0.00011415 | 0.00011415 | 0.00018694 | 0.0001532 | 0.00019331 | 0.00021381 | 0 | 0.00011415 | 0.00011415 | 0.00011415 | 0.00011415 | 0.00027923 | 0.00024564 | 0.00023056 | 0.00022183 | 0.00014904 | 0.00011939 | 0.00015306 | 0.00016867 | 9.411e-05 | 0.00011727 | 0.00056019 | 0.00056019
01/09 14:00:00 | 1 | 9 | 14 | 206 | WD | 0.00020232 | 0.00022956 | 0.00022956 | 6.8592e-06 | 8.0579e-05 | 0.00022375 | 0.00011415 | 0 | 0 | 4.0839e-05 | 0.00043849 | 0.0020106 | 0.00022956 | 0.00037787 | 0.00011051 | 0.00028929 | 0.00011051 | 0.00011415 | 0 | 0.00011415 | 0.0004192 | 0.00029516 | 0.0002244 | 0.00011445 | 0.0001075 | 0.00010965 | 0.00067309 | 0.00065994 | 0.00066414 | 0.00066414 | 0.00011415 | 0.00011415 | 0.00011415 | 0.00011416 | 0.00011415 | 0.00011415 | 0.00018653 | 0.00015279 | 0.00019317 | 0.00021381 | 0 | 0.00011415 | 0.00011415 | 0.00011415 | 0.00011415 | 0.00024737 | 0.00023171 | 0.00022452 | 0.00022035 | 0.00014732 | 0.00012075 | 0.00015153 | 0.00016581 | 9.3964e-05 | 0.00011664 | 0.00051506 | 0.00051506
01/09 15:00:00 | 1 | 9 | 15 | 207 | WD | 0.00014396 | 0.00024452 | 0.00024452 | 2.9006e-06 | 0.00015944 | 0.00023635 | 0.00011415 | 0 | 0 | 4.0839e-05 | 0.00040135 | 0.0017006 | 0.00024452 | 0.00037566 | 0.00010956 | 0.00029889 | 0.00010956 | 0.00011415 | 0 | 0.00011415 | 0.00029955 | 0.00029516 | 0.0002244 | 0.00011443 | 0.0001071 | 0.00010936 | 0.00067289 | 0.00065748 | 0.0006624 | 0.0006624 | 0.00011415 | 0.00011415 | 0.00011415 | 0.00011416 | 0.00011415 | 0.00011415 | 0.00018548 | 0.00015218 | 0.00019297 | 0.00021381 | 0 | 0.00011415 | 0.00011415 | 0.00011415 | 0.00011415 | 0.00018436 | 0.00019848 | 0.00016691 | 0.00014863 | 0.00014664 | 0.00012042 | 0.00014922 | 0.00016257 | 9.4025e-05 | 0.00011652 | 0.0004995 | 0.0004995
01/09 16:00:00 | 1 | 9 | 16 | 208 | WD | 6.9749e-05 | 0.00024682 | 0.00024682 | 5.5889e-06 | 7.9683e-05 | 0.00024949 | 0.00011415 | 0 | 0 | 7.0788e-05 | 0.00038479 | 0.0014362 | 0.00024682 | 0.00035492 | 0.00011092 | 0.00031235 | 0.00011092 | 0.00011415 | 0 | 0.00011415 | 0.00016809 | 0.00029516 | 0.0002244 | 0.00011127 | 0.00010318 | 0.00010568 | 0.00065422 | 0.0006334 | 0.00064005 | 0.00064005 | 0.00011415 | 0.00011415 | 0.00011415 | 0.00011416 | 0.00011415 | 0.00011415 | 0.00016661 | 0.0001507 | 0.00019247 | 0.00021381 | 0 | 0.00011415 | 0.00011415 | 0.00011415 | 0.00011415 | 0.00010009 | 0.00015733 | 0.00014918 | 0.00014445 | 0.00013482 | 0.0001186 | 0.00014864 | 0.00016257 | 9.4238e-05 | 0.0001168 | 0.00050725 | 0.00050725
01/09 17:00:00 | 1 | 9 | 17 | 209 | WD | 0 | 0.00028753 | 0.00028753 | 0.0010113 | 0.00016104 | -2.0051e-12 | 0.00011415 | 4.8533e-05 | 4.8533e-05 | 0.00015247 | -0.0010507 | 0.0012618 | 0.00028753 | -0.00021115 | 0.00012 | 0.00035185 | 0.00012 | 0.00011415 | 0.00011463 | 0.00011415 | 2.0019e-05 | 0.00029516 | 0.0002244 | 0.00010308 | 0.00010253 | 0.0001027 | 0.00060616 | 0.00062942 | 0.00062199 | 0.00062199 | 0.00011415 | 0.00011415 | 0.00011415 | 0.00011416 | 0.00011415 | 0.00011415 | 0.00014779 | 0.00014528 | 0.00015245 | 0.00015611 | 7.8299e-05 | 0.00011415 | 0.00011415 | 0.00011415 | 0.00011415 | 1.8886e-05 | 0.00011261 | 0.00010569 | 0.00010168 | 0.00012564 | 0.00012056 | 0.00014371 | 0.00015445 | 8.8182e-05 | 0.00011774 | 0.00056577 | 0.00056577
01/09 18:00:00 | 1 | 9 | 18 | 210 | WD | 0 | 0.0003015 | 0.0003015 | -0.00047912 | 0.00016439 | -7.5459e-13 | 0.00011415 | 0 | 0 | 0.00021236 | -0.00049186 | 0.0011469 | 0.0003015 | 7.2597e-05 | 0.00013406 | 0.00036515 | 0.00013406 | 0.00011415 | 0.00022925 | 0.00011415 | 0 | 0.00029516 | 0.0002244 | 0.00010081 | 0.00010213 | 0.00010172 | 0.00059267 | 0.00062698 | 0.00061604 | 0.00061604 | 0.00011415 | 0.00011415 | 0.00011415 | 0.00011416 | 0.00011415 | 0.00011415 | 0.00012914 | 0.00014044 | 0.00012963 | 0.00012411 | 0.00022929 | 0.00011415 | 0.00011415 | 0.00011415 | 0.00011415 | 5.5549e-06 | 9.068e-05 | 8.4109e-05 | 8.0304e-05 | 0.00011971 | 0.00012327 | 0.00014369 | 0.00015316 | 8.8197e-05 | 0.00011855 | 0.00063002 | 0.00063002
01/09 19:00:00 | 1 | 9 | 19 | 211 | WD | 0 | 0.00033113 | 0.00033113 | 0.00050212 | 0.00016781 | -3.8268e-13 | 0.00011415 | 0 | 0 | 0.00028587 | -0.00027533 | 0.0010502 | 0.00033113 | 0.00026293 | 0.00014271 | 0.00039869 | 0.00014271 | 0.00011415 | 0.00022925 | 0.00011415 | 0 | 6.5591e-05 | 0.0001126 | 0.0001008 | 0.00010001 | 0.00010025 | 0.00059247 | 0.00061396 | 0.0006071 | 0.0006071 | 0.00011415 | 0.00011415 | 0.00011415 | 0.00011416 | 0.00011415 | 0.00011415 | 0.00012867 | 0.00012924 | 0.00011284 | 0.00010446 | 0.00022929 | 0.00011415 | 0.00011415 | 0.00011415 | 0.00011415 | 4.7071e-06 | 8.1186e-05 | 7.2578e-05 | 6.7593e-05 | 0.0001181 | 0.00011899 | 0.00011912 | 0.00011919 | 8.8209e-05 | 0.00011893 | 0.00085965 | 0.00085965
01/09 20:00:00 | 1 | 9 | 20 | 212 | WD | 0 | 0.00031036 | 0.00031036 | 1.059e-05 | 0.00016852 | -2.8565e-13 | 0.00011415 | 0 | 0 | 0.00034305 | -0.00012415 | 0.00093097 | 0.00031036 | 0.00021594 | 0.00014653 | 0.00036522 | 0.00014653 | 0.00011415 | 0.00022925 | 0.00011415 | 0 | 6.5591e-05 | 0.0001126 | 9.8781e-05 | 9.8502e-05 | 9.8588e-05 | 0.00058051 | 0.0006047 | 0.00059699 | 0.00059699 | 0.00011415 | 0.00011415 | 0.00011415 | 0.00011416 | 0.00011415 | 0.00011415 | 0.00011028 | 0.00012072 | 0.00010105 | 9.1006e-05 | 0.00022929 | 0.00011415 | 0.00011415 | 0.00011415 | 0.00011415 | 6.0385e-06 | 7.1053e-05 | 0.00010064 | 0.00011777 | 0.00010861 | 0.0001159 | 0.0001141 | 0.00011327 | 8.8201e-05 | 0.00011945 | 0.00089102 | 0.00089102
01/09 21:00:00 | 1 | 9 | 21 | 213 | WD | 0 | 0.00030715 | 0.00030715 | 9.1907e-06 | 0.00016254 | 0 | 0.00011415 | 0 | 0 | 0.00034849 | -7.7697e-05 | 0.00079662 | 0.00030715 | 0.00018769 | 0.00014762 | 0.00036105 | 0.00014762 | 0.00011415 | 0.00022925 | 0.00011415 | 0 | 6.5591e-05 | 0.0001126 | 9.8525e-05 | 9.5404e-05 | 9.6368e-05 | 0.0005789 | 0.00058568 | 0.00058352 | 0.00058352 | 0.00011415 | 0.00011415 | 0.00011415 | 0.00011416 | 0.00011415 | 0.00011415 | 0.00010984 | 0.00010476 | 8.6009e-05 | 7.6429e-05 | 0.00022929 | 0.00011415 | 0.00011415 | 0.00011415 | 0.00011415 | 4.8306e-06 | 5.9917e-05 | 8.4608e-05 | 9.8906e-05 | 0.00010702 | 0.00010985 | 0.00010446 | 0.00010196 | 8.8216e-05 | 0.00011986 | 0.000955 | 0.000955
01/09 22:00:00 | 1 | 9 | 22 | 214 | WD | 0 | 0.00029935 | 0.00029935 | 7.7436e-06 | 8.5585e-05 | 2.0698e-12 | 0.00011415 | 0 | 0 | 0.00023959 | -5.5137e-05 | 0.00058893 | 0.00029935 | 0.00017452 | 0.00014405 | 0.000368 | 0.00014405 | 0.00011415 | 0.00022925 | 0.00011415 | 0 | 6.5591e-05 | 0.0001126 | 9.5162e-05 | 8.1524e-05 | 8.5739e-05 | 0.00057465 | 0.00050047 | 0.00052414 | 0.00052414 | 0.00011415 | 0.00011415 | 0.00011415 | 0.00011416 | 0.00011415 | 0.00011415 | 0.00010924 | 9.2279e-05 | 7.4921e-05 | 6.6052e-05 | 0.00022929 | 0.00011415 | 0.00011415 | 0.00011415 | 0.00011415 | 3.2016e-06 | 4.5412e-05 | 7.0785e-05 | 8.5478e-05 | 0.00010552 | 9.8704e-05 | 9.8222e-05 | 9.7999e-05 | 9.2743e-05 | 9.6814e-05 | 0.00098392 | 0.00098392
01/09 23:00:00 | 1 | 9 | 23 | 215 | WD | 0 | 0.00029399 | 0.00029399 | -0.00063976 | 0.00015923 | 7.9772e-13 | 0.00011415 | 0 | 0 | 0.00013341 | 0.0011145 | -0.0019177 | 0.00029399 | 0.00058329 | 0.00013614 | 0.00035647 | 0.00013614 | 0.00011415 | 0.00022925 | 0.00011415 | 0 | 6.5591e-05 | 0.0001118 | 9.4677e-05 | 7.6995e-05 | 8.246e-05 | 0.0011222 | 0.00095604 | 0.0010091 | 0.0010091 | 0.00011415 | 0.00011415 | 0.00011415 | 0.00011416 | 0.00011415 | 0.00011415 | 0.00010883 | 6.9436e-05 | 6.3877e-05 | 6.1037e-05 | 0.00022929 | 0.00011415 | 0.00011415 | 0.00011415 | 0.00011415 | 2.0797e-06 | 3.3003e-05 | 6.2124e-05 | 7.8988e-05 | 0.00010394 | 8.9959e-05 | 8.9918e-05 | 8.9899e-05 | 9.0852e-05 | 0.00010216 | 0.00015523 | 0.00015523
01/09 24:00:00 | 1 | 9 | 24 | 216 | WD | 0 | 0.00026516 | 0.00026516 | 0.00064016 | 7.7739e-05 | -1.3906e-12 | 0.00011415 | 0 | 0 | 5.4452e-05 | 0.00077514 | -0.0040161 | 0.00026516 | 0.00033053 | 0.00012638 | 0.00033389 | 0.00012638 | 0.00011415 | 0.00022925 | 0.00011415 | 0 | 6.5591e-05 | 0.0001118 | 0.00012322 | 7.6983e-05 | 9.1272e-05 | 0.0014572 | 0.00095948 | 0.0011183 | 0.0011183 | 0.00011415 | 0.00011415 | 0.00011415 | 0.00011416 | 0.00011415 | 0.00011415 | 9.9691e-05 | 6.8344e-05 | 6.1493e-05 | 5.7992e-05 | 0.00022929 | 0.00011415 | 0.00011415 | 0.00011415 | 0.00011415 | 1.729e-06 | 2.6771e-05 | 5.7344e-05 | 7.5048e-05 | 9.8808e-05 | 8.9652e-05 | 8.9258e-05 | 8.9075e-05 | 8.9564e-05 | 0.00010432 | 0.00028418 | 0.00028418
01/10 01:00:00 | 1 | 10 | 1 | 217 | WE | 0 | 0.00021186 | 0.00021186 | 1.0819e-06 | 7.5763e-05 | 0.00025245 | 0.00011415 | 0 | 0 | 2.1781e-05 | 0.00045537 | -0.0055746 | 0.00021186 | -6.9053e-05 | 9.281e-05 | 0.00026706 | 9.281e-05 | 0.00011415 | 0.00022925 | 0.00011415 | 0 | 1.6398e-05 | 1.3975e-05 | 8.9722e-05 | 7.6974e-05 | 8.0914e-05 | 0.0010437 | 0.00095938 | 0.00098628 | 0.00098628 | 0.00011415 | 0.00011415 | 0.00011415 | 0.00011416 | 0.00011415 | 0.00011415 | 9.1034e-05 | 6.7637e-05 | 6.0012e-05 | 5.6116e-05 | 0.00022929 | 0.00011415 | 0.00011415 | 0.00011415 | 0.00011415 | 2.6738e-06 | 2.2734e-05 | 5.4326e-05 | 7.262e-05 | 9.2672e-05 | 8.9374e-05 | 8.3581e-05 | 8.0894e-05 | 8.2572e-05 | 0.00010553 | 0.00034653 | 0.00034653
01/10 02:00:00 | 1 | 10 | 2 | 218 | WE | 0 | 0.00024566 | 0.00024566 | 0 | 0 | 0.00023244 | 0.00011415 | 0 | 0 | 2.1781e-05 | 0.00051533 | -0.0065693 | 0.00024566 | -4.1551e-05 | 8.6205e-05 | 0.00032799 | 8.6205e-05 | 0.00011415 | 0.00022925 | 0.00011415 | 0 | 1.6398e-05 | 1.3975e-05 | 8.8626e-05 | 7.697e-05 | 8.0572e-05 | 0.0010237 | 0.00095933 | 0.00097986 | 0.00097986 | 0.00011415 | 0.00011415 | 0.00011415 | 0.00011416 | 0.00011415 | 0.00011415 | 9.1034e-05 | 6.7538e-05 | 5.9021e-05 | 5.4669e-05 | 0.00022929 | 0.00011415 | 0.00011415 | 0.00011415 | 0.00011415 | 2.6738e-06 | 2.2169e-05 | 5.2933e-05 | 7.0747e-05 | 9.2774e-05 | 8.9355e-05 | 8.3133e-05 | 8.0247e-05 | 8.3192e-05 | 0.00010623 | 0.00038842 | 0.00038842
01/10 03:00:00 | 1 | 10 | 3 | 219 | WE | 0 | 0.00027663 | 0.00027663 | 1.1453e-07 | 7.445e-05 | 0.00022975 | 0.00011415 | 0 | 0 | 2.1781e-05 | 0.00045996 | -0.0040218 | 0.00027663 | 5.2738e-06 | 8.4304e-05 | 0.00036125 | 8.4304e-05 | 0.00011415 | 0.00022925 | 0.00011415 | 0 | 1.6398e-05 | 1.3975e-05 | 8.8355e-05 | 7.6967e-05 | 8.0487e-05 | 0.0010194 | 0.0009593 | 0.00097847 | 0.00097847 | 0.00011415 | 0.00011415 | 0.00011415 | 0.00011416 | 0.00011415 | 0.00011415 | 9.1034e-05 | 6.7578e-05 | 5.8145e-05 | 5.3326e-05 | 0.00022929 | 0.00011415 | 0.00011415 | 0.00011415 | 0.00011415 | 2.6738e-06 | 2.2396e-05 | 5.1915e-05 | 6.9009e-05 | 9.2855e-05 | 8.9375e-05 | 8.2888e-05 | 7.9879e-05 | 8.3841e-05 | 0.00010668 | 0.00041743 | 0.00041743
01/10 04:00:00 | 1 | 10 | 4 | 220 | WE | 0 | 0.00028685 | 0.00028685 | 3.6655e-07 | 7.4515e-05 | 0.00022651 | 0.00011415 | 0 | 0 | 2.1781e-05 | 0.00042854 | 0.0018593 | 0.00028685 | 2.2654e-05 | 8.2413e-05 | 0.00037619 | 8.2413e-05 | 0.00011415 | 0.00022925 | 0.00011415 | 0 | 1.6398e-05 | 1.3975e-05 | 8.8162e-05 | 7.6967e-05 | 8.0426e-05 | 0.0010164 | 0.00095929 | 0.00097751 | 0.00097751 | 0.00011415 | 0.00011415 | 0.00011415 | 0.00011416 | 0.00011415 | 0.00011415 | 9.1034e-05 | 6.8179e-05 | 5.8423e-05 | 5.3438e-05 | 0.00022929 | 0.00011415 | 0.00011415 | 0.00011415 | 0.00011415 | 2.6738e-06 | 2.5829e-05 | 5.3266e-05 | 6.9154e-05 | 9.2911e-05 | 8.9563e-05 | 8.2968e-05 | 7.991e-05 | 8.4334e-05 | 0.00010689 | 0.00043836 | 0.00043836
01/10 05:00:00 | 1 | 10 | 5 | 221 | WE | 0 | 0.00028013 | 0.00028013 | 0 | 0 | 0.00021796 | 0.00011415 | 0 | 0 | 6.5342e-05 | 0.00040648 | 0.0018593 | 0.00028013 | 3.1048e-05 | 8.158e-05 | 0.00037576 | 8.158e-05 | 0.00011415 | 0.00022925 | 0.00011415 | 0 | 1.6398e-05 | 1.3975e-05 | 9.974e-05 | 7.6966e-05 | 8.4004e-05 | 0.0011515 | 0.00095929 | 0.0010206 | 0.0010206 | 0.00011415 | 0.00011415 | 0.00011415 | 0.00011416 | 0.00011415 | 0.00011415 | 9.1034e-05 | 6.9401e-05 | 6.1076e-05 | 5.6823e-05 | 0.00022929 | 0.00011415 | 0.00011415 | 0.00011415 | 0.00011415 | 2.6738e-06 | 3.2805e-05 | 5.8598e-05 | 7.3534e-05 | 9.3059e-05 | 8.9934e-05 | 8.3719e-05 | 8.0836e-05 | 8.4659e-05 | 0.00010695 | 0.00045221 | 0.00045221
01/10 06:00:00 | 1 | 10 | 6 | 222 | WE | 0 | 0.00029987 | 0.00029987 | 4.8677e-06 | 0.00015745 | -1.5577e-12 | 0.00011415 | 0 | 0 | 0.00013613 | 0.00040035 | 0.0018593 | 0.00029987 | 3.6916e-05 | 8.8117e-05 | 0.00037504 | 8.8117e-05 | 0.00011415 | 0.00022925 | 0.00011415 | 0 | 1.6398e-05 | 1.3975e-05 | 9.8853e-05 | 8.0169e-05 | 8.5943e-05 | 0.0011407 | 0.00099862 | 0.0010439 | 0.0010439 | 0.00011415 | 0.00011415 | 0.00011415 | 0.00011416 | 0.00011415 | 0.00011415 | 9.1034e-05 | 8.6668e-05 | 7.4596e-05 | 6.8429e-05 | 0.00022929 | 0.00011415 | 0.00011415 | 0.00011415 | 0.00011415 | 2.6738e-06 | 4.7626e-05 | 7.3544e-05 | 8.8553e-05 | 9.3085e-05 | 9.627e-05 | 8.7898e-05 | 8.4014e-05 | 8.4942e-05 | 0.00010689 | 0.00046326 | 0.00046326
01/10 07:00:00 | 1 | 10 | 7 | 223 | WE | 0 | 0.00032601 | 0.00032601 | 1.2418e-05 | 0.00017222 | 7.5442e-14 | 0.00011415 | 0 | 0 | 0.00015247 | -0.0007492 | 0.0018593 | 0.00032601 | -0.00028099 | 0.00010137 | 0.00040885 | 0.00010137 | 0.00011415 | 0.00022925 | 0.00011415 | 0 | 1.6398e-05 | 1.4769e-05 | 9.9535e-05 | 8.6109e-05 | 9.0258e-05 | 0.0011395 | 0.0010608 | 0.001086 | 0.001086 | 0.00011415 | 0.00011415 | 0.00011415 | 0.00011416 | 0.00011415 | 0.00011415 | 9.1034e-05 | 0.00011711 | 9.2869e-05 | 8.0485e-05 | 0.00022929 | 0.00011415 | 0.00011415 | 0.00011415 | 0.00011415 | 2.6738e-06 | 6.6196e-05 | 9.0235e-05 | 0.00010416 | 9.3128e-05 | 0.00010947 | 9.9336e-05 | 9.4633e-05 | 8.5248e-05 | 0.00012209 | 0.00022723 | 0.00022723
01/10 08:00:00 | 1 | 10 | 8 | 224 | WE | 0 | 0.00032893 | 0.00032893 | 2.2601e-05 | 0.00021973 | 4.7973e-13 | 0.00011415 | 2.1989e-05 | 2.1989e-05 | 0.00013613 | -0.00061867 | 0.0018593 | 0.00032893 | -0.00029373 | 0.000114 | 0.00040404 | 0.000114 | 0.00011415 | 0.00017194 | 0.00011415 | 5.6435e-07 | 1.6398e-05 | 1.4769e-05 | 9.5158e-05 | 0.00010116 | 9.9302e-05 | 0.0010835 | 0.001242 | 0.0011914 | 0.0011914 | 0.00011415 | 0.00011415 | 0.00011415 | 0.00011416 | 0.00011415 | 0.00011415 | 9.1034e-05 | 0.00013711 | 0.00010659 | 9.0996e-05 | 0.00019014 | 0.00011415 | 0.00011415 | 0.00011415 | 0.00011415 | 4.72e-06 | 9.2622e-05 | 0.0001086 | 0.00011785 | 9.1878e-05 | 0.00011915 | 0.00010572 | 9.9498e-05 | 8.312e-05 | 0.00012209 | 0.00048856 | 0.00048856
01/10 09:00:00 | 1 | 10 | 9 | 225 | WE | 5.4363e-05 | 0.0003441 | 0.0003441 | 0.0010747 | 0.00022848 | 1.5523e-12 | 0.00011415 | 9.4885e-05 | 9.4885e-05 | 5.9897e-05 | -0.00032864 | 0.0018593 | 0.0003441 | -0.00013783 | 0.00011567 | 0.00042794 | 0.00011567 | 0.00011415 | 0 | 0.00011415 | 5.5347e-06 | 1.6398e-05 | 1.4769e-05 | 9.512e-05 | 0.00010307 | 0.00010061 | 0.001078 | 0.0012655 | 0.0012057 | 0.0012057 | 0.00011415 | 0.00011415 | 0.00011415 | 0.00011416 | 0.00011415 | 0.00011415 | 9.1034e-05 | 0.00014837 | 0.00011633 | 9.9958e-05 | 0 | 0.00011415 | 0.00011415 | 0.00011415 | 0.00011415 | 3.167e-05 | 0.00012445 | 0.00012849 | 0.00013083 | 8.7162e-05 | 0.00011734 | 0.00010256 | 9.5705e-05 | 8.3526e-05 | 0.00012209 | 0.00040844 | 0.00040844
01/10 10:00:00 | 1 | 10 | 10 | 226 | WE | 0.0001414 | 0.00034672 | 0.00034672 | 2.1108e-05 | 0.00023482 | 0.00021486 | 0.00011415 | 0.00015661 | 0.00015661 | 4.0839e-05 | -0.00046908 | 0.0018593 | 0.00034672 | -6.8905e-05 | 0.00011778 | 0.00043128 | 0.00011778 | 0.00011415 | 0 | 0.00011415 | 1.3398e-05 | 1.6398e-05 | 1.4769e-05 | 9.5732e-05 | 0.00010312 | 0.00010083 | 0.0010833 | 0.0012661 | 0.0012078 | 0.0012078 | 0.00011415 | 0.00011415 | 0.00011415 | 0.00011416 | 0.00011415 | 0.00011415 | 9.1034e-05 | 0.00014946 | 0.00011937 | 0.000104 | 0 | 0.00011415 | 0.00011415 | 0.00011415 | 0.00011415 | 7.0273e-05 | 0.00016432 | 0.00014772 | 0.00013811 | 8.7166e-05 | 0.00011816 | 0.00010491 | 9.8766e-05 | 8.3836e-05 | 0.00012225 | 0.00040394 | 0.00040394
01/10 11:00:00 | 1 | 10 | 11 | 227 | WE | 0.00020191 | 0.00033869 | 0.00033869 | 1.2803e-05 | 0.0002029 | 0.00021991 | 0.00011415 | 0 | 0 | 4.0839e-05 | 0.0015971 | 0.0018593 | 0.00033869 | 0.0005425 | 0.00012151 | 0.00042387 | 0.00012151 | 0.00011415 | 0 | 0.00011415 | 2.0372e-05 | 1.6398e-05 | 1.4769e-05 | 9.5023e-05 | 0.00010316 | 0.00010065 | 0.0010743 | 0.0012666 | 0.0012053 | 0.0012053 | 0.00011415 | 0.00011415 | 0.00011415 | 0.00011416 | 0.00011415 | 0.00011415 | 9.1034e-05 | 0.00014938 | 0.00011814 | 0.00010218 | 0 | 0.00011415 | 0.00011415 | 0.00011415 | 0.00011415 | 0.0001032 | 0.00019633 | 0.00015895 | 0.0001373 | 8.7143e-05 | 0.00011831 | 0.00010404 | 9.7429e-05 | 8.4003e-05 | 0.0001231 | 0.0003851 | 0.0003851
01/10 12:00:00 | 1 | 10 | 12 | 228 | WE | 0.00024124 | 0.00032941 | 0.00032941 | 9.9532e-06 | 0.00016841 | 0.00021998 | 0.00011415 | 0 | 0 | 4.0839e-05 | 0.00083758 | 0.0018593 | 0.00032941 | 0.00043065 | 0.00012155 | 0.00041586 | 0.00012155 | 0.00011415 | 0 | 0.00011415 | 2.5472e-05 | 1.6398e-05 | 1.4769e-05 | 0.00012361 | 0.00010324 | 0.00010954 | 0.0014086 | 0.0012676 | 0.0013126 | 0.0013126 | 0.00011415 | 0.00011415 | 0.00011415 | 0.00011416 | 0.00011415 | 0.00011415 | 9.1034e-05 | 0.00014911 | 0.0001139 | 9.5904e-05 | 0 | 0.00011415 | 0.00011415 | 0.00011415 | 0.00011415 | 0.00012644 | 0.00021793 | 0.00016218 | 0.0001299 | 8.7391e-05 | 0.00011823 | 0.00010418 | 9.7667e-05 | 8.4139e-05 | 0.0001219 | 0.0003782 | 0.0003782
01/10 13:00:00 | 1 | 10 | 13 | 229 | WE | 0.00024461 | 0.00031698 | 0.00031698 | 8.6903e-06 | 0.00016524 | 0.00021627 | 0.00011415 | 0 | 0 | 4.0839e-05 | 0.00057971 | 0.002741 | 0.00031698 | 0.00034157 | 0.00011748 | 0.0003995 | 0.00011748 | 0.00011415 | 0 | 0.00011415 | 2.6121e-05 | 1.6398e-05 | 1.4769e-05 | 9.3607e-05 | 0.00010323 | 0.00010026 | 0.0010564 | 0.0012675 | 0.0012001 | 0.0012001 | 0.00011415 | 0.00011415 | 0.00011415 | 0.00011416 | 0.00011415 | 0.00011415 | 9.1034e-05 | 0.00014827 | 0.00011155 | 9.2781e-05 | 0 | 0.00011415 | 0.00011415 | 0.00011415 | 0.00011415 | 0.00013288 | 0.00021742 | 0.00015947 | 0.00012591 | 8.7085e-05 | 0.00011796 | 0.00010275 | 9.5695e-05 | 8.4495e-05 | 0.00012088 | 0.0003593 | 0.0003593
01/10 14:00:00 | 1 | 10 | 14 | 230 | WE | 0.00021015 | 0.00029639 | 0.00029639 | 7.8846e-06 | 8.1591e-05 | 0.00022375 | 0.00011415 | 0 | 0 | 4.0839e-05 | 0.00047169 | 0.0022908 | 0.00029639 | 0.00031299 | 0.00011631 | 0.00038306 | 0.00011631 | 0.00011415 | 0 | 0.00011415 | 2.3269e-05 | 1.6398e-05 | 1.4769e-05 | 9.5573e-05 | 0.00010749 | 0.0001038 | 0.00048802 | 0.00065986 | 0.00060503 | 0.00060503 | 0.00011415 | 0.00011415 | 0.00011415 | 0.00011416 | 0.00011415 | 0.00011415 | 9.1034e-05 | 0.00014778 | 0.00010773 | 8.7265e-05 | 0 | 0.00011415 | 0.00011415 | 0.00011415 | 0.00011415 | 0.00011792 | 0.00020189 | 0.00014868 | 0.00011786 | 8.708e-05 | 0.0001193 | 0.00010062 | 9.195e-05 | 8.4898e-05 | 0.0001201 | 0.00033878 | 0.00033878
01/10 15:00:00 | 1 | 10 | 15 | 231 | WE | 0.00014938 | 0.00031001 | 0.00031001 | 7.0683e-06 | 0.00016121 | 0.00023635 | 0.00011415 | 0 | 0 | 4.0839e-05 | 0.00042843 | 0.0019126 | 0.00031001 | 0.0002855 | 0.00011474 | 0.00039076 | 0.00011474 | 0.00011415 | 0 | 0.00011415 | 1.6552e-05 | 1.6398e-05 | 1.4769e-05 | 9.6229e-05 | 0.00010711 | 0.00010375 | 0.0010865 | 0.0013151 | 0.0012422 | 0.0012422 | 0.00011415 | 0.00011415 | 0.00011415 | 0.00011416 | 0.00011415 | 0.00011415 | 9.1034e-05 | 0.0001471 | 0.00010447 | 8.269e-05 | 0 | 0.00011415 | 0.00011415 | 0.00011415 | 0.00011415 | 8.8324e-05 | 0.00016708 | 0.00013128 | 0.00011054 | 8.7094e-05 | 0.00011896 | 9.12e-05 | 7.8325e-05 | 8.5127e-05 | 0.00011997 | 0.0003982 | 0.0003982
01/10 16:00:00 | 1 | 10 | 16 | 232 | WE | 7.2447e-05 | 0.00030925 | 0.00030925 | 0.0010104 | 0.00013125 | 0.00024949 | 0.00011415 | 0 | 0 | 7.0788e-05 | 0.00040602 | 0.0016368 | 0.00030925 | 0.00027162 | 0.00011582 | 0.00039241 | 0.00011582 | 0.00011415 | 0 | 0.00011415 | 9e-06 | 1.6398e-05 | 1.4769e-05 | 9.5554e-05 | 0.00010316 | 0.00010081 | 0.0010786 | 0.0012666 | 0.0012066 | 0.0012066 | 0.00011415 | 0.00011415 | 0.00011415 | 0.00011416 | 0.00011415 | 0.00011415 | 9.1034e-05 | 0.00014518 | 0.00010163 | 7.9372e-05 | 0 | 0.00011415 | 0.00011415 | 0.00011415 | 0.00011415 | 5.2207e-05 | 0.00012257 | 0.00011126 | 0.00010471 | 8.7103e-05 | 0.00011699 | 8.9193e-05 | 7.6299e-05 | 8.5289e-05 | 0.00012019 | 0.00042331 | 0.00042331
01/10 17:00:00 | 1 | 10 | 17 | 233 | WE | 0 | 0.00031621 | 0.00031621 | -0.0010063 | 0.00011176 | -2.0051e-12 | 0.00011415 | 5.7049e-05 | 5.7049e-05 | 0.00015247 | -0.0008709 | 0.0014479 | 0.00031621 | -0.00025448 | 0.00012479 | 0.0003991 | 0.00012479 | 0.00011415 | 5.7313e-05 | 0.00011415 | 1.3073e-06 | 1.6398e-05 | 1.4769e-05 | 9.0212e-05 | 0.00010287 | 9.8961e-05 | 0.0010159 | 0.0012631 | 0.0011842 | 0.0011842 | 0.00011415 | 0.00011415 | 0.00011415 | 0.00011416 | 0.00011415 | 0.00011415 | 9.1034e-05 | 0.00014213 | 9.6834e-05 | 7.3692e-05 | 7.5498e-05 | 0.00011415 | 0.00011415 | 0.00011415 | 0.00011415 | 1.0671e-05 | 8.1858e-05 | 9.0602e-05 | 9.5666e-05 | 8.8947e-05 | 0.00011812 | 9.2206e-05 | 8.0186e-05 | 8.5477e-05 | 0.00012034 | 0.00043438 | 0.00043438
01/10 18:00:00 | 1 | 10 | 18 | 234 | WE | 0 | 0.00032535 | 0.00032535 | 0.001034 | 0.00016681 | -7.5459e-13 | 0.00011415 | 0 | 0 | 0.00021236 | -0.00055473 | 0.001327 | 0.00032535 | 3.5054e-06 | 0.00013881 | 0.00039774 | 0.00013881 | 0.00011415 | 0.00022925 | 0.00011415 | 0 | 1.6398e-05 | 1.4769e-05 | 9.0218e-05 | 9.9827e-05 | 9.6857e-05 | 0.00102 | 0.0012257 | 0.0011601 | 0.0011601 | 0.00011415 | 0.00011415 | 0.00011415 | 0.00011416 | 0.00011415 | 0.00011415 | 9.1034e-05 | 0.00012663 | 8.9269e-05 | 7.0179e-05 | 0.00022929 | 0.00011415 | 0.00011415 | 0.00011415 | 0.00011415 | 2.6738e-06 | 6.8214e-05 | 8.2529e-05 | 9.0819e-05 | 9.2733e-05 | 0.00011833 | 9.6359e-05 | 8.6169e-05 | 8.3101e-05 | 0.00012055 | 0.00045689 | 0.00045689
01/10 19:00:00 | 1 | 10 | 19 | 235 | WE | 0 | 0.00034937 | 0.00034937 | 1.0733e-05 | 0.00017104 | -3.8268e-13 | 0.00011415 | 0 | 0 | 0.00028587 | -0.000263 | 0.0012302 | 0.00034937 | 0.00021901 | 0.00014748 | 0.00042316 | 0.00014748 | 0.00011415 | 0.00022925 | 0.00011415 | 0 | 1.6398e-05 | 1.4769e-05 | 9.0221e-05 | 9.9045e-05 | 9.6318e-05 | 0.0010212 | 0.0012161 | 0.0011539 | 0.0011539 | 0.00011415 | 0.00011415 | 0.00011415 | 0.00011416 | 0.00011415 | 0.00011415 | 9.1034e-05 | 0.00012264 | 8.3483e-05 | 6.3475e-05 | 0.00022929 | 0.00011415 | 0.00011415 | 0.00011415 | 0.00011415 | 2.6738e-06 | 6.5305e-05 | 7.5968e-05 | 8.2143e-05 | 9.2736e-05 | 0.00011654 | 9.3662e-05 | 8.305e-05 | 8.3113e-05 | 0.0001209 | 0.00046092 | 0.00046092
01/10 20:00:00 | 1 | 10 | 20 | 236 | WE | 0 | 0.00035579 | 0.00035579 | -0.00092671 | 0.00023124 | -2.8567e-13 | 0.00011415 | 0 | 0 | 0.00034305 | -0.00012382 | 0.0011165 | 0.00035579 | 0.00017596 | 0.0001514 | 0.00041942 | 0.0001514 | 0.00011415 | 0.00022925 | 0.00011415 | 0 | 1.6398e-05 | 1.4769e-05 | 0.00010196 | 9.8109e-05 | 9.9299e-05 | 0.0011589 | 0.0012046 | 0.00119 | 0.00119 | 0.00011415 | 0.00011415 | 0.00011415 | 0.00011416 | 0.00011415 | 0.00011415 | 9.1034e-05 | 0.00011781 | 8.0517e-05 | 6.1465e-05 | 0.00022929 | 0.00011415 | 0.00011415 | 0.00011415 | 0.00011415 | 2.6738e-06 | 6.1694e-05 | 7.2996e-05 | 7.9541e-05 | 9.287e-05 | 0.00011445 | 9.237e-05 | 8.2131e-05 | 8.3172e-05 | 0.00012119 | 0.00049444 | 0.00049444
01/10 21:00:00 | 1 | 10 | 21 | 237 | WE | 0 | 0.00035288 | 0.00035288 | 0.00094967 | 0.00019599 | 0 | 0.00011415 | 0 | 0 | 0.00034849 | -7.605e-05 | 0.00097103 | 0.00035288 | 9.7354e-05 | 0.00015248 | 0.00042008 | 0.00015248 | 0.00011415 | 0.00022925 | 0.00011415 | 0 | 1.6398e-05 | 1.4769e-05 | 0.0001012 | 9.5324e-05 | 9.7139e-05 | 0.0011503 | 0.0011704 | 0.001164 | 0.001164 | 0.00011415 | 0.00011415 | 0.00011415 | 0.00011416 | 0.00011415 | 0.00011415 | 9.1034e-05 | 0.00010413 | 7.5344e-05 | 6.0638e-05 | 0.00022929 | 0.00011415 | 0.00011415 | 0.00011415 | 0.00011415 | 2.6738e-06 | 5.5997e-05 | 7.023e-05 | 7.8471e-05 | 9.2902e-05 | 0.00010935 | 9.0584e-05 | 8.1881e-05 | 8.3397e-05 | 0.00012176 | 0.00052665 | 0.00052665
01/10 22:00:00 | 1 | 10 | 22 | 238 | WE | 0 | 0.0003498 | 0.0003498 | 9.3552e-06 | 0.00013977 | 2.0697e-12 | 0.00011415 | 0 | 0 | 0.00023959 | -0.00011601 | 0.00075056 | 0.0003498 | 2.7899e-05 | 0.00014889 | 0.00043063 | 0.00014889 | 0.00011415 | 0.00022925 | 0.00011415 | 0 | 1.6398e-05 | 1.4769e-05 | 9.6036e-05 | 8.0867e-05 | 8.5555e-05 | 0.001102 | 0.00099289 | 0.0010277 | 0.0010277 | 0.00011415 | 0.00011415 | 0.00011415 | 0.00011416 | 0.00011415 | 0.00011415 | 9.1034e-05 | 8.8189e-05 | 6.8193e-05 | 5.7976e-05 | 0.00022929 | 0.00011415 | 0.00011415 | 0.00011415 | 0.00011415 | 2.6738e-06 | 3.8487e-05 | 6.1627e-05 | 7.5027e-05 | 9.323e-05 | 9.9139e-05 | 8.6851e-05 | 8.1152e-05 | 8.6848e-05 | 0.00012212 | 0.0005604 | 0.0005604
01/10 23:00:00 | 1 | 10 | 23 | 239 | WE | 0 | 0.00031855 | 0.00031855 | 0.0010137 | 0.00010636 | 7.9772e-13 | 0.00011415 | 0 | 0 | 0.00013341 | 0.0014433 | -0.0016774 | 0.00031855 | 0.000481 | 0.00013992 | 0.00039861 | 0.00013992 | 0.00011415 | 0.00022925 | 0.00011415 | 0 | 1.6398e-05 | 1.3975e-05 | 8.7585e-05 | 7.6973e-05 | 8.0252e-05 | 0.0010065 | 0.00095578 | 0.00097196 | 0.00097196 | 0.00011415 | 0.00011415 | 0.00011415 | 0.00011416 | 0.00011415 | 0.00011415 | 9.1034e-05 | 6.8383e-05 | 6.1574e-05 | 5.8095e-05 | 0.00022929 | 0.00011415 | 0.00011415 | 0.00011415 | 0.00011415 | 2.6738e-06 | 2.6995e-05 | 5.751e-05 | 7.5181e-05 | 9.3197e-05 | 8.9525e-05 | 8.3828e-05 | 8.1185e-05 | 8.6913e-05 | 9.7689e-05 | 0.00057575 | 0.00057575
01/10 24:00:00 | 1 | 10 | 24 | 240 | WE | 0 | 0.00028603 | 0.00028603 | -0.00099435 | 7.8629e-05 | -1.3906e-12 | 0.00011415 | 0 | 0 | 5.4452e-05 | 0.00078433 | -0.0039977 | 0.00028603 | 0.00018834 | 0.00012686 | 0.00036337 | 0.00012686 | 0.00011415 | 0.00022925 | 0.00011415 | 0 | 1.6398e-05 | 1.3975e-05 | 0.00011752 | 7.6965e-05 | 8.9499e-05 | 0.0013579 | 0.00095928 | 0.0010865 | 0.0010865 | 0.00011415 | 0.00011415 | 0.00011415 | 0.00011416 | 0.00011415 | 0.00011415 | 9.1034e-05 | 6.7664e-05 | 6.0585e-05 | 5.6968e-05 | 0.00022929 | 0.00011415 | 0.00011415 | 0.00011415 | 0.00011415 | 2.6738e-06 | 2.2886e-05 | 5.5079e-05 | 7.3722e-05 | 9.3545e-05 | 8.9364e-05 | 8.3566e-05 | 8.0876e-05 | 8.7456e-05 | 0.00010308 | 0.00060018 | 0.00060018
01/11 01:00:00 | 1 | 11 | 1 | 241 | WE | 0 | 0.00024244 | 0.00024244 | 1.1512e-06 | 7.5703e-05 | 0.00025245 | 0.00011415 | 0 | 0 | 2.1781e-05 | 0.00046753 | -0.0057787 | 0.00024244 | -0.0001047 | 9.281e-05 | 0.00031061 | 9.281e-05 | 0.00011415 | 0.00022925 | 0.00011415 | 0 | 1.6398e-05 | 1.3975e-05 | 8.7578e-05 | 7.6961e-05 | 8.0242e-05 | 0.0010078 | 0.00095923 | 0.00097474 | 0.00097474 | 0.00011415 | 0.00011415 | 0.00011415 | 0.00011416 | 0.00011415 | 0.00011415 | 9.1034e-05 | 6.7729e-05 | 5.9644e-05 | 5.5513e-05 | 0.00022929 | 0.00011415 | 0.00011415 | 0.00011415 | 0.00011415 | 2.6738e-06 | 2.3262e-05 | 5.4025e-05 | 7.184e-05 | 9.3289e-05 | 8.9407e-05 | 8.3307e-05 | 8.0478e-05 | 8.7679e-05 | 0.00010502 | 0.00061893 | 0.00061893
01/11 02:00:00 | 1 | 11 | 2 | 242 | WE | 0 | 0.00027058 | 0.00027058 | 0.00097422 | 7.4787e-05 | 0.00023244 | 0.00011415 | 0 | 0 | 2.1781e-05 | 0.00051033 | -0.0065501 | 0.00027058 | -5.0773e-05 | 8.6205e-05 | 0.00035219 | 8.6205e-05 | 0.00011415 | 0.00022925 | 0.00011415 | 0 | 1.6398e-05 | 1.3975e-05 | 8.7578e-05 | 7.6959e-05 | 8.0241e-05 | 0.0010083 | 0.00095921 | 0.00097486 | 0.00097486 | 0.00011415 | 0.00011415 | 0.00011415 | 0.00011416 | 0.00011415 | 0.00011415 | 9.1034e-05 | 6.758e-05 | 5.8756e-05 | 5.4248e-05 | 0.00022929 | 0.00011415 | 0.00011415 | 0.00011415 | 0.00011415 | 2.6738e-06 | 2.2409e-05 | 5.2676e-05 | 7.0203e-05 | 9.3295e-05 | 8.9373e-05 | 8.306e-05 | 8.0131e-05 | 8.7708e-05 | 0.00010586 | 0.00063308 | 0.00063308
01/11 03:00:00 | 1 | 11 | 3 | 243 | WE | 0 | 0.00028566 | 0.00028566 | -0.00097142 | 7.444e-05 | 0.00022975 | 0.00011415 | 0 | 0 | 2.1781e-05 | 0.00045722 | -0.0040388 | 0.00028566 | 4.4859e-06 | 8.4304e-05 | 0.00037411 | 8.4304e-05 | 0.00011415 | 0.00022925 | 0.00011415 | 0 | 1.6398e-05 | 1.3975e-05 | 8.7579e-05 | 7.696e-05 | 8.0242e-05 | 0.0010087 | 0.00095922 | 0.00097499 | 0.00097499 | 0.00011415 | 0.00011415 | 0.00011415 | 0.00011416 | 0.00011415 | 0.00011415 | 9.1034e-05 | 6.7485e-05 | 5.7794e-05 | 5.2843e-05 | 0.00022929 | 0.00011415 | 0.00011415 | 0.00011415 | 0.00011415 | 2.6738e-06 | 2.1869e-05 | 5.1326e-05 | 6.8384e-05 | 9.3298e-05 | 8.935e-05 | 8.279e-05 | 7.9747e-05 | 8.7726e-05 | 0.00010625 | 0.0006332 | 0.0006332
01/11 04:00:00 | 1 | 11 | 4 | 244 | WE | 0 | 0.0002907 | 0.0002907 | 3.9942e-07 | 0 | 0.00022651 | 0.00011415 | 0 | 0 | 2.1781e-05 | 0.00042931 | 0.0018593 | 0.0002907 | 2.1423e-05 | 8.2413e-05 | 0.00039291 | 8.2413e-05 | 0.00011415 | 0.00022925 | 0.00011415 | 0 | 1.6398e-05 | 1.3975e-05 | 8.7581e-05 | 7.6961e-05 | 8.0243e-05 | 0.001009 | 0.00095923 | 0.00097512 | 0.00097512 | 0.00011415 | 0.00011415 | 0.00011415 | 0.00011416 | 0.00011415 | 0.00011415 | 9.1034e-05 | 6.7544e-05 | 5.8391e-05 | 5.3714e-05 | 0.00022929 | 0.00011415 | 0.00011415 | 0.00011415 | 0.00011415 | 2.6738e-06 | 2.2203e-05 | 5.2163e-05 | 6.9512e-05 | 9.3304e-05 | 8.9372e-05 | 8.2959e-05 | 7.9985e-05 | 8.776e-05 | 0.00010651 | 0.00064172 | 0.00064172
01/11 05:00:00 | 1 | 11 | 5 | 245 | WE | 0 | 0.00030052 | 0.00030052 | 0.00097669 | 7.5317e-05 | 0.00021796 | 0.00011415 | 0 | 0 | 6.5342e-05 | 0.00041233 | 0.0018593 | 0.00030052 | 2.9761e-05 | 8.158e-05 | 0.00039342 | 8.158e-05 | 0.00011415 | 0.00022925 | 0.00011415 | 0 | 1.6398e-05 | 1.3975e-05 | 9.9314e-05 | 7.7328e-05 | 8.4122e-05 | 0.0011468 | 0.00096373 | 0.0010221 | 0.0010221 | 0.00011415 | 0.00011415 | 0.00011415 | 0.00011416 | 0.00011415 | 0.00011415 | 9.1034e-05 | 6.9679e-05 | 5.9002e-05 | 5.3546e-05 | 0.00022929 | 0.00011415 | 0.00011415 | 0.00011415 | 0.00011415 | 2.6738e-06 | 2.4849e-05 | 5.2995e-05 | 6.9294e-05 | 9.34e-05 | 9.0146e-05 | 8.3173e-05 | 7.9939e-05 | 8.7634e-05 | 0.00010662 | 0.0006369 | 0.0006369
01/11 06:00:00 | 1 | 11 | 6 | 246 | WE | 0 | 0.00029938 | 0.00029938 | -0.0009925 | 7.8723e-05 | -1.5577e-12 | 0.00011415 | 0 | 0 | 0.00013613 | 0.00040313 | 0.0018593 | 0.00029938 | 3.5766e-05 | 8.8117e-05 | 0.00038622 | 8.8117e-05 | 0.00011415 | 0.00022925 | 0.00011415 | 0 | 1.6398e-05 | 1.3975e-05 | 9.8566e-05 | 8.0118e-05 | 8.5819e-05 | 0.0011382 | 0.00099799 | 0.0010427 | 0.0010427 | 0.00011415 | 0.00011415 | 0.00011415 | 0.00011416 | 0.00011415 | 0.00011415 | 9.1034e-05 | 8.4051e-05 | 6.7636e-05 | 5.9249e-05 | 0.00022929 | 0.00011415 | 0.00011415 | 0.00011415 | 0.00011415 | 2.6738e-06 | 3.4085e-05 | 6.1055e-05 | 7.6674e-05 | 9.3381e-05 | 9.5463e-05 | 8.5925e-05 | 8.1501e-05 | 8.7535e-05 | 0.00010664 | 0.00063093 | 0.00063093
01/11 07:00:00 | 1 | 11 | 7 | 247 | WE | 0 | 0.00032536 | 0.00032536 | 0.00067954 | 0.00018961 | 7.5442e-14 | 0.00011415 | 0 | 0 | 0.00015247 | -0.00079342 | 0.0018593 | 0.00032536 | -0.00029038 | 0.00010137 | 0.0004053 | 0.00010137 | 0.00011415 | 0.00022925 | 0.00011415 | 0 | 1.6398e-05 | 1.4769e-05 | 9.9372e-05 | 8.6106e-05 | 9.0206e-05 | 0.001139 | 0.0010608 | 0.0010857 | 0.0010857 | 0.00011415 | 0.00011415 | 0.00011415 | 0.00011416 | 0.00011415 | 0.00011415 | 9.1034e-05 | 0.00011341 | 8.0931e-05 | 6.4334e-05 | 0.00022929 | 0.00011415 | 0.00011415 | 0.00011415 | 0.00011415 | 2.6738e-06 | 4.5297e-05 | 6.9335e-05 | 8.3254e-05 | 9.339e-05 | 0.00010643 | 9.0351e-05 | 8.2893e-05 | 8.7543e-05 | 0.00010666 | 0.00062389 | 0.00062389
01/11 08:00:00 | 1 | 11 | 8 | 248 | WE | 0 | 0.00033093 | 0.00033093 | -0.00065643 | 0.00025034 | 4.7973e-13 | 0.00011415 | 2.1929e-05 | 2.1929e-05 | 0.00013613 | -0.00061497 | 0.0018593 | 0.00033093 | -0.00029842 | 0.000114 | 0.00040227 | 0.000114 | 0.00011415 | 0.00017194 | 0.00011415 | 5.6282e-07 | 1.6398e-05 | 1.4769e-05 | 9.4873e-05 | 0.00010064 | 9.8855e-05 | 0.0010804 | 0.0012356 | 0.0011861 | 0.0011861 | 0.00011415 | 0.00011415 | 0.00011415 | 0.00011416 | 0.00011415 | 0.00011415 | 9.1034e-05 | 0.00012819 | 8.9795e-05 | 7.0176e-05 | 0.00019014 | 0.00011415 | 0.00011415 | 0.00011415 | 0.00011415 | 4.7178e-06 | 5.5348e-05 | 7.7855e-05 | 9.0888e-05 | 9.2048e-05 | 0.00011411 | 9.2113e-05 | 8.1912e-05 | 8.4575e-05 | 0.00010671 | 0.00062558 | 0.00062558
01/11 09:00:00 | 1 | 11 | 9 | 249 | WE | 5.386e-05 | 0.00034018 | 0.00034018 | 0.001075 | 0.00024695 | 1.5523e-12 | 0.00011415 | 9.4751e-05 | 9.4751e-05 | 5.9897e-05 | -0.00030889 | 0.0018593 | 0.00034018 | -0.00012896 | 0.00011567 | 0.00041958 | 0.00011567 | 0.00011415 | 0 | 0.00011415 | 5.5269e-06 | 1.6398e-05 | 1.4769e-05 | 9.4879e-05 | 0.0001031 | 0.00010056 | 0.0010752 | 0.0012659 | 0.0012051 | 0.0012051 | 0.00011415 | 0.00011415 | 0.00011415 | 0.00011416 | 0.00011415 | 0.00011415 | 9.1034e-05 | 0.00014125 | 9.6568e-05 | 7.3736e-05 | 0 | 0.00011415 | 0.00011415 | 0.00011415 | 0.00011415 | 3.1655e-05 | 8.5464e-05 | 9.2461e-05 | 9.6513e-05 | 8.7303e-05 | 0.00011315 | 8.3659e-05 | 6.998e-05 | 8.4509e-05 | 0.00012209 | 0.00062535 | 0.00062535
01/11 10:00:00 | 1 | 11 | 10 | 250 | WE | 0.00014032 | 0.000343 | 0.000343 | 2.0823e-05 | 0.00019972 | 0.00021486 | 0.00011415 | 0.00015648 | 0.00015648 | 4.0839e-05 | -0.00046109 | 0.0018593 | 0.000343 | -1.9477e-05 | 0.00011778 | 0.00043128 | 0.00011778 | 0.00011415 | 0 | 0.00011415 | 1.3387e-05 | 1.6398e-05 | 1.4769e-05 | 9.5554e-05 | 0.00010319 | 0.00010083 | 0.0010815 | 0.001267 | 0.0012078 | 0.0012078 | 0.00011415 | 0.00011415 | 0.00011415 | 0.00011416 | 0.00011415 | 0.00011415 | 9.1034e-05 | 0.00014285 | 9.7577e-05 | 7.4447e-05 | 0 | 0.00011415 | 0.00011415 | 0.00011415 | 0.00011415 | 7.0255e-05 | 0.00012788 | 0.00010951 | 9.8868e-05 | 8.728e-05 | 0.00011366 | 8.3954e-05 | 7.0175e-05 | 8.4501e-05 | 0.00012209 | 0.00060955 | 0.00060955
01/11 11:00:00 | 1 | 11 | 11 | 251 | WE | 0.00020054 | 0.00032606 | 0.00032606 | 0.00076755 | 0.00017272 | 0.00021991 | 0.00011415 | 0 | 0 | 4.0839e-05 | 0.0015149 | 0.0018593 | 0.00032606 | 0.00060915 | 0.00012151 | 0.00041044 | 0.00012151 | 0.00011415 | 0 | 0.00011415 | 2.0345e-05 | 1.6398e-05 | 1.4769e-05 | 9.4893e-05 | 0.00010329 | 0.00010069 | 0.0010734 | 0.0012682 | 0.001206 | 0.001206 | 0.00011415 | 0.00011415 | 0.00011415 | 0.00011416 | 0.00011415 | 0.00011415 | 9.1034e-05 | 0.0001438 | 9.7766e-05 | 7.4243e-05 | 0 | 0.00011415 | 0.00011415 | 0.00011415 | 0.00011415 | 0.00010315 | 0.00016408 | 0.00012335 | 9.9765e-05 | 8.7243e-05 | 0.00011446 | 8.4167e-05 | 7.0119e-05 | 8.4572e-05 | 0.00012246 | 0.00060005 | 0.00060005
01/11 12:00:00 | 1 | 11 | 12 | 252 | WE | 0.00023963 | 0.00032073 | 0.00032073 | 0.00029059 | 0.00016844 | 0.00021998 | 0.00011415 | 0 | 0 | 4.0839e-05 | 0.00086312 | 0.0032963 | 0.00032073 | 0.00044813 | 0.00012155 | 0.0004035 | 0.00012155 | 0.00011415 | 0 | 0.00011415 | 2.5442e-05 | 1.6398e-05 | 1.4769e-05 | 0.00012352 | 0.00010333 | 0.00010957 | 0.0014084 | 0.0012687 | 0.0013132 | 0.0013132 | 0.00011415 | 0.00011415 | 0.00011415 | 0.00011416 | 0.00011415 | 0.00011415 | 9.1034e-05 | 0.00014429 | 9.6799e-05 | 7.2535e-05 | 0 | 0.00011415 | 0.00011415 | 0.00011415 | 0.00011415 | 0.00012636 | 0.00019027 | 0.00013199 | 9.8243e-05 | 8.7476e-05 | 0.00011461 | 8.3898e-05 | 6.9651e-05 | 8.4602e-05 | 0.00012324 | 0.00058431 | 0.00058431
01/11 13:00:00 | 1 | 11 | 13 | 253 | WE | 0.00024295 | 0.00030739 | 0.00030739 | 8.0968e-06 | 0.00016525 | 0.00021627 | 0.00011415 | 0 | 0 | 4.0839e-05 | 0.00057476 | 0.0028448 | 0.00030739 | 0.00035362 | 0.00011748 | 0.00038585 | 0.00011748 | 0.00011415 | 0 | 0.00011415 | 2.611e-05 | 1.6398e-05 | 1.4769e-05 | 9.3569e-05 | 0.00010283 | 9.9971e-05 | 0.00047908 | 0.0006313 | 0.00058274 | 0.00058274 | 0.00011415 | 0.00011415 | 0.00011415 | 0.00011416 | 0.00011415 | 0.00011415 | 9.1034e-05 | 0.00014175 | 9.4766e-05 | 7.0757e-05 | 0 | 0.00011415 | 0.00011415 | 0.00011415 | 0.00011415 | 0.0001328 | 0.00019015 | 0.00013054 | 9.6024e-05 | 8.7156e-05 | 0.00011397 | 8.3362e-05 | 6.9164e-05 | 8.4869e-05 | 0.00012219 | 0.00056895 | 0.00056895
01/11 14:00:00 | 1 | 11 | 14 | 254 | WE | 0.00020991 | 0.00029912 | 0.00029912 | -1.0556e-05 | 0.00016324 | 0.00022375 | 0.00011415 | 0 | 0 | 4.0839e-05 | 0.00047192 | 0.0024034 | 0.00029912 | 0.00032718 | 0.00011631 | 0.00037463 | 0.00011631 | 0.00011415 | 0 | 0.00011415 | 2.3338e-05 | 1.6398e-05 | 1.4769e-05 | 9.5575e-05 | 0.00010662 | 0.0001032 | 0.00049013 | 0.00065452 | 0.00060207 | 0.00060207 | 0.00011415 | 0.00011415 | 0.00011415 | 0.00011416 | 0.00011415 | 0.00011415 | 9.1034e-05 | 0.00013915 | 9.3405e-05 | 7.0029e-05 | 0 | 0.00011415 | 0.00011415 | 0.00011415 | 0.00011415 | 0.00011828 | 0.00017345 | 0.00012351 | 9.4597e-05 | 8.714e-05 | 0.00011451 | 8.3395e-05 | 6.8965e-05 | 8.5224e-05 | 0.00012103 | 0.00054334 | 0.00054334
01/11 15:00:00 | 1 | 11 | 15 | 255 | WE | 0.00015108 | 0.00027513 | 0.00027513 | -0.00098362 | 8.6163e-05 | 0.00023635 | 0.00011415 | 0 | 0 | 4.0839e-05 | 0.00041441 | 0.0020337 | 0.00027513 | 0.0003114 | 0.00011474 | 0.00035244 | 0.00011474 | 0.00011415 | 0 | 0.00011415 | 1.694e-05 | 1.6398e-05 | 1.4769e-05 | 9.6237e-05 | 0.00010517 | 0.00010241 | 0.00049363 | 0.00064563 | 0.00059714 | 0.00059714 | 0.00011415 | 0.00011415 | 0.00011415 | 0.00011416 | 0.00011415 | 0.00011415 | 9.1034e-05 | 0.00013361 | 9.3133e-05 | 7.2451e-05 | 0 | 0.00011415 | 0.00011415 | 0.00011415 | 0.00011415 | 9.0135e-05 | 0.00013812 | 0.00011203 | 9.6917e-05 | 8.7128e-05 | 0.00011231 | 8.3153e-05 | 6.9628e-05 | 8.5507e-05 | 0.00012039 | 0.00052698 | 0.00052698
01/11 16:00:00 | 1 | 11 | 16 | 256 | WE | 7.1103e-05 | 0.00028068 | 0.00028068 | 0.0010108 | 0.00015563 | 0.00024949 | 0.00011415 | 0 | 0 | 7.0788e-05 | 0.00038973 | 0.0017431 | 0.00028068 | 0.00030144 | 0.00011582 | 0.00034806 | 0.00011582 | 0.00011415 | 0 | 0.00011415 | 9.032e-06 | 1.6398e-05 | 1.4769e-05 | 9.5565e-05 | 0.00010121 | 9.9468e-05 | 0.00048938 | 0.00062135 | 0.00057925 | 0.00057925 | 0.00011415 | 0.00011415 | 0.00011415 | 0.00011416 | 0.00011415 | 0.00011415 | 9.1034e-05 | 0.00013256 | 9.1596e-05 | 7.0664e-05 | 0 | 0.00011415 | 0.00011415 | 0.00011415 | 0.00011415 | 5.2432e-05 | 9.9195e-05 | 9.5419e-05 | 9.3232e-05 | 8.7117e-05 | 0.0001106 | 8.2276e-05 | 6.9139e-05 | 8.5694e-05 | 0.00012018 | 0.00051782 | 0.00051782
01/11 17:00:00 | 1 | 11 | 17 | 257 | WE | 0 | 0.00031013 | 0.00031013 | 7.7779e-06 | 0.0001631 | -2.0051e-12 | 0.00011415 | 5.716e-05 | 5.716e-05 | 0.00015247 | -0.00099726 | 0.0015298 | 0.00031013 | -0.0002363 | 0.00012479 | 0.0003827 | 0.00012479 | 0.00011415 | 5.7313e-05 | 0.00011415 | 1.3098e-06 | 1.6398e-05 | 1.4769e-05 | 9.0214e-05 | 0.00010022 | 9.7126e-05 | 0.00045781 | 0.00061524 | 0.00056501 | 0.00056501 | 0.00011415 | 0.00011415 | 0.00011415 | 0.00011416 | 0.00011415 | 0.00011415 | 9.1034e-05 | 0.00012771 | 8.7841e-05 | 6.7472e-05 | 7.5498e-05 | 0.00011415 | 0.00011415 | 0.00011415 | 0.00011415 | 1.0693e-05 | 6.7277e-05 | 8.0142e-05 | 8.7592e-05 | 8.8972e-05 | 0.00011094 | 8.5312e-05 | 7.3427e-05 | 8.5818e-05 | 0.00012045 | 0.00053418 | 0.00053418
01/11 18:00:00 | 1 | 11 | 18 | 258 | WE | 0 | 0.00031717 | 0.00031717 | 8.9616e-06 | 0.00016685 | -7.5459e-13 | 0.00011415 | 0 | 0 | 0.00021236 | -0.00050087 | 0.0013862 | 0.00031717 | 3.9531e-05 | 0.00013881 | 0.00038609 | 0.00013881 | 0.00011415 | 0.00022925 | 0.00011415 | 0 | 1.6398e-05 | 1.4769e-05 | 9.0215e-05 | 9.781e-05 | 9.5462e-05 | 0.00046505 | 0.00060046 | 0.00055725 | 0.00055725 | 0.00011415 | 0.00011415 | 0.00011415 | 0.00011416 | 0.00011415 | 0.00011415 | 9.1034e-05 | 0.00011564 | 8.1149e-05 | 6.3525e-05 | 0.00022929 | 0.00011415 | 0.00011415 | 0.00011415 | 0.00011415 | 2.6738e-06 | 5.6609e-05 | 7.282e-05 | 8.2207e-05 | 9.2764e-05 | 0.00011199 | 9.196e-05 | 8.2671e-05 | 8.333e-05 | 0.00011525 | 0.00054189 | 0.00054189
01/11 19:00:00 | 1 | 11 | 19 | 259 | WE | 0 | 0.00034178 | 0.00034178 | 1.1569e-05 | 0.00017097 | -3.8268e-13 | 0.00011415 | 0 | 0 | 0.00028587 | -0.00026747 | 0.0012784 | 0.00034178 | 0.00022309 | 0.00014748 | 0.00041237 | 0.00014748 | 0.00011415 | 0.00022925 | 0.00011415 | 0 | 1.6398e-05 | 1.4769e-05 | 9.022e-05 | 9.681e-05 | 9.4774e-05 | 0.00046693 | 0.00059432 | 0.00055368 | 0.00055368 | 0.00011415 | 0.00011415 | 0.00011415 | 0.00011416 | 0.00011415 | 0.00011415 | 9.1034e-05 | 0.00011003 | 7.7586e-05 | 6.1008e-05 | 0.00022929 | 0.00011415 | 0.00011415 | 0.00011415 | 0.00011415 | 2.6738e-06 | 5.0504e-05 | 6.8518e-05 | 7.895e-05 | 9.2764e-05 | 0.00010963 | 9.0743e-05 | 8.1982e-05 | 8.3301e-05 | 0.0001154 | 0.00054771 | 0.00054771
01/11 20:00:00 | 1 | 11 | 20 | 260 | WE | 0 | 0.00033649 | 0.00033649 | 0.00023764 | 0.000172 | -2.8567e-13 | 0.00011415 | 0 | 0 | 0.00034305 | -0.00012686 | 0.0011502 | 0.00033649 | 0.000197 | 0.0001514 | 0.00040088 | 0.0001514 | 0.00011415 | 0.00022925 | 0.00011415 | 0 | 1.6398e-05 | 1.4769e-05 | 0.00010195 | 9.5463e-05 | 9.7469e-05 | 0.0005358 | 0.00058605 | 0.00057002 | 0.00057002 | 0.00011415 | 0.00011415 | 0.00011415 | 0.00011416 | 0.00011415 | 0.00011415 | 9.1034e-05 | 0.00010294 | 7.5135e-05 | 6.0927e-05 | 0.00022929 | 0.00011415 | 0.00011415 | 0.00011415 | 0.00011415 | 2.6738e-06 | 4.5251e-05 | 6.6526e-05 | 7.8846e-05 | 9.2878e-05 | 0.00010645 | 8.972e-05 | 8.196e-05 | 8.3306e-05 | 9.7078e-05 | 0.00055194 | 0.00055194
01/11 21:00:00 | 1 | 11 | 21 | 261 | WE | 0 | 0.00033094 | 0.00033094 | -0.00020795 | 0.00016963 | 0 | 0.00011415 | 0 | 0 | 0.00034849 | -7.8405e-05 | 0.0010013 | 0.00033094 | 0.00017711 | 0.00015248 | 0.00039282 | 0.00015248 | 0.00011415 | 0.00022925 | 0.00011415 | 0 | 1.6398e-05 | 1.4769e-05 | 0.00010121 | 9.313e-05 | 9.5626e-05 | 0.00053153 | 0.00057173 | 0.0005589 | 0.0005589 | 0.00011415 | 0.00011415 | 0.00011415 | 0.00011416 | 0.00011415 | 0.00011415 | 9.1034e-05 | 9.0849e-05 | 6.9112e-05 | 5.8004e-05 | 0.00022929 | 0.00011415 | 0.00011415 | 0.00011415 | 0.00011415 | 2.6738e-06 | 3.7324e-05 | 6.1224e-05 | 7.5064e-05 | 9.2875e-05 | 0.00010203 | 8.7774e-05 | 8.116e-05 | 8.3331e-05 | 0.00010236 | 0.00056345 | 0.00056345
01/11 22:00:00 | 1 | 11 | 22 | 262 | WE | 0 | 0.00032117 | 0.00032117 | 9.6439e-06 | 0.00016642 | 2.0697e-12 | 0.00011415 | 0 | 0 | 0.00023959 | -5.5706e-05 | 0.00078386 | 0.00032117 | 0.00017114 | 0.00014889 | 0.00038585 | 0.00014889 | 0.00011415 | 0.00022925 | 0.00011415 | 0 | 1.6398e-05 | 1.4769e-05 | 9.6048e-05 | 7.7663e-05 | 8.3345e-05 | 0.00052202 | 0.00047678 | 0.00049121 | 0.00049121 | 0.00011415 | 0.00011415 | 0.00011415 | 0.00011416 | 0.00011415 | 0.00011415 | 9.1034e-05 | 7.192e-05 | 6.0961e-05 | 5.5362e-05 | 0.00022929 | 0.00011415 | 0.00011415 | 0.00011415 | 0.00011415 | 2.6738e-06 | 2.9495e-05 | 5.6187e-05 | 7.1643e-05 | 9.3083e-05 | 9.0889e-05 | 8.3748e-05 | 8.0436e-05 | 8.6981e-05 | 0.00010431 | 0.00056306 | 0.00056306
01/11 23:00:00 | 1 | 11 | 23 | 263 | WE | 0 | 0.0002863 | 0.0002863 | 0.0010136 | 0.00016118 | 7.9772e-13 | 0.00011415 | 0 | 0 | 0.00013341 | 0.0011895 | -0.001704 | 0.0002863 | 0.00059823 | 0.00013992 | 0.00034442 | 0.00013992 | 0.00011415 | 0.00022925 | 0.00011415 | 0 | 1.6398e-05 | 1.3975e-05 | 8.7602e-05 | 7.6988e-05 | 8.0268e-05 | 0.00047798 | 0.00049134 | 0.00048708 | 0.00048708 | 0.00011415 | 0.00011415 | 0.00011415 | 0.00011416 | 0.00011415 | 0.00011415 | 9.1034e-05 | 6.8193e-05 | 5.8822e-05 | 5.4034e-05 | 0.00022929 | 0.00011415 | 0.00011415 | 0.00011415 | 0.00011415 | 2.6738e-06 | 2.591e-05 | 5.3784e-05 | 6.9926e-05 | 9.2962e-05 | 8.9534e-05 | 8.3071e-05 | 8.0073e-05 | 8.6135e-05 | 0.00010511 | 0.00055508 | 0.00055508
01/11 24:00:00 | 1 | 11 | 24 | 264 | WE | 0 | 0.00024802 | 0.00024802 | -0.00099382 | 7.8643e-05 | -1.3906e-12 | 0.00011415 | 0 | 0 | 5.4452e-05 | 0.00075906 | -0.0039435 | 0.00024802 | 0.00038786 | 0.00012686 | 0.00030926 | 0.00012686 | 0.00011415 | 0.00022925 | 0.00011415 | 0 | 1.6398e-05 | 1.3975e-05 | 0.00011753 | 7.6993e-05 | 8.9519e-05 | 0.00065355 | 0.00049762 | 0.00054737 | 0.00054737 | 0.00011415 | 0.00011415 | 0.00011415 | 0.00011416 | 0.00011415 | 0.00011415 | 9.1034e-05 | 6.8114e-05 | 5.8122e-05 | 5.3017e-05 | 0.00022929 | 0.00011415 | 0.00011415 | 0.00011415 | 0.00011415 | 2.6738e-06 | 2.5458e-05 | 5.2785e-05 | 6.8609e-05 | 9.3224e-05 | 8.9515e-05 | 8.2874e-05 | 7.9794e-05 | 8.5921e-05 | 0.00010555 | 0.00054448 | 0.00054448
01/12 01:00:00 | 1 | 12 | 1 | 265 | WD | 0 | 0.00019215 | 0.00019215 | 9.2975e-07 | 7.5567e-05 | 0.00025245 | 0.00011415 | 0 | 0 | 2.1781e-05 | 0.0004417 | -0.0054027 | 0.00019215 | 8.9162e-05 | 9.19e-05 | 0.00023924 | 9.19e-05 | 0.00011415 | 0.00022925 | 0.00011415 | 0 | 6.5591e-05 | 0.0001118 | 8.5363e-05 | 7.6995e-05 | 7.9582e-05 | 0.00049788 | 0.00049764 | 0.00049771 | 0.00049771 | 0.00011415 | 0.00011415 | 0.00011415 | 0.00011416 | 0.00011415 | 0.00011415 | 4.5468e-05 | 6.8027e-05 | 5.8924e-05 | 5.4272e-05 | 0.00022929 | 0.00011415 | 0.00011415 | 0.00011415 | 0.00011415 | 1.2032e-06 | 2.496e-05 | 5.3631e-05 | 7.0234e-05 | 7.3105e-05 | 8.9571e-05 | 8.3127e-05 | 8.0138e-05 | 8.9199e-05 | 0.00010586 | 0.00054195 | 0.00054195
01/12 02:00:00 | 1 | 12 | 2 | 266 | WD | 0 | 0.00020796 | 0.00020796 | 0.00097366 | 0 | 0.00023244 | 0.00011415 | 0 | 0 | 2.1781e-05 | 0.00049241 | -0.0063345 | 0.00020796 | 0.00014028 | 8.5656e-05 | 0.00027445 | 8.5656e-05 | 0.00011415 | 0.00022925 | 0.00011415 | 0 | 6.5591e-05 | 0.0001118 | 8.5187e-05 | 7.7001e-05 | 7.9531e-05 | 0.0005079 | 0.00049766 | 0.00050093 | 0.00050093 | 0.00011415 | 0.00011415 | 0.00011415 | 0.00011416 | 0.00011415 | 0.00011415 | 3.6463e-05 | 6.7924e-05 | 5.8637e-05 | 5.3892e-05 | 0.00022929 | 0.00011415 | 0.00011415 | 0.00011415 | 0.00011415 | 1.2032e-06 | 2.437e-05 | 5.3103e-05 | 6.9742e-05 | 6.7786e-05 | 8.9543e-05 | 8.3047e-05 | 8.0034e-05 | 8.9007e-05 | 0.00010606 | 0.00054233 | 0.00054233
01/12 03:00:00 | 1 | 12 | 3 | 267 | WD | 0 | 0.00024113 | 0.00024113 | -0.00097066 | 7.4373e-05 | 0.00022975 | 0.00011415 | 0 | 0 | 2.1781e-05 | 0.00044684 | -0.0048395 | 0.00024113 | 0.00019149 | 8.3946e-05 | 0.00031081 | 8.3946e-05 | 0.00011415 | 0.00022925 | 0.00011415 | 0 | 6.5591e-05 | 0.0001118 | 8.5256e-05 | 7.7007e-05 | 7.9557e-05 | 0.00051001 | 0.00049769 | 0.00050162 | 0.00050162 | 0.00011415 | 0.00011415 | 0.00011415 | 0.00011416 | 0.00011415 | 0.00011415 | 3.6473e-05 | 6.819e-05 | 6.0618e-05 | 5.6748e-05 | 0.00022929 | 0.00011415 | 0.00011415 | 0.00011415 | 0.00011415 | 1.23e-06 | 2.5894e-05 | 5.6002e-05 | 7.3438e-05 | 6.6468e-05 | 8.9628e-05 | 8.3608e-05 | 8.0816e-05 | 8.888e-05 | 0.00010629 | 0.00054105 | 0.00054105
01/12 04:00:00 | 1 | 12 | 4 | 268 | WD | 0 | 0.00022604 | 0.00022604 | 0.0009713 | 7.4418e-05 | 0.00022651 | 0.00011415 | 0 | 0 | 2.1781e-05 | 0.00040475 | -0.00090155 | 0.00022604 | 0.00024587 | 8.2211e-05 | 0.00028968 | 8.2211e-05 | 0.00011415 | 0.00022925 | 0.00011415 | 0 | 6.5591e-05 | 0.0001118 | 8.6276e-05 | 7.7018e-05 | 7.9879e-05 | 0.00051738 | 0.00049762 | 0.00050393 | 0.00050393 | 0.00011415 | 0.00011415 | 0.00011415 | 0.00011416 | 0.00011415 | 0.00011415 | 4.5596e-05 | 6.8975e-05 | 6.1912e-05 | 5.8304e-05 | 0.00022929 | 0.00011415 | 0.00011415 | 0.00011415 | 0.00011415 | 1.5508e-06 | 3.0373e-05 | 5.892e-05 | 7.5451e-05 | 7.1845e-05 | 8.9862e-05 | 8.3973e-05 | 8.1242e-05 | 8.9337e-05 | 0.00010608 | 0.00051341 | 0.00051341
01/12 05:00:00 | 1 | 12 | 5 | 269 | WD | 0 | 0.00019632 | 0.00019632 | 5.8283e-07 | 0 | 0.00021796 | 0.00011415 | 0 | 0 | 6.5342e-05 | 0.00036906 | 0.0020688 | 0.00019632 | 0.00028807 | 8.1198e-05 | 0.00025654 | 8.1198e-05 | 0.00011415 | 0.00022925 | 0.00011415 | 0 | 6.5591e-05 | 0.0001118 | 9.9126e-05 | 7.707e-05 | 8.3887e-05 | 0.00059412 | 0.00049763 | 0.00052842 | 0.00052842 | 0.00011415 | 0.00011415 | 0.00011415 | 0.00011416 | 0.00011415 | 0.00011415 | 5.4768e-05 | 7.0282e-05 | 7.6832e-05 | 8.0178e-05 | 0.00022929 | 0.00011415 | 0.00011415 | 0.00011415 | 0.00011415 | 2.0054e-06 | 3.7834e-05 | 7.9583e-05 | 0.00010376 | 7.7311e-05 | 9.0261e-05 | 8.8191e-05 | 8.7231e-05 | 9.0246e-05 | 0.00010546 | 0.00041752 | 0.00041752
01/12 06:00:00 | 1 | 12 | 6 | 270 | WD | 0 | 0.00021171 | 0.00021171 | 2.2256e-06 | 0.00015655 | -1.5577e-12 | 0.00011415 | 0 | 0 | 0.00013613 | 0.00036659 | 0.0039734 | 0.00021171 | 0.00029438 | 8.7512e-05 | 0.00024981 | 8.7512e-05 | 0.00011415 | 0.00022925 | 0.00011415 | 0 | 6.5591e-05 | 0.0001118 | 0.00010223 | 8.121e-05 | 8.7706e-05 | 0.00061354 | 0.00052283 | 0.00055177 | 0.00055177 | 0.00011415 | 0.00011415 | 0.00011415 | 0.00011416 | 0.00011415 | 0.00011415 | 9.1181e-05 | 9.299e-05 | 0.0001022 | 0.0001069 | 0.00022929 | 0.00011415 | 0.00011415 | 0.00011415 | 0.00011415 | 3.0749e-06 | 6.2531e-05 | 0.00011054 | 0.00013835 | 9.6043e-05 | 9.8555e-05 | 9.5819e-05 | 9.4549e-05 | 9.0675e-05 | 0.00010481 | 0.00035574 | 0.00035574
01/12 07:00:00 | 1 | 12 | 7 | 271 | WD | 0 | 0.00023189 | 0.00023189 | -4.3446e-05 | 0.00016976 | 7.5464e-14 | 0.00011415 | 0 | 0 | 0.00015247 | -0.0010399 | 0.0042433 | 0.00023189 | -0.00019324 | 9.9871e-05 | 0.00027556 | 9.9871e-05 | 0.00011415 | 0.00022925 | 0.00011415 | 0 | 6.5591e-05 | 0.0001126 | 0.00010727 | 8.6983e-05 | 9.3254e-05 | 0.00062744 | 0.00054011 | 0.00056797 | 0.00056797 | 0.00011415 | 0.00011415 | 0.00011415 | 0.00011416 | 0.00011415 | 0.00011415 | 0.00012828 | 0.00012421 | 0.00013044 | 0.00013363 | 0.00022929 | 0.00011415 | 0.00011415 | 0.00011415 | 0.00011415 | 4.0107e-06 | 9.1597e-05 | 8.8347e-05 | 8.6466e-05 | 0.00011567 | 0.000112 | 0.00010508 | 0.00010187 | 8.7369e-05 | 0.00012675 | 0.0011472 | 0.0011472
01/12 08:00:00 | 1 | 12 | 8 | 272 | WD | 0 | 0.00021743 | 0.00021743 | 7.5158e-05 | 0.00017512 | 4.7973e-13 | 0.00011415 | 2.1838e-05 | 2.1838e-05 | 0.00013613 | -0.00048871 | 0.0038838 | 0.00021743 | -9.7547e-07 | 0.00011103 | 0.00025267 | 0.00011103 | 0.00011415 | 0.00017194 | 0.00011415 | 2.2419e-06 | 6.5591e-05 | 0.0001126 | 0.00010581 | 0.00010172 | 0.00010298 | 0.00061401 | 0.00062453 | 0.00062117 | 0.00062117 | 0.00011415 | 0.00011415 | 0.00011415 | 0.00011416 | 0.00011415 | 0.00011415 | 0.000149 | 0.0001417 | 0.00018942 | 0.00021381 | 0.00019014 | 0.00011415 | 0.00011415 | 0.00011415 | 0.00011415 | 1.2245e-05 | 0.00011883 | 0.00013135 | 0.0001386 | 0.00012685 | 0.00012083 | 0.00012778 | 0.00013101 | 9.5476e-05 | 0.00012144 | 0.0012135 | 0.0012135
01/12 09:00:00 | 1 | 12 | 9 | 273 | WD | 4.7758e-05 | 0.00023046 | 0.00023046 | 0.0010621 | 0.00021133 | 1.5523e-12 | 0.00011415 | 9.4456e-05 | 9.4456e-05 | 5.9897e-05 | -0.00024188 | 0.0033374 | 0.00023046 | 0.00016266 | 0.00011108 | 0.00026973 | 0.00011108 | 0.00011415 | 0 | 0.00011415 | 5.5097e-05 | 0.00016398 | 0.0001685 | 0.00010931 | 0.000104 | 0.00010564 | 0.00063448 | 0.0006385 | 0.00063721 | 0.00063721 | 0.00011415 | 0.00011415 | 0.00011415 | 0.00011416 | 0.00011415 | 0.00011415 | 0.00016895 | 0.00015377 | 0.00019351 | 0.00021381 | 0 | 0.00011415 | 0.00011415 | 0.00011415 | 0.00011415 | 6.5979e-05 | 0.00014428 | 0.00014277 | 0.0001419 | 0.00013703 | 0.00011952 | 0.00014504 | 0.00015687 | 9.4636e-05 | 0.00011874 | 0.00099261 | 0.00099261
01/12 10:00:00 | 1 | 12 | 10 | 274 | WD | 0.00012963 | 0.00026242 | 0.00026242 | -0.0010223 | 0.00022466 | 0.00021486 | 0.00011415 | 0.00015581 | 0.00015581 | 4.0839e-05 | -0.00015862 | 0.0028068 | 0.00026242 | 0.00032849 | 0.00011156 | 0.00031411 | 0.00011156 | 0.00011415 | 0 | 0.00011415 | 0.00023993 | 0.00029516 | 0.0002244 | 0.00011257 | 0.00010392 | 0.0001066 | 0.00065376 | 0.00063799 | 0.00064302 | 0.00064302 | 0.00011415 | 0.00011415 | 0.00011415 | 0.00011416 | 0.00011415 | 0.00011415 | 0.0001871 | 0.00015456 | 0.00019377 | 0.00021381 | 0 | 0.00011415 | 0.00011415 | 0.00011415 | 0.00011415 | 0.00015094 | 0.00018528 | 0.00016072 | 0.00014649 | 0.00014768 | 0.00012002 | 0.00015024 | 0.00016425 | 9.3993e-05 | 0.00011726 | 0.00089017 | 0.00089017
01/12 11:00:00 | 1 | 12 | 11 | 275 | WD | 0.00018796 | 0.00020779 | 0.00020779 | 1.0809e-05 | 0.00016938 | 0.00021991 | 0.00011415 | 0 | 0 | 4.0839e-05 | 0.0013355 | 0.0023655 | 0.00020779 | 0.00049645 | 0.00011463 | 0.00024404 | 0.00011463 | 0.00011415 | 0 | 0.00011415 | 0.00036689 | 0.00029516 | 0.0002244 | 0.00011313 | 0.00010383 | 0.0001067 | 0.00065737 | 0.0006374 | 0.00064377 | 0.00064377 | 0.00011415 | 0.00011415 | 0.00011415 | 0.00011416 | 0.00011415 | 0.00011415 | 0.00018706 | 0.00015413 | 0.00019363 | 0.00021381 | 0 | 0.00011415 | 0.00011415 | 0.00011415 | 0.00011415 | 0.00021908 | 0.00021907 | 0.00017553 | 0.00015032 | 0.00014898 | 0.00011984 | 0.00014903 | 0.00016257 | 9.3659e-05 | 0.00011625 | 0.0008206 | 0.0008206
01/12 12:00:00 | 1 | 12 | 12 | 276 | WD | 0.00022845 | 0.00019989 | 0.00019989 | 9.5107e-06 | 0.00016573 | 0.00021998 | 0.00011415 | 0 | 0 | 4.0839e-05 | 0.00072613 | 0.0020022 | 0.00019989 | 0.00038902 | 0.00011458 | 0.00023336 | 0.00011458 | 0.00011415 | 0 | 0.00011415 | 0.00046278 | 0.00029516 | 0.0002244 | 0.00014238 | 0.0001037 | 0.00011566 | 0.00082927 | 0.00063665 | 0.0006981 | 0.0006981 | 0.00011415 | 0.00011415 | 0.00011415 | 0.00011416 | 0.00011415 | 0.00011415 | 0.000187 | 0.00015348 | 0.00019341 | 0.00021381 | 0 | 0.00011415 | 0.00011415 | 0.00011415 | 0.00011415 | 0.00027048 | 0.00024414 | 0.00022977 | 0.00022145 | 0.00014911 | 0.00011958 | 0.00015009 | 0.00016425 | 9.3595e-05 | 0.0001151 | 0.00074479 | 0.00074479
01/12 13:00:00 | 1 | 12 | 13 | 277 | WD | 0.00023298 | 0.00019058 | 0.00019058 | 0.00014846 | 8.1457e-05 | 0.00021627 | 0.00011415 | 0 | 0 | 4.0839e-05 | 0.00052026 | 0.0016874 | 0.00019058 | 0.00034916 | 0.00011115 | 0.00023354 | 0.00011115 | 0.00011415 | 0 | 0.00011415 | 0.00047113 | 0.00029516 | 0.0002244 | 0.0001135 | 0.00010372 | 0.00010674 | 0.00066066 | 0.00063677 | 0.00064439 | 0.00064439 | 0.00011415 | 0.00011415 | 0.00011415 | 0.00011416 | 0.00011415 | 0.00011415 | 0.00018694 | 0.0001532 | 0.00019331 | 0.00021381 | 0 | 0.00011415 | 0.00011415 | 0.00011415 | 0.00011415 | 0.00028741 | 0.00024586 | 0.0002308 | 0.00022208 | 0.00014875 | 0.0001195 | 0.00015298 | 0.00016852 | 9.3478e-05 | 0.00011454 | 0.00070481 | 0.00070481
01/12 14:00:00 | 1 | 12 | 14 | 278 | WD | 0.00020224 | 0.00020648 | 0.00020648 | 0.00087215 | 0.00016125 | 0.00022375 | 0.00011415 | 0 | 0 | 4.0839e-05 | 0.00043435 | 0.0014192 | 0.00020648 | 0.00034309 | 0.00011051 | 0.00024427 | 0.00011051 | 0.00011415 | 0 | 0.00011415 | 0.00042724 | 0.00029516 | 0.0002244 | 0.00011445 | 0.00010794 | 0.00010995 | 0.00066692 | 0.00066264 | 0.00066401 | 0.00066401 | 0.00011415 | 0.00011415 | 0.00011415 | 0.00011416 | 0.00011415 | 0.00011415 | 0.00018653 | 0.00015279 | 0.00019317 | 0.00021381 | 0 | 0.00011415 | 0.00011415 | 0.00011415 | 0.00011415 | 0.00025197 | 0.00023381 | 0.00022545 | 0.00022061 | 0.00014708 | 0.00012086 | 0.00015145 | 0.00016564 | 9.3351e-05 | 0.00011457 | 0.00068213 | 0.00068213
01/12 15:00:00 | 1 | 12 | 15 | 279 | WD | 0.00014427 | 0.000203 | 0.000203 | -0.00099684 | 7.9788e-05 | 0.00023635 | 0.00011415 | 0 | 0 | 4.0839e-05 | 0.00039431 | 0.0011929 | 0.000203 | 0.00034195 | 0.00010956 | 0.0002518 | 0.00010956 | 0.00011415 | 0 | 0.00011415 | 0.00030593 | 0.00029516 | 0.0002244 | 0.00011428 | 0.00010752 | 0.00010961 | 0.00066639 | 0.00066009 | 0.0006621 | 0.0006621 | 0.00011415 | 0.00011415 | 0.00011415 | 0.00011416 | 0.00011415 | 0.00011415 | 0.00018548 | 0.00015218 | 0.00019297 | 0.00021381 | 0 | 0.00011415 | 0.00011415 | 0.00011415 | 0.00011415 | 0.00018852 | 0.00020014 | 0.00016768 | 0.00014888 | 0.00014641 | 0.00012053 | 0.00014925 | 0.00016257 | 9.3246e-05 | 0.00011472 | 0.00066425 | 0.00066425
01/12 16:00:00 | 1 | 12 | 16 | 280 | WD | 6.9861e-05 | 0.00020843 | 0.00020843 | 0.0010062 | 0.00015943 | 0.00024949 | 0.00011415 | 0 | 0 | 7.0788e-05 | 0.00036795 | 0.0010305 | 0.00020843 | 0.00032797 | 0.00011092 | 0.00024566 | 0.00011092 | 0.00011415 | 0 | 0.00011415 | 0.00016793 | 0.00029516 | 0.0002244 | 0.00011109 | 0.0001036 | 0.00010591 | 0.00064779 | 0.00063599 | 0.00063976 | 0.00063976 | 0.00011415 | 0.00011415 | 0.00011415 | 0.00011416 | 0.00011415 | 0.00011415 | 0.00016661 | 0.00015069 | 0.00019247 | 0.00021381 | 0 | 0.00011415 | 0.00011415 | 0.00011415 | 0.00011415 | 0.00010198 | 0.00015716 | 0.00014921 | 0.00014461 | 0.00013457 | 0.0001187 | 0.00014867 | 0.00016257 | 9.3214e-05 | 0.0001147 | 0.00064068 | 0.00064068
01/12 17:00:00 | 1 | 12 | 17 | 281 | WD | 0 | 0.00021829 | 0.00021829 | 6.9114e-06 | 0.00011578 | -2.0051e-12 | 0.00011415 | 5.7822e-05 | 5.7822e-05 | 0.00015247 | -0.00085872 | 0.00092367 | 0.00021829 | -3.1455e-05 | 0.00012 | 0.00026012 | 0.00012 | 0.00011415 | 5.7313e-05 | 0.00011415 | 2.385e-05 | 0.00029516 | 0.0002244 | 0.00010286 | 0.00010296 | 0.00010293 | 0.00059946 | 0.0006321 | 0.00062168 | 0.00062168 | 0.00011415 | 0.00011415 | 0.00011415 | 0.00011416 | 0.00011415 | 0.00011415 | 0.00014779 | 0.00014525 | 0.00015244 | 0.00015611 | 7.5498e-05 | 0.00011415 | 0.00011415 | 0.00011415 | 0.00011415 | 1.9945e-05 | 0.00011326 | 0.00010597 | 0.00010174 | 0.00012533 | 0.00011899 | 0.00014323 | 0.00015447 | 8.7165e-05 | 0.00011492 | 0.00064967 | 0.00064967
01/12 18:00:00 | 1 | 12 | 18 | 282 | WD | 0 | 0.00022875 | 0.00022875 | 0.0010218 | 0.00012853 | -7.5459e-13 | 0.00011415 | 0 | 0 | 0.00021236 | -0.0005173 | 0.00087478 | 0.00022875 | 0.00015192 | 0.00013406 | 0.000267 | 0.00013406 | 0.00011415 | 0.00022925 | 0.00011415 | 0 | 0.00029516 | 0.0002244 | 0.00010089 | 0.0001026 | 0.00010207 | 0.00058825 | 0.00062988 | 0.00061659 | 0.00061659 | 0.00011415 | 0.00011415 | 0.00011415 | 0.00011416 | 0.00011415 | 0.00011415 | 0.00012914 | 0.00014044 | 0.00012963 | 0.00012411 | 0.00022929 | 0.00011415 | 0.00011415 | 0.00011415 | 0.00011415 | 5.5549e-06 | 9.068e-05 | 8.4109e-05 | 8.0304e-05 | 0.00011938 | 0.00012337 | 0.00014372 | 0.00015316 | 8.7168e-05 | 0.00011524 | 0.00067044 | 0.00067044
01/12 19:00:00 | 1 | 12 | 19 | 283 | WD | 0 | 0.00026388 | 0.00026388 | -0.00063928 | 0.00016803 | -3.8268e-13 | 0.00011415 | 0 | 0 | 0.00028587 | -0.00026008 | 0.00083862 | 0.00026388 | 0.00035561 | 0.00014271 | 0.00030293 | 0.00014271 | 0.00011415 | 0.00022925 | 0.00011415 | 0 | 6.5591e-05 | 0.0001126 | 0.00010117 | 0.00010049 | 0.0001007 | 0.00059019 | 0.00061691 | 0.00060838 | 0.00060838 | 0.00011415 | 0.00011415 | 0.00011415 | 0.00011416 | 0.00011415 | 0.00011415 | 0.00012867 | 0.00012924 | 0.00011284 | 0.00010446 | 0.00022929 | 0.00011415 | 0.00011415 | 0.00011415 | 0.00011415 | 4.7071e-06 | 8.1186e-05 | 7.2578e-05 | 6.7593e-05 | 0.00011775 | 0.00011909 | 0.00011916 | 0.00011919 | 8.7127e-05 | 0.0001154 | 0.00075815 | 0.00075815
01/12 20:00:00 | 1 | 12 | 20 | 284 | WD | 0 | 0.00025134 | 0.00025134 | -0.00036407 | 0.00016867 | -2.8565e-13 | 0.00011415 | 0 | 0 | 0.00034305 | -0.00012199 | 0.00078335 | 0.00025134 | 0.00032207 | 0.00014653 | 0.00028119 | 0.00014653 | 0.00011415 | 0.00022925 | 0.00011415 | 0 | 6.5591e-05 | 0.0001126 | 0.00011092 | 9.8981e-05 | 0.00010267 | 0.00064751 | 0.00060764 | 0.00062036 | 0.00062036 | 0.00011415 | 0.00011415 | 0.00011415 | 0.00011416 | 0.00011415 | 0.00011415 | 0.00011028 | 0.00012072 | 0.00010105 | 9.1006e-05 | 0.00022929 | 0.00011415 | 0.00011415 | 0.00011415 | 0.00011415 | 6.0385e-06 | 7.1053e-05 | 0.00010064 | 0.00011777 | 0.00010836 | 0.000116 | 0.00011413 | 0.00011327 | 8.7132e-05 | 0.00011585 | 0.00077905 | 0.00077905
01/12 21:00:00 | 1 | 12 | 21 | 285 | WD | 0 | 0.00024797 | 0.00024797 | 1.0624e-05 | 0.00016648 | 0 | 0.00011415 | 0 | 0 | 0.00034849 | -7.8982e-05 | 0.00069752 | 0.00024797 | 0.00029409 | 0.00014762 | 0.0002762 | 0.00014762 | 0.00011415 | 0.00022925 | 0.00011415 | 0 | 6.5591e-05 | 0.0001126 | 0.00010966 | 9.5858e-05 | 0.00010012 | 0.00064018 | 0.00058847 | 0.00060497 | 0.00060497 | 0.00011415 | 0.00011415 | 0.00011415 | 0.00011416 | 0.00011415 | 0.00011415 | 0.00010984 | 0.00010476 | 8.6009e-05 | 7.6429e-05 | 0.00022929 | 0.00011415 | 0.00011415 | 0.00011415 | 0.00011415 | 4.8306e-06 | 5.9917e-05 | 8.4608e-05 | 9.8906e-05 | 0.00010678 | 0.00010993 | 0.00010448 | 0.00010196 | 8.709e-05 | 0.00011621 | 0.00083569 | 0.00083569
01/12 22:00:00 | 1 | 12 | 22 | 286 | WD | 0 | 0.00024627 | 0.00024627 | 0.0010208 | 0.00016378 | 2.0698e-12 | 0.00011415 | 0 | 0 | 0.00023959 | -5.6205e-05 | 0.00053156 | 0.00024627 | 0.00027415 | 0.00014405 | 0.00028063 | 0.00014405 | 0.00011415 | 0.00022925 | 0.00011415 | 0 | 6.5591e-05 | 0.0001126 | 0.00010364 | 8.177e-05 | 8.8528e-05 | 0.00062053 | 0.00050199 | 0.00053981 | 0.00053981 | 0.00011415 | 0.00011415 | 0.00011415 | 0.00011415 | 0.00011415 | 0.00011415 | 0.00010924 | 9.2279e-05 | 7.4921e-05 | 6.6052e-05 | 0.00022929 | 0.00011415 | 0.00011415 | 0.00011415 | 0.00011415 | 3.2016e-06 | 4.5412e-05 | 7.0785e-05 | 8.5478e-05 | 0.00010514 | 9.8758e-05 | 9.824e-05 | 9.7999e-05 | 9.0469e-05 | 9.5967e-05 | 0.00085932 | 0.00085932
01/12 23:00:00 | 1 | 12 | 23 | 287 | WD | 0 | 0.00021855 | 0.00021855 | 6.7093e-06 | 7.9677e-05 | 7.9772e-13 | 0.00011415 | 0 | 0 | 0.00013341 | 0.0010635 | -0.0018508 | 0.00021855 | 0.00051542 | 0.00013614 | 0.00026108 | 0.00013614 | 0.00011415 | 0.00022925 | 0.00011415 | 0 | 6.5591e-05 | 0.0001118 | 9.4752e-05 | 7.7226e-05 | 8.2642e-05 | 0.00057381 | 0.00049219 | 0.00051823 | 0.00051823 | 0.00011415 | 0.00011415 | 0.00011415 | 0.00011416 | 0.00011415 | 0.00011415 | 0.00010883 | 6.9436e-05 | 6.3877e-05 | 6.1037e-05 | 0.00022929 | 0.00011415 | 0.00011415 | 0.00011415 | 0.00011415 | 2.0797e-06 | 3.3003e-05 | 6.2124e-05 | 7.8988e-05 | 0.00010362 | 8.9996e-05 | 8.9623e-05 | 8.945e-05 | 9.1053e-05 | 0.00010027 | 7.7608e-05 | 7.7608e-05
01/12 24:00:00 | 1 | 12 | 24 | 288 | WD | 0 | 0.00021061 | 0.00021061 | 2.1035e-06 | 0.00015543 | -1.3906e-12 | 0.00011415 | 0 | 0 | 5.4452e-05 | 0.00072338 | -0.0043381 | 0.00021061 | 0.00035208 | 0.00012638 | 0.00024451 | 0.00012638 | 0.00011415 | 0.00022925 | 0.00011415 | 0 | 6.5591e-05 | 0.0001118 | 0.00012317 | 7.7204e-05 | 9.1408e-05 | 0.00074142 | 0.00049818 | 0.00057579 | 0.00057579 | 0.00011415 | 0.00011415 | 0.00011415 | 0.00011416 | 0.00011415 | 0.00011415 | 9.9691e-05 | 6.8344e-05 | 6.1493e-05 | 5.7992e-05 | 0.00022929 | 0.00011415 | 0.00011415 | 0.00011415 | 0.00011415 | 1.729e-06 | 2.6771e-05 | 5.7344e-05 | 7.5048e-05 | 9.8601e-05 | 8.9679e-05 | 8.8989e-05 | 8.8669e-05 | 9.1697e-05 | 0.00010194 | 0.00016117 | 0.00016117
01/13 01:00:00 | 1 | 13 | 1 | 289 | WD | 0 | 0.0001476 | 0.0001476 | 1.082e-06 | 0 | 0.00025245 | 0.00011415 | 0 | 0 | 2.1781e-05 | 0.00044624 | -0.0053827 | 0.0001476 | 0.00013841 | 9.19e-05 | 0.00018722 | 9.19e-05 | 0.00011415 | 0.00022925 | 0.00011415 | 0 | 6.5591e-05 | 0.0001118 | 8.8023e-05 | 7.7177e-05 | 8.0529e-05 | 0.00053622 | 0.00049808 | 0.00051025 | 0.00051025 | 0.00011415 | 0.00011415 | 0.00011415 | 0.00011416 | 0.00011415 | 0.00011415 | 4.5468e-05 | 6.8027e-05 | 5.8924e-05 | 5.4272e-05 | 0.00022929 | 0.00011415 | 0.00011415 | 0.00011415 | 0.00011415 | 1.2032e-06 | 2.496e-05 | 5.3631e-05 | 7.0234e-05 | 7.3031e-05 | 8.9587e-05 | 8.3132e-05 | 8.0138e-05 | 9.2462e-05 | 0.00010296 | 0.00021675 | 0.00021675
01/13 02:00:00 | 1 | 13 | 2 | 290 | WD | 0 | 0.00017635 | 0.00017635 | -0.00090155 | 7.468e-05 | 0.00023244 | 0.00011415 | 0 | 0 | 2.1781e-05 | 0.00046134 | -0.0061411 | 0.00017635 | 0.00019142 | 8.5656e-05 | 0.00021819 | 8.5656e-05 | 0.00011415 | 0.00022925 | 0.00011415 | 0 | 6.5591e-05 | 0.0001118 | 8.6969e-05 | 7.7163e-05 | 8.0194e-05 | 0.00053077 | 0.00049803 | 0.00050847 | 0.00050847 | 0.00011415 | 0.00011415 | 0.00011415 | 0.00011416 | 0.00011415 | 0.00011415 | 3.6463e-05 | 6.7924e-05 | 5.8637e-05 | 5.3892e-05 | 0.00022929 | 0.00011415 | 0.00011415 | 0.00011415 | 0.00011415 | 1.2032e-06 | 2.437e-05 | 5.3103e-05 | 6.9742e-05 | 6.7713e-05 | 8.9559e-05 | 8.3052e-05 | 8.0034e-05 | 9.2107e-05 | 0.00010362 | 0.00023528 | 0.00023528
01/13 03:00:00 | 1 | 13 | 3 | 291 | WD | 0 | 0.00020006 | 0.00020006 | 0.00090028 | 7.4371e-05 | 0.00022975 | 0.00011415 | 0 | 0 | 2.1781e-05 | 0.00043985 | -0.0049932 | 0.00020006 | 0.0002426 | 8.3946e-05 | 0.00025234 | 8.3946e-05 | 0.00011415 | 0.00022925 | 0.00011415 | 0 | 6.5591e-05 | 0.0001118 | 8.6881e-05 | 7.7145e-05 | 8.0154e-05 | 0.00053091 | 0.00049795 | 0.00050847 | 0.00050847 | 0.00011415 | 0.00011415 | 0.00011415 | 0.00011416 | 0.00011415 | 0.00011415 | 3.6473e-05 | 6.819e-05 | 6.0618e-05 | 5.6748e-05 | 0.00022929 | 0.00011415 | 0.00011415 | 0.00011415 | 0.00011415 | 1.23e-06 | 2.5894e-05 | 5.6002e-05 | 7.3438e-05 | 6.6403e-05 | 8.964e-05 | 8.3612e-05 | 8.0816e-05 | 9.1692e-05 | 0.00010412 | 0.00025971 | 0.00025971
01/13 04:00:00 | 1 | 13 | 4 | 292 | WD | 0 | 0.00020462 | 0.00020462 | 3.3762e-07 | 0 | 0.00022651 | 0.00011415 | 0 | 0 | 2.1781e-05 | 0.00040967 | -0.0017129 | 0.00020462 | 0.00024577 | 8.2211e-05 | 0.00027042 | 8.2211e-05 | 0.00011415 | 0.00022925 | 0.00011415 | 0 | 6.5591e-05 | 0.0001118 | 8.7719e-05 | 7.7126e-05 | 8.04e-05 | 0.0005364 | 0.00049787 | 0.00051016 | 0.00051016 | 0.00011415 | 0.00011415 | 0.00011415 | 0.00011416 | 0.00011415 | 0.00011415 | 4.5596e-05 | 6.8975e-05 | 6.1912e-05 | 5.8304e-05 | 0.00022929 | 0.00011415 | 0.00011415 | 0.00011415 | 0.00011415 | 1.5508e-06 | 3.0373e-05 | 5.892e-05 | 7.5451e-05 | 7.1803e-05 | 8.9877e-05 | 8.3978e-05 | 8.1242e-05 | 9.1242e-05 | 0.00010461 | 0.0002812 | 0.0002812
01/13 05:00:00 | 1 | 13 | 5 | 293 | WD | 0 | 0.000222 | 0.000222 | -0.00097416 | 7.5153e-05 | 0.00021796 | 0.00011415 | 0 | 0 | 6.5342e-05 | 0.00039014 | 0.0014493 | 0.000222 | 0.00023902 | 8.1198e-05 | 0.00028176 | 8.1198e-05 | 0.00011415 | 0.00022925 | 0.00011415 | 0 | 6.5591e-05 | 0.0001118 | 0.00014731 | 7.7097e-05 | 9.8796e-05 | 0.00088528 | 0.00049774 | 0.00062139 | 0.00062139 | 0.00011415 | 0.00011415 | 0.00011415 | 0.00011416 | 0.00011415 | 0.00011415 | 5.4768e-05 | 7.0282e-05 | 7.6832e-05 | 8.0178e-05 | 0.00022929 | 0.00011415 | 0.00011415 | 0.00011415 | 0.00011415 | 2.0054e-06 | 3.7834e-05 | 7.9583e-05 | 0.00010376 | 7.7819e-05 | 9.0268e-05 | 8.8356e-05 | 8.747e-05 | 9.0711e-05 | 0.00010509 | 0.00028813 | 0.00028813
01/13 06:00:00 | 1 | 13 | 6 | 294 | WD | 0 | 0.00022862 | 0.00022862 | 0.00099588 | 7.8289e-05 | -1.5577e-12 | 0.00011415 | 0 | 0 | 0.00013613 | 0.00038265 | 0.0033613 | 0.00022862 | 0.00022938 | 8.7512e-05 | 0.00028568 | 8.7512e-05 | 0.00011415 | 0.00022925 | 0.00011415 | 0 | 6.5591e-05 | 0.0001118 | 0.00014061 | 8.1082e-05 | 9.948e-05 | 0.00084814 | 0.00052226 | 0.00062624 | 0.00062624 | 0.00011415 | 0.00011415 | 0.00011415 | 0.00011416 | 0.00011415 | 0.00011415 | 9.1181e-05 | 9.299e-05 | 0.0001022 | 0.0001069 | 0.00022929 | 0.00011415 | 0.00011415 | 0.00011415 | 0.00011415 | 3.0749e-06 | 6.2531e-05 | 0.00011054 | 0.00013835 | 9.6615e-05 | 9.8526e-05 | 9.6264e-05 | 9.5215e-05 | 9.0668e-05 | 0.00010537 | 0.00028945 | 0.00028945
01/13 07:00:00 | 1 | 13 | 7 | 295 | WD | 0 | 0.00025449 | 0.00025449 | 1.1656e-05 | 0.00016982 | 7.5464e-14 | 0.00011415 | 0 | 0 | 0.00015247 | -0.0010739 | 0.0036639 | 0.00025449 | -0.00030477 | 9.9871e-05 | 0.00030772 | 9.9871e-05 | 0.00011415 | 0.00022925 | 0.00011415 | 0 | 6.5591e-05 | 0.0001126 | 0.00012682 | 8.6768e-05 | 9.9144e-05 | 0.00075084 | 0.00053889 | 0.00060651 | 0.00060651 | 0.00011415 | 0.00011415 | 0.00011415 | 0.00011416 | 0.00011415 | 0.00011415 | 0.00012828 | 0.00012421 | 0.00013044 | 0.00013363 | 0.00022929 | 0.00011415 | 0.00011415 | 0.00011415 | 0.00011415 | 4.0107e-06 | 9.1597e-05 | 8.8347e-05 | 8.6466e-05 | 0.00011602 | 0.00011193 | 0.0001057 | 0.00010281 | 8.7852e-05 | 0.00012471 | 0.00083186 | 0.00083186
01/13 08:00:00 | 1 | 13 | 8 | 296 | WD | 0 | 0.00025592 | 0.00025592 | 0.0010614 | 0.00026291 | 4.7973e-13 | 0.00011415 | 2.178e-05 | 2.178e-05 | 0.00013613 | -0.00045664 | 0.0033352 | 0.00025592 | -7.929e-05 | 0.00011103 | 0.00029421 | 0.00011103 | 0.00011415 | 0.00017194 | 0.00011415 | 2.236e-06 | 6.5591e-05 | 0.0001126 | 0.00010655 | 0.00010134 | 0.00010295 | 0.00062724 | 0.00062222 | 0.00062382 | 0.00062382 | 0.00011415 | 0.00011415 | 0.00011415 | 0.00011416 | 0.00011415 | 0.00011415 | 0.000149 | 0.0001417 | 0.00018942 | 0.00021381 | 0.00019014 | 0.00011415 | 0.00011415 | 0.00011415 | 0.00011415 | 1.2243e-05 | 0.00011882 | 0.00013134 | 0.0001386 | 0.00012676 | 0.00012075 | 0.00012776 | 0.00013101 | 9.3695e-05 | 0.00012439 | 0.00095498 | 0.00095498
01/13 09:00:00 | 1 | 13 | 9 | 297 | WD | 5.0549e-05 | 0.00026134 | 0.00026134 | -0.0010266 | 0.00017572 | 1.5523e-12 | 0.00011415 | 9.4428e-05 | 9.4428e-05 | 5.9897e-05 | -0.00023628 | 0.0027877 | 0.00026134 | 8.8631e-05 | 0.00011108 | 0.00031906 | 0.00011108 | 0.00011415 | 0 | 0.00011415 | 5.508e-05 | 0.00016398 | 0.0001685 | 0.0001098 | 0.00010365 | 0.00010555 | 0.00064574 | 0.00063633 | 0.00063933 | 0.00063933 | 0.00011415 | 0.00011415 | 0.00011415 | 0.00011416 | 0.00011415 | 0.00011415 | 0.00016895 | 0.00015377 | 0.00019351 | 0.00021381 | 0 | 0.00011415 | 0.00011415 | 0.00011415 | 0.00011415 | 6.5995e-05 | 0.00014426 | 0.00014277 | 0.0001419 | 0.00013703 | 0.00011945 | 0.00014501 | 0.00015687 | 9.4094e-05 | 0.00012135 | 0.00077664 | 0.00077664
01/13 10:00:00 | 1 | 13 | 10 | 298 | WD | 0.00013356 | 0.00027972 | 0.00027972 | 0.0010551 | 0.00017318 | 0.00021486 | 0.00011415 | 0.00015713 | 0.00015713 | 4.0839e-05 | -0.00015919 | 0.0022995 | 0.00027972 | 0.00028668 | 0.00011156 | 0.00034651 | 0.00011156 | 0.00011415 | 0 | 0.00011415 | 0.00024197 | 0.00029516 | 0.0002244 | 0.0001131 | 0.0001036 | 0.00010653 | 0.00066494 | 0.000636 | 0.00064523 | 0.00064523 | 0.00011415 | 0.00011415 | 0.00011415 | 0.00011416 | 0.00011415 | 0.00011415 | 0.0001871 | 0.00015456 | 0.00019377 | 0.00021381 | 0 | 0.00011415 | 0.00011415 | 0.00011415 | 0.00011415 | 0.00015189 | 0.00018582 | 0.00016095 | 0.00014654 | 0.00014772 | 0.00011994 | 0.00015021 | 0.00016425 | 9.4106e-05 | 0.00011903 | 0.00065951 | 0.00065951
01/13 11:00:00 | 1 | 13 | 11 | 299 | WD | 0.00019423 | 0.00022819 | 0.00022819 | 1.162e-05 | 0.00018448 | 0.00021991 | 0.00011415 | 0 | 0 | 4.0839e-05 | 0.0013545 | 0.0018954 | 0.00022819 | 0.00052324 | 0.00011463 | 0.0002708 | 0.00011463 | 0.00011415 | 0 | 0.00011415 | 0.00037462 | 0.00029516 | 0.0002244 | 0.00011363 | 0.00010355 | 0.00010666 | 0.00066785 | 0.00063571 | 0.00064597 | 0.00064597 | 0.00011415 | 0.00011415 | 0.00011415 | 0.00011416 | 0.00011415 | 0.00011415 | 0.00018706 | 0.00015413 | 0.00019363 | 0.00021381 | 0 | 0.00011415 | 0.00011415 | 0.00011415 | 0.00011415 | 0.00022302 | 0.00022111 | 0.00017642 | 0.00015054 | 0.00014902 | 0.00011977 | 0.00014901 | 0.00016257 | 9.3617e-05 | 0.00011743 | 0.00058558 | 0.00058558
01/13 12:00:00 | 1 | 13 | 12 | 300 | WD | 0.00023146 | 0.00021659 | 0.00021659 | 9.7149e-06 | 0.00015104 | 0.00021998 | 0.00011415 | 0 | 0 | 4.0839e-05 | 0.00072564 | 0.0016152 | 0.00021659 | 0.00041386 | 0.00011458 | 0.00025935 | 0.00011458 | 0.00011415 | 0 | 0.00011415 | 0.0004633 | 0.00029516 | 0.0002244 | 0.0001429 | 0.00010347 | 0.00011565 | 0.00083931 | 0.0006352 | 0.00070032 | 0.00070032 | 0.00011415 | 0.00011415 | 0.00011415 | 0.00011416 | 0.00011415 | 0.00011415 | 0.000187 | 0.00015348 | 0.00019341 | 0.00021381 | 0 | 0.00011415 | 0.00011415 | 0.00011415 | 0.00011415 | 0.00027091 | 0.00024427 | 0.00022984 | 0.00022148 | 0.00014916 | 0.00011952 | 0.00015009 | 0.00016427 | 9.2945e-05 | 0.00011611 | 0.00053561 | 0.00053561
01/13 13:00:00 | 1 | 13 | 13 | 301 | WD | 0.00023476 | 0.00022025 | 0.00022025 | 8.3099e-06 | 0.00016299 | 0.00021627 | 0.00011415 | 0 | 0 | 4.0839e-05 | 0.00052406 | 0.0013901 | 0.00022025 | 0.00038136 | 0.00011115 | 0.00026347 | 0.00011115 | 0.00011415 | 0 | 0.00011415 | 0.00047113 | 0.00029516 | 0.0002244 | 0.00011388 | 0.0001035 | 0.00010671 | 0.00066906 | 0.00063542 | 0.00064615 | 0.00064615 | 0.00011415 | 0.00011415 | 0.00011415 | 0.00011416 | 0.00011415 | 0.00011415 | 0.00018694 | 0.0001532 | 0.00019331 | 0.00021381 | 0 | 0.00011415 | 0.00011415 | 0.00011415 | 0.00011415 | 0.00028736 | 0.00024586 | 0.0002308 | 0.00022208 | 0.00014876 | 0.00011943 | 0.00015346 | 0.00016925 | 9.27e-05 | 0.00011525 | 0.00049312 | 0.00049312
01/13 14:00:00 | 1 | 13 | 14 | 302 | WD | 0.00020254 | 0.00022253 | 0.00022253 | 7.295e-06 | 0.00016128 | 0.00022375 | 0.00011415 | 0 | 0 | 4.0839e-05 | 0.00043879 | 0.0012029 | 0.00022253 | 0.00037061 | 0.00011051 | 0.00026711 | 0.00011051 | 0.00011415 | 0 | 0.00011415 | 0.00042664 | 0.00029516 | 0.0002244 | 0.00011484 | 0.00010775 | 0.00010994 | 0.00067467 | 0.00066151 | 0.00066571 | 0.00066571 | 0.00011415 | 0.00011415 | 0.00011415 | 0.00011416 | 0.00011415 | 0.00011415 | 0.00018653 | 0.00015279 | 0.00019317 | 0.00021381 | 0 | 0.00011415 | 0.00011415 | 0.00011415 | 0.00011415 | 0.0002519 | 0.00023365 | 0.00022539 | 0.00022061 | 0.00014704 | 0.0001208 | 0.00015191 | 0.00016634 | 9.2816e-05 | 0.00011482 | 0.00045609 | 0.00045609
01/13 15:00:00 | 1 | 13 | 15 | 303 | WD | 0.00014342 | 0.00020872 | 0.00020872 | 3.2873e-06 | 7.9772e-05 | 0.00023635 | 0.00011415 | 0 | 0 | 4.0839e-05 | 0.00039268 | 0.0010656 | 0.00020872 | 0.000356 | 0.00010956 | 0.00025995 | 0.00010956 | 0.00011415 | 0 | 0.00011415 | 0.00030543 | 0.00029516 | 0.0002244 | 0.00011473 | 0.00010739 | 0.00010966 | 0.00067395 | 0.00065927 | 0.00066395 | 0.00066395 | 0.00011415 | 0.00011415 | 0.00011415 | 0.00011416 | 0.00011415 | 0.00011415 | 0.00018548 | 0.00015218 | 0.00019297 | 0.00021381 | 0 | 0.00011415 | 0.00011415 | 0.00011415 | 0.00011415 | 0.00018845 | 0.00020001 | 0.00016763 | 0.00014888 | 0.00014632 | 0.00012048 | 0.00014949 | 0.00016294 | 9.2923e-05 | 0.00011451 | 0.00041872 | 0.00041872
01/13 16:00:00 | 1 | 13 | 16 | 304 | WD | 7.0311e-05 | 0.00021494 | 0.00021494 | 0.0010061 | 0.00015947 | 0.00024949 | 0.00011415 | 0 | 0 | 7.0788e-05 | 0.00036971 | 0.001 | 0.00021494 | 0.00034643 | 0.00011092 | 0.00025492 | 0.00011092 | 0.00011415 | 0 | 0.00011415 | 0.00016893 | 0.00029516 | 0.0002244 | 0.00011169 | 0.00010356 | 0.00010607 | 0.00065602 | 0.00063578 | 0.00064224 | 0.00064224 | 0.00011415 | 0.00011415 | 0.00011415 | 0.00011416 | 0.00011415 | 0.00011415 | 0.00016661 | 0.00015069 | 0.00019246 | 0.00021381 | 0 | 0.00011415 | 0.00011415 | 0.00011415 | 0.00011415 | 0.00010258 | 0.00015736 | 0.00014931 | 0.00014465 | 0.00013446 | 0.00011868 | 0.00014897 | 0.00016301 | 9.2994e-05 | 0.0001143 | 0.00039118 | 0.00039118
01/13 17:00:00 | 1 | 13 | 17 | 305 | WD | 0 | 0.00021161 | 0.00021161 | -0.0010013 | 8.0558e-05 | -2.0051e-12 | 0.00011415 | 6.2434e-05 | 6.2434e-05 | 0.00015247 | -0.00087152 | 0.00096349 | 0.00021161 | 3.8796e-06 | 0.00012 | 0.00025592 | 0.00012 | 0.00011415 | 5.7313e-05 | 0.00011415 | 2.5753e-05 | 0.00029516 | 0.0002244 | 0.00010356 | 0.00010303 | 0.00010319 | 0.00060831 | 0.00063252 | 0.0006248 | 0.0006248 | 0.00011415 | 0.00011415 | 0.00011415 | 0.00011416 | 0.00011415 | 0.00011415 | 0.00014779 | 0.00014522 | 0.00015243 | 0.00015611 | 7.5498e-05 | 0.00011415 | 0.00011415 | 0.00011415 | 0.00011415 | 2.0903e-05 | 0.00011346 | 0.00010608 | 0.0001018 | 0.00012514 | 0.00011899 | 0.00014371 | 0.00015517 | 8.703e-05 | 0.00011411 | 0.00037839 | 0.00037839
01/13 18:00:00 | 1 | 13 | 18 | 306 | WD | 0 | 0.00022237 | 0.00022237 | 9.0037e-06 | 0.00016453 | -7.5459e-13 | 0.00011415 | 0 | 0 | 0.00021236 | -0.00050383 | 0.00099436 | 0.00022237 | 0.00021788 | 0.00013406 | 0.00025248 | 0.00013406 | 0.00011415 | 0.00022925 | 0.00011415 | 0 | 0.00029516 | 0.0002244 | 0.00010186 | 0.00010281 | 0.00010252 | 1.8099e-06 | 3.0132e-08 | 5.9797e-07 | 5.9797e-07 | 0.00011415 | 0.00011415 | 0.00011415 | 0.00011416 | 0.00011415 | 0.00011415 | 0.00012914 | 0.00014044 | 0.00012963 | 0.00012411 | 0.00022929 | 0.00011415 | 0.00011415 | 0.00011415 | 0.00011415 | 5.5549e-06 | 9.068e-05 | 8.4109e-05 | 8.0304e-05 | 0.00011912 | 0.00012341 | 0.00014452 | 0.0001543 | 8.7149e-05 | 0.00011382 | 0.00037706 | 0.00037706
01/13 19:00:00 | 1 | 13 | 19 | 307 | WD | 0 | 0.00023294 | 0.00023294 | 0.00043653 | 0.00016794 | -3.8268e-13 | 0.00011415 | 0 | 0 | 0.00028587 | -0.00025905 | 0.0010017 | 0.00023294 | 0.00034097 | 0.00014271 | 0.0002589 | 0.00014271 | 0.00011415 | 0.00022925 | 0.00011415 | 0 | 6.5591e-05 | 0.0001126 | 0.00010233 | 0.00010084 | 0.0001013 | 1.6359e-06 | 2.933e-08 | 5.419e-07 | 5.419e-07 | 0.00011415 | 0.00011415 | 0.00011415 | 0.00011416 | 0.00011415 | 0.00011415 | 0.00012867 | 0.00012924 | 0.00011284 | 0.00010446 | 0.00022929 | 0.00011415 | 0.00011415 | 0.00011415 | 0.00011415 | 4.7071e-06 | 8.1186e-05 | 7.2578e-05 | 6.7593e-05 | 0.00011745 | 0.00011918 | 0.00011918 | 0.00011919 | 8.7193e-05 | 0.00011343 | 0.00054414 | 0.00054414
01/13 20:00:00 | 1 | 13 | 20 | 308 | WD | 0 | 0.00021748 | 0.00021748 | 0.00061534 | 0.0001687 | -2.8565e-13 | 0.00011415 | 0 | 0 | 0.00034305 | -0.00012416 | 0.0010032 | 0.00021748 | 0.0002981 | 0.00014653 | 0.00023298 | 0.00014653 | 0.00011415 | 0.00022925 | 0.00011415 | 0 | 6.5591e-05 | 0.0001126 | 0.00010056 | 9.9555e-05 | 9.9867e-05 | 1.5142e-06 | 1.8774e-07 | 6.1096e-07 | 6.1096e-07 | 0.00011415 | 0.00011415 | 0.00011415 | 0.00011416 | 0.00011415 | 0.00011415 | 0.00011028 | 0.00012072 | 0.00010105 | 9.1006e-05 | 0.00022929 | 0.00011415 | 0.00011415 | 0.00011415 | 0.00011415 | 6.0385e-06 | 7.1053e-05 | 0.00010064 | 0.00011777 | 0.00010787 | 0.00011615 | 0.00011418 | 0.00011327 | 8.7221e-05 | 0.00011336 | 0.00054029 | 0.00054029
01/13 21:00:00 | 1 | 13 | 21 | 309 | WD | 0 | 0.00020713 | 0.00020713 | 1.0619e-05 | 0.00016652 | 0 | 0.00011415 | 0 | 0 | 0.00034849 | -7.776e-05 | 0.00094739 | 0.00020713 | 0.0002715 | 0.00014762 | 0.00021807 | 0.00014762 | 0.00011415 | 0.00022925 | 0.00011415 | 0 | 6.5591e-05 | 0.0001126 | 0.00010025 | 9.7384e-05 | 9.827e-05 | 1.4129e-06 | 3.2998e-07 | 6.755e-07 | 6.755e-07 | 0.00011415 | 0.00011415 | 0.00011415 | 0.00011416 | 0.00011415 | 0.00011415 | 0.00010984 | 0.00010476 | 8.6009e-05 | 7.6429e-05 | 0.00022929 | 0.00011415 | 0.00011415 | 0.00011415 | 0.00011415 | 4.8306e-06 | 5.9917e-05 | 8.4608e-05 | 9.8906e-05 | 0.00010622 | 0.00011042 | 0.00010464 | 0.00010196 | 8.7254e-05 | 0.00011323 | 0.00057186 | 0.00057186
01/13 22:00:00 | 1 | 13 | 22 | 310 | WD | 0 | 0.00020364 | 0.00020364 | 8.5996e-06 | 0.0001638 | 2.0698e-12 | 0.00011415 | 0 | 0 | 0.00023959 | -5.5607e-05 | 0.00082359 | 0.00020364 | 0.00027336 | 0.00014405 | 0.00021995 | 0.00014405 | 0.00011415 | 0.00022925 | 0.00011415 | 0 | 6.5591e-05 | 0.0001126 | 9.6761e-05 | 8.3778e-05 | 8.779e-05 | 2.0539e-05 | 2.407e-07 | 6.717e-06 | 6.717e-06 | 0.00011415 | 0.00011415 | 0.00011415 | 0.00011415 | 0.00011415 | 0.00011415 | 0.00010924 | 9.2279e-05 | 7.4921e-05 | 6.6052e-05 | 0.00022929 | 0.00011415 | 0.00011415 | 0.00011415 | 0.00011415 | 3.2016e-06 | 4.5412e-05 | 7.0785e-05 | 8.5478e-05 | 0.00010441 | 9.945e-05 | 9.8459e-05 | 9.7999e-05 | 8.9128e-05 | 9.6538e-05 | 0.00057581 | 0.00057581
01/13 23:00:00 | 1 | 13 | 23 | 311 | WD | 0 | 0.00018549 | 0.00018549 | 3.1813e-06 | 7.9685e-05 | 7.9772e-13 | 0.00011415 | 0 | 0 | 0.00013341 | 0.001018 | -0.0016086 | 0.00018549 | 0.00046366 | 0.00013614 | 0.00021402 | 0.00013614 | 0.00011415 | 0.00022925 | 0.00011415 | 0 | 6.5591e-05 | 0.0001118 | 9.6286e-05 | 7.9855e-05 | 8.4933e-05 | 2.7472e-05 | 7.4194e-06 | 1.3817e-05 | 1.3817e-05 | 0.00011415 | 0.00011415 | 0.00011415 | 0.00011416 | 0.00011415 | 0.00011415 | 0.00010883 | 6.9436e-05 | 6.3877e-05 | 6.1037e-05 | 0.00022929 | 0.00011415 | 0.00011415 | 0.00011415 | 0.00011415 | 2.0797e-06 | 3.3003e-05 | 6.2124e-05 | 7.8988e-05 | 0.00010293 | 9.0883e-05 | 9.0384e-05 | 9.0152e-05 | 8.9291e-05 | 9.8317e-05 | 2.847e-05 | 2.847e-05
01/13 24:00:00 | 1 | 13 | 24 | 312 | WD | 0 | 0.00016423 | 0.00016423 | 0.00016426 | 7.7773e-05 | -1.3906e-12 | 0.00011415 | 0 | 0 | 5.4452e-05 | 0.00064894 | -0.0051228 | 0.00016423 | 0.00029838 | 0.00012638 | 0.00019021 | 0.00012638 | 0.00011415 | 0.00022925 | 0.00011415 | 0 | 6.5591e-05 | 0.0001118 | 0.00012414 | 7.8266e-05 | 9.2444e-05 | 0.00074779 | 0.00049132 | 0.00057315 | 0.00057315 | 0.00011415 | 0.00011415 | 0.00011415 | 0.00011416 | 0.00011415 | 0.00011415 | 9.9691e-05 | 6.8344e-05 | 6.1493e-05 | 5.7992e-05 | 0.00022929 | 0.00011415 | 0.00011415 | 0.00011415 | 0.00011415 | 1.729e-06 | 2.6771e-05 | 5.7344e-05 | 7.5048e-05 | 9.7909e-05 | 9.0019e-05 | 8.9571e-05 | 8.9364e-05 | 8.9383e-05 | 0.00010034 | 3.9694e-05 | 3.9694e-05
01/14 01:00:00 | 1 | 14 | 1 | 313 | WD | 0 | 0.00011404 | 0.00011404 | -0.00015821 | 7.5565e-05 | 0.00025245 | 0.00011415 | 0 | 0 | 2.1781e-05 | 0.00040869 | -0.0051844 | 0.00011404 | 7.3965e-05 | 9.19e-05 | 0.00012804 | 9.19e-05 | 0.00011415 | 0.00022925 | 0.00011415 | 0 | 6.5591e-05 | 0.0001118 | 8.8714e-05 | 7.7506e-05 | 8.097e-05 | 0.00054087 | 0.00049939 | 0.00051262 | 0.00051262 | 0.00011415 | 0.00011415 | 0.00011415 | 0.00011416 | 0.00011415 | 0.00011415 | 4.5468e-05 | 6.8027e-05 | 5.8924e-05 | 5.4272e-05 | 0.00022929 | 0.00011415 | 0.00011415 | 0.00011415 | 0.00011415 | 1.2032e-06 | 2.496e-05 | 5.3631e-05 | 7.0234e-05 | 7.2368e-05 | 8.967e-05 | 8.3523e-05 | 8.0672e-05 | 8.9721e-05 | 0.00010134 | 8.1696e-05 | 8.1696e-05
01/14 02:00:00 | 1 | 14 | 2 | 314 | WD | 0 | 0.00018253 | 0.00018253 | 7.4409e-07 | 7.4671e-05 | 0.00023244 | 0.00011415 | 0 | 0 | 2.1781e-05 | 0.00045462 | -0.0047317 | 0.00018253 | 0.0001991 | 8.5656e-05 | 0.00022698 | 8.5656e-05 | 0.00011415 | 0.00022925 | 0.00011415 | 0 | 6.5591e-05 | 0.0001118 | 8.7409e-05 | 7.7362e-05 | 8.0467e-05 | 0.00053536 | 0.00049887 | 0.00051052 | 0.00051052 | 0.00011415 | 0.00011415 | 0.00011415 | 0.00011416 | 0.00011415 | 0.00011415 | 3.6463e-05 | 6.7924e-05 | 5.8637e-05 | 5.3892e-05 | 0.00022929 | 0.00011415 | 0.00011415 | 0.00011415 | 0.00011415 | 1.2032e-06 | 2.437e-05 | 5.3103e-05 | 6.9742e-05 | 6.7433e-05 | 8.9608e-05 | 8.3367e-05 | 8.0473e-05 | 9.0704e-05 | 0.00010252 | 0.0001593 | 0.0001593
01/14 03:00:00 | 1 | 14 | 3 | 315 | WD | 0 | 0.00021561 | 0.00021561 | 4.1603e-07 | 0 | 0.00022975 | 0.00011415 | 0 | 0 | 2.1781e-05 | 0.00048509 | -0.0045933 | 0.00021561 | 0.00022807 | 8.3946e-05 | 0.0002857 | 8.3946e-05 | 0.00011415 | 0.00022925 | 0.00011415 | 0 | 6.5591e-05 | 0.0001118 | 8.7145e-05 | 7.7176e-05 | 8.0257e-05 | 0.00053445 | 0.00049806 | 0.00050967 | 0.00050967 | 0.00011415 | 0.00011415 | 0.00011415 | 0.00011416 | 0.00011415 | 0.00011415 | 3.6473e-05 | 6.819e-05 | 6.0618e-05 | 5.6748e-05 | 0.00022929 | 0.00011415 | 0.00011415 | 0.00011415 | 0.00011415 | 1.23e-06 | 2.5894e-05 | 5.6002e-05 | 7.3438e-05 | 6.6397e-05 | 8.9646e-05 | 8.386e-05 | 8.1176e-05 | 9.186e-05 | 0.00010378 | 0.00023753 | 0.00023753
01/14 04:00:00 | 1 | 14 | 4 | 316 | WD | 0 | 0.00023392 | 0.00023392 | 0 | 7.4436e-05 | 0.00022651 | 0.00011415 | 0 | 0 | 2.1781e-05 | 0.00044185 | -0.0016665 | 0.00023392 | 0.0002169 | 8.2211e-05 | 0.0003009 | 8.2211e-05 | 0.00011415 | 0.00022925 | 0.00011415 | 0 | 6.5591e-05 | 0.0001118 | 8.7907e-05 | 7.7069e-05 | 8.0418e-05 | 0.00053936 | 0.00049761 | 0.00051093 | 0.00051093 | 0.00011415 | 0.00011415 | 0.00011415 | 0.00011416 | 0.00011415 | 0.00011415 | 4.5596e-05 | 6.8975e-05 | 6.1912e-05 | 5.8304e-05 | 0.00022929 | 0.00011415 | 0.00011415 | 0.00011415 | 0.00011415 | 1.5508e-06 | 3.0373e-05 | 5.892e-05 | 7.5451e-05 | 7.1802e-05 | 8.9862e-05 | 8.4169e-05 | 8.1528e-05 | 9.0888e-05 | 0.00010473 | 0.00028177 | 0.00028177
01/14 05:00:00 | 1 | 14 | 5 | 317 | WD | 0 | 0.00025521 | 0.00025521 | 1.0182e-06 | 7.5161e-05 | 0.00021796 | 0.00011415 | 0 | 0 | 6.5342e-05 | 0.00042614 | 0.0013115 | 0.00025521 | 0.00020508 | 8.1198e-05 | 0.00032903 | 8.1198e-05 | 0.00011415 | 0.00022925 | 0.00011415 | 0 | 6.5591e-05 | 0.0001118 | 0.00010043 | 7.7019e-05 | 8.4255e-05 | 0.00061313 | 0.00049759 | 0.00053445 | 0.00053445 | 0.00011415 | 0.00011415 | 0.00011415 | 0.00011416 | 0.00011415 | 0.00011415 | 5.4768e-05 | 7.0282e-05 | 7.6832e-05 | 8.0178e-05 | 0.00022929 | 0.00011415 | 0.00011415 | 0.00011415 | 0.00011415 | 2.0054e-06 | 3.7834e-05 | 7.9583e-05 | 0.00010376 | 7.7373e-05 | 9.0251e-05 | 8.8691e-05 | 8.7968e-05 | 8.9897e-05 | 0.0001055 | 0.00029952 | 0.00029952
01/14 06:00:00 | 1 | 14 | 6 | 318 | WD | 0 | 0.00027596 | 0.00027596 | 2.3943e-06 | 7.8278e-05 | -1.5577e-12 | 0.00011415 | 0 | 0 | 0.00013613 | 0.00041946 | 0.0018593 | 0.00027596 | 0.00018419 | 8.7512e-05 | 0.00035308 | 8.7512e-05 | 0.00011415 | 0.00022925 | 0.00011415 | 0 | 6.5591e-05 | 0.0001118 | 0.00010325 | 8.1022e-05 | 8.789e-05 | 0.0012242 | 0.001009 | 0.0010777 | 0.0010777 | 0.00011415 | 0.00011415 | 0.00011415 | 0.00011416 | 0.00011415 | 0.00011415 | 9.1181e-05 | 9.299e-05 | 0.0001022 | 0.0001069 | 0.00022929 | 0.00011415 | 0.00011415 | 0.00011415 | 0.00011415 | 3.0749e-06 | 6.2531e-05 | 0.00011054 | 0.00013835 | 9.6263e-05 | 9.8521e-05 | 9.6563e-05 | 9.5654e-05 | 8.9304e-05 | 0.0001061 | 0.00032367 | 0.00032367
01/14 07:00:00 | 1 | 14 | 7 | 319 | WD | 0 | 0.00032345 | 0.00032345 | 0.0010438 | 0.00016986 | 7.5464e-14 | 0.00011415 | 0 | 0 | 0.00015247 | -0.00078619 | 0.0018593 | 0.00032345 | -0.00032348 | 9.9871e-05 | 0.00040588 | 9.9871e-05 | 0.00011415 | 0.00022925 | 0.00011415 | 0 | 6.5591e-05 | 0.0001126 | 0.00010806 | 8.672e-05 | 9.3316e-05 | 0.0012718 | 0.0010683 | 0.0011333 | 0.0011333 | 0.00011415 | 0.00011415 | 0.00011415 | 0.00011416 | 0.00011415 | 0.00011415 | 0.00012828 | 0.00012421 | 0.00013044 | 0.00013363 | 0.00022929 | 0.00011415 | 0.00011415 | 0.00011415 | 0.00011415 | 4.0107e-06 | 9.1597e-05 | 8.8347e-05 | 8.6466e-05 | 0.00011589 | 0.00011191 | 0.00010617 | 0.00010351 | 8.8226e-05 | 0.0001227 | 0.00082393 | 0.00082393
01/14 08:00:00 | 1 | 14 | 8 | 320 | WD | 0 | 0.00033761 | 0.00033761 | -0.0010247 | 0.00017534 | 4.7973e-13 | 0.00011415 | 2.3813e-05 | 2.3813e-05 | 0.00013613 | -0.0005174 | 0.0018593 | 0.00033761 | -0.00024156 | 0.00011103 | 0.00042371 | 0.00011103 | 0.00011415 | 0.00017194 | 0.00011415 | 2.4447e-06 | 6.5591e-05 | 0.0001126 | 0.00010649 | 0.00010121 | 0.00010284 | 0.0012506 | 0.0012426 | 0.0012452 | 0.0012452 | 0.00011415 | 0.00011415 | 0.00011415 | 0.00011416 | 0.00011415 | 0.00011415 | 0.000149 | 0.00014169 | 0.00018942 | 0.00021381 | 0.00019014 | 0.00011415 | 0.00011415 | 0.00011415 | 0.00011415 | 1.2535e-05 | 0.00011897 | 0.00013141 | 0.00013862 | 0.00012694 | 0.0001207 | 0.00012775 | 0.00013101 | 9.3465e-05 | 0.00012239 | 0.0010707 | 0.0010707
01/14 09:00:00 | 1 | 14 | 9 | 321 | WD | 5.9204e-05 | 0.00034951 | 0.00034951 | 0.0010635 | 0.00026386 | 1.5523e-12 | 0.00011415 | 0.00010147 | 0.00010147 | 5.9897e-05 | -0.00046908 | 0.0018593 | 0.00034951 | -0.00021115 | 0.00011108 | 0.00043128 | 0.00011108 | 0.00011415 | 0 | 0.00011415 | 5.9191e-05 | 0.00016398 | 0.0001685 | 0.00010963 | 0.00010349 | 0.00010538 | 0.0012871 | 0.0012706 | 0.0012759 | 0.0012759 | 0.00011415 | 0.00011415 | 0.00011415 | 0.00011416 | 0.00011415 | 0.00011415 | 0.00016895 | 0.00015371 | 0.00019349 | 0.00021381 | 0 | 0.00011415 | 0.00011415 | 0.00011415 | 0.00011415 | 6.9736e-05 | 0.00014552 | 0.00014338 | 0.00014214 | 0.00013723 | 0.00011941 | 0.000145 | 0.00015687 | 9.3681e-05 | 0.00012232 | 0.00094243 | 0.00094243
01/14 10:00:00 | 1 | 14 | 10 | 322 | WD | 0.00014733 | 0.00033932 | 0.00033932 | -0.00015179 | 0.00017365 | 0.00021486 | 0.00011415 | 0.00016227 | 0.00016227 | 4.0839e-05 | -0.00046908 | 0.0018593 | 0.00033932 | -0.0002215 | 0.00011156 | 0.00043128 | 0.00011156 | 0.00011415 | 0 | 0.00011415 | 0.00024988 | 0.00029516 | 0.0002244 | 0.00011289 | 0.00010339 | 0.00010633 | 0.0013252 | 0.0012695 | 0.0012872 | 0.0012872 | 0.00011415 | 0.00011415 | 0.00011415 | 0.00011416 | 0.00011415 | 0.00011415 | 0.0001871 | 0.00015456 | 0.00019377 | 0.00021381 | 0 | 0.00011415 | 0.00011415 | 0.00011415 | 0.00011415 | 0.00015614 | 0.00018792 | 0.00016187 | 0.00014679 | 0.00014797 | 0.00011995 | 0.00015021 | 0.00016425 | 9.3812e-05 | 0.00012266 | 0.00090415 | 0.00090415
01/14 11:00:00 | 1 | 14 | 11 | 323 | WD | 0.00020947 | 0.00033938 | 0.00033938 | 0.00018125 | 0.0001699 | 0.00021991 | 0.00011415 | 0 | 0 | 4.0839e-05 | -5.8634e-05 | 0.0018593 | 0.00033938 | 0.00018911 | 0.00011463 | 0.00043128 | 0.00011463 | 0.00011415 | 0 | 0.00011415 | 0.00037539 | 0.00029516 | 0.0002244 | 0.00011322 | 0.00010328 | 0.00010635 | 0.0013289 | 0.0012681 | 0.0012875 | 0.0012875 | 0.00011415 | 0.00011415 | 0.00011415 | 0.00011416 | 0.00011415 | 0.00011415 | 0.00018706 | 0.00015413 | 0.00019363 | 0.00021381 | 0 | 0.00011415 | 0.00011415 | 0.00011415 | 0.00011415 | 0.0002236 | 0.00022131 | 0.00017651 | 0.00015057 | 0.00014935 | 0.00011978 | 0.00014901 | 0.00016257 | 9.3836e-05 | 0.00012287 | 0.00089035 | 0.00089035
01/14 12:00:00 | 1 | 14 | 12 | 324 | WD | 0.00025195 | 0.00033898 | 0.00033898 | 9.3868e-06 | 0.00016623 | 0.00021998 | 0.00011415 | 0 | 0 | 4.0839e-05 | -0.00032606 | 0.0018593 | 0.00033898 | 7.2782e-05 | 0.00011458 | 0.00043128 | 0.00011458 | 0.00011415 | 0 | 0.00011415 | 0.00046337 | 0.00029516 | 0.0002244 | 0.00014224 | 0.00010311 | 0.0001152 | 0.0016689 | 0.001266 | 0.0013946 | 0.0013946 | 0.00011415 | 0.00011415 | 0.00011415 | 0.00011416 | 0.00011415 | 0.00011415 | 0.000187 | 0.00015348 | 0.00019341 | 0.00021381 | 0 | 0.00011415 | 0.00011415 | 0.00011415 | 0.00011415 | 0.00027321 | 0.00024429 | 0.00022988 | 0.00022154 | 0.00014958 | 0.00011952 | 0.00015008 | 0.00016425 | 9.3852e-05 | 0.00012303 | 0.0008715 | 0.0008715
01/14 13:00:00 | 1 | 14 | 13 | 325 | WD | 0.00026072 | 0.00033818 | 0.00033818 | 0.00083485 | 0.00016348 | 0.00021627 | 0.00011415 | 0 | 0 | 4.0839e-05 | -0.00030102 | 0.0018593 | 0.00033818 | 4.27e-06 | 0.00011115 | 0.00043128 | 0.00011115 | 0.00011415 | 0 | 0.00011415 | 0.00047113 | 0.00029516 | 0.0002244 | 0.00011283 | 0.00010306 | 0.00010608 | 0.001324 | 0.0012654 | 0.0012841 | 0.0012841 | 0.00011415 | 0.00011415 | 0.00011415 | 0.00011416 | 0.00011415 | 0.00011415 | 0.00018694 | 0.0001532 | 0.00019331 | 0.00021381 | 0 | 0.00011415 | 0.00011415 | 0.00011415 | 0.00011415 | 0.0002949 | 0.00024586 | 0.00023097 | 0.00022235 | 0.00014926 | 0.00011941 | 0.0001529 | 0.00016844 | 9.3879e-05 | 0.00012249 | 0.00084675 | 0.00084675
01/14 14:00:00 | 1 | 14 | 14 | 326 | WD | 0.00022704 | 0.00033135 | 0.00033135 | -0.00082073 | 9.9917e-05 | 0.00022375 | 0.00011415 | 0 | 0 | 4.0839e-05 | -0.00014535 | 0.0018593 | 0.00033135 | 1.289e-05 | 0.00011051 | 0.00043128 | 0.00011051 | 0.00011415 | 0 | 0.00011415 | 0.00043767 | 0.00029516 | 0.0002244 | 0.00011407 | 0.00010723 | 0.00010935 | 0.0013385 | 0.0013166 | 0.0013236 | 0.0013236 | 0.00011415 | 0.00011415 | 0.00011415 | 0.00011416 | 0.00011415 | 0.00011415 | 0.00018653 | 0.00015279 | 0.00019317 | 0.00021381 | 0 | 0.00011415 | 0.00011415 | 0.00011415 | 0.00011415 | 0.00025749 | 0.00023652 | 0.00022663 | 0.0002209 | 0.00014759 | 0.00012076 | 0.00015142 | 0.00016564 | 9.396e-05 | 0.0001222 | 0.00082759 | 0.00082759
01/14 15:00:00 | 1 | 14 | 15 | 327 | WD | 0.00016418 | 0.00033559 | 0.00033559 | 5.9334e-06 | 0.00014121 | 0.00023635 | 0.00011415 | 0 | 0 | 4.0839e-05 | -0.00044176 | 0.0018593 | 0.00033559 | -9.4574e-05 | 0.00010956 | 0.00043128 | 0.00010956 | 0.00011415 | 0 | 0.00011415 | 0.00031589 | 0.00029516 | 0.0002244 | 0.00011412 | 0.00010681 | 0.00010907 | 0.0013391 | 0.0013115 | 0.0013203 | 0.0013203 | 0.00011415 | 0.00011415 | 0.00011415 | 0.00011416 | 0.00011415 | 0.00011415 | 0.00018548 | 0.00015218 | 0.00019297 | 0.00021381 | 0 | 0.00011415 | 0.00011415 | 0.00011415 | 0.00011415 | 0.0001938 | 0.00020273 | 0.00016882 | 0.00014918 | 0.00014691 | 0.00012043 | 0.00014922 | 0.00016257 | 9.4052e-05 | 0.00012227 | 0.00083023 | 0.00083023
01/14 16:00:00 | 1 | 14 | 16 | 328 | WD | 8.3927e-05 | 0.00033399 | 0.00033399 | 0.0010074 | 0.00011386 | 0.00024949 | 0.00011415 | 0 | 0 | 7.0788e-05 | -0.00046908 | 0.0018593 | 0.00033399 | -0.0001401 | 0.00011092 | 0.00043128 | 0.00011092 | 0.00011415 | 0 | 0.00011415 | 0.0001765 | 0.00029516 | 0.0002244 | 0.00011095 | 0.00010289 | 0.00010538 | 0.0013017 | 0.0012632 | 0.0012755 | 0.0012755 | 0.00011415 | 0.00011415 | 0.00011415 | 0.00011416 | 0.00011415 | 0.00011415 | 0.00016661 | 0.00015069 | 0.00019246 | 0.00021381 | 0 | 0.00011415 | 0.00011415 | 0.00011415 | 0.00011415 | 0.00010632 | 0.00015932 | 0.00015019 | 0.0001449 | 0.00013509 | 0.0001186 | 0.00014864 | 0.00016257 | 9.4152e-05 | 0.00012242 | 0.00083089 | 0.00083089
01/14 17:00:00 | 1 | 14 | 17 | 329 | WD | 0 | 0.0003398 | 0.0003398 | -0.0010045 | 0.00012773 | -2.0051e-12 | 0.00011415 | 6.3281e-05 | 6.3281e-05 | 0.00015247 | -0.00046908 | 0.0018593 | 0.0003398 | -0.0002215 | 0.00012 | 0.00043128 | 0.00012 | 0.00011415 | 5.7313e-05 | 0.00011415 | 2.6102e-05 | 0.00029516 | 0.0002244 | 0.00010276 | 0.00010225 | 0.00010241 | 0.0012058 | 0.0012554 | 0.0012396 | 0.0012396 | 0.00011415 | 0.00011415 | 0.00011415 | 0.00011416 | 0.00011415 | 0.00011415 | 0.00014779 | 0.00014521 | 0.00015243 | 0.00015611 | 3.9149e-05 | 0.00011415 | 0.00011415 | 0.00011415 | 0.00011415 | 2.1658e-05 | 0.00011333 | 0.00010605 | 0.00010184 | 0.00012499 | 0.00011863 | 0.00014134 | 0.00015187 | 8.8043e-05 | 0.00012222 | 0.00086642 | 0.00086642
01/14 18:00:00 | 1 | 14 | 18 | 330 | WD | 0 | 0.00034807 | 0.00034807 | 8.0392e-06 | 0.00016553 | -7.5459e-13 | 0.00011415 | 0 | 0 | 0.00021236 | -0.00046908 | 0.0018593 | 0.00034807 | -0.0002215 | 0.00013406 | 0.00043128 | 0.00013406 | 0.00011415 | 0.00022925 | 0.00011415 | 0 | 0.00029516 | 0.0002244 | 0.00010048 | 0.00010189 | 0.00010146 | 0.001179 | 0.0012511 | 0.0012281 | 0.0012281 | 0.00011415 | 0.00011415 | 0.00011415 | 0.00011416 | 0.00011415 | 0.00011415 | 0.00012914 | 0.00014044 | 0.00012963 | 0.00012411 | 0.00022929 | 0.00011415 | 0.00011415 | 0.00011415 | 0.00011415 | 5.5549e-06 | 9.068e-05 | 8.4109e-05 | 8.0304e-05 | 0.00012005 | 0.00012326 | 0.00014369 | 0.00015316 | 8.809e-05 | 0.00012209 | 0.00092457 | 0.00092457
01/14 19:00:00 | 1 | 14 | 19 | 331 | WD | 0 | 0.00035418 | 0.00035418 | 0.0010411 | 0.00016928 | -3.8268e-13 | 0.00011415 | 0 | 0 | 0.00028587 | -0.00046908 | 0.0018593 | 0.00035418 | -0.0002215 | 0.00014271 | 0.00043128 | 0.00014271 | 0.00011415 | 0.00022925 | 0.00011415 | 0 | 6.5591e-05 | 0.0001126 | 0.00010046 | 9.9794e-05 | 0.0001 | 0.0011786 | 0.0012253 | 0.0012104 | 0.0012104 | 0.00011415 | 0.00011415 | 0.00011415 | 0.00011416 | 0.00011415 | 0.00011415 | 0.00012867 | 0.00012924 | 0.00011284 | 0.00010446 | 0.00022929 | 0.00011415 | 0.00011415 | 0.00011415 | 0.00011415 | 4.7071e-06 | 8.1186e-05 | 7.2578e-05 | 6.7593e-05 | 0.00011844 | 0.00011898 | 0.00011912 | 0.00011919 | 8.8125e-05 | 0.00012209 | 0.0011461 | 0.0011461
01/14 20:00:00 | 1 | 14 | 20 | 332 | WD | 0 | 0.00035693 | 0.00035693 | 8.8948e-06 | 0.00017009 | -2.8565e-13 | 0.00011415 | 0 | 0 | 0.00034305 | -0.00046908 | 0.0018593 | 0.00035693 | -0.0002215 | 0.00014653 | 0.00043128 | 0.00014653 | 0.00011415 | 0.00022925 | 0.00011415 | 0 | 6.5591e-05 | 0.0001126 | 0.00011018 | 9.8304e-05 | 0.00010197 | 0.0012924 | 0.001207 | 0.0012342 | 0.0012342 | 0.00011415 | 0.00011415 | 0.00011415 | 0.00011416 | 0.00011415 | 0.00011415 | 0.00011028 | 0.00012072 | 0.00010105 | 9.1006e-05 | 0.00022929 | 0.00011415 | 0.00011415 | 0.00011415 | 0.00011415 | 6.0385e-06 | 7.1053e-05 | 0.00010064 | 0.00011777 | 0.0001091 | 0.00011589 | 0.0001141 | 0.00011327 | 8.8126e-05 | 0.00012209 | 0.0011689 | 0.0011689
01/14 21:00:00 | 1 | 14 | 21 | 333 | WD | 0 | 0.00035705 | 0.00035705 | 7.9996e-06 | 0.00016787 | 0 | 0.00011415 | 0 | 0 | 0.00034849 | -0.00046908 | 0.0018593 | 0.00035705 | -0.0002215 | 0.00014762 | 0.00043128 | 0.00014762 | 0.00011415 | 0.00022925 | 0.00011415 | 0 | 6.5591e-05 | 0.0001126 | 0.00010918 | 9.5227e-05 | 9.9539e-05 | 0.0012806 | 0.0011692 | 0.0012048 | 0.0012048 | 0.00011415 | 0.00011415 | 0.00011415 | 0.00011416 | 0.00011415 | 0.00011415 | 0.00010984 | 0.00010476 | 8.6009e-05 | 7.6429e-05 | 0.00022929 | 0.00011415 | 0.00011415 | 0.00011415 | 0.00011415 | 4.8306e-06 | 5.9917e-05 | 8.4608e-05 | 9.8906e-05 | 0.00010748 | 0.00010983 | 0.00010445 | 0.00010196 | 8.8143e-05 | 0.00012209 | 0.0012153 | 0.0012153
01/14 22:00:00 | 1 | 14 | 22 | 334 | WD | 0 | 0.00035224 | 0.00035224 | 6.9219e-06 | 0.00016512 | 2.0698e-12 | 0.00011415 | 0 | 0 | 0.00023959 | -0.00046908 | 0.0018593 | 0.00035224 | -0.0002215 | 0.00014405 | 0.00043128 | 0.00014405 | 0.00011415 | 0.00022925 | 0.00011415 | 0 | 6.5591e-05 | 0.0001126 | 0.00010329 | 8.1472e-05 | 8.8214e-05 | 0.0012202 | 0.0010003 | 0.0010705 | 0.0010705 | 0.00011415 | 0.00011415 | 0.00011415 | 0.00011416 | 0.00011415 | 0.00011415 | 0.00010924 | 9.2279e-05 | 7.4921e-05 | 6.6052e-05 | 0.00022929 | 0.00011415 | 0.00011415 | 0.00011415 | 0.00011415 | 3.2016e-06 | 4.5412e-05 | 7.0785e-05 | 8.5478e-05 | 0.00010565 | 9.8741e-05 | 9.8234e-05 | 9.7999e-05 | 8.9401e-05 | 9.8724e-05 | 0.0012343 | 0.0012343
01/14 23:00:00 | 1 | 14 | 23 | 335 | WD | 0 | 0.00034669 | 0.00034669 | 5.0354e-06 | 0.00016056 | 7.9772e-13 | 0.00011415 | 0 | 0 | 0.00013341 | -0.00046908 | 0.0018593 | 0.00034669 | -0.00011794 | 0.00013614 | 0.00043128 | 0.00013614 | 0.00011415 | 0.00022925 | 0.00011415 | 0 | 6.5591e-05 | 0.0001118 | 9.4337e-05 | 7.6953e-05 | 8.2325e-05 | 0.0011179 | 0.00095555 | 0.0010074 | 0.0010074 | 0.00011415 | 0.00011415 | 0.00011415 | 0.00011416 | 0.00011415 | 0.00011415 | 0.00010883 | 6.9436e-05 | 6.3877e-05 | 6.1037e-05 | 0.00022929 | 0.00011415 | 0.00011415 | 0.00011415 | 0.00011415 | 2.0797e-06 | 3.3003e-05 | 6.2124e-05 | 7.8988e-05 | 0.00010398 | 8.9998e-05 | 8.9749e-05 | 8.9633e-05 | 8.8431e-05 | 0.00010407 | 0.00029015 | 0.00029015
01/14 24:00:00 | 1 | 14 | 24 | 336 | WD | 0 | 0.00033362 | 0.00033362 | 1.7327e-06 | 7.8231e-05 | -1.3906e-12 | 0.00011415 | 0 | 0 | 5.4452e-05 | -0.00046908 | -0.0017899 | 0.00033362 | -1.7918e-05 | 0.00012638 | 0.00043128 | 0.00012638 | 0.00011415 | 0.00022925 | 0.00011415 | 0 | 6.5591e-05 | 0.0001118 | 0.000123 | 7.6949e-05 | 9.1181e-05 | 0.0014542 | 0.00095909 | 0.0011171 | 0.0011171 | 0.00011415 | 0.00011415 | 0.00011415 | 0.00011416 | 0.00011415 | 0.00011415 | 9.9691e-05 | 6.8344e-05 | 6.1493e-05 | 5.7992e-05 | 0.00022929 | 0.00011415 | 0.00011415 | 0.00011415 | 0.00011415 | 1.729e-06 | 2.6771e-05 | 5.7344e-05 | 7.5048e-05 | 9.885e-05 | 8.9688e-05 | 8.9084e-05 | 8.8804e-05 | 8.8443e-05 | 0.00010579 | 0.00042068 | 0.00042068
01/15 01:00:00 | 1 | 15 | 1 | 337 | WD | 0 | 0.00032708 | 0.00032708 | 6.4677e-07 | 7.5799e-05 | 0.00025245 | 0.00011415 | 0 | 0 | 2.1781e-05 | 0.00034405 | -0.004236 | 0.00032708 | -1.2921e-05 | 9.19e-05 | 0.00043128 | 9.19e-05 | 0.00011415 | 0.00022925 | 0.00011415 | 0 | 6.5591e-05 | 0.0001118 | 8.7536e-05 | 7.6941e-05 | 8.0215e-05 | 0.0010387 | 0.00095895 | 0.00098439 | 0.00098439 | 0.00011415 | 0.00011415 | 0.00011415 | 0.00011416 | 0.00011415 | 0.00011415 | 4.5468e-05 | 6.8027e-05 | 5.8924e-05 | 5.4272e-05 | 0.00022929 | 0.00011415 | 0.00011415 | 0.00011415 | 0.00011415 | 1.2032e-06 | 2.496e-05 | 5.3631e-05 | 7.0234e-05 | 7.3136e-05 | 8.9599e-05 | 8.3136e-05 | 8.0138e-05 | 8.851e-05 | 0.00010643 | 0.00046056 | 0.00046056
01/15 02:00:00 | 1 | 15 | 2 | 338 | WD | 0 | 0.00031813 | 0.00031813 | 0.00097398 | 0 | 0.00023244 | 0.00011415 | 0 | 0 | 2.1781e-05 | 9.8862e-05 | 0.0018593 | 0.00031813 | -5.465e-05 | 8.5656e-05 | 0.00043128 | 8.5656e-05 | 0.00011415 | 0.00022925 | 0.00011415 | 0 | 6.5591e-05 | 0.0001118 | 8.6439e-05 | 7.6931e-05 | 7.9869e-05 | 0.001026 | 0.00095873 | 0.00098019 | 0.00098019 | 0.00011415 | 0.00011415 | 0.00011415 | 0.00011416 | 0.00011415 | 0.00011415 | 3.6463e-05 | 6.7924e-05 | 5.8637e-05 | 5.3892e-05 | 0.00022929 | 0.00011415 | 0.00011415 | 0.00011415 | 0.00011415 | 1.2032e-06 | 2.437e-05 | 5.3103e-05 | 6.9742e-05 | 6.7811e-05 | 8.9571e-05 | 8.3056e-05 | 8.0034e-05 | 8.8478e-05 | 0.00010686 | 0.0004884 | 0.0004884
01/15 03:00:00 | 1 | 15 | 3 | 339 | WD | 0 | 0.00032578 | 0.00032578 | -0.00097197 | 7.4589e-05 | 0.00022975 | 0.00011415 | 0 | 0 | 2.1781e-05 | 0.00021011 | 0.0018593 | 0.00032578 | -1.4096e-05 | 8.3946e-05 | 0.00043128 | 8.3946e-05 | 0.00011415 | 0.00022925 | 0.00011415 | 0 | 6.5591e-05 | 0.0001118 | 8.6325e-05 | 7.6917e-05 | 7.9825e-05 | 0.0010248 | 0.00095847 | 0.00097964 | 0.00097964 | 0.00011415 | 0.00011415 | 0.00011415 | 0.00011416 | 0.00011415 | 0.00011415 | 3.6473e-05 | 6.819e-05 | 6.0618e-05 | 5.6748e-05 | 0.00022929 | 0.00011415 | 0.00011415 | 0.00011415 | 0.00011415 | 1.23e-06 | 2.5894e-05 | 5.6002e-05 | 7.3438e-05 | 6.6496e-05 | 8.965e-05 | 8.3615e-05 | 8.0816e-05 | 8.8468e-05 | 0.00010704 | 0.00049683 | 0.00049683
01/15 04:00:00 | 1 | 15 | 4 | 340 | WD | 0 | 0.00032553 | 0.00032553 | 2.2997e-07 | 7.4601e-05 | 0.00022651 | 0.00011415 | 0 | 0 | 2.1781e-05 | 0.00032837 | 0.0018593 | 0.00032553 | 1.8055e-05 | 8.2211e-05 | 0.00043128 | 8.2211e-05 | 0.00011415 | 0.00022925 | 0.00011415 | 0 | 6.5591e-05 | 0.0001118 | 8.715e-05 | 7.6901e-05 | 8.0068e-05 | 0.0010346 | 0.00095814 | 0.00098255 | 0.00098255 | 0.00011415 | 0.00011415 | 0.00011415 | 0.00011416 | 0.00011415 | 0.00011415 | 4.5596e-05 | 6.8975e-05 | 6.1912e-05 | 5.8304e-05 | 0.00022929 | 0.00011415 | 0.00011415 | 0.00011415 | 0.00011415 | 1.5508e-06 | 3.0373e-05 | 5.892e-05 | 7.5451e-05 | 7.1897e-05 | 8.9881e-05 | 8.3979e-05 | 8.1242e-05 | 8.8454e-05 | 0.00010712 | 0.00051745 | 0.00051745
01/15 05:00:00 | 1 | 15 | 5 | 341 | WD | 0 | 0.00031907 | 0.00031907 | 0.00059108 | 0 | 0.00021796 | 0.00011415 | 0 | 0 | 6.5342e-05 | 0.00048744 | 0.0018593 | 0.00031907 | 5.6365e-05 | 8.1198e-05 | 0.00043128 | 8.1198e-05 | 0.00011415 | 0.00022925 | 0.00011415 | 0 | 6.5591e-05 | 0.0001118 | 9.9739e-05 | 7.6876e-05 | 8.3941e-05 | 0.0011824 | 0.00095763 | 0.0010293 | 0.0010293 | 0.00011415 | 0.00011415 | 0.00011415 | 0.00011416 | 0.00011415 | 0.00011415 | 5.4768e-05 | 7.0282e-05 | 7.6832e-05 | 8.0178e-05 | 0.00022929 | 0.00011415 | 0.00011415 | 0.00011415 | 0.00011415 | 2.0054e-06 | 3.7834e-05 | 7.9583e-05 | 0.00010376 | 7.7465e-05 | 9.0265e-05 | 8.8347e-05 | 8.7457e-05 | 8.8485e-05 | 0.00010707 | 0.00049278 | 0.00049278
01/15 06:00:00 | 1 | 15 | 6 | 342 | WD | 0 | 0.00033922 | 0.00033922 | -0.00059923 | 0.00015681 | -1.5577e-12 | 0.00011415 | 0 | 0 | 0.00013613 | 0.00034875 | 0.0018593 | 0.00033922 | 2.5664e-05 | 8.7512e-05 | 0.00043128 | 8.7512e-05 | 0.00011415 | 0.00022925 | 0.00011415 | 0 | 6.5591e-05 | 0.0001118 | 0.00010262 | 8.092e-05 | 8.7627e-05 | 0.0012163 | 0.0010075 | 0.0010741 | 0.0010741 | 0.00011415 | 0.00011415 | 0.00011415 | 0.00011416 | 0.00011415 | 0.00011415 | 9.1181e-05 | 9.299e-05 | 0.0001022 | 0.0001069 | 0.00022929 | 0.00011415 | 0.00011415 | 0.00011415 | 0.00011415 | 3.0749e-06 | 6.2531e-05 | 0.00011054 | 0.00013835 | 9.6349e-05 | 9.8539e-05 | 9.6242e-05 | 9.5177e-05 | 8.8583e-05 | 0.00010699 | 0.00048661 | 0.00048661
01/15 07:00:00 | 1 | 15 | 7 | 343 | WD | 0 | 0.00034133 | 0.00034133 | 9.6503e-06 | 0.00017017 | 7.5464e-14 | 0.00011415 | 0 | 0 | 0.00015247 | -0.00046908 | 0.0018593 | 0.00034133 | -0.0002215 | 9.9871e-05 | 0.00043128 | 9.9871e-05 | 0.00011415 | 0.00022925 | 0.00011415 | 0 | 6.5591e-05 | 0.0001126 | 0.00010751 | 8.6665e-05 | 9.3106e-05 | 0.001265 | 0.0010676 | 0.0011306 | 0.0011306 | 0.00011415 | 0.00011415 | 0.00011415 | 0.00011416 | 0.00011415 | 0.00011415 | 0.00012828 | 0.00012421 | 0.00013044 | 0.00013363 | 0.00022929 | 0.00011415 | 0.00011415 | 0.00011415 | 0.00011415 | 4.0107e-06 | 9.1597e-05 | 8.8347e-05 | 8.6466e-05 | 0.00011595 | 0.00011189 | 0.00010568 | 0.0001028 | 8.857e-05 | 0.00012209 | 0.0010367 | 0.0010367
01/15 08:00:00 | 1 | 15 | 8 | 344 | WD | 0 | 0.00034296 | 0.00034296 | 1.6513e-05 | 0.00017568 | 4.7973e-13 | 0.00011415 | 2.3764e-05 | 2.3764e-05 | 0.00013613 | -0.00046908 | 0.0018593 | 0.00034296 | -0.0002215 | 0.00011103 | 0.00043128 | 0.00011103 | 0.00011415 | 0.00017194 | 0.00011415 | 2.4397e-06 | 6.5591e-05 | 0.0001126 | 0.00010601 | 0.00010111 | 0.00010262 | 0.0012446 | 0.0012414 | 0.0012424 | 0.0012424 | 0.00011415 | 0.00011415 | 0.00011415 | 0.00011416 | 0.00011415 | 0.00011415 | 0.000149 | 0.00014169 | 0.00018942 | 0.00021381 | 0.00019014 | 0.00011415 | 0.00011415 | 0.00011415 | 0.00011415 | 1.2538e-05 | 0.00011896 | 0.00013141 | 0.00013862 | 0.00012728 | 0.00012067 | 0.00012774 | 0.00013101 | 9.442e-05 | 0.00012209 | 0.0012655 | 0.0012655
01/15 09:00:00 | 1 | 15 | 9 | 345 | WD | 5.987e-05 | 0.00034901 | 0.00034901 | 0.0010616 | 0.00025908 | 1.5523e-12 | 0.00011415 | 0.00010143 | 0.00010143 | 5.9897e-05 | -0.00046908 | 0.0018593 | 0.00034901 | -0.0002215 | 0.00011108 | 0.00043128 | 0.00011108 | 0.00011415 | 0 | 0.00011415 | 5.9167e-05 | 0.00016398 | 0.0001685 | 0.00010923 | 0.00010341 | 0.00010521 | 0.0012821 | 0.0012697 | 0.0012737 | 0.0012737 | 0.00011415 | 0.00011415 | 0.00011415 | 0.00011416 | 0.00011415 | 0.00011415 | 0.00016895 | 0.00015371 | 0.00019349 | 0.00021381 | 0 | 0.00011415 | 0.00011415 | 0.00011415 | 0.00011415 | 6.9785e-05 | 0.0001455 | 0.00014338 | 0.00014215 | 0.00013759 | 0.00011939 | 0.000145 | 0.00015687 | 9.438e-05 | 0.00012209 | 0.0010683 | 0.0010683
01/15 10:00:00 | 1 | 15 | 10 | 346 | WD | 0.00014662 | 0.00033989 | 0.00033989 | -0.0010279 | 0.00017905 | 0.00021486 | 0.00011415 | 0.00016234 | 0.00016234 | 4.0839e-05 | -0.00046908 | 0.0018593 | 0.00033989 | -0.0002215 | 0.00011156 | 0.00043128 | 0.00011156 | 0.00011415 | 0 | 0.00011415 | 0.00025 | 0.00029516 | 0.0002244 | 0.00011256 | 0.00010333 | 0.00010618 | 0.001321 | 0.0012687 | 0.0012854 | 0.0012854 | 0.00011415 | 0.00011415 | 0.00011415 | 0.00011416 | 0.00011415 | 0.00011415 | 0.0001871 | 0.00015456 | 0.00019377 | 0.00021381 | 0 | 0.00011415 | 0.00011415 | 0.00011415 | 0.00011415 | 0.00015607 | 0.00018795 | 0.00016189 | 0.0001468 | 0.00014827 | 0.00011993 | 0.00015021 | 0.00016425 | 9.4134e-05 | 0.00012209 | 0.00097643 | 0.00097643
01/15 11:00:00 | 1 | 15 | 11 | 347 | WD | 0.00020804 | 0.00033938 | 0.00033938 | 0.0010415 | 0.0001699 | 0.00021991 | 0.00011415 | 0 | 0 | 4.0839e-05 | 0.00072547 | 0.0018593 | 0.00033938 | 0.00044832 | 0.00011463 | 0.00043128 | 0.00011463 | 0.00011415 | 0 | 0.00011415 | 0.0003772 | 0.00029516 | 0.0002244 | 0.00011295 | 0.00010323 | 0.00010624 | 0.0013257 | 0.0012675 | 0.0012861 | 0.0012861 | 0.00011415 | 0.00011415 | 0.00011415 | 0.00011416 | 0.00011415 | 0.00011415 | 0.00018706 | 0.00015413 | 0.00019363 | 0.00021381 | 0 | 0.00011415 | 0.00011415 | 0.00011415 | 0.00011415 | 0.00022435 | 0.00022179 | 0.00017672 | 0.00015063 | 0.00014957 | 0.00011976 | 0.00014901 | 0.00016257 | 9.4083e-05 | 0.00012282 | 0.00090697 | 0.00090697
01/15 12:00:00 | 1 | 15 | 12 | 348 | WD | 0.00025102 | 0.00033897 | 0.00033897 | 7.1727e-06 | 0.00016609 | 0.00021998 | 0.00011415 | 0 | 0 | 4.0839e-05 | 0.00058689 | 0.0018593 | 0.00033897 | 0.00039864 | 0.00011458 | 0.00043128 | 0.00011458 | 0.00011415 | 0 | 0.00011415 | 0.00046585 | 0.00029516 | 0.0002244 | 0.00014212 | 0.00010309 | 0.00011515 | 0.0016674 | 0.0012658 | 0.0013939 | 0.0013939 | 0.00011415 | 0.00011415 | 0.00011415 | 0.00011416 | 0.00011415 | 0.00011415 | 0.000187 | 0.00015348 | 0.00019341 | 0.00021381 | 0 | 0.00011415 | 0.00011415 | 0.00011415 | 0.00011415 | 0.00027726 | 0.00024494 | 0.00023025 | 0.00022174 | 0.00014971 | 0.0001195 | 0.00015007 | 0.00016425 | 9.4036e-05 | 0.00012199 | 0.00084784 | 0.00084784
01/15 13:00:00 | 1 | 15 | 13 | 349 | WD | 0.00025547 | 0.00033815 | 0.00033815 | 0.00061338 | 0.00016319 | 0.00021627 | 0.00011415 | 0 | 0 | 4.0839e-05 | 0.00070578 | 0.0018593 | 0.00033815 | 0.00036612 | 0.00011115 | 0.00043128 | 0.00011115 | 0.00011415 | 0 | 0.00011415 | 0.00047113 | 0.00029516 | 0.0002244 | 0.00011271 | 0.00010306 | 0.00010605 | 0.0013225 | 0.0012654 | 0.0012836 | 0.0012836 | 0.00011415 | 0.00011415 | 0.00011415 | 0.00011416 | 0.00011415 | 0.00011415 | 0.00018694 | 0.0001532 | 0.00019331 | 0.00021381 | 0 | 0.00011415 | 0.00011415 | 0.00011415 | 0.00011415 | 0.00029414 | 0.00024586 | 0.00023098 | 0.00022237 | 0.00014932 | 0.00011939 | 0.0001529 | 0.00016844 | 9.4024e-05 | 0.00012091 | 0.00079539 | 0.00079539
01/15 14:00:00 | 1 | 15 | 14 | 350 | WD | 0.00022156 | 0.00032932 | 0.00032932 | -0.00060151 | 8.0714e-05 | 0.00022375 | 0.00011415 | 0 | 0 | 4.0839e-05 | 0.00070252 | 0.0018593 | 0.00032932 | 0.00034651 | 0.00011051 | 0.00043128 | 0.00011051 | 0.00011415 | 0 | 0.00011415 | 0.00043806 | 0.00029516 | 0.0002244 | 0.00011394 | 0.00010726 | 0.00010932 | 0.0013369 | 0.0013169 | 0.0013233 | 0.0013233 | 0.00011415 | 0.00011415 | 0.00011415 | 0.00011416 | 0.00011415 | 0.00011415 | 0.00018653 | 0.00015279 | 0.00019317 | 0.00021381 | 0 | 0.00011415 | 0.00011415 | 0.00011415 | 0.00011415 | 0.0002576 | 0.00023663 | 0.00022666 | 0.0002209 | 0.00014761 | 0.00012074 | 0.00015142 | 0.00016564 | 9.4114e-05 | 0.00012033 | 0.00076156 | 0.00076156
01/15 15:00:00 | 1 | 15 | 15 | 351 | WD | 0.00015942 | 0.00032458 | 0.00032458 | 5.1857e-06 | 0.00015958 | 0.00023635 | 0.00011415 | 0 | 0 | 4.0839e-05 | 0.00075584 | 0.0018593 | 0.00032458 | 0.00035388 | 0.00010956 | 0.00041283 | 0.00010956 | 0.00011415 | 0 | 0.00011415 | 0.00031665 | 0.00029516 | 0.0002244 | 0.00011402 | 0.00010684 | 0.00010906 | 0.0013377 | 0.0013118 | 0.0013201 | 0.0013201 | 0.00011415 | 0.00011415 | 0.00011415 | 0.00011416 | 0.00011415 | 0.00011415 | 0.00018548 | 0.00015218 | 0.00019297 | 0.00021381 | 0 | 0.00011415 | 0.00011415 | 0.00011415 | 0.00011415 | 0.00019333 | 0.00020293 | 0.0001689 | 0.00014919 | 0.00014689 | 0.0001204 | 0.00014921 | 0.00016257 | 9.4218e-05 | 0.00011991 | 0.00072601 | 0.00072601
01/15 16:00:00 | 1 | 15 | 16 | 352 | WD | 8.215e-05 | 0.00028899 | 0.00028899 | 2.2165e-06 | 7.9782e-05 | 0.00024949 | 0.00011415 | 0 | 0 | 7.0788e-05 | 0.00054362 | 0.0061698 | 0.00028899 | 0.00030637 | 0.00011092 | 0.00037236 | 0.00011092 | 0.00011415 | 0 | 0.00011415 | 0.00017866 | 0.00029516 | 0.0002244 | 0.00011089 | 0.00010292 | 0.00010539 | 0.0013009 | 0.0012637 | 0.0012756 | 0.0012756 | 0.00011415 | 0.00011415 | 0.00011415 | 0.00011416 | 0.00011415 | 0.00011415 | 0.00016661 | 0.00015069 | 0.00019246 | 0.00021381 | 0 | 0.00011415 | 0.00011415 | 0.00011415 | 0.00011415 | 0.00010695 | 0.00015988 | 0.00015043 | 0.00014495 | 0.00013503 | 0.00011856 | 0.00014863 | 0.00016257 | 9.4299e-05 | 0.00011953 | 0.00069071 | 0.00069071
01/15 17:00:00 | 1 | 15 | 17 | 353 | WD | 0 | 0.00031929 | 0.00031929 | 5.9023e-06 | 0.00016116 | -2.0051e-12 | 0.00011415 | 6.8354e-05 | 6.8354e-05 | 0.00015247 | -0.00089127 | 0.005881 | 0.00031929 | -0.00026258 | 0.00012 | 0.00039704 | 0.00012 | 0.00011415 | 5.7313e-05 | 0.00011415 | 2.8195e-05 | 0.00029516 | 0.0002244 | 0.00010272 | 0.00010228 | 0.00010242 | 0.0012051 | 0.0012559 | 0.0012397 | 0.0012397 | 0.00011415 | 0.00011415 | 0.00011415 | 0.00011416 | 0.00011415 | 0.00011415 | 0.00014779 | 0.00014518 | 0.00015242 | 0.00015611 | 3.9149e-05 | 0.00011415 | 0.00011415 | 0.00011415 | 0.00011415 | 2.2762e-05 | 0.00011353 | 0.00010617 | 0.0001019 | 0.00012489 | 0.00011858 | 0.00014132 | 0.00015187 | 8.8229e-05 | 0.00011983 | 0.00072103 | 0.00072103
01/15 18:00:00 | 1 | 15 | 18 | 354 | WD | 0 | 0.00033156 | 0.00033156 | 7.3968e-06 | 0.00013422 | -7.5459e-13 | 0.00011415 | 0 | 0 | 0.00021236 | -0.0004694 | 0.00469 | 0.00033156 | -3.2524e-05 | 0.00013406 | 0.00041249 | 0.00013406 | 0.00011415 | 0.00022925 | 0.00011415 | 0 | 0.00029516 | 0.0002244 | 0.00010045 | 0.00010193 | 0.00010147 | 0.0011785 | 0.0012515 | 0.0012282 | 0.0012282 | 0.00011415 | 0.00011415 | 0.00011415 | 0.00011416 | 0.00011415 | 0.00011415 | 0.00012914 | 0.00014044 | 0.00012963 | 0.00012411 | 0.00022929 | 0.00011415 | 0.00011415 | 0.00011415 | 0.00011415 | 5.5549e-06 | 9.068e-05 | 8.4109e-05 | 8.0304e-05 | 0.00011993 | 0.00012323 | 0.00014368 | 0.00015316 | 8.8245e-05 | 0.0001206 | 0.00077905 | 0.00077905
01/15 19:00:00 | 1 | 15 | 19 | 355 | WD | 0 | 0.00035461 | 0.00035461 | 8.9999e-06 | 0.00017338 | -3.8268e-13 | 0.00011415 | 0 | 0 | 0.00028587 | -0.0003945 | 0.0038321 | 0.00035461 | 7.7781e-05 | 0.00014271 | 0.00043128 | 0.00014271 | 0.00011415 | 0.00022925 | 0.00011415 | 0 | 6.5591e-05 | 0.0001126 | 0.00010045 | 9.9832e-05 | 0.00010002 | 0.0011783 | 0.0012257 | 0.0012106 | 0.0012106 | 0.00011415 | 0.00011415 | 0.00011415 | 0.00011416 | 0.00011415 | 0.00011415 | 0.00012867 | 0.00012924 | 0.00011284 | 0.00010446 | 0.00022929 | 0.00011415 | 0.00011415 | 0.00011415 | 0.00011415 | 4.7071e-06 | 8.1186e-05 | 7.2578e-05 | 6.7593e-05 | 0.00011832 | 0.00011897 | 0.00011912 | 0.00011919 | 8.8267e-05 | 0.000121 | 0.0010118 | 0.0010118
01/15 20:00:00 | 1 | 15 | 20 | 356 | WD | 0 | 0.00035661 | 0.00035661 | 9.5539e-06 | 0.00019437 | -2.8565e-13 | 0.00011415 | 0 | 0 | 0.00034305 | -6.3073e-05 | 0.0031415 | 0.00035661 | 8.9513e-05 | 0.00014653 | 0.00042716 | 0.00014653 | 0.00011415 | 0.00022925 | 0.00011415 | 0 | 6.5591e-05 | 0.0001126 | 0.00011017 | 9.8349e-05 | 0.000102 | 0.0012921 | 0.0012075 | 0.0012345 | 0.0012345 | 0.00011415 | 0.00011415 | 0.00011415 | 0.00011416 | 0.00011415 | 0.00011415 | 0.00011028 | 0.00012072 | 0.00010105 | 9.1006e-05 | 0.00022929 | 0.00011415 | 0.00011415 | 0.00011415 | 0.00011415 | 6.0385e-06 | 7.1053e-05 | 0.00010064 | 0.00011777 | 0.00010901 | 0.00011589 | 0.0001141 | 0.00011327 | 8.8239e-05 | 0.00012158 | 0.0010456 | 0.0010456
01/15 21:00:00 | 1 | 15 | 21 | 357 | WD | 0 | 0.00034696 | 0.00034696 | 0.0010328 | 0.00012042 | 0 | 0.00011415 | 0 | 0 | 0.00034849 | -4.7129e-05 | 0.0025329 | 0.00034696 | 5.7939e-05 | 0.00014762 | 0.00042407 | 0.00014762 | 0.00011415 | 0.00022925 | 0.00011415 | 0 | 6.5591e-05 | 0.0001126 | 0.00010915 | 9.5273e-05 | 9.9563e-05 | 0.0012802 | 0.0011698 | 0.001205 | 0.001205 | 0.00011415 | 0.00011415 | 0.00011415 | 0.00011416 | 0.00011415 | 0.00011415 | 0.00010984 | 0.00010476 | 8.6009e-05 | 7.6429e-05 | 0.00022929 | 0.00011415 | 0.00011415 | 0.00011415 | 0.00011415 | 4.8306e-06 | 5.9917e-05 | 8.4608e-05 | 9.8906e-05 | 0.00010745 | 0.00010984 | 0.00010446 | 0.00010196 | 8.8279e-05 | 0.00012207 | 0.0011275 | 0.0011275
01/15 22:00:00 | 1 | 15 | 22 | 358 | WD | 0 | 0.00034825 | 0.00034825 | -0.0009239 | 0.00012751 | 2.0698e-12 | 0.00011415 | 0 | 0 | 0.00023959 | -0.00016935 | 0.0019281 | 0.00034825 | 1.7326e-05 | 0.00014405 | 0.00043128 | 0.00014405 | 0.00011415 | 0.00022925 | 0.00011415 | 0 | 6.5591e-05 | 0.0001126 | 0.00010324 | 8.1486e-05 | 8.8208e-05 | 0.0012195 | 0.0010005 | 0.0010704 | 0.0010704 | 0.00011415 | 0.00011415 | 0.00011415 | 0.00011416 | 0.00011415 | 0.00011415 | 0.00010924 | 9.2279e-05 | 7.4921e-05 | 6.6052e-05 | 0.00022929 | 0.00011415 | 0.00011415 | 0.00011415 | 0.00011415 | 3.2016e-06 | 4.5412e-05 | 7.0785e-05 | 8.5478e-05 | 0.00010564 | 9.872e-05 | 9.8228e-05 | 9.7999e-05 | 8.9818e-05 | 9.7837e-05 | 0.0011704 | 0.0011704
01/15 23:00:00 | 1 | 15 | 23 | 359 | WD | 0 | 0.00034403 | 0.00034403 | 0.00092227 | 0.00015939 | 7.9772e-13 | 0.00011415 | 0 | 0 | 0.00013341 | 0.001365 | -0.00094968 | 0.00034403 | 0.00047589 | 0.00013614 | 0.00042766 | 0.00013614 | 0.00011415 | 0.00022925 | 0.00011415 | 0 | 6.5591e-05 | 0.0001118 | 9.4262e-05 | 7.6963e-05 | 8.2309e-05 | 0.0011169 | 0.00095566 | 0.0010071 | 0.0010071 | 0.00011415 | 0.00011415 | 0.00011415 | 0.00011416 | 0.00011415 | 0.00011415 | 0.00010883 | 6.9436e-05 | 6.3877e-05 | 6.1037e-05 | 0.00022929 | 0.00011415 | 0.00011415 | 0.00011415 | 0.00011415 | 2.0797e-06 | 3.3003e-05 | 6.2124e-05 | 7.8988e-05 | 0.00010398 | 8.9984e-05 | 8.973e-05 | 8.9612e-05 | 8.8452e-05 | 0.00010335 | 0.00025791 | 0.00025791
01/15 24:00:00 | 1 | 15 | 24 | 360 | WD | 0 | 0.00032565 | 0.00032565 | 1.6632e-06 | 7.7787e-05 | -1.3906e-12 | 0.00011415 | 0 | 0 | 5.4452e-05 | 0.00067361 | -0.0032869 | 0.00032565 | 0.00015686 | 0.00012638 | 0.00042 | 0.00012638 | 0.00011415 | 0.00022925 | 0.00011415 | 0 | 6.5591e-05 | 0.0001118 | 0.00012287 | 7.6936e-05 | 9.1133e-05 | 0.0014525 | 0.00095881 | 0.0011163 | 0.0011163 | 0.00011415 | 0.00011415 | 0.00011415 | 0.00011416 | 0.00011415 | 0.00011415 | 9.9691e-05 | 6.8344e-05 | 6.1493e-05 | 5.7992e-05 | 0.00022929 | 0.00011415 | 0.00011415 | 0.00011415 | 0.00011415 | 1.729e-06 | 2.6771e-05 | 5.7344e-05 | 7.5048e-05 | 9.886e-05 | 8.9677e-05 | 8.9059e-05 | 8.8773e-05 | 8.8491e-05 | 0.0001055 | 0.00040672 | 0.00040672
01/16 01:00:00 | 1 | 16 | 1 | 361 | WD | 0 | 0.0002738 | 0.0002738 | 8.0289e-07 | 7.5575e-05 | 0.00025245 | 0.00011415 | 0 | 0 | 2.1781e-05 | 0.00059999 | -0.0057143 | 0.0002738 | -0.00013311 | 9.19e-05 | 0.00035546 | 9.19e-05 | 0.00011415 | 0.00022925 | 0.00011415 | 0 | 6.5591e-05 | 0.0001118 | 8.7391e-05 | 7.6875e-05 | 8.0125e-05 | 0.0010368 | 0.00095764 | 0.00098288 | 0.00098288 | 0.00011415 | 0.00011415 | 0.00011415 | 0.00011416 | 0.00011415 | 0.00011415 | 4.5468e-05 | 6.8027e-05 | 5.8924e-05 | 5.4272e-05 | 0.00022929 | 0.00011415 | 0.00011415 | 0.00011415 | 0.00011415 | 1.2032e-06 | 2.496e-05 | 5.3631e-05 | 7.0234e-05 | 7.3146e-05 | 8.9577e-05 | 8.3129e-05 | 8.0138e-05 | 8.8478e-05 | 0.0001065 | 0.00047769 | 0.00047769
01/16 02:00:00 | 1 | 16 | 2 | 362 | WD | 0 | 0.00030825 | 0.00030825 | 4.282e-07 | 0 | 0.00023244 | 0.00011415 | 0 | 0 | 2.1781e-05 | 0.00057418 | -0.0062683 | 0.00030825 | -3.9037e-05 | 8.5656e-05 | 0.00041722 | 8.5656e-05 | 0.00011415 | 0.00022925 | 0.00011415 | 0 | 6.5591e-05 | 0.0001118 | 8.6271e-05 | 7.6704e-05 | 7.966e-05 | 0.0010238 | 0.00095415 | 0.00097638 | 0.00097638 | 0.00011415 | 0.00011415 | 0.00011415 | 0.00011416 | 0.00011415 | 0.00011415 | 3.6463e-05 | 6.7924e-05 | 5.8637e-05 | 5.3892e-05 | 0.00022929 | 0.00011415 | 0.00011415 | 0.00011415 | 0.00011415 | 1.2032e-06 | 2.437e-05 | 5.3103e-05 | 6.9742e-05 | 6.7819e-05 | 8.9497e-05 | 8.3032e-05 | 8.0034e-05 | 8.8301e-05 | 0.00010703 | 0.00051088 | 0.00051088
01/16 03:00:00 | 1 | 16 | 3 | 363 | WD | 0 | 0.00032576 | 0.00032576 | 0.00047611 | 7.439e-05 | 0.00022975 | 0.00011415 | 0 | 0 | 2.1781e-05 | 0.00025578 | 0.0018593 | 0.00032576 | -4.7418e-05 | 8.3946e-05 | 0.00043128 | 8.3946e-05 | 0.00011415 | 0.00022925 | 0.00011415 | 0 | 6.5591e-05 | 0.0001118 | 8.6129e-05 | 7.6321e-05 | 7.9352e-05 | 0.0010224 | 0.00094634 | 0.00097059 | 0.00097059 | 0.00011415 | 0.00011415 | 0.00011415 | 0.00011416 | 0.00011415 | 0.00011415 | 3.6473e-05 | 6.819e-05 | 6.0618e-05 | 5.6748e-05 | 0.00022929 | 0.00011415 | 0.00011415 | 0.00011415 | 0.00011415 | 1.23e-06 | 2.5894e-05 | 5.6002e-05 | 7.3438e-05 | 6.6498e-05 | 8.9453e-05 | 8.3553e-05 | 8.0816e-05 | 8.8103e-05 | 0.0001074 | 0.00055236 | 0.00055236
01/16 04:00:00 | 1 | 16 | 4 | 364 | WD | 0 | 0.00032552 | 0.00032552 | -0.00047586 | 7.4483e-05 | 0.00022651 | 0.00011415 | 0 | 0 | 2.1781e-05 | 0.00010109 | 0.0018593 | 0.00032552 | -5.5419e-05 | 8.2211e-05 | 0.00043128 | 8.2211e-05 | 0.00011415 | 0.00022925 | 0.00011415 | 0 | 6.5591e-05 | 0.0001118 | 8.6942e-05 | 7.604e-05 | 7.9409e-05 | 0.0010321 | 0.00094059 | 0.00096979 | 0.00096979 | 0.00011415 | 0.00011415 | 0.00011415 | 0.00011416 | 0.00011415 | 0.00011415 | 4.5596e-05 | 6.8975e-05 | 6.1912e-05 | 5.8304e-05 | 0.00022929 | 0.00011415 | 0.00011415 | 0.00011415 | 0.00011415 | 1.5508e-06 | 3.0373e-05 | 5.892e-05 | 7.5451e-05 | 7.1896e-05 | 8.9597e-05 | 8.3889e-05 | 8.1242e-05 | 8.8059e-05 | 0.00010766 | 0.0005814 | 0.0005814
01/16 05:00:00 | 1 | 16 | 5 | 365 | WD | 0 | 0.00031907 | 0.00031907 | 6.3796e-07 | 0 | 0.00021796 | 0.00011415 | 0 | 0 | 6.5342e-05 | 0.00017781 | 0.0018593 | 0.00031907 | -2.5743e-05 | 8.1198e-05 | 0.00043128 | 8.1198e-05 | 0.00011415 | 0.00022925 | 0.00011415 | 0 | 6.5591e-05 | 0.0001118 | 0.00014665 | 7.5944e-05 | 9.7794e-05 | 0.0017315 | 0.00093864 | 0.0011916 | 0.0011916 | 0.00011415 | 0.00011415 | 0.00011415 | 0.00011416 | 0.00011415 | 0.00011415 | 5.4768e-05 | 7.0282e-05 | 7.6832e-05 | 8.0178e-05 | 0.00022929 | 0.00011415 | 0.00011415 | 0.00011415 | 0.00011415 | 2.0054e-06 | 3.7834e-05 | 7.9583e-05 | 0.00010376 | 7.791e-05 | 8.9959e-05 | 8.8177e-05 | 8.7351e-05 | 8.8069e-05 | 0.0001077 | 0.00056472 | 0.00056472
01/16 06:00:00 | 1 | 16 | 6 | 366 | WD | 0 | 0.00033753 | 0.00033753 | 2.0006e-06 | 0.00014084 | -1.5577e-12 | 0.00011415 | 0 | 0 | 0.00013613 | 0.00014318 | 0.0018593 | 0.00033753 | -2.7058e-05 | 8.7512e-05 | 0.00043128 | 8.7512e-05 | 0.00011415 | 0.00022925 | 0.00011415 | 0 | 6.5591e-05 | 0.0001118 | 0.00013976 | 7.9948e-05 | 9.8434e-05 | 0.0016521 | 0.0009877 | 0.0011997 | 0.0011997 | 0.00011415 | 0.00011415 | 0.00011415 | 0.00011416 | 0.00011415 | 0.00011415 | 9.1181e-05 | 9.299e-05 | 0.0001022 | 0.0001069 | 0.00022929 | 0.00011415 | 0.00011415 | 0.00011415 | 0.00011415 | 3.0749e-06 | 6.2531e-05 | 0.00011054 | 0.00013835 | 9.6706e-05 | 9.8218e-05 | 9.6063e-05 | 9.5064e-05 | 8.8204e-05 | 0.0001076 | 0.00055169 | 0.00055169
01/16 07:00:00 | 1 | 16 | 7 | 367 | WD | 0 | 0.00034314 | 0.00034314 | 0.001044 | 0.00018733 | 7.5464e-14 | 0.00011415 | 0 | 0 | 0.00015247 | -0.00046908 | 0.0018593 | 0.00034314 | -0.0002215 | 9.9871e-05 | 0.00043128 | 9.9871e-05 | 0.00011415 | 0.00022925 | 0.00011415 | 0 | 6.5591e-05 | 0.0001126 | 0.00012603 | 8.6414e-05 | 9.8658e-05 | 0.002217 | 0.0015919 | 0.0017913 | 0.0017913 | 0.00011415 | 0.00011415 | 0.00011415 | 0.00011416 | 0.00011415 | 0.00011415 | 0.00012828 | 0.00012421 | 0.00013044 | 0.00013363 | 0.00022929 | 0.00011415 | 0.00011415 | 0.00011415 | 0.00011415 | 4.0107e-06 | 9.1597e-05 | 8.8347e-05 | 8.6466e-05 | 0.00011616 | 0.0001118 | 0.00010559 | 0.0001027 | 8.8532e-05 | 0.00012209 | 0.0010953 | 0.0010953
01/16 08:00:00 | 1 | 16 | 8 | 368 | WD | 0 | 0.00034295 | 0.00034295 | -0.0010315 | 0.00017566 | 4.7973e-13 | 0.00011415 | 2.3669e-05 | 2.3669e-05 | 0.00013613 | -0.00046908 | 0.0018593 | 0.00034295 | -0.0002215 | 0.00011103 | 0.00043128 | 0.00011103 | 0.00011415 | 0.00017194 | 0.00011415 | 2.4299e-06 | 6.5591e-05 | 0.0001126 | 0.00010575 | 0.00010107 | 0.00010251 | 0.0018597 | 0.0018614 | 0.0018608 | 0.0018608 | 0.00011415 | 0.00011415 | 0.00011415 | 0.00011416 | 0.00011415 | 0.00011415 | 0.000149 | 0.00014169 | 0.00018942 | 0.00021381 | 0.00019014 | 0.00011415 | 0.00011415 | 0.00011415 | 0.00011415 | 1.2533e-05 | 0.00011895 | 0.0001314 | 0.00013862 | 0.00012734 | 0.00012066 | 0.00012773 | 0.00013101 | 9.4758e-05 | 0.00012209 | 0.0014125 | 0.0014125
01/16 09:00:00 | 1 | 16 | 9 | 369 | WD | 6.3291e-05 | 0.00034531 | 0.00034531 | 4.398e-05 | 0.00022424 | 1.5523e-12 | 0.00011415 | 0.00010127 | 0.00010127 | 5.9897e-05 | -0.00046908 | 0.0018593 | 0.00034531 | -0.0002215 | 0.00011108 | 0.00043128 | 0.00011108 | 0.00011415 | 0 | 0.00011415 | 5.907e-05 | 0.00016398 | 0.0001685 | 0.00010896 | 0.00010337 | 0.00010509 | 0.001916 | 0.0019037 | 0.0019077 | 0.0019077 | 0.00011415 | 0.00011415 | 0.00011415 | 0.00011416 | 0.00011415 | 0.00011415 | 0.00016895 | 0.00015371 | 0.00019349 | 0.00021381 | 0 | 0.00011415 | 0.00011415 | 0.00011415 | 0.00011415 | 6.9757e-05 | 0.00014546 | 0.00014336 | 0.00014215 | 0.00013768 | 0.00011937 | 0.00014499 | 0.00015687 | 9.4582e-05 | 0.00012209 | 0.0012359 | 0.0012359
01/16 10:00:00 | 1 | 16 | 10 | 370 | WD | 0.0001534 | 0.00034359 | 0.00034359 | 0.00103 | 0.00021394 | 0.00021486 | 0.00011415 | 0.00016347 | 0.00016347 | 4.0839e-05 | -0.00046908 | 0.0018593 | 0.00034359 | -0.0002215 | 0.00011156 | 0.00043128 | 0.00011156 | 0.00011415 | 0 | 0.00011415 | 0.00025173 | 0.00029516 | 0.0002244 | 0.00011228 | 0.00010329 | 0.00010607 | 0.0013179 | 0.0012682 | 0.001284 | 0.001284 | 0.00011415 | 0.00011415 | 0.00011415 | 0.00011416 | 0.00011415 | 0.00011415 | 0.0001871 | 0.00015456 | 0.00019377 | 0.00021381 | 0 | 0.00011415 | 0.00011415 | 0.00011415 | 0.00011415 | 0.00015692 | 0.00018841 | 0.00016209 | 0.00014685 | 0.00014843 | 0.00011991 | 0.0001502 | 0.00016425 | 9.4466e-05 | 0.00012209 | 0.0011299 | 0.0011299
01/16 11:00:00 | 1 | 16 | 11 | 371 | WD | 0.00021663 | 0.0003394 | 0.0003394 | 9.1769e-06 | 0.00017016 | 0.00021991 | 0.00011415 | 0 | 0 | 4.0839e-05 | -0.00036275 | 0.0018593 | 0.0003394 | 0.00021442 | 0.00011463 | 0.00043128 | 0.00011463 | 0.00011415 | 0 | 0.00011415 | 0.00038463 | 0.00029516 | 0.0002244 | 0.00011271 | 0.00010319 | 0.00010613 | 0.0013228 | 0.001267 | 0.0012848 | 0.0012848 | 0.00011415 | 0.00011415 | 0.00011415 | 0.00011416 | 0.00011415 | 0.00011415 | 0.00018706 | 0.00015413 | 0.00019363 | 0.00021381 | 0 | 0.00011415 | 0.00011415 | 0.00011415 | 0.00011415 | 0.0002282 | 0.00022374 | 0.00017758 | 0.00015084 | 0.00014977 | 0.00011975 | 0.000149 | 0.00016257 | 9.4429e-05 | 0.00012209 | 0.0010311 | 0.0010311
01/16 12:00:00 | 1 | 16 | 12 | 372 | WD | 0.00025582 | 0.000339 | 0.000339 | 7.6172e-06 | 0.00016639 | 0.00021998 | 0.00011415 | 0 | 0 | 4.0839e-05 | -0.00031953 | 0.0018593 | 0.000339 | 5.6999e-05 | 0.00011458 | 0.00043128 | 0.00011458 | 0.00011415 | 0 | 0.00011415 | 0.00046637 | 0.00029516 | 0.0002244 | 0.00014191 | 0.00010306 | 0.00011507 | 0.001665 | 0.0012654 | 0.0013929 | 0.0013929 | 0.00011415 | 0.00011415 | 0.00011415 | 0.00011416 | 0.00011415 | 0.00011415 | 0.000187 | 0.00015348 | 0.00019341 | 0.00021381 | 0 | 0.00011415 | 0.00011415 | 0.00011415 | 0.00011415 | 0.00027756 | 0.00024507 | 0.00023031 | 0.00022176 | 0.00014994 | 0.00011951 | 0.00015007 | 0.00016425 | 9.4207e-05 | 0.00012209 | 0.00095937 | 0.00095937
01/16 13:00:00 | 1 | 16 | 13 | 373 | WD | 0.00026045 | 0.00033819 | 0.00033819 | 6.1333e-06 | 0.00016354 | 0.00021627 | 0.00011415 | 0 | 0 | 4.0839e-05 | -9.7784e-05 | 0.0018593 | 0.00033819 | 4.4982e-05 | 0.00011115 | 0.00043128 | 0.00011115 | 0.00011415 | 0 | 0.00011415 | 0.00047113 | 0.00029516 | 0.0002244 | 0.00011249 | 0.00010304 | 0.00010596 | 0.00132 | 0.0012651 | 0.0012826 | 0.0012826 | 0.00011415 | 0.00011415 | 0.00011415 | 0.00011416 | 0.00011415 | 0.00011415 | 0.00018694 | 0.0001532 | 0.00019331 | 0.00021381 | 0 | 0.00011415 | 0.00011415 | 0.00011415 | 0.00011415 | 0.00029604 | 0.00024586 | 0.00023101 | 0.00022241 | 0.00014956 | 0.00011941 | 0.0001529 | 0.00016844 | 9.4095e-05 | 0.00012268 | 0.00089761 | 0.00089761
01/16 14:00:00 | 1 | 16 | 14 | 374 | WD | 0.00023047 | 0.00032934 | 0.00032934 | 5.4129e-06 | 8.0922e-05 | 0.00022375 | 0.00011415 | 0 | 0 | 4.0839e-05 | -0.00018837 | 0.0018593 | 0.00032934 | 7.807e-07 | 0.00011051 | 0.00043128 | 0.00011051 | 0.00011415 | 0 | 0.00011415 | 0.00044574 | 0.00029516 | 0.0002244 | 0.00011375 | 0.00010723 | 0.00010925 | 0.0013347 | 0.0013166 | 0.0013224 | 0.0013224 | 0.00011415 | 0.00011415 | 0.00011415 | 0.00011416 | 0.00011415 | 0.00011415 | 0.00018653 | 0.00015279 | 0.00019317 | 0.00021381 | 0 | 0.00011415 | 0.00011415 | 0.00011415 | 0.00011415 | 0.00026235 | 0.00023863 | 0.00022756 | 0.00022115 | 0.00014783 | 0.00012076 | 0.00015142 | 0.00016564 | 9.4158e-05 | 0.00012208 | 0.00086204 | 0.00086204
01/16 15:00:00 | 1 | 16 | 15 | 375 | WD | 0.00016792 | 0.00033759 | 0.00033759 | 2.1942e-06 | 0.00016006 | 0.00023635 | 0.00011415 | 0 | 0 | 4.0839e-05 | -0.00012234 | 0.0018593 | 0.00033759 | 4.3516e-06 | 0.00010956 | 0.00043128 | 0.00010956 | 0.00011415 | 0 | 0.00011415 | 0.00032618 | 0.00029516 | 0.0002244 | 0.00011382 | 0.00010682 | 0.00010898 | 0.0013353 | 0.0013115 | 0.0013191 | 0.0013191 | 0.00011415 | 0.00011415 | 0.00011415 | 0.00011416 | 0.00011415 | 0.00011415 | 0.00018548 | 0.00015218 | 0.00019297 | 0.00021381 | 0 | 0.00011415 | 0.00011415 | 0.00011415 | 0.00011415 | 0.00019829 | 0.00020541 | 0.00016999 | 0.00014947 | 0.0001471 | 0.00012042 | 0.00014922 | 0.00016257 | 9.4234e-05 | 0.00012169 | 0.00084896 | 0.00084896
01/16 16:00:00 | 1 | 16 | 16 | 376 | WD | 8.8147e-05 | 0.0003304 | 0.0003304 | 4.8534e-06 | 8.0018e-05 | 0.00024949 | 0.00011415 | 0 | 0 | 7.0788e-05 | -0.00019713 | 0.0018593 | 0.0003304 | -1.7896e-05 | 0.00011092 | 0.00043128 | 0.00011092 | 0.00011415 | 0 | 0.00011415 | 0.00018561 | 0.00029516 | 0.0002244 | 0.00011067 | 0.0001029 | 0.0001053 | 0.0012984 | 0.0012635 | 0.0012746 | 0.0012746 | 0.00011415 | 0.00011415 | 0.00011415 | 0.00011416 | 0.00011415 | 0.00011415 | 0.00016661 | 0.00015069 | 0.00019246 | 0.00021381 | 0 | 0.00011415 | 0.00011415 | 0.00011415 | 0.00011415 | 0.00011047 | 0.00016169 | 0.00015124 | 0.00014518 | 0.00013524 | 0.00011859 | 0.00014864 | 0.00016257 | 9.4351e-05 | 0.00012153 | 0.0008337 | 0.0008337
01/16 17:00:00 | 1 | 16 | 17 | 377 | WD | 0 | 0.0003434 | 0.0003434 | 0.0010126 | 0.00016174 | -2.0051e-12 | 0.00011415 | 6.9092e-05 | 6.9092e-05 | 0.00015247 | -0.00046908 | 0.0018593 | 0.0003434 | -0.0002215 | 0.00012 | 0.00043128 | 0.00012 | 0.00011415 | 5.7313e-05 | 0.00011415 | 2.8499e-05 | 0.00029516 | 0.0002244 | 0.00010252 | 0.00010227 | 0.00010235 | 0.0012027 | 0.0012557 | 0.0012388 | 0.0012388 | 0.00011415 | 0.00011415 | 0.00011415 | 0.00011416 | 0.00011415 | 0.00011415 | 0.00014779 | 0.00014517 | 0.00015241 | 0.00015611 | 3.9149e-05 | 0.00011415 | 0.00011415 | 0.00011415 | 0.00011415 | 2.2984e-05 | 0.00011354 | 0.00010618 | 0.00010191 | 0.00012507 | 0.00011861 | 0.00014133 | 0.00015187 | 8.8263e-05 | 0.00012152 | 0.00083407 | 0.00083407
01/16 18:00:00 | 1 | 16 | 18 | 378 | WD | 0 | 0.00034803 | 0.00034803 | 6.1245e-06 | 0.00016506 | -7.5459e-13 | 0.00011415 | 0 | 0 | 0.00021236 | -0.00046908 | 0.0018593 | 0.00034803 | -0.00014201 | 0.00013406 | 0.00043128 | 0.00013406 | 0.00011415 | 0.00022925 | 0.00011415 | 0 | 0.00029516 | 0.0002244 | 0.00010032 | 0.00010193 | 0.00010143 | 0.0011769 | 0.0012515 | 0.0012277 | 0.0012277 | 0.00011415 | 0.00011415 | 0.00011415 | 0.00011416 | 0.00011415 | 0.00011415 | 0.00012914 | 0.00014044 | 0.00012963 | 0.00012411 | 0.00022929 | 0.00011415 | 0.00011415 | 0.00011415 | 0.00011415 | 5.5549e-06 | 9.068e-05 | 8.4109e-05 | 8.0304e-05 | 0.00012002 | 0.00012325 | 0.00014368 | 0.00015316 | 8.8293e-05 | 0.00012123 | 0.00083011 | 0.00083011
01/16 19:00:00 | 1 | 16 | 19 | 379 | WD | 0 | 0.0003541 | 0.0003541 | 7.864e-06 | 0.00016856 | -3.8268e-13 | 0.00011415 | 0 | 0 | 0.00028587 | -0.00046908 | 0.0018593 | 0.0003541 | 6.2772e-05 | 0.00014271 | 0.00043128 | 0.00014271 | 0.00011415 | 0.00022925 | 0.00011415 | 0 | 6.5591e-05 | 0.0001126 | 0.00010037 | 9.9859e-05 | 0.00010002 | 0.0011775 | 0.0012261 | 0.0012106 | 0.0012106 | 0.00011415 | 0.00011415 | 0.00011415 | 0.00011416 | 0.00011415 | 0.00011415 | 0.00012867 | 0.00012924 | 0.00011284 | 0.00010446 | 0.00022929 | 0.00011415 | 0.00011415 | 0.00011415 | 0.00011415 | 4.7071e-06 | 8.1186e-05 | 7.2578e-05 | 6.7593e-05 | 0.00011834 | 0.00011898 | 0.00011912 | 0.00011919 | 8.8257e-05 | 0.0001208 | 0.0010141 | 0.0010141
01/16 20:00:00 | 1 | 16 | 20 | 380 | WD | 0 | 0.00035683 | 0.00035683 | -0.0010181 | 0.0001692 | -2.8565e-13 | 0.00011415 | 0 | 0 | 0.00034305 | -0.00046908 | 0.0018593 | 0.00035683 | 0.00017065 | 0.00014653 | 0.00043128 | 0.00014653 | 0.00011415 | 0.00022925 | 0.00011415 | 0 | 6.5591e-05 | 0.0001126 | 9.8415e-05 | 9.8396e-05 | 9.8402e-05 | 0.00057841 | 0.00060406 | 0.00059588 | 0.00059588 | 0.00011415 | 0.00011415 | 0.00011415 | 0.00011416 | 0.00011415 | 0.00011415 | 0.00011028 | 0.00012072 | 0.00010105 | 9.1006e-05 | 0.00022929 | 0.00011415 | 0.00011415 | 0.00011415 | 0.00011415 | 6.0385e-06 | 7.1053e-05 | 0.00010064 | 0.00011777 | 0.00010882 | 0.00011589 | 0.0001141 | 0.00011327 | 8.8177e-05 | 0.00012062 | 0.0010052 | 0.0010052
01/16 21:00:00 | 1 | 16 | 21 | 381 | WD | 0 | 0.00035694 | 0.00035694 | 8.066e-06 | 0.00016682 | 0 | 0.00011415 | 0 | 0 | 0.00034849 | 8.8256e-05 | 0.0051415 | 0.00035694 | 0.00030352 | 0.00014762 | 0.00043128 | 0.00014762 | 0.00011415 | 0.00022925 | 0.00011415 | 0 | 6.5591e-05 | 0.0001126 | 9.8253e-05 | 9.5355e-05 | 9.625e-05 | 0.00057734 | 0.00058539 | 0.00058282 | 0.00058282 | 0.00011415 | 0.00011415 | 0.00011415 | 0.00011416 | 0.00011415 | 0.00011415 | 0.00010984 | 0.00010476 | 8.6009e-05 | 7.6429e-05 | 0.00022929 | 0.00011415 | 0.00011415 | 0.00011415 | 0.00011415 | 4.8306e-06 | 5.9917e-05 | 8.4608e-05 | 9.8906e-05 | 0.00010713 | 0.00010983 | 0.00010445 | 0.00010196 | 8.8176e-05 | 0.00012 | 0.0010076 | 0.0010076
01/16 22:00:00 | 1 | 16 | 22 | 382 | WD | 0 | 0.00034328 | 0.00034328 | 0.0010203 | 0.00010278 | 2.0698e-12 | 0.00011415 | 0 | 0 | 0.00023959 | 0.00042928 | 0.0054639 | 0.00034328 | 0.00033848 | 0.00014405 | 0.00042794 | 0.00014405 | 0.00011415 | 0.00022925 | 0.00011415 | 0 | 6.5591e-05 | 0.0001126 | 9.5016e-05 | 8.1531e-05 | 8.5699e-05 | 0.00057371 | 0.00050053 | 0.00052388 | 0.00052388 | 0.00011415 | 0.00011415 | 0.00011415 | 0.00011416 | 0.00011415 | 0.00011415 | 0.00010924 | 9.2279e-05 | 7.4921e-05 | 6.6052e-05 | 0.00022929 | 0.00011415 | 0.00011415 | 0.00011415 | 0.00011415 | 3.2016e-06 | 4.5412e-05 | 7.0785e-05 | 8.5478e-05 | 0.00010551 | 9.8702e-05 | 9.8222e-05 | 9.7999e-05 | 9.2904e-05 | 9.6563e-05 | 0.00098029 | 0.00098029
01/16 23:00:00 | 1 | 16 | 23 | 383 | WD | 0 | 0.00028066 | 0.00028066 | 6.1583e-06 | 0.00013915 | 7.9772e-13 | 0.00011415 | 0 | 0 | 0.00013341 | 0.0016225 | 0.00074185 | 0.00028066 | 0.0006413 | 0.00013614 | 0.00034051 | 0.00013614 | 0.00011415 | 0.00022925 | 0.00011415 | 0 | 6.5591e-05 | 0.0001118 | 9.463e-05 | 7.7048e-05 | 8.2482e-05 | 0.00057633 | 0.00049129 | 0.00051842 | 0.00051842 | 0.00011415 | 0.00011415 | 0.00011415 | 0.00011416 | 0.00011415 | 0.00011415 | 0.00010883 | 6.9436e-05 | 6.3877e-05 | 6.1037e-05 | 0.00022929 | 0.00011415 | 0.00011415 | 0.00011415 | 0.00011415 | 2.0797e-06 | 3.3003e-05 | 6.2124e-05 | 7.8988e-05 | 0.00010393 | 8.996e-05 | 8.9764e-05 | 8.9673e-05 | 9.2218e-05 | 0.00010131 | 0.00010852 | 0.00010852
01/16 24:00:00 | 1 | 16 | 24 | 384 | WD | 0 | 0.00021703 | 0.00021703 | 1.5699e-06 | 7.7779e-05 | -1.3906e-12 | 0.00011415 | 0 | 0 | 5.4452e-05 | 0.00083613 | -0.0019477 | 0.00021703 | 0.0003794 | 0.00012638 | 0.00026537 | 0.00012638 | 0.00011415 | 0.00022925 | 0.00011415 | 0 | 6.5591e-05 | 0.0001118 | 0.00012333 | 7.7105e-05 | 9.1392e-05 | 0.00074548 | 0.00049774 | 0.00057678 | 0.00057678 | 0.00011415 | 0.00011415 | 0.00011415 | 0.00011416 | 0.00011415 | 0.00011415 | 9.9691e-05 | 6.8344e-05 | 6.1493e-05 | 5.7992e-05 | 0.00022929 | 0.00011415 | 0.00011415 | 0.00011415 | 0.00011415 | 1.729e-06 | 2.6771e-05 | 5.7344e-05 | 7.5048e-05 | 9.8786e-05 | 8.9662e-05 | 8.9152e-05 | 8.8916e-05 | 9.2251e-05 | 0.00010277 | 0.00017745 | 0.00017745
01/17 01:00:00 | 1 | 17 | 1 | 385 | WE | 0 | 0.00015559 | 0.00015559 | 8.8985e-07 | 7.5797e-05 | 0.00025245 | 0.00011415 | 0 | 0 | 2.1781e-05 | 0.00046523 | -0.0032188 | 0.00015559 | 0.00011355 | 9.281e-05 | 0.00018696 | 9.281e-05 | 0.00011415 | 0.00022925 | 0.00011415 | 0 | 1.6398e-05 | 1.3975e-05 | 8.9904e-05 | 7.7151e-05 | 8.1092e-05 | 0.00051334 | 0.00049797 | 0.00050287 | 0.00050287 | 0.00011415 | 0.00011415 | 0.00011415 | 0.00011416 | 0.00011415 | 0.00011415 | 9.1034e-05 | 6.7729e-05 | 6.0043e-05 | 5.6116e-05 | 0.00022929 | 0.00011415 | 0.00011415 | 0.00011415 | 0.00011415 | 2.6738e-06 | 2.379e-05 | 5.4713e-05 | 7.262e-05 | 9.2474e-05 | 8.9418e-05 | 8.364e-05 | 8.096e-05 | 8.4845e-05 | 0.00010344 | 0.00020197 | 0.00020197
01/17 02:00:00 | 1 | 17 | 2 | 386 | WE | 0 | 0.00018964 | 0.00018964 | 2.8504e-07 | 7.4792e-05 | 0.00023244 | 0.00011415 | 0 | 0 | 2.1781e-05 | 0.00052274 | -0.0040227 | 0.00018964 | 0.00024263 | 8.6205e-05 | 0.00023697 | 8.6205e-05 | 0.00011415 | 0.00022925 | 0.00011415 | 0 | 1.6398e-05 | 1.3975e-05 | 8.8923e-05 | 7.7196e-05 | 8.082e-05 | 0.00049526 | 0.00049818 | 0.00049725 | 0.00049725 | 0.00011415 | 0.00011415 | 0.00011415 | 0.00011416 | 0.00011415 | 0.00011415 | 9.1034e-05 | 6.758e-05 | 5.9035e-05 | 5.4669e-05 | 0.00022929 | 0.00011415 | 0.00011415 | 0.00011415 | 0.00011415 | 2.6738e-06 | 2.2648e-05 | 5.3108e-05 | 7.0747e-05 | 9.2371e-05 | 8.9389e-05 | 8.3144e-05 | 8.0247e-05 | 8.4446e-05 | 0.00010368 | 0.00020537 | 0.00020537
01/17 03:00:00 | 1 | 17 | 3 | 387 | WE | 0 | 0.00018865 | 0.00018865 | 0 | 0 | 0.00022975 | 0.00011415 | 0 | 0 | 2.1781e-05 | 0.00045866 | -0.0023809 | 0.00018865 | 0.0002852 | 8.4304e-05 | 0.00024724 | 8.4304e-05 | 0.00011415 | 0.00022925 | 0.00011415 | 0 | 1.6398e-05 | 1.3975e-05 | 8.8775e-05 | 7.7256e-05 | 8.0816e-05 | 0.00049246 | 0.00049844 | 0.00049653 | 0.00049653 | 0.00011415 | 0.00011415 | 0.00011415 | 0.00011416 | 0.00011415 | 0.00011415 | 9.1034e-05 | 6.7485e-05 | 5.8114e-05 | 5.3326e-05 | 0.00022929 | 0.00011415 | 0.00011415 | 0.00011415 | 0.00011415 | 2.6738e-06 | 2.1342e-05 | 5.1529e-05 | 6.9009e-05 | 9.2267e-05 | 8.9378e-05 | 8.2889e-05 | 7.9879e-05 | 8.4687e-05 | 0.00010367 | 0.00019168 | 0.00019168
01/17 04:00:00 | 1 | 17 | 4 | 388 | WE | 0 | 0.00018924 | 0.00018924 | 2.7728e-07 | 7.4521e-05 | 0.00022651 | 0.00011415 | 0 | 0 | 2.1781e-05 | 0.00041597 | 0.00081631 | 0.00018924 | 0.00029046 | 8.2413e-05 | 0.00023724 | 8.2413e-05 | 0.00011415 | 0.00022925 | 0.00011415 | 0 | 1.6398e-05 | 1.3975e-05 | 8.884e-05 | 7.7333e-05 | 8.0889e-05 | 0.0004933 | 0.00049877 | 0.00049703 | 0.00049703 | 0.00011415 | 0.00011415 | 0.00011415 | 0.00011416 | 0.00011415 | 0.00011415 | 9.1034e-05 | 6.7544e-05 | 5.8208e-05 | 5.3438e-05 | 0.00022929 | 0.00011415 | 0.00011415 | 0.00011415 | 0.00011415 | 2.6738e-06 | 1.8577e-05 | 5.0606e-05 | 6.9154e-05 | 9.2165e-05 | 8.9416e-05 | 8.2922e-05 | 7.991e-05 | 8.5165e-05 | 0.00010349 | 0.00017272 | 0.00017272
01/17 05:00:00 | 1 | 17 | 5 | 389 | WE | 0 | 0.00019615 | 0.00019615 | 5.1941e-07 | 7.5352e-05 | 0.00021796 | 0.00011415 | 0 | 0 | 6.5342e-05 | 0.00041036 | 0.0035834 | 0.00019615 | 0.00031085 | 8.158e-05 | 0.00024485 | 8.158e-05 | 0.00011415 | 0.00022925 | 0.00011415 | 0 | 1.6398e-05 | 1.3975e-05 | 0.00010065 | 7.7392e-05 | 8.4579e-05 | -3.948e-05 | 3.4167e-05 | 1.0669e-05 | 1.0669e-05 | 0.00011415 | 0.00011415 | 0.00011415 | 0.00011416 | 0.00011415 | 0.00011415 | 9.1034e-05 | 6.8007e-05 | 6.0605e-05 | 5.6823e-05 | 0.00022929 | 0.00011415 | 0.00011415 | 0.00011415 | 0.00011415 | 2.6738e-06 | 1.6894e-05 | 5.2763e-05 | 7.3534e-05 | 9.2203e-05 | 8.957e-05 | 8.3604e-05 | 8.0836e-05 | 8.5451e-05 | 0.00010329 | 0.00015998 | 0.00015998
01/17 06:00:00 | 1 | 17 | 6 | 390 | WE | 0 | 0.00019069 | 0.00019069 | 2.2469e-06 | 7.8795e-05 | -1.5577e-12 | 0.00011415 | 0 | 0 | 0.00013613 | 0.00039322 | 0.0051994 | 0.00019069 | 0.00029634 | 8.8117e-05 | 0.00023149 | 8.8117e-05 | 0.00011415 | 0.00022925 | 0.00011415 | 0 | 1.6398e-05 | 1.3975e-05 | 9.9868e-05 | 8.0628e-05 | 8.6574e-05 | -4.059e-05 | 3.4085e-05 | 1.0259e-05 | 1.0259e-05 | 0.00011415 | 0.00011415 | 0.00011415 | 0.00011416 | 0.00011415 | 0.00011415 | 9.1034e-05 | 8.4296e-05 | 7.3794e-05 | 6.8429e-05 | 0.00022929 | 0.00011415 | 0.00011415 | 0.00011415 | 0.00011415 | 2.6738e-06 | 2.0544e-05 | 6.3613e-05 | 8.8553e-05 | 9.2177e-05 | 9.5619e-05 | 8.7691e-05 | 8.4014e-05 | 8.5552e-05 | 0.00010318 | 0.00015317 | 0.00015317
01/17 07:00:00 | 1 | 17 | 7 | 391 | WE | 0 | 0.00021479 | 0.00021479 | 0.00016685 | 0.00017255 | 7.5442e-14 | 0.00011415 | 0 | 0 | 0.00015247 | -0.00098517 | 0.0050978 | 0.00021479 | -8.969e-05 | 0.00010137 | 0.00025048 | 0.00010137 | 0.00011415 | 0.00022925 | 0.00011415 | 0 | 1.6398e-05 | 1.4769e-05 | 0.00010069 | 8.6601e-05 | 9.0956e-05 | -6.1222e-05 | 8.6277e-06 | -1.3658e-05 | -1.3658e-05 | 0.00011415 | 0.00011415 | 0.00011415 | 0.00011416 | 0.00011415 | 0.00011415 | 9.1034e-05 | 0.00011345 | 9.1631e-05 | 8.0485e-05 | 0.00022929 | 0.00011415 | 0.00011415 | 0.00011415 | 0.00011415 | 2.6738e-06 | 2.4399e-05 | 7.4907e-05 | 0.00010416 | 9.2158e-05 | 0.00010825 | 9.9014e-05 | 9.4728e-05 | 8.084e-05 | 9.9725e-05 | 4.8875e-05 | 4.8875e-05
01/17 08:00:00 | 1 | 17 | 8 | 392 | WE | 0 | 0.00021652 | 0.00021652 | -0.00013618 | 0.00026876 | 4.7973e-13 | 0.00011415 | 2.3522e-05 | 2.3522e-05 | 0.00013613 | -0.00046739 | 0.004559 | 0.00021652 | 0.00010766 | 0.000114 | 0.00023662 | 0.000114 | 0.00011415 | 0.00017194 | 0.00011415 | 6.037e-07 | 1.6398e-05 | 1.4769e-05 | 9.6286e-05 | 0.00010204 | 0.00010026 | -7.2095e-05 | 1.1341e-07 | -2.2925e-05 | -2.2925e-05 | 0.00011415 | 0.00011415 | 0.00011415 | 0.00011416 | 0.00011415 | 0.00011415 | 9.1034e-05 | 0.00013056 | 0.00010438 | 9.0996e-05 | 0.00019014 | 0.00011415 | 0.00011415 | 0.00011415 | 0.00011415 | 4.8813e-06 | 1.7993e-05 | 8.1237e-05 | 0.00011786 | 9.1109e-05 | 0.00011696 | 0.00010503 | 9.9494e-05 | 8.4037e-05 | 9.9891e-05 | 6.5324e-05 | 6.5324e-05
01/17 09:00:00 | 1 | 17 | 9 | 393 | WE | 4.9471e-05 | 0.00023287 | 0.00023287 | 2.2742e-05 | 0.00018016 | 1.5523e-12 | 0.00011415 | 0.00010225 | 0.00010225 | 5.9897e-05 | -0.00023096 | 0.0038779 | 0.00023287 | 0.00027491 | 0.00011567 | 0.0002769 | 0.00011567 | 0.00011415 | 0 | 0.00011415 | 5.9645e-06 | 1.6398e-05 | 1.4769e-05 | 9.6152e-05 | 0.0001039 | 0.00010151 | -8.591e-05 | 3.1405e-08 | -2.7389e-05 | -2.7389e-05 | 0.00011415 | 0.00011415 | 0.00011415 | 0.00011416 | 0.00011415 | 0.00011415 | 9.1034e-05 | 0.00014106 | 0.00011386 | 9.9958e-05 | 0 | 0.00011415 | 0.00011415 | 0.00011415 | 0.00011415 | 3.393e-05 | 4.3012e-05 | 9.8702e-05 | 0.00013095 | 8.6357e-05 | 0.00011507 | 0.00010185 | 9.5725e-05 | 8.5658e-05 | 0.00012586 | -1.1507e-05 | -1.1507e-05
01/17 10:00:00 | 1 | 17 | 10 | 394 | WE | 0.00013172 | 0.00028322 | 0.00028322 | 0.0010659 | 0.00026612 | 0.00021486 | 0.00011415 | 0.00016703 | 0.00016703 | 4.0839e-05 | -0.00016318 | 0.0032294 | 0.00028322 | 0.00041022 | 0.00011778 | 0.00033616 | 0.00011778 | 0.00011415 | 0 | 0.00011415 | 1.429e-05 | 1.6398e-05 | 1.4769e-05 | 9.6749e-05 | 0.00010392 | 0.0001017 | -9.1091e-05 | 7.1263e-09 | -2.9058e-05 | -2.9058e-05 | 0.00011415 | 0.00011415 | 0.00011415 | 0.00011416 | 0.00011415 | 0.00011415 | 9.1034e-05 | 0.00014249 | 0.00011702 | 0.000104 | 0 | 0.00011415 | 0.00011415 | 0.00011415 | 0.00011415 | 7.4557e-05 | 8.893e-05 | 0.00012022 | 0.00013834 | 8.6353e-05 | 0.00011543 | 0.00010406 | 9.8783e-05 | 8.5844e-05 | 0.00011898 | -2.827e-05 | -2.827e-05
01/17 11:00:00 | 1 | 17 | 11 | 395 | WE | 0.00018908 | 0.00025202 | 0.00025202 | -0.00037853 | 0.00017298 | 0.00021991 | 0.00011415 | 0 | 0 | 4.0839e-05 | 0.0011591 | 0.0026996 | 0.00025202 | 0.00059365 | 0.00012151 | 0.00030501 | 0.00012151 | 0.00011415 | 0 | 0.00011415 | 2.1406e-05 | 1.6398e-05 | 1.4769e-05 | 9.6052e-05 | 0.00010395 | 0.00010151 | -9.2709e-05 | 4.4716e-09 | -2.9576e-05 | -2.9576e-05 | 0.00011415 | 0.00011415 | 0.00011415 | 0.00011416 | 0.00011415 | 0.00011415 | 9.1034e-05 | 0.00014317 | 0.00011604 | 0.00010218 | 0 | 0.00011415 | 0.00011415 | 0.00011415 | 0.00011415 | 0.00010814 | 0.00013026 | 0.00013488 | 0.00013755 | 8.635e-05 | 0.00011609 | 0.00010334 | 9.7429e-05 | 8.5951e-05 | 0.00011686 | -2.7684e-05 | -2.7684e-05
01/17 12:00:00 | 1 | 17 | 12 | 396 | WE | 0.00022983 | 0.00023265 | 0.00023265 | 0.00040199 | 0.00016861 | 0.00021998 | 0.00011415 | 0 | 0 | 4.0839e-05 | 0.00086793 | 0.002253 | 0.00023265 | 0.00047754 | 0.00012155 | 0.00027809 | 0.00012155 | 0.00011415 | 0 | 0.00011415 | 2.5994e-05 | 1.6398e-05 | 1.4769e-05 | 0.00012423 | 0.00010403 | 0.00011028 | -9.5747e-05 | 6.0122e-09 | -3.0545e-05 | -3.0545e-05 | 0.00011415 | 0.00011415 | 0.00011415 | 0.00011416 | 0.00011415 | 0.00011415 | 9.1034e-05 | 0.00014378 | 0.00011209 | 9.5904e-05 | 0 | 0.00011415 | 0.00011415 | 0.00011415 | 0.00011415 | 0.00013516 | 0.00015947 | 0.00014094 | 0.00013022 | 8.6614e-05 | 0.00011629 | 0.00010357 | 9.7667e-05 | 8.6044e-05 | 0.00011604 | -2.4065e-05 | -2.4065e-05
01/17 13:00:00 | 1 | 17 | 13 | 397 | WE | 0.00023316 | 0.00023352 | 0.00023352 | 8.2409e-06 | 0.0001654 | 0.00021627 | 0.00011415 | 0 | 0 | 4.0839e-05 | 0.00063534 | 0.0018968 | 0.00023352 | 0.00044564 | 0.00011748 | 0.00028067 | 0.00011748 | 0.00011415 | 0 | 0.00011415 | 2.6174e-05 | 1.6398e-05 | 1.4769e-05 | 9.4577e-05 | 0.000104 | 0.00010109 | -9.6635e-05 | 2.2746e-09 | -3.083e-05 | -3.083e-05 | 0.00011415 | 0.00011415 | 0.00011415 | 0.00011416 | 0.00011415 | 0.00011415 | 9.1034e-05 | 0.00014337 | 0.00010989 | 9.2781e-05 | 0 | 0.00011415 | 0.00011415 | 0.00011415 | 0.00011415 | 0.00014289 | 0.00016175 | 0.00013926 | 0.00012623 | 8.6311e-05 | 0.00011646 | 0.00010227 | 9.5695e-05 | 8.6172e-05 | 0.0001149 | -3.3955e-05 | -3.3955e-05
01/17 14:00:00 | 1 | 17 | 14 | 398 | WE | 0.00020257 | 0.00020866 | 0.00020866 | 0.00088385 | 0.00016333 | 0.00022375 | 0.00011415 | 0 | 0 | 4.0839e-05 | 0.0005016 | 0.00158 | 0.00020866 | 0.00037471 | 0.00011631 | 0.00024584 | 0.00011631 | 0.00011415 | 0 | 0.00011415 | 2.4674e-05 | 1.6398e-05 | 1.4769e-05 | 9.6305e-05 | 0.00010818 | 0.00010451 | -0.00010153 | -9.8255e-09 | -3.24e-05 | -3.24e-05 | 0.00011415 | 0.00011415 | 0.00011415 | 0.00011416 | 0.00011415 | 0.00011415 | 9.1034e-05 | 0.0001429 | 0.00010608 | 8.7265e-05 | 0 | 0.00011415 | 0.00011415 | 0.00011415 | 0.00011415 | 0.00012572 | 0.00015279 | 0.00013086 | 0.00011816 | 8.632e-05 | 0.00011778 | 0.00010014 | 9.195e-05 | 8.6268e-05 | 0.00011441 | -3.6191e-05 | -3.6191e-05
01/17 15:00:00 | 1 | 17 | 15 | 399 | WE | 0.00014826 | 0.00019946 | 0.00019946 | -0.00086887 | 8.0684e-05 | 0.00023635 | 0.00011415 | 0 | 0 | 4.0839e-05 | 0.0004365 | 0.0013251 | 0.00019946 | 0.00036226 | 0.00011474 | 0.00024554 | 0.00011474 | 0.00011415 | 0 | 0.00011415 | 1.8009e-05 | 1.6398e-05 | 1.4769e-05 | 9.706e-05 | 0.00010782 | 0.00010449 | -0.00010049 | 3.088e-09 | -3.2061e-05 | -3.2061e-05 | 0.00011415 | 0.00011415 | 0.00011415 | 0.00011416 | 0.00011415 | 0.00011415 | 9.1034e-05 | 0.00014224 | 0.00010283 | 8.269e-05 | 0 | 0.00011415 | 0.00011415 | 0.00011415 | 0.00011415 | 9.5026e-05 | 0.00011846 | 0.00011363 | 0.00011083 | 8.6397e-05 | 0.00011746 | 9.0726e-05 | 7.8325e-05 | 8.6228e-05 | 0.0001147 | 1.7706e-05 | 1.7706e-05
01/17 16:00:00 | 1 | 17 | 16 | 400 | WE | 7.623e-05 | 0.00020118 | 0.00020118 | 6.7203e-06 | 0.00016129 | 0.00024949 | 0.00011415 | 0 | 0 | 7.0788e-05 | 0.00040572 | 0.001094 | 0.00020118 | 0.0003421 | 0.00011582 | 0.00023403 | 0.00011582 | 0.00011415 | 0 | 0.00011415 | 1.0325e-05 | 1.6398e-05 | 1.4769e-05 | 9.6794e-05 | 0.00010403 | 0.00010179 | -9.7335e-05 | 2.6186e-08 | -3.1038e-05 | -3.1038e-05 | 0.00011415 | 0.00011415 | 0.00011415 | 0.00011416 | 0.00011415 | 0.00011415 | 9.1034e-05 | 0.00014123 | 0.00010029 | 7.9372e-05 | 0 | 0.00011415 | 0.00011415 | 0.00011415 | 0.00011415 | 5.8787e-05 | 8.3736e-05 | 9.7189e-05 | 0.00010498 | 8.6392e-05 | 0.00011583 | 8.8824e-05 | 7.6299e-05 | 8.6284e-05 | 0.00011472 | 2.6319e-05 | 2.6319e-05
01/17 17:00:00 | 1 | 17 | 17 | 401 | WE | 0 | 0.00021058 | 0.00021058 | 0.0010178 | 0.00016322 | -2.0051e-12 | 0.00011415 | 7.3971e-05 | 7.3971e-05 | 0.00015247 | -0.00080474 | 0.00095701 | 0.00021058 | 7.7888e-05 | 0.00012479 | 0.00024097 | 0.00012479 | 0.00011415 | 5.7313e-05 | 0.00011415 | 1.6951e-06 | 1.6398e-05 | 1.4769e-05 | 9.1063e-05 | 0.0001037 | 9.9796e-05 | -0.00010124 | -1.3787e-09 | -3.2302e-05 | -3.2302e-05 | 0.00011415 | 0.00011415 | 0.00011415 | 0.00011416 | 0.00011415 | 0.00011415 | 9.1034e-05 | 0.00013956 | 9.5967e-05 | 7.3692e-05 | 3.9149e-05 | 0.00011415 | 0.00011415 | 0.00011415 | 0.00011415 | 1.336e-05 | 5.438e-05 | 8.059e-05 | 9.5767e-05 | 8.7247e-05 | 0.00011711 | 9.0121e-05 | 7.7604e-05 | 8.6373e-05 | 0.00011443 | 1.9379e-05 | 1.9379e-05
01/17 18:00:00 | 1 | 17 | 18 | 402 | WE | 0 | 0.00023511 | 0.00023511 | 8.2504e-06 | 0.0001547 | -7.5459e-13 | 0.00011415 | 0 | 0 | 0.00021236 | -0.0005052 | 0.00088269 | 0.00023511 | 0.00024549 | 0.00013881 | 0.0002711 | 0.00013881 | 0.00011415 | 0.00022925 | 0.00011415 | 0 | 1.6398e-05 | 1.4769e-05 | 9.0882e-05 | 0.00010057 | 9.7576e-05 | -9.426e-05 | -1.5187e-08 | -3.0084e-05 | -3.0084e-05 | 0.00011415 | 0.00011415 | 0.00011415 | 0.00011416 | 0.00011415 | 0.00011415 | 9.1034e-05 | 0.0001246 | 8.8582e-05 | 7.0179e-05 | 0.00022929 | 0.00011415 | 0.00011415 | 0.00011415 | 0.00011415 | 2.6738e-06 | 4.5004e-05 | 7.4018e-05 | 9.0819e-05 | 9.1975e-05 | 0.00011731 | 9.6037e-05 | 8.6169e-05 | 8.5538e-05 | 0.00010828 | 3.826e-05 | 3.826e-05
01/17 19:00:00 | 1 | 17 | 19 | 403 | WE | 0 | 0.00025916 | 0.00025916 | -0.0010203 | 0.00018381 | -3.8268e-13 | 0.00011415 | 0 | 0 | 0.00028587 | -0.00025887 | 0.00082919 | 0.00025916 | 0.0003792 | 0.00014748 | 0.00029283 | 0.00014748 | 0.00011415 | 0.00022925 | 0.00011415 | 0 | 1.6398e-05 | 1.4769e-05 | 9.0808e-05 | 9.9726e-05 | 9.697e-05 | -9.2829e-05 | -1.984e-08 | -2.9631e-05 | -2.9631e-05 | 0.00011415 | 0.00011415 | 0.00011415 | 0.00011416 | 0.00011415 | 0.00011415 | 9.1034e-05 | 0.00012005 | 8.2606e-05 | 6.3475e-05 | 0.00022929 | 0.00011415 | 0.00011415 | 0.00011415 | 0.00011415 | 2.6738e-06 | 3.5702e-05 | 6.5112e-05 | 8.2143e-05 | 9.1975e-05 | 0.00011533 | 9.3336e-05 | 8.3133e-05 | 8.5516e-05 | 0.00010813 | 0.00015051 | 0.00015051
01/17 20:00:00 | 1 | 17 | 20 | 404 | WE | 0 | 0.00024747 | 0.00024747 | 0.0010528 | 0.00017223 | -2.8567e-13 | 0.00011415 | 0 | 0 | 0.00034305 | -0.00012199 | 0.00077228 | 0.00024747 | 0.00033965 | 0.0001514 | 0.00027413 | 0.0001514 | 0.00011415 | 0.00022925 | 0.00011415 | 0 | 1.6398e-05 | 1.4769e-05 | 0.0001024 | 9.872e-05 | 9.9858e-05 | -9.4862e-05 | -2.1521e-08 | -3.0281e-05 | -3.0281e-05 | 0.00011415 | 0.00011415 | 0.00011415 | 0.00011415 | 0.00011415 | 0.00011415 | 9.1034e-05 | 0.00011493 | 7.9543e-05 | 6.1465e-05 | 0.00022929 | 0.00011415 | 0.00011415 | 0.00011415 | 0.00011415 | 2.6738e-06 | 2.8807e-05 | 6.0936e-05 | 7.9541e-05 | 9.2102e-05 | 0.0001129 | 9.1888e-05 | 8.2142e-05 | 8.5495e-05 | 9.3541e-05 | 0.00015997 | 0.00015997
01/17 21:00:00 | 1 | 17 | 21 | 405 | WE | 0 | 0.00023789 | 0.00023789 | 1.027e-05 | 0.00016984 | 0 | 0.00011415 | 0 | 0 | 0.00034849 | -7.7905e-05 | 0.00070319 | 0.00023789 | 0.0003093 | 0.00015248 | 0.00026034 | 0.00015248 | 0.00011415 | 0.00022925 | 0.00011415 | 0 | 1.6398e-05 | 1.4769e-05 | 0.00010158 | 9.5903e-05 | 9.7658e-05 | -9.5856e-05 | -1.4851e-08 | -3.0593e-05 | -3.0593e-05 | 0.00011415 | 0.00011415 | 0.00011415 | 0.00011416 | 0.00011415 | 0.00011415 | 9.1034e-05 | 0.00010086 | 7.4238e-05 | 6.0638e-05 | 0.00022929 | 0.00011415 | 0.00011415 | 0.00011415 | 0.00011415 | 2.6738e-06 | 1.8652e-05 | 5.6534e-05 | 7.8471e-05 | 9.2116e-05 | 0.00010769 | 9.0059e-05 | 8.1881e-05 | 8.547e-05 | 9.6006e-05 | 0.00016682 | 0.00016682
01/17 22:00:00 | 1 | 17 | 22 | 406 | WE | 0 | 0.00022761 | 0.00022761 | 9.0697e-06 | 0.0001666 | 2.0697e-12 | 0.00011415 | 0 | 0 | 0.00023959 | -5.5689e-05 | 0.00053861 | 0.00022761 | 0.00029617 | 0.00014889 | 0.00025263 | 0.00014889 | 0.00011415 | 0.00022925 | 0.00011415 | 0 | 1.6398e-05 | 1.4769e-05 | 9.6217e-05 | 8.1177e-05 | 8.5825e-05 | -7.0729e-05 | -3.557e-09 | -2.2569e-05 | -2.2569e-05 | 0.00011415 | 0.00011415 | 0.00011415 | 0.00011416 | 0.00011415 | 0.00011415 | 9.1034e-05 | 8.6614e-05 | 6.766e-05 | 5.7976e-05 | 0.00022929 | 0.00011415 | 0.00011415 | 0.00011415 | 0.00011415 | 2.6738e-06 | 2.0503e-05 | 5.5032e-05 | 7.5027e-05 | 9.212e-05 | 9.8219e-05 | 8.656e-05 | 8.1152e-05 | 8.6854e-05 | 9.7414e-05 | 0.00017585 | 0.00017585
01/17 23:00:00 | 1 | 17 | 23 | 407 | WE | 0 | 0.0002187 | 0.0002187 | 6.8097e-06 | 0.00016136 | 7.9772e-13 | 0.00011415 | 0 | 0 | 0.00013341 | 0.0010287 | -0.0018725 | 0.0002187 | 0.00051095 | 0.00013992 | 0.00024817 | 0.00013992 | 0.00011415 | 0.00022925 | 0.00011415 | 0 | 1.6398e-05 | 1.3975e-05 | 8.7725e-05 | 7.7289e-05 | 8.0514e-05 | -6.4012e-05 | 2.5699e-05 | -2.9236e-06 | -2.9236e-06 | 0.00011415 | 0.00011415 | 0.00011415 | 0.00011416 | 0.00011415 | 0.00011415 | 9.1034e-05 | 6.8193e-05 | 6.151e-05 | 5.8095e-05 | 0.00022929 | 0.00011415 | 0.00011415 | 0.00011415 | 0.00011415 | 2.6738e-06 | 2.4825e-05 | 5.6714e-05 | 7.5181e-05 | 9.2065e-05 | 8.9559e-05 | 8.3838e-05 | 8.1185e-05 | 8.6583e-05 | 0.00010129 | 0.00018467 | 0.00018467
01/17 24:00:00 | 1 | 17 | 24 | 408 | WE | 0 | 0.00017187 | 0.00017187 | 2.2106e-06 | 7.8684e-05 | -1.3906e-12 | 0.00011415 | 0 | 0 | 5.4452e-05 | 0.00064651 | -0.0056665 | 0.00017187 | 0.00032408 | 0.00012686 | 0.00020085 | 0.00012686 | 0.00011415 | 0.00022925 | 0.00011415 | 0 | 1.6398e-05 | 1.3975e-05 | 0.00011726 | 7.7282e-05 | 8.9636e-05 | -6.4596e-05 | 3.439e-05 | 2.8076e-06 | 2.8076e-06 | 0.00011415 | 0.00011415 | 0.00011415 | 0.00011416 | 0.00011415 | 0.00011415 | 9.1034e-05 | 6.8114e-05 | 6.0737e-05 | 5.6968e-05 | 0.00022929 | 0.00011415 | 0.00011415 | 0.00011415 | 0.00011415 | 2.6738e-06 | 2.8031e-05 | 5.6966e-05 | 7.3722e-05 | 9.2369e-05 | 8.954e-05 | 8.3621e-05 | 8.0876e-05 | 8.6493e-05 | 0.00010174 | 0.00019717 | 0.00019717
01/18 01:00:00 | 1 | 18 | 1 | 409 | WE | 0 | 0.00012769 | 0.00012769 | 1.0552e-06 | 7.5792e-05 | 0.00025245 | 0.00011415 | 0 | 0 | 2.1781e-05 | 0.00042145 | -0.0053806 | 0.00012769 | 0.00013191 | 9.281e-05 | 0.00014724 | 9.281e-05 | 0.00011415 | 0.00022925 | 0.00011415 | 0 | 1.6398e-05 | 1.3975e-05 | 8.7707e-05 | 7.7278e-05 | 8.0501e-05 | -6.1802e-05 | 3.4437e-05 | 3.7313e-06 | 3.7313e-06 | 0.00011415 | 0.00011415 | 0.00011415 | 0.00011416 | 0.00011415 | 0.00011415 | 9.1034e-05 | 6.7729e-05 | 5.9644e-05 | 5.5513e-05 | 0.00022929 | 0.00011415 | 0.00011415 | 0.00011415 | 0.00011415 | 2.6738e-06 | 2.3262e-05 | 5.4025e-05 | 7.184e-05 | 9.2091e-05 | 8.9427e-05 | 8.3313e-05 | 8.0478e-05 | 8.6447e-05 | 0.00010208 | 0.00019707 | 0.00019707
01/18 02:00:00 | 1 | 18 | 2 | 410 | WE | 0 | 0.00013661 | 0.00013661 | 7.2812e-07 | 0 | 0.00023244 | 0.00011415 | 0 | 0 | 2.1781e-05 | 0.00043801 | -0.0048177 | 0.00013661 | 0.00016793 | 8.6205e-05 | 0.00017277 | 8.6205e-05 | 0.00011415 | 0.00022925 | 0.00011415 | 0 | 1.6398e-05 | 1.3975e-05 | 8.7706e-05 | 7.7275e-05 | 8.0499e-05 | 0.00047144 | 0.00049851 | 0.00048988 | 0.00048988 | 0.00011415 | 0.00011415 | 0.00011415 | 0.00011416 | 0.00011415 | 0.00011415 | 9.1034e-05 | 6.758e-05 | 5.8756e-05 | 5.4248e-05 | 0.00022929 | 0.00011415 | 0.00011415 | 0.00011415 | 0.00011415 | 2.6738e-06 | 2.2409e-05 | 5.2676e-05 | 7.0203e-05 | 9.2128e-05 | 8.9386e-05 | 8.3064e-05 | 8.0131e-05 | 8.6353e-05 | 0.00010248 | 0.00021325 | 0.00021325
01/18 03:00:00 | 1 | 18 | 3 | 411 | WE | 0 | 0.00016257 | 0.00016257 | 0.00097145 | 7.4458e-05 | 0.00022975 | 0.00011415 | 0 | 0 | 2.1781e-05 | 0.00045234 | -0.0048527 | 0.00016257 | 0.0002215 | 8.4304e-05 | 0.00019889 | 8.4304e-05 | 0.00011415 | 0.00022925 | 0.00011415 | 0 | 1.6398e-05 | 1.3975e-05 | 8.7703e-05 | 7.7266e-05 | 8.0492e-05 | 0.00047229 | 0.00049848 | 0.00049012 | 0.00049012 | 0.00011415 | 0.00011415 | 0.00011415 | 0.00011416 | 0.00011415 | 0.00011415 | 9.1034e-05 | 6.7485e-05 | 5.7794e-05 | 5.2843e-05 | 0.00022929 | 0.00011415 | 0.00011415 | 0.00011415 | 0.00011415 | 2.6738e-06 | 2.1869e-05 | 5.1326e-05 | 6.8384e-05 | 9.2186e-05 | 8.9362e-05 | 8.2793e-05 | 7.9747e-05 | 8.6201e-05 | 0.00010292 | 0.00022826 | 0.00022826
01/18 04:00:00 | 1 | 18 | 4 | 412 | WE | 0 | 0.00017099 | 0.00017099 | -0.00097154 | 7.4515e-05 | 0.00022651 | 0.00011415 | 0 | 0 | 2.1781e-05 | 0.00041848 | -0.0018949 | 0.00017099 | 0.00024564 | 8.2413e-05 | 0.00021126 | 8.2413e-05 | 0.00011415 | 0.00022925 | 0.00011415 | 0 | 1.6398e-05 | 1.3975e-05 | 8.7703e-05 | 7.7265e-05 | 8.0491e-05 | 0.00047298 | 0.00049847 | 0.00049034 | 0.00049034 | 0.00011415 | 0.00011415 | 0.00011415 | 0.00011416 | 0.00011415 | 0.00011415 | 9.1034e-05 | 6.7544e-05 | 5.8391e-05 | 5.3714e-05 | 0.00022929 | 0.00011415 | 0.00011415 | 0.00011415 | 0.00011415 | 2.6738e-06 | 2.2203e-05 | 5.2163e-05 | 6.9512e-05 | 9.2211e-05 | 8.9385e-05 | 8.2964e-05 | 7.9985e-05 | 8.6107e-05 | 0.00010327 | 0.0002415 | 0.0002415
01/18 05:00:00 | 1 | 18 | 5 | 413 | WE | 0 | 0.00016821 | 0.00016821 | 7.8734e-07 | 0 | 0.00021796 | 0.00011415 | 0 | 0 | 6.5342e-05 | 0.00038992 | 0.0012017 | 0.00016821 | 0.00025247 | 8.158e-05 | 0.00021645 | 8.158e-05 | 0.00011415 | 0.00022925 | 0.00011415 | 0 | 1.6398e-05 | 1.3975e-05 | 9.9433e-05 | 7.7623e-05 | 8.4363e-05 | 0.00054231 | 0.00050068 | 0.00051397 | 0.00051397 | 0.00011415 | 0.00011415 | 0.00011415 | 0.00011416 | 0.00011415 | 0.00011415 | 9.1034e-05 | 6.9679e-05 | 5.9002e-05 | 5.3546e-05 | 0.00022929 | 0.00011415 | 0.00011415 | 0.00011415 | 0.00011415 | 2.6738e-06 | 2.4849e-05 | 5.2995e-05 | 6.9294e-05 | 9.2362e-05 | 9.0159e-05 | 8.3178e-05 | 7.9939e-05 | 8.5965e-05 | 0.00010357 | 0.00024926 | 0.00024926
01/18 06:00:00 | 1 | 18 | 6 | 414 | WE | 0 | 0.00018695 | 0.00018695 | 2.5715e-06 | 0.00015759 | -1.5577e-12 | 0.00011415 | 0 | 0 | 0.00013613 | 0.00037531 | 0.0030779 | 0.00018695 | 0.00025101 | 8.8117e-05 | 0.00021428 | 8.8117e-05 | 0.00011415 | 0.00022925 | 0.00011415 | 0 | 1.6398e-05 | 1.3975e-05 | 9.8673e-05 | 8.0386e-05 | 8.6037e-05 | 0.00053847 | 0.00051769 | 0.00052432 | 0.00052432 | 0.00011415 | 0.00011415 | 0.00011415 | 0.00011416 | 0.00011415 | 0.00011415 | 9.1034e-05 | 8.4051e-05 | 6.7636e-05 | 5.9249e-05 | 0.00022929 | 0.00011415 | 0.00011415 | 0.00011415 | 0.00011415 | 2.6738e-06 | 3.4085e-05 | 6.1055e-05 | 7.6674e-05 | 9.2385e-05 | 9.5472e-05 | 8.5927e-05 | 8.1501e-05 | 8.585e-05 | 0.00010377 | 0.00025954 | 0.00025954
01/18 07:00:00 | 1 | 18 | 7 | 415 | WE | 0 | 0.00021294 | 0.00021294 | 0.0010516 | 0.00017263 | 7.5442e-14 | 0.00011415 | 0 | 0 | 0.00015247 | -0.00097242 | 0.0034538 | 0.00021294 | -0.00017034 | 0.00010137 | 0.00024783 | 0.00010137 | 0.00011415 | 0.00022925 | 0.00011415 | 0 | 1.6398e-05 | 1.4769e-05 | 9.9477e-05 | 8.6362e-05 | 9.0415e-05 | 0.0005286 | 0.00053631 | 0.00053385 | 0.00053385 | 0.00011415 | 0.00011415 | 0.00011415 | 0.00011416 | 0.00011415 | 0.00011415 | 9.1034e-05 | 0.00011341 | 8.0931e-05 | 6.4334e-05 | 0.00022929 | 0.00011415 | 0.00011415 | 0.00011415 | 0.00011415 | 2.6738e-06 | 4.5297e-05 | 6.9335e-05 | 8.3254e-05 | 9.2483e-05 | 0.00010644 | 9.0354e-05 | 8.2893e-05 | 8.0489e-05 | 0.000104 | 0.00027264 | 0.00027264
01/18 08:00:00 | 1 | 18 | 8 | 416 | WE | 0 | 0.0002211 | 0.0002211 | 2.3768e-05 | 0.0002359 | 4.7973e-13 | 0.00011415 | 2.3431e-05 | 2.3431e-05 | 0.00013613 | -0.00047374 | 0.003159 | 0.0002211 | 3.2692e-06 | 0.000114 | 0.00024811 | 0.000114 | 0.00011415 | 0.00017194 | 0.00011415 | 6.0137e-07 | 1.6398e-05 | 1.4769e-05 | 9.5079e-05 | 0.00010113 | 9.926e-05 | 0.00049447 | 0.0006209 | 0.00058056 | 0.00058056 | 0.00011415 | 0.00011415 | 0.00011415 | 0.00011416 | 0.00011415 | 0.00011415 | 9.1034e-05 | 0.00012819 | 8.9794e-05 | 7.0176e-05 | 0.00019014 | 0.00011415 | 0.00011415 | 0.00011415 | 0.00011415 | 4.879e-06 | 5.5477e-05 | 7.7906e-05 | 9.0894e-05 | 9.1479e-05 | 0.0001142 | 9.2144e-05 | 8.1912e-05 | 8.3605e-05 | 0.00010422 | 0.00029464 | 0.00029464
01/18 09:00:00 | 1 | 18 | 9 | 417 | WE | 5.2979e-05 | 0.00022201 | 0.00022201 | 2.4179e-05 | 0.00021332 | 1.5523e-12 | 0.00011415 | 0.00010212 | 0.00010212 | 5.9897e-05 | -0.0002411 | 0.0026837 | 0.00022201 | 0.00017336 | 0.00011567 | 0.00025644 | 0.00011567 | 0.00011415 | 0 | 0.00011415 | 5.9566e-06 | 1.6398e-05 | 1.4769e-05 | 9.5081e-05 | 0.00010358 | 0.00010095 | 0.00048581 | 0.0006359 | 0.00058801 | 0.00058801 | 0.00011415 | 0.00011415 | 0.00011415 | 0.00011416 | 0.00011415 | 0.00011415 | 9.1034e-05 | 0.00014122 | 9.6557e-05 | 7.3736e-05 | 0 | 0.00011415 | 0.00011415 | 0.00011415 | 0.00011415 | 3.3925e-05 | 8.713e-05 | 9.3127e-05 | 9.6599e-05 | 8.6708e-05 | 0.0001133 | 8.3706e-05 | 6.998e-05 | 8.5306e-05 | 0.00012669 | 0.00028598 | 0.00028598
01/18 10:00:00 | 1 | 18 | 10 | 418 | WE | 0.00013624 | 0.00024964 | 0.00024964 | -0.00011023 | 0.00026509 | 0.00021486 | 0.00011415 | 0.00016704 | 0.00016704 | 4.0839e-05 | -0.00015704 | 0.0022088 | 0.00024964 | 0.00034449 | 0.00011778 | 0.00028852 | 0.00011778 | 0.00011415 | 0 | 0.00011415 | 1.4291e-05 | 1.6398e-05 | 1.4769e-05 | 9.5765e-05 | 0.00010368 | 0.00010124 | 0.0004869 | 0.00063652 | 0.00058878 | 0.00058878 | 0.00011415 | 0.00011415 | 0.00011415 | 0.00011416 | 0.00011415 | 0.00011415 | 9.1034e-05 | 0.00014285 | 9.7577e-05 | 7.4447e-05 | 0 | 0.00011415 | 0.00011415 | 0.00011415 | 0.00011415 | 7.4582e-05 | 0.00013216 | 0.00011118 | 9.9032e-05 | 8.6612e-05 | 0.00011376 | 8.3984e-05 | 7.0175e-05 | 8.5731e-05 | 0.0001206 | 0.00026126 | 0.00026126
01/18 11:00:00 | 1 | 18 | 11 | 419 | WE | 0.0001919 | 0.00018504 | 0.00018504 | 0.00014359 | 0.00017418 | 0.00021991 | 0.00011415 | 0 | 0 | 4.0839e-05 | 0.0012421 | 0.0018337 | 0.00018504 | 0.00045284 | 0.00012151 | 0.00020948 | 0.00012151 | 0.00011415 | 0 | 0.00011415 | 2.138e-05 | 1.6398e-05 | 1.4769e-05 | 9.5164e-05 | 0.00010382 | 0.00010115 | -0.0001069 | 1.368e-08 | -3.4097e-05 | -3.4097e-05 | 0.00011415 | 0.00011415 | 0.00011415 | 0.00011416 | 0.00011415 | 0.00011415 | 9.1034e-05 | 0.0001438 | 9.7766e-05 | 7.4243e-05 | 0 | 0.00011415 | 0.00011415 | 0.00011415 | 0.00011415 | 0.00010811 | 0.00016899 | 0.00012527 | 9.9949e-05 | 8.6499e-05 | 0.00011452 | 8.4188e-05 | 7.0119e-05 | 8.608e-05 | 0.00011733 | 0.00023093 | 0.00023093
01/18 12:00:00 | 1 | 18 | 12 | 420 | WE | 0.0002309 | 0.00017242 | 0.00017242 | 1.0863e-05 | 0.00016867 | 0.00021998 | 0.00011415 | 0 | 0 | 4.0839e-05 | 0.0007201 | 0.0015455 | 0.00017242 | 0.00034653 | 0.00012155 | 0.00019234 | 0.00012155 | 0.00011415 | 0 | 0.00011415 | 2.5984e-05 | 1.6398e-05 | 1.4769e-05 | 0.0001236 | 0.00010392 | 0.00011 | -0.00010757 | 1.6061e-08 | -3.4309e-05 | -3.4309e-05 | 0.00011415 | 0.00011415 | 0.00011415 | 0.00011416 | 0.00011415 | 0.00011415 | 9.1034e-05 | 0.00014429 | 9.6799e-05 | 7.2535e-05 | 0 | 0.00011415 | 0.00011415 | 0.00011415 | 0.00011415 | 0.00013452 | 0.00019285 | 0.00013309 | 9.8486e-05 | 8.6694e-05 | 0.00011467 | 8.3917e-05 | 6.9651e-05 | 8.6247e-05 | 0.00011555 | 0.00019662 | 0.00019662
01/18 13:00:00 | 1 | 18 | 13 | 421 | WE | 0.00023485 | 0.0001625 | 0.0001625 | 8.5355e-06 | 0.00016546 | 0.00021627 | 0.00011415 | 0 | 0 | 4.0839e-05 | 0.00050125 | 0.0013577 | 0.0001625 | 0.00029394 | 0.00011748 | 0.00017956 | 0.00011748 | 0.00011415 | 0 | 0.00011415 | 2.6174e-05 | 1.6398e-05 | 1.4769e-05 | 9.4035e-05 | 0.00010347 | 0.00010055 | -0.00010614 | 1.4863e-08 | -3.3855e-05 | -3.3855e-05 | 0.00011415 | 0.00011415 | 0.00011415 | 0.00011416 | 0.00011415 | 0.00011415 | 9.1034e-05 | 0.00014175 | 9.4766e-05 | 7.0757e-05 | 0 | 0.00011415 | 0.00011415 | 0.00011415 | 0.00011415 | 0.0001432 | 0.00019045 | 0.00013082 | 9.6281e-05 | 8.6364e-05 | 0.00011404 | 8.3384e-05 | 6.9164e-05 | 8.6349e-05 | 0.00011413 | 0.00017433 | 0.00017433
01/18 14:00:00 | 1 | 18 | 14 | 422 | WE | 0.00020634 | 0.00014771 | 0.00014771 | 7.9685e-06 | 0.00010095 | 0.00022375 | 0.00011415 | 0 | 0 | 4.0839e-05 | 0.00040211 | 0.0011998 | 0.00014771 | 0.00026346 | 0.00011631 | 0.00016848 | 0.00011631 | 0.00011415 | 0 | 0.00011415 | 2.5002e-05 | 1.6398e-05 | 1.4769e-05 | 9.6212e-05 | 0.00010732 | 0.00010388 | -0.00010456 | 1.9109e-08 | -3.3349e-05 | -3.3349e-05 | 0.00011415 | 0.00011415 | 0.00011415 | 0.00011416 | 0.00011415 | 0.00011415 | 9.1034e-05 | 0.00013915 | 9.3405e-05 | 7.0029e-05 | 0 | 0.00011415 | 0.00011415 | 0.00011415 | 0.00011415 | 0.00012853 | 0.00018108 | 0.0001265 | 9.49e-05 | 8.6342e-05 | 0.0001146 | 8.3425e-05 | 6.8965e-05 | 8.6469e-05 | 0.00011319 | 0.00015281 | 0.00015281
01/18 15:00:00 | 1 | 18 | 15 | 423 | WE | 0.00014973 | 0.00014943 | 0.00014943 | 0.0010118 | 0.00014239 | 0.00023635 | 0.00011415 | 0 | 0 | 4.0839e-05 | 0.00035473 | 0.0010781 | 0.00014943 | 0.00025025 | 0.00011474 | 0.000165 | 0.00011474 | 0.00011415 | 0 | 0.00011415 | 1.8535e-05 | 1.6398e-05 | 1.4769e-05 | 9.7018e-05 | 0.00010595 | 0.00010319 | -0.00010389 | 2.0916e-08 | -3.3133e-05 | -3.3133e-05 | 0.00011415 | 0.00011415 | 0.00011415 | 0.00011416 | 0.00011415 | 0.00011415 | 9.1034e-05 | 0.00013361 | 9.3133e-05 | 7.2451e-05 | 0 | 0.00011415 | 0.00011415 | 0.00011415 | 0.00011415 | 9.7447e-05 | 0.00014515 | 0.00011478 | 9.7188e-05 | 8.6332e-05 | 0.00011244 | 8.3193e-05 | 6.9628e-05 | 8.6561e-05 | 0.00011272 | 0.00013976 | 0.00013976
01/18 16:00:00 | 1 | 18 | 16 | 424 | WE | 7.8278e-05 | 0.00015605 | 0.00015605 | -0.0010016 | 0.00016128 | 0.00024949 | 0.00011415 | 0 | 0 | 7.0788e-05 | 0.00033906 | 0.00095855 | 0.00015605 | 0.00025256 | 0.00011582 | 0.00016979 | 0.00011582 | 0.00011415 | 0 | 0.00011415 | 1.0712e-05 | 1.6398e-05 | 1.4769e-05 | 9.6346e-05 | 0.00010203 | 0.00010028 | -0.00010416 | 1.3607e-08 | -3.3225e-05 | -3.3225e-05 | 0.00011415 | 0.00011415 | 0.00011415 | 0.00011416 | 0.00011415 | 0.00011415 | 9.1034e-05 | 0.00013256 | 9.1594e-05 | 7.0664e-05 | 0 | 0.00011415 | 0.00011415 | 0.00011415 | 0.00011415 | 6.0713e-05 | 0.0001065 | 9.8288e-05 | 9.353e-05 | 8.6325e-05 | 0.00011074 | 8.2321e-05 | 6.9139e-05 | 8.66e-05 | 0.00011266 | 0.00014576 | 0.00014576
01/18 17:00:00 | 1 | 18 | 17 | 425 | WE | 0 | 0.00017296 | 0.00017296 | 0.0010187 | 8.162e-05 | -2.0051e-12 | 0.00011415 | 7.4612e-05 | 7.4612e-05 | 0.00015247 | -0.00097782 | 0.00091839 | 0.00017296 | -1.1748e-07 | 0.00012479 | 0.00019974 | 0.00012479 | 0.00011415 | 5.7313e-05 | 0.00011415 | 1.7098e-06 | 1.6398e-05 | 1.4769e-05 | 9.0992e-05 | 0.00010106 | 9.7945e-05 | -0.00010443 | 6.2405e-09 | -3.3314e-05 | -3.3314e-05 | 0.00011415 | 0.00011415 | 0.00011415 | 0.00011416 | 0.00011415 | 0.00011415 | 9.1034e-05 | 0.00012764 | 8.7818e-05 | 6.7472e-05 | 3.9149e-05 | 0.00011415 | 0.00011415 | 0.00011415 | 0.00011415 | 1.3488e-05 | 6.8194e-05 | 8.054e-05 | 8.7689e-05 | 8.7241e-05 | 0.00011082 | 8.3513e-05 | 7.0846e-05 | 8.6589e-05 | 0.00011294 | 0.00015347 | 0.00015347
01/18 18:00:00 | 1 | 18 | 18 | 426 | WE | 0 | 0.00019517 | 0.00019517 | -5.0332e-06 | 0.00016709 | -7.5459e-13 | 0.00011415 | 0 | 0 | 0.00021236 | -0.00050853 | 0.00090527 | 0.00019517 | 0.00018503 | 0.00013881 | 0.00021238 | 0.00013881 | 0.00011415 | 0.00022925 | 0.00011415 | 0 | 1.6398e-05 | 1.4769e-05 | 9.0955e-05 | 9.864e-05 | 9.6265e-05 | -9.4066e-05 | -9.1198e-10 | -3.0013e-05 | -3.0013e-05 | 0.00011415 | 0.00011415 | 0.00011415 | 0.00011416 | 0.00011415 | 0.00011415 | 9.1034e-05 | 0.00011564 | 8.1149e-05 | 6.3525e-05 | 0.00022929 | 0.00011415 | 0.00011415 | 0.00011415 | 0.00011415 | 2.6738e-06 | 5.6609e-05 | 7.282e-05 | 8.2207e-05 | 9.2011e-05 | 0.00011218 | 9.2021e-05 | 8.2671e-05 | 8.574e-05 | 0.00011024 | 0.00016899 | 0.00016899
01/18 19:00:00 | 1 | 18 | 19 | 427 | WE | 0 | 0.00022729 | 0.00022729 | 3.204e-05 | 0.00021287 | -3.8268e-13 | 0.00011415 | 0 | 0 | 0.00028587 | -0.00025748 | 0.00087427 | 0.00022729 | 0.00031396 | 0.00014748 | 0.00024307 | 0.00014748 | 0.00011415 | 0.00022925 | 0.00011415 | 0 | 1.6398e-05 | 1.4769e-05 | 9.0974e-05 | 9.7638e-05 | 9.5578e-05 | -9.085e-05 | -7.2524e-10 | -2.8987e-05 | -2.8987e-05 | 0.00011415 | 0.00011415 | 0.00011415 | 0.00011416 | 0.00011415 | 0.00011415 | 9.1034e-05 | 0.00011003 | 7.7586e-05 | 6.1008e-05 | 0.00022929 | 0.00011415 | 0.00011415 | 0.00011415 | 0.00011415 | 2.6738e-06 | 5.0504e-05 | 6.8518e-05 | 7.895e-05 | 9.2038e-05 | 0.00010983 | 9.0805e-05 | 8.1982e-05 | 8.5675e-05 | 0.00011058 | 0.00018418 | 0.00018418
01/18 20:00:00 | 1 | 18 | 20 | 428 | WE | 0 | 0.00021864 | 0.00021864 | 1.2404e-05 | 0.00021676 | -2.8567e-13 | 0.00011415 | 0 | 0 | 0.00034305 | -0.00012498 | 0.0008426 | 0.00021864 | 0.00028272 | 0.0001514 | 0.00022636 | 0.0001514 | 0.00011415 | 0.00022925 | 0.00011415 | 0 | 1.6398e-05 | 1.4769e-05 | 0.00010283 | 9.6332e-05 | 9.8341e-05 | -9.0037e-05 | 7.3596e-09 | -2.8722e-05 | -2.8722e-05 | 0.00011415 | 0.00011415 | 0.00011415 | 0.00011415 | 0.00011415 | 0.00011415 | 9.1034e-05 | 0.00010294 | 7.5135e-05 | 6.0927e-05 | 0.00022929 | 0.00011415 | 0.00011415 | 0.00011415 | 0.00011415 | 2.6738e-06 | 4.5251e-05 | 6.6526e-05 | 7.8846e-05 | 9.2158e-05 | 0.0001067 | 8.98e-05 | 8.196e-05 | 8.5655e-05 | 9.6358e-05 | 0.00018721 | 0.00018721
01/18 21:00:00 | 1 | 18 | 21 | 429 | WE | 0 | 0.00020638 | 0.00020638 | 0.0010455 | 0.00016982 | 0 | 0.00011415 | 0 | 0 | 0.00034849 | -8.1274e-05 | 0.00074169 | 0.00020638 | 0.00025941 | 0.00015248 | 0.00021549 | 0.00015248 | 0.00011415 | 0.00022925 | 0.00011415 | 0 | 1.6398e-05 | 1.4769e-05 | 0.0001023 | 9.4085e-05 | 9.6623e-05 | -8.9164e-05 | 1.6013e-08 | -2.8438e-05 | -2.8438e-05 | 0.00011415 | 0.00011415 | 0.00011415 | 0.00011416 | 0.00011415 | 0.00011415 | 9.1034e-05 | 9.0849e-05 | 6.9112e-05 | 5.8004e-05 | 0.00022929 | 0.00011415 | 0.00011415 | 0.00011415 | 0.00011415 | 2.6738e-06 | 3.7324e-05 | 6.1224e-05 | 7.5064e-05 | 9.2151e-05 | 0.00010229 | 8.7854e-05 | 8.116e-05 | 8.5648e-05 | 9.8644e-05 | 0.00019349 | 0.00019349
01/18 22:00:00 | 1 | 18 | 22 | 430 | WE | 0 | 0.00020278 | 0.00020278 | 8.3067e-06 | 0.00016659 | 2.0697e-12 | 0.00011415 | 0 | 0 | 0.00023959 | -5.7949e-05 | 0.00058028 | 0.00020278 | 0.00026103 | 0.00014889 | 0.00021728 | 0.00014889 | 0.00011415 | 0.00022925 | 0.00011415 | 0 | 1.6398e-05 | 1.4769e-05 | 9.7101e-05 | 7.8238e-05 | 8.4068e-05 | -6.417e-05 | 1.1134e-08 | -2.0466e-05 | -2.0466e-05 | 0.00011415 | 0.00011415 | 0.00011415 | 0.00011416 | 0.00011415 | 0.00011415 | 9.1034e-05 | 7.192e-05 | 6.0961e-05 | 5.5362e-05 | 0.00022929 | 0.00011415 | 0.00011415 | 0.00011415 | 0.00011415 | 2.6738e-06 | 2.9495e-05 | 5.6187e-05 | 7.1643e-05 | 9.2151e-05 | 9.1005e-05 | 8.3785e-05 | 8.0436e-05 | 8.702e-05 | 0.00010026 | 0.00019318 | 0.00019318
01/18 23:00:00 | 1 | 18 | 23 | 431 | WE | 0 | 0.00018164 | 0.00018164 | -0.0010033 | 8.0688e-05 | 7.9772e-13 | 0.00011415 | 0 | 0 | 0.00013341 | 0.001001 | -0.001823 | 0.00018164 | 0.00045363 | 0.00013992 | 0.00020758 | 0.00013992 | 0.00011415 | 0.00022925 | 0.00011415 | 0 | 1.6398e-05 | 1.3975e-05 | 8.8812e-05 | 7.8076e-05 | 8.1394e-05 | -5.7051e-05 | 7.4447e-06 | -1.3133e-05 | -1.3133e-05 | 0.00011415 | 0.00011415 | 0.00011415 | 0.00011416 | 0.00011415 | 0.00011415 | 9.1034e-05 | 6.8193e-05 | 5.8822e-05 | 5.4034e-05 | 0.00022929 | 0.00011415 | 0.00011415 | 0.00011415 | 0.00011415 | 2.6738e-06 | 2.591e-05 | 5.3784e-05 | 6.9926e-05 | 9.2062e-05 | 8.9833e-05 | 8.3166e-05 | 8.0073e-05 | 8.6763e-05 | 0.00010099 | 0.00020266 | 0.00020266
01/18 24:00:00 | 1 | 18 | 24 | 432 | WE | 0 | 0.00016285 | 0.00016285 | 0.0010009 | 0.0001573 | -1.3906e-12 | 0.00011415 | 0 | 0 | 5.4452e-05 | 0.00062718 | -0.0077806 | 0.00016285 | 0.00029489 | 0.00012686 | 0.00017615 | 0.00012686 | 0.00011415 | 0.00022925 | 0.00011415 | 0 | 1.6398e-05 | 1.3975e-05 | 0.00011833 | 7.8948e-05 | 9.1119e-05 | -5.7964e-05 | 1.3344e-05 | -9.4068e-06 | -9.4068e-06 | 0.00011415 | 0.00011415 | 0.00011415 | 0.00011416 | 0.00011415 | 0.00011415 | 9.1034e-05 | 6.8114e-05 | 5.8122e-05 | 5.3017e-05 | 0.00022929 | 0.00011415 | 0.00011415 | 0.00011415 | 0.00011415 | 2.6738e-06 | 2.5458e-05 | 5.2785e-05 | 6.8609e-05 | 9.2341e-05 | 9.0124e-05 | 8.3067e-05 | 7.9794e-05 | 8.6688e-05 | 0.00010151 | 0.00020494 | 0.00020494
01/19 01:00:00 | 1 | 19 | 1 | 433 | WD | 0 | 0.0001031 | 0.0001031 | 8.5822e-07 | 0 | 0.00025245 | 0.00011415 | 0 | 0 | 2.1781e-05 | 0.00041109 | -0.0053221 | 0.0001031 | 0.00011167 | 9.19e-05 | 0.00012387 | 9.19e-05 | 0.00011415 | 0.00022925 | 0.00011415 | 0 | 6.5591e-05 | 0.0001118 | 8.6893e-05 | 7.928e-05 | 8.1633e-05 | -6.6298e-06 | 1.4538e-05 | 7.7846e-06 | 7.7846e-06 | 0.00011415 | 0.00011415 | 0.00011415 | 0.00011416 | 0.00011415 | 0.00011415 | 4.5468e-05 | 6.8027e-05 | 5.8924e-05 | 5.4272e-05 | 0.00022929 | 0.00011415 | 0.00011415 | 0.00011415 | 0.00011415 | 1.2032e-06 | 2.496e-05 | 5.3631e-05 | 7.0234e-05 | 7.253e-05 | 9.0297e-05 | 8.3357e-05 | 8.0138e-05 | 9.3021e-05 | 0.00010184 | 0.00020719 | 0.00020719
01/19 02:00:00 | 1 | 19 | 2 | 434 | WD | 0 | 0.000128 | 0.000128 | -0.0009731 | 7.469e-05 | 0.00023244 | 0.00011415 | 0 | 0 | 2.1781e-05 | 0.00042817 | -0.0048078 | 0.000128 | 0.00015429 | 8.5656e-05 | 0.00014935 | 8.5656e-05 | 0.00011415 | 0.00022925 | 0.00011415 | 0 | 6.5591e-05 | 0.0001118 | 8.6778e-05 | 7.9495e-05 | 8.1745e-05 | 9.1868e-06 | 1.4772e-05 | 1.299e-05 | 1.299e-05 | 0.00011415 | 0.00011415 | 0.00011415 | 0.00011416 | 0.00011415 | 0.00011415 | 3.6463e-05 | 6.7924e-05 | 5.8637e-05 | 5.3892e-05 | 0.00022929 | 0.00011415 | 0.00011415 | 0.00011415 | 0.00011415 | 1.2032e-06 | 2.437e-05 | 5.3103e-05 | 6.9742e-05 | 6.7191e-05 | 9.0344e-05 | 8.3301e-05 | 8.0034e-05 | 9.289e-05 | 0.00010206 | 0.00020165 | 0.00020165
01/19 03:00:00 | 1 | 19 | 3 | 435 | WD | 0 | 0.00015015 | 0.00015015 | 0.00097158 | 7.4379e-05 | 0.00022975 | 0.00011415 | 0 | 0 | 2.1781e-05 | 0.00045761 | -0.0047903 | 0.00015015 | 0.00022064 | 8.3946e-05 | 0.0001813 | 8.3946e-05 | 0.00011415 | 0.00022925 | 0.00011415 | 0 | 6.5591e-05 | 0.0001118 | 8.6856e-05 | 7.9607e-05 | 8.1847e-05 | 1.1573e-05 | 1.4793e-05 | 1.3766e-05 | 1.3766e-05 | 0.00011415 | 0.00011415 | 0.00011415 | 0.00011416 | 0.00011415 | 0.00011415 | 3.6473e-05 | 6.819e-05 | 6.0618e-05 | 5.6748e-05 | 0.00022929 | 0.00011415 | 0.00011415 | 0.00011415 | 0.00011415 | 1.23e-06 | 2.5894e-05 | 5.6002e-05 | 7.3438e-05 | 6.5871e-05 | 9.0466e-05 | 8.3873e-05 | 8.0816e-05 | 9.2784e-05 | 0.00010225 | 0.00020332 | 0.00020332
01/19 04:00:00 | 1 | 19 | 4 | 436 | WD | 0 | 0.00014889 | 0.00014889 | -2.3446e-07 | 0 | 0.00022651 | 0.00011415 | 0 | 0 | 2.1781e-05 | 0.00041861 | -0.0019131 | 0.00014889 | 0.00024198 | 8.2211e-05 | 0.00019108 | 8.2211e-05 | 0.00011415 | 0.00022925 | 0.00011415 | 0 | 6.5591e-05 | 0.0001118 | 8.7811e-05 | 7.9584e-05 | 8.2127e-05 | 1.3409e-05 | 1.4803e-05 | 1.4358e-05 | 1.4358e-05 | 0.00011415 | 0.00011415 | 0.00011415 | 0.00011416 | 0.00011415 | 0.00011415 | 4.5596e-05 | 6.8975e-05 | 6.1912e-05 | 5.8304e-05 | 0.00022929 | 0.00011415 | 0.00011415 | 0.00011415 | 0.00011415 | 1.5508e-06 | 3.0373e-05 | 5.892e-05 | 7.5451e-05 | 7.1274e-05 | 9.0696e-05 | 8.4237e-05 | 8.1242e-05 | 9.2768e-05 | 0.00010239 | 0.00020174 | 0.00020174
01/19 05:00:00 | 1 | 19 | 5 | 437 | WD | 0 | 0.00015698 | 0.00015698 | -0.00097422 | 7.517e-05 | 0.00021796 | 0.00011415 | 0 | 0 | 6.5342e-05 | 0.00038959 | 0.001152 | 0.00015698 | 0.00024218 | 8.1198e-05 | 0.00018919 | 8.1198e-05 | 0.00011415 | 0.00022925 | 0.00011415 | 0 | 6.5591e-05 | 0.0001118 | 0.00010051 | 7.9544e-05 | 8.6024e-05 | 1.5014e-05 | 1.4813e-05 | 1.4877e-05 | 1.4877e-05 | 0.00011415 | 0.00011415 | 0.00011415 | 0.00011416 | 0.00011415 | 0.00011415 | 5.4768e-05 | 7.0282e-05 | 7.6832e-05 | 8.0178e-05 | 0.00022929 | 0.00011415 | 0.00011415 | 0.00011415 | 0.00011415 | 2.0054e-06 | 3.7834e-05 | 7.9583e-05 | 0.00010376 | 7.684e-05 | 9.1076e-05 | 8.8463e-05 | 8.7252e-05 | 9.2697e-05 | 0.00010248 | 0.00018201 | 0.00018201
01/19 06:00:00 | 1 | 19 | 6 | 438 | WD | 0 | 0.00015807 | 0.00015807 | 0.00099612 | 7.8298e-05 | -1.5577e-12 | 0.00011415 | 0 | 0 | 0.00013613 | 0.00037302 | 0.0032197 | 0.00015807 | 0.00023829 | 8.7512e-05 | 0.00018526 | 8.7512e-05 | 0.00011415 | 0.00022925 | 0.00011415 | 0 | 6.5591e-05 | 0.0001118 | 0.00010345 | 8.3396e-05 | 8.9594e-05 | 1.6556e-05 | 1.4864e-05 | 1.5404e-05 | 1.5404e-05 | 0.00011415 | 0.00011415 | 0.00011415 | 0.00011416 | 0.00011415 | 0.00011415 | 9.1181e-05 | 9.299e-05 | 0.0001022 | 0.0001069 | 0.00022929 | 0.00011415 | 0.00011415 | 0.00011415 | 0.00011415 | 3.0749e-06 | 6.2531e-05 | 0.00011054 | 0.00013835 | 9.571e-05 | 9.9281e-05 | 9.6081e-05 | 9.4597e-05 | 9.2663e-05 | 0.00010245 | 0.00016405 | 0.00016405
01/19 07:00:00 | 1 | 19 | 7 | 439 | WD | 0 | 0.00017328 | 0.00017328 | 1.0847e-05 | 0.00017007 | 7.5464e-14 | 0.00011415 | 0 | 0 | 0.00015247 | -0.00078877 | 0.0035635 | 0.00017328 | -1.4025e-05 | 9.9871e-05 | 0.00019208 | 9.9871e-05 | 0.00011415 | 0.00022925 | 0.00011415 | 0 | 6.5591e-05 | 0.0001126 | 0.00010848 | 8.9115e-05 | 9.5099e-05 | -2.4752e-06 | 7.6724e-06 | 4.4348e-06 | 4.4348e-06 | 0.00011415 | 0.00011415 | 0.00011415 | 0.00011416 | 0.00011415 | 0.00011415 | 0.00012828 | 0.00012421 | 0.00013044 | 0.00013363 | 0.00022929 | 0.00011415 | 0.00011415 | 0.00011415 | 0.00011415 | 4.0107e-06 | 9.1597e-05 | 8.8347e-05 | 8.6466e-05 | 0.00011508 | 0.0001127 | 0.0001053 | 0.00010187 | 8.8664e-05 | 0.00012474 | 0.00086057 | 0.00086057
01/19 08:00:00 | 1 | 19 | 8 | 440 | WD | 0 | 0.00018527 | 0.00018527 | 2.1041e-05 | 0.0002633 | 4.7973e-13 | 0.00011415 | 2.5354e-05 | 2.5354e-05 | 0.00013613 | -0.00047345 | 0.0033073 | 0.00018527 | 9.6147e-05 | 0.00011103 | 0.00019359 | 0.00011103 | 0.00011415 | 0.00017194 | 0.00011415 | 2.6029e-06 | 6.5591e-05 | 0.0001126 | 0.0001072 | 0.00010412 | 0.00010507 | -8.1013e-06 | 2.229e-06 | -1.0669e-06 | -1.0669e-06 | 0.00011415 | 0.00011415 | 0.00011415 | 0.00011416 | 0.00011415 | 0.00011415 | 0.000149 | 0.00014169 | 0.00018942 | 0.00021381 | 0.00019014 | 0.00011415 | 0.00011415 | 0.00011415 | 0.00011415 | 1.2798e-05 | 0.00011906 | 0.00013146 | 0.00013864 | 0.00012615 | 0.0001216 | 0.00012803 | 0.00013101 | 8.8079e-05 | 0.00011763 | 0.00088601 | 0.00088601
01/19 09:00:00 | 1 | 19 | 9 | 441 | WD | 5.2948e-05 | 0.00018129 | 0.00018129 | 1.4771e-05 | 0.00017598 | 1.5523e-12 | 0.00011415 | 0.00010733 | 0.00010733 | 5.9897e-05 | -0.00023912 | 0.0028454 | 0.00018129 | 0.00018873 | 0.00011108 | 0.00020507 | 0.00011108 | 0.00011415 | 0 | 0.00011415 | 6.2606e-05 | 0.00016398 | 0.0001685 | 0.00011072 | 0.00010601 | 0.00010747 | -8.791e-06 | 6.2536e-07 | -2.379e-06 | -2.379e-06 | 0.00011415 | 0.00011415 | 0.00011415 | 0.00011416 | 0.00011415 | 0.00011415 | 0.00016895 | 0.00015365 | 0.00019347 | 0.00021381 | 0 | 0.00011415 | 0.00011415 | 0.00011415 | 0.00011415 | 7.3193e-05 | 0.0001465 | 0.00014389 | 0.00014238 | 0.00013644 | 0.00012013 | 0.00014558 | 0.00015739 | 8.7778e-05 | 0.00011545 | 0.00072076 | 0.00072076
01/19 10:00:00 | 1 | 19 | 10 | 442 | WD | 0.00013334 | 0.00020309 | 0.00020309 | 0.00066354 | 0.00019414 | 0.00021486 | 0.00011415 | 0.0001678 | 0.0001678 | 4.0839e-05 | -0.00016146 | 0.0023621 | 0.00020309 | 0.00029668 | 0.00011156 | 0.00023425 | 0.00011156 | 0.00011415 | 0 | 0.00011415 | 0.00025841 | 0.00029516 | 0.0002244 | 0.00011398 | 0.00010604 | 0.00010849 | -8.5994e-06 | 2.2284e-07 | -2.5919e-06 | -2.5919e-06 | 0.00011415 | 0.00011415 | 0.00011415 | 0.00011416 | 0.00011415 | 0.00011415 | 0.0001871 | 0.00015456 | 0.00019377 | 0.00021381 | 0 | 0.00011415 | 0.00011415 | 0.00011415 | 0.00011415 | 0.00016101 | 0.00019017 | 0.00016289 | 0.00014709 | 0.00014717 | 0.00012071 | 0.00015066 | 0.00016455 | 8.7596e-05 | 0.00011406 | 0.0006232 | 0.0006232
01/19 11:00:00 | 1 | 19 | 11 | 443 | WD | 0.00019275 | 0.00016861 | 0.00016861 | -0.00062681 | 0.0002187 | 0.00021991 | 0.00011415 | 0 | 0 | 4.0839e-05 | 0.001143 | 0.0019687 | 0.00016861 | 0.00040321 | 0.00011463 | 0.00018083 | 0.00011463 | 0.00011415 | 0 | 0.00011415 | 0.00039113 | 0.00029516 | 0.0002244 | 0.00011451 | 0.00010627 | 0.00010882 | -8.1097e-06 | 1.305e-07 | -2.4986e-06 | -2.4986e-06 | 0.00011415 | 0.00011415 | 0.00011415 | 0.00011416 | 0.00011415 | 0.00011415 | 0.00018706 | 0.00015413 | 0.00019363 | 0.00021381 | 0 | 0.00011415 | 0.00011415 | 0.00011415 | 0.00011415 | 0.00023222 | 0.00022546 | 0.00017836 | 0.00015108 | 0.00014855 | 0.00012065 | 0.00014946 | 0.00016282 | 8.7501e-05 | 0.00011326 | 0.00057367 | 0.00057367
01/19 12:00:00 | 1 | 19 | 12 | 444 | WD | 0.00023074 | 0.00016161 | 0.00016161 | 9.5642e-06 | 9.8049e-05 | 0.00021998 | 0.00011415 | 0 | 0 | 4.0839e-05 | 0.00076452 | 0.0016455 | 0.00016161 | 0.00035077 | 0.00011458 | 0.00018908 | 0.00011458 | 0.00011415 | 0 | 0.00011415 | 0.00046793 | 0.00029516 | 0.0002244 | 0.00014342 | 0.00010676 | 0.00011809 | -7.4194e-06 | 1.6416e-07 | -2.2554e-06 | -2.2554e-06 | 0.00011415 | 0.00011415 | 0.00011415 | 0.00011416 | 0.00011415 | 0.00011415 | 0.000187 | 0.00015348 | 0.00019341 | 0.00021381 | 0 | 0.00011415 | 0.00011415 | 0.00011415 | 0.00011415 | 0.00028349 | 0.00024548 | 0.00023063 | 0.00022203 | 0.00014877 | 0.00012061 | 0.00015093 | 0.00016499 | 8.7444e-05 | 0.0001125 | 0.00053709 | 0.00053709
01/19 13:00:00 | 1 | 19 | 13 | 445 | WD | 0.00023826 | 0.00016411 | 0.00016411 | 0.0010171 | 0.00016312 | 0.00021627 | 0.00011415 | 0 | 0 | 4.0839e-05 | 0.00051925 | 0.0013796 | 0.00016411 | 0.00030662 | 0.00011115 | 0.00018353 | 0.00011115 | 0.00011415 | 0 | 0.00011415 | 0.00047113 | 0.00029516 | 0.0002244 | 0.00011481 | 0.00010758 | 0.00010982 | -6.3353e-06 | 1.9455e-07 | -1.8888e-06 | -1.8888e-06 | 0.00011415 | 0.00011415 | 0.00011415 | 0.00011416 | 0.00011415 | 0.00011415 | 0.00018694 | 0.0001532 | 0.00019331 | 0.00021381 | 0 | 0.00011415 | 0.00011415 | 0.00011415 | 0.00011415 | 0.00030373 | 0.00024586 | 0.00023128 | 0.00022283 | 0.00014844 | 0.00012081 | 0.00015446 | 0.00017006 | 8.7405e-05 | 0.000112 | 0.00049993 | 0.00049993
01/19 14:00:00 | 1 | 19 | 14 | 446 | WD | 0.00020732 | 0.00015982 | 0.00015982 | 7.1255e-06 | 0.00016136 | 0.00022375 | 0.00011415 | 0 | 0 | 4.0839e-05 | 0.00042274 | 0.0011801 | 0.00015982 | 0.00028141 | 0.00011051 | 0.00017783 | 0.00011051 | 0.00011415 | 0 | 0.00011415 | 0.00044913 | 0.00029516 | 0.0002244 | 0.00011579 | 0.00011217 | 0.00011329 | -5.3872e-06 | 1.1936e-07 | -1.6375e-06 | -1.6375e-06 | 0.00011415 | 0.00011415 | 0.00011415 | 0.00011416 | 0.00011415 | 0.00011415 | 0.00018653 | 0.00015279 | 0.00019317 | 0.00021381 | 0 | 0.00011415 | 0.00011415 | 0.00011415 | 0.00011415 | 0.00026895 | 0.00023951 | 0.00022803 | 0.00022139 | 0.00014674 | 0.0001223 | 0.00015291 | 0.00016711 | 8.7387e-05 | 0.0001116 | 0.00045927 | 0.00045927
01/19 15:00:00 | 1 | 19 | 15 | 447 | WD | 0.00015186 | 0.00017113 | 0.00017113 | 3.6399e-06 | 7.9809e-05 | 0.00023635 | 0.00011415 | 0 | 0 | 4.0839e-05 | 0.00039859 | 0.00099928 | 0.00017113 | 0.00030905 | 0.00010956 | 0.00020643 | 0.00010956 | 0.00011415 | 0 | 0.00011415 | 0.00033249 | 0.00029516 | 0.0002244 | 0.00011551 | 0.00011114 | 0.00011249 | -5.1223e-06 | -1.0503e-07 | -1.7058e-06 | -1.7058e-06 | 0.00011415 | 0.00011415 | 0.00011415 | 0.00011416 | 0.00011415 | 0.00011415 | 0.00018548 | 0.00015218 | 0.00019297 | 0.00021381 | 0 | 0.00011415 | 0.00011415 | 0.00011415 | 0.00011415 | 0.00020228 | 0.00020705 | 0.00017075 | 0.00014972 | 0.00014608 | 0.00012175 | 0.00015029 | 0.00016353 | 8.7354e-05 | 0.00011181 | 0.00045424 | 0.00045424
01/19 16:00:00 | 1 | 19 | 16 | 448 | WD | 8.1005e-05 | 0.00019773 | 0.00019773 | 6.192e-06 | 0.00015964 | 0.00024949 | 0.00011415 | 0 | 0 | 7.0788e-05 | 0.00038609 | 0.00081898 | 0.00019773 | 0.00032853 | 0.00011092 | 0.0002304 | 0.00011092 | 0.00011415 | 0 | 0.00011415 | 0.00019237 | 0.00029516 | 0.0002244 | 0.0001119 | 0.00010496 | 0.00010711 | 0.00065231 | 0.00064408 | 0.0006467 | 0.0006467 | 0.00011415 | 0.00011415 | 0.00011415 | 0.00011416 | 0.00011415 | 0.00011415 | 0.00016661 | 0.00015069 | 0.00019246 | 0.00021381 | 0 | 0.00011415 | 0.00011415 | 0.00011415 | 0.00011415 | 0.00011421 | 0.00016345 | 0.00015204 | 0.00014544 | 0.00013431 | 0.00011914 | 0.0001493 | 0.00016329 | 8.7309e-05 | 0.00011255 | 0.00047992 | 0.00047992
01/19 17:00:00 | 1 | 19 | 17 | 449 | WD | 0 | 0.000226 | 0.000226 | 3.609e-06 | 8.0611e-05 | -2.0051e-12 | 0.00011415 | 7.4492e-05 | 7.4492e-05 | 0.00015247 | -0.0010106 | 0.00072519 | 0.000226 | -5.6702e-05 | 0.00012 | 0.00027639 | 0.00012 | 0.00011415 | 5.7313e-05 | 0.00011415 | 3.0727e-05 | 0.00029516 | 0.0002244 | 0.00010332 | 0.00010327 | 0.00010328 | 0.00060209 | 0.00063394 | 0.00062378 | 0.00062378 | 0.00011415 | 0.00011415 | 0.00011415 | 0.00011416 | 0.00011415 | 0.00011415 | 0.00014779 | 0.00014514 | 0.0001524 | 0.00015611 | 3.9149e-05 | 0.00011415 | 0.00011415 | 0.00011415 | 0.00011415 | 2.4268e-05 | 0.00011372 | 0.00010629 | 0.00010199 | 0.00012418 | 0.00011879 | 0.00014176 | 0.00015242 | 8.7276e-05 | 0.00011355 | 0.00052924 | 0.00052924
01/19 18:00:00 | 1 | 19 | 18 | 450 | WD | 0 | 0.00024582 | 0.00024582 | 9.2028e-06 | 0.0001647 | -7.5459e-13 | 0.00011415 | 0 | 0 | 0.00021236 | -0.00049339 | 0.00068758 | 0.00024582 | 0.0002005 | 0.00013406 | 0.00028584 | 0.00013406 | 0.00011415 | 0.00022925 | 0.00011415 | 0 | 0.00029516 | 0.0002244 | 0.00010122 | 0.00010278 | 0.00010229 | 0.00059 | 0.00063093 | 0.00061787 | 0.00061787 | 0.00011415 | 0.00011415 | 0.00011415 | 0.00011416 | 0.00011415 | 0.00011415 | 0.00012914 | 0.00014044 | 0.00012963 | 0.00012411 | 0.00022929 | 0.00011415 | 0.00011415 | 0.00011415 | 0.00011415 | 5.5549e-06 | 9.068e-05 | 8.4109e-05 | 8.0304e-05 | 0.0001192 | 0.00012341 | 0.00014417 | 0.0001538 | 8.7256e-05 | 0.00011425 | 0.00057748 | 0.00057748
01/19 19:00:00 | 1 | 19 | 19 | 451 | WD | 0 | 0.00028751 | 0.00028751 | 0.0010395 | 0.00016817 | -3.8268e-13 | 0.00011415 | 0 | 0 | 0.00028587 | -0.00025926 | 0.00063201 | 0.00028751 | 0.00038975 | 0.00014271 | 0.00033654 | 0.00014271 | 0.00011415 | 0.00022925 | 0.00011415 | 0 | 6.5591e-05 | 0.0001126 | 0.00010146 | 0.00010061 | 0.00010087 | 0.0005917 | 0.00061761 | 0.00060935 | 0.00060935 | 0.00011415 | 0.00011415 | 0.00011415 | 0.00011416 | 0.00011415 | 0.00011415 | 0.00012867 | 0.00012924 | 0.00011284 | 0.00010446 | 0.00022929 | 0.00011415 | 0.00011415 | 0.00011415 | 0.00011415 | 4.7071e-06 | 8.1186e-05 | 7.2578e-05 | 6.7593e-05 | 0.00011761 | 0.00011912 | 0.00011917 | 0.00011919 | 8.7182e-05 | 0.0001147 | 0.00066413 | 0.00066413
01/19 20:00:00 | 1 | 19 | 20 | 452 | WD | 0 | 0.00025712 | 0.00025712 | 1.0048e-05 | 0.00016887 | -2.8565e-13 | 0.00011415 | 0 | 0 | 0.00034305 | -0.00013455 | 0.00052816 | 0.00025712 | 0.00033408 | 0.00014653 | 0.00028939 | 0.00014653 | 0.00011415 | 0.00022925 | 0.00011415 | 0 | 6.5591e-05 | 0.0001126 | 0.00011112 | 9.9047e-05 | 0.00010278 | 0.0006485 | 0.00060804 | 0.00062095 | 0.00062095 | 0.00011415 | 0.00011415 | 0.00011415 | 0.00011416 | 0.00011415 | 0.00011415 | 0.00011028 | 0.00012072 | 0.00010105 | 9.1006e-05 | 0.00022929 | 0.00011415 | 0.00011415 | 0.00011415 | 0.00011415 | 6.0385e-06 | 7.1053e-05 | 0.00010064 | 0.00011777 | 0.00010821 | 0.00011601 | 0.00011414 | 0.00011327 | 8.7179e-05 | 0.00011519 | 0.00069336 | 0.00069336
01/19 21:00:00 | 1 | 19 | 21 | 453 | WD | 0 | 0.00025017 | 0.00025017 | 9.1956e-06 | 0.00016667 | 0 | 0.00011415 | 0 | 0 | 0.00034849 | -8.0108e-05 | 0.00046241 | 0.00025017 | 0.00031668 | 0.00014762 | 0.00027931 | 0.00014762 | 0.00011415 | 0.00022925 | 0.00011415 | 0 | 6.5591e-05 | 0.0001126 | 0.0001099 | 9.5929e-05 | 0.00010025 | 0.0006415 | 0.0005889 | 0.00060568 | 0.00060568 | 0.00011415 | 0.00011415 | 0.00011415 | 0.00011416 | 0.00011415 | 0.00011415 | 0.00010984 | 0.00010476 | 8.6009e-05 | 7.6429e-05 | 0.00022929 | 0.00011415 | 0.00011415 | 0.00011415 | 0.00011415 | 4.8306e-06 | 5.9917e-05 | 8.4608e-05 | 9.8906e-05 | 0.00010658 | 0.00010994 | 0.00010449 | 0.00010196 | 8.7177e-05 | 0.00011534 | 0.00073906 | 0.00073906
01/19 22:00:00 | 1 | 19 | 22 | 454 | WD | 0 | 0.00026041 | 0.00026041 | 8.175e-06 | 0.00016395 | 2.0698e-12 | 0.00011415 | 0 | 0 | 0.00023959 | -5.6835e-05 | 0.00030952 | 0.00026041 | 0.00031722 | 0.00014405 | 0.00030074 | 0.00014405 | 0.00011415 | 0.00022925 | 0.00011415 | 0 | 6.5591e-05 | 0.0001126 | 0.00010389 | 8.1826e-05 | 8.8644e-05 | 0.00062096 | 0.00050233 | 0.00054018 | 0.00054018 | 0.00011415 | 0.00011415 | 0.00011415 | 0.00011415 | 0.00011415 | 0.00011415 | 0.00010924 | 9.2279e-05 | 7.4921e-05 | 6.6052e-05 | 0.00022929 | 0.00011415 | 0.00011415 | 0.00011415 | 0.00011415 | 3.2016e-06 | 4.5412e-05 | 7.0785e-05 | 8.5478e-05 | 0.00010483 | 9.8772e-05 | 9.8244e-05 | 9.7999e-05 | 8.9568e-05 | 9.5915e-05 | 0.00075614 | 0.00075614
01/19 23:00:00 | 1 | 19 | 23 | 455 | WD | 0 | 0.00023887 | 0.00023887 | -0.00037468 | 7.9734e-05 | 7.9772e-13 | 0.00011415 | 0 | 0 | 0.00013341 | 0.00107 | -0.0020227 | 0.00023887 | 0.00055951 | 0.00013614 | 0.00028999 | 0.00013614 | 0.00011415 | 0.00022925 | 0.00011415 | 0 | 6.5591e-05 | 0.0001118 | 9.4979e-05 | 7.7303e-05 | 8.2766e-05 | 0.00057436 | 0.00049255 | 0.00051865 | 0.00051865 | 0.00011415 | 0.00011415 | 0.00011415 | 0.00011416 | 0.00011415 | 0.00011415 | 0.00010883 | 6.9436e-05 | 6.3877e-05 | 6.1037e-05 | 0.00022929 | 0.00011415 | 0.00011415 | 0.00011415 | 0.00011415 | 2.0797e-06 | 3.3003e-05 | 6.2124e-05 | 7.8988e-05 | 0.00010328 | 9.0015e-05 | 8.9876e-05 | 8.9812e-05 | 8.9735e-05 | 9.9863e-05 | 5.0285e-05 | 5.0285e-05
01/19 24:00:00 | 1 | 19 | 24 | 456 | WD | 0 | 0.00021206 | 0.00021206 | 0.00037808 | 9.906e-05 | -1.3906e-12 | 0.00011415 | 0 | 0 | 5.4452e-05 | 0.00071651 | -0.005392 | 0.00021206 | 0.000383 | 0.00012638 | 0.00025509 | 0.00012638 | 0.00011415 | 0.00022925 | 0.00011415 | 0 | 6.5591e-05 | 0.0001118 | 0.00012327 | 7.7281e-05 | 9.1495e-05 | 0.00074159 | 0.0004985 | 0.00057606 | 0.00057606 | 0.00011415 | 0.00011415 | 0.00011415 | 0.00011416 | 0.00011415 | 0.00011415 | 9.9691e-05 | 6.8344e-05 | 6.1493e-05 | 5.7992e-05 | 0.00022929 | 0.00011415 | 0.00011415 | 0.00011415 | 0.00011415 | 1.729e-06 | 2.6771e-05 | 5.7344e-05 | 7.5048e-05 | 9.8212e-05 | 8.9696e-05 | 8.925e-05 | 8.9044e-05 | 8.9742e-05 | 0.00010144 | 0.00010688 | 0.00010688
01/20 01:00:00 | 1 | 20 | 1 | 457 | WD | 0 | 0.00015306 | 0.00015306 | 8.1207e-07 | 5.4738e-05 | 0.00025245 | 0.00011415 | 0 | 0 | 2.1781e-05 | 0.00046228 | -0.0054771 | 0.00015306 | 0.00016159 | 9.19e-05 | 0.00018673 | 9.19e-05 | 0.00011415 | 0.00022925 | 0.00011415 | 0 | 6.5591e-05 | 0.0001118 | 8.8261e-05 | 7.729e-05 | 8.0681e-05 | 0.00053719 | 0.00049857 | 0.00051089 | 0.00051089 | 0.00011415 | 0.00011415 | 0.00011415 | 0.00011416 | 0.00011415 | 0.00011415 | 4.5468e-05 | 6.8027e-05 | 5.8924e-05 | 5.4272e-05 | 0.00022929 | 0.00011415 | 0.00011415 | 0.00011415 | 0.00011415 | 1.2032e-06 | 2.496e-05 | 5.3631e-05 | 7.0234e-05 | 7.2582e-05 | 8.9613e-05 | 8.33e-05 | 8.0373e-05 | 9.0221e-05 | 0.00010225 | 0.00014843 | 0.00014843
01/20 02:00:00 | 1 | 20 | 2 | 458 | WD | 0 | 0.00015674 | 0.00015674 | 0 | 7.4682e-05 | 0.00023244 | 0.00011415 | 0 | 0 | 2.1781e-05 | 0.00044378 | -0.0057747 | 0.00015674 | 0.00017732 | 8.5656e-05 | 0.00019027 | 8.5656e-05 | 0.00011415 | 0.00022925 | 0.00011415 | 0 | 6.5591e-05 | 0.0001118 | 8.7218e-05 | 7.7297e-05 | 8.0363e-05 | 0.00053183 | 0.00049861 | 0.00050921 | 0.00050921 | 0.00011415 | 0.00011415 | 0.00011415 | 0.00011416 | 0.00011415 | 0.00011415 | 3.6463e-05 | 6.7924e-05 | 5.8637e-05 | 5.3892e-05 | 0.00022929 | 0.00011415 | 0.00011415 | 0.00011415 | 0.00011415 | 1.2032e-06 | 2.437e-05 | 5.3103e-05 | 6.9742e-05 | 6.7279e-05 | 8.9588e-05 | 8.3185e-05 | 8.0216e-05 | 9.0392e-05 | 0.0001027 | 0.00016286 | 0.00016286
01/20 03:00:00 | 1 | 20 | 3 | 459 | WD | 0 | 0.00016853 | 0.00016853 | -4.2052e-07 | 7.437e-05 | 0.00022975 | 0.00011415 | 0 | 0 | 2.1781e-05 | 0.00043139 | -0.0050005 | 0.00016853 | 0.0002285 | 8.3946e-05 | 0.00020746 | 8.3946e-05 | 0.00011415 | 0.00022925 | 0.00011415 | 0 | 6.5591e-05 | 0.0001118 | 8.717e-05 | 7.7311e-05 | 8.0358e-05 | 0.00053219 | 0.00049867 | 0.00050937 | 0.00050937 | 0.00011415 | 0.00011415 | 0.00011415 | 0.00011416 | 0.00011415 | 0.00011415 | 3.6473e-05 | 6.819e-05 | 6.0618e-05 | 5.6748e-05 | 0.00022929 | 0.00011415 | 0.00011415 | 0.00011415 | 0.00011415 | 1.23e-06 | 2.5894e-05 | 5.6002e-05 | 7.3438e-05 | 6.5928e-05 | 8.9674e-05 | 8.3743e-05 | 8.0993e-05 | 9.0422e-05 | 0.00010293 | 0.0001615 | 0.0001615
01/20 04:00:00 | 1 | 20 | 4 | 460 | WD | 0 | 0.00016504 | 0.00016504 | 2.9357e-07 | 0 | 0.00022651 | 0.00011415 | 0 | 0 | 2.1781e-05 | 0.00039795 | -0.0018888 | 0.00016504 | 0.0002473 | 8.2211e-05 | 0.00021407 | 8.2211e-05 | 0.00011415 | 0.00022925 | 0.00011415 | 0 | 6.5591e-05 | 0.0001118 | 8.8066e-05 | 7.7341e-05 | 8.0656e-05 | 0.00053799 | 0.0004988 | 0.00051131 | 0.00051131 | 0.00011415 | 0.00011415 | 0.00011415 | 0.00011416 | 0.00011415 | 0.00011415 | 4.5596e-05 | 6.8975e-05 | 6.1912e-05 | 5.8304e-05 | 0.00022929 | 0.00011415 | 0.00011415 | 0.00011415 | 0.00011415 | 1.5508e-06 | 3.0373e-05 | 5.892e-05 | 7.5451e-05 | 7.1285e-05 | 8.9922e-05 | 8.411e-05 | 8.1414e-05 | 9.0261e-05 | 0.00010308 | 0.00016917 | 0.00016917
01/20 05:00:00 | 1 | 20 | 5 | 461 | WD | 0 | 0.00017803 | 0.00017803 | 0 | 7.5159e-05 | 0.00021796 | 0.00011415 | 0 | 0 | 6.5342e-05 | 0.00038005 | 0.0013517 | 0.00017803 | 0.00026324 | 8.1198e-05 | 0.00021916 | 8.1198e-05 | 0.00011415 | 0.00022925 | 0.00011415 | 0 | 6.5591e-05 | 0.0001118 | 0.00014764 | 7.7362e-05 | 9.9082e-05 | 0.00088653 | 0.00049889 | 0.00062257 | 0.00062257 | 0.00011415 | 0.00011415 | 0.00011415 | 0.00011416 | 0.00011415 | 0.00011415 | 5.4768e-05 | 7.0282e-05 | 7.6832e-05 | 8.0178e-05 | 0.00022929 | 0.00011415 | 0.00011415 | 0.00011415 | 0.00011415 | 2.0054e-06 | 3.7834e-05 | 7.9583e-05 | 0.00010376 | 7.7228e-05 | 9.0322e-05 | 8.869e-05 | 8.7933e-05 | 9.0102e-05 | 0.00010313 | 0.00014282 | 0.00014282
01/20 06:00:00 | 1 | 20 | 6 | 462 | WD | 0 | 0.00017901 | 0.00017901 | 4.7543e-06 | 7.8299e-05 | -1.5577e-12 | 0.00011415 | 0 | 0 | 0.00013613 | 0.00036979 | 0.0033249 | 0.00017901 | 0.00026072 | 8.7512e-05 | 0.00021506 | 8.7512e-05 | 0.00011415 | 0.00022925 | 0.00011415 | 0 | 6.5591e-05 | 0.0001118 | 0.0001412 | 8.1405e-05 | 9.9883e-05 | 0.00085004 | 0.00052367 | 0.0006278 | 0.0006278 | 0.00011415 | 0.00011415 | 0.00011415 | 0.00011416 | 0.00011415 | 0.00011415 | 9.1181e-05 | 9.299e-05 | 0.0001022 | 0.0001069 | 0.00022929 | 0.00011415 | 0.00011415 | 0.00011415 | 0.00011415 | 3.0749e-06 | 6.2531e-05 | 0.00011054 | 0.00013835 | 9.5923e-05 | 9.8593e-05 | 9.6563e-05 | 9.5622e-05 | 8.9703e-05 | 0.00010302 | 0.00012858 | 0.00012858
01/20 07:00:00 | 1 | 20 | 7 | 463 | WD | 0 | 0.00021414 | 0.00021414 | 1.2047e-05 | 0.00017007 | 7.5464e-14 | 0.00011415 | 0 | 0 | 0.00015247 | -0.00083254 | 0.0036756 | 0.00021414 | -9.2266e-05 | 9.9871e-05 | 0.00025024 | 9.9871e-05 | 0.00011415 | 0.00022925 | 0.00011415 | 0 | 6.5591e-05 | 0.0001126 | 0.00012732 | 8.71e-05 | 9.953e-05 | 0.00075371 | 0.00054079 | 0.00060872 | 0.00060872 | 0.00011415 | 0.00011415 | 0.00011415 | 0.00011416 | 0.00011415 | 0.00011415 | 0.00012828 | 0.00012421 | 0.00013044 | 0.00013363 | 0.00022929 | 0.00011415 | 0.00011415 | 0.00011415 | 0.00011415 | 4.0107e-06 | 9.1597e-05 | 8.8347e-05 | 8.6466e-05 | 0.00011522 | 0.00011202 | 0.00010604 | 0.00010326 | 8.5393e-05 | 0.000126 | 0.00064762 | 0.00064762
01/20 08:00:00 | 1 | 20 | 8 | 464 | WD | 0 | 0.00022713 | 0.00022713 | 0.0010629 | 0.00026343 | 4.7973e-13 | 0.00011415 | 2.5257e-05 | 2.5257e-05 | 0.00013613 | -0.00047849 | 0.0034049 | 0.00022713 | 2.6942e-05 | 0.00011103 | 0.00025315 | 0.00011103 | 0.00011415 | 0.00017194 | 0.00011415 | 2.5929e-06 | 6.5591e-05 | 0.0001126 | 0.00010704 | 0.00010189 | 0.00010348 | 0.00063015 | 0.0006256 | 0.00062705 | 0.00062705 | 0.00011415 | 0.00011415 | 0.00011415 | 0.00011416 | 0.00011415 | 0.00011415 | 0.000149 | 0.00014169 | 0.00018942 | 0.00021381 | 0.00019014 | 0.00011415 | 0.00011415 | 0.00011415 | 0.00011415 | 1.2795e-05 | 0.00011905 | 0.00013145 | 0.00013864 | 0.00012626 | 0.00012085 | 0.00012779 | 0.00013101 | 9.2758e-05 | 0.00011954 | 0.00080098 | 0.00080098
01/20 09:00:00 | 1 | 20 | 9 | 465 | WD | 5.5675e-05 | 0.00023872 | 0.00023872 | -0.0010268 | 0.00017599 | 1.5523e-12 | 0.00011415 | 0.00010727 | 0.00010727 | 5.9897e-05 | -0.0002412 | 0.0029252 | 0.00023872 | 0.00018441 | 0.00011108 | 0.00028681 | 0.00011108 | 0.00011415 | 0 | 0.00011415 | 6.2574e-05 | 0.00016398 | 0.0001685 | 0.00011054 | 0.00010413 | 0.00010611 | 0.0006501 | 0.00063926 | 0.00064272 | 0.00064272 | 0.00011415 | 0.00011415 | 0.00011415 | 0.00011416 | 0.00011415 | 0.00011415 | 0.00016895 | 0.00015365 | 0.00019347 | 0.00021381 | 0 | 0.00011415 | 0.00011415 | 0.00011415 | 0.00011415 | 7.3221e-05 | 0.00014648 | 0.00014388 | 0.00014238 | 0.00013658 | 0.00011951 | 0.00014551 | 0.00015757 | 9.2866e-05 | 0.00011742 | 0.00067025 | 0.00067025
01/20 10:00:00 | 1 | 20 | 10 | 466 | WD | 0.00013809 | 0.00026985 | 0.00026985 | 0.0010572 | 0.00017346 | 0.00021486 | 0.00011415 | 0.00016818 | 0.00016818 | 4.0839e-05 | -0.00017077 | 0.0024213 | 0.00026985 | 0.0003291 | 0.00011156 | 0.0003324 | 0.00011156 | 0.00011415 | 0 | 0.00011415 | 0.00025898 | 0.00029516 | 0.0002244 | 0.00011378 | 0.00010403 | 0.00010704 | 0.0006689 | 0.00063864 | 0.0006483 | 0.0006483 | 0.00011415 | 0.00011415 | 0.00011415 | 0.00011416 | 0.00011415 | 0.00011415 | 0.0001871 | 0.00015456 | 0.00019377 | 0.00021381 | 0 | 0.00011415 | 0.00011415 | 0.00011415 | 0.00011415 | 0.00016126 | 0.00019032 | 0.00016296 | 0.00014711 | 0.00014734 | 0.00012004 | 0.00015051 | 0.00016465 | 9.2886e-05 | 0.00011624 | 0.00060329 | 0.00060329
01/20 11:00:00 | 1 | 20 | 11 | 467 | WD | 0.00020036 | 0.00023653 | 0.00023653 | 1.1419e-05 | 0.00016963 | 0.00021991 | 0.00011415 | 0 | 0 | 4.0839e-05 | 0.0011074 | 0.0020185 | 0.00023653 | 0.00054837 | 0.00011463 | 0.00028491 | 0.00011463 | 0.00011415 | 0 | 0.00011415 | 0.00039343 | 0.00029516 | 0.0002244 | 0.00011427 | 0.00010393 | 0.00010712 | 0.00067163 | 0.00063801 | 0.00064874 | 0.00064874 | 0.00011415 | 0.00011415 | 0.00011415 | 0.00011416 | 0.00011415 | 0.00011415 | 0.00018706 | 0.00015413 | 0.00019363 | 0.00021381 | 0 | 0.00011415 | 0.00011415 | 0.00011415 | 0.00011415 | 0.00023332 | 0.00022606 | 0.00017862 | 0.00015114 | 0.00014873 | 0.00011987 | 0.0001492 | 0.00016281 | 9.2889e-05 | 0.00011561 | 0.00057969 | 0.00057969
01/20 12:00:00 | 1 | 20 | 12 | 468 | WD | 0.000241 | 0.00023923 | 0.00023923 | 9.7407e-06 | 0.00016595 | 0.00021998 | 0.00011415 | 0 | 0 | 4.0839e-05 | 0.00082998 | 0.0016717 | 0.00023923 | 0.00047467 | 0.00011458 | 0.00028932 | 0.00011458 | 0.00011415 | 0 | 0.00011415 | 0.00047008 | 0.00029516 | 0.0002244 | 0.00014332 | 0.00010378 | 0.000116 | 0.00084192 | 0.00063713 | 0.00070247 | 0.00070247 | 0.00011415 | 0.00011415 | 0.00011415 | 0.00011416 | 0.00011415 | 0.00011415 | 0.000187 | 0.00015348 | 0.00019341 | 0.00021381 | 0 | 0.00011415 | 0.00011415 | 0.00011415 | 0.00011415 | 0.00029014 | 0.00024605 | 0.00023098 | 0.00022225 | 0.00014893 | 0.00011961 | 0.00015055 | 0.00016491 | 9.2971e-05 | 0.00011483 | 0.00054788 | 0.00054788
01/20 13:00:00 | 1 | 20 | 13 | 469 | WD | 0.00024632 | 0.00023357 | 0.00023357 | 8.3973e-06 | 0.00016311 | 0.00021627 | 0.00011415 | 0 | 0 | 4.0839e-05 | 0.00057507 | 0.00142 | 0.00023357 | 0.00042425 | 0.00011115 | 0.00028241 | 0.00011115 | 0.00011415 | 0 | 0.00011415 | 0.00047113 | 0.00029516 | 0.0002244 | 0.00011432 | 0.00010376 | 0.00010702 | 0.00067174 | 0.00063697 | 0.00064807 | 0.00064807 | 0.00011415 | 0.00011415 | 0.00011415 | 0.00011416 | 0.00011415 | 0.00011415 | 0.00018694 | 0.0001532 | 0.00019331 | 0.00021381 | 0 | 0.00011415 | 0.00011415 | 0.00011415 | 0.00011415 | 0.00030534 | 0.00024586 | 0.00023134 | 0.00022292 | 0.00014859 | 0.00011951 | 0.00015392 | 0.00016988 | 9.3031e-05 | 0.00011435 | 0.00052457 | 0.00052457
01/20 14:00:00 | 1 | 20 | 14 | 470 | WD | 0.00021894 | 0.00022849 | 0.00022849 | 0.0010121 | 0.00016137 | 0.00022375 | 0.00011415 | 0 | 0 | 4.0839e-05 | 0.00047581 | 0.0011697 | 0.00022849 | 0.00039535 | 0.00011051 | 0.00027558 | 0.00011051 | 0.00011415 | 0 | 0.00011415 | 0.00045464 | 0.00029516 | 0.0002244 | 0.00011521 | 0.00010795 | 0.00011019 | 0.00067694 | 0.00066272 | 0.00066726 | 0.00066726 | 0.00011415 | 0.00011415 | 0.00011415 | 0.00011416 | 0.00011415 | 0.00011415 | 0.00018653 | 0.00015279 | 0.00019317 | 0.00021381 | 0 | 0.00011415 | 0.00011415 | 0.00011415 | 0.00011415 | 0.00027522 | 0.00024095 | 0.00022873 | 0.00022165 | 0.00014693 | 0.00012086 | 0.00015224 | 0.0001668 | 9.3031e-05 | 0.00011411 | 0.0005038 | 0.0005038
01/20 15:00:00 | 1 | 20 | 15 | 471 | WD | 0.00016071 | 0.00022448 | 0.00022448 | -0.00099691 | 7.9833e-05 | 0.00023635 | 0.00011415 | 0 | 0 | 4.0839e-05 | 0.00043663 | 0.00098229 | 0.00022448 | 0.00039777 | 0.00010956 | 0.00028238 | 0.00010956 | 0.00011415 | 0 | 0.00011415 | 0.0003425 | 0.00029516 | 0.0002244 | 0.00011508 | 0.00010756 | 0.00010988 | 0.00067609 | 0.00066032 | 0.00066535 | 0.00066535 | 0.00011415 | 0.00011415 | 0.00011415 | 0.00011416 | 0.00011415 | 0.00011415 | 0.00018548 | 0.00015218 | 0.00019297 | 0.00021381 | 0 | 0.00011415 | 0.00011415 | 0.00011415 | 0.00011415 | 0.00020744 | 0.00020966 | 0.00017189 | 0.00015001 | 0.00014624 | 0.00012053 | 0.00014975 | 0.00016331 | 9.3064e-05 | 0.00011402 | 0.00048735 | 0.00048735
01/20 16:00:00 | 1 | 20 | 16 | 472 | WD | 8.685e-05 | 0.0002319 | 0.0002319 | 0.0010066 | 0.00015959 | 0.00024949 | 0.00011415 | 0 | 0 | 7.0788e-05 | 0.00041011 | 0.00086666 | 0.0002319 | 0.00038731 | 0.00011092 | 0.00027905 | 0.00011092 | 0.00011415 | 0 | 0.00011415 | 0.0002011 | 0.00029516 | 0.0002244 | 0.00011189 | 0.00010367 | 0.00010621 | 0.00065728 | 0.00063641 | 0.00064307 | 0.00064307 | 0.00011415 | 0.00011415 | 0.00011415 | 0.00011416 | 0.00011415 | 0.00011415 | 0.00016661 | 0.00015069 | 0.00019246 | 0.00021381 | 0 | 0.00011415 | 0.00011415 | 0.00011415 | 0.00011415 | 0.00011848 | 0.00016572 | 0.00015305 | 0.00014572 | 0.00013438 | 0.00011871 | 0.00014921 | 0.00016335 | 9.3108e-05 | 0.00011396 | 0.00047446 | 0.00047446
01/20 17:00:00 | 1 | 20 | 17 | 473 | WD | 0 | 0.00023494 | 0.00023494 | -0.0010014 | 8.0631e-05 | -2.0051e-12 | 0.00011415 | 8.0443e-05 | 8.0443e-05 | 0.00015247 | -0.0010468 | 0.00077398 | 0.00023494 | -6.7541e-07 | 0.00012 | 0.00028911 | 0.00012 | 0.00011415 | 5.7313e-05 | 0.00011415 | 3.3181e-05 | 0.00029516 | 0.0002244 | 0.00010357 | 0.00010302 | 0.00010318 | 0.00060853 | 0.00063241 | 0.00062479 | 0.00062479 | 0.00011415 | 0.00011415 | 0.00011415 | 0.00011416 | 0.00011415 | 0.00011415 | 0.00014779 | 0.0001451 | 0.00015239 | 0.00015611 | 3.9149e-05 | 0.00011415 | 0.00011415 | 0.00011415 | 0.00011415 | 2.5606e-05 | 0.00011395 | 0.00010642 | 0.00010206 | 0.00012419 | 0.0001187 | 0.00014194 | 0.00015271 | 8.7e-05 | 0.00011414 | 0.000489 | 0.000489
01/20 18:00:00 | 1 | 20 | 18 | 474 | WD | 0 | 0.00026244 | 0.00026244 | 9.7243e-06 | 0.00016471 | -7.5459e-13 | 0.00011415 | 0 | 0 | 0.00021236 | -0.00050289 | 0.00076646 | 0.00026244 | 0.00017661 | 0.00013406 | 0.0003095 | 0.00013406 | 0.00011415 | 0.00022925 | 0.00011415 | 0 | 0.00029516 | 0.0002244 | 0.00010159 | 0.00010268 | 0.00010234 | 0.00059675 | 0.00063033 | 0.00061961 | 0.00061961 | 0.00011415 | 0.00011415 | 0.00011415 | 0.00011416 | 0.00011415 | 0.00011415 | 0.00012914 | 0.00014044 | 0.00012963 | 0.00012411 | 0.00022929 | 0.00011415 | 0.00011415 | 0.00011415 | 0.00011415 | 5.5549e-06 | 9.068e-05 | 8.4109e-05 | 8.0304e-05 | 0.00011922 | 0.00012338 | 0.00014433 | 0.00015405 | 8.6943e-05 | 0.00011467 | 0.00053817 | 0.00053817
01/20 19:00:00 | 1 | 20 | 19 | 475 | WD | 0 | 0.00027767 | 0.00027767 | 0.0010415 | 0.00016817 | -3.8268e-13 | 0.00011415 | 0 | 0 | 0.00028587 | -0.0002627 | 0.00072873 | 0.00027767 | 0.00038194 | 0.00014271 | 0.00032254 | 0.00014271 | 0.00011415 | 0.00022925 | 0.00011415 | 0 | 6.5591e-05 | 0.0001126 | 0.00010182 | 0.00010057 | 0.00010096 | 0.00059793 | 0.0006174 | 0.00061119 | 0.00061119 | 0.00011415 | 0.00011415 | 0.00011415 | 0.00011416 | 0.00011415 | 0.00011415 | 0.00012867 | 0.00012924 | 0.00011284 | 0.00010446 | 0.00022929 | 0.00011415 | 0.00011415 | 0.00011415 | 0.00011415 | 4.7071e-06 | 8.1186e-05 | 7.2578e-05 | 6.7593e-05 | 0.00011758 | 0.00011911 | 0.00011916 | 0.00011919 | 8.6976e-05 | 0.0001148 | 0.00060421 | 0.00060421
01/20 20:00:00 | 1 | 20 | 20 | 476 | WD | 0 | 0.00026305 | 0.00026305 | 1.1081e-05 | 0.00016889 | -2.8565e-13 | 0.00011415 | 0 | 0 | 0.00034305 | -0.00012202 | 0.00072506 | 0.00026305 | 0.00036087 | 0.00014653 | 0.00029783 | 0.00014653 | 0.00011415 | 0.00022925 | 0.00011415 | 0 | 6.5591e-05 | 0.0001126 | 9.9781e-05 | 9.9044e-05 | 9.9272e-05 | 0.00058591 | 0.00060803 | 0.00060097 | 0.00060097 | 0.00011415 | 0.00011415 | 0.00011415 | 0.00011416 | 0.00011415 | 0.00011415 | 0.00011028 | 0.00012072 | 0.00010105 | 9.1006e-05 | 0.00022929 | 0.00011415 | 0.00011415 | 0.00011415 | 0.00011415 | 6.0385e-06 | 7.1053e-05 | 0.00010064 | 0.00011777 | 0.00010802 | 0.000116 | 0.00011414 | 0.00011327 | 8.7031e-05 | 0.00011498 | 0.00061753 | 0.00061753
01/20 21:00:00 | 1 | 20 | 21 | 477 | WD | 0 | 0.00025044 | 0.00025044 | 1.0153e-05 | 0.00016668 | 0 | 0.00011415 | 0 | 0 | 0.00034849 | -7.8454e-05 | 0.00066674 | 0.00025044 | 0.00032262 | 0.00014762 | 0.0002797 | 0.00014762 | 0.00011415 | 0.00022925 | 0.00011415 | 0 | 6.5591e-05 | 0.0001126 | 9.9363e-05 | 9.597e-05 | 9.7019e-05 | 0.00058338 | 0.00058916 | 0.00058732 | 0.00058732 | 0.00011415 | 0.00011415 | 0.00011415 | 0.00011416 | 0.00011415 | 0.00011415 | 0.00010984 | 0.00010476 | 8.6009e-05 | 7.6429e-05 | 0.00022929 | 0.00011415 | 0.00011415 | 0.00011415 | 0.00011415 | 4.8306e-06 | 5.9917e-05 | 8.4608e-05 | 9.8906e-05 | 0.0001064 | 0.00010995 | 0.00010449 | 0.00010196 | 8.7041e-05 | 0.00011509 | 0.00066858 | 0.00066858
01/20 22:00:00 | 1 | 20 | 22 | 478 | WD | 0 | 0.00023927 | 0.00023927 | 8.9831e-06 | 0.00016396 | 2.0698e-12 | 0.00011415 | 0 | 0 | 0.00023959 | -5.5743e-05 | 0.0005303 | 0.00023927 | 0.00030835 | 0.00014405 | 0.00027064 | 0.00014405 | 0.00011415 | 0.00022925 | 0.00011415 | 0 | 6.5591e-05 | 0.0001126 | 9.5885e-05 | 8.1868e-05 | 8.62e-05 | 0.00057689 | 0.00050259 | 0.0005263 | 0.0005263 | 0.00011415 | 0.00011415 | 0.00011415 | 0.00011415 | 0.00011415 | 0.00011415 | 0.00010924 | 9.2279e-05 | 7.4921e-05 | 6.6052e-05 | 0.00022929 | 0.00011415 | 0.00011415 | 0.00011415 | 0.00011415 | 3.2016e-06 | 4.5412e-05 | 7.0785e-05 | 8.5478e-05 | 0.00010464 | 9.8783e-05 | 9.8248e-05 | 9.7999e-05 | 8.9261e-05 | 9.5839e-05 | 0.00067158 | 0.00067158
01/20 23:00:00 | 1 | 20 | 23 | 479 | WD | 0 | 0.00020737 | 0.00020737 | 3.2502e-06 | 7.9748e-05 | 7.9772e-13 | 0.00011415 | 0 | 0 | 0.00013341 | 0.0010458 | -0.0018188 | 0.00020737 | 0.0005064 | 0.00013614 | 0.00024514 | 0.00013614 | 0.00011415 | 0.00022925 | 0.00011415 | 0 | 6.5591e-05 | 0.0001118 | 9.5406e-05 | 7.737e-05 | 8.2944e-05 | 0.00057905 | 0.00049284 | 0.00052034 | 0.00052034 | 0.00011415 | 0.00011415 | 0.00011415 | 0.00011416 | 0.00011415 | 0.00011415 | 0.00010883 | 6.9436e-05 | 6.3877e-05 | 6.1037e-05 | 0.00022929 | 0.00011415 | 0.00011415 | 0.00011415 | 0.00011415 | 2.0797e-06 | 3.3003e-05 | 6.2124e-05 | 7.8988e-05 | 0.00010307 | 9.0027e-05 | 9.0231e-05 | 9.0325e-05 | 8.9364e-05 | 9.9351e-05 | 3.6297e-05 | 3.6297e-05
01/20 24:00:00 | 1 | 20 | 24 | 480 | WD | 0 | 0.00016511 | 0.00016511 | 3.6649e-06 | 7.7803e-05 | -1.3906e-12 | 0.00011415 | 0 | 0 | 5.4452e-05 | 0.00066842 | -0.005284 | 0.00016511 | 0.00030877 | 0.00012638 | 0.00019146 | 0.00012638 | 0.00011415 | 0.00022925 | 0.00011415 | 0 | 6.5591e-05 | 0.0001118 | 0.00012381 | 7.7402e-05 | 9.1746e-05 | 0.00074625 | 0.00049903 | 0.00057791 | 0.00057791 | 0.00011415 | 0.00011415 | 0.00011415 | 0.00011416 | 0.00011415 | 0.00011415 | 9.9691e-05 | 6.8344e-05 | 6.1493e-05 | 5.7992e-05 | 0.00022929 | 0.00011415 | 0.00011415 | 0.00011415 | 0.00011415 | 1.729e-06 | 2.6771e-05 | 5.7344e-05 | 7.5048e-05 | 9.7927e-05 | 8.9723e-05 | 8.9643e-05 | 8.9606e-05 | 8.9366e-05 | 0.00010073 | 4.1801e-05 | 4.1801e-05
01/21 01:00:00 | 1 | 21 | 1 | 481 | WD | 0 | 0.00012525 | 0.00012525 | 0.00097942 | 7.5535e-05 | 0.00025245 | 0.00011415 | 0 | 0 | 2.1781e-05 | 0.00044682 | -0.0052257 | 0.00012525 | 0.00012165 | 9.19e-05 | 0.000144 | 9.19e-05 | 0.00011415 | 0.00022925 | 0.00011415 | 0 | 6.5591e-05 | 0.0001118 | 8.8689e-05 | 7.7415e-05 | 8.0899e-05 | 0.00054091 | 0.00049911 | 0.00051245 | 0.00051245 | 0.00011415 | 0.00011415 | 0.00011415 | 0.00011416 | 0.00011415 | 0.00011415 | 4.5468e-05 | 6.8027e-05 | 5.8924e-05 | 5.4272e-05 | 0.00022929 | 0.00011415 | 0.00011415 | 0.00011415 | 0.00011415 | 1.2032e-06 | 2.496e-05 | 5.3631e-05 | 7.0234e-05 | 7.2266e-05 | 8.9639e-05 | 8.3578e-05 | 8.0767e-05 | 8.9685e-05 | 0.00010141 | 7.1333e-05 | 7.1333e-05
01/21 02:00:00 | 1 | 21 | 2 | 482 | WD | 0 | 0.00014999 | 0.00014999 | -0.00097341 | 7.4676e-05 | 0.00023244 | 0.00011415 | 0 | 0 | 2.1781e-05 | 0.00043785 | -0.0052026 | 0.00014999 | 0.00018047 | 8.5656e-05 | 0.00018067 | 8.5656e-05 | 0.00011415 | 0.00022925 | 0.00011415 | 0 | 6.5591e-05 | 0.0001118 | 8.7607e-05 | 7.7419e-05 | 8.0568e-05 | 0.00053506 | 0.00049914 | 0.0005106 | 0.0005106 | 0.00011415 | 0.00011415 | 0.00011415 | 0.00011416 | 0.00011415 | 0.00011415 | 3.6463e-05 | 6.7924e-05 | 5.8637e-05 | 5.3892e-05 | 0.00022929 | 0.00011415 | 0.00011415 | 0.00011415 | 0.00011415 | 1.2032e-06 | 2.437e-05 | 5.3103e-05 | 6.9742e-05 | 6.6972e-05 | 8.9615e-05 | 8.3451e-05 | 8.0591e-05 | 8.9817e-05 | 0.00010189 | 9.0384e-05 | 9.0384e-05
01/21 03:00:00 | 1 | 21 | 3 | 483 | WD | 0 | 0.00015376 | 0.00015376 | 2.5445e-07 | 0 | 0.00022975 | 0.00011415 | 0 | 0 | 2.1781e-05 | 0.00044099 | -0.004776 | 0.00015376 | 0.00022694 | 8.3946e-05 | 0.00019766 | 8.3946e-05 | 0.00011415 | 0.00022925 | 0.00011415 | 0 | 6.5591e-05 | 0.0001118 | 8.7524e-05 | 7.742e-05 | 8.0543e-05 | 0.00053491 | 0.00049914 | 0.00051056 | 0.00051056 | 0.00011415 | 0.00011415 | 0.00011415 | 0.00011416 | 0.00011415 | 0.00011415 | 3.6473e-05 | 6.819e-05 | 6.0618e-05 | 5.6748e-05 | 0.00022929 | 0.00011415 | 0.00011415 | 0.00011415 | 0.00011415 | 1.23e-06 | 2.5894e-05 | 5.6002e-05 | 7.3438e-05 | 6.5671e-05 | 8.9699e-05 | 8.3992e-05 | 8.1346e-05 | 8.9859e-05 | 0.00010221 | 0.00010661 | 0.00010661
01/21 04:00:00 | 1 | 21 | 4 | 484 | WD | 0 | 0.00016632 | 0.00016632 | 0.00097069 | 7.4441e-05 | 0.00022651 | 0.00011415 | 0 | 0 | 2.1781e-05 | 0.00040629 | -0.0017885 | 0.00016632 | 0.00024499 | 8.2211e-05 | 0.00020467 | 8.2211e-05 | 0.00011415 | 0.00022925 | 0.00011415 | 0 | 6.5591e-05 | 0.0001118 | 8.8383e-05 | 7.742e-05 | 8.0808e-05 | 0.00054031 | 0.00049914 | 0.00051228 | 0.00051228 | 0.00011415 | 0.00011415 | 0.00011415 | 0.00011416 | 0.00011415 | 0.00011415 | 4.5596e-05 | 6.8975e-05 | 6.1912e-05 | 5.8304e-05 | 0.00022929 | 0.00011415 | 0.00011415 | 0.00011415 | 0.00011415 | 1.5508e-06 | 3.0373e-05 | 5.892e-05 | 7.5451e-05 | 7.106e-05 | 8.9937e-05 | 8.4341e-05 | 8.1745e-05 | 8.977e-05 | 0.00010242 | 0.000113 | 0.000113
01/21 05:00:00 | 1 | 21 | 5 | 485 | WD | 0 | 0.00017648 | 0.00017648 | -0.00097427 | 7.518e-05 | 0.00021796 | 0.00011415 | 0 | 0 | 6.5342e-05 | 0.00039482 | 0.0013868 | 0.00017648 | 0.00026628 | 8.1198e-05 | 0.00021695 | 8.1198e-05 | 0.00011415 | 0.00022925 | 0.00011415 | 0 | 6.5591e-05 | 0.0001118 | 0.000101 | 7.742e-05 | 8.4707e-05 | 0.00061458 | 0.00049915 | 0.00053598 | 0.00053598 | 0.00011415 | 0.00011415 | 0.00011415 | 0.00011416 | 0.00011415 | 0.00011415 | 5.4768e-05 | 7.0282e-05 | 7.6832e-05 | 8.0178e-05 | 0.00022929 | 0.00011415 | 0.00011415 | 0.00011415 | 0.00011415 | 2.0054e-06 | 3.7834e-05 | 7.9583e-05 | 0.00010376 | 7.6617e-05 | 9.0332e-05 | 8.903e-05 | 8.8426e-05 | 8.9679e-05 | 0.00010257 | 0.00010152 | 0.00010152
01/21 06:00:00 | 1 | 21 | 6 | 486 | WD | 0 | 0.00018455 | 0.00018455 | 0.00099623 | 7.8333e-05 | -1.5577e-12 | 0.00011415 | 0 | 0 | 0.00013613 | 0.00038677 | 0.0034094 | 0.00018455 | 0.00027263 | 8.7512e-05 | 0.00022294 | 8.7512e-05 | 0.00011415 | 0.00022925 | 0.00011415 | 0 | 6.5591e-05 | 0.0001118 | 0.00010387 | 8.1428e-05 | 8.8364e-05 | 0.00063224 | 0.00052376 | 0.00055837 | 0.00055837 | 0.00011415 | 0.00011415 | 0.00011415 | 0.00011416 | 0.00011415 | 0.00011415 | 9.1181e-05 | 9.299e-05 | 0.0001022 | 0.0001069 | 0.00022929 | 0.00011415 | 0.00011415 | 0.00011415 | 0.00011415 | 3.0749e-06 | 6.2531e-05 | 0.00011054 | 0.00013835 | 9.5495e-05 | 9.8595e-05 | 9.7131e-05 | 9.6452e-05 | 8.941e-05 | 0.00010268 | 9.5407e-05 | 9.5407e-05
01/21 07:00:00 | 1 | 21 | 7 | 487 | WD | 0 | 0.00021118 | 0.00021118 | 1.1215e-05 | 0.00017007 | 7.5464e-14 | 0.00011415 | 0 | 0 | 0.00015247 | -0.00081329 | 0.0037031 | 0.00021118 | -7.7037e-05 | 9.9871e-05 | 0.00024603 | 9.9871e-05 | 0.00011415 | 0.00022925 | 0.00011415 | 0 | 6.5591e-05 | 0.0001126 | 0.00010874 | 8.7108e-05 | 9.3792e-05 | 0.00064641 | 0.00054084 | 0.00057452 | 0.00057452 | 0.00011415 | 0.00011415 | 0.00011415 | 0.00011416 | 0.00011415 | 0.00011415 | 0.00012828 | 0.00012421 | 0.00013044 | 0.00013363 | 0.00022929 | 0.00011415 | 0.00011415 | 0.00011415 | 0.00011415 | 4.0107e-06 | 9.1597e-05 | 8.8347e-05 | 8.6466e-05 | 0.00011498 | 0.00011201 | 0.00010672 | 0.00010427 | 8.5356e-05 | 0.00012569 | 0.00059515 | 0.00059515
01/21 08:00:00 | 1 | 21 | 8 | 488 | WD | 0 | 0.00021153 | 0.00021153 | -0.00024888 | 0.00023627 | 4.7973e-13 | 0.00011415 | 2.513e-05 | 2.513e-05 | 0.00013613 | -0.00047555 | 0.0034105 | 0.00021153 | 4.3461e-05 | 0.00011103 | 0.00023505 | 0.00011103 | 0.00011415 | 0.00017194 | 0.00011415 | 2.5799e-06 | 6.5591e-05 | 0.0001126 | 0.00010726 | 0.00010191 | 0.00010356 | 0.00063276 | 0.00062573 | 0.00062798 | 0.00062798 | 0.00011415 | 0.00011415 | 0.00011415 | 0.00011416 | 0.00011415 | 0.00011415 | 0.000149 | 0.00014169 | 0.00018942 | 0.00021381 | 0.00019014 | 0.00011415 | 0.00011415 | 0.00011415 | 0.00011415 | 1.2787e-05 | 0.00011903 | 0.00013145 | 0.00013864 | 0.00012619 | 0.00012085 | 0.00012779 | 0.00013101 | 9.2784e-05 | 0.00011908 | 0.00061376 | 0.00061376
01/21 09:00:00 | 1 | 21 | 9 | 489 | WD | 5.6753e-05 | 0.00022432 | 0.00022432 | 0.0002879 | 0.00020332 | 1.5523e-12 | 0.00011415 | 0.00010852 | 0.00010852 | 5.9897e-05 | -0.00024068 | 0.0029052 | 0.00022432 | 0.00019175 | 0.00011108 | 0.00026219 | 0.00011108 | 0.00011415 | 0 | 0.00011415 | 6.3303e-05 | 0.00016398 | 0.0001685 | 0.00011077 | 0.00010417 | 0.00010621 | 0.00065268 | 0.00063955 | 0.00064374 | 0.00064374 | 0.00011415 | 0.00011415 | 0.00011415 | 0.00011416 | 0.00011415 | 0.00011415 | 0.00016895 | 0.00015365 | 0.00019347 | 0.00021381 | 0 | 0.00011415 | 0.00011415 | 0.00011415 | 0.00011415 | 7.387e-05 | 0.00014683 | 0.00014404 | 0.00014242 | 0.00013656 | 0.00011952 | 0.00014566 | 0.00015779 | 9.2857e-05 | 0.00011711 | 0.00050256 | 0.00050256
01/21 10:00:00 | 1 | 21 | 10 | 490 | WD | 0.00014282 | 0.00025501 | 0.00025501 | 2.1251e-05 | 0.00017347 | 0.00021486 | 0.00011415 | 0.00017384 | 0.00017384 | 4.0839e-05 | -0.00016618 | 0.0023864 | 0.00025501 | 0.0003327 | 0.00011156 | 0.00031129 | 0.00011156 | 0.00011415 | 0 | 0.00011415 | 0.00026771 | 0.00029516 | 0.0002244 | 0.00011389 | 0.00010404 | 0.00010709 | 0.0006707 | 0.00063873 | 0.00064893 | 0.00064893 | 0.00011415 | 0.00011415 | 0.00011415 | 0.00011416 | 0.00011415 | 0.00011415 | 0.0001871 | 0.00015456 | 0.00019377 | 0.00021381 | 0 | 0.00011415 | 0.00011415 | 0.00011415 | 0.00011415 | 0.00016579 | 0.00019263 | 0.00016396 | 0.00014736 | 0.00014733 | 0.00012004 | 0.00015063 | 0.00016482 | 9.2843e-05 | 0.00011605 | 0.00044692 | 0.00044692
01/21 11:00:00 | 1 | 21 | 11 | 491 | WD | 0.00020281 | 0.00022137 | 0.00022137 | 1.2506e-05 | 0.00016964 | 0.00021991 | 0.00011415 | 0 | 0 | 4.0839e-05 | 0.0012467 | 0.0019652 | 0.00022137 | 0.00051488 | 0.00011463 | 0.00026333 | 0.00011463 | 0.00011415 | 0 | 0.00011415 | 0.00040134 | 0.00029516 | 0.0002244 | 0.00011431 | 0.0001039 | 0.00010711 | 0.00067292 | 0.00063782 | 0.00064902 | 0.00064902 | 0.00011415 | 0.00011415 | 0.00011415 | 0.00011416 | 0.00011415 | 0.00011415 | 0.00018706 | 0.00015413 | 0.00019363 | 0.00021381 | 0 | 0.00011415 | 0.00011415 | 0.00011415 | 0.00011415 | 0.00023756 | 0.00022814 | 0.00017953 | 0.00015138 | 0.00014869 | 0.00011985 | 0.00014937 | 0.00016306 | 9.2934e-05 | 0.0001153 | 0.00041552 | 0.00041552
01/21 12:00:00 | 1 | 21 | 12 | 492 | WD | 0.00024161 | 0.00021166 | 0.00021166 | 1.0175e-05 | 0.00016596 | 0.00021998 | 0.00011415 | 0 | 0 | 4.0839e-05 | 0.00080313 | 0.0016322 | 0.00021166 | 0.00042038 | 0.00011458 | 0.00025007 | 0.00011458 | 0.00011415 | 0 | 0.00011415 | 0.00047056 | 0.00029516 | 0.0002244 | 0.00014339 | 0.00010376 | 0.000116 | 0.00084336 | 0.00063698 | 0.00070282 | 0.00070282 | 0.00011415 | 0.00011415 | 0.00011415 | 0.00011416 | 0.00011415 | 0.00011415 | 0.000187 | 0.00015348 | 0.00019341 | 0.00021381 | 0 | 0.00011415 | 0.00011415 | 0.00011415 | 0.00011415 | 0.00029131 | 0.00024617 | 0.00023106 | 0.00022232 | 0.0001489 | 0.00011959 | 0.00015069 | 0.00016512 | 9.2992e-05 | 0.00011446 | 0.0003874 | 0.0003874
01/21 13:00:00 | 1 | 21 | 13 | 493 | WD | 0.00024971 | 0.00020709 | 0.00020709 | 0.0010179 | 0.00016312 | 0.00021627 | 0.00011415 | 0 | 0 | 4.0839e-05 | 0.00054759 | 0.0013518 | 0.00020709 | 0.00037023 | 0.00011115 | 0.00024471 | 0.00011115 | 0.00011415 | 0 | 0.00011415 | 0.00047113 | 0.00029516 | 0.0002244 | 0.00011433 | 0.00010371 | 0.00010699 | 0.00067272 | 0.00063665 | 0.00064816 | 0.00064816 | 0.00011415 | 0.00011415 | 0.00011415 | 0.00011416 | 0.00011415 | 0.00011415 | 0.00018694 | 0.0001532 | 0.00019331 | 0.00021381 | 0 | 0.00011415 | 0.00011415 | 0.00011415 | 0.00011415 | 0.00030919 | 0.00024586 | 0.00023147 | 0.00022313 | 0.00014858 | 0.00011948 | 0.00015401 | 0.00017003 | 9.3004e-05 | 0.00011404 | 0.00036151 | 0.00036151
01/21 14:00:00 | 1 | 21 | 14 | 494 | WD | 0.00021738 | 0.00018621 | 0.00018621 | 6.9204e-06 | 0.00015342 | 0.00022375 | 0.00011415 | 0 | 0 | 4.0839e-05 | 0.00043336 | 0.0011207 | 0.00018621 | 0.00031537 | 0.00011051 | 0.00021659 | 0.00011051 | 0.00011415 | 0 | 0.00011415 | 0.00045418 | 0.00029516 | 0.0002244 | 0.00011522 | 0.00010789 | 0.00011015 | 0.00067787 | 0.00066232 | 0.00066728 | 0.00066728 | 0.00011415 | 0.00011415 | 0.00011415 | 0.00011416 | 0.00011415 | 0.00011415 | 0.00018653 | 0.00015279 | 0.00019317 | 0.00021381 | 0 | 0.00011415 | 0.00011415 | 0.00011415 | 0.00011415 | 0.0002755 | 0.00024083 | 0.0002287 | 0.00022168 | 0.00014688 | 0.00012082 | 0.00015241 | 0.00016706 | 9.3077e-05 | 0.00011355 | 0.00031646 | 0.00031646
01/21 15:00:00 | 1 | 21 | 15 | 495 | WD | 0.00016032 | 0.00018347 | 0.00018347 | 3.6475e-06 | 8.7704e-05 | 0.00023635 | 0.00011415 | 0 | 0 | 4.0839e-05 | 0.00038996 | 0.00094985 | 0.00018347 | 0.00031213 | 0.00010956 | 0.0002228 | 0.00010956 | 0.00011415 | 0 | 0.00011415 | 0.00034196 | 0.00029516 | 0.0002244 | 0.00011507 | 0.00010748 | 0.00010983 | 0.00067684 | 0.00065984 | 0.00066526 | 0.00066526 | 0.00011415 | 0.00011415 | 0.00011415 | 0.00011416 | 0.00011415 | 0.00011415 | 0.00018548 | 0.00015218 | 0.00019297 | 0.00021381 | 0 | 0.00011415 | 0.00011415 | 0.00011415 | 0.00011415 | 0.00020735 | 0.00020952 | 0.00017184 | 0.00015002 | 0.0001462 | 0.0001205 | 0.0001499 | 0.00016354 | 9.3094e-05 | 0.00011342 | 0.0002951 | 0.0002951
01/21 16:00:00 | 1 | 21 | 16 | 496 | WD | 8.7952e-05 | 0.00018885 | 0.00018885 | 6.17e-06 | 0.00011842 | 0.00024949 | 0.00011415 | 0 | 0 | 7.0788e-05 | 0.00036531 | 0.0008228 | 0.00018885 | 0.00030736 | 0.00011092 | 0.00022397 | 0.00011092 | 0.00011415 | 0 | 0.00011415 | 0.00020085 | 0.00029516 | 0.0002244 | 0.00011184 | 0.00010355 | 0.00010611 | 0.00065788 | 0.0006357 | 0.00064278 | 0.00064278 | 0.00011415 | 0.00011415 | 0.00011415 | 0.00011416 | 0.00011415 | 0.00011415 | 0.00016661 | 0.00015069 | 0.00019246 | 0.00021381 | 0 | 0.00011415 | 0.00011415 | 0.00011415 | 0.00011415 | 0.00011846 | 0.00016566 | 0.00015303 | 0.00014572 | 0.00013438 | 0.00011866 | 0.00014929 | 0.00016349 | 9.3088e-05 | 0.00011355 | 0.00029523 | 0.00029523
01/21 17:00:00 | 1 | 21 | 17 | 497 | WD | 0 | 0.00021026 | 0.00021026 | -0.00068097 | 0.00012226 | -2.0051e-12 | 0.00011415 | 8.0183e-05 | 8.0183e-05 | 0.00015247 | -0.00099496 | 0.00075701 | 0.00021026 | -4.7234e-05 | 0.00012 | 0.00024771 | 0.00012 | 0.00011415 | 5.7313e-05 | 0.00011415 | 3.3074e-05 | 0.00029516 | 0.0002244 | 0.00010364 | 0.00010292 | 0.00010314 | 0.00060973 | 0.00063182 | 0.00062477 | 0.00062477 | 0.00011415 | 0.00011415 | 0.00011415 | 0.00011416 | 0.00011415 | 0.00011415 | 0.00014779 | 0.0001451 | 0.00015239 | 0.00015611 | 3.9149e-05 | 0.00011415 | 0.00011415 | 0.00011415 | 0.00011415 | 2.5587e-05 | 0.00011393 | 0.00010641 | 0.00010206 | 0.00012418 | 0.00011867 | 0.00014201 | 0.00015284 | 8.6974e-05 | 0.00011388 | 0.00031583 | 0.00031583
01/21 18:00:00 | 1 | 21 | 18 | 498 | WD | 0 | 0.00022244 | 0.00022244 | 0.00070051 | 0.0001647 | -7.5459e-13 | 0.00011415 | 0 | 0 | 0.00021236 | -0.00050924 | 0.00072839 | 0.00022244 | 0.00019112 | 0.00013406 | 0.00025256 | 0.00013406 | 0.00011415 | 0.00022925 | 0.00011415 | 0 | 0.00029516 | 0.0002244 | 0.00010158 | 0.00010258 | 0.00010227 | 0.00059734 | 0.00062971 | 0.00061938 | 0.00061938 | 0.00011415 | 0.00011415 | 0.00011415 | 0.00011416 | 0.00011415 | 0.00011415 | 0.00012914 | 0.00014044 | 0.00012963 | 0.00012411 | 0.00022929 | 0.00011415 | 0.00011415 | 0.00011415 | 0.00011415 | 5.5549e-06 | 9.068e-05 | 8.4109e-05 | 8.0304e-05 | 0.00011921 | 0.00012334 | 0.00014441 | 0.00015418 | 8.6915e-05 | 0.00011443 | 0.00036585 | 0.00036585
01/21 19:00:00 | 1 | 21 | 19 | 499 | WD | 0 | 0.0002509 | 0.0002509 | 0.0010403 | 0.00016823 | -3.8268e-13 | 0.00011415 | 0 | 0 | 0.00028587 | -0.00026556 | 0.00072497 | 0.0002509 | 0.00035214 | 0.00014271 | 0.00028441 | 0.00014271 | 0.00011415 | 0.00022925 | 0.00011415 | 0 | 6.5591e-05 | 0.0001126 | 0.00010172 | 0.00010045 | 0.00010084 | 0.00059795 | 0.00061664 | 0.00061067 | 0.00061067 | 0.00011415 | 0.00011415 | 0.00011415 | 0.00011416 | 0.00011415 | 0.00011415 | 0.00012867 | 0.00012924 | 0.00011284 | 0.00010446 | 0.00022929 | 0.00011415 | 0.00011415 | 0.00011415 | 0.00011415 | 4.7071e-06 | 8.1186e-05 | 7.2578e-05 | 6.7593e-05 | 0.0001176 | 0.00011906 | 0.00011915 | 0.00011919 | 8.6867e-05 | 0.00011469 | 0.00056538 | 0.00056538
01/21 20:00:00 | 1 | 21 | 20 | 500 | WD | 0 | 0.00023335 | 0.00023335 | -0.001015 | 0.00016889 | -2.8565e-13 | 0.00011415 | 0 | 0 | 0.00034305 | -0.0001239 | 0.00066812 | 0.00023335 | 0.0002942 | 0.00014653 | 0.00025554 | 0.00014653 | 0.00011415 | 0.00022925 | 0.00011415 | 0 | 6.5591e-05 | 0.0001126 | 0.00011145 | 9.8932e-05 | 0.0001028 | 0.00065485 | 0.00060734 | 0.0006225 | 0.0006225 | 0.00011415 | 0.00011415 | 0.00011415 | 0.00011416 | 0.00011415 | 0.00011415 | 0.00011028 | 0.00012072 | 0.00010105 | 9.1006e-05 | 0.00022929 | 0.00011415 | 0.00011415 | 0.00011415 | 0.00011415 | 6.0385e-06 | 7.1053e-05 | 0.00010064 | 0.00011777 | 0.00010817 | 0.00011597 | 0.00011412 | 0.00011327 | 8.689e-05 | 0.00011501 | 0.00058877 | 0.00058877
01/21 21:00:00 | 1 | 21 | 21 | 501 | WD | 0 | 0.00022137 | 0.00022137 | 0.00027727 | 0.00016669 | 0 | 0.00011415 | 0 | 0 | 0.00034849 | -7.9409e-05 | 0.00061631 | 0.00022137 | 0.00026082 | 0.00014762 | 0.00023831 | 0.00014762 | 0.00011415 | 0.00022925 | 0.00011415 | 0 | 6.5591e-05 | 0.0001126 | 0.00011024 | 9.5834e-05 | 0.00010029 | 0.0006477 | 0.00058832 | 0.00060727 | 0.00060727 | 0.00011415 | 0.00011415 | 0.00011415 | 0.00011416 | 0.00011415 | 0.00011415 | 0.00010984 | 0.00010476 | 8.6009e-05 | 7.6429e-05 | 0.00022929 | 0.00011415 | 0.00011415 | 0.00011415 | 0.00011415 | 4.8306e-06 | 5.9917e-05 | 8.4608e-05 | 9.8906e-05 | 0.00010655 | 0.00010991 | 0.00010448 | 0.00010196 | 8.6894e-05 | 0.00011516 | 0.00063852 | 0.00063852
01/21 22:00:00 | 1 | 21 | 22 | 502 | WD | 0 | 0.00021453 | 0.00021453 | 0.00075659 | 0.00016398 | 2.0698e-12 | 0.00011415 | 0 | 0 | 0.00023959 | -5.6676e-05 | 0.00046724 | 0.00021453 | 0.00025416 | 0.00014405 | 0.00023543 | 0.00014405 | 0.00011415 | 0.00022925 | 0.00011415 | 0 | 6.5591e-05 | 0.0001126 | 0.00010424 | 8.1777e-05 | 8.8718e-05 | 0.00062744 | 0.00050203 | 0.00054204 | 0.00054204 | 0.00011415 | 0.00011415 | 0.00011415 | 0.00011415 | 0.00011415 | 0.00011415 | 0.00010924 | 9.2279e-05 | 7.4921e-05 | 6.6052e-05 | 0.00022929 | 0.00011415 | 0.00011415 | 0.00011415 | 0.00011415 | 3.2016e-06 | 4.5412e-05 | 7.0785e-05 | 8.5478e-05 | 0.00010478 | 9.875e-05 | 9.8237e-05 | 9.7999e-05 | 8.912e-05 | 9.5902e-05 | 0.00065195 | 0.00065195
01/21 23:00:00 | 1 | 21 | 23 | 503 | WD | 0 | 0.00018493 | 0.00018493 | -0.00099771 | 7.9759e-05 | 7.9772e-13 | 0.00011415 | 0 | 0 | 0.00013341 | 0.0010266 | -0.0018519 | 0.00018493 | 0.00045695 | 0.00013614 | 0.0002132 | 0.00013614 | 0.00011415 | 0.00022925 | 0.00011415 | 0 | 6.5591e-05 | 0.0001118 | 9.5362e-05 | 7.7263e-05 | 8.2857e-05 | 0.00058088 | 0.00049234 | 0.00052059 | 0.00052059 | 0.00011415 | 0.00011415 | 0.00011415 | 0.00011416 | 0.00011415 | 0.00011415 | 0.00010883 | 6.9436e-05 | 6.3877e-05 | 6.1037e-05 | 0.00022929 | 0.00011415 | 0.00011415 | 0.00011415 | 0.00011415 | 2.0797e-06 | 3.3003e-05 | 6.2124e-05 | 7.8988e-05 | 0.00010317 | 8.999e-05 | 9.0502e-05 | 9.0739e-05 | 8.921e-05 | 9.9419e-05 | 2.7408e-05 | 2.7408e-05
01/21 24:00:00 | 1 | 21 | 24 | 504 | WD | 0 | 0.00015609 | 0.00015609 | 0.00099522 | 7.7825e-05 | -1.3906e-12 | 0.00011415 | 0 | 0 | 5.4452e-05 | 0.00065528 | -0.0076299 | 0.00015609 | 0.00028216 | 0.00012638 | 0.00017862 | 0.00012638 | 0.00011415 | 0.00022925 | 0.00011415 | 0 | 6.5591e-05 | 0.0001118 | 0.00012379 | 7.7261e-05 | 9.164e-05 | 0.00074845 | 0.00049842 | 0.00057819 | 0.00057819 | 0.00011415 | 0.00011415 | 0.00011415 | 0.00011416 | 0.00011415 | 0.00011415 | 9.9691e-05 | 6.8344e-05 | 6.1493e-05 | 5.7992e-05 | 0.00022929 | 0.00011415 | 0.00011415 | 0.00011415 | 0.00011415 | 1.729e-06 | 2.6771e-05 | 5.7344e-05 | 7.5048e-05 | 9.8059e-05 | 8.9677e-05 | 8.9904e-05 | 9.001e-05 | 8.9232e-05 | 0.00010095 | 4.3489e-05 | 4.3489e-05
01/22 01:00:00 | 1 | 22 | 1 | 505 | WD | 0 | 0.00011054 | 0.00011054 | 7.1487e-07 | 7.5592e-05 | 0.00025245 | 0.00011415 | 0 | 0 | 2.1781e-05 | 0.0004274 | -0.0053146 | 0.00011054 | 8.2317e-05 | 9.19e-05 | 0.00012306 | 9.19e-05 | 0.00011415 | 0.00022925 | 0.00011415 | 0 | 6.5591e-05 | 0.0001118 | 8.8632e-05 | 7.7261e-05 | 8.0775e-05 | 0.00054281 | 0.00049845 | 0.0005126 | 0.0005126 | 0.00011415 | 0.00011415 | 0.00011415 | 0.00011416 | 0.00011415 | 0.00011415 | 4.5468e-05 | 6.8027e-05 | 5.8924e-05 | 5.4272e-05 | 0.00022929 | 0.00011415 | 0.00011415 | 0.00011415 | 0.00011415 | 1.2032e-06 | 2.496e-05 | 5.3631e-05 | 7.0234e-05 | 7.2409e-05 | 8.9589e-05 | 8.3721e-05 | 8.0999e-05 | 8.9583e-05 | 0.00010169 | 7.2945e-05 | 7.2945e-05
01/22 02:00:00 | 1 | 22 | 2 | 506 | WD | 0 | 0.00012777 | 0.00012777 | -0.00097306 | 7.4692e-05 | 0.00023244 | 0.00011415 | 0 | 0 | 2.1781e-05 | 0.00040617 | -0.0055027 | 0.00012777 | 0.00012555 | 8.5656e-05 | 0.00014903 | 8.5656e-05 | 0.00011415 | 0.00022925 | 0.00011415 | 0 | 6.5591e-05 | 0.0001118 | 8.7561e-05 | 7.7261e-05 | 8.0444e-05 | 0.00053702 | 0.00049845 | 0.00051076 | 0.00051076 | 0.00011415 | 0.00011415 | 0.00011415 | 0.00011416 | 0.00011415 | 0.00011415 | 3.6463e-05 | 6.7924e-05 | 5.8637e-05 | 5.3892e-05 | 0.00022929 | 0.00011415 | 0.00011415 | 0.00011415 | 0.00011415 | 1.2032e-06 | 2.437e-05 | 5.3103e-05 | 6.9742e-05 | 6.712e-05 | 8.9564e-05 | 8.3534e-05 | 8.0737e-05 | 8.9722e-05 | 0.0001022 | 9.9341e-05 | 9.9341e-05
01/22 03:00:00 | 1 | 22 | 3 | 507 | WD | 0 | 0.00014121 | 0.00014121 | 0.00097091 | 0 | 0.00022975 | 0.00011415 | 0 | 0 | 2.1781e-05 | 0.00041413 | -0.0049536 | 0.00014121 | 0.00018873 | 8.3946e-05 | 0.0001798 | 8.3946e-05 | 0.00011415 | 0.00022925 | 0.00011415 | 0 | 6.5591e-05 | 0.0001118 | 8.7464e-05 | 7.7261e-05 | 8.0414e-05 | 0.00053688 | 0.00049845 | 0.00051071 | 0.00051071 | 0.00011415 | 0.00011415 | 0.00011415 | 0.00011416 | 0.00011415 | 0.00011415 | 3.6473e-05 | 6.819e-05 | 6.0618e-05 | 5.6748e-05 | 0.00022929 | 0.00011415 | 0.00011415 | 0.00011415 | 0.00011415 | 1.23e-06 | 2.5894e-05 | 5.6002e-05 | 7.3438e-05 | 6.5853e-05 | 8.9649e-05 | 8.405e-05 | 8.1452e-05 | 8.9784e-05 | 0.0001026 | 0.00011521 | 0.00011521
01/22 04:00:00 | 1 | 22 | 4 | 508 | WD | 0 | 0.00016002 | 0.00016002 | 1.7979e-07 | 7.4436e-05 | 0.00022651 | 0.00011415 | 0 | 0 | 2.1781e-05 | 0.00038616 | -0.0018019 | 0.00016002 | 0.00021609 | 8.2211e-05 | 0.00019571 | 8.2211e-05 | 0.00011415 | 0.00022925 | 0.00011415 | 0 | 6.5591e-05 | 0.0001118 | 8.8297e-05 | 7.7259e-05 | 8.0671e-05 | 0.00054215 | 0.00049845 | 0.00051239 | 0.00051239 | 0.00011415 | 0.00011415 | 0.00011415 | 0.00011416 | 0.00011415 | 0.00011415 | 4.5596e-05 | 6.8975e-05 | 6.1912e-05 | 5.8304e-05 | 0.00022929 | 0.00011415 | 0.00011415 | 0.00011415 | 0.00011415 | 1.5508e-06 | 3.0373e-05 | 5.892e-05 | 7.5451e-05 | 7.1294e-05 | 8.9889e-05 | 8.437e-05 | 8.181e-05 | 8.9684e-05 | 0.00010294 | 0.00013824 | 0.00013824
01/22 05:00:00 | 1 | 22 | 5 | 509 | WD | 0 | 0.00016579 | 0.00016579 | 0 | 7.5177e-05 | 0.00021796 | 0.00011415 | 0 | 0 | 6.5342e-05 | 0.00036431 | 0.0014055 | 0.00016579 | 0.00022781 | 8.1198e-05 | 0.00020174 | 8.1198e-05 | 0.00011415 | 0.00022925 | 0.00011415 | 0 | 6.5591e-05 | 0.0001118 | 0.0001009 | 7.7259e-05 | 8.4564e-05 | 0.00061632 | 0.00049845 | 0.00053606 | 0.00053606 | 0.00011415 | 0.00011415 | 0.00011415 | 0.00011416 | 0.00011415 | 0.00011415 | 5.4768e-05 | 7.0282e-05 | 7.6832e-05 | 8.0178e-05 | 0.00022929 | 0.00011415 | 0.00011415 | 0.00011415 | 0.00011415 | 2.0054e-06 | 3.7834e-05 | 7.9583e-05 | 0.00010376 | 7.6872e-05 | 9.0286e-05 | 8.9223e-05 | 8.873e-05 | 8.957e-05 | 0.00010317 | 0.00012289 | 0.00012289
01/22 06:00:00 | 1 | 22 | 6 | 510 | WD | 0 | 0.00017105 | 0.00017105 | 4.683e-06 | 7.8331e-05 | -1.5577e-12 | 0.00011415 | 0 | 0 | 0.00013613 | 0.00035912 | 0.0033262 | 0.00017105 | 0.00023347 | 8.7512e-05 | 0.00020372 | 8.7512e-05 | 0.00011415 | 0.00022925 | 0.00011415 | 0 | 6.5591e-05 | 0.0001118 | 0.00010378 | 8.1279e-05 | 8.8232e-05 | 0.00063354 | 0.00052312 | 0.00055835 | 0.00055835 | 0.00011415 | 0.00011415 | 0.00011415 | 0.00011416 | 0.00011415 | 0.00011415 | 9.1181e-05 | 9.299e-05 | 0.0001022 | 0.0001069 | 0.00022929 | 0.00011415 | 0.00011415 | 0.00011415 | 0.00011415 | 3.0749e-06 | 6.2531e-05 | 0.00011054 | 0.00013835 | 9.5698e-05 | 9.8552e-05 | 9.7279e-05 | 9.6689e-05 | 8.9228e-05 | 0.00010322 | 0.00011748 | 0.00011748
01/22 07:00:00 | 1 | 22 | 7 | 511 | WD | 0 | 0.00019901 | 0.00019901 | 1.2187e-05 | 0.00017007 | 7.5464e-14 | 0.00011415 | 0 | 0 | 0.00015247 | -0.00083571 | 0.0036415 | 0.00019901 | -0.00010956 | 9.9871e-05 | 0.0002287 | 9.9871e-05 | 0.00011415 | 0.00022925 | 0.00011415 | 0 | 6.5591e-05 | 0.0001126 | 0.00010867 | 8.6999e-05 | 9.3697e-05 | 0.00064642 | 0.00054021 | 0.0005741 | 0.0005741 | 0.00011415 | 0.00011415 | 0.00011415 | 0.00011416 | 0.00011415 | 0.00011415 | 0.00012828 | 0.00012421 | 0.00013044 | 0.00013363 | 0.00022929 | 0.00011415 | 0.00011415 | 0.00011415 | 0.00011415 | 4.0107e-06 | 9.1597e-05 | 8.8347e-05 | 8.6466e-05 | 0.00011514 | 0.00011199 | 0.00010686 | 0.00010449 | 8.4795e-05 | 0.0001263 | 0.00060385 | 0.00060385
01/22 08:00:00 | 1 | 22 | 8 | 512 | WD | 0 | 0.00020317 | 0.00020317 | 0.00075059 | 0.00020623 | 4.7973e-13 | 0.00011415 | 2.7141e-05 | 2.7141e-05 | 0.00013613 | -0.00048157 | 0.0033552 | 0.00020317 | 1.3572e-05 | 0.00011103 | 0.00022768 | 0.00011103 | 0.00011415 | 0.00017194 | 0.00011415 | 2.7864e-06 | 6.5591e-05 | 0.0001126 | 0.00010716 | 0.00010176 | 0.00010343 | 0.00063261 | 0.00062477 | 0.00062727 | 0.00062727 | 0.00011415 | 0.00011415 | 0.00011415 | 0.00011416 | 0.00011415 | 0.00011415 | 0.000149 | 0.00014161 | 0.0001894 | 0.00021381 | 0.0001538 | 0.00011415 | 0.00011415 | 0.00011415 | 0.00011415 | 1.5411e-05 | 0.00011846 | 0.00013136 | 0.00013883 | 0.00012539 | 0.00012055 | 0.00012593 | 0.00012843 | 9.2443e-05 | 0.00012 | 0.00064978 | 0.00064978
01/22 09:00:00 | 1 | 22 | 9 | 513 | WD | 6.1202e-05 | 0.0002228 | 0.0002228 | -0.00071284 | 0.00023352 | 1.5523e-12 | 0.00011415 | 0.00011422 | 0.00011422 | 5.9897e-05 | -0.00024189 | 0.0028558 | 0.0002228 | 0.00016762 | 0.00011108 | 0.00025548 | 0.00011108 | 0.00011415 | 0 | 0.00011415 | 6.6623e-05 | 0.00016398 | 0.0001685 | 0.00011059 | 0.00010404 | 0.00010606 | 0.00065189 | 0.00063874 | 0.00064293 | 0.00064293 | 0.00011415 | 0.00011415 | 0.00011415 | 0.00011416 | 0.00011415 | 0.00011415 | 0.00016895 | 0.00015361 | 0.00019345 | 0.00021381 | 0 | 0.00011415 | 0.00011415 | 0.00011415 | 0.00011415 | 7.7014e-05 | 0.0001479 | 0.00014456 | 0.00014263 | 0.00013668 | 0.00011947 | 0.00014546 | 0.00015751 | 9.2545e-05 | 0.00011786 | 0.00053075 | 0.00053075
01/22 10:00:00 | 1 | 22 | 10 | 514 | WD | 0.00014422 | 0.00025092 | 0.00025092 | 0.0010569 | 0.0001735 | 0.00021486 | 0.00011415 | 0.00017428 | 0.00017428 | 4.0839e-05 | -0.00016051 | 0.0023629 | 0.00025092 | 0.00033521 | 0.00011156 | 0.00030546 | 0.00011156 | 0.00011415 | 0 | 0.00011415 | 0.00026838 | 0.00029516 | 0.0002244 | 0.00011376 | 0.00010394 | 0.00010697 | 0.00067012 | 0.00063811 | 0.00064832 | 0.00064832 | 0.00011415 | 0.00011415 | 0.00011415 | 0.00011416 | 0.00011415 | 0.00011415 | 0.0001871 | 0.00015456 | 0.00019377 | 0.00021381 | 0 | 0.00011415 | 0.00011415 | 0.00011415 | 0.00011415 | 0.00016637 | 0.00019281 | 0.00016405 | 0.0001474 | 0.00014743 | 0.00012002 | 0.00015046 | 0.00016458 | 9.2602e-05 | 0.00011656 | 0.00046029 | 0.00046029
01/22 11:00:00 | 1 | 22 | 11 | 515 | WD | 0.00020513 | 0.0002039 | 0.0002039 | 1.2463e-05 | 0.00016971 | 0.00021991 | 0.00011415 | 0 | 0 | 4.0839e-05 | 0.0012977 | 0.0019427 | 0.0002039 | 0.00048934 | 0.00011463 | 0.00023845 | 0.00011463 | 0.00011415 | 0 | 0.00011415 | 0.0004029 | 0.00029516 | 0.0002244 | 0.00011424 | 0.00010383 | 0.00010705 | 0.00067267 | 0.00063742 | 0.00064867 | 0.00064867 | 0.00011415 | 0.00011415 | 0.00011415 | 0.00011416 | 0.00011415 | 0.00011415 | 0.00018706 | 0.00015413 | 0.00019363 | 0.00021381 | 0 | 0.00011415 | 0.00011415 | 0.00011415 | 0.00011415 | 0.00023846 | 0.00022856 | 0.00017972 | 0.00015143 | 0.00014875 | 0.00011983 | 0.00014925 | 0.0001629 | 9.2767e-05 | 0.00011554 | 0.0004027 | 0.0004027
01/22 12:00:00 | 1 | 22 | 12 | 516 | WD | 0.00024597 | 0.00020019 | 0.00020019 | 1.0075e-05 | 0.00016598 | 0.00021998 | 0.00011415 | 0 | 0 | 4.0839e-05 | 0.00073905 | 0.001619 | 0.00020019 | 0.00039113 | 0.00011458 | 0.00023374 | 0.00011458 | 0.00011415 | 0 | 0.00011415 | 0.00047113 | 0.00029516 | 0.0002244 | 0.00014342 | 0.00010373 | 0.00011599 | 0.00084365 | 0.0006368 | 0.00070279 | 0.00070279 | 0.00011415 | 0.00011415 | 0.00011415 | 0.00011416 | 0.00011415 | 0.00011415 | 0.000187 | 0.00015348 | 0.00019341 | 0.00021381 | 0 | 0.00011415 | 0.00011415 | 0.00011415 | 0.00011415 | 0.00029516 | 0.00024632 | 0.00023124 | 0.00022251 | 0.00014894 | 0.00011958 | 0.00015062 | 0.00016502 | 9.289e-05 | 0.00011452 | 0.00036382 | 0.00036382
01/22 13:00:00 | 1 | 22 | 13 | 517 | WD | 0.00025113 | 0.00019783 | 0.00019783 | 8.6903e-06 | 0.00016316 | 0.00021627 | 0.00011415 | 0 | 0 | 4.0839e-05 | 0.00052923 | 0.0013601 | 0.00019783 | 0.0003504 | 0.00011115 | 0.00023153 | 0.00011115 | 0.00011415 | 0 | 0.00011415 | 0.00047113 | 0.00029516 | 0.0002244 | 0.00011437 | 0.00010371 | 0.00010701 | 0.00067308 | 0.0006367 | 0.00064831 | 0.00064831 | 0.00011415 | 0.00011415 | 0.00011415 | 0.00011416 | 0.00011415 | 0.00011415 | 0.00018694 | 0.0001532 | 0.00019331 | 0.00021381 | 0 | 0.00011415 | 0.00011415 | 0.00011415 | 0.00011415 | 0.0003103 | 0.00024586 | 0.0002315 | 0.00022318 | 0.00014861 | 0.00011948 | 0.00015399 | 0.00016999 | 9.2953e-05 | 0.00011398 | 0.00034221 | 0.00034221
01/22 14:00:00 | 1 | 22 | 14 | 518 | WD | 0.00022187 | 0.00018644 | 0.00018644 | 7.6364e-06 | 0.00011136 | 0.00022375 | 0.00011415 | 0 | 0 | 4.0839e-05 | 0.0004342 | 0.0011704 | 0.00018644 | 0.00032553 | 0.00011051 | 0.00022327 | 0.00011051 | 0.00011415 | 0 | 0.00011415 | 0.00045955 | 0.00029516 | 0.0002244 | 0.00011531 | 0.00010793 | 0.00011021 | 0.00067853 | 0.00066259 | 0.00066768 | 0.00066768 | 0.00011415 | 0.00011415 | 0.00011415 | 0.00011416 | 0.00011415 | 0.00011415 | 0.00018653 | 0.00015279 | 0.00019317 | 0.00021381 | 0 | 0.00011415 | 0.00011415 | 0.00011415 | 0.00011415 | 0.00028029 | 0.00024223 | 0.00022937 | 0.00022192 | 0.00014688 | 0.00012084 | 0.00015244 | 0.0001671 | 9.3071e-05 | 0.00011343 | 0.00030452 | 0.00030452
01/22 15:00:00 | 1 | 22 | 15 | 519 | WD | 0.00016435 | 0.00018956 | 0.00018956 | 3.4348e-06 | 0.00012936 | 0.00023635 | 0.00011415 | 0 | 0 | 4.0839e-05 | 0.00038993 | 0.0010063 | 0.00018956 | 0.00031875 | 0.00010956 | 0.0002252 | 0.00010956 | 0.00011415 | 0 | 0.00011415 | 0.0003525 | 0.00029516 | 0.0002244 | 0.00011521 | 0.00010756 | 0.00010993 | 0.00067781 | 0.00066033 | 0.00066591 | 0.00066591 | 0.00011415 | 0.00011415 | 0.00011415 | 0.00011416 | 0.00011415 | 0.00011415 | 0.00018548 | 0.00015218 | 0.00019297 | 0.00021381 | 0 | 0.00011415 | 0.00011415 | 0.00011415 | 0.00011415 | 0.0002128 | 0.00021226 | 0.00017303 | 0.00015031 | 0.00014618 | 0.00012052 | 0.00014998 | 0.00016364 | 9.3123e-05 | 0.00011321 | 0.00028321 | 0.00028321
01/22 16:00:00 | 1 | 22 | 16 | 520 | WD | 9.1817e-05 | 0.00018497 | 0.00018497 | 0.00082732 | 7.9807e-05 | 0.00024949 | 0.00011415 | 0 | 0 | 7.0788e-05 | 0.00036561 | 0.00090143 | 0.00018497 | 0.00031351 | 0.00011092 | 0.00022428 | 0.00011092 | 0.00011415 | 0 | 0.00011415 | 0.00021031 | 0.00029516 | 0.0002244 | 0.000112 | 0.00010366 | 0.00010624 | 0.0006588 | 0.00063639 | 0.00064354 | 0.00064354 | 0.00011415 | 0.00011415 | 0.00011415 | 0.00011416 | 0.00011415 | 0.00011415 | 0.00016661 | 0.00015069 | 0.00019246 | 0.00021381 | 0 | 0.00011415 | 0.00011415 | 0.00011415 | 0.00011415 | 0.00012304 | 0.00016811 | 0.00015412 | 0.00014601 | 0.00013433 | 0.00011869 | 0.00014942 | 0.00016367 | 9.3154e-05 | 0.00011316 | 0.00027387 | 0.00027387
01/22 17:00:00 | 1 | 22 | 17 | 521 | WD | 1.211e-05 | 0.00020608 | 0.00020608 | -0.00082112 | 0.00016133 | -2.0051e-12 | 0.00011415 | 0.00017856 | 0.00017856 | 0.00015247 | -0.00084545 | 0.00083147 | 0.00020608 | 2.5129e-05 | 0.00012 | 0.00023586 | 0.00012 | 0.00011415 | 0 | 0.00011415 | 7.3654e-05 | 0.00029516 | 0.0002244 | 0.00010373 | 0.00010305 | 0.00010326 | 0.00061022 | 0.00063263 | 0.00062548 | 0.00062548 | 0.00011415 | 0.00011415 | 0.00011415 | 0.00011416 | 0.00011415 | 0.00011415 | 0.00014779 | 0.00014462 | 0.00015223 | 0.00015611 | 0 | 0.00011415 | 0.00011415 | 0.00011415 | 0.00011415 | 4.5345e-05 | 0.0001187 | 0.00010886 | 0.00010316 | 0.00012318 | 0.00011665 | 0.00013976 | 0.00015047 | 8.7048e-05 | 0.00011339 | 0.00029184 | 0.00029184
01/22 18:00:00 | 1 | 22 | 18 | 522 | WD | 0 | 0.00021604 | 0.00021604 | 1.0183e-05 | 0.0001647 | -7.5459e-13 | 0.00011415 | 0 | 0 | 0.00021236 | -0.00051334 | 0.00082976 | 0.00021604 | 0.00018987 | 0.00013406 | 0.00024344 | 0.00013406 | 0.00011415 | 0.00022925 | 0.00011415 | 0 | 0.00029516 | 0.0002244 | 0.00010177 | 0.00010271 | 0.00010242 | 0.00059851 | 0.00063052 | 0.00062031 | 0.00062031 | 0.00011415 | 0.00011415 | 0.00011415 | 0.00011416 | 0.00011415 | 0.00011415 | 0.00012914 | 0.00014044 | 0.00012963 | 0.00012411 | 0.00022929 | 0.00011415 | 0.00011415 | 0.00011415 | 0.00011415 | 5.5549e-06 | 9.068e-05 | 8.4109e-05 | 8.0304e-05 | 0.00011912 | 0.00012337 | 0.00014463 | 0.00015449 | 8.7066e-05 | 0.00011374 | 0.00032276 | 0.00032276
01/22 19:00:00 | 1 | 22 | 19 | 523 | WD | 0 | 0.0002456 | 0.0002456 | 0.0010417 | 0.00016819 | -3.8268e-13 | 0.00011415 | 0 | 0 | 0.00028587 | -0.00026124 | 0.00082447 | 0.0002456 | 0.00035568 | 0.00014271 | 0.00027688 | 0.00014271 | 0.00011415 | 0.00022925 | 0.00011415 | 0 | 6.5591e-05 | 0.0001126 | 0.00010216 | 0.00010066 | 0.00010113 | 2.7304e-06 | 8.4579e-09 | 8.769e-07 | 8.769e-07 | 0.00011415 | 0.00011415 | 0.00011415 | 0.00011416 | 0.00011415 | 0.00011415 | 0.00012867 | 0.00012924 | 0.00011284 | 0.00010446 | 0.00022929 | 0.00011415 | 0.00011415 | 0.00011415 | 0.00011415 | 4.7071e-06 | 8.1186e-05 | 7.2578e-05 | 6.7593e-05 | 0.00011747 | 0.00011912 | 0.00011917 | 0.00011919 | 8.7109e-05 | 0.00011372 | 0.00051143 | 0.00051143
01/22 20:00:00 | 1 | 22 | 20 | 524 | WD | 0 | 0.00023237 | 0.00023237 | 1.1504e-05 | 0.00016897 | -2.8565e-13 | 0.00011415 | 0 | 0 | 0.00034305 | -0.0001225 | 0.00080286 | 0.00023237 | 0.00031853 | 0.00014653 | 0.00025414 | 0.00014653 | 0.00011415 | 0.00022925 | 0.00011415 | 0 | 6.5591e-05 | 0.0001126 | 0.00011206 | 9.925e-05 | 0.00010321 | 2.5231e-06 | 1.3076e-08 | 8.1393e-07 | 8.1393e-07 | 0.00011415 | 0.00011415 | 0.00011415 | 0.00011416 | 0.00011415 | 0.00011415 | 0.00011028 | 0.00012072 | 0.00010105 | 9.1006e-05 | 0.00022929 | 0.00011415 | 0.00011415 | 0.00011415 | 0.00011415 | 6.0385e-06 | 7.1053e-05 | 0.00010064 | 0.00011777 | 0.00010799 | 0.00011605 | 0.00011415 | 0.00011327 | 8.7149e-05 | 0.00011379 | 0.00051573 | 0.00051573
01/22 21:00:00 | 1 | 22 | 21 | 525 | WD | 0 | 0.00021821 | 0.00021821 | 1.1068e-05 | 0.00016679 | 0 | 0.00011415 | 0 | 0 | 0.00034849 | -7.9413e-05 | 0.00073358 | 0.00021821 | 0.00028605 | 0.00014762 | 0.0002338 | 0.00014762 | 0.00011415 | 0.00022925 | 0.00011415 | 0 | 6.5591e-05 | 0.0001126 | 0.00011098 | 9.625e-05 | 0.0001008 | 2.3415e-06 | 1.5586e-08 | 7.5768e-07 | 7.5768e-07 | 0.00011415 | 0.00011415 | 0.00011415 | 0.00011416 | 0.00011415 | 0.00011415 | 0.00010984 | 0.00010476 | 8.6009e-05 | 7.6429e-05 | 0.00022929 | 0.00011415 | 0.00011415 | 0.00011415 | 0.00011415 | 4.8306e-06 | 5.9917e-05 | 8.4608e-05 | 9.8906e-05 | 0.00010634 | 0.00011002 | 0.00010451 | 0.00010196 | 8.7174e-05 | 0.00011365 | 0.00054852 | 0.00054852
01/22 22:00:00 | 1 | 22 | 22 | 526 | WD | 0 | 0.00020307 | 0.00020307 | 9.3932e-06 | 0.00016405 | 2.0698e-12 | 0.00011415 | 0 | 0 | 0.00023959 | -5.594e-05 | 0.00060035 | 0.00020307 | 0.00026904 | 0.00014405 | 0.0002191 | 0.00014405 | 0.00011415 | 0.00022925 | 0.00011415 | 0 | 6.5591e-05 | 0.0001126 | 0.00010511 | 8.2114e-05 | 8.9222e-05 | 2.1581e-05 | 9.9238e-08 | 6.953e-06 | 6.953e-06 | 0.00011415 | 0.00011415 | 0.00011415 | 0.00011415 | 0.00011415 | 0.00011415 | 0.00010924 | 9.2279e-05 | 7.4921e-05 | 6.6052e-05 | 0.00022929 | 0.00011415 | 0.00011415 | 0.00011415 | 0.00011415 | 3.2016e-06 | 4.5412e-05 | 7.0785e-05 | 8.5478e-05 | 0.00010448 | 9.8864e-05 | 9.8273e-05 | 9.7999e-05 | 8.8979e-05 | 9.6394e-05 | 0.00053782 | 0.00053782
01/22 23:00:00 | 1 | 22 | 23 | 527 | WD | 0 | 0.00017159 | 0.00017159 | 3.2176e-06 | 7.9761e-05 | 7.9772e-13 | 0.00011415 | 0 | 0 | 0.00013341 | 0.0010042 | -0.0017157 | 0.00017159 | 0.00043746 | 0.00013614 | 0.00019421 | 0.00013614 | 0.00011415 | 0.00022925 | 0.00011415 | 0 | 6.5591e-05 | 0.0001118 | 9.631e-05 | 7.8521e-05 | 8.4019e-05 | 2.8452e-05 | 7.111e-06 | 1.392e-05 | 1.392e-05 | 0.00011415 | 0.00011415 | 0.00011415 | 0.00011416 | 0.00011415 | 0.00011415 | 0.00010883 | 6.9436e-05 | 6.3877e-05 | 6.1037e-05 | 0.00022929 | 0.00011415 | 0.00011415 | 0.00011415 | 0.00011415 | 2.0797e-06 | 3.3003e-05 | 6.2124e-05 | 7.8988e-05 | 0.00010284 | 9.041e-05 | 9.0763e-05 | 9.0926e-05 | 8.9062e-05 | 9.8212e-05 | 2.5548e-05 | 2.5548e-05
01/22 24:00:00 | 1 | 22 | 24 | 528 | WD | 0 | 0.00013938 | 0.00013938 | 4.4843e-06 | 7.7816e-05 | -1.3906e-12 | 0.00011415 | 0 | 0 | 5.4452e-05 | 0.00061509 | -0.0049868 | 0.00013938 | 0.00026629 | 0.00012638 | 0.00015482 | 0.00012638 | 0.00011415 | 0.00022925 | 0.00011415 | 0 | 6.5591e-05 | 0.0001118 | 0.00012448 | 7.8643e-05 | 9.281e-05 | 2.9633e-05 | 1.3386e-05 | 1.8569e-05 | 1.8569e-05 | 0.00011415 | 0.00011415 | 0.00011415 | 0.00011416 | 0.00011415 | 0.00011415 | 9.9691e-05 | 6.8344e-05 | 6.1493e-05 | 5.7992e-05 | 0.00022929 | 0.00011415 | 0.00011415 | 0.00011415 | 0.00011415 | 1.729e-06 | 2.6771e-05 | 5.7344e-05 | 7.5048e-05 | 9.7721e-05 | 9.0141e-05 | 9.0211e-05 | 9.0243e-05 | 8.9073e-05 | 9.9902e-05 | 8.3279e-06 | 8.3279e-06
01/23 01:00:00 | 1 | 23 | 1 | 529 | WD | 0 | 9.0624e-05 | 9.0624e-05 | 0.00097945 | 7.5588e-05 | 0.00025245 | 0.00011415 | 0 | 0 | 2.1781e-05 | 0.00039184 | -0.0053347 | 9.0624e-05 | 7.1953e-05 | 9.19e-05 | 9.4706e-05 | 9.19e-05 | 0.00011415 | 0.00022925 | 0.00011415 | 0 | 6.5591e-05 | 0.0001118 | 8.939e-05 | 7.8507e-05 | 8.187e-05 | 3.0049e-05 | 1.4834e-05 | 1.9688e-05 | 1.9688e-05 | 0.00011415 | 0.00011415 | 0.00011415 | 0.00011416 | 0.00011415 | 0.00011415 | 4.5468e-05 | 6.8027e-05 | 5.8924e-05 | 5.4272e-05 | 0.00022929 | 0.00011415 | 0.00011415 | 0.00011415 | 0.00011415 | 1.2032e-06 | 2.496e-05 | 5.3631e-05 | 7.0234e-05 | 7.2039e-05 | 9.0004e-05 | 8.403e-05 | 8.1259e-05 | 8.9286e-05 | 0.00010056 | 3.0272e-05 | 3.0272e-05
01/23 02:00:00 | 1 | 23 | 2 | 530 | WD | 0 | 0.00010574 | 0.00010574 | -0.0009735 | 7.469e-05 | 0.00023244 | 0.00011415 | 0 | 0 | 2.1781e-05 | 0.0003949 | -0.004597 | 0.00010574 | 0.00011125 | 8.5656e-05 | 0.00011767 | 8.5656e-05 | 0.00011415 | 0.00022925 | 0.00011415 | 0 | 6.5591e-05 | 0.0001118 | 8.8449e-05 | 7.9275e-05 | 8.211e-05 | 3.044e-05 | 1.4914e-05 | 1.9867e-05 | 1.9867e-05 | 0.00011415 | 0.00011415 | 0.00011415 | 0.00011416 | 0.00011415 | 0.00011415 | 3.6463e-05 | 6.7924e-05 | 5.8637e-05 | 5.3892e-05 | 0.00022929 | 0.00011415 | 0.00011415 | 0.00011415 | 0.00011415 | 1.2032e-06 | 2.437e-05 | 5.3103e-05 | 6.9742e-05 | 6.6733e-05 | 9.0247e-05 | 8.3955e-05 | 8.1037e-05 | 8.9366e-05 | 0.00010093 | 3.1895e-05 | 3.1895e-05
01/23 03:00:00 | 1 | 23 | 3 | 531 | WD | 0 | 0.0001199 | 0.0001199 | 2.9074e-07 | 0 | 0.00022975 | 0.00011415 | 0 | 0 | 2.1781e-05 | 0.00043098 | -0.004594 | 0.0001199 | 0.00017979 | 8.3946e-05 | 0.00014945 | 8.3946e-05 | 0.00011415 | 0.00022925 | 0.00011415 | 0 | 6.5591e-05 | 0.0001118 | 8.8477e-05 | 8.0041e-05 | 8.2648e-05 | 3.0803e-05 | 1.4708e-05 | 1.9843e-05 | 1.9843e-05 | 0.00011415 | 0.00011415 | 0.00011415 | 0.00011416 | 0.00011415 | 0.00011415 | 3.6473e-05 | 6.819e-05 | 6.0618e-05 | 5.6748e-05 | 0.00022929 | 0.00011415 | 0.00011415 | 0.00011415 | 0.00011415 | 1.23e-06 | 2.5894e-05 | 5.6002e-05 | 7.3438e-05 | 6.5395e-05 | 9.06e-05 | 8.4576e-05 | 8.1782e-05 | 8.9388e-05 | 0.00010114 | 3.8705e-05 | 3.8705e-05
01/23 04:00:00 | 1 | 23 | 4 | 532 | WD | 0 | 0.00014093 | 0.00014093 | 0.00097071 | 7.4434e-05 | 0.00022651 | 0.00011415 | 0 | 0 | 2.1781e-05 | 0.00040626 | -0.0016463 | 0.00014093 | 0.00021732 | 8.2211e-05 | 0.00016852 | 8.2211e-05 | 0.00011415 | 0.00022925 | 0.00011415 | 0 | 6.5591e-05 | 0.0001118 | 8.949e-05 | 8.1e-05 | 8.3624e-05 | 3.1054e-05 | 1.4353e-05 | 1.9681e-05 | 1.9681e-05 | 0.00011415 | 0.00011415 | 0.00011415 | 0.00011416 | 0.00011415 | 0.00011415 | 4.5596e-05 | 6.8975e-05 | 6.1912e-05 | 5.8304e-05 | 0.00022929 | 0.00011415 | 0.00011415 | 0.00011415 | 0.00011415 | 1.5508e-06 | 3.0373e-05 | 5.892e-05 | 7.5451e-05 | 7.0767e-05 | 9.1176e-05 | 8.5026e-05 | 8.2173e-05 | 8.9331e-05 | 0.00010128 | 3.7764e-05 | 3.7764e-05
01/23 05:00:00 | 1 | 23 | 5 | 533 | WD | 0 | 0.00014664 | 0.00014664 | -0.00097432 | 7.5175e-05 | 0.00021796 | 0.00011415 | 0 | 0 | 6.5342e-05 | 0.00039192 | 0.0014617 | 0.00014664 | 0.00023036 | 8.1198e-05 | 0.00017448 | 8.1198e-05 | 0.00011415 | 0.00022925 | 0.00011415 | 0 | 6.5591e-05 | 0.0001118 | 0.00014905 | 8.2062e-05 | 0.00010276 | 3.0174e-05 | 1.3905e-05 | 1.9095e-05 | 1.9095e-05 | 0.00011415 | 0.00011415 | 0.00011415 | 0.00011416 | 0.00011415 | 0.00011415 | 5.4768e-05 | 7.0282e-05 | 7.6832e-05 | 8.0178e-05 | 0.00022929 | 0.00011415 | 0.00011415 | 0.00011415 | 0.00011415 | 2.0054e-06 | 3.7834e-05 | 7.9583e-05 | 0.00010376 | 7.6769e-05 | 9.1945e-05 | 8.9976e-05 | 8.9063e-05 | 8.926e-05 | 0.00010139 | 3.235e-05 | 3.235e-05
01/23 06:00:00 | 1 | 23 | 6 | 534 | WD | 0 | 0.00014532 | 0.00014532 | 0.00099625 | 7.8332e-05 | -1.5577e-12 | 0.00011415 | 0 | 0 | 0.00013613 | 0.0003814 | 0.0033488 | 0.00014532 | 0.00022452 | 8.7512e-05 | 0.0001671 | 8.7512e-05 | 0.00011415 | 0.00022925 | 0.00011415 | 0 | 6.5591e-05 | 0.0001118 | 0.00014318 | 8.6646e-05 | 0.00010412 | 3.269e-05 | 1.3676e-05 | 1.9743e-05 | 1.9743e-05 | 0.00011415 | 0.00011415 | 0.00011415 | 0.00011416 | 0.00011415 | 0.00011415 | 9.1181e-05 | 9.299e-05 | 0.0001022 | 0.0001069 | 0.00022929 | 0.00011415 | 0.00011415 | 0.00011415 | 0.00011415 | 3.0749e-06 | 6.2531e-05 | 0.00011054 | 0.00013835 | 9.5504e-05 | 0.00010041 | 9.809e-05 | 9.7015e-05 | 8.9051e-05 | 0.0001013 | 2.003e-05 | 2.003e-05
01/23 07:00:00 | 1 | 23 | 7 | 535 | WD | 0 | 0.00017287 | 0.00017287 | 1.1136e-05 | 0.00017009 | 7.5464e-14 | 0.00011415 | 0 | 0 | 0.00015247 | -0.00076604 | 0.0036717 | 0.00017287 | 8.5334e-06 | 9.9871e-05 | 0.00019148 | 9.9871e-05 | 0.00011415 | 0.00022925 | 0.00011415 | 0 | 6.5591e-05 | 0.0001126 | 0.00012908 | 9.2384e-05 | 0.00010373 | 1.2018e-05 | 7.356e-06 | 8.8434e-06 | 8.8434e-06 | 0.00011415 | 0.00011415 | 0.00011415 | 0.00011416 | 0.00011415 | 0.00011415 | 0.00012828 | 0.00012421 | 0.00013044 | 0.00013363 | 0.00022929 | 0.00011415 | 0.00011415 | 0.00011415 | 0.00011415 | 4.0107e-06 | 9.1597e-05 | 8.8347e-05 | 8.6466e-05 | 0.00011482 | 0.00011382 | 0.00010766 | 0.0001048 | 8.6006e-05 | 0.00012283 | 0.00045847 | 0.00045847
01/23 08:00:00 | 1 | 23 | 8 | 536 | WD | 0 | 0.00019159 | 0.00019159 | -6.9075e-05 | 0.0001885 | 4.7973e-13 | 0.00011415 | 3.2247e-05 | 3.2247e-05 | 0.00013613 | -0.00045227 | 0.0033926 | 0.00019159 | 9.5892e-05 | 0.00011103 | 0.00021388 | 0.00011103 | 0.00011415 | 0.00017194 | 0.00011415 | 3.3106e-06 | 6.5591e-05 | 0.0001126 | 0.0001085 | 0.00010673 | 0.00010728 | 5.9752e-06 | 2.105e-06 | 3.3398e-06 | 3.3398e-06 | 0.00011415 | 0.00011415 | 0.00011415 | 0.00011416 | 0.00011415 | 0.00011415 | 0.000149 | 0.00014159 | 0.00018939 | 0.00021381 | 0.0001538 | 0.00011415 | 0.00011415 | 0.00011415 | 0.00011415 | 1.6565e-05 | 0.00011874 | 0.00013151 | 0.00013891 | 0.00012507 | 0.00012224 | 0.00012647 | 0.00012843 | 9.3041e-05 | 0.00011697 | 0.00046471 | 0.00046471
01/23 09:00:00 | 1 | 23 | 9 | 537 | WD | 6.4707e-05 | 0.0002217 | 0.0002217 | 0.00010813 | 0.00025151 | 1.5523e-12 | 0.00011415 | 0.00012532 | 0.00012532 | 5.9897e-05 | -0.00023017 | 0.0028952 | 0.0002217 | 0.0002102 | 0.00011108 | 0.0002512 | 0.00011108 | 0.00011415 | 0 | 0.00011415 | 7.3099e-05 | 0.00016398 | 0.0001685 | 0.00011134 | 0.00010543 | 0.00010726 | 0.00065625 | 0.00064731 | 0.00065016 | 0.00065016 | 0.00011415 | 0.00011415 | 0.00011415 | 0.00011416 | 0.00011415 | 0.00011415 | 0.00016895 | 0.00015357 | 0.00019344 | 0.00021381 | 0 | 0.00011415 | 0.00011415 | 0.00011415 | 0.00011415 | 8.1169e-05 | 0.00015049 | 0.00014566 | 0.00014286 | 0.00013649 | 0.00011991 | 0.00014603 | 0.00015814 | 9.2968e-05 | 0.00011605 | 0.00040834 | 0.00040834
01/23 10:00:00 | 1 | 23 | 10 | 538 | WD | 0.00014716 | 0.00026032 | 0.00026032 | 2.1602e-05 | 0.00017355 | 0.00021486 | 0.00011415 | 0.00017897 | 0.00017897 | 4.0839e-05 | -0.00015841 | 0.0023653 | 0.00026032 | 0.00033434 | 0.00011156 | 0.00031883 | 0.00011156 | 0.00011415 | 0 | 0.00011415 | 0.0002756 | 0.00029516 | 0.0002244 | 0.00011407 | 0.00010427 | 0.0001073 | 0.00067203 | 0.00064009 | 0.00065028 | 0.00065028 | 0.00011415 | 0.00011415 | 0.00011415 | 0.00011416 | 0.00011415 | 0.00011415 | 0.0001871 | 0.00015456 | 0.00019377 | 0.00021381 | 0 | 0.00011415 | 0.00011415 | 0.00011415 | 0.00011415 | 0.00017023 | 0.00019472 | 0.00016489 | 0.00014762 | 0.00014736 | 0.00012012 | 0.00015066 | 0.00016482 | 9.2763e-05 | 0.00011578 | 0.00038921 | 0.00038921
01/23 11:00:00 | 1 | 23 | 11 | 539 | WD | 0.00020521 | 0.00021259 | 0.00021259 | 1.248e-05 | 0.00016967 | 0.00021991 | 0.00011415 | 0 | 0 | 4.0839e-05 | 0.0010456 | 0.0018898 | 0.00021259 | 0.00049413 | 0.00011463 | 0.00025083 | 0.00011463 | 0.00011415 | 0 | 0.00011415 | 0.00040289 | 0.00029516 | 0.0002244 | 0.00011433 | 0.00010396 | 0.00010716 | 0.00067326 | 0.00063818 | 0.00064937 | 0.00064937 | 0.00011415 | 0.00011415 | 0.00011415 | 0.00011416 | 0.00011415 | 0.00011415 | 0.00018706 | 0.00015413 | 0.00019363 | 0.00021381 | 0 | 0.00011415 | 0.00011415 | 0.00011415 | 0.00011415 | 0.00023878 | 0.00022856 | 0.00017973 | 0.00015146 | 0.00014874 | 0.00011987 | 0.00014932 | 0.00016298 | 9.2796e-05 | 0.00011538 | 0.00037287 | 0.00037287
01/23 12:00:00 | 1 | 23 | 12 | 540 | WD | 0.00025024 | 0.00020768 | 0.00020768 | 1.0587e-05 | 0.00016599 | 0.00021998 | 0.00011415 | 0 | 0 | 4.0839e-05 | 0.00079245 | 0.0014882 | 0.00020768 | 0.0003997 | 0.00011458 | 0.0002444 | 0.00011458 | 0.00011415 | 0 | 0.00011415 | 0.00047113 | 0.00029516 | 0.0002244 | 0.00014319 | 0.00010371 | 0.00011591 | 0.00084249 | 0.00063666 | 0.00070233 | 0.00070233 | 0.00011415 | 0.00011415 | 0.00011415 | 0.00011416 | 0.00011415 | 0.00011415 | 0.000187 | 0.00015348 | 0.00019341 | 0.00021381 | 0 | 0.00011415 | 0.00011415 | 0.00011415 | 0.00011415 | 0.00029589 | 0.00024632 | 0.00023127 | 0.00022256 | 0.00014903 | 0.00011958 | 0.00015049 | 0.00016482 | 9.271e-05 | 0.00011498 | 0.00037185 | 0.00037185
01/23 13:00:00 | 1 | 23 | 13 | 541 | WD | 0.00025824 | 0.00023048 | 0.00023048 | 0.00029369 | 0.00016314 | 0.00021627 | 0.00011415 | 0 | 0 | 4.0839e-05 | 0.00056816 | 0.0011668 | 0.00023048 | 0.00040557 | 0.00011115 | 0.00027801 | 0.00011115 | 0.00011415 | 0 | 0.00011415 | 0.00047113 | 0.00029516 | 0.0002244 | 0.00011427 | 0.00010366 | 0.00010694 | 0.00067259 | 0.00063634 | 0.00064791 | 0.00064791 | 0.00011415 | 0.00011415 | 0.00011415 | 0.00011416 | 0.00011415 | 0.00011415 | 0.00018694 | 0.0001532 | 0.00019331 | 0.00021381 | 0 | 0.00011415 | 0.00011415 | 0.00011415 | 0.00011415 | 0.00031414 | 0.00024586 | 0.00023163 | 0.00022339 | 0.00014873 | 0.00011948 | 0.00015377 | 0.00016968 | 9.2663e-05 | 0.00011494 | 0.00037667 | 0.00037667
01/23 14:00:00 | 1 | 23 | 14 | 542 | WD | 0.00022615 | 0.00021768 | 0.00021768 | 0.00072868 | 8.5591e-05 | 0.00022375 | 0.00011415 | 0 | 0 | 4.0839e-05 | 0.00046778 | 0.00087668 | 0.00021768 | 0.0003767 | 0.00011051 | 0.00027162 | 0.00011051 | 0.00011415 | 0 | 0.00011415 | 0.00045928 | 0.00029516 | 0.0002244 | 0.00011508 | 0.0001078 | 0.00011005 | 0.00067727 | 0.00066176 | 0.0006667 | 0.0006667 | 0.00011415 | 0.00011415 | 0.00011415 | 0.00011416 | 0.00011415 | 0.00011415 | 0.00018653 | 0.00015279 | 0.00019317 | 0.00021381 | 0 | 0.00011415 | 0.00011415 | 0.00011415 | 0.00011415 | 0.00028069 | 0.00024216 | 0.00022936 | 0.00022195 | 0.00014702 | 0.00012082 | 0.00015216 | 0.00016669 | 9.2749e-05 | 0.00011479 | 0.0003587 | 0.0003587
01/23 15:00:00 | 1 | 23 | 15 | 543 | WD | 0.00016773 | 0.00022325 | 0.00022325 | -0.00099629 | 0.00015486 | 0.00023635 | 0.00011415 | 0 | 0 | 4.0839e-05 | 0.00041666 | 0.00067841 | 0.00022325 | 0.00036198 | 0.00010956 | 0.0002693 | 0.00010956 | 0.00011415 | 0 | 0.00011415 | 0.00035227 | 0.00029516 | 0.0002244 | 0.00011486 | 0.00010729 | 0.00010963 | 0.00067599 | 0.00065864 | 0.00066418 | 0.00066418 | 0.00011415 | 0.00011415 | 0.00011415 | 0.00011416 | 0.00011415 | 0.00011415 | 0.00018548 | 0.00015218 | 0.00019297 | 0.00021381 | 0 | 0.00011415 | 0.00011415 | 0.00011415 | 0.00011415 | 0.00021286 | 0.0002122 | 0.00017301 | 0.00015032 | 0.00014634 | 0.00012045 | 0.00014964 | 0.00016318 | 9.2777e-05 | 0.00011476 | 0.00034749 | 0.00034749
01/23 16:00:00 | 1 | 23 | 16 | 544 | WD | 9.4854e-05 | 0.00022312 | 0.00022312 | 0.0010069 | 7.9841e-05 | 0.00024949 | 0.00011415 | 0 | 0 | 7.0788e-05 | 0.00039236 | 0.00052319 | 0.00022312 | 0.00036375 | 0.00011092 | 0.00027858 | 0.00011092 | 0.00011415 | 0 | 0.00011415 | 0.00021045 | 0.00029516 | 0.0002244 | 0.00011169 | 0.00010331 | 0.0001059 | 0.00065716 | 0.00063421 | 0.00064153 | 0.00064153 | 0.00011415 | 0.00011415 | 0.00011415 | 0.00011416 | 0.00011415 | 0.00011415 | 0.00016661 | 0.00015069 | 0.00019246 | 0.00021381 | 0 | 0.00011415 | 0.00011415 | 0.00011415 | 0.00011415 | 0.00012314 | 0.00016815 | 0.00015414 | 0.00014602 | 0.00013454 | 0.00011861 | 0.00014899 | 0.00016308 | 9.274e-05 | 0.000115 | 0.00035565 | 0.00035565
01/23 17:00:00 | 1 | 23 | 17 | 545 | WD | 1.3153e-05 | 0.00024669 | 0.00024669 | -0.0010011 | 0.00016137 | -2.0051e-12 | 0.00011415 | 0.00017761 | 0.00017761 | 0.00015247 | -0.0010417 | 0.0004691 | 0.00024669 | -0.00014093 | 0.00012 | 0.00029366 | 0.00012 | 0.00011415 | 0 | 0.00011415 | 7.326e-05 | 0.00029516 | 0.0002244 | 0.00010348 | 0.00010263 | 0.00010289 | 0.00060899 | 0.00063001 | 0.0006233 | 0.0006233 | 0.00011415 | 0.00011415 | 0.00011415 | 0.00011416 | 0.00011415 | 0.00011415 | 0.00014779 | 0.00014462 | 0.00015223 | 0.00015611 | 0 | 0.00011415 | 0.00011415 | 0.00011415 | 0.00011415 | 4.5302e-05 | 0.0001186 | 0.00010882 | 0.00010316 | 0.00012354 | 0.00011655 | 0.0001391 | 0.00014956 | 8.7362e-05 | 0.00011582 | 0.00040558 | 0.00040558
01/23 18:00:00 | 1 | 23 | 18 | 546 | WD | 0 | 0.00026191 | 0.00026191 | 0.00099447 | 0.00016478 | -7.5459e-13 | 0.00011415 | 0 | 0 | 0.00021236 | -0.00047054 | 0.00046531 | 0.00026191 | 0.00011452 | 0.00013406 | 0.00030873 | 0.00013406 | 0.00011415 | 0.00022925 | 0.00011415 | 0 | 0.00029516 | 0.0002244 | 0.00010119 | 0.00010223 | 0.00010191 | 0.00059539 | 0.00062758 | 0.00061731 | 0.00061731 | 0.00011415 | 0.00011415 | 0.00011415 | 0.00011416 | 0.00011415 | 0.00011415 | 0.00012914 | 0.00014044 | 0.00012963 | 0.00012411 | 0.00022929 | 0.00011415 | 0.00011415 | 0.00011415 | 0.00011415 | 5.5549e-06 | 9.068e-05 | 8.4109e-05 | 8.0304e-05 | 0.00011957 | 0.00012326 | 0.00014378 | 0.0001533 | 8.8042e-05 | 0.00011674 | 0.00047657 | 0.00047657
01/23 19:00:00 | 1 | 23 | 19 | 547 | WD | 0 | 0.00030363 | 0.00030363 | 4.6879e-05 | 0.00016825 | -3.8268e-13 | 0.00011415 | 0 | 0 | 0.00028587 | -0.00025213 | 0.00045462 | 0.00030363 | 0.00029849 | 0.00014271 | 0.00035947 | 0.00014271 | 0.00011415 | 0.00022925 | 0.00011415 | 0 | 6.5591e-05 | 0.0001126 | 0.00010115 | 0.00010011 | 0.00010043 | 0.00059492 | 0.00061454 | 0.00060828 | 0.00060828 | 0.00011415 | 0.00011415 | 0.00011415 | 0.00011416 | 0.00011415 | 0.00011415 | 0.00012867 | 0.00012924 | 0.00011284 | 0.00010446 | 0.00022929 | 0.00011415 | 0.00011415 | 0.00011415 | 0.00011415 | 4.7071e-06 | 8.1186e-05 | 7.2578e-05 | 6.7593e-05 | 0.00011797 | 0.000119 | 0.00011912 | 0.00011919 | 8.8104e-05 | 0.00011741 | 0.00071782 | 0.00071782
01/23 20:00:00 | 1 | 23 | 20 | 548 | WD | 0 | 0.00028828 | 0.00028828 | 1.2013e-05 | 0.00016898 | -2.8565e-13 | 0.00011415 | 0 | 0 | 0.00034305 | -0.00012539 | 0.00041658 | 0.00028828 | 0.00024905 | 0.00014653 | 0.00033372 | 0.00014653 | 0.00011415 | 0.00022925 | 0.00011415 | 0 | 6.5591e-05 | 0.0001126 | 9.9109e-05 | 9.8596e-05 | 9.8754e-05 | 0.00058283 | 0.00060528 | 0.00059811 | 0.00059811 | 0.00011415 | 0.00011415 | 0.00011415 | 0.00011416 | 0.00011415 | 0.00011415 | 0.00011028 | 0.00012072 | 0.00010105 | 9.1006e-05 | 0.00022929 | 0.00011415 | 0.00011415 | 0.00011415 | 0.00011415 | 6.0385e-06 | 7.1053e-05 | 0.00010064 | 0.00011777 | 0.00010846 | 0.00011591 | 0.0001141 | 0.00011327 | 8.8058e-05 | 0.00011803 | 0.00076046 | 0.00076046
01/23 21:00:00 | 1 | 23 | 21 | 549 | WD | 0 | 0.00028552 | 0.00028552 | 1.1041e-05 | 0.00016673 | 0 | 0.00011415 | 0 | 0 | 0.00034849 | -7.885e-05 | 0.00035159 | 0.00028552 | 0.00022682 | 0.00014762 | 0.00032962 | 0.00014762 | 0.00011415 | 0.00022925 | 0.00011415 | 0 | 6.5591e-05 | 0.0001126 | 9.8854e-05 | 9.5493e-05 | 9.6532e-05 | 0.00058119 | 0.00058623 | 0.00058462 | 0.00058462 | 0.00011415 | 0.00011415 | 0.00011415 | 0.00011416 | 0.00011415 | 0.00011415 | 0.00010984 | 0.00010476 | 8.6009e-05 | 7.6429e-05 | 0.00022929 | 0.00011415 | 0.00011415 | 0.00011415 | 0.00011415 | 4.8306e-06 | 5.9917e-05 | 8.4608e-05 | 9.8906e-05 | 0.00010686 | 0.00010985 | 0.00010446 | 0.00010196 | 8.8064e-05 | 0.00011836 | 0.00082166 | 0.00082166
01/23 22:00:00 | 1 | 23 | 22 | 550 | WD | 0 | 0.00028189 | 0.00028189 | 0.001022 | 0.00016401 | 2.0698e-12 | 0.00011415 | 0 | 0 | 0.00023959 | -5.5937e-05 | 0.00020454 | 0.00028189 | 0.000214 | 0.00014405 | 0.00033131 | 0.00014405 | 0.00011415 | 0.00022925 | 0.00011415 | 0 | 6.5591e-05 | 0.0001126 | 9.5488e-05 | 8.1567e-05 | 8.5869e-05 | 0.00057669 | 0.00050074 | 0.00052497 | 0.00052497 | 0.00011415 | 0.00011415 | 0.00011415 | 0.00011416 | 0.00011415 | 0.00011415 | 0.00010924 | 9.2279e-05 | 7.4921e-05 | 6.6052e-05 | 0.00022929 | 0.00011415 | 0.00011415 | 0.00011415 | 0.00011415 | 3.2016e-06 | 4.5412e-05 | 7.0785e-05 | 8.5478e-05 | 0.00010525 | 9.8705e-05 | 9.8223e-05 | 9.7999e-05 | 9.1517e-05 | 9.6434e-05 | 0.00085064 | 0.00085064
01/23 23:00:00 | 1 | 23 | 23 | 551 | WD | 0 | 0.00025343 | 0.00025343 | -0.00033433 | 7.9764e-05 | 7.9772e-13 | 0.00011415 | 0 | 0 | 0.00013341 | 0.0011157 | -0.001992 | 0.00025343 | 0.0005616 | 0.00013614 | 0.00031071 | 0.00013614 | 0.00011415 | 0.00022925 | 0.00011415 | 0 | 6.5591e-05 | 0.0001118 | 9.5012e-05 | 7.7042e-05 | 8.2596e-05 | 0.00057881 | 0.00049131 | 0.00051923 | 0.00051923 | 0.00011415 | 0.00011415 | 0.00011415 | 0.00011416 | 0.00011415 | 0.00011415 | 0.00010883 | 6.9436e-05 | 6.3877e-05 | 6.1037e-05 | 0.00022929 | 0.00011415 | 0.00011415 | 0.00011415 | 0.00011415 | 2.0797e-06 | 3.3003e-05 | 6.2124e-05 | 7.8988e-05 | 0.00010384 | 8.9956e-05 | 9.0416e-05 | 9.0629e-05 | 9.2035e-05 | 0.00010135 | 8.7038e-05 | 8.7038e-05
01/23 24:00:00 | 1 | 23 | 24 | 552 | WD | 0 | 0.00022111 | 0.00022111 | 0.00033991 | 7.7834e-05 | -1.3906e-12 | 0.00011415 | 0 | 0 | 5.4452e-05 | 0.00074661 | -0.0041205 | 0.00022111 | 0.00036799 | 0.00012638 | 0.00027118 | 0.00012638 | 0.00011415 | 0.00022925 | 0.00011415 | 0 | 6.5591e-05 | 0.0001118 | 0.00012353 | 7.7034e-05 | 9.1402e-05 | 0.00074685 | 0.00049744 | 0.00057702 | 0.00057702 | 0.00011415 | 0.00011415 | 0.00011415 | 0.00011416 | 0.00011415 | 0.00011415 | 9.9691e-05 | 6.8344e-05 | 6.1493e-05 | 5.7992e-05 | 0.00022929 | 0.00011415 | 0.00011415 | 0.00011415 | 0.00011415 | 1.729e-06 | 2.6771e-05 | 5.7344e-05 | 7.5048e-05 | 9.8761e-05 | 8.9643e-05 | 8.9762e-05 | 8.9817e-05 | 9.2106e-05 | 0.00010306 | 0.00017712 | 0.00017712
01/24 01:00:00 | 1 | 24 | 1 | 553 | WE | 0 | 0.00016578 | 0.00016578 | 1.2825e-06 | 7.5816e-05 | 0.00025245 | 0.00011415 | 0 | 0 | 2.1781e-05 | 0.00044668 | -0.0055321 | 0.00016578 | 7.217e-05 | 9.281e-05 | 0.00020147 | 9.281e-05 | 0.00011415 | 0.00022925 | 0.00011415 | 0 | 1.6398e-05 | 1.3975e-05 | 9.0103e-05 | 7.7028e-05 | 8.1069e-05 | 0.00051476 | 0.00049745 | 0.00050297 | 0.00050297 | 0.00011415 | 0.00011415 | 0.00011415 | 0.00011416 | 0.00011415 | 0.00011415 | 9.1034e-05 | 6.7637e-05 | 6.0012e-05 | 5.6116e-05 | 0.00022929 | 0.00011415 | 0.00011415 | 0.00011415 | 0.00011415 | 2.6738e-06 | 2.2734e-05 | 5.4326e-05 | 7.262e-05 | 9.2527e-05 | 8.9361e-05 | 8.3895e-05 | 8.1359e-05 | 8.4661e-05 | 0.00010413 | 0.00022985 | 0.00022985
01/24 02:00:00 | 1 | 24 | 2 | 554 | WE | 0 | 0.00020538 | 0.00020538 | -0.00097393 | 7.4814e-05 | 0.00023244 | 0.00011415 | 0 | 0 | 2.1781e-05 | 0.00047865 | -0.0066232 | 0.00020538 | 0.00013442 | 8.6205e-05 | 0.00025937 | 8.6205e-05 | 0.00011415 | 0.00022925 | 0.00011415 | 0 | 1.6398e-05 | 1.3975e-05 | 8.9004e-05 | 7.702e-05 | 8.0724e-05 | 0.00049588 | 0.00049757 | 0.00049704 | 0.00049704 | 0.00011415 | 0.00011415 | 0.00011415 | 0.00011416 | 0.00011415 | 0.00011415 | 9.1034e-05 | 6.7538e-05 | 5.9021e-05 | 5.4669e-05 | 0.00022929 | 0.00011415 | 0.00011415 | 0.00011415 | 0.00011415 | 2.6738e-06 | 2.2169e-05 | 5.2933e-05 | 7.0747e-05 | 9.2576e-05 | 8.934e-05 | 8.3165e-05 | 8.0302e-05 | 8.4453e-05 | 0.00010496 | 0.00027396 | 0.00027396
01/24 03:00:00 | 1 | 24 | 3 | 555 | WE | 0 | 0.00022203 | 0.00022203 | 0.00097186 | 0 | 0.00022975 | 0.00011415 | 0 | 0 | 2.1781e-05 | 0.00043843 | -0.0050006 | 0.00022203 | 0.00017765 | 8.4304e-05 | 0.00029476 | 8.4304e-05 | 0.00011415 | 0.00022925 | 0.00011415 | 0 | 1.6398e-05 | 1.3975e-05 | 8.8733e-05 | 7.7014e-05 | 8.0635e-05 | 0.00049224 | 0.0004977 | 0.00049596 | 0.00049596 | 0.00011415 | 0.00011415 | 0.00011415 | 0.00011416 | 0.00011415 | 0.00011415 | 9.1034e-05 | 6.7578e-05 | 5.8145e-05 | 5.3326e-05 | 0.00022929 | 0.00011415 | 0.00011415 | 0.00011415 | 0.00011415 | 2.6738e-06 | 2.2396e-05 | 5.1915e-05 | 6.9009e-05 | 9.2615e-05 | 8.9359e-05 | 8.2883e-05 | 7.9879e-05 | 8.4243e-05 | 0.00010559 | 0.00029983 | 0.00029983
01/24 04:00:00 | 1 | 24 | 4 | 556 | WE | 0 | 0.00024511 | 0.00024511 | 1.5822e-07 | 7.4511e-05 | 0.00022651 | 0.00011415 | 0 | 0 | 2.1781e-05 | 0.00041222 | -0.0014746 | 0.00024511 | 0.00018328 | 8.2413e-05 | 0.00031677 | 8.2413e-05 | 0.00011415 | 0.00022925 | 0.00011415 | 0 | 1.6398e-05 | 1.3975e-05 | 8.8527e-05 | 7.7009e-05 | 8.0568e-05 | 0.001021 | 0.00095977 | 0.00097929 | 0.00097929 | 0.00011415 | 0.00011415 | 0.00011415 | 0.00011416 | 0.00011415 | 0.00011415 | 9.1034e-05 | 6.8179e-05 | 5.8423e-05 | 5.3438e-05 | 0.00022929 | 0.00011415 | 0.00011415 | 0.00011415 | 0.00011415 | 2.6738e-06 | 2.5829e-05 | 5.3266e-05 | 6.9154e-05 | 9.2658e-05 | 8.9546e-05 | 8.2963e-05 | 7.991e-05 | 8.3887e-05 | 0.00010612 | 0.00033078 | 0.00033078
01/24 05:00:00 | 1 | 24 | 5 | 557 | WE | 0 | 0.0002584 | 0.0002584 | -0.00097526 | 7.5358e-05 | 0.00021796 | 0.00011415 | 0 | 0 | 6.5342e-05 | 0.00039699 | 0.0018068 | 0.0002584 | 0.00017704 | 8.158e-05 | 0.00033346 | 8.158e-05 | 0.00011415 | 0.00022925 | 0.00011415 | 0 | 1.6398e-05 | 1.3975e-05 | 0.00010006 | 7.7001e-05 | 8.4129e-05 | 0.0011556 | 0.00095969 | 0.0010222 | 0.0010222 | 0.00011415 | 0.00011415 | 0.00011415 | 0.00011416 | 0.00011415 | 0.00011415 | 9.1034e-05 | 6.9401e-05 | 6.1076e-05 | 5.6823e-05 | 0.00022929 | 0.00011415 | 0.00011415 | 0.00011415 | 0.00011415 | 2.6738e-06 | 3.2805e-05 | 5.8598e-05 | 7.3534e-05 | 9.2826e-05 | 8.9919e-05 | 8.3714e-05 | 8.0836e-05 | 8.3509e-05 | 0.00010655 | 0.0003559 | 0.0003559
01/24 06:00:00 | 1 | 24 | 6 | 558 | WE | 0 | 0.00026561 | 0.00026561 | 0.00099962 | 7.8846e-05 | -1.5577e-12 | 0.00011415 | 0 | 0 | 0.00013613 | 0.00039181 | 0.0025335 | 0.00026561 | 0.0001792 | 8.8117e-05 | 0.00033812 | 8.8117e-05 | 0.00011415 | 0.00022925 | 0.00011415 | 0 | 1.6398e-05 | 1.3975e-05 | 9.9144e-05 | 8.02e-05 | 8.6055e-05 | 0.0011442 | 0.00099897 | 0.0010453 | 0.0010453 | 0.00011415 | 0.00011415 | 0.00011415 | 0.00011416 | 0.00011415 | 0.00011415 | 9.1034e-05 | 8.6668e-05 | 7.4596e-05 | 6.8429e-05 | 0.00022929 | 0.00011415 | 0.00011415 | 0.00011415 | 0.00011415 | 2.6738e-06 | 4.7626e-05 | 7.3544e-05 | 8.8553e-05 | 9.2864e-05 | 9.6259e-05 | 8.7894e-05 | 8.4014e-05 | 8.355e-05 | 0.00010676 | 0.00037691 | 0.00037691
01/24 07:00:00 | 1 | 24 | 7 | 559 | WE | 0 | 0.00030324 | 0.00030324 | 1.3399e-05 | 0.00017285 | 7.5442e-14 | 0.00011415 | 0 | 0 | 0.00015247 | -0.0010454 | 0.0038497 | 0.00030324 | -0.00037563 | 0.00010137 | 0.00037634 | 0.00010137 | 0.00011415 | 0.00022925 | 0.00011415 | 0 | 1.6398e-05 | 1.4769e-05 | 9.9801e-05 | 8.6138e-05 | 9.0361e-05 | 0.0011429 | 0.0010612 | 0.0010873 | 0.0010873 | 0.00011415 | 0.00011415 | 0.00011415 | 0.00011416 | 0.00011415 | 0.00011415 | 9.1034e-05 | 0.00011711 | 9.2869e-05 | 8.0485e-05 | 0.00022929 | 0.00011415 | 0.00011415 | 0.00011415 | 0.00011415 | 2.6738e-06 | 6.6196e-05 | 9.0235e-05 | 0.00010416 | 9.292e-05 | 0.00010948 | 9.9339e-05 | 9.4633e-05 | 8.3543e-05 | 0.00012224 | 0.00018141 | 0.00018141
01/24 08:00:00 | 1 | 24 | 8 | 560 | WE | 0 | 0.00031031 | 0.00031031 | 2.6183e-05 | 0.00026922 | 4.7973e-13 | 0.00011415 | 3.2235e-05 | 3.2235e-05 | 0.00013613 | -0.00048119 | 0.0035166 | 0.00031031 | -0.00020131 | 0.000114 | 0.00037007 | 0.000114 | 0.00011415 | 0.00017194 | 0.00011415 | 8.2732e-07 | 1.6398e-05 | 1.4769e-05 | 9.54e-05 | 0.00010122 | 9.9423e-05 | 0.0010866 | 0.0012428 | 0.001193 | 0.001193 | 0.00011415 | 0.00011415 | 0.00011415 | 0.00011416 | 0.00011415 | 0.00011415 | 9.1034e-05 | 0.00013703 | 0.00010656 | 9.0996e-05 | 0.0001538 | 0.00011415 | 0.00011415 | 0.00011415 | 0.00011415 | 7.3494e-06 | 9.2803e-05 | 0.00010874 | 0.00011797 | 9.0815e-05 | 0.0001189 | 0.00010388 | 9.6912e-05 | 8.2275e-05 | 0.00012256 | 0.00039304 | 0.00039304
01/24 09:00:00 | 1 | 24 | 9 | 561 | WE | 7.1956e-05 | 0.00031596 | 0.00031596 | 2.7127e-05 | 0.00021901 | 1.5523e-12 | 0.00011415 | 0.00012607 | 0.00012607 | 5.9897e-05 | -0.00023996 | 0.0029506 | 0.00031596 | 2.9628e-05 | 0.00011567 | 0.00038932 | 0.00011567 | 0.00011415 | 0 | 0.00011415 | 7.3536e-06 | 1.6398e-05 | 1.4769e-05 | 9.5368e-05 | 0.00010313 | 0.00010074 | 0.0010812 | 0.0012663 | 0.0012072 | 0.0012072 | 0.00011415 | 0.00011415 | 0.00011415 | 0.00011416 | 0.00011415 | 0.00011415 | 9.1034e-05 | 0.00014819 | 0.00011627 | 9.9958e-05 | 0 | 0.00011415 | 0.00011415 | 0.00011415 | 0.00011415 | 3.998e-05 | 0.00013102 | 0.00013116 | 0.00013124 | 8.7021e-05 | 0.00011731 | 0.00010255 | 9.5705e-05 | 8.3705e-05 | 0.0001235 | 0.00030607 | 0.00030607
01/24 10:00:00 | 1 | 24 | 10 | 562 | WE | 0.00015789 | 0.00033887 | 0.00033887 | 0.0010702 | 0.00022861 | 0.00021486 | 0.00011415 | 0.00018056 | 0.00018056 | 4.0839e-05 | -0.0001928 | 0.002401 | 0.00033887 | 0.00019426 | 0.00011778 | 0.00042103 | 0.00011778 | 0.00011415 | 0 | 0.00011415 | 1.5448e-05 | 1.6398e-05 | 1.4769e-05 | 9.6e-05 | 0.0001032 | 0.00010097 | 0.00049524 | 0.00063353 | 0.0005894 | 0.0005894 | 0.00011415 | 0.00011415 | 0.00011415 | 0.00011416 | 0.00011415 | 0.00011415 | 9.1034e-05 | 0.00014946 | 0.00011937 | 0.000104 | 0 | 0.00011415 | 0.00011415 | 0.00011415 | 0.00011415 | 8.007e-05 | 0.00017399 | 0.00015159 | 0.00013862 | 8.7014e-05 | 0.00011817 | 0.00010491 | 9.8766e-05 | 8.4528e-05 | 0.00012247 | 0.00028501 | 0.00028501
01/24 11:00:00 | 1 | 24 | 11 | 563 | WE | 0.00022288 | 0.00030341 | 0.00030341 | -0.0010208 | 0.00017325 | 0.00021991 | 0.00011415 | 0 | 0 | 4.0839e-05 | 0.0014443 | 0.0019949 | 0.00030341 | 0.00060624 | 0.00012151 | 0.00037812 | 0.00012151 | 0.00011415 | 0 | 0.00011415 | 2.2935e-05 | 1.6398e-05 | 1.4769e-05 | 9.5286e-05 | 0.00010325 | 0.00010079 | 0.00048968 | 0.00063387 | 0.00058786 | 0.00058786 | 0.00011415 | 0.00011415 | 0.00011415 | 0.00011416 | 0.00011415 | 0.00011415 | 9.1034e-05 | 0.00014938 | 0.00011814 | 0.00010218 | 0 | 0.00011415 | 0.00011415 | 0.00011415 | 0.00011415 | 0.00011539 | 0.00020844 | 0.00016377 | 0.00013791 | 8.7011e-05 | 0.0001183 | 0.00010404 | 9.7429e-05 | 8.488e-05 | 0.00012092 | 0.00027894 | 0.00027894
01/24 12:00:00 | 1 | 24 | 12 | 564 | WE | 0.00026523 | 0.00028776 | 0.00028776 | 0.0010408 | 0.00016884 | 0.00021998 | 0.00011415 | 0 | 0 | 4.0839e-05 | 0.00077036 | 0.0016875 | 0.00028776 | 0.00045728 | 0.00012155 | 0.0003565 | 0.00012155 | 0.00011415 | 0 | 0.00011415 | 2.6174e-05 | 1.6398e-05 | 1.4769e-05 | 0.00012379 | 0.00010333 | 0.00010965 | 0.00065511 | 0.00063437 | 0.00064099 | 0.00064099 | 0.00011415 | 0.00011415 | 0.00011415 | 0.00011416 | 0.00011415 | 0.00011415 | 9.1034e-05 | 0.00014911 | 0.0001139 | 9.5904e-05 | 0 | 0.00011415 | 0.00011415 | 0.00011415 | 0.00011415 | 0.00014372 | 0.00022125 | 0.00016382 | 0.00013056 | 8.7272e-05 | 0.00011823 | 0.00010418 | 9.7667e-05 | 8.5144e-05 | 0.00011977 | 0.00026716 | 0.00026716
01/24 13:00:00 | 1 | 24 | 13 | 565 | WE | 0.00027074 | 0.00027588 | 0.00027588 | 9.4755e-06 | 0.00016557 | 0.00021627 | 0.00011415 | 0 | 0 | 4.0839e-05 | 0.00054292 | 0.0014298 | 0.00027588 | 0.0003696 | 0.00011748 | 0.00034094 | 0.00011748 | 0.00011415 | 0 | 0.00011415 | 2.6174e-05 | 1.6398e-05 | 1.4769e-05 | 9.384e-05 | 0.00010332 | 0.00010039 | 0.00047888 | 0.00063428 | 0.0005847 | 0.0005847 | 0.00011415 | 0.00011415 | 0.00011415 | 0.00011416 | 0.00011415 | 0.00011415 | 9.1034e-05 | 0.00014827 | 0.00011155 | 9.2781e-05 | 0 | 0.00011415 | 0.00011415 | 0.00011415 | 0.00011415 | 0.0001506 | 0.00021767 | 0.00015999 | 0.00012658 | 8.6982e-05 | 0.00011795 | 0.00010275 | 9.5695e-05 | 8.5365e-05 | 0.000119 | 0.00025446 | 0.00025446
01/24 14:00:00 | 1 | 24 | 14 | 566 | WE | 0.0002405 | 0.00027533 | 0.00027533 | 0.00044297 | 0.00016351 | 0.00022375 | 0.00011415 | 0 | 0 | 4.0839e-05 | 0.00045458 | 0.0012574 | 0.00027533 | 0.00034425 | 0.00011631 | 0.00034071 | 0.00011631 | 0.00011415 | 0 | 0.00011415 | 2.5773e-05 | 1.6398e-05 | 1.4769e-05 | 9.5778e-05 | 0.00010758 | 0.00010393 | 0.00048922 | 0.00066046 | 0.00060582 | 0.00060582 | 0.00011415 | 0.00011415 | 0.00011415 | 0.00011416 | 0.00011415 | 0.00011415 | 9.1034e-05 | 0.00014778 | 0.00010773 | 8.7265e-05 | 0 | 0.00011415 | 0.00011415 | 0.00011415 | 0.00011415 | 0.00013715 | 0.00021372 | 0.00015346 | 0.00011857 | 8.6992e-05 | 0.0001193 | 0.00010062 | 9.195e-05 | 8.5559e-05 | 0.00011849 | 0.00025087 | 0.00025087
01/24 15:00:00 | 1 | 24 | 15 | 567 | WE | 0.00018007 | 0.00029476 | 0.00029476 | -0.00042905 | 0.00012862 | 0.00023635 | 0.00011415 | 0 | 0 | 4.0839e-05 | 0.00042977 | 0.0010797 | 0.00029476 | 0.00032773 | 0.00011474 | 0.00037397 | 0.00011474 | 0.00011415 | 0 | 0.00011415 | 2.0115e-05 | 1.6398e-05 | 1.4769e-05 | 9.638e-05 | 0.00010721 | 0.00010386 | 0.00049178 | 0.00065817 | 0.00060508 | 0.00060508 | 0.00011415 | 0.00011415 | 0.00011415 | 0.00011416 | 0.00011415 | 0.00011415 | 9.1034e-05 | 0.0001471 | 0.00010447 | 8.269e-05 | 0 | 0.00011415 | 0.00011415 | 0.00011415 | 0.00011415 | 0.00010499 | 0.00018389 | 0.00013787 | 0.00011122 | 8.6998e-05 | 0.00011897 | 9.1202e-05 | 7.8325e-05 | 8.573e-05 | 0.00011846 | 0.00029536 | 0.00029536
01/24 16:00:00 | 1 | 24 | 16 | 568 | WE | 0.0001041 | 0.00028188 | 0.00028188 | 7.639e-06 | 0.00011351 | 0.00024949 | 0.00011415 | 0 | 0 | 7.0788e-05 | 0.00039726 | 0.00097117 | 0.00028188 | 0.00031725 | 0.00011582 | 0.00035613 | 0.00011582 | 0.00011415 | 0 | 0.00011415 | 1.2191e-05 | 1.6398e-05 | 1.4769e-05 | 9.5637e-05 | 0.00010325 | 0.00010089 | 0.00048651 | 0.00063382 | 0.00058682 | 0.00058682 | 0.00011415 | 0.00011415 | 0.00011415 | 0.00011416 | 0.00011415 | 0.00011415 | 9.1034e-05 | 0.00014517 | 0.00010162 | 7.9372e-05 | 0 | 0.00011415 | 0.00011415 | 0.00011415 | 0.00011415 | 6.7922e-05 | 0.00013749 | 0.00011713 | 0.00010534 | 8.6997e-05 | 0.00011699 | 8.9192e-05 | 7.6299e-05 | 8.5874e-05 | 0.0001186 | 0.00030335 | 0.00030335
01/24 17:00:00 | 1 | 24 | 17 | 569 | WE | 1.6351e-05 | 0.00029887 | 0.00029887 | 0.0010191 | 0.00016341 | -2.0051e-12 | 0.00011415 | 0.00019187 | 0.00019187 | 0.00015247 | -0.0010003 | 0.00089457 | 0.00029887 | -0.00021663 | 0.00012479 | 0.00036663 | 0.00012479 | 0.00011415 | 0 | 0.00011415 | 4.397e-06 | 1.6398e-05 | 1.4769e-05 | 9.0248e-05 | 0.00010294 | 9.9021e-05 | 0.00045434 | 0.00063198 | 0.00057531 | 0.00057531 | 0.00011415 | 0.00011415 | 0.00011415 | 0.00011416 | 0.00011415 | 0.00011415 | 9.1034e-05 | 0.00014163 | 9.6668e-05 | 7.3692e-05 | 0 | 0.00011415 | 0.00011415 | 0.00011415 | 0.00011415 | 2.8231e-05 | 9.0646e-05 | 9.4246e-05 | 9.6331e-05 | 8.6959e-05 | 0.00011582 | 8.7951e-05 | 7.5023e-05 | 8.5977e-05 | 0.00011885 | 0.00032512 | 0.00032512
01/24 18:00:00 | 1 | 24 | 18 | 570 | WE | 0 | 0.00031446 | 0.00031446 | 1.0301e-05 | 0.00016721 | -7.5459e-13 | 0.00011415 | 0 | 0 | 0.00021236 | -0.00050059 | 0.00087214 | 0.00031446 | 3.5751e-05 | 0.00013881 | 0.00038218 | 0.00013881 | 0.00011415 | 0.00022925 | 0.00011415 | 0 | 1.6398e-05 | 1.4769e-05 | 9.0252e-05 | 9.989e-05 | 9.6911e-05 | 0.0010195 | 0.0012265 | 0.0011604 | 0.0011604 | 0.00011415 | 0.00011415 | 0.00011415 | 0.00011416 | 0.00011415 | 0.00011415 | 9.1034e-05 | 0.00012663 | 8.9269e-05 | 7.0179e-05 | 0.00022929 | 0.00011415 | 0.00011415 | 0.00011415 | 0.00011415 | 2.6738e-06 | 6.8214e-05 | 8.2529e-05 | 9.0819e-05 | 9.2671e-05 | 0.00011833 | 9.636e-05 | 8.6169e-05 | 8.3651e-05 | 0.00011968 | 0.00038995 | 0.00038995
01/24 19:00:00 | 1 | 24 | 19 | 571 | WE | 0 | 0.00034748 | 0.00034748 | -0.0010189 | 0.00017149 | -3.8268e-13 | 0.00011415 | 0 | 0 | 0.00028587 | -0.00027993 | 0.00084262 | 0.00034748 | 0.00022456 | 0.00014748 | 0.00042041 | 0.00014748 | 0.00011415 | 0.00022925 | 0.00011415 | 0 | 1.6398e-05 | 1.4769e-05 | 9.0247e-05 | 9.9097e-05 | 9.6362e-05 | 0.0010208 | 0.0012167 | 0.0011542 | 0.0011542 | 0.00011415 | 0.00011415 | 0.00011415 | 0.00011416 | 0.00011415 | 0.00011415 | 9.1034e-05 | 0.00012264 | 8.3483e-05 | 6.3475e-05 | 0.00022929 | 0.00011415 | 0.00011415 | 0.00011415 | 0.00011415 | 2.6738e-06 | 6.5305e-05 | 7.5968e-05 | 8.2143e-05 | 9.2697e-05 | 0.00011655 | 9.368e-05 | 8.3071e-05 | 8.339e-05 | 0.00012053 | 0.00042858 | 0.00042858
01/24 20:00:00 | 1 | 24 | 20 | 572 | WE | 0 | 0.00033789 | 0.00033789 | 0.0010536 | 0.00017251 | -2.8567e-13 | 0.00011415 | 0 | 0 | 0.00034305 | -0.00012795 | 0.0007996 | 0.00033789 | 0.00017688 | 0.0001514 | 0.0004028 | 0.0001514 | 0.00011415 | 0.00022925 | 0.00011415 | 0 | 1.6398e-05 | 1.4769e-05 | 0.00010197 | 9.8141e-05 | 9.9324e-05 | 0.0011584 | 0.001205 | 0.0011901 | 0.0011901 | 0.00011415 | 0.00011415 | 0.00011415 | 0.00011416 | 0.00011415 | 0.00011415 | 9.1034e-05 | 0.00011781 | 8.0517e-05 | 6.1465e-05 | 0.00022929 | 0.00011415 | 0.00011415 | 0.00011415 | 0.00011415 | 2.6738e-06 | 6.1694e-05 | 7.2996e-05 | 7.9541e-05 | 9.2831e-05 | 0.00011445 | 9.2371e-05 | 8.2129e-05 | 8.3338e-05 | 0.00012096 | 0.00046074 | 0.00046074
01/24 21:00:00 | 1 | 24 | 21 | 573 | WE | 0 | 0.00033506 | 0.00033506 | 1.2075e-05 | 0.00017008 | 0 | 0.00011415 | 0 | 0 | 0.00034849 | -8.0213e-05 | 0.00066833 | 0.00033506 | 9.7527e-05 | 0.00015248 | 0.00039862 | 0.00015248 | 0.00011415 | 0.00022925 | 0.00011415 | 0 | 1.6398e-05 | 1.4769e-05 | 0.00010121 | 9.5343e-05 | 9.7155e-05 | 0.0011498 | 0.0011706 | 0.001164 | 0.001164 | 0.00011415 | 0.00011415 | 0.00011415 | 0.00011416 | 0.00011415 | 0.00011415 | 9.1034e-05 | 0.00010413 | 7.5344e-05 | 6.0638e-05 | 0.00022929 | 0.00011415 | 0.00011415 | 0.00011415 | 0.00011415 | 2.6738e-06 | 5.5997e-05 | 7.023e-05 | 7.8471e-05 | 9.2863e-05 | 0.00010935 | 9.0585e-05 | 8.1881e-05 | 8.3327e-05 | 0.0001215 | 0.00049665 | 0.00049665
01/24 22:00:00 | 1 | 24 | 22 | 574 | WE | 0 | 0.00033089 | 0.00033089 | 1.0095e-05 | 0.00016682 | 2.0697e-12 | 0.00011415 | 0 | 0 | 0.00023959 | -5.6168e-05 | 0.00049407 | 0.00033089 | 4.334e-05 | 0.00014889 | 0.00039962 | 0.00014889 | 0.00011415 | 0.00022925 | 0.00011415 | 0 | 1.6398e-05 | 1.4769e-05 | 9.6041e-05 | 8.0873e-05 | 8.5561e-05 | 0.0011013 | 0.00099297 | 0.0010275 | 0.0010275 | 0.00011415 | 0.00011415 | 0.00011415 | 0.00011416 | 0.00011415 | 0.00011415 | 9.1034e-05 | 8.8189e-05 | 6.8193e-05 | 5.7976e-05 | 0.00022929 | 0.00011415 | 0.00011415 | 0.00011415 | 0.00011415 | 2.6738e-06 | 3.8487e-05 | 6.1627e-05 | 7.5027e-05 | 9.3135e-05 | 9.9137e-05 | 8.6851e-05 | 8.1152e-05 | 8.6647e-05 | 0.00012202 | 0.00051584 | 0.00051584
01/24 23:00:00 | 1 | 24 | 23 | 575 | WE | 0 | 0.00030982 | 0.00030982 | 7.2692e-06 | 0.00016143 | 7.9772e-13 | 0.00011415 | 0 | 0 | 0.00013341 | 0.001212 | -0.0018806 | 0.00030982 | 0.00041392 | 0.00013992 | 0.00037786 | 0.00013992 | 0.00011415 | 0.00022925 | 0.00011415 | 0 | 1.6398e-05 | 1.3975e-05 | 8.7593e-05 | 7.6982e-05 | 8.0261e-05 | 0.0010057 | 0.00095589 | 0.00097177 | 0.00097177 | 0.00011415 | 0.00011415 | 0.00011415 | 0.00011416 | 0.00011415 | 0.00011415 | 9.1034e-05 | 6.8383e-05 | 6.1574e-05 | 5.8095e-05 | 0.00022929 | 0.00011415 | 0.00011415 | 0.00011415 | 0.00011415 | 2.6738e-06 | 2.6995e-05 | 5.751e-05 | 7.5181e-05 | 9.3066e-05 | 8.9522e-05 | 8.3827e-05 | 8.1185e-05 | 8.6054e-05 | 9.7497e-05 | 0.00053056 | 0.00053056
01/24 24:00:00 | 1 | 24 | 24 | 576 | WE | 0 | 0.00028276 | 0.00028276 | 5.8328e-05 | 7.8741e-05 | -1.3906e-12 | 0.00011415 | 0 | 0 | 5.4452e-05 | 0.00077351 | -0.0041576 | 0.00028276 | 0.00021188 | 0.00012686 | 0.00035869 | 0.00012686 | 0.00011415 | 0.00022925 | 0.00011415 | 0 | 1.6398e-05 | 1.3975e-05 | 0.00011749 | 7.6979e-05 | 8.9498e-05 | 0.0013565 | 0.00095943 | 0.0010861 | 0.0010861 | 0.00011415 | 0.00011415 | 0.00011415 | 0.00011416 | 0.00011415 | 0.00011415 | 9.1034e-05 | 6.7664e-05 | 6.0585e-05 | 5.6968e-05 | 0.00022929 | 0.00011415 | 0.00011415 | 0.00011415 | 0.00011415 | 2.6738e-06 | 2.2886e-05 | 5.5079e-05 | 7.3722e-05 | 9.3396e-05 | 8.9361e-05 | 8.3565e-05 | 8.0876e-05 | 8.6285e-05 | 0.00010289 | 0.00054831 | 0.00054831
01/25 01:00:00 | 1 | 25 | 1 | 577 | WE | 0 | 0.00022589 | 0.00022589 | -5.3583e-05 | 7.5806e-05 | 0.00025245 | 0.00011415 | 0 | 0 | 2.1781e-05 | 0.00045922 | -0.0058036 | 0.00022589 | -0.0001024 | 9.281e-05 | 0.00028704 | 9.281e-05 | 0.00011415 | 0.00022925 | 0.00011415 | 0 | 1.6398e-05 | 1.3975e-05 | 8.7591e-05 | 7.6976e-05 | 8.0256e-05 | 0.001007 | 0.0009594 | 0.00097459 | 0.00097459 | 0.00011415 | 0.00011415 | 0.00011415 | 0.00011416 | 0.00011415 | 0.00011415 | 9.1034e-05 | 6.7729e-05 | 5.9644e-05 | 5.5513e-05 | 0.00022929 | 0.00011415 | 0.00011415 | 0.00011415 | 0.00011415 | 2.6738e-06 | 2.3262e-05 | 5.4025e-05 | 7.184e-05 | 9.3167e-05 | 8.9403e-05 | 8.3306e-05 | 8.0478e-05 | 8.6696e-05 | 0.00010484 | 0.00056903 | 0.00056903
01/25 02:00:00 | 1 | 25 | 2 | 578 | WE | 0 | 0.00025993 | 0.00025993 | 7.2907e-07 | 7.4815e-05 | 0.00023244 | 0.00011415 | 0 | 0 | 2.1781e-05 | 0.00050346 | -0.0066148 | 0.00025993 | -4.9125e-05 | 8.6205e-05 | 0.00033703 | 8.6205e-05 | 0.00011415 | 0.00022925 | 0.00011415 | 0 | 1.6398e-05 | 1.3975e-05 | 8.7587e-05 | 7.6972e-05 | 8.0253e-05 | 0.0010075 | 0.00095936 | 0.00097472 | 0.00097472 | 0.00011415 | 0.00011415 | 0.00011415 | 0.00011416 | 0.00011415 | 0.00011415 | 9.1034e-05 | 6.758e-05 | 5.8756e-05 | 5.4248e-05 | 0.00022929 | 0.00011415 | 0.00011415 | 0.00011415 | 0.00011415 | 2.6738e-06 | 2.2409e-05 | 5.2676e-05 | 7.0203e-05 | 9.3222e-05 | 8.9369e-05 | 8.3058e-05 | 8.0131e-05 | 8.7151e-05 | 0.00010573 | 0.00058185 | 0.00058185
01/25 03:00:00 | 1 | 25 | 3 | 579 | WE | 0 | 0.00027257 | 0.00027257 | 0.00097176 | 0 | 0.00022975 | 0.00011415 | 0 | 0 | 2.1781e-05 | 0.00045119 | -0.0057463 | 0.00027257 | 4.3637e-06 | 8.4304e-05 | 0.00036671 | 8.4304e-05 | 0.00011415 | 0.00022925 | 0.00011415 | 0 | 1.6398e-05 | 1.3975e-05 | 8.7583e-05 | 7.6967e-05 | 8.0248e-05 | 0.001008 | 0.0009593 | 0.00097483 | 0.00097483 | 0.00011415 | 0.00011415 | 0.00011415 | 0.00011416 | 0.00011415 | 0.00011415 | 9.1034e-05 | 6.7485e-05 | 5.7794e-05 | 5.2843e-05 | 0.00022929 | 0.00011415 | 0.00011415 | 0.00011415 | 0.00011415 | 2.6738e-06 | 2.1869e-05 | 5.1326e-05 | 6.8384e-05 | 9.3263e-05 | 8.9347e-05 | 8.2789e-05 | 7.9747e-05 | 8.7487e-05 | 0.00010624 | 0.00060203 | 0.00060203
01/25 04:00:00 | 1 | 25 | 4 | 580 | WE | 0 | 0.0002941 | 0.0002941 | -0.00097152 | 7.4513e-05 | 0.00022651 | 0.00011415 | 0 | 0 | 2.1781e-05 | 0.00042296 | 0.0018593 | 0.0002941 | 2.1151e-05 | 8.2413e-05 | 0.00038651 | 8.2413e-05 | 0.00011415 | 0.00022925 | 0.00011415 | 0 | 1.6398e-05 | 1.3975e-05 | 8.758e-05 | 7.6963e-05 | 8.0244e-05 | 0.0010085 | 0.00095925 | 0.00097496 | 0.00097496 | 0.00011415 | 0.00011415 | 0.00011415 | 0.00011416 | 0.00011415 | 0.00011415 | 9.1034e-05 | 6.7544e-05 | 5.8391e-05 | 5.3714e-05 | 0.00022929 | 0.00011415 | 0.00011415 | 0.00011415 | 0.00011415 | 2.6738e-06 | 2.2203e-05 | 5.2163e-05 | 6.9512e-05 | 9.33e-05 | 8.9371e-05 | 8.2959e-05 | 7.9985e-05 | 8.7779e-05 | 0.00010666 | 0.00061937 | 0.00061937
01/25 05:00:00 | 1 | 25 | 5 | 581 | WE | 0 | 0.0003077 | 0.0003077 | 7.7097e-07 | 7.5361e-05 | 0.00021796 | 0.00011415 | 0 | 0 | 6.5342e-05 | 0.00041042 | 0.0018593 | 0.0003077 | 2.8674e-05 | 8.158e-05 | 0.00040364 | 8.158e-05 | 0.00011415 | 0.00022925 | 0.00011415 | 0 | 1.6398e-05 | 1.3975e-05 | 9.9309e-05 | 7.7323e-05 | 8.4118e-05 | 0.0011466 | 0.00096368 | 0.001022 | 0.001022 | 0.00011415 | 0.00011415 | 0.00011415 | 0.00011416 | 0.00011415 | 0.00011415 | 9.1034e-05 | 6.9679e-05 | 5.9002e-05 | 5.3546e-05 | 0.00022929 | 0.00011415 | 0.00011415 | 0.00011415 | 0.00011415 | 2.6738e-06 | 2.4849e-05 | 5.2995e-05 | 6.9294e-05 | 9.3452e-05 | 9.0152e-05 | 8.3175e-05 | 7.9939e-05 | 8.8084e-05 | 0.00010707 | 0.00065122 | 0.00065122
01/25 06:00:00 | 1 | 25 | 6 | 582 | WE | 0 | 0.00032137 | 0.00032137 | 0.0010006 | 7.8854e-05 | -1.5577e-12 | 0.00011415 | 0 | 0 | 0.00013613 | 0.00040888 | 0.0018593 | 0.00032137 | 3.2513e-05 | 8.8117e-05 | 0.0004175 | 8.8117e-05 | 0.00011415 | 0.00022925 | 0.00011415 | 0 | 1.6398e-05 | 1.3975e-05 | 9.8554e-05 | 8.0094e-05 | 8.5799e-05 | 0.0011384 | 0.0009976 | 0.0010425 | 0.0010425 | 0.00011415 | 0.00011415 | 0.00011415 | 0.00011416 | 0.00011415 | 0.00011415 | 9.1034e-05 | 8.4051e-05 | 6.7636e-05 | 5.9249e-05 | 0.00022929 | 0.00011415 | 0.00011415 | 0.00011415 | 0.00011415 | 2.6738e-06 | 3.4085e-05 | 6.1055e-05 | 7.6674e-05 | 9.3475e-05 | 9.5472e-05 | 8.5927e-05 | 8.1501e-05 | 8.8292e-05 | 0.00010733 | 0.0006732 | 0.0006732
01/25 07:00:00 | 1 | 25 | 7 | 583 | WE | 0 | 0.00034184 | 0.00034184 | -0.0008154 | 0.00017291 | 7.5442e-14 | 0.00011415 | 0 | 0 | 0.00015247 | -0.00046908 | 0.0018593 | 0.00034184 | -0.0002215 | 0.00010137 | 0.00043128 | 0.00010137 | 0.00011415 | 0.00022925 | 0.00011415 | 0 | 1.6398e-05 | 1.4769e-05 | 9.9358e-05 | 8.6057e-05 | 9.0167e-05 | 0.0011396 | 0.0010601 | 0.0010855 | 0.0010855 | 0.00011415 | 0.00011415 | 0.00011415 | 0.00011416 | 0.00011415 | 0.00011415 | 9.1034e-05 | 0.00011341 | 8.0931e-05 | 6.4334e-05 | 0.00022929 | 0.00011415 | 0.00011415 | 0.00011415 | 0.00011415 | 2.6738e-06 | 4.5297e-05 | 6.9335e-05 | 8.3254e-05 | 9.3501e-05 | 0.00010644 | 9.0353e-05 | 8.2893e-05 | 8.8402e-05 | 0.00010743 | 0.00069495 | 0.00069495
01/25 08:00:00 | 1 | 25 | 8 | 584 | WE | 0 | 0.00035333 | 0.00035333 | 0.00086387 | 0.00026942 | 4.7973e-13 | 0.00011415 | 3.512e-05 | 3.512e-05 | 0.00013613 | -0.00046908 | 0.0018593 | 0.00035333 | -0.0002215 | 0.000114 | 0.00043128 | 0.000114 | 0.00011415 | 0.00017194 | 0.00011415 | 9.0137e-07 | 1.6398e-05 | 1.4769e-05 | 9.4842e-05 | 0.00010014 | 9.8503e-05 | 0.0010807 | 0.0012283 | 0.0011812 | 0.0011812 | 0.00011415 | 0.00011415 | 0.00011415 | 0.00011416 | 0.00011415 | 0.00011415 | 9.1034e-05 | 0.00012814 | 8.9776e-05 | 7.0176e-05 | 0.0001538 | 0.00011415 | 0.00011415 | 0.00011415 | 0.00011415 | 7.7045e-06 | 5.6161e-05 | 7.8219e-05 | 9.0992e-05 | 9.1334e-05 | 0.0001137 | 9.0221e-05 | 7.933e-05 | 8.6618e-05 | 0.00010749 | 0.00070812 | 0.00070812
01/25 09:00:00 | 1 | 25 | 9 | 585 | WE | 8.2393e-05 | 0.00034651 | 0.00034651 | 2.4367e-05 | 0.0002292 | 1.5523e-12 | 0.00011415 | 0.00013676 | 0.00013676 | 5.9897e-05 | -0.00046908 | 0.0018593 | 0.00034651 | -0.0002215 | 0.00011567 | 0.00043128 | 0.00011567 | 0.00011415 | 0 | 0.00011415 | 7.9772e-06 | 1.6398e-05 | 1.4769e-05 | 9.4846e-05 | 0.00010284 | 0.00010037 | 0.0010755 | 0.0012622 | 0.0012027 | 0.0012027 | 0.00011415 | 0.00011415 | 0.00011415 | 0.00011416 | 0.00011415 | 0.00011415 | 9.1034e-05 | 0.00014112 | 9.6524e-05 | 7.3736e-05 | 0 | 0.00011415 | 0.00011415 | 0.00011415 | 0.00011415 | 4.254e-05 | 9.5535e-05 | 9.6398e-05 | 9.6897e-05 | 8.752e-05 | 0.00011302 | 8.3617e-05 | 6.998e-05 | 8.6412e-05 | 0.00012209 | 0.00071399 | 0.00071399
01/25 10:00:00 | 1 | 25 | 10 | 586 | WE | 0.00016509 | 0.00034512 | 0.00034512 | 2.2391e-05 | 0.00021966 | 0.00021486 | 0.00011415 | 0.00018168 | 0.00018168 | 4.0839e-05 | -0.00046908 | 0.0018593 | 0.00034512 | -0.0002215 | 0.00011778 | 0.00043128 | 0.00011778 | 0.00011415 | 0 | 0.00011415 | 1.5543e-05 | 1.6398e-05 | 1.4769e-05 | 9.5523e-05 | 0.00010314 | 0.00010078 | 0.0010819 | 0.0012663 | 0.0012075 | 0.0012075 | 0.00011415 | 0.00011415 | 0.00011415 | 0.00011416 | 0.00011415 | 0.00011415 | 9.1034e-05 | 0.00014285 | 9.7577e-05 | 7.4447e-05 | 0 | 0.00011415 | 0.00011415 | 0.00011415 | 0.00011415 | 8.0481e-05 | 0.00013808 | 0.00011349 | 9.9248e-05 | 8.7463e-05 | 0.00011364 | 8.3948e-05 | 7.0175e-05 | 8.5856e-05 | 0.00012209 | 0.00070719 | 0.00070719
01/25 11:00:00 | 1 | 25 | 11 | 587 | WE | 0.00023068 | 0.00034081 | 0.00034081 | 1.2098e-05 | 0.00017379 | 0.00021991 | 0.00011415 | 0 | 0 | 4.0839e-05 | -0.00023802 | 0.0018593 | 0.00034081 | 0.00023644 | 0.00012151 | 0.00043128 | 0.00012151 | 0.00011415 | 0 | 0.00011415 | 2.2911e-05 | 1.6398e-05 | 1.4769e-05 | 9.4861e-05 | 0.00010323 | 0.00010065 | 0.0010737 | 0.0012675 | 0.0012057 | 0.0012057 | 0.00011415 | 0.00011415 | 0.00011415 | 0.00011416 | 0.00011415 | 0.00011415 | 9.1034e-05 | 0.0001438 | 9.7766e-05 | 7.4243e-05 | 0 | 0.00011415 | 0.00011415 | 0.00011415 | 0.00011415 | 0.00011538 | 0.00017626 | 0.0001281 | 0.00010021 | 8.7396e-05 | 0.00011444 | 8.4161e-05 | 7.0119e-05 | 8.532e-05 | 0.00012209 | 0.00068417 | 0.00068417
01/25 12:00:00 | 1 | 25 | 12 | 588 | WE | 0.00027521 | 0.00034034 | 0.00034034 | 0.0010414 | 0.00016936 | 0.00021998 | 0.00011415 | 0 | 0 | 4.0839e-05 | -0.00023522 | 0.0018593 | 0.00034034 | 7.161e-05 | 0.00012155 | 0.00043128 | 0.00012155 | 0.00011415 | 0 | 0.00011415 | 2.6174e-05 | 1.6398e-05 | 1.4769e-05 | 0.00012352 | 0.00010327 | 0.00010953 | 0.0014091 | 0.0012679 | 0.001313 | 0.001313 | 0.00011415 | 0.00011415 | 0.00011415 | 0.00011416 | 0.00011415 | 0.00011415 | 9.1034e-05 | 0.00014429 | 9.6799e-05 | 7.2535e-05 | 0 | 0.00011415 | 0.00011415 | 0.00011415 | 0.00011415 | 0.00014413 | 0.00019375 | 0.0001336 | 9.8763e-05 | 8.7618e-05 | 0.00011459 | 8.3891e-05 | 6.9651e-05 | 8.5095e-05 | 0.00012209 | 0.00066894 | 0.00066894
01/25 13:00:00 | 1 | 25 | 13 | 589 | WE | 0.00028357 | 0.0003394 | 0.0003394 | 8.0651e-06 | 0.00016612 | 0.00021627 | 0.00011415 | 0 | 0 | 4.0839e-05 | -0.00039485 | 0.0018593 | 0.0003394 | -2.0948e-05 | 0.00011748 | 0.00043128 | 0.00011748 | 0.00011415 | 0 | 0.00011415 | 2.6174e-05 | 1.6398e-05 | 1.4769e-05 | 9.3531e-05 | 0.00010277 | 9.9915e-05 | 0.0010574 | 0.0012618 | 0.0011966 | 0.0011966 | 0.00011415 | 0.00011415 | 0.00011415 | 0.00011416 | 0.00011415 | 0.00011415 | 9.1034e-05 | 0.00014175 | 9.4766e-05 | 7.0757e-05 | 0 | 0.00011415 | 0.00011415 | 0.00011415 | 0.00011415 | 0.00015253 | 0.00019045 | 0.00013102 | 9.66e-05 | 8.7313e-05 | 0.00011397 | 8.3361e-05 | 6.9164e-05 | 8.5079e-05 | 0.00012209 | 0.00065942 | 0.00065942
01/25 14:00:00 | 1 | 25 | 14 | 590 | WE | 0.00025056 | 0.00033901 | 0.00033901 | 6.266e-06 | 0.00016406 | 0.00022375 | 0.00011415 | 0 | 0 | 4.0839e-05 | -0.00011131 | 0.0018593 | 0.00033901 | 1.7821e-05 | 0.00011631 | 0.00043128 | 0.00011631 | 0.00011415 | 0 | 0.00011415 | 2.584e-05 | 1.6398e-05 | 1.4769e-05 | 9.5543e-05 | 0.00010656 | 0.00010315 | 0.0010808 | 0.0013083 | 0.0012357 | 0.0012357 | 0.00011415 | 0.00011415 | 0.00011415 | 0.00011416 | 0.00011415 | 0.00011415 | 9.1034e-05 | 0.00013915 | 9.3405e-05 | 7.0029e-05 | 0 | 0.00011415 | 0.00011415 | 0.00011415 | 0.00011415 | 0.00013777 | 0.00018492 | 0.00012809 | 9.5175e-05 | 8.7313e-05 | 0.00011452 | 8.34e-05 | 6.8965e-05 | 8.5086e-05 | 0.00012211 | 0.00065414 | 0.00065414
01/25 15:00:00 | 1 | 25 | 15 | 591 | WE | 0.00019037 | 0.00033855 | 0.00033855 | -0.0010039 | 0.00016191 | 0.00023635 | 0.00011415 | 0 | 0 | 4.0839e-05 | 0.00013228 | 0.0018593 | 0.00033855 | 6.0744e-05 | 0.00011474 | 0.00043128 | 0.00011474 | 0.00011415 | 0 | 0.00011415 | 2.0518e-05 | 1.6398e-05 | 1.4769e-05 | 9.6204e-05 | 0.00010511 | 0.00010236 | 0.0010884 | 0.0012905 | 0.0012261 | 0.0012261 | 0.00011415 | 0.00011415 | 0.00011415 | 0.00011416 | 0.00011415 | 0.00011415 | 9.1034e-05 | 0.00013361 | 9.3133e-05 | 7.2451e-05 | 0 | 0.00011415 | 0.00011415 | 0.00011415 | 0.00011415 | 0.00010686 | 0.00015389 | 0.00011819 | 9.7519e-05 | 8.7295e-05 | 0.00011234 | 8.3161e-05 | 6.9628e-05 | 8.5112e-05 | 0.0001224 | 0.00063932 | 0.00063932
01/25 16:00:00 | 1 | 25 | 16 | 592 | WE | 0.00010842 | 0.00033122 | 0.00033122 | 0.0010135 | 8.088e-05 | 0.00024949 | 0.00011415 | 0 | 0 | 7.0788e-05 | 0.00034068 | 0.0018593 | 0.00033122 | 0.0001009 | 0.00011582 | 0.00043128 | 0.00011582 | 0.00011415 | 0 | 0.00011415 | 1.2217e-05 | 1.6398e-05 | 1.4769e-05 | 9.5542e-05 | 0.00010117 | 9.9428e-05 | 0.0010805 | 0.0012421 | 0.0011906 | 0.0011906 | 0.00011415 | 0.00011415 | 0.00011415 | 0.00011416 | 0.00011415 | 0.00011415 | 9.1034e-05 | 0.00013256 | 9.1594e-05 | 7.0664e-05 | 0 | 0.00011415 | 0.00011415 | 0.00011415 | 0.00011415 | 6.8125e-05 | 0.00011312 | 0.00010088 | 9.3793e-05 | 8.7278e-05 | 0.00011063 | 8.2285e-05 | 6.9139e-05 | 8.5177e-05 | 0.00012252 | 0.00062931 | 0.00062931
01/25 17:00:00 | 1 | 25 | 17 | 593 | WE | 1.7363e-05 | 0.00034432 | 0.00034432 | 6.346e-06 | 0.00016378 | -2.0051e-12 | 0.00011415 | 0.00019079 | 0.00019079 | 0.00015247 | -0.00046908 | 0.0018593 | 0.00034432 | -0.0002215 | 0.00012479 | 0.00043128 | 0.00012479 | 0.00011415 | 0 | 0.00011415 | 4.372e-06 | 1.6398e-05 | 1.4769e-05 | 9.0199e-05 | 0.00010018 | 9.7098e-05 | 0.0010177 | 0.0012301 | 0.0011623 | 0.0011623 | 0.00011415 | 0.00011415 | 0.00011415 | 0.00011416 | 0.00011415 | 0.00011415 | 9.1034e-05 | 0.00012731 | 8.7705e-05 | 6.7472e-05 | 0 | 0.00011415 | 0.00011415 | 0.00011415 | 0.00011415 | 2.8191e-05 | 7.5662e-05 | 8.3602e-05 | 8.82e-05 | 8.7225e-05 | 0.0001087 | 8.1077e-05 | 6.8265e-05 | 8.5318e-05 | 0.00012239 | 0.0006282 | 0.0006282
01/25 18:00:00 | 1 | 25 | 18 | 594 | WE | 0 | 0.000349 | 0.000349 | 8.2818e-06 | 0.00016761 | -7.5459e-13 | 0.00011415 | 0 | 0 | 0.00021236 | -0.00046908 | 0.0018593 | 0.000349 | -0.00021256 | 0.00013881 | 0.00043128 | 0.00013881 | 0.00011415 | 0.00022925 | 0.00011415 | 0 | 1.6398e-05 | 1.4769e-05 | 9.0199e-05 | 9.7779e-05 | 9.5437e-05 | 0.0010219 | 0.0012005 | 0.0011435 | 0.0011435 | 0.00011415 | 0.00011415 | 0.00011415 | 0.00011416 | 0.00011415 | 0.00011415 | 9.1034e-05 | 0.00011564 | 8.1149e-05 | 6.3525e-05 | 0.00022929 | 0.00011415 | 0.00011415 | 0.00011415 | 0.00011415 | 2.6738e-06 | 5.6609e-05 | 7.282e-05 | 8.2207e-05 | 9.2917e-05 | 0.00011201 | 9.1967e-05 | 8.2671e-05 | 8.436e-05 | 0.00011719 | 0.00063875 | 0.00063875
01/25 19:00:00 | 1 | 25 | 19 | 595 | WE | 0 | 0.00035516 | 0.00035516 | 0.00021831 | 0.00017194 | -3.8268e-13 | 0.00011415 | 0 | 0 | 0.00028587 | -0.00046908 | 0.0018593 | 0.00035516 | -7.7849e-05 | 0.00014748 | 0.00043128 | 0.00014748 | 0.00011415 | 0.00022925 | 0.00011415 | 0 | 1.6398e-05 | 1.4769e-05 | 9.0197e-05 | 9.6774e-05 | 9.4741e-05 | 0.001023 | 0.0011882 | 0.0011355 | 0.0011355 | 0.00011415 | 0.00011415 | 0.00011415 | 0.00011416 | 0.00011415 | 0.00011415 | 9.1034e-05 | 0.00011003 | 7.7586e-05 | 6.1008e-05 | 0.00022929 | 0.00011415 | 0.00011415 | 0.00011415 | 0.00011415 | 2.6738e-06 | 5.0504e-05 | 6.8518e-05 | 7.895e-05 | 9.2929e-05 | 0.00010965 | 9.075e-05 | 8.1982e-05 | 8.446e-05 | 0.00011742 | 0.00064249 | 0.00064249
01/25 20:00:00 | 1 | 25 | 20 | 596 | WE | 0 | 0.00036496 | 0.00036496 | -0.00019258 | 0.00023916 | -2.8567e-13 | 0.00011415 | 0 | 0 | 0.00034305 | -0.00046908 | 0.0018593 | 0.00036496 | -8.9307e-05 | 0.0001514 | 0.00043128 | 0.0001514 | 0.00011415 | 0.00022925 | 0.00011415 | 0 | 1.6398e-05 | 1.4769e-05 | 0.00010193 | 9.5425e-05 | 9.7436e-05 | 0.0011606 | 0.0011716 | 0.0011681 | 0.0011681 | 0.00011415 | 0.00011415 | 0.00011415 | 0.00011416 | 0.00011415 | 0.00011415 | 9.1034e-05 | 0.00010294 | 7.5135e-05 | 6.0927e-05 | 0.00022929 | 0.00011415 | 0.00011415 | 0.00011415 | 0.00011415 | 2.6738e-06 | 4.5251e-05 | 6.6526e-05 | 7.8846e-05 | 9.3026e-05 | 0.00010646 | 8.9724e-05 | 8.196e-05 | 8.433e-05 | 9.791e-05 | 0.000649 | 0.000649
01/25 21:00:00 | 1 | 25 | 21 | 597 | WE | 0 | 0.00036018 | 0.00036018 | 9.7222e-06 | 0.0001906 | 0 | 0.00011415 | 0 | 0 | 0.00034849 | -0.00046908 | 0.0018593 | 0.00036018 | -2.1575e-05 | 0.00015248 | 0.00043128 | 0.00015248 | 0.00011415 | 0.00022925 | 0.00011415 | 0 | 1.6398e-05 | 1.4769e-05 | 0.00010119 | 9.3094e-05 | 9.5595e-05 | 0.0011519 | 0.001143 | 0.0011458 | 0.0011458 | 0.00011415 | 0.00011415 | 0.00011415 | 0.00011416 | 0.00011415 | 0.00011415 | 9.1034e-05 | 9.0849e-05 | 6.9112e-05 | 5.8004e-05 | 0.00022929 | 0.00011415 | 0.00011415 | 0.00011415 | 0.00011415 | 2.6738e-06 | 3.7324e-05 | 6.1224e-05 | 7.5064e-05 | 9.3008e-05 | 0.00010205 | 8.7778e-05 | 8.116e-05 | 8.4235e-05 | 0.00010321 | 0.00064339 | 0.00064339
01/25 22:00:00 | 1 | 25 | 22 | 598 | WE | 0 | 0.00035317 | 0.00035317 | 0.0010341 | 0.00016717 | 2.0697e-12 | 0.00011415 | 0 | 0 | 0.00023959 | -0.00046908 | 0.0018593 | 0.00035317 | -9.1397e-05 | 0.00014889 | 0.00043128 | 0.00014889 | 0.00011415 | 0.00022925 | 0.00011415 | 0 | 1.6398e-05 | 1.4769e-05 | 9.6033e-05 | 7.7646e-05 | 8.3328e-05 | 0.0011036 | 0.00095334 | 0.0010013 | 0.0010013 | 0.00011415 | 0.00011415 | 0.00011415 | 0.00011416 | 0.00011415 | 0.00011415 | 9.1034e-05 | 7.192e-05 | 6.0961e-05 | 5.5362e-05 | 0.00022929 | 0.00011415 | 0.00011415 | 0.00011415 | 0.00011415 | 2.6738e-06 | 2.9495e-05 | 5.6187e-05 | 7.1643e-05 | 9.3372e-05 | 9.0912e-05 | 8.3755e-05 | 8.0436e-05 | 8.7834e-05 | 0.00010517 | 0.00066098 | 0.00066098
01/25 23:00:00 | 1 | 25 | 23 | 599 | WE | 0 | 0.00033881 | 0.00033881 | -0.001005 | 8.0978e-05 | 7.9772e-13 | 0.00011415 | 0 | 0 | 0.00013341 | 0.0006201 | -0.00035647 | 0.00033881 | 0.0003885 | 0.00013992 | 0.00043128 | 0.00013992 | 0.00011415 | 0.00022925 | 0.00011415 | 0 | 1.6398e-05 | 1.3975e-05 | 8.7581e-05 | 7.6964e-05 | 8.0245e-05 | 0.0010082 | 0.00095568 | 0.00097242 | 0.00097242 | 0.00011415 | 0.00011415 | 0.00011415 | 0.00011416 | 0.00011415 | 0.00011415 | 9.1034e-05 | 6.8193e-05 | 5.8822e-05 | 5.4034e-05 | 0.00022929 | 0.00011415 | 0.00011415 | 0.00011415 | 0.00011415 | 2.6738e-06 | 2.591e-05 | 5.3784e-05 | 6.9926e-05 | 9.3324e-05 | 8.9563e-05 | 8.308e-05 | 8.0073e-05 | 8.7958e-05 | 0.00010626 | 0.00068621 | 0.00068621
01/25 24:00:00 | 1 | 25 | 24 | 600 | WE | 0 | 0.00034212 | 0.00034212 | 0.001002 | 0.00015776 | -1.3906e-12 | 0.00011415 | 0 | 0 | 5.4452e-05 | 0.00056567 | -0.0026884 | 0.00034212 | 0.00016061 | 0.00012686 | 0.00043128 | 0.00012686 | 0.00011415 | 0.00022925 | 0.00011415 | 0 | 1.6398e-05 | 1.3975e-05 | 0.00011754 | 7.6957e-05 | 8.95e-05 | 0.00136 | 0.00095918 | 0.0010871 | 0.0010871 | 0.00011415 | 0.00011415 | 0.00011415 | 0.00011416 | 0.00011415 | 0.00011415 | 9.1034e-05 | 6.8114e-05 | 5.8122e-05 | 5.3017e-05 | 0.00022929 | 0.00011415 | 0.00011415 | 0.00011415 | 0.00011415 | 2.6738e-06 | 2.5458e-05 | 5.2785e-05 | 6.8609e-05 | 9.3644e-05 | 8.9549e-05 | 8.2885e-05 | 7.9794e-05 | 8.8228e-05 | 0.00010689 | 0.00071506 | 0.00071506
01/26 01:00:00 | 1 | 26 | 1 | 601 | WD | 0 | 0.00031905 | 0.00031905 | 7.422e-07 | 0 | 0.00025245 | 0.00011415 | 0 | 0 | 2.1781e-05 | 0.0010432 | -0.0043209 | 0.00031905 | -4.0187e-05 | 9.19e-05 | 0.00043128 | 9.19e-05 | 0.00011415 | 0.00022925 | 0.00011415 | 0 | 6.5591e-05 | 0.0001118 | 8.5044e-05 | 7.6948e-05 | 7.945e-05 | 0.00099595 | 0.00095905 | 0.00097082 | 0.00097082 | 0.00011415 | 0.00011415 | 0.00011415 | 0.00011416 | 0.00011415 | 0.00011415 | 4.5468e-05 | 6.8027e-05 | 5.8924e-05 | 5.4272e-05 | 0.00022929 | 0.00011415 | 0.00011415 | 0.00011415 | 0.00011415 | 1.2032e-06 | 2.496e-05 | 5.3631e-05 | 7.0234e-05 | 7.3132e-05 | 8.9609e-05 | 8.3139e-05 | 8.0138e-05 | 8.8445e-05 | 0.00010735 | 0.00073926 | 0.00073926
01/26 02:00:00 | 1 | 26 | 2 | 602 | WD | 0 | 0.00032606 | 0.00032606 | -0.00097364 | 7.4784e-05 | 0.00023244 | 0.00011415 | 0 | 0 | 2.1781e-05 | 0.00012933 | 0.0018593 | 0.00032606 | -0.00013585 | 8.5656e-05 | 0.00043128 | 8.5656e-05 | 0.00011415 | 0.00022925 | 0.00011415 | 0 | 6.5591e-05 | 0.0001118 | 8.4787e-05 | 7.6918e-05 | 7.935e-05 | 0.00099901 | 0.00095847 | 0.0009714 | 0.0009714 | 0.00011415 | 0.00011415 | 0.00011415 | 0.00011416 | 0.00011415 | 0.00011415 | 3.6463e-05 | 6.7924e-05 | 5.8637e-05 | 5.3892e-05 | 0.00022929 | 0.00011415 | 0.00011415 | 0.00011415 | 0.00011415 | 1.2032e-06 | 2.437e-05 | 5.3103e-05 | 6.9742e-05 | 6.7807e-05 | 8.9576e-05 | 8.3057e-05 | 8.0034e-05 | 8.8279e-05 | 0.00010762 | 0.00076238 | 0.00076238
01/26 03:00:00 | 1 | 26 | 3 | 603 | WD | 0 | 0.00032577 | 0.00032577 | 0.00097206 | 7.4514e-05 | 0.00022975 | 0.00011415 | 0 | 0 | 2.1781e-05 | -6.4177e-05 | 0.0018593 | 0.00032577 | -0.00011752 | 8.3946e-05 | 0.00043128 | 8.3946e-05 | 0.00011415 | 0.00022925 | 0.00011415 | 0 | 6.5591e-05 | 0.0001118 | 8.482e-05 | 7.689e-05 | 7.9341e-05 | 0.0010004 | 0.00095791 | 0.00097145 | 0.00097145 | 0.00011415 | 0.00011415 | 0.00011415 | 0.00011416 | 0.00011415 | 0.00011415 | 3.6473e-05 | 6.819e-05 | 6.0618e-05 | 5.6748e-05 | 0.00022929 | 0.00011415 | 0.00011415 | 0.00011415 | 0.00011415 | 1.23e-06 | 2.5894e-05 | 5.6002e-05 | 7.3438e-05 | 6.6486e-05 | 8.9652e-05 | 8.3616e-05 | 8.0816e-05 | 8.8119e-05 | 0.00010778 | 0.00077055 | 0.00077055
01/26 04:00:00 | 1 | 26 | 4 | 604 | WD | 0 | 0.00031762 | 0.00031762 | 1.7481e-07 | 0 | 0.00022651 | 0.00011415 | 0 | 0 | 2.1781e-05 | -0.00017556 | 0.0018593 | 0.00031762 | -0.00011868 | 8.2211e-05 | 0.00043128 | 8.2211e-05 | 0.00011415 | 0.00022925 | 0.00011415 | 0 | 6.5591e-05 | 0.0001118 | 8.5752e-05 | 7.6847e-05 | 7.9599e-05 | 0.001012 | 0.00095703 | 0.00097456 | 0.00097456 | 0.00011415 | 0.00011415 | 0.00011415 | 0.00011416 | 0.00011415 | 0.00011415 | 4.5596e-05 | 6.8975e-05 | 6.1912e-05 | 5.8304e-05 | 0.00022929 | 0.00011415 | 0.00011415 | 0.00011415 | 0.00011415 | 1.5508e-06 | 3.0373e-05 | 5.892e-05 | 7.5451e-05 | 7.1885e-05 | 8.9876e-05 | 8.3978e-05 | 8.1242e-05 | 8.8076e-05 | 0.00010784 | 0.00078276 | 0.00078276
01/26 05:00:00 | 1 | 26 | 5 | 605 | WD | 0 | 0.00032706 | 0.00032706 | -0.00097677 | 7.5343e-05 | 0.00021796 | 0.00011415 | 0 | 0 | 6.5342e-05 | -0.00021616 | 0.0018593 | 0.00032706 | -0.00011546 | 8.1198e-05 | 0.00043128 | 8.1198e-05 | 0.00011415 | 0.00022925 | 0.00011415 | 0 | 6.5591e-05 | 0.0001118 | 9.8429e-05 | 7.6753e-05 | 8.3452e-05 | 0.0011612 | 0.00095513 | 0.0010209 | 0.0010209 | 0.00011415 | 0.00011415 | 0.00011415 | 0.00011416 | 0.00011415 | 0.00011415 | 5.4768e-05 | 7.0282e-05 | 7.6832e-05 | 8.0178e-05 | 0.00022929 | 0.00011415 | 0.00011415 | 0.00011415 | 0.00011415 | 2.0054e-06 | 3.7834e-05 | 7.9583e-05 | 0.00010376 | 7.7454e-05 | 9.024e-05 | 8.8185e-05 | 8.7231e-05 | 8.8042e-05 | 0.00010788 | 0.00075714 | 0.00075714
01/26 06:00:00 | 1 | 26 | 6 | 606 | WD | 0 | 0.00033092 | 0.00033092 | 0.00099852 | 7.8552e-05 | -1.5577e-12 | 0.00011415 | 0 | 0 | 0.00013613 | -0.00013075 | 0.0018593 | 0.00033092 | -8.9507e-05 | 8.7512e-05 | 0.00043128 | 8.7512e-05 | 0.00011415 | 0.00022925 | 0.00011415 | 0 | 6.5591e-05 | 0.0001118 | 0.00010137 | 8.0593e-05 | 8.7013e-05 | 0.0011961 | 0.0010008 | 0.0010631 | 0.0010631 | 0.00011415 | 0.00011415 | 0.00011415 | 0.00011416 | 0.00011415 | 0.00011415 | 9.1181e-05 | 9.299e-05 | 0.0001022 | 0.0001069 | 0.00022929 | 0.00011415 | 0.00011415 | 0.00011415 | 0.00011415 | 3.0749e-06 | 6.2531e-05 | 0.00011054 | 0.00013835 | 9.6343e-05 | 9.8442e-05 | 9.5783e-05 | 9.4549e-05 | 8.8206e-05 | 0.00010775 | 0.00074397 | 0.00074397
01/26 07:00:00 | 1 | 26 | 7 | 607 | WD | 0 | 0.00034537 | 0.00034537 | 8.7261e-06 | 0.00020836 | 7.5464e-14 | 0.00011415 | 0 | 0 | 0.00015247 | -0.00046908 | 0.0018593 | 0.00034537 | -0.0002215 | 9.9871e-05 | 0.00043128 | 9.9871e-05 | 0.00011415 | 0.00022925 | 0.00011415 | 0 | 6.5591e-05 | 0.0001126 | 0.00010633 | 8.6579e-05 | 9.2684e-05 | 0.0012459 | 0.0010659 | 0.0011233 | 0.0011233 | 0.00011415 | 0.00011415 | 0.00011415 | 0.00011416 | 0.00011415 | 0.00011415 | 0.00012828 | 0.00012421 | 0.00013044 | 0.00013363 | 0.00022929 | 0.00011415 | 0.00011415 | 0.00011415 | 0.00011415 | 4.0107e-06 | 9.1597e-05 | 8.8347e-05 | 8.6466e-05 | 0.00011597 | 0.00011186 | 0.00010503 | 0.00010187 | 8.8581e-05 | 0.00012209 | 0.001487 | 0.001487
01/26 08:00:00 | 1 | 26 | 8 | 608 | WD | 0 | 0.00034828 | 0.00034828 | 1.6757e-05 | 0.00022593 | 4.7973e-13 | 0.00011415 | 3.4189e-05 | 3.4189e-05 | 0.00013613 | -0.00046908 | 0.0018593 | 0.00034828 | -0.0002215 | 0.00011103 | 0.00043128 | 0.00011103 | 0.00011415 | 0.00017194 | 0.00011415 | 3.5099e-06 | 6.5591e-05 | 0.0001126 | 0.00010485 | 0.00010109 | 0.00010225 | 0.0012256 | 0.0012412 | 0.0012362 | 0.0012362 | 0.00011415 | 0.00011415 | 0.00011415 | 0.00011416 | 0.00011415 | 0.00011415 | 0.000149 | 0.00014158 | 0.00018938 | 0.00021381 | 0.0001538 | 0.00011415 | 0.00011415 | 0.00011415 | 0.00011415 | 1.7008e-05 | 0.00011882 | 0.00013157 | 0.00013895 | 0.0001264 | 0.00012039 | 0.00012588 | 0.00012843 | 9.4956e-05 | 0.00012209 | 0.0017876 | 0.0017876
01/26 09:00:00 | 1 | 26 | 9 | 609 | WD | 8.1695e-05 | 0.00034031 | 0.00034031 | 1.712e-05 | 0.00017705 | 1.5523e-12 | 0.00011415 | 0.00013203 | 0.00013203 | 5.9897e-05 | -0.00046908 | 0.0018593 | 0.00034031 | -0.0002215 | 0.00011108 | 0.00043128 | 0.00011108 | 0.00011415 | 0 | 0.00011415 | 7.7017e-05 | 0.00016398 | 0.0001685 | 0.00010804 | 0.00010339 | 0.00010482 | 0.0012628 | 0.0012694 | 0.0012673 | 0.0012673 | 0.00011415 | 0.00011415 | 0.00011415 | 0.00011416 | 0.00011415 | 0.00011415 | 0.00016895 | 0.00015352 | 0.00019342 | 0.00021381 | 0 | 0.00011415 | 0.00011415 | 0.00011415 | 0.00011415 | 8.4978e-05 | 0.00015186 | 0.00014631 | 0.00014311 | 0.00013768 | 0.00011932 | 0.00014497 | 0.00015687 | 9.4719e-05 | 0.00012209 | 0.0015515 | 0.0015515
01/26 10:00:00 | 1 | 26 | 10 | 610 | WD | 0.00017116 | 0.00034871 | 0.00034871 | 1.0311e-05 | 0.00026222 | 0.00021486 | 0.00011415 | 0.00018668 | 0.00018668 | 4.0839e-05 | -0.00046908 | 0.0018593 | 0.00034871 | -0.0002215 | 0.00011156 | 0.00043128 | 0.00011156 | 0.00011415 | 0 | 0.00011415 | 0.00028747 | 0.00029516 | 0.0002244 | 0.00011138 | 0.00010331 | 0.0001058 | 0.0013022 | 0.0012684 | 0.0012792 | 0.0012792 | 0.00011415 | 0.00011415 | 0.00011415 | 0.00011416 | 0.00011415 | 0.00011415 | 0.0001871 | 0.00015456 | 0.00019377 | 0.00021381 | 0 | 0.00011415 | 0.00011415 | 0.00011415 | 0.00011415 | 0.0001764 | 0.00019786 | 0.00016627 | 0.00014798 | 0.00014843 | 0.00011992 | 0.0001502 | 0.00016425 | 9.4568e-05 | 0.00012209 | 0.0014416 | 0.0014416
01/26 11:00:00 | 1 | 26 | 11 | 611 | WD | 0.00023847 | 0.00033949 | 0.00033949 | 0.0010444 | 0.00017094 | 0.00021991 | 0.00011415 | 0 | 0 | 4.0839e-05 | -0.00046908 | 0.0018593 | 0.00033949 | -0.00017383 | 0.00011463 | 0.00043128 | 0.00011463 | 0.00011415 | 0 | 0.00011415 | 0.0004223 | 0.00029516 | 0.0002244 | 0.00011178 | 0.00010321 | 0.00010586 | 0.001307 | 0.0012672 | 0.0012799 | 0.0012799 | 0.00011415 | 0.00011415 | 0.00011415 | 0.00011416 | 0.00011415 | 0.00011415 | 0.00018706 | 0.00015413 | 0.00019363 | 0.00021381 | 0 | 0.00011415 | 0.00011415 | 0.00011415 | 0.00011415 | 0.00024884 | 0.00023367 | 0.00018197 | 0.00015202 | 0.00014982 | 0.00011975 | 0.00014901 | 0.00016257 | 9.4724e-05 | 0.00012209 | 0.0013827 | 0.0013827
01/26 12:00:00 | 1 | 26 | 12 | 612 | WD | 0.00028253 | 0.00033908 | 0.00033908 | -0.00022956 | 0.00016718 | 0.00021998 | 0.00011415 | 0 | 0 | 4.0839e-05 | -0.00046908 | 0.0018593 | 0.00033908 | -0.00020686 | 0.00011458 | 0.00043128 | 0.00011458 | 0.00011415 | 0 | 0.00011415 | 0.00047113 | 0.00029516 | 0.0002244 | 0.00014099 | 0.00010306 | 0.00011478 | 0.0016497 | 0.0012654 | 0.001388 | 0.001388 | 0.00011415 | 0.00011415 | 0.00011415 | 0.00011416 | 0.00011415 | 0.00011415 | 0.000187 | 0.00015348 | 0.00019341 | 0.00021381 | 0 | 0.00011415 | 0.00011415 | 0.00011415 | 0.00011415 | 0.00030674 | 0.00024632 | 0.0002316 | 0.00022308 | 0.00015006 | 0.00011951 | 0.00015007 | 0.00016425 | 9.4947e-05 | 0.00012209 | 0.0013119 | 0.0013119
01/26 13:00:00 | 1 | 26 | 13 | 613 | WD | 0.00028569 | 0.00033827 | 0.00033827 | 0.00024017 | 0.0001643 | 0.00021627 | 0.00011415 | 0 | 0 | 4.0839e-05 | -0.00046908 | 0.0018593 | 0.00033827 | -0.0001474 | 0.00011115 | 0.00043128 | 0.00011115 | 0.00011415 | 0 | 0.00011415 | 0.00047113 | 0.00029516 | 0.0002244 | 0.00011169 | 0.00010303 | 0.00010571 | 0.0013066 | 0.001265 | 0.0012783 | 0.0012783 | 0.00011415 | 0.00011415 | 0.00011415 | 0.00011416 | 0.00011415 | 0.00011415 | 0.00018694 | 0.0001532 | 0.00019331 | 0.00021381 | 0 | 0.00011415 | 0.00011415 | 0.00011415 | 0.00011415 | 0.00032063 | 0.00024586 | 0.00023186 | 0.00022375 | 0.00014973 | 0.00011941 | 0.0001529 | 0.00016844 | 9.5255e-05 | 0.0001222 | 0.0012228 | 0.0012228
01/26 14:00:00 | 1 | 26 | 14 | 614 | WD | 0.00025324 | 0.00032938 | 0.00032938 | -0.00038214 | 8.1271e-05 | 0.00022375 | 0.00011415 | 0 | 0 | 4.0839e-05 | -0.00046908 | 0.0018593 | 0.00032938 | -8.8308e-05 | 0.00011051 | 0.00043128 | 0.00011051 | 0.00011415 | 0 | 0.00011415 | 0.00046621 | 0.00029516 | 0.0002244 | 0.00011306 | 0.00010723 | 0.00010903 | 0.0013229 | 0.0013166 | 0.0013186 | 0.0013186 | 0.00011415 | 0.00011415 | 0.00011415 | 0.00011416 | 0.00011415 | 0.00011415 | 0.00018653 | 0.00015279 | 0.00019317 | 0.00021381 | 0 | 0.00011415 | 0.00011415 | 0.00011415 | 0.00011415 | 0.00029172 | 0.00024397 | 0.00023036 | 0.00022248 | 0.00014802 | 0.00012077 | 0.00015143 | 0.00016564 | 9.5643e-05 | 0.00012265 | 0.0011424 | 0.0011424
01/26 15:00:00 | 1 | 26 | 15 | 615 | WD | 0.00019038 | 0.00033766 | 0.00033766 | -0.00061811 | 0.00016073 | 0.00023635 | 0.00011415 | 0 | 0 | 4.0839e-05 | -0.00046908 | 0.0018593 | 0.00033766 | 5.3934e-06 | 0.00010956 | 0.00043128 | 0.00010956 | 0.00011415 | 0 | 0.00011415 | 0.00037108 | 0.00029516 | 0.0002244 | 0.00011323 | 0.00010683 | 0.00010881 | 0.0013251 | 0.0013117 | 0.0013159 | 0.0013159 | 0.00011415 | 0.00011415 | 0.00011415 | 0.00011416 | 0.00011415 | 0.00011415 | 0.00018548 | 0.00015218 | 0.00019297 | 0.00021381 | 0 | 0.00011415 | 0.00011415 | 0.00011415 | 0.00011415 | 0.00022288 | 0.00021709 | 0.00017517 | 0.0001509 | 0.00014727 | 0.00012042 | 0.00014922 | 0.00016257 | 9.5939e-05 | 0.00012174 | 0.0010908 | 0.0010908
01/26 16:00:00 | 1 | 26 | 16 | 616 | WD | 0.00011191 | 0.00033043 | 0.00033043 | 0.0010087 | 8.0311e-05 | 0.00024949 | 0.00011415 | 0 | 0 | 7.0788e-05 | -0.00046908 | 0.0018593 | 0.00033043 | 0.00013968 | 0.00011092 | 0.00043128 | 0.00011092 | 0.00011415 | 0 | 0.00011415 | 0.00022809 | 0.00029516 | 0.0002244 | 0.00011017 | 0.00010291 | 0.00010516 | 0.0012896 | 0.0012636 | 0.0012719 | 0.0012719 | 0.00011415 | 0.00011415 | 0.00011415 | 0.00011416 | 0.00011415 | 0.00011415 | 0.00016661 | 0.00015069 | 0.00019246 | 0.00021381 | 0 | 0.00011415 | 0.00011415 | 0.00011415 | 0.00011415 | 0.00013176 | 0.00017274 | 0.00015618 | 0.00014659 | 0.00013535 | 0.00011858 | 0.00014863 | 0.00016257 | 9.5844e-05 | 0.00012103 | 0.001035 | 0.001035
01/26 17:00:00 | 1 | 26 | 17 | 617 | WD | 1.9375e-05 | 0.00034345 | 0.00034345 | 3.9827e-06 | 0.00016223 | -2.0051e-12 | 0.00011415 | 0.00020494 | 0.00020494 | 0.00015247 | -0.00046908 | 0.0018593 | 0.00034345 | -0.000515 | 0.00012 | 0.00043128 | 0.00012 | 0.00011415 | 0 | 0.00011415 | 8.4535e-05 | 0.00029516 | 0.0002244 | 0.00010204 | 0.00010229 | 0.00010221 | 0.0011944 | 0.0012559 | 0.0012362 | 0.0012362 | 0.00011415 | 0.00011415 | 0.00011415 | 0.00011416 | 0.00011415 | 0.00011415 | 0.00014779 | 0.00014451 | 0.00015219 | 0.00015611 | 0 | 0.00011415 | 0.00011415 | 0.00011415 | 0.00011415 | 5.0978e-05 | 0.00012018 | 0.0001096 | 0.00010347 | 0.00012425 | 0.0001165 | 0.0001389 | 0.00014929 | 8.9767e-05 | 0.00012123 | 0.0010448 | 0.0010448
01/26 18:00:00 | 1 | 26 | 18 | 618 | WD | 0 | 0.0003481 | 0.0003481 | 5.1874e-06 | 0.00016579 | -7.5459e-13 | 0.00011415 | 0 | 0 | 0.00021236 | -0.00046908 | 0.0018593 | 0.0003481 | -0.00024758 | 0.00013406 | 0.00043128 | 0.00013406 | 0.00011415 | 0.00022925 | 0.00011415 | 0 | 0.00029516 | 0.0002244 | 9.982e-05 | 0.00010193 | 0.00010128 | 0.0011684 | 0.0012515 | 0.001225 | 0.001225 | 0.00011415 | 0.00011415 | 0.00011415 | 0.00011416 | 0.00011415 | 0.00011415 | 0.00012914 | 0.00014044 | 0.00012963 | 0.00012411 | 0.00022929 | 0.00011415 | 0.00011415 | 0.00011415 | 0.00011415 | 5.5549e-06 | 9.068e-05 | 8.4109e-05 | 8.0304e-05 | 0.00012019 | 0.00012326 | 0.00014369 | 0.00015316 | 8.9633e-05 | 0.00012175 | 0.0010747 | 0.0010747
01/26 19:00:00 | 1 | 26 | 19 | 619 | WD | 0 | 0.00035419 | 0.00035419 | 6.4794e-06 | 0.00016941 | -3.8268e-13 | 0.00011415 | 0 | 0 | 0.00028587 | -0.00046908 | 0.0018593 | 0.00035419 | -0.00011798 | 0.00014271 | 0.00043128 | 0.00014271 | 0.00011415 | 0.00022925 | 0.00011415 | 0 | 6.5591e-05 | 0.0001126 | 9.9881e-05 | 9.9833e-05 | 9.9848e-05 | 0.0011692 | 0.0012258 | 0.0012077 | 0.0012077 | 0.00011415 | 0.00011415 | 0.00011415 | 0.00011416 | 0.00011415 | 0.00011415 | 0.00012867 | 0.00012924 | 0.00011284 | 0.00010446 | 0.00022929 | 0.00011415 | 0.00011415 | 0.00011415 | 0.00011415 | 4.7071e-06 | 8.1186e-05 | 7.2578e-05 | 6.7593e-05 | 0.00011854 | 0.00011899 | 0.00011912 | 0.00011919 | 8.9506e-05 | 0.00012183 | 0.0011759 | 0.0011759
01/26 20:00:00 | 1 | 26 | 20 | 620 | WD | 0 | 0.00035693 | 0.00035693 | 6.7812e-06 | 0.00017016 | -2.8565e-13 | 0.00011415 | 0 | 0 | 0.00034305 | -0.00046908 | 0.0018593 | 0.00035693 | -0.0001192 | 0.00014653 | 0.00043128 | 0.00014653 | 0.00011415 | 0.00022925 | 0.00011415 | 0 | 6.5591e-05 | 0.0001126 | 0.00010965 | 9.8345e-05 | 0.00010184 | 0.0012839 | 0.0012075 | 0.0012319 | 0.0012319 | 0.00011415 | 0.00011415 | 0.00011415 | 0.00011416 | 0.00011415 | 0.00011415 | 0.00011028 | 0.00012072 | 0.00010105 | 9.1006e-05 | 0.00022929 | 0.00011415 | 0.00011415 | 0.00011415 | 0.00011415 | 6.0385e-06 | 7.1053e-05 | 0.00010064 | 0.00011777 | 0.00010917 | 0.0001159 | 0.0001141 | 0.00011327 | 8.9093e-05 | 0.00012217 | 0.0011874 | 0.0011874
01/26 21:00:00 | 1 | 26 | 21 | 621 | WD | 0 | 0.00035706 | 0.00035706 | 6.255e-06 | 0.00016791 | 0 | 0.00011415 | 0 | 0 | 0.00034849 | -0.00046908 | 0.0018593 | 0.00035706 | -0.00013335 | 0.00014762 | 0.00043128 | 0.00014762 | 0.00011415 | 0.00022925 | 0.00011415 | 0 | 6.5591e-05 | 0.0001126 | 0.0001087 | 9.5268e-05 | 9.942e-05 | 0.0012728 | 0.0011697 | 0.0012026 | 0.0012026 | 0.00011415 | 0.00011415 | 0.00011415 | 0.00011416 | 0.00011415 | 0.00011415 | 0.00010984 | 0.00010476 | 8.6009e-05 | 7.6429e-05 | 0.00022929 | 0.00011415 | 0.00011415 | 0.00011415 | 0.00011415 | 4.8306e-06 | 5.9917e-05 | 8.4608e-05 | 9.8906e-05 | 0.00010754 | 0.00010984 | 0.00010446 | 0.00010196 | 8.9008e-05 | 0.00012215 | 0.0012323 | 0.0012323
01/26 22:00:00 | 1 | 26 | 22 | 622 | WD | 0 | 0.00035224 | 0.00035224 | 5.5258e-06 | 0.00016515 | 2.0698e-12 | 0.00011415 | 0 | 0 | 0.00023959 | -0.00046908 | 0.0018593 | 0.00035224 | -0.00015923 | 0.00014405 | 0.00043128 | 0.00014405 | 0.00011415 | 0.00022925 | 0.00011415 | 0 | 6.5591e-05 | 0.0001126 | 0.00010289 | 8.1485e-05 | 8.8102e-05 | 0.0012138 | 0.0010005 | 0.0010686 | 0.0010686 | 0.00011415 | 0.00011415 | 0.00011415 | 0.00011416 | 0.00011415 | 0.00011415 | 0.00010924 | 9.2279e-05 | 7.4921e-05 | 6.6052e-05 | 0.00022929 | 0.00011415 | 0.00011415 | 0.00011415 | 0.00011415 | 3.2016e-06 | 4.5412e-05 | 7.0785e-05 | 8.5478e-05 | 0.00010563 | 9.8718e-05 | 9.8227e-05 | 9.7999e-05 | 9.0745e-05 | 9.7749e-05 | 0.001237 | 0.001237
01/26 23:00:00 | 1 | 26 | 23 | 623 | WD | 0 | 0.00034205 | 0.00034205 | 4.0815e-06 | 0.00011679 | 7.9772e-13 | 0.00011415 | 0 | 0 | 0.00013341 | -0.00046908 | 0.0018593 | 0.00034205 | 0.00030122 | 0.00013614 | 0.00043128 | 0.00013614 | 0.00011415 | 0.00022925 | 0.00011415 | 0 | 6.5591e-05 | 0.0001118 | 9.3995e-05 | 7.6967e-05 | 8.2229e-05 | 0.0011123 | 0.00095571 | 0.0010057 | 0.0010057 | 0.00011415 | 0.00011415 | 0.00011415 | 0.00011416 | 0.00011415 | 0.00011415 | 0.00010883 | 6.9436e-05 | 6.3877e-05 | 6.1037e-05 | 0.00022929 | 0.00011415 | 0.00011415 | 0.00011415 | 0.00011415 | 2.0797e-06 | 3.3003e-05 | 6.2124e-05 | 7.8988e-05 | 0.00010396 | 8.9977e-05 | 8.9526e-05 | 8.9317e-05 | 8.8631e-05 | 0.00010326 | 0.00026613 | 0.00026613
01/26 24:00:00 | 1 | 26 | 24 | 624 | WD | 0 | 0.00033812 | 0.00033812 | 1.8519e-06 | 0.00012068 | -1.3906e-12 | 0.00011415 | 0 | 0 | 5.4452e-05 | -0.00046908 | -0.0014046 | 0.00033812 | 0.00014028 | 0.00012638 | 0.00043128 | 0.00012638 | 0.00011415 | 0.00022925 | 0.00011415 | 0 | 6.5591e-05 | 0.0001118 | 0.00012267 | 7.6963e-05 | 9.1089e-05 | 0.0014488 | 0.00095925 | 0.0011155 | 0.0011155 | 0.00011415 | 0.00011415 | 0.00011415 | 0.00011416 | 0.00011415 | 0.00011415 | 9.9691e-05 | 6.8344e-05 | 6.1493e-05 | 5.7992e-05 | 0.00022929 | 0.00011415 | 0.00011415 | 0.00011415 | 0.00011415 | 1.729e-06 | 2.6771e-05 | 5.7344e-05 | 7.5048e-05 | 9.884e-05 | 8.967e-05 | 8.8853e-05 | 8.8475e-05 | 8.8489e-05 | 0.00010522 | 0.00038876 | 0.00038876
01/27 01:00:00 | 1 | 27 | 1 | 625 | WD | 0 | 0.00032708 | 0.00032708 | 7.2115e-07 | 7.5753e-05 | 0.00025245 | 0.00011415 | 0 | 0 | 2.1781e-05 | 0.00075424 | -0.0013006 | 0.00032708 | 9.0886e-06 | 9.19e-05 | 0.00043128 | 9.19e-05 | 0.00011415 | 0.00022925 | 0.00011415 | 0 | 6.5591e-05 | 0.0001118 | 8.7285e-05 | 7.6963e-05 | 8.0153e-05 | 0.0010344 | 0.00095926 | 0.00098324 | 0.00098324 | 0.00011415 | 0.00011415 | 0.00011415 | 0.00011416 | 0.00011415 | 0.00011415 | 4.5468e-05 | 6.8027e-05 | 5.8924e-05 | 5.4272e-05 | 0.00022929 | 0.00011415 | 0.00011415 | 0.00011415 | 0.00011415 | 1.2032e-06 | 2.496e-05 | 5.3631e-05 | 7.0234e-05 | 7.3128e-05 | 8.9586e-05 | 8.3132e-05 | 8.0138e-05 | 8.8602e-05 | 0.00010609 | 0.00043665 | 0.00043665
01/27 02:00:00 | 1 | 27 | 2 | 626 | WD | 0 | 0.00031813 | 0.00031813 | 2.3166e-07 | 0 | 0.00023244 | 0.00011415 | 0 | 0 | 2.1781e-05 | 0.00063607 | 0.00073883 | 0.00031813 | 8.4505e-05 | 8.5656e-05 | 0.00043128 | 8.5656e-05 | 0.00011415 | 0.00022925 | 0.00011415 | 0 | 6.5591e-05 | 0.0001118 | 8.6246e-05 | 7.6964e-05 | 7.9833e-05 | 0.0010225 | 0.00095927 | 0.00097946 | 0.00097946 | 0.00011415 | 0.00011415 | 0.00011415 | 0.00011416 | 0.00011415 | 0.00011415 | 3.6463e-05 | 6.7924e-05 | 5.8637e-05 | 5.3892e-05 | 0.00022929 | 0.00011415 | 0.00011415 | 0.00011415 | 0.00011415 | 1.2032e-06 | 2.437e-05 | 5.3103e-05 | 6.9742e-05 | 6.7805e-05 | 8.9559e-05 | 8.3052e-05 | 8.0034e-05 | 8.8648e-05 | 0.00010648 | 0.00044469 | 0.00044469
01/27 03:00:00 | 1 | 27 | 3 | 627 | WD | 0 | 0.00032577 | 0.00032577 | 0.00097155 | 7.4515e-05 | 0.00022975 | 0.00011415 | 0 | 0 | 2.1781e-05 | 0.0006093 | 0.0018593 | 0.00032577 | 0.00019683 | 8.3946e-05 | 0.00043128 | 8.3946e-05 | 0.00011415 | 0.00022925 | 0.00011415 | 0 | 6.5591e-05 | 0.0001118 | 8.6199e-05 | 7.6966e-05 | 7.9819e-05 | 0.0010223 | 0.00095929 | 0.0009794 | 0.0009794 | 0.00011415 | 0.00011415 | 0.00011415 | 0.00011416 | 0.00011415 | 0.00011415 | 3.6473e-05 | 6.819e-05 | 6.0618e-05 | 5.6748e-05 | 0.00022929 | 0.00011415 | 0.00011415 | 0.00011415 | 0.00011415 | 1.23e-06 | 2.5894e-05 | 5.6002e-05 | 7.3438e-05 | 6.6486e-05 | 8.964e-05 | 8.3612e-05 | 8.0816e-05 | 8.8651e-05 | 0.00010666 | 0.00044926 | 0.00044926
01/27 04:00:00 | 1 | 27 | 4 | 628 | WD | 0 | 0.00031762 | 0.00031762 | -0.00097172 | 0 | 0.00022651 | 0.00011415 | 0 | 0 | 2.1781e-05 | 0.00041848 | 0.0018593 | 0.00031762 | 0.00016644 | 8.2211e-05 | 0.00043128 | 8.2211e-05 | 0.00011415 | 0.00022925 | 0.00011415 | 0 | 6.5591e-05 | 0.0001118 | 8.7082e-05 | 7.6969e-05 | 8.0094e-05 | 0.001033 | 0.00095932 | 0.00098282 | 0.00098282 | 0.00011415 | 0.00011415 | 0.00011415 | 0.00011416 | 0.00011415 | 0.00011415 | 4.5596e-05 | 6.8975e-05 | 6.1912e-05 | 5.8304e-05 | 0.00022929 | 0.00011415 | 0.00011415 | 0.00011415 | 0.00011415 | 1.5508e-06 | 3.0373e-05 | 5.892e-05 | 7.5451e-05 | 7.1882e-05 | 8.9879e-05 | 8.3978e-05 | 8.1242e-05 | 8.8646e-05 | 0.00010685 | 0.00046078 | 0.00046078
01/27 05:00:00 | 1 | 27 | 5 | 629 | WD | 0 | 0.00032705 | 0.00032705 | 3.3848e-07 | 7.5298e-05 | 0.00021796 | 0.00011415 | 0 | 0 | 6.5342e-05 | 0.00040955 | 0.0018593 | 0.00032705 | 0.00016996 | 8.1198e-05 | 0.00043128 | 8.1198e-05 | 0.00011415 | 0.00022925 | 0.00011415 | 0 | 6.5591e-05 | 0.0001118 | 0.00014679 | 7.6972e-05 | 9.855e-05 | 0.0017326 | 0.00095935 | 0.001206 | 0.001206 | 0.00011415 | 0.00011415 | 0.00011415 | 0.00011416 | 0.00011415 | 0.00011415 | 5.4768e-05 | 7.0282e-05 | 7.6832e-05 | 8.0178e-05 | 0.00022929 | 0.00011415 | 0.00011415 | 0.00011415 | 0.00011415 | 2.0054e-06 | 3.7834e-05 | 7.9583e-05 | 0.00010376 | 7.789e-05 | 9.0274e-05 | 8.8224e-05 | 8.7272e-05 | 8.8613e-05 | 0.000107 | 0.00044693 | 0.00044693
01/27 06:00:00 | 1 | 27 | 6 | 630 | WD | 0 | 0.00033381 | 0.00033381 | 1.3606e-06 | 0.00010573 | -1.5577e-12 | 0.00011415 | 0 | 0 | 0.00013613 | 0.00060863 | 0.0018593 | 0.00033381 | 0.00021787 | 8.7512e-05 | 0.00043128 | 8.7512e-05 | 0.00011415 | 0.00022925 | 0.00011415 | 0 | 6.5591e-05 | 0.0001118 | 0.00014 | 8.0987e-05 | 9.9225e-05 | 0.0016542 | 0.0010087 | 0.0012146 | 0.0012146 | 0.00011415 | 0.00011415 | 0.00011415 | 0.00011416 | 0.00011415 | 0.00011415 | 9.1181e-05 | 9.299e-05 | 0.0001022 | 0.0001069 | 0.00022929 | 0.00011415 | 0.00011415 | 0.00011415 | 0.00011415 | 3.0749e-06 | 6.2531e-05 | 0.00011054 | 0.00013835 | 9.6667e-05 | 9.8536e-05 | 9.587e-05 | 9.4633e-05 | 8.8513e-05 | 0.00010695 | 0.00043032 | 0.00043032
01/27 07:00:00 | 1 | 27 | 7 | 631 | WD | 0 | 0.00034724 | 0.00034724 | 0.0010432 | 0.000226 | 7.5464e-14 | 0.00011415 | 0 | 0 | 0.00015247 | -0.00046908 | 0.0018593 | 0.00034724 | -0.00034236 | 9.9871e-05 | 0.00043128 | 9.9871e-05 | 0.00011415 | 0.00022925 | 0.00011415 | 0 | 6.5591e-05 | 0.0001126 | 0.00012631 | 8.6696e-05 | 9.894e-05 | 0.0014845 | 0.001068 | 0.0012009 | 0.0012009 | 0.00011415 | 0.00011415 | 0.00011415 | 0.00011416 | 0.00011415 | 0.00011415 | 0.00012828 | 0.00012421 | 0.00013044 | 0.00013363 | 0.00022929 | 0.00011415 | 0.00011415 | 0.00011415 | 0.00011415 | 4.0107e-06 | 9.1597e-05 | 8.8347e-05 | 8.6466e-05 | 0.00011609 | 0.0001119 | 0.00010538 | 0.00010236 | 8.8376e-05 | 0.00012209 | 0.0010459 | 0.0010459
01/27 08:00:00 | 1 | 27 | 8 | 632 | WD | 0 | 0.00034297 | 0.00034297 | -0.0010341 | 0.0001758 | 4.7973e-13 | 0.00011415 | 3.5784e-05 | 3.5784e-05 | 0.00013613 | -0.00046908 | 0.0018593 | 0.00034297 | -0.00015265 | 0.00011103 | 0.00043128 | 0.00011103 | 0.00011415 | 0.00017194 | 0.00011415 | 3.6737e-06 | 6.5591e-05 | 0.0001126 | 0.00010605 | 0.00010117 | 0.00010268 | 0.0012442 | 0.0012422 | 0.0012428 | 0.0012428 | 0.00011415 | 0.00011415 | 0.00011415 | 0.00011416 | 0.00011415 | 0.00011415 | 0.000149 | 0.00014156 | 0.00018938 | 0.00021381 | 0.0001538 | 0.00011415 | 0.00011415 | 0.00011415 | 0.00011415 | 1.7549e-05 | 0.00011883 | 0.0001316 | 0.00013899 | 0.00012626 | 0.00012041 | 0.00012589 | 0.00012843 | 9.4554e-05 | 0.00012228 | 0.0011984 | 0.0011984
01/27 09:00:00 | 1 | 27 | 9 | 633 | WD | 7.6797e-05 | 0.00034293 | 0.00034293 | 0.00062535 | 0.00020173 | 1.5523e-12 | 0.00011415 | 0.00013276 | 0.00013276 | 5.9897e-05 | -0.00046908 | 0.0018593 | 0.00034293 | -3.9523e-05 | 0.00011108 | 0.00043128 | 0.00011108 | 0.00011415 | 0 | 0.00011415 | 7.7438e-05 | 0.00016398 | 0.0001685 | 0.00010926 | 0.00010348 | 0.00010526 | 0.0012817 | 0.0012705 | 0.0012741 | 0.0012741 | 0.00011415 | 0.00011415 | 0.00011415 | 0.00011416 | 0.00011415 | 0.00011415 | 0.00016895 | 0.00015351 | 0.00019342 | 0.00021381 | 0 | 0.00011415 | 0.00011415 | 0.00011415 | 0.00011415 | 8.5421e-05 | 0.00015195 | 0.00014637 | 0.00014313 | 0.00013744 | 0.00011935 | 0.00014498 | 0.00015687 | 9.4634e-05 | 0.00012316 | 0.0010064 | 0.0010064
01/27 10:00:00 | 1 | 27 | 10 | 634 | WD | 0.00016195 | 0.00034595 | 0.00034595 | 0.00044936 | 0.00023616 | 0.00021486 | 0.00011415 | 0.00018627 | 0.00018627 | 4.0839e-05 | -0.00046908 | 0.0018593 | 0.00034595 | 1.6096e-05 | 0.00011156 | 0.00043128 | 0.00011156 | 0.00011415 | 0 | 0.00011415 | 0.00028685 | 0.00029516 | 0.0002244 | 0.00011261 | 0.00010341 | 0.00010625 | 0.00066171 | 0.00063482 | 0.0006434 | 0.0006434 | 0.00011415 | 0.00011415 | 0.00011415 | 0.00011416 | 0.00011415 | 0.00011415 | 0.0001871 | 0.00015456 | 0.00019377 | 0.00021381 | 0 | 0.00011415 | 0.00011415 | 0.00011415 | 0.00011415 | 0.0001763 | 0.0001977 | 0.00016621 | 0.00014798 | 0.00014804 | 0.00011994 | 0.00015021 | 0.00016425 | 9.4518e-05 | 0.00012272 | 0.00089688 | 0.00089688
01/27 11:00:00 | 1 | 27 | 11 | 635 | WD | 0.00022401 | 0.00033939 | 0.00033939 | 8.4377e-06 | 0.00017006 | 0.00021991 | 0.00011415 | 0 | 0 | 4.0839e-05 | 0.001168 | 0.0018593 | 0.00033939 | 0.00067085 | 0.00011463 | 0.00043128 | 0.00011463 | 0.00011415 | 0 | 0.00011415 | 0.0004211 | 0.00029516 | 0.0002244 | 0.00011302 | 0.00010332 | 0.00010632 | 0.00066408 | 0.00063428 | 0.00064379 | 0.00064379 | 0.00011415 | 0.00011415 | 0.00011415 | 0.00011416 | 0.00011415 | 0.00011415 | 0.00018706 | 0.00015413 | 0.00019363 | 0.00021381 | 0 | 0.00011415 | 0.00011415 | 0.00011415 | 0.00011415 | 0.00024854 | 0.00023335 | 0.00018184 | 0.00015202 | 0.00014931 | 0.00011974 | 0.000149 | 0.00016257 | 9.438e-05 | 0.00012056 | 0.00081298 | 0.00081298
01/27 12:00:00 | 1 | 27 | 12 | 636 | WD | 0.0002662 | 0.00033319 | 0.00033319 | 7.2327e-06 | 0.00016611 | 0.00021998 | 0.00011415 | 0 | 0 | 4.0839e-05 | 0.0011335 | 0.0018593 | 0.00033319 | 0.0006088 | 0.00011458 | 0.00042304 | 0.00011458 | 0.00011415 | 0 | 0.00011415 | 0.00047113 | 0.00029516 | 0.0002244 | 0.00014227 | 0.00010318 | 0.00011526 | 0.00083537 | 0.00063345 | 0.00069787 | 0.00069787 | 0.00011415 | 0.00011415 | 0.00011415 | 0.00011416 | 0.00011415 | 0.00011415 | 0.000187 | 0.00015348 | 0.00019341 | 0.00021381 | 0 | 0.00011415 | 0.00011415 | 0.00011415 | 0.00011415 | 0.00030724 | 0.00024632 | 0.00023162 | 0.00022311 | 0.00014948 | 0.00011947 | 0.00015006 | 0.00016425 | 9.4319e-05 | 0.00011891 | 0.00073453 | 0.00073453
01/27 13:00:00 | 1 | 27 | 13 | 637 | WD | 0.00027411 | 0.00030909 | 0.00030909 | 6.2256e-06 | 0.00011691 | 0.00021627 | 0.00011415 | 0 | 0 | 4.0839e-05 | 0.00078782 | 0.0022113 | 0.00030909 | 0.00047861 | 0.00011115 | 0.00039688 | 0.00011115 | 0.00011415 | 0 | 0.00011415 | 0.00047113 | 0.00029516 | 0.0002244 | 0.00011302 | 0.00010316 | 0.00010621 | 0.0006638 | 0.00063333 | 0.00064305 | 0.00064305 | 0.00011415 | 0.00011415 | 0.00011415 | 0.00011416 | 0.00011415 | 0.00011415 | 0.00018694 | 0.0001532 | 0.00019331 | 0.00021381 | 0 | 0.00011415 | 0.00011415 | 0.00011415 | 0.00011415 | 0.00032424 | 0.00024586 | 0.00023198 | 0.00022394 | 0.00014913 | 0.00011937 | 0.00015293 | 0.0001685 | 9.4289e-05 | 0.00011806 | 0.00068776 | 0.00068776
01/27 14:00:00 | 1 | 27 | 14 | 638 | WD | 0.00024261 | 0.00028566 | 0.00028566 | 0.00020725 | 0.00012657 | 0.00022375 | 0.00011415 | 0 | 0 | 4.0839e-05 | 0.00055936 | 0.0077914 | 0.00028566 | 0.00041035 | 0.00011051 | 0.00036222 | 0.00011051 | 0.00011415 | 0 | 0.00011415 | 0.00046723 | 0.00029516 | 0.0002244 | 0.00011411 | 0.00010736 | 0.00010945 | 0.00067009 | 0.00065908 | 0.00066259 | 0.00066259 | 0.00011415 | 0.00011415 | 0.00011415 | 0.00011416 | 0.00011415 | 0.00011415 | 0.00018653 | 0.00015279 | 0.00019317 | 0.00021381 | 0 | 0.00011415 | 0.00011415 | 0.00011415 | 0.00011415 | 0.0002927 | 0.00024423 | 0.00023049 | 0.00022254 | 0.00014743 | 0.00012072 | 0.00015141 | 0.00016564 | 9.4312e-05 | 0.00011757 | 0.00064895 | 0.00064895
01/27 15:00:00 | 1 | 27 | 15 | 639 | WD | 0.0001869 | 0.00028494 | 0.00028494 | -0.00019808 | 0.0001597 | 0.00023635 | 0.00011415 | 0 | 0 | 4.0839e-05 | 0.00047266 | 0.0059636 | 0.00028494 | 0.00037593 | 0.00010956 | 0.00035639 | 0.00010956 | 0.00011415 | 0 | 0.00011415 | 0.0003796 | 0.00029516 | 0.0002244 | 0.00011416 | 0.00010694 | 0.00010917 | 0.00067034 | 0.00065653 | 0.00066094 | 0.00066094 | 0.00011415 | 0.00011415 | 0.00011415 | 0.00011416 | 0.00011415 | 0.00011415 | 0.00018548 | 0.00015218 | 0.00019297 | 0.00021381 | 0 | 0.00011415 | 0.00011415 | 0.00011415 | 0.00011415 | 0.00022731 | 0.00021931 | 0.00017615 | 0.00015115 | 0.00014673 | 0.00012038 | 0.0001492 | 0.00016257 | 9.4354e-05 | 0.00011737 | 0.00062311 | 0.00062311
01/27 16:00:00 | 1 | 27 | 16 | 640 | WD | 0.0001107 | 0.00025795 | 0.00025795 | 0.00047298 | 7.9859e-05 | 0.00024949 | 0.00011415 | 0 | 0 | 7.0788e-05 | 0.00041551 | 0.0045686 | 0.00025795 | 0.00035848 | 0.00011092 | 0.00032816 | 0.00011092 | 0.00011415 | 0 | 0.00011415 | 0.00023501 | 0.00029516 | 0.0002244 | 0.00011103 | 0.00010302 | 0.0001055 | 0.00065191 | 0.00063246 | 0.00063867 | 0.00063867 | 0.00011415 | 0.00011415 | 0.00011415 | 0.00011416 | 0.00011415 | 0.00011415 | 0.00016661 | 0.00015069 | 0.00019246 | 0.00021381 | 0 | 0.00011415 | 0.00011415 | 0.00011415 | 0.00011415 | 0.00013527 | 0.00017453 | 0.00015698 | 0.00014682 | 0.00013488 | 0.00011855 | 0.00014862 | 0.00016257 | 9.4387e-05 | 0.00011725 | 0.00060238 | 0.00060238
01/27 17:00:00 | 1 | 27 | 17 | 641 | WD | 1.8201e-05 | 0.0002872 | 0.0002872 | -0.00046718 | 0.00016136 | -2.0051e-12 | 0.00011415 | 0.00020496 | 0.00020496 | 0.00015247 | -0.0010126 | 0.0037151 | 0.0002872 | -0.00017994 | 0.00012 | 0.00035133 | 0.00012 | 0.00011415 | 0 | 0.00011415 | 8.4541e-05 | 0.00029516 | 0.0002244 | 0.00010288 | 0.00010238 | 0.00010254 | 0.00060409 | 0.00062854 | 0.00062074 | 0.00062074 | 0.00011415 | 0.00011415 | 0.00011415 | 0.00011416 | 0.00011415 | 0.00011415 | 0.00014779 | 0.00014451 | 0.00015219 | 0.00015611 | 0 | 0.00011415 | 0.00011415 | 0.00011415 | 0.00011415 | 5.1191e-05 | 0.00012019 | 0.00010961 | 0.00010349 | 0.00012377 | 0.00011647 | 0.0001389 | 0.00014931 | 8.8269e-05 | 0.00011768 | 0.00062435 | 0.00062435
01/27 18:00:00 | 1 | 27 | 18 | 642 | WD | 0 | 0.00029687 | 0.00029687 | 8.0203e-06 | 0.00011268 | -7.5459e-13 | 0.00011415 | 0 | 0 | 0.00021236 | -0.00051501 | 0.003042 | 0.00029687 | 6.792e-05 | 0.00013406 | 0.00036636 | 0.00013406 | 0.00011415 | 0.00022925 | 0.00011415 | 0 | 0.00029516 | 0.0002244 | 0.00010062 | 0.00010202 | 0.00010158 | 0.00059075 | 0.00062628 | 0.00061494 | 0.00061494 | 0.00011415 | 0.00011415 | 0.00011415 | 0.00011416 | 0.00011415 | 0.00011415 | 0.00012914 | 0.00014044 | 0.00012963 | 0.00012411 | 0.00022929 | 0.00011415 | 0.00011415 | 0.00011415 | 0.00011415 | 5.5549e-06 | 9.068e-05 | 8.4109e-05 | 8.0304e-05 | 0.00011974 | 0.00012322 | 0.00014368 | 0.00015316 | 8.8316e-05 | 0.00011848 | 0.00068091 | 0.00068091
01/27 19:00:00 | 1 | 27 | 19 | 643 | WD | 0 | 0.00033059 | 0.00033059 | 0.0010386 | 0.0001817 | -3.8268e-13 | 0.00011415 | 0 | 0 | 0.00028587 | -0.00026481 | 0.0025241 | 0.00033059 | 0.00026182 | 0.00014271 | 0.00039582 | 0.00014271 | 0.00011415 | 0.00022925 | 0.00011415 | 0 | 6.5591e-05 | 0.0001126 | 0.00010061 | 9.9908e-05 | 0.00010012 | 0.0005906 | 0.00061333 | 0.00060608 | 0.00060608 | 0.00011415 | 0.00011415 | 0.00011415 | 0.00011416 | 0.00011415 | 0.00011415 | 0.00012867 | 0.00012924 | 0.00011284 | 0.00010446 | 0.00022929 | 0.00011415 | 0.00011415 | 0.00011415 | 0.00011415 | 4.7071e-06 | 8.1186e-05 | 7.2578e-05 | 6.7593e-05 | 0.00011814 | 0.00011896 | 0.00011911 | 0.00011919 | 8.8329e-05 | 0.00011899 | 0.00090809 | 0.00090809
01/27 20:00:00 | 1 | 27 | 20 | 644 | WD | 0 | 0.00030858 | 0.00030858 | 9.7735e-06 | 0.00020382 | -2.8565e-13 | 0.00011415 | 0 | 0 | 0.00034305 | -0.00012145 | 0.0020917 | 0.00030858 | 0.00020612 | 0.00014653 | 0.00035736 | 0.00014653 | 0.00011415 | 0.00022925 | 0.00011415 | 0 | 6.5591e-05 | 0.0001126 | 9.8589e-05 | 9.8407e-05 | 9.8463e-05 | 0.0005787 | 0.00060412 | 0.00059601 | 0.00059601 | 0.00011415 | 0.00011415 | 0.00011415 | 0.00011416 | 0.00011415 | 0.00011415 | 0.00011028 | 0.00012072 | 0.00010105 | 9.1006e-05 | 0.00022929 | 0.00011415 | 0.00011415 | 0.00011415 | 0.00011415 | 6.0385e-06 | 7.1053e-05 | 0.00010064 | 0.00011777 | 0.00010866 | 0.00011587 | 0.00011409 | 0.00011327 | 8.8335e-05 | 0.00011957 | 0.00093746 | 0.00093746
01/27 21:00:00 | 1 | 27 | 21 | 645 | WD | 0 | 0.00029787 | 0.00029787 | 8.7767e-06 | 0.00013075 | 0 | 0.00011415 | 0 | 0 | 0.00034849 | -7.6263e-05 | 0.0016901 | 0.00029787 | 0.00018215 | 0.00014762 | 0.00035263 | 0.00014762 | 0.00011415 | 0.00022925 | 0.00011415 | 0 | 6.5591e-05 | 0.0001126 | 9.835e-05 | 9.5324e-05 | 9.6259e-05 | 0.00057724 | 0.0005852 | 0.00058266 | 0.00058266 | 0.00011415 | 0.00011415 | 0.00011415 | 0.00011416 | 0.00011415 | 0.00011415 | 0.00010984 | 0.00010476 | 8.6009e-05 | 7.6429e-05 | 0.00022929 | 0.00011415 | 0.00011415 | 0.00011415 | 0.00011415 | 4.8306e-06 | 5.9917e-05 | 8.4608e-05 | 9.8906e-05 | 0.00010707 | 0.00010982 | 0.00010445 | 0.00010196 | 8.8329e-05 | 0.00011998 | 0.00099871 | 0.00099871
01/27 22:00:00 | 1 | 27 | 22 | 646 | WD | 0 | 0.00029627 | 0.00029627 | 7.1311e-06 | 0.0001228 | 2.0698e-12 | 0.00011415 | 0 | 0 | 0.00023959 | -5.3468e-05 | 0.0012852 | 0.00029627 | 0.00017414 | 0.00014405 | 0.000358 | 0.00014405 | 0.00011415 | 0.00022925 | 0.00011415 | 0 | 6.5591e-05 | 0.0001126 | 9.5024e-05 | 8.1503e-05 | 8.5682e-05 | 0.00057324 | 0.00050035 | 0.00052361 | 0.00052361 | 0.00011415 | 0.00011415 | 0.00011415 | 0.00011416 | 0.00011415 | 0.00011415 | 0.00010924 | 9.2279e-05 | 7.4921e-05 | 6.6052e-05 | 0.00022929 | 0.00011415 | 0.00011415 | 0.00011415 | 0.00011415 | 3.2016e-06 | 4.5412e-05 | 7.0785e-05 | 8.5478e-05 | 0.00010553 | 9.8698e-05 | 9.8221e-05 | 9.7999e-05 | 9.2711e-05 | 9.6884e-05 | 0.0010227 | 0.0010227
01/27 23:00:00 | 1 | 27 | 23 | 647 | WD | 0 | 0.0002764 | 0.0002764 | -0.0009995 | 0.0001595 | 7.9772e-13 | 0.00011415 | 0 | 0 | 0.00013341 | 0.0011601 | -0.0014892 | 0.0002764 | 0.00057732 | 0.00013614 | 0.00033138 | 0.00013614 | 0.00011415 | 0.00022925 | 0.00011415 | 0 | 6.5591e-05 | 0.0001118 | 9.4571e-05 | 7.6985e-05 | 8.242e-05 | 0.00057556 | 0.00049133 | 0.0005182 | 0.0005182 | 0.00011415 | 0.00011415 | 0.00011415 | 0.00011416 | 0.00011415 | 0.00011415 | 0.00010883 | 6.9436e-05 | 6.3877e-05 | 6.1037e-05 | 0.00022929 | 0.00011415 | 0.00011415 | 0.00011415 | 0.00011415 | 2.0797e-06 | 3.3003e-05 | 6.2124e-05 | 7.8988e-05 | 0.00010394 | 8.9954e-05 | 8.973e-05 | 8.9627e-05 | 9.1088e-05 | 0.0001021 | 0.00015095 | 0.00015095
01/27 24:00:00 | 1 | 27 | 24 | 648 | WD | 0 | 0.00022969 | 0.00022969 | 0.00099558 | 7.7839e-05 | -1.3906e-12 | 0.00011415 | 0 | 0 | 5.4452e-05 | 0.00074929 | -0.0037553 | 0.00022969 | 0.00034491 | 0.00012638 | 0.00028338 | 0.00012638 | 0.00011415 | 0.00022925 | 0.00011415 | 0 | 6.5591e-05 | 0.0001118 | 0.00012321 | 7.6982e-05 | 9.1269e-05 | 0.00074434 | 0.00049758 | 0.00057631 | 0.00057631 | 0.00011415 | 0.00011415 | 0.00011415 | 0.00011416 | 0.00011415 | 0.00011415 | 9.9691e-05 | 6.8344e-05 | 6.1493e-05 | 5.7992e-05 | 0.00022929 | 0.00011415 | 0.00011415 | 0.00011415 | 0.00011415 | 1.729e-06 | 2.6771e-05 | 5.7344e-05 | 7.5048e-05 | 9.8805e-05 | 8.9642e-05 | 8.9093e-05 | 8.8837e-05 | 9.0547e-05 | 0.00010397 | 0.00025426 | 0.00025426
01/28 01:00:00 | 1 | 28 | 1 | 649 | WD | 0 | 0.00018171 | 0.00018171 | 1.0435e-06 | 7.5593e-05 | 0.00025245 | 0.00011415 | 0 | 0 | 2.1781e-05 | 0.00043587 | -0.0052958 | 0.00018171 | 1.5988e-05 | 9.19e-05 | 0.00022437 | 9.19e-05 | 0.00011415 | 0.00022925 | 0.00011415 | 0 | 6.5591e-05 | 0.0001118 | 8.7817e-05 | 7.6981e-05 | 8.033e-05 | 0.0010422 | 0.00095945 | 0.00098585 | 0.00098585 | 0.00011415 | 0.00011415 | 0.00011415 | 0.00011416 | 0.00011415 | 0.00011415 | 4.5468e-05 | 6.8027e-05 | 5.8924e-05 | 5.4272e-05 | 0.00022929 | 0.00011415 | 0.00011415 | 0.00011415 | 0.00011415 | 1.2032e-06 | 2.496e-05 | 5.3631e-05 | 7.0234e-05 | 7.3083e-05 | 8.956e-05 | 8.3124e-05 | 8.0138e-05 | 8.8744e-05 | 0.00010512 | 0.00031239 | 0.00031239
01/28 02:00:00 | 1 | 28 | 2 | 650 | WD | 0 | 0.00021727 | 0.00021727 | 0 | 0 | 0.00023244 | 0.00011415 | 0 | 0 | 2.1781e-05 | 0.00049383 | -0.0062496 | 0.00021727 | 0.00010154 | 8.5656e-05 | 0.00028771 | 8.5656e-05 | 0.00011415 | 0.00022925 | 0.00011415 | 0 | 6.5591e-05 | 0.0001118 | 8.6694e-05 | 7.6977e-05 | 7.998e-05 | 0.0010292 | 0.00095941 | 0.00098166 | 0.00098166 | 0.00011415 | 0.00011415 | 0.00011415 | 0.00011416 | 0.00011415 | 0.00011415 | 3.6463e-05 | 6.7924e-05 | 5.8637e-05 | 5.3892e-05 | 0.00022929 | 0.00011415 | 0.00011415 | 0.00011415 | 0.00011415 | 1.2032e-06 | 2.437e-05 | 5.3103e-05 | 6.9742e-05 | 6.7767e-05 | 8.9539e-05 | 8.3046e-05 | 8.0034e-05 | 8.8417e-05 | 0.00010589 | 0.00035231 | 0.00035231
01/28 03:00:00 | 1 | 28 | 3 | 651 | WD | 0 | 0.00024192 | 0.00024192 | -1.0189e-07 | 7.4383e-05 | 0.00022975 | 0.00011415 | 0 | 0 | 2.1781e-05 | 0.00043757 | -0.0048587 | 0.00024192 | 0.00014669 | 8.3946e-05 | 0.00031193 | 8.3946e-05 | 0.00011415 | 0.00022925 | 0.00011415 | 0 | 6.5591e-05 | 0.0001118 | 8.6595e-05 | 7.6977e-05 | 7.9949e-05 | 0.0010282 | 0.00095941 | 0.00098135 | 0.00098135 | 0.00011415 | 0.00011415 | 0.00011415 | 0.00011416 | 0.00011415 | 0.00011415 | 3.6473e-05 | 6.819e-05 | 6.0618e-05 | 5.6748e-05 | 0.00022929 | 0.00011415 | 0.00011415 | 0.00011415 | 0.00011415 | 1.23e-06 | 2.5894e-05 | 5.6002e-05 | 7.3438e-05 | 6.6453e-05 | 8.9626e-05 | 8.3608e-05 | 8.0816e-05 | 8.8448e-05 | 0.00010627 | 0.00036495 | 0.00036495
01/28 04:00:00 | 1 | 28 | 4 | 652 | WD | 0 | 0.00024668 | 0.00024668 | 2.974e-07 | 7.4444e-05 | 0.00022651 | 0.00011415 | 0 | 0 | 2.1781e-05 | 0.0004052 | -0.001035 | 0.00024668 | 0.00017664 | 8.2211e-05 | 0.00031906 | 8.2211e-05 | 0.00011415 | 0.00022925 | 0.00011415 | 0 | 6.5591e-05 | 0.0001118 | 8.7464e-05 | 7.6979e-05 | 8.0219e-05 | 0.0010386 | 0.00095943 | 0.00098468 | 0.00098468 | 0.00011415 | 0.00011415 | 0.00011415 | 0.00011416 | 0.00011415 | 0.00011415 | 4.5596e-05 | 6.8975e-05 | 6.1912e-05 | 5.8304e-05 | 0.00022929 | 0.00011415 | 0.00011415 | 0.00011415 | 0.00011415 | 1.5508e-06 | 3.0373e-05 | 5.892e-05 | 7.5451e-05 | 7.1846e-05 | 8.9865e-05 | 8.3974e-05 | 8.1242e-05 | 8.843e-05 | 0.00010644 | 0.00037234 | 0.00037234
01/28 05:00:00 | 1 | 28 | 5 | 653 | WD | 0 | 0.00024309 | 0.00024309 | 0 | 0 | 0.00021796 | 0.00011415 | 0 | 0 | 6.5342e-05 | 0.00038455 | 0.0017698 | 0.00024309 | 0.00018849 | 8.1198e-05 | 0.00032311 | 8.1198e-05 | 0.00011415 | 0.00022925 | 0.00011415 | 0 | 6.5591e-05 | 0.0001118 | 0.00010009 | 7.6981e-05 | 8.4123e-05 | 0.0011868 | 0.00095946 | 0.001032 | 0.001032 | 0.00011415 | 0.00011415 | 0.00011415 | 0.00011416 | 0.00011415 | 0.00011415 | 5.4768e-05 | 7.0282e-05 | 7.6832e-05 | 8.0178e-05 | 0.00022929 | 0.00011415 | 0.00011415 | 0.00011415 | 0.00011415 | 2.0054e-06 | 3.7834e-05 | 7.9583e-05 | 0.00010376 | 7.741e-05 | 9.0261e-05 | 8.8433e-05 | 8.7586e-05 | 8.8476e-05 | 0.0001066 | 0.00034953 | 0.00034953
01/28 06:00:00 | 1 | 28 | 6 | 654 | WD | 0 | 0.00026385 | 0.00026385 | 4.62e-06 | 0.00015669 | -1.5577e-12 | 0.00011415 | 0 | 0 | 0.00013613 | 0.00038133 | 0.0037268 | 0.00026385 | 0.00019396 | 8.7512e-05 | 0.00032401 | 8.7512e-05 | 0.00011415 | 0.00022925 | 0.00011415 | 0 | 6.5591e-05 | 0.0001118 | 0.00010298 | 8.1001e-05 | 8.7793e-05 | 0.0012208 | 0.0010088 | 0.0010764 | 0.0010764 | 0.00011415 | 0.00011415 | 0.00011415 | 0.00011416 | 0.00011415 | 0.00011415 | 9.1181e-05 | 9.299e-05 | 0.0001022 | 0.0001069 | 0.00022929 | 0.00011415 | 0.00011415 | 0.00011415 | 0.00011415 | 3.0749e-06 | 6.2531e-05 | 0.00011054 | 0.00013835 | 9.6287e-05 | 9.8525e-05 | 9.6329e-05 | 9.5311e-05 | 8.8732e-05 | 0.00010662 | 0.00034285 | 0.00034285
01/28 07:00:00 | 1 | 28 | 7 | 655 | WD | 0 | 0.00028135 | 0.00028135 | 1.1195e-05 | 0.00017017 | 7.5464e-14 | 0.00011415 | 0 | 0 | 0.00015247 | -0.0010984 | 0.0040086 | 0.00028135 | -0.00033966 | 9.9871e-05 | 0.00034589 | 9.9871e-05 | 0.00011415 | 0.00022925 | 0.00011415 | 0 | 6.5591e-05 | 0.0001126 | 0.00010789 | 8.6712e-05 | 9.3256e-05 | 0.0012694 | 0.0010682 | 0.0011324 | 0.0011324 | 0.00011415 | 0.00011415 | 0.00011415 | 0.00011416 | 0.00011415 | 0.00011415 | 0.00012828 | 0.00012421 | 0.00013044 | 0.00013363 | 0.00022929 | 0.00011415 | 0.00011415 | 0.00011415 | 0.00011415 | 4.0107e-06 | 9.1597e-05 | 8.8347e-05 | 8.6466e-05 | 0.0001159 | 0.00011191 | 0.00010577 | 0.00010292 | 8.8281e-05 | 0.00012309 | 0.00089161 | 0.00089161
01/28 08:00:00 | 1 | 28 | 8 | 656 | WD | 0 | 0.00027794 | 0.00027794 | 0.001062 | 0.00017575 | 4.7973e-13 | 0.00011415 | 5.5317e-05 | 5.5317e-05 | 0.00013613 | -0.00047973 | 0.0036716 | 0.00027794 | -0.00013299 | 0.00011103 | 0.00033872 | 0.00011103 | 0.00011415 | 0.00011463 | 0.00011415 | 5.679e-06 | 6.5591e-05 | 0.0001126 | 0.00010637 | 0.00010122 | 0.00010281 | 0.0012489 | 0.0012428 | 0.0012448 | 0.0012448 | 0.00011415 | 0.00011415 | 0.00011415 | 0.00011416 | 0.00011415 | 0.00011415 | 0.000149 | 0.00014155 | 0.00018937 | 0.00021381 | 0.000151 | 0.00011415 | 0.00011415 | 0.00011415 | 0.00011415 | 1.7954e-05 | 0.00012091 | 0.00013238 | 0.00013902 | 0.00012607 | 0.00011877 | 0.00012537 | 0.00012843 | 9.4042e-05 | 0.00012373 | 0.0010439 | 0.0010439
01/28 09:00:00 | 1 | 28 | 9 | 657 | WD | 8.086e-05 | 0.00029773 | 0.00029773 | -0.0010277 | 0.00024452 | 1.5523e-12 | 0.00011415 | 0.00013829 | 0.00013829 | 5.9897e-05 | -0.00024142 | 0.0030925 | 0.00029773 | 5.5845e-05 | 0.00011108 | 0.00036048 | 0.00011108 | 0.00011415 | 0 | 0.00011415 | 8.0667e-05 | 0.00016398 | 0.0001685 | 0.00010957 | 0.00010352 | 0.0001054 | 0.00064529 | 0.00063556 | 0.00063866 | 0.00063866 | 0.00011415 | 0.00011415 | 0.00011415 | 0.00011416 | 0.00011415 | 0.00011415 | 0.00016895 | 0.00015349 | 0.00019341 | 0.00021381 | 0 | 0.00011415 | 0.00011415 | 0.00011415 | 0.00011415 | 8.867e-05 | 0.00015322 | 0.00014697 | 0.00014335 | 0.00013721 | 0.00011935 | 0.00014498 | 0.00015687 | 9.413e-05 | 0.00012345 | 0.0008591 | 0.0008591
01/28 10:00:00 | 1 | 28 | 10 | 658 | WD | 0.00016634 | 0.00032218 | 0.00032218 | 0.001056 | 0.00019334 | 0.00021486 | 0.00011415 | 0.00019219 | 0.00019219 | 4.0839e-05 | -0.00016648 | 0.0025683 | 0.00032218 | 0.00021975 | 0.00011156 | 0.00040391 | 0.00011156 | 0.00011415 | 0 | 0.00011415 | 0.00029595 | 0.00029516 | 0.0002244 | 0.00011291 | 0.00010345 | 0.00010637 | 0.00066459 | 0.0006351 | 0.00064451 | 0.00064451 | 0.00011415 | 0.00011415 | 0.00011415 | 0.00011416 | 0.00011415 | 0.00011415 | 0.0001871 | 0.00015456 | 0.00019377 | 0.00021381 | 0 | 0.00011415 | 0.00011415 | 0.00011415 | 0.00011415 | 0.0001811 | 0.00020011 | 0.00016727 | 0.00014825 | 0.00014789 | 0.00011992 | 0.0001502 | 0.00016425 | 9.4182e-05 | 0.00012095 | 0.00076947 | 0.00076947
01/28 11:00:00 | 1 | 28 | 11 | 659 | WD | 0.00022943 | 0.00025988 | 0.00025988 | 1.1424e-05 | 0.00016989 | 0.00021991 | 0.00011415 | 0 | 0 | 4.0839e-05 | 0.0013978 | 0.0021458 | 0.00025988 | 0.00056762 | 0.00011463 | 0.00031811 | 0.00011463 | 0.00011415 | 0 | 0.00011415 | 0.00042951 | 0.00029516 | 0.0002244 | 0.00011333 | 0.00010337 | 0.00010645 | 0.00066696 | 0.00063462 | 0.00064494 | 0.00064494 | 0.00011415 | 0.00011415 | 0.00011415 | 0.00011416 | 0.00011415 | 0.00011415 | 0.00018706 | 0.00015413 | 0.00019363 | 0.00021381 | 0 | 0.00011415 | 0.00011415 | 0.00011415 | 0.00011415 | 0.00025355 | 0.00023557 | 0.00018283 | 0.0001523 | 0.00014923 | 0.00011974 | 0.000149 | 0.00016257 | 9.4178e-05 | 0.00011942 | 0.0007049 | 0.0007049
01/28 12:00:00 | 1 | 28 | 12 | 660 | WD | 0.00027101 | 0.00025772 | 0.00025772 | 9.6707e-06 | 0.00016612 | 0.00021998 | 0.00011415 | 0 | 0 | 4.0839e-05 | 0.00075141 | 0.0018304 | 0.00025772 | 0.00046232 | 0.00011458 | 0.00031562 | 0.00011458 | 0.00011415 | 0 | 0.00011415 | 0.00047113 | 0.00029516 | 0.0002244 | 0.00014257 | 0.00010325 | 0.0001154 | 0.00083813 | 0.00063389 | 0.00069905 | 0.00069905 | 0.00011415 | 0.00011415 | 0.00011415 | 0.00011416 | 0.00011415 | 0.00011415 | 0.000187 | 0.00015348 | 0.00019341 | 0.00021381 | 0 | 0.00011415 | 0.00011415 | 0.00011415 | 0.00011415 | 0.00031255 | 0.00024632 | 0.00023176 | 0.00022333 | 0.00014942 | 0.00011948 | 0.00015006 | 0.00016425 | 9.4157e-05 | 0.0001181 | 0.00064756 | 0.00064756
01/28 13:00:00 | 1 | 28 | 13 | 661 | WD | 0.00027524 | 0.00025102 | 0.00025102 | 8.2006e-06 | 0.00015791 | 0.00021627 | 0.00011415 | 0 | 0 | 4.0839e-05 | 0.0005336 | 0.0015736 | 0.00025102 | 0.00041276 | 0.00011115 | 0.00030805 | 0.00011115 | 0.00011415 | 0 | 0.00011415 | 0.00047113 | 0.00029516 | 0.0002244 | 0.00011336 | 0.00010325 | 0.00010638 | 0.00066659 | 0.00063388 | 0.00064432 | 0.00064432 | 0.00011415 | 0.00011415 | 0.00011415 | 0.00011416 | 0.00011415 | 0.00011415 | 0.00018694 | 0.0001532 | 0.00019331 | 0.00021381 | 0 | 0.00011415 | 0.00011415 | 0.00011415 | 0.00011415 | 0.00032522 | 0.00024586 | 0.00023202 | 0.000224 | 0.00014907 | 0.00011938 | 0.00015295 | 0.00016852 | 9.4157e-05 | 0.00011728 | 0.00060713 | 0.00060713
01/28 14:00:00 | 1 | 28 | 14 | 662 | WD | 0.00024564 | 0.00023833 | 0.00023833 | 7.3773e-06 | 8.6065e-05 | 0.00022375 | 0.00011415 | 0 | 0 | 4.0839e-05 | 0.00043897 | 0.0013856 | 0.00023833 | 0.0003854 | 0.00011051 | 0.00030095 | 0.00011051 | 0.00011415 | 0 | 0.00011415 | 0.00046823 | 0.00029516 | 0.0002244 | 0.00011442 | 0.00010748 | 0.00010962 | 0.00067283 | 0.00065982 | 0.00066397 | 0.00066397 | 0.00011415 | 0.00011415 | 0.00011415 | 0.00011416 | 0.00011415 | 0.00011415 | 0.00018653 | 0.00015279 | 0.00019317 | 0.00021381 | 0 | 0.00011415 | 0.00011415 | 0.00011415 | 0.00011415 | 0.00029748 | 0.0002445 | 0.00023071 | 0.00022274 | 0.00014736 | 0.00012074 | 0.00015142 | 0.00016564 | 9.4156e-05 | 0.00011665 | 0.00055897 | 0.00055897
01/28 15:00:00 | 1 | 28 | 15 | 663 | WD | 0.00018458 | 0.00023227 | 0.00023227 | 3.2348e-06 | 0.00015974 | 0.00023635 | 0.00011415 | 0 | 0 | 4.0839e-05 | 0.00038845 | 0.0012437 | 0.00023227 | 0.00036095 | 0.00010956 | 0.00028141 | 0.00010956 | 0.00011415 | 0 | 0.00011415 | 0.00037903 | 0.00029516 | 0.0002244 | 0.00011444 | 0.0001071 | 0.00010937 | 0.0006729 | 0.00065749 | 0.00066241 | 0.00066241 | 0.00011415 | 0.00011415 | 0.00011415 | 0.00011416 | 0.00011415 | 0.00011415 | 0.00018548 | 0.00015218 | 0.00019297 | 0.00021381 | 0 | 0.00011415 | 0.00011415 | 0.00011415 | 0.00011415 | 0.00022744 | 0.00021917 | 0.0001761 | 0.00015117 | 0.00014661 | 0.00012041 | 0.00014921 | 0.00016257 | 9.3796e-05 | 0.00011605 | 0.00049971 | 0.00049971
01/28 16:00:00 | 1 | 28 | 16 | 664 | WD | 0.00010998 | 0.00022345 | 0.00022345 | 6.6476e-06 | 7.9869e-05 | 0.00024949 | 0.00011415 | 0 | 0 | 7.0788e-05 | 0.00036657 | 0.0011234 | 0.00022345 | 0.00035541 | 0.00011092 | 0.00027905 | 0.00011092 | 0.00011415 | 0 | 0.00011415 | 0.00023594 | 0.00029516 | 0.0002244 | 0.00011134 | 0.00010323 | 0.00010574 | 0.00065456 | 0.00063375 | 0.00064039 | 0.00064039 | 0.00011415 | 0.00011415 | 0.00011415 | 0.00011416 | 0.00011415 | 0.00011415 | 0.00016661 | 0.00015069 | 0.00019246 | 0.00021381 | 0 | 0.00011415 | 0.00011415 | 0.00011415 | 0.00011415 | 0.0001358 | 0.00017478 | 0.0001571 | 0.00014686 | 0.00013471 | 0.00011859 | 0.00014864 | 0.00016257 | 9.3433e-05 | 0.00011567 | 0.00046873 | 0.00046873
01/28 17:00:00 | 1 | 28 | 17 | 665 | WD | 1.9856e-05 | 0.00025089 | 0.00025089 | 0.00090052 | 0.00016135 | -2.0051e-12 | 0.00011415 | 0.00021772 | 0.00021772 | 0.00015247 | -0.0010939 | 0.0010514 | 0.00025089 | -7.8586e-05 | 0.00012 | 0.00029964 | 0.00012 | 0.00011415 | 0 | 0.00011415 | 8.9805e-05 | 0.00029516 | 0.0002244 | 0.00010319 | 0.00010263 | 0.0001028 | 0.00060673 | 0.00063003 | 0.0006226 | 0.0006226 | 0.00011415 | 0.00011415 | 0.00011415 | 0.00011416 | 0.00011415 | 0.00011415 | 0.00014779 | 0.00014446 | 0.00015217 | 0.00015611 | 0 | 0.00011415 | 0.00011415 | 0.00011415 | 0.00011415 | 5.3726e-05 | 0.00012104 | 0.00011001 | 0.00010363 | 0.00012359 | 0.00011651 | 0.0001389 | 0.00014929 | 8.7347e-05 | 0.00011595 | 0.00048742 | 0.00048742
01/28 18:00:00 | 1 | 28 | 18 | 666 | WD | 0 | 0.00026568 | 0.00026568 | -0.0005359 | 0.00015086 | -7.5459e-13 | 0.00011415 | 0 | 0 | 0.00021236 | -0.0005131 | 0.0010368 | 0.00026568 | 0.00011409 | 0.00013406 | 0.0003162 | 0.00013406 | 0.00011415 | 0.00022925 | 0.00011415 | 0 | 0.00029516 | 0.0002244 | 0.00010097 | 0.00010229 | 0.00010188 | 0.00059349 | 0.00062799 | 0.00061698 | 0.00061698 | 0.00011415 | 0.00011415 | 0.00011415 | 0.00011416 | 0.00011415 | 0.00011415 | 0.00012914 | 0.00014044 | 0.00012963 | 0.00012411 | 0.00022929 | 0.00011415 | 0.00011415 | 0.00011415 | 0.00011415 | 5.5549e-06 | 9.068e-05 | 8.4109e-05 | 8.0304e-05 | 0.00011958 | 0.00012328 | 0.00014369 | 0.00015316 | 8.7771e-05 | 0.00011653 | 0.00053867 | 0.00053867
01/28 19:00:00 | 1 | 28 | 19 | 667 | WD | 0 | 0.0002928 | 0.0002928 | 0.00067424 | 0.0001826 | -3.8268e-13 | 0.00011415 | 0 | 0 | 0.00028587 | -0.0002613 | 0.0010025 | 0.0002928 | 0.00030568 | 0.00014271 | 0.0003419 | 0.00014271 | 0.00011415 | 0.00022925 | 0.00011415 | 0 | 6.5591e-05 | 0.0001126 | 0.00010104 | 0.0001002 | 0.00010046 | 0.00059371 | 0.00061511 | 0.00060828 | 0.00060828 | 0.00011415 | 0.00011415 | 0.00011415 | 0.00011416 | 0.00011415 | 0.00011415 | 0.00012867 | 0.00012924 | 0.00011284 | 0.00010446 | 0.00022929 | 0.00011415 | 0.00011415 | 0.00011415 | 0.00011415 | 4.7071e-06 | 8.1186e-05 | 7.2578e-05 | 6.7593e-05 | 0.00011799 | 0.00011902 | 0.00011913 | 0.00011919 | 8.8035e-05 | 0.00011682 | 0.00075097 | 0.00075097
01/28 20:00:00 | 1 | 28 | 20 | 668 | WD | 0 | 0.00027576 | 0.00027576 | 1.0684e-05 | 0.00016901 | -2.8565e-13 | 0.00011415 | 0 | 0 | 0.00034305 | -0.00012244 | 0.00095479 | 0.00027576 | 0.0002803 | 0.00014653 | 0.00031589 | 0.00014653 | 0.00011415 | 0.00022925 | 0.00011415 | 0 | 6.5591e-05 | 0.0001126 | 0.00011079 | 9.8703e-05 | 0.00010244 | 0.00065074 | 0.00060594 | 0.00062024 | 0.00062024 | 0.00011415 | 0.00011415 | 0.00011415 | 0.00011416 | 0.00011415 | 0.00011415 | 0.00011028 | 0.00012072 | 0.00010105 | 9.1006e-05 | 0.00022929 | 0.00011415 | 0.00011415 | 0.00011415 | 0.00011415 | 6.0385e-06 | 7.1053e-05 | 0.00010064 | 0.00011777 | 0.00010857 | 0.00011593 | 0.00011411 | 0.00011327 | 8.8017e-05 | 0.00011717 | 0.00077335 | 0.00077335
01/28 21:00:00 | 1 | 28 | 21 | 669 | WD | 0 | 0.00026047 | 0.00026047 | 9.846e-06 | 0.00016678 | 0 | 0.00011415 | 0 | 0 | 0.00034849 | -7.9641e-05 | 0.00086204 | 0.00026047 | 0.00025924 | 0.00014762 | 0.00029396 | 0.00014762 | 0.00011415 | 0.00022925 | 0.00011415 | 0 | 6.5591e-05 | 0.0001126 | 0.00010974 | 9.5618e-05 | 9.9982e-05 | 0.00064453 | 0.000587 | 0.00060536 | 0.00060536 | 0.00011415 | 0.00011415 | 0.00011415 | 0.00011416 | 0.00011415 | 0.00011415 | 0.00010984 | 0.00010476 | 8.6009e-05 | 7.6429e-05 | 0.00022929 | 0.00011415 | 0.00011415 | 0.00011415 | 0.00011415 | 4.8306e-06 | 5.9917e-05 | 8.4608e-05 | 9.8906e-05 | 0.00010695 | 0.00010987 | 0.00010446 | 0.00010196 | 8.8025e-05 | 0.00011727 | 0.00081816 | 0.00081816
01/28 22:00:00 | 1 | 28 | 22 | 670 | WD | 0 | 0.00024494 | 0.00024494 | 8.7451e-06 | 8.2063e-05 | 2.0698e-12 | 0.00011415 | 0 | 0 | 0.00023959 | -5.7075e-05 | 0.0006857 | 0.00024494 | 0.00025351 | 0.00014405 | 0.00029108 | 0.00014405 | 0.00011415 | 0.00022925 | 0.00011415 | 0 | 6.5591e-05 | 0.0001126 | 0.00010385 | 8.165e-05 | 8.8509e-05 | 0.00062536 | 0.00050125 | 0.00054085 | 0.00054085 | 0.00011415 | 0.00011415 | 0.00011415 | 0.00011416 | 0.00011415 | 0.00011415 | 0.00010924 | 9.2279e-05 | 7.4921e-05 | 6.6052e-05 | 0.00022929 | 0.00011415 | 0.00011415 | 0.00011415 | 0.00011415 | 3.2016e-06 | 4.5412e-05 | 7.0785e-05 | 8.5478e-05 | 0.00010525 | 9.8722e-05 | 9.8228e-05 | 9.7999e-05 | 9.1159e-05 | 9.6088e-05 | 0.00082824 | 0.00082824
01/28 23:00:00 | 1 | 28 | 23 | 671 | WD | 0 | 0.00023195 | 0.00023195 | 6.6415e-06 | 0.00015951 | 7.9772e-13 | 0.00011415 | 0 | 0 | 0.00013341 | 0.001082 | -0.0017374 | 0.00023195 | 0.00052103 | 0.00013614 | 0.0002681 | 0.00013614 | 0.00011415 | 0.00022925 | 0.00011415 | 0 | 6.5591e-05 | 0.0001118 | 9.496e-05 | 7.7133e-05 | 8.2642e-05 | 0.00057819 | 0.00049173 | 0.00051932 | 0.00051932 | 0.00011415 | 0.00011415 | 0.00011415 | 0.00011416 | 0.00011415 | 0.00011415 | 0.00010883 | 6.9436e-05 | 6.3877e-05 | 6.1037e-05 | 0.00022929 | 0.00011415 | 0.00011415 | 0.00011415 | 0.00011415 | 2.0797e-06 | 3.3003e-05 | 6.2124e-05 | 7.8988e-05 | 0.00010369 | 8.9971e-05 | 8.9989e-05 | 8.9998e-05 | 9.1324e-05 | 0.00010057 | 6.3788e-05 | 6.3788e-05
01/28 24:00:00 | 1 | 28 | 24 | 672 | WD | 0 | 0.0001932 | 0.0001932 | 2.2437e-06 | 7.7846e-05 | -1.3906e-12 | 0.00011415 | 0 | 0 | 5.4452e-05 | 0.00072653 | -0.0041533 | 0.0001932 | 0.00033526 | 0.00012638 | 0.00023144 | 0.00012638 | 0.00011415 | 0.00022925 | 0.00011415 | 0 | 6.5591e-05 | 0.0001118 | 0.00012349 | 7.7133e-05 | 9.146e-05 | 0.00074633 | 0.00049787 | 0.00057714 | 0.00057714 | 0.00011415 | 0.00011415 | 0.00011415 | 0.00011416 | 0.00011415 | 0.00011415 | 9.9691e-05 | 6.8344e-05 | 6.1493e-05 | 5.7992e-05 | 0.00022929 | 0.00011415 | 0.00011415 | 0.00011415 | 0.00011415 | 1.729e-06 | 2.6771e-05 | 5.7344e-05 | 7.5048e-05 | 9.8591e-05 | 8.9658e-05 | 8.9349e-05 | 8.9207e-05 | 9.1392e-05 | 0.00010212 | 0.00013584 | 0.00013584
01/29 01:00:00 | 1 | 29 | 1 | 673 | WD | 0 | 0.00014593 | 0.00014593 | 1.0675e-06 | 7.5605e-05 | 0.00025245 | 0.00011415 | 0 | 0 | 2.1781e-05 | 0.00043014 | -0.0050711 | 0.00014593 | 0.00011794 | 9.19e-05 | 0.00017343 | 9.19e-05 | 0.00011415 | 0.00022925 | 0.00011415 | 0 | 6.5591e-05 | 0.0001118 | 8.8239e-05 | 7.7145e-05 | 8.0573e-05 | 0.00054018 | 0.00049794 | 0.00051142 | 0.00051142 | 0.00011415 | 0.00011415 | 0.00011415 | 0.00011416 | 0.00011415 | 0.00011415 | 4.5468e-05 | 6.8027e-05 | 5.8924e-05 | 5.4272e-05 | 0.00022929 | 0.00011415 | 0.00011415 | 0.00011415 | 0.00011415 | 1.2032e-06 | 2.496e-05 | 5.3631e-05 | 7.0234e-05 | 7.2998e-05 | 8.9576e-05 | 8.3391e-05 | 8.0522e-05 | 9.2083e-05 | 0.00010303 | 0.00017893 | 0.00017893
01/29 02:00:00 | 1 | 29 | 2 | 674 | WD | 0 | 0.00015665 | 0.00015665 | 0.00097353 | 0 | 0.00023244 | 0.00011415 | 0 | 0 | 2.1781e-05 | 0.0004486 | -0.0060289 | 0.00015665 | 0.00016883 | 8.5656e-05 | 0.00020141 | 8.5656e-05 | 0.00011415 | 0.00022925 | 0.00011415 | 0 | 6.5591e-05 | 0.0001118 | 8.7174e-05 | 7.7155e-05 | 8.0251e-05 | 0.00053442 | 0.00049799 | 0.00050962 | 0.00050962 | 0.00011415 | 0.00011415 | 0.00011415 | 0.00011416 | 0.00011415 | 0.00011415 | 3.6463e-05 | 6.7924e-05 | 5.8637e-05 | 5.3892e-05 | 0.00022929 | 0.00011415 | 0.00011415 | 0.00011415 | 0.00011415 | 1.2032e-06 | 2.437e-05 | 5.3103e-05 | 6.9742e-05 | 6.7705e-05 | 8.9554e-05 | 8.3265e-05 | 8.0348e-05 | 9.2081e-05 | 0.00010358 | 0.00020106 | 0.00020106
01/29 03:00:00 | 1 | 29 | 3 | 675 | WD | 0 | 0.000183 | 0.000183 | -0.00097072 | 7.4388e-05 | 0.00022975 | 0.00011415 | 0 | 0 | 2.1781e-05 | 0.00041845 | -0.0047734 | 0.000183 | 0.00022933 | 8.3946e-05 | 0.00022806 | 8.3946e-05 | 0.00011415 | 0.00022925 | 0.00011415 | 0 | 6.5591e-05 | 0.0001118 | 8.7087e-05 | 7.7149e-05 | 8.022e-05 | 0.00053435 | 0.00049797 | 0.00050957 | 0.00050957 | 0.00011415 | 0.00011415 | 0.00011415 | 0.00011416 | 0.00011415 | 0.00011415 | 3.6473e-05 | 6.819e-05 | 6.0618e-05 | 5.6748e-05 | 0.00022929 | 0.00011415 | 0.00011415 | 0.00011415 | 0.00011415 | 1.23e-06 | 2.5894e-05 | 5.6002e-05 | 7.3438e-05 | 6.6388e-05 | 8.9635e-05 | 8.3808e-05 | 8.1105e-05 | 9.1914e-05 | 0.00010389 | 0.00020878 | 0.00020878
01/29 04:00:00 | 1 | 29 | 4 | 676 | WD | 0 | 0.00019461 | 0.00019461 | 0.00075763 | 7.4441e-05 | 0.00022651 | 0.00011415 | 0 | 0 | 2.1781e-05 | 0.00039122 | -0.0015486 | 0.00019461 | 0.00026064 | 8.2211e-05 | 0.00024494 | 8.2211e-05 | 0.00011415 | 0.00022925 | 0.00011415 | 0 | 6.5591e-05 | 0.0001118 | 8.7941e-05 | 7.7136e-05 | 8.0475e-05 | 0.00053975 | 0.00049791 | 0.00051126 | 0.00051126 | 0.00011415 | 0.00011415 | 0.00011415 | 0.00011416 | 0.00011415 | 0.00011415 | 4.5596e-05 | 6.8975e-05 | 6.1912e-05 | 5.8304e-05 | 0.00022929 | 0.00011415 | 0.00011415 | 0.00011415 | 0.00011415 | 1.5508e-06 | 3.0373e-05 | 5.892e-05 | 7.5451e-05 | 7.1784e-05 | 8.987e-05 | 8.4155e-05 | 8.1505e-05 | 9.1872e-05 | 0.00010416 | 0.00022625 | 0.00022625
01/29 05:00:00 | 1 | 29 | 5 | 677 | WD | 0 | 0.00019516 | 0.00019516 | -0.00076051 | 0 | 0.00021796 | 0.00011415 | 0 | 0 | 6.5342e-05 | 0.00037663 | 0.001707 | 0.00019516 | 0.0002814 | 8.1198e-05 | 0.00025489 | 8.1198e-05 | 0.00011415 | 0.00022925 | 0.00011415 | 0 | 6.5591e-05 | 0.0001118 | 0.00010055 | 7.7136e-05 | 8.4373e-05 | 0.00061401 | 0.00049791 | 0.00053495 | 0.00053495 | 0.00011415 | 0.00011415 | 0.00011415 | 0.00011416 | 0.00011415 | 0.00011415 | 5.4768e-05 | 7.0282e-05 | 7.6832e-05 | 8.0178e-05 | 0.00022929 | 0.00011415 | 0.00011415 | 0.00011415 | 0.00011415 | 2.0054e-06 | 3.7834e-05 | 7.9583e-05 | 0.00010376 | 7.7348e-05 | 9.0266e-05 | 8.8718e-05 | 8.8e-05 | 9.1845e-05 | 0.00010436 | 0.00021182 | 0.00021182
01/29 06:00:00 | 1 | 29 | 6 | 678 | WD | 0 | 0.00021622 | 0.00021622 | 0.00099662 | 0.0001567 | -1.5577e-12 | 0.00011415 | 0 | 0 | 0.00013613 | 0.00037319 | 0.0035978 | 0.00021622 | 0.00028864 | 8.7512e-05 | 0.0002562 | 8.7512e-05 | 0.00011415 | 0.00022925 | 0.00011415 | 0 | 6.5591e-05 | 0.0001118 | 0.00010345 | 8.1169e-05 | 8.8055e-05 | 0.0006313 | 0.00052264 | 0.00055731 | 0.00055731 | 0.00011415 | 0.00011415 | 0.00011415 | 0.00011416 | 0.00011415 | 0.00011415 | 9.1181e-05 | 9.299e-05 | 0.0001022 | 0.0001069 | 0.00022929 | 0.00011415 | 0.00011415 | 0.00011415 | 0.00011415 | 3.0749e-06 | 6.2531e-05 | 0.00011054 | 0.00013835 | 9.6172e-05 | 9.8537e-05 | 9.6626e-05 | 9.574e-05 | 9.1643e-05 | 0.00010437 | 0.00020631 | 0.00020631
01/29 07:00:00 | 1 | 29 | 7 | 679 | WD | 0 | 0.00023713 | 0.00023713 | -0.0010155 | 0.00017019 | 7.5464e-14 | 0.00011415 | 0 | 0 | 0.00015247 | -0.00087416 | 0.0038801 | 0.00023713 | -0.0001695 | 9.9871e-05 | 0.00028294 | 9.9871e-05 | 0.00011415 | 0.00022925 | 0.00011415 | 0 | 6.5591e-05 | 0.0001126 | 0.00010836 | 8.6882e-05 | 9.3518e-05 | 0.00064437 | 0.00053954 | 0.00057299 | 0.00057299 | 0.00011415 | 0.00011415 | 0.00011415 | 0.00011416 | 0.00011415 | 0.00011415 | 0.00012828 | 0.00012421 | 0.00013044 | 0.00013363 | 0.00022929 | 0.00011415 | 0.00011415 | 0.00011415 | 0.00011415 | 4.0107e-06 | 9.1597e-05 | 8.8347e-05 | 8.6466e-05 | 0.00011551 | 0.00011196 | 0.00010631 | 0.00010368 | 8.5764e-05 | 0.00012647 | 0.00071623 | 0.00071623
01/29 08:00:00 | 1 | 29 | 8 | 680 | WD | 0 | 0.00023419 | 0.00023419 | 0.0010646 | 0.00017578 | 4.7973e-13 | 0.00011415 | 5.6052e-05 | 5.6052e-05 | 0.00013613 | -0.00048108 | 0.0035446 | 0.00023419 | -3.671e-05 | 0.00011103 | 0.00027643 | 0.00011103 | 0.00011415 | 0.00011463 | 0.00011415 | 5.7545e-06 | 6.5591e-05 | 0.0001126 | 0.00010684 | 0.00010153 | 0.00010317 | 0.00063055 | 0.00062335 | 0.00062565 | 0.00062565 | 0.00011415 | 0.00011415 | 0.00011415 | 0.00011416 | 0.00011415 | 0.00011415 | 0.000149 | 0.00014155 | 0.00018937 | 0.00021381 | 0.000151 | 0.00011415 | 0.00011415 | 0.00011415 | 0.00011415 | 1.809e-05 | 0.00012097 | 0.00013241 | 0.00013903 | 0.00012567 | 0.00011882 | 0.00012539 | 0.00012843 | 9.3539e-05 | 0.00012196 | 0.00079983 | 0.00079983
01/29 09:00:00 | 1 | 29 | 9 | 681 | WD | 7.6572e-05 | 0.0002586 | 0.0002586 | -0.0010258 | 0.00026456 | 1.5523e-12 | 0.00011415 | 0.00013917 | 0.00013917 | 5.9897e-05 | -0.00023472 | 0.0030182 | 0.0002586 | 0.00014928 | 0.00011108 | 0.00030175 | 0.00011108 | 0.00011415 | 0 | 0.00011415 | 8.1178e-05 | 0.00016398 | 0.0001685 | 0.00011016 | 0.00010383 | 0.00010578 | 0.00064925 | 0.00063741 | 0.00064119 | 0.00064119 | 0.00011415 | 0.00011415 | 0.00011415 | 0.00011416 | 0.00011415 | 0.00011415 | 0.00016895 | 0.00015348 | 0.00019341 | 0.00021381 | 0 | 0.00011415 | 0.00011415 | 0.00011415 | 0.00011415 | 8.9093e-05 | 0.00015343 | 0.00014706 | 0.00014338 | 0.00013687 | 0.00011938 | 0.00014516 | 0.00015711 | 9.3436e-05 | 0.00011916 | 0.00064631 | 0.00064631
01/29 10:00:00 | 1 | 29 | 10 | 682 | WD | 0.00016007 | 0.00027914 | 0.00027914 | 0.0010574 | 0.00017369 | 0.00021486 | 0.00011415 | 0.00019182 | 0.00019182 | 4.0839e-05 | -0.00016545 | 0.0025109 | 0.00027914 | 0.00030487 | 0.00011156 | 0.0003456 | 0.00011156 | 0.00011415 | 0 | 0.00011415 | 0.0002954 | 0.00029516 | 0.0002244 | 0.00011338 | 0.00010377 | 0.00010674 | 0.0006678 | 0.00063705 | 0.00064686 | 0.00064686 | 0.00011415 | 0.00011415 | 0.00011415 | 0.00011416 | 0.00011415 | 0.00011415 | 0.0001871 | 0.00015456 | 0.00019377 | 0.00021381 | 0 | 0.00011415 | 0.00011415 | 0.00011415 | 0.00011415 | 0.0001811 | 0.00019996 | 0.00016722 | 0.00014826 | 0.00014757 | 0.00011997 | 0.00015022 | 0.00016425 | 9.3212e-05 | 0.0001176 | 0.00056953 | 0.00056953
01/29 11:00:00 | 1 | 29 | 11 | 683 | WD | 0.00022197 | 0.00023781 | 0.00023781 | 1.2251e-05 | 0.00016984 | 0.00021991 | 0.00011415 | 0 | 0 | 4.0839e-05 | 0.0013092 | 0.0020724 | 0.00023781 | 0.00053752 | 0.00011463 | 0.00028671 | 0.00011463 | 0.00011415 | 0 | 0.00011415 | 0.00042848 | 0.00029516 | 0.0002244 | 0.00011392 | 0.00010369 | 0.00010685 | 0.00067071 | 0.00063656 | 0.00064746 | 0.00064746 | 0.00011415 | 0.00011415 | 0.00011415 | 0.00011416 | 0.00011415 | 0.00011415 | 0.00018706 | 0.00015413 | 0.00019363 | 0.00021381 | 0 | 0.00011415 | 0.00011415 | 0.00011415 | 0.00011415 | 0.00025322 | 0.0002353 | 0.00018273 | 0.00015228 | 0.00014891 | 0.0001198 | 0.00014902 | 0.00016257 | 9.2858e-05 | 0.00011668 | 0.00051484 | 0.00051484
01/29 12:00:00 | 1 | 29 | 12 | 684 | WD | 0.00026361 | 0.00023119 | 0.00023119 | 1.0446e-05 | 0.00016608 | 0.00021998 | 0.00011415 | 0 | 0 | 4.0839e-05 | 0.00078755 | 0.0017468 | 0.00023119 | 0.0004482 | 0.00011458 | 0.00027786 | 0.00011458 | 0.00011415 | 0 | 0.00011415 | 0.00047113 | 0.00029516 | 0.0002244 | 0.00014313 | 0.00010358 | 0.0001158 | 0.00084181 | 0.00063591 | 0.0007016 | 0.0007016 | 0.00011415 | 0.00011415 | 0.00011415 | 0.00011416 | 0.00011415 | 0.00011415 | 0.000187 | 0.00015348 | 0.00019341 | 0.00021381 | 0 | 0.00011415 | 0.00011415 | 0.00011415 | 0.00011415 | 0.00031162 | 0.00024632 | 0.00023177 | 0.00022335 | 0.00014907 | 0.00011955 | 0.00015029 | 0.00016455 | 9.2612e-05 | 0.00011563 | 0.00046699 | 0.00046699
01/29 13:00:00 | 1 | 29 | 13 | 685 | WD | 0.00027137 | 0.00022966 | 0.00022966 | 8.7762e-06 | 0.00016323 | 0.00021627 | 0.00011415 | 0 | 0 | 4.0839e-05 | 0.00054366 | 0.0015027 | 0.00022966 | 0.00040156 | 0.00011115 | 0.00027683 | 0.00011115 | 0.00011415 | 0 | 0.00011415 | 0.00047113 | 0.00029516 | 0.0002244 | 0.00011401 | 0.00010356 | 0.00010679 | 0.00067089 | 0.00063574 | 0.00064695 | 0.00064695 | 0.00011415 | 0.00011415 | 0.00011415 | 0.00011416 | 0.00011415 | 0.00011415 | 0.00018694 | 0.0001532 | 0.00019331 | 0.00021381 | 0 | 0.00011415 | 0.00011415 | 0.00011415 | 0.00011415 | 0.00032849 | 0.00024586 | 0.00023213 | 0.00022417 | 0.00014872 | 0.00011945 | 0.00015367 | 0.00016955 | 9.2686e-05 | 0.00011504 | 0.00043839 | 0.00043839
01/29 14:00:00 | 1 | 29 | 14 | 686 | WD | 0.00023984 | 0.00021214 | 0.00021214 | 0.001013 | 8.0781e-05 | 0.00022375 | 0.00011415 | 0 | 0 | 4.0839e-05 | 0.00044555 | 0.0012637 | 0.00021214 | 0.00036994 | 0.00011051 | 0.00026446 | 0.00011051 | 0.00011415 | 0 | 0.00011415 | 0.00046923 | 0.00029516 | 0.0002244 | 0.00011495 | 0.00010777 | 0.00010999 | 0.00067636 | 0.00066162 | 0.00066632 | 0.00066632 | 0.00011415 | 0.00011415 | 0.00011415 | 0.00011416 | 0.00011415 | 0.00011415 | 0.00018653 | 0.00015279 | 0.00019317 | 0.00021381 | 0 | 0.00011415 | 0.00011415 | 0.00011415 | 0.00011415 | 0.00029831 | 0.00024475 | 0.00023084 | 0.00022278 | 0.000147 | 0.0001208 | 0.00015209 | 0.0001666 | 9.2803e-05 | 0.00011454 | 0.00040105 | 0.00040105
01/29 15:00:00 | 1 | 29 | 15 | 687 | WD | 0.00018488 | 0.00021638 | 0.00021638 | -0.00099739 | 0.00015973 | 0.00023635 | 0.00011415 | 0 | 0 | 4.0839e-05 | 0.00039974 | 0.0011132 | 0.00021638 | 0.000354 | 0.00010956 | 0.00025879 | 0.00010956 | 0.00011415 | 0 | 0.00011415 | 0.00038824 | 0.00029516 | 0.0002244 | 0.0001148 | 0.00010737 | 0.00010967 | 0.00067535 | 0.00065918 | 0.00066434 | 0.00066434 | 0.00011415 | 0.00011415 | 0.00011415 | 0.00011416 | 0.00011415 | 0.00011415 | 0.00018548 | 0.00015218 | 0.00019297 | 0.00021381 | 0 | 0.00011415 | 0.00011415 | 0.00011415 | 0.00011415 | 0.00023209 | 0.00022156 | 0.00017715 | 0.00015143 | 0.00014629 | 0.00012047 | 0.00014965 | 0.00016318 | 9.2905e-05 | 0.00011422 | 0.00037039 | 0.00037039
01/29 16:00:00 | 1 | 29 | 16 | 688 | WD | 0.00011219 | 0.00020802 | 0.00020802 | 0.0010075 | 7.9867e-05 | 0.00024949 | 0.00011415 | 0 | 0 | 7.0788e-05 | 0.00037757 | 0.00098651 | 0.00020802 | 0.00034778 | 0.00011092 | 0.00025709 | 0.00011092 | 0.00011415 | 0 | 0.00011415 | 0.00024613 | 0.00029516 | 0.0002244 | 0.00011168 | 0.00010347 | 0.00010601 | 0.00065698 | 0.0006352 | 0.00064215 | 0.00064215 | 0.00011415 | 0.00011415 | 0.00011415 | 0.00011416 | 0.00011415 | 0.00011415 | 0.00016661 | 0.00015069 | 0.00019246 | 0.00021381 | 0 | 0.00011415 | 0.00011415 | 0.00011415 | 0.00011415 | 0.00014027 | 0.00017742 | 0.00015824 | 0.00014714 | 0.00013444 | 0.00011864 | 0.00014908 | 0.0001632 | 9.2939e-05 | 0.00011411 | 0.00035777 | 0.00035777
01/29 17:00:00 | 1 | 29 | 17 | 689 | WD | 2.107e-05 | 0.00022552 | 0.00022552 | 7.1667e-06 | 0.00016138 | -2.0051e-12 | 0.00011415 | 0.00024633 | 0.00024633 | 0.00015247 | -0.00085894 | 0.00090816 | 0.00022552 | -1.6201e-05 | 0.00012 | 0.00026352 | 0.00012 | 0.00011415 | 0 | 0.00011415 | 0.00010161 | 0.00029516 | 0.0002244 | 0.0001035 | 0.00010287 | 0.00010307 | 0.00060899 | 0.00063152 | 0.00062433 | 0.00062433 | 0.00011415 | 0.00011415 | 0.00011415 | 0.00011416 | 0.00011415 | 0.00011415 | 0.00014779 | 0.00014441 | 0.00015216 | 0.00015611 | 0 | 0.00011415 | 0.00011415 | 0.00011415 | 0.00011415 | 5.7504e-05 | 0.00012345 | 0.00011101 | 0.00010381 | 0.00012331 | 0.00011655 | 0.00013939 | 0.00014998 | 8.6829e-05 | 0.00011434 | 0.00037562 | 0.00037562
01/29 18:00:00 | 1 | 29 | 18 | 690 | WD | 0 | 0.00023991 | 0.00023991 | 9.2687e-06 | 0.00016484 | -7.5459e-13 | 0.00011415 | 0 | 0 | 0.00021236 | -0.00050189 | 0.00089463 | 0.00023991 | 0.00017191 | 0.00013406 | 0.00027741 | 0.00013406 | 0.00011415 | 0.00022925 | 0.00011415 | 0 | 0.00029516 | 0.0002244 | 0.0001014 | 0.00010253 | 0.00010218 | 0.00059641 | 0.00062943 | 0.00061889 | 0.00061889 | 0.00011415 | 0.00011415 | 0.00011415 | 0.00011416 | 0.00011415 | 0.00011415 | 0.00012914 | 0.00014038 | 0.00012961 | 0.00012411 | 0.00019295 | 0.00011415 | 0.00011415 | 0.00011415 | 0.00011415 | 8.0455e-06 | 9.0021e-05 | 8.3946e-05 | 8.0429e-05 | 0.00011834 | 0.00012307 | 0.00014237 | 0.00015132 | 8.6764e-05 | 0.00011487 | 0.00041587 | 0.00041587
01/29 19:00:00 | 1 | 29 | 19 | 691 | WD | 0 | 0.00026274 | 0.00026274 | 1.1386e-05 | 0.00016834 | -3.8268e-13 | 0.00011415 | 0 | 0 | 0.00028587 | -0.00026205 | 0.00085101 | 0.00026274 | 0.00036048 | 0.00014271 | 0.00030125 | 0.00014271 | 0.00011415 | 0.00022925 | 0.00011415 | 0 | 6.5591e-05 | 0.0001126 | 0.00010164 | 0.00010045 | 0.00010082 | 0.00059753 | 0.00061667 | 0.00061056 | 0.00061056 | 0.00011415 | 0.00011415 | 0.00011415 | 0.00011416 | 0.00011415 | 0.00011415 | 0.00012867 | 0.00012924 | 0.00011284 | 0.00010446 | 0.00022929 | 0.00011415 | 0.00011415 | 0.00011415 | 0.00011415 | 4.7071e-06 | 8.1186e-05 | 7.2578e-05 | 6.7593e-05 | 0.00011765 | 0.00011907 | 0.00011915 | 0.00011919 | 8.6803e-05 | 0.000115 | 0.00062075 | 0.00062075
01/29 20:00:00 | 1 | 29 | 20 | 692 | WD | 0 | 0.00025852 | 0.00025852 | 1.2032e-05 | 0.00016904 | -2.8565e-13 | 0.00011415 | 0 | 0 | 0.00034305 | -0.00012256 | 0.00081896 | 0.00025852 | 0.00033721 | 0.00014653 | 0.00029135 | 0.00014653 | 0.00011415 | 0.00022925 | 0.00011415 | 0 | 6.5591e-05 | 0.0001126 | 0.00011134 | 9.8944e-05 | 0.00010278 | 0.00065427 | 0.00060742 | 0.00062237 | 0.00062237 | 0.00011415 | 0.00011415 | 0.00011415 | 0.00011416 | 0.00011415 | 0.00011415 | 0.00011028 | 0.00012072 | 0.00010105 | 9.1006e-05 | 0.00022929 | 0.00011415 | 0.00011415 | 0.00011415 | 0.00011415 | 6.0385e-06 | 7.1053e-05 | 0.00010064 | 0.00011777 | 0.00010821 | 0.00011598 | 0.00011413 | 0.00011327 | 8.6835e-05 | 0.00011535 | 0.00064289 | 0.00064289
01/29 21:00:00 | 1 | 29 | 21 | 693 | WD | 0 | 0.00024999 | 0.00024999 | 1.1137e-05 | 0.00016681 | 0 | 0.00011415 | 0 | 0 | 0.00034849 | -7.9664e-05 | 0.00073228 | 0.00024999 | 0.00031356 | 0.00014762 | 0.00027903 | 0.00014762 | 0.00011415 | 0.00022925 | 0.00011415 | 0 | 6.5591e-05 | 0.0001126 | 0.00011014 | 9.5863e-05 | 0.00010028 | 0.00064717 | 0.00058851 | 0.00060722 | 0.00060722 | 0.00011415 | 0.00011415 | 0.00011415 | 0.00011416 | 0.00011415 | 0.00011415 | 0.00010984 | 0.00010476 | 8.6009e-05 | 7.6429e-05 | 0.00022929 | 0.00011415 | 0.00011415 | 0.00011415 | 0.00011415 | 4.8306e-06 | 5.9917e-05 | 8.4608e-05 | 9.8906e-05 | 0.00010661 | 0.00010993 | 0.00010448 | 0.00010196 | 8.6797e-05 | 0.00011567 | 0.00070299 | 0.00070299
01/29 22:00:00 | 1 | 29 | 22 | 694 | WD | 0 | 0.0002324 | 0.0002324 | 9.8393e-06 | 8.2041e-05 | 2.0698e-12 | 0.00011415 | 0 | 0 | 0.00023959 | -5.6432e-05 | 0.00056601 | 0.0002324 | 0.00030382 | 0.00014405 | 0.00027322 | 0.00014405 | 0.00011415 | 0.00022925 | 0.00011415 | 0 | 6.5591e-05 | 0.0001126 | 0.00010413 | 8.1801e-05 | 8.8701e-05 | 0.00062648 | 0.00050218 | 0.00054184 | 0.00054184 | 0.00011415 | 0.00011415 | 0.00011415 | 0.00011415 | 0.00011415 | 0.00011415 | 0.00010924 | 9.2279e-05 | 7.4921e-05 | 6.6052e-05 | 0.00022929 | 0.00011415 | 0.00011415 | 0.00011415 | 0.00011415 | 3.2016e-06 | 4.5412e-05 | 7.0785e-05 | 8.5478e-05 | 0.00010487 | 9.8764e-05 | 9.8242e-05 | 9.7999e-05 | 8.9185e-05 | 9.5895e-05 | 0.00071737 | 0.00071737
01/29 23:00:00 | 1 | 29 | 23 | 695 | WD | 0 | 0.00023121 | 0.00023121 | 0.0010085 | 0.00015954 | 7.9772e-13 | 0.00011415 | 0 | 0 | 0.00013341 | 0.0010597 | -0.0018191 | 0.00023121 | 0.000525 | 0.00013614 | 0.00026704 | 0.00013614 | 0.00011415 | 0.00022925 | 0.00011415 | 0 | 6.5591e-05 | 0.0001118 | 9.5216e-05 | 7.7284e-05 | 8.2826e-05 | 0.0005796 | 0.00049245 | 0.00052026 | 0.00052026 | 0.00011415 | 0.00011415 | 0.00011415 | 0.00011416 | 0.00011415 | 0.00011415 | 0.00010883 | 6.9436e-05 | 6.3877e-05 | 6.1037e-05 | 0.00022929 | 0.00011415 | 0.00011415 | 0.00011415 | 0.00011415 | 2.0797e-06 | 3.3003e-05 | 6.2124e-05 | 7.8988e-05 | 0.00010334 | 9.001e-05 | 9.0256e-05 | 9.0369e-05 | 8.9283e-05 | 9.998e-05 | 4.7914e-05 | 4.7914e-05
01/29 24:00:00 | 1 | 29 | 24 | 696 | WD | 0 | 0.00020389 | 0.00020389 | -0.00081265 | 7.7836e-05 | -1.3906e-12 | 0.00011415 | 0 | 0 | 5.4452e-05 | 0.00072402 | -0.0045507 | 0.00020389 | 0.00034869 | 0.00012638 | 0.00024666 | 0.00012638 | 0.00011415 | 0.00022925 | 0.00011415 | 0 | 6.5591e-05 | 0.0001118 | 0.0001236 | 7.7236e-05 | 9.1565e-05 | 0.00074714 | 0.00049831 | 0.0005777 | 0.0005777 | 0.00011415 | 0.00011415 | 0.00011415 | 0.00011416 | 0.00011415 | 0.00011415 | 9.9691e-05 | 6.8344e-05 | 6.1493e-05 | 5.7992e-05 | 0.00022929 | 0.00011415 | 0.00011415 | 0.00011415 | 0.00011415 | 1.729e-06 | 2.6771e-05 | 5.7344e-05 | 7.5048e-05 | 9.8344e-05 | 8.9686e-05 | 8.9622e-05 | 8.9593e-05 | 8.9785e-05 | 0.00010169 | 0.00010174 | 0.00010174
01/30 01:00:00 | 1 | 30 | 1 | 697 | WD | 0 | 0.00015767 | 0.00015767 | 0.00080482 | 7.5591e-05 | 0.00025245 | 0.00011415 | 0 | 0 | 2.1781e-05 | 0.00045754 | -0.0053807 | 0.00015767 | 0.00012474 | 9.19e-05 | 0.00019015 | 9.19e-05 | 0.00011415 | 0.00022925 | 0.00011415 | 0 | 6.5591e-05 | 0.0001118 | 8.8371e-05 | 7.7174e-05 | 8.0634e-05 | 0.00054109 | 0.00049806 | 0.00051179 | 0.00051179 | 0.00011415 | 0.00011415 | 0.00011415 | 0.00011416 | 0.00011415 | 0.00011415 | 4.5468e-05 | 6.8027e-05 | 5.8924e-05 | 5.4272e-05 | 0.00022929 | 0.00011415 | 0.00011415 | 0.00011415 | 0.00011415 | 1.2032e-06 | 2.496e-05 | 5.3631e-05 | 7.0234e-05 | 7.2855e-05 | 8.9584e-05 | 8.3519e-05 | 8.0705e-05 | 9.1157e-05 | 0.00010284 | 0.00017591 | 0.00017591
01/30 02:00:00 | 1 | 30 | 2 | 698 | WD | 0 | 0.00018516 | 0.00018516 | 4.6049e-07 | 7.4695e-05 | 0.00023244 | 0.00011415 | 0 | 0 | 2.1781e-05 | 0.000445 | -0.006043 | 0.00018516 | 0.00020105 | 8.5656e-05 | 0.00023072 | 8.5656e-05 | 0.00011415 | 0.00022925 | 0.00011415 | 0 | 6.5591e-05 | 0.0001118 | 8.725e-05 | 7.7124e-05 | 8.0253e-05 | 0.00053502 | 0.00049785 | 0.00050971 | 0.00050971 | 0.00011415 | 0.00011415 | 0.00011415 | 0.00011416 | 0.00011415 | 0.00011415 | 3.6463e-05 | 6.7924e-05 | 5.8637e-05 | 5.3892e-05 | 0.00022929 | 0.00011415 | 0.00011415 | 0.00011415 | 0.00011415 | 1.2032e-06 | 2.437e-05 | 5.3103e-05 | 6.9742e-05 | 6.7689e-05 | 8.9547e-05 | 8.3368e-05 | 8.0502e-05 | 9.2036e-05 | 0.00010368 | 0.00020858 | 0.00020858
01/30 03:00:00 | 1 | 30 | 3 | 699 | WD | 0 | 0.0001942 | 0.0001942 | -0.00097072 | 0 | 0.00022975 | 0.00011415 | 0 | 0 | 2.1781e-05 | 0.00043785 | -0.0048548 | 0.0001942 | 0.00024102 | 8.3946e-05 | 0.00025522 | 8.3946e-05 | 0.00011415 | 0.00022925 | 0.00011415 | 0 | 6.5591e-05 | 0.0001118 | 8.7135e-05 | 7.7106e-05 | 8.0205e-05 | 0.00053478 | 0.00049778 | 0.00050958 | 0.00050958 | 0.00011415 | 0.00011415 | 0.00011415 | 0.00011416 | 0.00011415 | 0.00011415 | 3.6473e-05 | 6.819e-05 | 6.0618e-05 | 5.6748e-05 | 0.00022929 | 0.00011415 | 0.00011415 | 0.00011415 | 0.00011415 | 1.23e-06 | 2.5894e-05 | 5.6002e-05 | 7.3438e-05 | 6.64e-05 | 8.9628e-05 | 8.3893e-05 | 8.1232e-05 | 9.1879e-05 | 0.00010424 | 0.00023364 | 0.00023364
01/30 04:00:00 | 1 | 30 | 4 | 700 | WD | 0 | 0.0002082 | 0.0002082 | 0.00097093 | 7.4446e-05 | 0.00022651 | 0.00011415 | 0 | 0 | 2.1781e-05 | 0.00040794 | -0.001811 | 0.0002082 | 0.00025858 | 8.2211e-05 | 0.00026429 | 8.2211e-05 | 0.00011415 | 0.00022925 | 0.00011415 | 0 | 6.5591e-05 | 0.0001118 | 8.7977e-05 | 7.7097e-05 | 8.046e-05 | 0.00054011 | 0.00049774 | 0.00051126 | 0.00051126 | 0.00011415 | 0.00011415 | 0.00011415 | 0.00011416 | 0.00011415 | 0.00011415 | 4.5596e-05 | 6.8975e-05 | 6.1912e-05 | 5.8304e-05 | 0.00022929 | 0.00011415 | 0.00011415 | 0.00011415 | 0.00011415 | 1.5508e-06 | 3.0373e-05 | 5.892e-05 | 7.5451e-05 | 7.1799e-05 | 8.9866e-05 | 8.4228e-05 | 8.1613e-05 | 9.1785e-05 | 0.00010458 | 0.00024319 | 0.00024319
01/30 05:00:00 | 1 | 30 | 5 | 701 | WD | 0 | 0.00020059 | 0.00020059 | 6.2214e-07 | 4.4241e-06 | 0.00021796 | 0.00011415 | 0 | 0 | 6.5342e-05 | 0.0003823 | 0.0013917 | 0.00020059 | 0.00026713 | 8.1198e-05 | 0.00026195 | 8.1198e-05 | 0.00011415 | 0.00022925 | 0.00011415 | 0 | 6.5591e-05 | 0.0001118 | 0.00014758 | 7.7094e-05 | 9.8878e-05 | 0.00088884 | 0.00049773 | 0.00062252 | 0.00062252 | 0.00011415 | 0.00011415 | 0.00011415 | 0.00011416 | 0.00011415 | 0.00011415 | 5.4768e-05 | 7.0282e-05 | 7.6832e-05 | 8.0178e-05 | 0.00022929 | 0.00011415 | 0.00011415 | 0.00011415 | 0.00011415 | 2.0054e-06 | 3.7834e-05 | 7.9583e-05 | 0.00010376 | 7.7811e-05 | 9.026e-05 | 8.8802e-05 | 8.8125e-05 | 9.1793e-05 | 0.00010473 | 0.0002282 | 0.0002282
01/30 06:00:00 | 1 | 30 | 6 | 702 | WD | 0 | 0.00021759 | 0.00021759 | 2.4782e-06 | 0.00015211 | -1.5577e-12 | 0.00011415 | 0 | 0 | 0.00013613 | 0.00037215 | 0.0033636 | 0.00021759 | 0.00027356 | 8.7512e-05 | 0.00025885 | 8.7512e-05 | 0.00011415 | 0.00022925 | 0.00011415 | 0 | 6.5591e-05 | 0.0001118 | 0.00014094 | 8.111e-05 | 9.9602e-05 | 0.00085212 | 0.00052239 | 0.00062759 | 0.00062759 | 0.00011415 | 0.00011415 | 0.00011415 | 0.00011416 | 0.00011415 | 0.00011415 | 9.1181e-05 | 9.299e-05 | 0.0001022 | 0.0001069 | 0.00022929 | 0.00011415 | 0.00011415 | 0.00011415 | 0.00011415 | 3.0749e-06 | 6.2531e-05 | 0.00011054 | 0.00013835 | 9.6571e-05 | 9.8522e-05 | 9.6897e-05 | 9.6143e-05 | 9.1831e-05 | 0.00010471 | 0.00021145 | 0.00021145
01/30 07:00:00 | 1 | 30 | 7 | 703 | WD | 0 | 0.00024881 | 0.00024881 | 1.216e-05 | 0.00017022 | 7.5464e-14 | 0.00011415 | 0 | 0 | 0.00015247 | -0.0010716 | 0.00366 | 0.00024881 | -0.00019946 | 9.9871e-05 | 0.00029958 | 9.9871e-05 | 0.00011415 | 0.00022925 | 0.00011415 | 0 | 6.5591e-05 | 0.0001126 | 0.00012712 | 8.6816e-05 | 9.9273e-05 | 0.00075456 | 0.00053916 | 0.00060788 | 0.00060788 | 0.00011415 | 0.00011415 | 0.00011415 | 0.00011416 | 0.00011415 | 0.00011415 | 0.00012828 | 0.00012421 | 0.00013044 | 0.00013363 | 0.00022929 | 0.00011415 | 0.00011415 | 0.00011415 | 0.00011415 | 4.0107e-06 | 9.1597e-05 | 8.8347e-05 | 8.6466e-05 | 0.00011576 | 0.00011194 | 0.00010651 | 0.00010399 | 8.6005e-05 | 0.0001259 | 0.00072302 | 0.00072302
01/30 08:00:00 | 1 | 30 | 8 | 704 | WD | 1.1143e-05 | 0.00024826 | 0.00024826 | 2.34e-05 | 0.00017582 | 4.7973e-13 | 0.00011415 | 6.16e-05 | 6.16e-05 | 0.00013613 | -0.00048489 | 0.0033314 | 0.00024826 | -7.1368e-05 | 0.00011103 | 0.00029645 | 0.00011103 | 0.00011415 | 0.00011463 | 0.00011415 | 6.324e-06 | 6.5591e-05 | 0.0001126 | 0.0001068 | 0.00010141 | 0.00010308 | 0.00063057 | 0.00062264 | 0.00062517 | 0.00062517 | 0.00011415 | 0.00011415 | 0.00011415 | 0.00011416 | 0.00011415 | 0.00011415 | 0.000149 | 0.00014153 | 0.00018936 | 0.00021381 | 0.000151 | 0.00011415 | 0.00011415 | 0.00011415 | 0.00011415 | 1.8946e-05 | 0.00012132 | 0.00013258 | 0.00013909 | 0.00012572 | 0.0001188 | 0.00012538 | 0.00012843 | 9.3552e-05 | 0.0001234 | 0.00084444 | 0.00084444
01/30 09:00:00 | 1 | 30 | 9 | 705 | WD | 8.2767e-05 | 0.00027528 | 0.00027528 | 0.0010657 | 0.00026457 | 1.5523e-12 | 0.00011415 | 0.00014526 | 0.00014526 | 5.9897e-05 | -0.00023661 | 0.0028329 | 0.00027528 | 0.00011487 | 0.00011108 | 0.0003255 | 0.00011108 | 0.00011415 | 0 | 0.00011415 | 8.4731e-05 | 0.00016398 | 0.0001685 | 0.00011003 | 0.00010371 | 0.00010566 | 0.00064862 | 0.00063668 | 0.00064049 | 0.00064049 | 0.00011415 | 0.00011415 | 0.00011415 | 0.00011416 | 0.00011415 | 0.00011415 | 0.00016895 | 0.00015345 | 0.0001934 | 0.00021381 | 0 | 0.00011415 | 0.00011415 | 0.00011415 | 0.00011415 | 9.2682e-05 | 0.00015477 | 0.00014771 | 0.00014362 | 0.00013696 | 0.00011935 | 0.00014503 | 0.00015694 | 9.3921e-05 | 0.00012041 | 0.00068768 | 0.00068768
01/30 10:00:00 | 1 | 30 | 10 | 706 | WD | 0.00016631 | 0.00029292 | 0.00029292 | -0.0010208 | 0.0001737 | 0.00021486 | 0.00011415 | 0.00019798 | 0.00019798 | 4.0839e-05 | -0.00016684 | 0.0023386 | 0.00029292 | 0.00028472 | 0.00011156 | 0.00036522 | 0.00011156 | 0.00011415 | 0 | 0.00011415 | 0.00030487 | 0.00029516 | 0.0002244 | 0.00011331 | 0.00010365 | 0.00010663 | 0.00066774 | 0.00063631 | 0.00064634 | 0.00064634 | 0.00011415 | 0.00011415 | 0.00011415 | 0.00011416 | 0.00011415 | 0.00011415 | 0.0001871 | 0.00015456 | 0.00019377 | 0.00021381 | 0 | 0.00011415 | 0.00011415 | 0.00011415 | 0.00011415 | 0.0001861 | 0.00020246 | 0.00016832 | 0.00014854 | 0.00014768 | 0.00011995 | 0.00015021 | 0.00016425 | 9.3929e-05 | 0.00011863 | 0.00058947 | 0.00058947
01/30 11:00:00 | 1 | 30 | 11 | 707 | WD | 0.00022936 | 0.0002475 | 0.0002475 | 0.00031221 | 0.00016987 | 0.00021991 | 0.00011415 | 0 | 0 | 4.0839e-05 | 0.0013813 | 0.0019295 | 0.0002475 | 0.0005567 | 0.00011463 | 0.00030049 | 0.00011463 | 0.00011415 | 0 | 0.00011415 | 0.00043596 | 0.00029516 | 0.0002244 | 0.00011374 | 0.00010356 | 0.00010671 | 0.00066986 | 0.00063575 | 0.00064663 | 0.00064663 | 0.00011415 | 0.00011415 | 0.00011415 | 0.00011416 | 0.00011415 | 0.00011415 | 0.00018706 | 0.00015413 | 0.00019363 | 0.00021381 | 0 | 0.00011415 | 0.00011415 | 0.00011415 | 0.00011415 | 0.00025844 | 0.00023727 | 0.00018363 | 0.00015258 | 0.00014905 | 0.00011977 | 0.00014901 | 0.00016257 | 9.387e-05 | 0.00011763 | 0.00054564 | 0.00054564
01/30 12:00:00 | 1 | 30 | 12 | 708 | WD | 0.00027048 | 0.00023568 | 0.00023568 | 0.0006299 | 0.00016614 | 0.00021998 | 0.00011415 | 0 | 0 | 4.0839e-05 | 0.00074026 | 0.0016275 | 0.00023568 | 0.00043973 | 0.00011458 | 0.00028424 | 0.00011458 | 0.00011415 | 0 | 0.00011415 | 0.00047113 | 0.00029516 | 0.0002244 | 0.00014289 | 0.00010341 | 0.00011561 | 0.00084059 | 0.00063481 | 0.00070047 | 0.00070047 | 0.00011415 | 0.00011415 | 0.00011415 | 0.00011416 | 0.00011415 | 0.00011415 | 0.000187 | 0.00015348 | 0.00019341 | 0.00021381 | 0 | 0.00011415 | 0.00011415 | 0.00011415 | 0.00011415 | 0.00031711 | 0.00024632 | 0.00023192 | 0.00022358 | 0.00014924 | 0.00011951 | 0.00015008 | 0.00016427 | 9.3517e-05 | 0.00011654 | 0.00050419 | 0.00050419
01/30 13:00:00 | 1 | 30 | 13 | 709 | WD | 0.00027587 | 0.00023228 | 0.00023228 | 0.00010885 | 0.00016328 | 0.00021627 | 0.00011415 | 0 | 0 | 4.0839e-05 | 0.00053206 | 0.0013962 | 0.00023228 | 0.00039273 | 0.00011115 | 0.00028056 | 0.00011115 | 0.00011415 | 0 | 0.00011415 | 0.00047113 | 0.00029516 | 0.0002244 | 0.0001138 | 0.0001034 | 0.00010661 | 0.00066981 | 0.00063476 | 0.00064594 | 0.00064594 | 0.00011415 | 0.00011415 | 0.00011415 | 0.00011416 | 0.00011415 | 0.00011415 | 0.00018694 | 0.0001532 | 0.00019331 | 0.00021381 | 0 | 0.00011415 | 0.00011415 | 0.00011415 | 0.00011415 | 0.00032969 | 0.00024586 | 0.00023217 | 0.00022424 | 0.00014888 | 0.00011941 | 0.00015343 | 0.0001692 | 9.3237e-05 | 0.00011588 | 0.00047061 | 0.00047061
01/30 14:00:00 | 1 | 30 | 14 | 710 | WD | 0.00024569 | 0.00021007 | 0.00021007 | 7.6336e-06 | 8.0759e-05 | 0.00022375 | 0.00011415 | 0 | 0 | 4.0839e-05 | 0.00043275 | 0.0011938 | 0.00021007 | 0.00035428 | 0.00011051 | 0.00026152 | 0.00011051 | 0.00011415 | 0 | 0.00011415 | 0.00047039 | 0.00029516 | 0.0002244 | 0.00011477 | 0.0001076 | 0.00010982 | 0.00067549 | 0.00066057 | 0.00066533 | 0.00066533 | 0.00011415 | 0.00011415 | 0.00011415 | 0.00011416 | 0.00011415 | 0.00011415 | 0.00018653 | 0.00015279 | 0.00019317 | 0.00021381 | 0 | 0.00011415 | 0.00011415 | 0.00011415 | 0.00011415 | 0.00030215 | 0.00024506 | 0.00023108 | 0.00022299 | 0.00014712 | 0.00012076 | 0.00015188 | 0.00016632 | 9.2775e-05 | 0.00011526 | 0.00042614 | 0.00042614
01/30 15:00:00 | 1 | 30 | 15 | 711 | WD | 0.00018618 | 0.00021581 | 0.00021581 | 6.8401e-06 | 0.00015976 | 0.00023635 | 0.00011415 | 0 | 0 | 4.0839e-05 | 0.00038981 | 0.0010564 | 0.00021581 | 0.00034428 | 0.00010956 | 0.00025798 | 0.00010956 | 0.00011415 | 0 | 0.00011415 | 0.00038828 | 0.00029516 | 0.0002244 | 0.00011473 | 0.00010721 | 0.00010953 | 0.00067519 | 0.00065814 | 0.00066358 | 0.00066358 | 0.00011415 | 0.00011415 | 0.00011415 | 0.00011416 | 0.00011415 | 0.00011415 | 0.00018548 | 0.00015218 | 0.00019297 | 0.00021381 | 0 | 0.00011415 | 0.00011415 | 0.00011415 | 0.00011415 | 0.00023245 | 0.00022157 | 0.00017717 | 0.00015145 | 0.00014637 | 0.00012042 | 0.0001495 | 0.00016298 | 9.2719e-05 | 0.00011476 | 0.00038824 | 0.00038824
01/30 16:00:00 | 1 | 30 | 16 | 712 | WD | 0.00011421 | 0.00020163 | 0.00020163 | 3.5316e-06 | 7.9844e-05 | 0.00024949 | 0.00011415 | 0 | 0 | 7.0788e-05 | 0.00036065 | 0.00094415 | 0.00020163 | 0.00032655 | 0.00011092 | 0.00024799 | 0.00011092 | 0.00011415 | 0 | 0.00011415 | 0.00024774 | 0.00029516 | 0.0002244 | 0.00011161 | 0.00010332 | 0.00010588 | 0.00065669 | 0.00063427 | 0.00064142 | 0.00064142 | 0.00011415 | 0.00011415 | 0.00011415 | 0.00011416 | 0.00011415 | 0.00011415 | 0.00016661 | 0.00015069 | 0.00019246 | 0.00021381 | 0 | 0.00011415 | 0.00011415 | 0.00011415 | 0.00011415 | 0.00014103 | 0.00017784 | 0.00015843 | 0.00014719 | 0.00013451 | 0.0001186 | 0.00014896 | 0.00016304 | 9.2781e-05 | 0.00011458 | 0.00037099 | 0.00037099
01/30 17:00:00 | 1 | 30 | 17 | 713 | WD | 2.3854e-05 | 0.00023314 | 0.00023314 | 7.7703e-06 | 0.00016143 | -2.0051e-12 | 0.00011415 | 0.00025756 | 0.00025756 | 0.00015247 | -0.0010596 | 0.00088416 | 0.00023314 | -0.00012853 | 0.00012 | 0.00027436 | 0.00012 | 0.00011415 | 0 | 0.00011415 | 0.00010624 | 0.00029516 | 0.0002244 | 0.00010343 | 0.00010269 | 0.00010291 | 0.00060862 | 0.0006304 | 0.00062345 | 0.00062345 | 0.00011415 | 0.00011415 | 0.00011415 | 0.00011416 | 0.00011415 | 0.00011415 | 0.00014779 | 0.00014437 | 0.00015214 | 0.00015611 | 0 | 0.00011415 | 0.00011415 | 0.00011415 | 0.00011415 | 5.9913e-05 | 0.00012416 | 0.00011136 | 0.00010395 | 0.00012346 | 0.00011649 | 0.00013912 | 0.00014961 | 8.6809e-05 | 0.0001152 | 0.00040568 | 0.00040568
01/30 18:00:00 | 1 | 30 | 18 | 714 | WD | 0 | 0.00025127 | 0.00025127 | 0.0010239 | 0.00016488 | -7.5459e-13 | 0.00011415 | 0 | 0 | 0.00021236 | -0.00047502 | 0.00086069 | 0.00025127 | 0.00014486 | 0.00013406 | 0.00029358 | 0.00013406 | 0.00011415 | 0.00022925 | 0.00011415 | 0 | 0.00029516 | 0.0002244 | 0.00010114 | 0.00010229 | 0.00010194 | 0.00059506 | 0.00062796 | 0.00061746 | 0.00061746 | 0.00011415 | 0.00011415 | 0.00011415 | 0.00011416 | 0.00011415 | 0.00011415 | 0.00012914 | 0.00014038 | 0.00012961 | 0.00012411 | 0.00019295 | 0.00011415 | 0.00011415 | 0.00011415 | 0.00011415 | 8.1708e-06 | 8.9986e-05 | 8.3938e-05 | 8.0435e-05 | 0.00011853 | 0.00012301 | 0.00014206 | 0.0001509 | 8.7256e-05 | 0.00011601 | 0.00046788 | 0.00046788
01/30 19:00:00 | 1 | 30 | 19 | 715 | WD | 0 | 0.00028901 | 0.00028901 | -0.001012 | 0.00016842 | -3.8268e-13 | 0.00011415 | 0 | 0 | 0.00028587 | -0.00025362 | 0.00082535 | 0.00028901 | 0.00031901 | 0.00014271 | 0.00033863 | 0.00014271 | 0.00011415 | 0.00022925 | 0.00011415 | 0 | 6.5591e-05 | 0.0001126 | 0.00010114 | 0.00010017 | 0.00010047 | 0.0005948 | 0.00061492 | 0.0006085 | 0.0006085 | 0.00011415 | 0.00011415 | 0.00011415 | 0.00011416 | 0.00011415 | 0.00011415 | 0.00012867 | 0.00012924 | 0.00011284 | 0.00010446 | 0.00022929 | 0.00011415 | 0.00011415 | 0.00011415 | 0.00011415 | 4.7071e-06 | 8.1186e-05 | 7.2578e-05 | 6.7593e-05 | 0.00011794 | 0.000119 | 0.00011913 | 0.00011919 | 8.791e-05 | 0.00011672 | 0.00070732 | 0.00070732
01/30 20:00:00 | 1 | 30 | 20 | 716 | WD | 0 | 0.00027331 | 0.00027331 | 1.2007e-05 | 0.00016916 | -2.8565e-13 | 0.00011415 | 0 | 0 | 0.00034305 | -0.00012589 | 0.00075596 | 0.00027331 | 0.00025184 | 0.00014653 | 0.00031238 | 0.00014653 | 0.00011415 | 0.00022925 | 0.00011415 | 0 | 6.5591e-05 | 0.0001126 | 9.9092e-05 | 9.8653e-05 | 9.8789e-05 | 0.0005826 | 0.00060563 | 0.00059828 | 0.00059828 | 0.00011415 | 0.00011415 | 0.00011415 | 0.00011416 | 0.00011415 | 0.00011415 | 0.00011028 | 0.00012072 | 0.00010105 | 9.1006e-05 | 0.00022929 | 0.00011415 | 0.00011415 | 0.00011415 | 0.00011415 | 6.0385e-06 | 7.1053e-05 | 0.00010064 | 0.00011777 | 0.00010846 | 0.00011592 | 0.00011411 | 0.00011327 | 8.8083e-05 | 0.00011762 | 0.00076409 | 0.00076409
01/30 21:00:00 | 1 | 30 | 21 | 717 | WD | 0 | 0.00026815 | 0.00026815 | 0.00049532 | 0.0001669 | 0 | 0.00011415 | 0 | 0 | 0.00034849 | -8.035e-05 | 0.00065127 | 0.00026815 | 0.00022921 | 0.00014762 | 0.00030487 | 0.00014762 | 0.00011415 | 0.00022925 | 0.00011415 | 0 | 6.5591e-05 | 0.0001126 | 9.8802e-05 | 9.5547e-05 | 9.6553e-05 | 0.00058084 | 0.00058656 | 0.00058473 | 0.00058473 | 0.00011415 | 0.00011415 | 0.00011415 | 0.00011416 | 0.00011415 | 0.00011415 | 0.00010984 | 0.00010476 | 8.6009e-05 | 7.6429e-05 | 0.00022929 | 0.00011415 | 0.00011415 | 0.00011415 | 0.00011415 | 4.8306e-06 | 5.9917e-05 | 8.4608e-05 | 9.8906e-05 | 0.00010687 | 0.00010986 | 0.00010446 | 0.00010196 | 8.8079e-05 | 0.00011808 | 0.00083036 | 0.00083036
01/30 22:00:00 | 1 | 30 | 22 | 718 | WD | 0 | 0.00026278 | 0.00026278 | 0.00054194 | 0.00013813 | 2.0698e-12 | 0.00011415 | 0 | 0 | 0.00023959 | -5.6649e-05 | 0.00045762 | 0.00026278 | 0.00022155 | 0.00014405 | 0.00030801 | 0.00014405 | 0.00011415 | 0.00022925 | 0.00011415 | 0 | 6.5591e-05 | 0.0001126 | 9.5437e-05 | 8.1594e-05 | 8.5873e-05 | 0.00057638 | 0.00050091 | 0.00052499 | 0.00052499 | 0.00011415 | 0.00011415 | 0.00011415 | 0.00011416 | 0.00011415 | 0.00011415 | 0.00010924 | 9.2279e-05 | 7.4921e-05 | 6.6052e-05 | 0.00022929 | 0.00011415 | 0.00011415 | 0.00011415 | 0.00011415 | 3.2016e-06 | 4.5412e-05 | 7.0785e-05 | 8.5478e-05 | 0.00010524 | 9.8711e-05 | 9.8225e-05 | 9.7999e-05 | 9.1491e-05 | 9.6328e-05 | 0.00085355 | 0.00085355
01/30 23:00:00 | 1 | 30 | 23 | 719 | WD | 0 | 0.00024458 | 0.00024458 | 6.7492e-06 | 0.00010501 | 7.9772e-13 | 0.00011415 | 0 | 0 | 0.00013341 | 0.0010989 | -0.001863 | 0.00024458 | 0.00054369 | 0.00013614 | 0.00029431 | 0.00013614 | 0.00011415 | 0.00022925 | 0.00011415 | 0 | 6.5591e-05 | 0.0001118 | 9.4971e-05 | 7.7068e-05 | 8.2601e-05 | 0.00057855 | 0.00049143 | 0.00051923 | 0.00051923 | 0.00011415 | 0.00011415 | 0.00011415 | 0.00011416 | 0.00011415 | 0.00011415 | 0.00010883 | 6.9436e-05 | 6.3877e-05 | 6.1037e-05 | 0.00022929 | 0.00011415 | 0.00011415 | 0.00011415 | 0.00011415 | 2.0797e-06 | 3.3003e-05 | 6.2124e-05 | 7.8988e-05 | 0.00010383 | 8.9961e-05 | 9.0179e-05 | 9.028e-05 | 9.1995e-05 | 0.00010119 | 8.7891e-05 | 8.7891e-05
01/30 24:00:00 | 1 | 30 | 24 | 720 | WD | 0 | 0.00021636 | 0.00021636 | 2.182e-06 | 7.7854e-05 | -1.3906e-12 | 0.00011415 | 0 | 0 | 5.4452e-05 | 0.00073938 | -0.0041177 | 0.00021636 | 0.00035849 | 0.00012638 | 0.00026441 | 0.00012638 | 0.00011415 | 0.00022925 | 0.00011415 | 0 | 6.5591e-05 | 0.0001118 | 0.00012347 | 7.7054e-05 | 9.1399e-05 | 0.0007465 | 0.00049753 | 0.00057696 | 0.00057696 | 0.00011415 | 0.00011415 | 0.00011415 | 0.00011416 | 0.00011415 | 0.00011415 | 9.9691e-05 | 6.8344e-05 | 6.1493e-05 | 5.7992e-05 | 0.00022929 | 0.00011415 | 0.00011415 | 0.00011415 | 0.00011415 | 1.729e-06 | 2.6771e-05 | 5.7344e-05 | 7.5048e-05 | 9.8775e-05 | 8.9649e-05 | 8.9526e-05 | 8.947e-05 | 9.2098e-05 | 0.00010302 | 0.00017824 | 0.00017824
01/31 01:00:00 | 1 | 31 | 1 | 721 | WE | 0 | 0.0001588 | 0.0001588 | 1.0033e-06 | 7.5823e-05 | 0.00025245 | 0.00011415 | 0 | 0 | 2.1781e-05 | 0.00044153 | -0.0053923 | 0.0001588 | 7.3425e-05 | 9.281e-05 | 0.00019153 | 9.281e-05 | 0.00011415 | 0.00022925 | 0.00011415 | 0 | 1.6398e-05 | 1.3975e-05 | 9.0049e-05 | 7.7041e-05 | 8.1061e-05 | 0.00051444 | 0.00049749 | 0.0005029 | 0.0005029 | 0.00011415 | 0.00011415 | 0.00011415 | 0.00011416 | 0.00011415 | 0.00011415 | 9.1034e-05 | 6.7637e-05 | 6.0012e-05 | 5.6116e-05 | 0.00022929 | 0.00011415 | 0.00011415 | 0.00011415 | 0.00011415 | 2.6738e-06 | 2.2734e-05 | 5.4326e-05 | 7.262e-05 | 9.2535e-05 | 8.9366e-05 | 8.3807e-05 | 8.1229e-05 | 8.4556e-05 | 0.00010417 | 0.0002376 | 0.0002376
01/31 02:00:00 | 1 | 31 | 2 | 722 | WE | 0 | 0.00019629 | 0.00019629 | 3.8717e-07 | 7.4822e-05 | 0.00023244 | 0.00011415 | 0 | 0 | 2.1781e-05 | 0.00046982 | -0.0065318 | 0.00019629 | 0.00014317 | 8.6205e-05 | 0.00024644 | 8.6205e-05 | 0.00011415 | 0.00022925 | 0.00011415 | 0 | 1.6398e-05 | 1.3975e-05 | 8.8969e-05 | 7.7029e-05 | 8.0719e-05 | 0.00049568 | 0.00049746 | 0.00049689 | 0.00049689 | 0.00011415 | 0.00011415 | 0.00011415 | 0.00011416 | 0.00011415 | 0.00011415 | 9.1034e-05 | 6.7538e-05 | 5.9021e-05 | 5.4669e-05 | 0.00022929 | 0.00011415 | 0.00011415 | 0.00011415 | 0.00011415 | 2.6738e-06 | 2.2169e-05 | 5.2933e-05 | 7.0747e-05 | 9.2583e-05 | 8.9342e-05 | 8.3129e-05 | 8.0247e-05 | 8.4439e-05 | 0.00010494 | 0.00026777 | 0.00026777
01/31 03:00:00 | 1 | 31 | 3 | 723 | WE | 0 | 0.00020648 | 0.00020648 | 0.00097142 | 0 | 0.00022975 | 0.00011415 | 0 | 0 | 2.1781e-05 | 0.00042804 | -0.0050805 | 0.00020648 | 0.00018999 | 8.4304e-05 | 0.00027262 | 8.4304e-05 | 0.00011415 | 0.00022925 | 0.00011415 | 0 | 1.6398e-05 | 1.3975e-05 | 8.8711e-05 | 7.7019e-05 | 8.0632e-05 | 0.00049212 | 0.0004976 | 0.00049585 | 0.00049585 | 0.00011415 | 0.00011415 | 0.00011415 | 0.00011416 | 0.00011415 | 0.00011415 | 9.1034e-05 | 6.7578e-05 | 5.8145e-05 | 5.3326e-05 | 0.00022929 | 0.00011415 | 0.00011415 | 0.00011415 | 0.00011415 | 2.6738e-06 | 2.2396e-05 | 5.1915e-05 | 6.9009e-05 | 9.2609e-05 | 8.9357e-05 | 8.2882e-05 | 7.9879e-05 | 8.4459e-05 | 0.00010545 | 0.00029015 | 0.00029015
01/31 04:00:00 | 1 | 31 | 4 | 724 | WE | 0 | 0.00023053 | 0.00023053 | -0.00097151 | 7.4523e-05 | 0.00022651 | 0.00011415 | 0 | 0 | 2.1781e-05 | 0.00040211 | -0.0015508 | 0.00023053 | 0.00019943 | 8.2413e-05 | 0.00029602 | 8.2413e-05 | 0.00011415 | 0.00022925 | 0.00011415 | 0 | 1.6398e-05 | 1.3975e-05 | 8.8522e-05 | 7.7013e-05 | 8.057e-05 | 0.00048968 | 0.00049771 | 0.00049515 | 0.00049515 | 0.00011415 | 0.00011415 | 0.00011415 | 0.00011416 | 0.00011415 | 0.00011415 | 9.1034e-05 | 6.8179e-05 | 5.8423e-05 | 5.3438e-05 | 0.00022929 | 0.00011415 | 0.00011415 | 0.00011415 | 0.00011415 | 2.6738e-06 | 2.5829e-05 | 5.3266e-05 | 6.9154e-05 | 9.2641e-05 | 8.9542e-05 | 8.2962e-05 | 7.991e-05 | 8.4257e-05 | 0.0001059 | 0.00031023 | 0.00031023
01/31 05:00:00 | 1 | 31 | 5 | 725 | WE | 0 | 0.00023624 | 0.00023624 | 8.3961e-07 | 7.5362e-05 | 0.00021796 | 0.00011415 | 0 | 0 | 6.5342e-05 | 0.00038449 | 0.0014443 | 0.00023624 | 0.00021472 | 8.158e-05 | 0.00030192 | 8.158e-05 | 0.00011415 | 0.00022925 | 0.00011415 | 0 | 1.6398e-05 | 1.3975e-05 | 0.00010009 | 7.701e-05 | 8.4142e-05 | 0.00055638 | 0.0004977 | 0.00051642 | 0.00051642 | 0.00011415 | 0.00011415 | 0.00011415 | 0.00011416 | 0.00011415 | 0.00011415 | 9.1034e-05 | 6.9401e-05 | 6.1076e-05 | 5.6823e-05 | 0.00022929 | 0.00011415 | 0.00011415 | 0.00011415 | 0.00011415 | 2.6738e-06 | 3.2805e-05 | 5.8598e-05 | 7.3534e-05 | 9.2772e-05 | 8.9913e-05 | 8.3712e-05 | 8.0836e-05 | 8.4222e-05 | 0.00010616 | 0.00032635 | 0.00032635
01/31 06:00:00 | 1 | 31 | 6 | 726 | WE | 0 | 0.00024542 | 0.00024542 | 2.7823e-06 | 7.8868e-05 | -1.5577e-12 | 0.00011415 | 0 | 0 | 0.00013613 | 0.00038112 | 0.0034645 | 0.00024542 | 0.00021273 | 8.8117e-05 | 0.00030938 | 8.8117e-05 | 0.00011415 | 0.00022925 | 0.00011415 | 0 | 1.6398e-05 | 1.3975e-05 | 9.9202e-05 | 8.0215e-05 | 8.6083e-05 | 0.00055024 | 0.00051738 | 0.00052786 | 0.00052786 | 0.00011415 | 0.00011415 | 0.00011415 | 0.00011416 | 0.00011415 | 0.00011415 | 9.1034e-05 | 8.6668e-05 | 7.4596e-05 | 6.8429e-05 | 0.00022929 | 0.00011415 | 0.00011415 | 0.00011415 | 0.00011415 | 2.6738e-06 | 4.7626e-05 | 7.3544e-05 | 8.8553e-05 | 9.2793e-05 | 9.6252e-05 | 8.7892e-05 | 8.4014e-05 | 8.4088e-05 | 0.00010629 | 0.00033392 | 0.00033392
01/31 07:00:00 | 1 | 31 | 7 | 727 | WE | 0 | 0.00027802 | 0.00027802 | 0.0010541 | 0.00017299 | 7.5442e-14 | 0.00011415 | 0 | 0 | 0.00015247 | -0.0010842 | 0.0037538 | 0.00027802 | -0.00032301 | 0.00010137 | 0.00034042 | 0.00010137 | 0.00011415 | 0.00022925 | 0.00011415 | 0 | 1.6398e-05 | 1.4769e-05 | 9.9862e-05 | 8.6154e-05 | 9.0391e-05 | 0.00053824 | 0.00053516 | 0.00053615 | 0.00053615 | 0.00011415 | 0.00011415 | 0.00011415 | 0.00011416 | 0.00011415 | 0.00011415 | 9.1034e-05 | 0.00011711 | 9.2869e-05 | 8.0485e-05 | 0.00022929 | 0.00011415 | 0.00011415 | 0.00011415 | 0.00011415 | 2.6738e-06 | 6.6196e-05 | 9.0235e-05 | 0.00010416 | 9.2838e-05 | 0.00010949 | 9.9341e-05 | 9.4633e-05 | 8.2877e-05 | 0.00012361 | 0.00015571 | 0.00015571
01/31 08:00:00 | 1 | 31 | 8 | 728 | WE | 1.2004e-05 | 0.00029013 | 0.00029013 | 2.6521e-05 | 0.00026951 | 4.7973e-13 | 0.00011415 | 6.1959e-05 | 6.1959e-05 | 0.00013613 | -0.00047994 | 0.00345 | 0.00029013 | -0.00013053 | 0.000114 | 0.0003413 | 0.000114 | 0.00011415 | 0.00011463 | 0.00011415 | 1.5902e-06 | 1.6398e-05 | 1.4769e-05 | 9.5461e-05 | 0.00010127 | 9.9473e-05 | 0.0010874 | 0.0012434 | 0.0011936 | 0.0011936 | 0.00011415 | 0.00011415 | 0.00011415 | 0.00011416 | 0.00011415 | 0.00011415 | 9.1034e-05 | 0.00013698 | 0.00010655 | 9.0996e-05 | 0.000151 | 0.00011415 | 0.00011415 | 0.00011415 | 0.00011415 | 8.8443e-06 | 9.5576e-05 | 0.0001098 | 0.00011804 | 9.0775e-05 | 0.00011724 | 0.00010335 | 9.6907e-05 | 8.1943e-05 | 0.00012379 | 0.00035134 | 0.00035134
01/31 09:00:00 | 1 | 31 | 9 | 729 | WE | 8.5149e-05 | 0.00029729 | 0.00029729 | 2.6813e-05 | 0.00021191 | 1.5523e-12 | 0.00011415 | 0.00014608 | 0.00014608 | 5.9897e-05 | -0.00023954 | 0.0029098 | 0.00029729 | 6.4415e-05 | 0.00011567 | 0.00036381 | 0.00011567 | 0.00011415 | 0 | 0.00011415 | 8.5211e-06 | 1.6398e-05 | 1.4769e-05 | 9.541e-05 | 0.00010317 | 0.00010077 | 0.00049508 | 0.0006334 | 0.00058927 | 0.00058927 | 0.00011415 | 0.00011415 | 0.00011415 | 0.00011416 | 0.00011415 | 0.00011415 | 9.1034e-05 | 0.0001481 | 0.00011624 | 9.9958e-05 | 0 | 0.00011415 | 0.00011415 | 0.00011415 | 0.00011415 | 4.619e-05 | 0.00013546 | 0.00013299 | 0.00013155 | 8.6988e-05 | 0.00011728 | 0.00010254 | 9.5705e-05 | 8.4214e-05 | 0.00012343 | 0.00027118 | 0.00027118
01/31 10:00:00 | 1 | 31 | 10 | 730 | WE | 0.00016986 | 0.00032304 | 0.00032304 | 0.00036317 | 0.00023604 | 0.00021486 | 0.00011415 | 0.0001979 | 0.0001979 | 4.0839e-05 | -0.00017993 | 0.0023922 | 0.00032304 | 0.00023322 | 0.00011778 | 0.00039738 | 0.00011778 | 0.00011415 | 0 | 0.00011415 | 1.6931e-05 | 1.6398e-05 | 1.4769e-05 | 9.6058e-05 | 0.00010324 | 0.00010102 | 0.00049557 | 0.00063381 | 0.0005897 | 0.0005897 | 0.00011415 | 0.00011415 | 0.00011415 | 0.00011416 | 0.00011415 | 0.00011415 | 9.1034e-05 | 0.00014946 | 0.00011937 | 0.000104 | 0 | 0.00011415 | 0.00011415 | 0.00011415 | 0.00011415 | 8.7247e-05 | 0.00018099 | 0.0001544 | 0.00013899 | 8.6978e-05 | 0.00011816 | 0.00010491 | 9.8766e-05 | 8.4965e-05 | 0.00012093 | 0.00024083 | 0.00024083
01/31 11:00:00 | 1 | 31 | 11 | 731 | WE | 0.00023157 | 0.0002702 | 0.0002702 | -0.00032126 | 0.00017341 | 0.00021991 | 0.00011415 | 0 | 0 | 4.0839e-05 | 0.0014099 | 0.0019953 | 0.0002702 | 0.00059035 | 0.00012151 | 0.00033083 | 0.00012151 | 0.00011415 | 0 | 0.00011415 | 2.419e-05 | 1.6398e-05 | 1.4769e-05 | 9.5373e-05 | 0.00010332 | 0.00010086 | 0.0004902 | 0.0006343 | 0.00058832 | 0.00058832 | 0.00011415 | 0.00011415 | 0.00011415 | 0.00011416 | 0.00011415 | 0.00011415 | 9.1034e-05 | 0.00014938 | 0.00011814 | 0.00010218 | 0 | 0.00011415 | 0.00011415 | 0.00011415 | 0.00011415 | 0.0001225 | 0.00021436 | 0.00016618 | 0.00013827 | 8.6955e-05 | 0.00011829 | 0.00010404 | 9.7429e-05 | 8.5352e-05 | 0.00011928 | 0.00021288 | 0.00021288
01/31 12:00:00 | 1 | 31 | 12 | 732 | WE | 0.00027336 | 0.00025422 | 0.00025422 | 1.1515e-05 | 0.00016896 | 0.00021998 | 0.00011415 | 0 | 0 | 4.0839e-05 | 0.0007494 | 0.0016902 | 0.00025422 | 0.00046509 | 0.00012155 | 0.00030875 | 0.00012155 | 0.00011415 | 0 | 0.00011415 | 2.6174e-05 | 1.6398e-05 | 1.4769e-05 | 0.00012386 | 0.00010342 | 0.00010974 | 0.00065542 | 0.00063492 | 0.00064146 | 0.00064146 | 0.00011415 | 0.00011415 | 0.00011415 | 0.00011416 | 0.00011415 | 0.00011415 | 9.1034e-05 | 0.00014911 | 0.0001139 | 9.5904e-05 | 0 | 0.00011415 | 0.00011415 | 0.00011415 | 0.00011415 | 0.00015163 | 0.00022125 | 0.00016404 | 0.00013091 | 8.7202e-05 | 0.00011822 | 0.00010418 | 9.7667e-05 | 8.5805e-05 | 0.00011786 | 0.00018264 | 0.00018264
01/31 13:00:00 | 1 | 31 | 13 | 733 | WE | 0.00028115 | 0.00025298 | 0.00025298 | 9.7588e-06 | 0.00016569 | 0.00021627 | 0.00011415 | 0 | 0 | 4.0839e-05 | 0.00054188 | 0.0014799 | 0.00025298 | 0.0004244 | 0.00011748 | 0.00030833 | 0.00011748 | 0.00011415 | 0 | 0.00011415 | 2.6174e-05 | 1.6398e-05 | 1.4769e-05 | 9.3956e-05 | 0.00010341 | 0.00010049 | 0.00047953 | 0.00063487 | 0.00058531 | 0.00058531 | 0.00011415 | 0.00011415 | 0.00011415 | 0.00011416 | 0.00011415 | 0.00011415 | 9.1034e-05 | 0.00014827 | 0.00011155 | 9.2781e-05 | 0 | 0.00011415 | 0.00011415 | 0.00011415 | 0.00011415 | 0.00015982 | 0.00021767 | 0.00016025 | 0.000127 | 8.686e-05 | 0.00011795 | 0.00010275 | 9.5695e-05 | 8.571e-05 | 0.00011697 | 0.00016725 | 0.00016725
01/31 14:00:00 | 1 | 31 | 14 | 734 | WE | 0.00025154 | 0.00023693 | 0.00023693 | 0.00016702 | 0.00016359 | 0.00022375 | 0.00011415 | 0 | 0 | 4.0839e-05 | 0.00043904 | 0.0012984 | 0.00023693 | 0.0003807 | 0.00011631 | 0.00028604 | 0.00011631 | 0.00011415 | 0 | 0.00011415 | 2.6174e-05 | 1.6398e-05 | 1.4769e-05 | 9.5903e-05 | 0.00010767 | 0.00010403 | 0.0004899 | 0.000661 | 0.00060641 | 0.00060641 | 0.00011415 | 0.00011415 | 0.00011415 | 0.00011416 | 0.00011415 | 0.00011415 | 9.1034e-05 | 0.00014778 | 0.00010773 | 8.7265e-05 | 0 | 0.00011415 | 0.00011415 | 0.00011415 | 0.00011415 | 0.00014778 | 0.00021561 | 0.00015442 | 0.00011898 | 8.6803e-05 | 0.00011929 | 0.00010061 | 9.195e-05 | 8.5375e-05 | 0.00011629 | 0.00014953 | 0.00014953
01/31 15:00:00 | 1 | 31 | 15 | 735 | WE | 0.00019219 | 0.00022842 | 0.00022842 | 0.00085509 | 0.00014332 | 0.00023635 | 0.00011415 | 0 | 0 | 4.0839e-05 | 0.00039374 | 0.0011903 | 0.00022842 | 0.00036189 | 0.00011474 | 0.00027732 | 0.00011474 | 0.00011415 | 0 | 0.00011415 | 2.2108e-05 | 1.6398e-05 | 1.4769e-05 | 9.6533e-05 | 0.00010732 | 0.00010399 | 0.00049266 | 0.00065885 | 0.00060583 | 0.00060583 | 0.00011415 | 0.00011415 | 0.00011415 | 0.00011416 | 0.00011415 | 0.00011415 | 9.1034e-05 | 0.0001471 | 0.00010447 | 8.269e-05 | 0 | 0.00011415 | 0.00011415 | 0.00011415 | 0.00011415 | 0.0001146 | 0.0001933 | 0.00014157 | 0.00011161 | 8.677e-05 | 0.00011896 | 9.1199e-05 | 7.8325e-05 | 8.5297e-05 | 0.00011588 | 0.00017951 | 0.00017951
01/31 16:00:00 | 1 | 31 | 16 | 736 | WE | 0.00011873 | 0.00022818 | 0.00022818 | 7.1208e-06 | 9.8919e-05 | 0.00024949 | 0.00011415 | 0 | 0 | 7.0788e-05 | 0.00037603 | 0.0010698 | 0.00022818 | 0.00036342 | 0.00011582 | 0.00028188 | 0.00011582 | 0.00011415 | 0 | 0.00011415 | 1.4181e-05 | 1.6398e-05 | 1.4769e-05 | 9.5815e-05 | 0.00010338 | 0.00010104 | 0.00048757 | 0.00063467 | 0.00058774 | 0.00058774 | 0.00011415 | 0.00011415 | 0.00011415 | 0.00011416 | 0.00011415 | 0.00011415 | 9.1034e-05 | 0.00014517 | 0.00010162 | 7.9372e-05 | 0 | 0.00011415 | 0.00011415 | 0.00011415 | 0.00011415 | 7.7331e-05 | 0.00014686 | 0.0001208 | 0.00010571 | 8.6754e-05 | 0.00011698 | 8.919e-05 | 7.6299e-05 | 8.5366e-05 | 0.00011584 | 0.00018377 | 0.00018377
01/31 17:00:00 | 1 | 31 | 17 | 737 | WE | 2.4033e-05 | 0.0002564 | 0.0002564 | -2.2267e-05 | 0.00016347 | -2.0051e-12 | 0.00011415 | 0.00025955 | 0.00025955 | 0.00015247 | -0.0010848 | 0.0010231 | 0.0002564 | -0.0001406 | 0.00012479 | 0.00030617 | 0.00012479 | 0.00011415 | 0 | 0.00011415 | 5.9478e-06 | 1.6398e-05 | 1.4769e-05 | 9.0424e-05 | 0.00010312 | 9.9193e-05 | 0.00045518 | 0.00063303 | 0.00057629 | 0.00057629 | 0.00011415 | 0.00011415 | 0.00011415 | 0.00011416 | 0.00011415 | 0.00011415 | 9.1034e-05 | 0.0001415 | 9.6622e-05 | 7.3692e-05 | 0 | 0.00011415 | 0.00011415 | 0.00011415 | 0.00011415 | 3.5756e-05 | 9.6331e-05 | 9.6505e-05 | 9.6606e-05 | 8.6753e-05 | 0.00011579 | 8.7941e-05 | 7.5023e-05 | 8.5749e-05 | 0.0001162 | 0.00020064 | 0.00020064
01/31 18:00:00 | 1 | 31 | 18 | 738 | WE | 0 | 0.00027433 | 0.00027433 | 0.00080279 | 0.00016734 | -7.5459e-13 | 0.00011415 | 0 | 0 | 0.00021236 | -0.00051955 | 0.0009908 | 0.00027433 | 0.000117 | 0.00013881 | 0.00032503 | 0.00013881 | 0.00011415 | 0.00022925 | 0.00011415 | 0 | 1.6398e-05 | 1.4769e-05 | 9.0377e-05 | 0.00010009 | 9.7089e-05 | 0.00046138 | 0.00061447 | 0.00056563 | 0.00056563 | 0.00011415 | 0.00011415 | 0.00011415 | 0.00011416 | 0.00011415 | 0.00011415 | 9.1034e-05 | 0.00012658 | 8.9254e-05 | 7.0179e-05 | 0.00019295 | 0.00011415 | 0.00011415 | 0.00011415 | 0.00011415 | 4.5257e-06 | 6.769e-05 | 8.2379e-05 | 9.0885e-05 | 9.1575e-05 | 0.0001181 | 9.4522e-05 | 8.3588e-05 | 8.5072e-05 | 0.00011695 | 0.00023702 | 0.00023702
01/31 19:00:00 | 1 | 31 | 19 | 739 | WE | 0 | 0.00030735 | 0.00030735 | -0.00075518 | 0.00017161 | -3.8268e-13 | 0.00011415 | 0 | 0 | 0.00028587 | -0.00026069 | 0.00094505 | 0.00030735 | 0.00030237 | 0.00014748 | 0.00036326 | 0.00014748 | 0.00011415 | 0.00022925 | 0.00011415 | 0 | 1.6398e-05 | 1.4769e-05 | 9.032e-05 | 9.9279e-05 | 9.651e-05 | 0.00046279 | 0.00060947 | 0.00056267 | 0.00056267 | 0.00011415 | 0.00011415 | 0.00011415 | 0.00011416 | 0.00011415 | 0.00011415 | 9.1034e-05 | 0.00012264 | 8.3483e-05 | 6.3475e-05 | 0.00022929 | 0.00011415 | 0.00011415 | 0.00011415 | 0.00011415 | 2.6738e-06 | 6.5305e-05 | 7.5968e-05 | 8.2143e-05 | 9.2581e-05 | 0.00011657 | 9.3662e-05 | 8.3037e-05 | 8.5053e-05 | 0.000118 | 0.00033006 | 0.00033006
01/31 20:00:00 | 1 | 31 | 20 | 740 | WE | 0 | 0.00028629 | 0.00028629 | 0.00028227 | 0.00017271 | -2.8567e-13 | 0.00011415 | 0 | 0 | 0.00034305 | -0.00012721 | 0.00086527 | 0.00028629 | 0.00023828 | 0.0001514 | 0.00032931 | 0.0001514 | 0.00011415 | 0.00022925 | 0.00011415 | 0 | 1.6398e-05 | 1.4769e-05 | 0.00010204 | 9.8304e-05 | 9.946e-05 | 0.00053203 | 0.00060348 | 0.00058068 | 0.00058068 | 0.00011415 | 0.00011415 | 0.00011415 | 0.00011416 | 0.00011415 | 0.00011415 | 9.1034e-05 | 0.00011781 | 8.0517e-05 | 6.1465e-05 | 0.00022929 | 0.00011415 | 0.00011415 | 0.00011415 | 0.00011415 | 2.6738e-06 | 6.1694e-05 | 7.2996e-05 | 7.9541e-05 | 9.2713e-05 | 0.00011446 | 9.2381e-05 | 8.2139e-05 | 8.4823e-05 | 0.00011855 | 0.00035223 | 0.00035223
01/31 21:00:00 | 1 | 31 | 21 | 741 | WE | 0 | 0.00028342 | 0.00028342 | 0.0007793 | 0.00017022 | 0 | 0.00011415 | 0 | 0 | 0.00034849 | -8.0689e-05 | 0.00076125 | 0.00028342 | 0.00021349 | 0.00015248 | 0.00032508 | 0.00015248 | 0.00011415 | 0.00022925 | 0.00011415 | 0 | 1.6398e-05 | 1.4769e-05 | 0.00010129 | 9.5498e-05 | 9.7287e-05 | 0.00052788 | 0.00058626 | 0.00056764 | 0.00056764 | 0.00011415 | 0.00011415 | 0.00011415 | 0.00011416 | 0.00011415 | 0.00011415 | 9.1034e-05 | 0.00010413 | 7.5344e-05 | 6.0638e-05 | 0.00022929 | 0.00011415 | 0.00011415 | 0.00011415 | 0.00011415 | 2.6738e-06 | 5.5997e-05 | 7.023e-05 | 7.8471e-05 | 9.272e-05 | 0.00010936 | 9.0587e-05 | 8.1881e-05 | 8.4663e-05 | 0.00011897 | 0.0003799 | 0.0003799
01/31 22:00:00 | 1 | 31 | 22 | 742 | WE | 0 | 0.00028215 | 0.00028215 | 9.3842e-06 | 0.00016695 | 2.0697e-12 | 0.00011415 | 0 | 0 | 0.00023959 | -5.6454e-05 | 0.0005432 | 0.00028215 | 0.00020516 | 0.00014889 | 0.00033022 | 0.00014889 | 0.00011415 | 0.00022925 | 0.00011415 | 0 | 1.6398e-05 | 1.4769e-05 | 9.6083e-05 | 8.0938e-05 | 8.5618e-05 | 0.00051776 | 0.00049688 | 0.00050354 | 0.00050354 | 0.00011415 | 0.00011415 | 0.00011415 | 0.00011416 | 0.00011415 | 0.00011415 | 9.1034e-05 | 8.8189e-05 | 6.8193e-05 | 5.7976e-05 | 0.00022929 | 0.00011415 | 0.00011415 | 0.00011415 | 0.00011415 | 2.6738e-06 | 3.8487e-05 | 6.1627e-05 | 7.5027e-05 | 9.2849e-05 | 9.9109e-05 | 8.6842e-05 | 8.1152e-05 | 8.7381e-05 | 0.00011938 | 0.0003983 | 0.0003983
01/31 23:00:00 | 1 | 31 | 23 | 743 | WE | 0 | 0.00026334 | 0.00026334 | 7.7502e-06 | 0.00016151 | 7.9772e-13 | 0.00011415 | 0 | 0 | 0.00013341 | 0.0011168 | -0.0017972 | 0.00026334 | 0.00056243 | 0.00013992 | 0.00031169 | 0.00013992 | 0.00011415 | 0.00022925 | 0.00011415 | 0 | 1.6398e-05 | 1.3975e-05 | 8.7641e-05 | 7.7056e-05 | 8.0327e-05 | 0.00047395 | 0.00049136 | 0.00048581 | 0.00048581 | 0.00011415 | 0.00011415 | 0.00011415 | 0.00011416 | 0.00011415 | 0.00011415 | 9.1034e-05 | 6.8383e-05 | 6.1574e-05 | 5.8095e-05 | 0.00022929 | 0.00011415 | 0.00011415 | 0.00011415 | 0.00011415 | 2.6738e-06 | 2.6995e-05 | 5.751e-05 | 7.5181e-05 | 9.2773e-05 | 8.9522e-05 | 8.3826e-05 | 8.1185e-05 | 8.6714e-05 | 9.6573e-05 | 0.00040737 | 0.00040737
01/31 24:00:00 | 1 | 31 | 24 | 744 | WE | 0 | 0.00021702 | 0.00021702 | 2.5584e-06 | 7.8771e-05 | -1.3906e-12 | 0.00011415 | 0 | 0 | 5.4452e-05 | 0.00074427 | -0.0040693 | 0.00021702 | 0.00036582 | 0.00012686 | 0.00026511 | 0.00012686 | 0.00011415 | 0.00022925 | 0.00011415 | 0 | 1.6398e-05 | 1.3975e-05 | 0.00011744 | 7.7062e-05 | 8.9541e-05 | 0.00064877 | 0.00049756 | 0.00054581 | 0.00054581 | 0.00011415 | 0.00011415 | 0.00011415 | 0.00011416 | 0.00011415 | 0.00011415 | 9.1034e-05 | 6.7664e-05 | 6.0585e-05 | 5.6968e-05 | 0.00022929 | 0.00011415 | 0.00011415 | 0.00011415 | 0.00011415 | 2.6738e-06 | 2.2886e-05 | 5.5079e-05 | 7.3722e-05 | 9.304e-05 | 8.9355e-05 | 8.3563e-05 | 8.0876e-05 | 8.6592e-05 | 0.00010147 | 0.00040807 | 0.00040807
02/01 01:00:00 | 2 | 1 | 1 | 745 | WE | 0 | 0.00014712 | 0.00014712 | 1.0425e-06 | 7.5814e-05 | 0.00025245 | 0.00011415 | 0 | 0 | 2.1781e-05 | 0.00043835 | -0.0053732 | 0.00014712 | 8.8317e-05 | 9.281e-05 | 0.0001749 | 9.281e-05 | 0.00011415 | 0.00022925 | 0.00011415 | 0 | 1.6398e-05 | 1.3975e-05 | 8.7655e-05 | 7.7091e-05 | 8.0356e-05 | 0.00047515 | 0.00049771 | 0.00049051 | 0.00049051 | 0.00011415 | 0.00011415 | 0.00011415 | 0.00011416 | 0.00011415 | 0.00011415 | 9.1034e-05 | 6.7729e-05 | 5.9644e-05 | 5.5513e-05 | 0.00022929 | 0.00011415 | 0.00011415 | 0.00011415 | 0.00011415 | 2.6738e-06 | 2.3262e-05 | 5.4025e-05 | 7.184e-05 | 9.2709e-05 | 8.9396e-05 | 8.3304e-05 | 8.0478e-05 | 8.6667e-05 | 0.00010293 | 0.00038511 | 0.00038511
02/01 02:00:00 | 2 | 1 | 2 | 746 | WE | 0 | 0.0001906 | 0.0001906 | 5.4811e-07 | 7.4808e-05 | 0.00023244 | 0.00011415 | 0 | 0 | 2.1781e-05 | 0.00047561 | -0.0063768 | 0.0001906 | 0.00021338 | 8.6205e-05 | 0.00023833 | 8.6205e-05 | 0.00011415 | 0.00022925 | 0.00011415 | 0 | 1.6398e-05 | 1.3975e-05 | 8.7671e-05 | 7.7137e-05 | 8.0393e-05 | 0.00047549 | 0.00049792 | 0.00049077 | 0.00049077 | 0.00011415 | 0.00011415 | 0.00011415 | 0.00011416 | 0.00011415 | 0.00011415 | 9.1034e-05 | 6.758e-05 | 5.8756e-05 | 5.4248e-05 | 0.00022929 | 0.00011415 | 0.00011415 | 0.00011415 | 0.00011415 | 2.6738e-06 | 2.2409e-05 | 5.2676e-05 | 7.0203e-05 | 9.2685e-05 | 8.9373e-05 | 8.306e-05 | 8.0131e-05 | 8.6615e-05 | 0.00010367 | 0.00038248 | 0.00038248
02/01 03:00:00 | 2 | 1 | 3 | 747 | WE | 0 | 0.00020882 | 0.00020882 | -0.00097104 | 0 | 0.00022975 | 0.00011415 | 0 | 0 | 2.1781e-05 | 0.00044223 | -0.0048691 | 0.00020882 | 0.00025387 | 8.4304e-05 | 0.00027596 | 8.4304e-05 | 0.00011415 | 0.00022925 | 0.00011415 | 0 | 1.6398e-05 | 1.3975e-05 | 8.7672e-05 | 7.7154e-05 | 8.0404e-05 | 0.00047608 | 0.00049799 | 0.000491 | 0.000491 | 0.00011415 | 0.00011415 | 0.00011415 | 0.00011416 | 0.00011415 | 0.00011415 | 9.1034e-05 | 6.7485e-05 | 5.7794e-05 | 5.2843e-05 | 0.00022929 | 0.00011415 | 0.00011415 | 0.00011415 | 0.00011415 | 2.6738e-06 | 2.1869e-05 | 5.1326e-05 | 6.8384e-05 | 9.2689e-05 | 8.9356e-05 | 8.2791e-05 | 7.9747e-05 | 8.6536e-05 | 0.00010417 | 0.0003857 | 0.0003857
02/01 04:00:00 | 2 | 1 | 4 | 748 | WE | 0 | 0.00021732 | 0.00021732 | 0.00097193 | 7.4532e-05 | 0.00022651 | 0.00011415 | 0 | 0 | 2.1781e-05 | 0.00040946 | -0.001231 | 0.00021732 | 0.0002851 | 8.2413e-05 | 0.00027721 | 8.2413e-05 | 0.00011415 | 0.00022925 | 0.00011415 | 0 | 1.6398e-05 | 1.3975e-05 | 8.7673e-05 | 7.7161e-05 | 8.041e-05 | 0.0004764 | 0.00049802 | 0.00049113 | 0.00049113 | 0.00011415 | 0.00011415 | 0.00011415 | 0.00011416 | 0.00011415 | 0.00011415 | 9.1034e-05 | 6.7544e-05 | 5.8391e-05 | 5.3714e-05 | 0.00022929 | 0.00011415 | 0.00011415 | 0.00011415 | 0.00011415 | 2.6738e-06 | 2.2203e-05 | 5.2163e-05 | 6.9512e-05 | 9.2634e-05 | 8.9376e-05 | 8.2961e-05 | 7.9985e-05 | 8.62e-05 | 0.00010436 | 0.00037743 | 0.00037743
02/01 05:00:00 | 2 | 1 | 5 | 749 | WE | 0 | 0.00021608 | 0.00021608 | 8.6778e-07 | 7.5372e-05 | 0.00021796 | 0.00011415 | 0 | 0 | 6.5342e-05 | 0.00039143 | 0.0017945 | 0.00021608 | 0.00031066 | 8.158e-05 | 0.00027321 | 8.158e-05 | 0.00011415 | 0.00022925 | 0.00011415 | 0 | 1.6398e-05 | 1.3975e-05 | 9.941e-05 | 7.7538e-05 | 8.4297e-05 | 0.00054522 | 0.00050032 | 0.00051464 | 0.00051464 | 0.00011415 | 0.00011415 | 0.00011415 | 0.00011416 | 0.00011415 | 0.00011415 | 9.1034e-05 | 6.9679e-05 | 5.9002e-05 | 5.3546e-05 | 0.00022929 | 0.00011415 | 0.00011415 | 0.00011415 | 0.00011415 | 2.6738e-06 | 2.4849e-05 | 5.2995e-05 | 6.9294e-05 | 9.2645e-05 | 9.015e-05 | 8.3174e-05 | 7.9939e-05 | 8.5624e-05 | 0.00010434 | 0.00036415 | 0.00036415
02/01 06:00:00 | 2 | 1 | 6 | 750 | WE | 0 | 0.00021797 | 0.00021797 | 2.5429e-06 | 7.8858e-05 | -1.5577e-12 | 0.00011415 | 0 | 0 | 0.00013613 | 0.0003889 | 0.0036892 | 0.00021797 | 0.00031957 | 8.8117e-05 | 0.0002703 | 8.8117e-05 | 0.00011415 | 0.00022925 | 0.00011415 | 0 | 1.6398e-05 | 1.3975e-05 | 9.8669e-05 | 8.0352e-05 | 8.6012e-05 | 0.00054102 | 0.00051754 | 0.00052503 | 0.00052503 | 0.00011415 | 0.00011415 | 0.00011415 | 0.00011416 | 0.00011415 | 0.00011415 | 9.1034e-05 | 8.4051e-05 | 6.7636e-05 | 5.9249e-05 | 0.00022929 | 0.00011415 | 0.00011415 | 0.00011415 | 0.00011415 | 2.6738e-06 | 3.4085e-05 | 6.1055e-05 | 7.6674e-05 | 9.2598e-05 | 9.5474e-05 | 8.5928e-05 | 8.1501e-05 | 8.5428e-05 | 0.0001043 | 0.00034993 | 0.00034993
02/01 07:00:00 | 2 | 1 | 7 | 751 | WE | 0 | 0.00025383 | 0.00025383 | 1.9979e-05 | 0.00017653 | 7.5442e-14 | 0.00011415 | 0 | 0 | 0.00015247 | -0.0010686 | 0.0040437 | 0.00025383 | -0.00014733 | 0.00010137 | 0.00030545 | 0.00010137 | 0.00011415 | 0.00022925 | 0.00011415 | 0 | 1.6398e-05 | 1.4769e-05 | 9.9478e-05 | 8.6355e-05 | 9.0411e-05 | 0.00053071 | 0.00053627 | 0.00053449 | 0.00053449 | 0.00011415 | 0.00011415 | 0.00011415 | 0.00011416 | 0.00011415 | 0.00011415 | 9.1034e-05 | 0.00011341 | 8.0931e-05 | 6.4334e-05 | 0.00022929 | 0.00011415 | 0.00011415 | 0.00011415 | 0.00011415 | 2.6738e-06 | 4.5297e-05 | 6.9335e-05 | 8.3254e-05 | 9.2606e-05 | 0.00010645 | 9.0356e-05 | 8.2893e-05 | 8.0923e-05 | 0.0001043 | 0.00035186 | 0.00035186
02/01 08:00:00 | 2 | 1 | 8 | 752 | WE | 0 | 0.00025127 | 0.00025127 | 0.0010747 | 0.0002659 | 4.7973e-13 | 0.00011415 | 4.6355e-05 | 4.6355e-05 | 0.00013613 | -0.00048011 | 0.0037106 | 0.00025127 | 1.4856e-05 | 0.000114 | 0.00028652 | 0.000114 | 0.00011415 | 0.00011463 | 0.00011415 | 1.1897e-06 | 1.6398e-05 | 1.4769e-05 | 9.5115e-05 | 0.00010119 | 9.9311e-05 | 0.00049624 | 0.00062126 | 0.00058137 | 0.00058137 | 0.00011415 | 0.00011415 | 0.00011415 | 0.00011416 | 0.00011415 | 0.00011415 | 9.1034e-05 | 0.00012812 | 8.977e-05 | 7.0176e-05 | 0.00011465 | 0.00011415 | 0.00011415 | 0.00011415 | 0.00011415 | 8.3914e-06 | 5.7207e-05 | 7.8621e-05 | 9.1021e-05 | 8.9535e-05 | 0.00011206 | 8.7938e-05 | 7.6749e-05 | 8.2832e-05 | 0.00010409 | 0.0003309 | 0.0003309
02/01 09:00:00 | 2 | 1 | 9 | 753 | WE | 7.9132e-05 | 0.0002641 | 0.0002641 | -0.00026196 | 0.00026309 | 1.5523e-12 | 0.00011415 | 0.00014209 | 0.00014209 | 5.9897e-05 | -0.00023323 | 0.0032087 | 0.0002641 | 0.00020463 | 0.00011567 | 0.00030884 | 0.00011567 | 0.00011415 | 0 | 0.00011415 | 8.2881e-06 | 1.6398e-05 | 1.4769e-05 | 9.5314e-05 | 0.00010374 | 0.00010113 | 0.00049034 | 0.00063688 | 0.00059013 | 0.00059013 | 0.00011415 | 0.00011415 | 0.00011415 | 0.00011416 | 0.00011415 | 0.00011415 | 9.1034e-05 | 0.0001411 | 9.6517e-05 | 7.3736e-05 | 0 | 0.00011415 | 0.00011415 | 0.00011415 | 0.00011415 | 4.5925e-05 | 9.6761e-05 | 9.6942e-05 | 9.7047e-05 | 8.6604e-05 | 0.00011331 | 8.371e-05 | 6.998e-05 | 8.5386e-05 | 0.00012644 | 0.0003065 | 0.0003065
02/01 10:00:00 | 2 | 1 | 10 | 754 | WE | 0.00016383 | 0.00026699 | 0.00026699 | -0.0007443 | 0.00018573 | 0.00021486 | 0.00011415 | 0.0002041 | 0.0002041 | 4.0839e-05 | -0.00015735 | 0.0027116 | 0.00026699 | 0.00039601 | 0.00011778 | 0.00032518 | 0.00011778 | 0.00011415 | 0 | 0.00011415 | 1.7461e-05 | 1.6398e-05 | 1.4769e-05 | 9.6198e-05 | 0.00010391 | 0.00010153 | -9.8834e-05 | 2.765e-08 | -3.1515e-05 | -3.1515e-05 | 0.00011415 | 0.00011415 | 0.00011415 | 0.00011416 | 0.00011415 | 0.00011415 | 9.1034e-05 | 0.00014285 | 9.7577e-05 | 7.4447e-05 | 0 | 0.00011415 | 0.00011415 | 0.00011415 | 0.00011415 | 8.9791e-05 | 0.00014716 | 0.00011704 | 9.9593e-05 | 8.6521e-05 | 0.00011382 | 8.4005e-05 | 7.0175e-05 | 8.5811e-05 | 0.00011968 | 0.00026986 | 0.00026986
02/01 11:00:00 | 2 | 1 | 11 | 755 | WE | 0.00022655 | 0.00020771 | 0.00020771 | 0.0010561 | 0.00017343 | 0.00021991 | 0.00011415 | 0 | 0 | 4.0839e-05 | 0.0012933 | 0.0023154 | 0.00020771 | 0.00050341 | 0.00012151 | 0.00024187 | 0.00012151 | 0.00011415 | 0 | 0.00011415 | 2.4938e-05 | 1.6398e-05 | 1.4769e-05 | 9.5869e-05 | 0.00010413 | 0.00010158 | -9.8537e-05 | 3.2672e-08 | -3.1416e-05 | -3.1416e-05 | 0.00011415 | 0.00011415 | 0.00011415 | 0.00011416 | 0.00011415 | 0.00011415 | 9.1034e-05 | 0.0001438 | 9.7766e-05 | 7.4243e-05 | 0 | 0.00011415 | 0.00011415 | 0.00011415 | 0.00011415 | 0.00012775 | 0.00018589 | 0.0001319 | 0.00010063 | 8.6446e-05 | 0.00011462 | 8.4219e-05 | 7.0119e-05 | 8.6042e-05 | 0.00011658 | 0.00023974 | 0.00023974
02/01 12:00:00 | 2 | 1 | 12 | 756 | WE | 0.00026682 | 0.00020353 | 0.00020353 | 1.1054e-05 | 0.00016969 | 0.00021998 | 0.00011415 | 0 | 0 | 4.0839e-05 | 0.00076373 | 0.0020026 | 0.00020353 | 0.00041488 | 0.00012155 | 0.00023647 | 0.00012155 | 0.00011415 | 0 | 0.00011415 | 2.6174e-05 | 1.6398e-05 | 1.4769e-05 | 0.00012432 | 0.00010429 | 0.00011048 | -0.00010063 | 3.2511e-08 | -3.2083e-05 | -3.2083e-05 | 0.00011415 | 0.00011415 | 0.00011415 | 0.00011416 | 0.00011415 | 0.00011415 | 9.1034e-05 | 0.00014429 | 9.6799e-05 | 7.2535e-05 | 0 | 0.00011415 | 0.00011415 | 0.00011415 | 0.00011415 | 0.00015647 | 0.00019375 | 0.00013386 | 9.9177e-05 | 8.6663e-05 | 0.0001148 | 8.3956e-05 | 6.9651e-05 | 8.6172e-05 | 0.00011505 | 0.00021324 | 0.00021324
02/01 13:00:00 | 2 | 1 | 13 | 757 | WE | 0.00027275 | 0.00019672 | 0.00019672 | 9.5166e-06 | 0.00016502 | 0.00021627 | 0.00011415 | 0 | 0 | 4.0839e-05 | 0.00056607 | 0.0017538 | 0.00019672 | 0.00037681 | 0.00011748 | 0.00022833 | 0.00011748 | 0.00011415 | 0 | 0.00011415 | 2.6174e-05 | 1.6398e-05 | 1.4769e-05 | 9.5221e-05 | 0.0001041 | 0.00010135 | -9.8989e-05 | 1.4199e-07 | -3.1486e-05 | -3.1486e-05 | 0.00011415 | 0.00011415 | 0.00011415 | 0.00011416 | 0.00011415 | 0.00011415 | 9.1034e-05 | 0.00014175 | 9.4766e-05 | 7.0757e-05 | 0 | 0.00011415 | 0.00011415 | 0.00011415 | 0.00011415 | 0.00016464 | 0.00019045 | 0.00013128 | 9.7015e-05 | 8.6321e-05 | 0.00011426 | 8.3452e-05 | 6.9164e-05 | 8.6365e-05 | 0.00011364 | 0.00018715 | 0.00018715
02/01 14:00:00 | 2 | 1 | 14 | 758 | WE | 0.00024549 | 0.00018859 | 0.00018859 | 7.8904e-06 | 0.00016362 | 0.00022375 | 0.00011415 | 0 | 0 | 4.0839e-05 | 0.00046629 | 0.0015515 | 0.00018859 | 0.00034375 | 0.00011631 | 0.00021722 | 0.00011631 | 0.00011415 | 0 | 0.00011415 | 2.6174e-05 | 1.6398e-05 | 1.4769e-05 | 9.7656e-05 | 0.000109 | 0.00010549 | -9.9321e-05 | 4.056e-07 | -3.1413e-05 | -3.1413e-05 | 0.00011415 | 0.00011415 | 0.00011415 | 0.00011416 | 0.00011415 | 0.00011415 | 9.1034e-05 | 0.00013915 | 9.3405e-05 | 7.0029e-05 | 0 | 0.00011415 | 0.00011415 | 0.00011415 | 0.00011415 | 0.00015254 | 0.00018646 | 0.00012894 | 9.5637e-05 | 8.6319e-05 | 0.00011519 | 8.3612e-05 | 6.8965e-05 | 8.6488e-05 | 0.0001129 | 0.00016506 | 0.00016506
02/01 15:00:00 | 2 | 1 | 15 | 759 | WE | 0.00018782 | 0.00017965 | 0.00017965 | 0.0010125 | 0.00016153 | 0.00023635 | 0.00011415 | 0 | 0 | 4.0839e-05 | 0.00040516 | 0.0013834 | 0.00017965 | 0.00031507 | 0.00011474 | 0.00020515 | 0.00011474 | 0.00011415 | 0 | 0.00011415 | 2.294e-05 | 1.6398e-05 | 1.4769e-05 | 9.796e-05 | 0.00010783 | 0.00010478 | -9.9752e-05 | 1.9405e-07 | -3.1694e-05 | -3.1694e-05 | 0.00011415 | 0.00011415 | 0.00011415 | 0.00011416 | 0.00011415 | 0.00011415 | 9.1034e-05 | 0.00013361 | 9.3133e-05 | 7.2451e-05 | 0 | 0.00011415 | 0.00011415 | 0.00011415 | 0.00011415 | 0.00011909 | 0.00016456 | 0.00012237 | 9.7931e-05 | 8.6337e-05 | 0.0001131 | 8.3403e-05 | 6.9628e-05 | 8.6509e-05 | 0.00011277 | 0.00016613 | 0.00016613
02/01 16:00:00 | 2 | 1 | 16 | 760 | WE | 0.00011067 | 0.0001635 | 0.0001635 | -0.001002 | 8.075e-05 | 0.00024949 | 0.00011415 | 0 | 0 | 7.0788e-05 | 0.00036999 | 0.0012187 | 0.0001635 | 0.00029012 | 0.00011582 | 0.00019256 | 0.00011582 | 0.00011415 | 0 | 0.00011415 | 1.4116e-05 | 1.6398e-05 | 1.4769e-05 | 9.7128e-05 | 0.00010396 | 0.00010185 | -0.00010009 | 7.1731e-08 | -3.1884e-05 | -3.1884e-05 | 0.00011415 | 0.00011415 | 0.00011415 | 0.00011416 | 0.00011415 | 0.00011415 | 9.1034e-05 | 0.00013256 | 9.1594e-05 | 7.0664e-05 | 0 | 0.00011415 | 0.00011415 | 0.00011415 | 0.00011415 | 7.7593e-05 | 0.00012146 | 0.00010415 | 9.4127e-05 | 8.6336e-05 | 0.00011142 | 8.2537e-05 | 6.9139e-05 | 8.6544e-05 | 0.00011278 | 0.00016426 | 0.00016426
02/01 17:00:00 | 2 | 1 | 17 | 761 | WE | 2.1949e-05 | 0.00019215 | 0.00019215 | 9.0134e-06 | 0.0001635 | -2.0051e-12 | 0.00011415 | 0.00024477 | 0.00024477 | 0.00015247 | -0.00080435 | 0.0011313 | 0.00019215 | 7.2524e-05 | 0.00012479 | 0.00021471 | 0.00012479 | 0.00011415 | 0 | 0.00011415 | 5.6092e-06 | 1.6398e-05 | 1.4769e-05 | 9.1632e-05 | 0.00010242 | 9.9087e-05 | -0.00010112 | -7.6344e-08 | -3.2314e-05 | -3.2314e-05 | 0.00011415 | 0.00011415 | 0.00011415 | 0.00011416 | 0.00011415 | 0.00011415 | 9.1034e-05 | 0.0001272 | 8.767e-05 | 6.7472e-05 | 0 | 0.00011415 | 0.00011415 | 0.00011415 | 0.00011415 | 3.5192e-05 | 7.9691e-05 | 8.5233e-05 | 8.8442e-05 | 8.6282e-05 | 0.00010927 | 8.1257e-05 | 6.8265e-05 | 8.6589e-05 | 0.00011288 | 0.00016877 | 0.00016877
02/01 18:00:00 | 2 | 1 | 18 | 762 | WE | 0 | 0.00021152 | 0.00021152 | 1.0305e-05 | 0.00016735 | -7.5459e-13 | 0.00011415 | 1.7703e-05 | 1.7703e-05 | 0.00021236 | -0.00049368 | 0.0010386 | 0.00021152 | 0.00023258 | 0.00013881 | 0.00023562 | 0.00013881 | 0.00011415 | 0.00017194 | 0.00011415 | 2.9126e-07 | 1.6398e-05 | 1.4769e-05 | 9.1665e-05 | 9.9874e-05 | 9.7337e-05 | -9.078e-05 | -3.9112e-08 | -2.8991e-05 | -2.8991e-05 | 0.00011415 | 0.00011415 | 0.00011415 | 0.00011416 | 0.00011415 | 0.00011415 | 9.1034e-05 | 0.00011561 | 8.1138e-05 | 6.3525e-05 | 0.00019014 | 0.00011415 | 0.00011415 | 0.00011415 | 0.00011415 | 4.2695e-06 | 5.734e-05 | 7.3121e-05 | 8.2259e-05 | 9.1034e-05 | 0.0001107 | 8.979e-05 | 8.009e-05 | 8.5732e-05 | 0.00011023 | 0.0001759 | 0.0001759
02/01 19:00:00 | 2 | 1 | 19 | 763 | WE | 0 | 0.00023581 | 0.00023581 | 0.0010504 | 0.00017159 | -3.8268e-13 | 0.00011415 | 0 | 0 | 0.00028587 | -0.0002702 | 0.00096982 | 0.00023581 | 0.00035075 | 0.00014748 | 0.00026142 | 0.00014748 | 0.00011415 | 0.00022925 | 0.00011415 | 0 | 1.6398e-05 | 1.4769e-05 | 9.1812e-05 | 9.9407e-05 | 9.706e-05 | -8.7358e-05 | 6.7973e-08 | -2.7826e-05 | -2.7826e-05 | 0.00011415 | 0.00011415 | 0.00011415 | 0.00011416 | 0.00011415 | 0.00011415 | 9.1034e-05 | 0.00011003 | 7.7586e-05 | 6.1008e-05 | 0.00022929 | 0.00011415 | 0.00011415 | 0.00011415 | 0.00011415 | 2.6738e-06 | 5.0504e-05 | 6.8518e-05 | 7.895e-05 | 9.1998e-05 | 0.00011045 | 9.1003e-05 | 8.1982e-05 | 8.5668e-05 | 0.0001105 | 0.00018751 | 0.00018751
02/01 20:00:00 | 2 | 1 | 20 | 764 | WE | 0 | 0.000222 | 0.000222 | 1.2581e-05 | 0.00017273 | -2.8567e-13 | 0.00011415 | 0 | 0 | 0.00034305 | -0.00012398 | 0.00089969 | 0.000222 | 0.00030636 | 0.0001514 | 0.0002378 | 0.0001514 | 0.00011415 | 0.00022925 | 0.00011415 | 0 | 1.6398e-05 | 1.4769e-05 | 0.00010351 | 9.8051e-05 | 9.9738e-05 | -8.7366e-05 | -6.9208e-09 | -2.7879e-05 | -2.7879e-05 | 0.00011415 | 0.00011415 | 0.00011415 | 0.00011415 | 0.00011415 | 0.00011415 | 9.1034e-05 | 0.00010294 | 7.5135e-05 | 6.0927e-05 | 0.00022929 | 0.00011415 | 0.00011415 | 0.00011415 | 0.00011415 | 2.6738e-06 | 4.5251e-05 | 6.6526e-05 | 7.8846e-05 | 9.2116e-05 | 0.00010731 | 8.9991e-05 | 8.196e-05 | 8.5656e-05 | 9.6412e-05 | 0.00018838 | 0.00018838
02/01 21:00:00 | 2 | 1 | 21 | 765 | WE | 0 | 0.00021431 | 0.00021431 | 1.7225e-05 | 0.00023322 | 0 | 0.00011415 | 0 | 0 | 0.00034849 | -8.0701e-05 | 0.00077897 | 0.00021431 | 0.00026794 | 0.00015248 | 0.00021721 | 0.00015248 | 0.00011415 | 0.00022925 | 0.00011415 | 0 | 1.6398e-05 | 1.4769e-05 | 0.0001026 | 9.499e-05 | 9.7343e-05 | -8.7931e-05 | -1.1384e-07 | -2.8132e-05 | -2.8132e-05 | 0.00011415 | 0.00011415 | 0.00011415 | 0.00011416 | 0.00011415 | 0.00011415 | 9.1034e-05 | 9.0849e-05 | 6.9112e-05 | 5.8004e-05 | 0.00022929 | 0.00011415 | 0.00011415 | 0.00011415 | 0.00011415 | 2.6738e-06 | 3.7324e-05 | 6.1224e-05 | 7.5064e-05 | 9.2105e-05 | 0.0001026 | 8.7954e-05 | 8.116e-05 | 8.5666e-05 | 9.8432e-05 | 0.00019056 | 0.00019056
02/01 22:00:00 | 2 | 1 | 22 | 766 | WE | 0 | 0.00019628 | 0.00019628 | 1.0153e-05 | 0.00013306 | 2.0697e-12 | 0.00011415 | 0 | 0 | 0.00023959 | -5.8023e-05 | 0.00060424 | 0.00019628 | 0.00025851 | 0.00014889 | 0.0002131 | 0.00014889 | 0.00011415 | 0.00022925 | 0.00011415 | 0 | 1.6398e-05 | 1.4769e-05 | 9.715e-05 | 7.8551e-05 | 8.4299e-05 | -6.3895e-05 | -9.7069e-08 | -2.0452e-05 | -2.0452e-05 | 0.00011415 | 0.00011415 | 0.00011415 | 0.00011416 | 0.00011415 | 0.00011415 | 9.1034e-05 | 7.192e-05 | 6.0961e-05 | 5.5362e-05 | 0.00022929 | 0.00011415 | 0.00011415 | 0.00011415 | 0.00011415 | 2.6738e-06 | 2.9495e-05 | 5.6187e-05 | 7.1643e-05 | 9.2097e-05 | 9.1111e-05 | 8.3819e-05 | 8.0436e-05 | 8.7033e-05 | 0.00010005 | 0.00019292 | 0.00019292
02/01 23:00:00 | 2 | 1 | 23 | 767 | WE | 0 | 0.00017753 | 0.00017753 | 0.0010151 | 0.00013448 | 7.9772e-13 | 0.00011415 | 0 | 0 | 0.00013341 | 0.00098617 | -0.0018071 | 0.00017753 | 0.00044369 | 0.00013992 | 0.00019363 | 0.00013992 | 0.00011415 | 0.00022925 | 0.00011415 | 0 | 1.6398e-05 | 1.3975e-05 | 8.8525e-05 | 7.7568e-05 | 8.0954e-05 | -5.7761e-05 | 2.0159e-05 | -4.7021e-06 | -4.7021e-06 | 0.00011415 | 0.00011415 | 0.00011415 | 0.00011416 | 0.00011415 | 0.00011415 | 9.1034e-05 | 6.8193e-05 | 5.8822e-05 | 5.4034e-05 | 0.00022929 | 0.00011415 | 0.00011415 | 0.00011415 | 0.00011415 | 2.6738e-06 | 2.591e-05 | 5.3784e-05 | 6.9926e-05 | 9.2008e-05 | 8.9647e-05 | 8.3107e-05 | 8.0073e-05 | 8.6789e-05 | 0.0001007 | 0.0001939 | 0.0001939
02/01 24:00:00 | 2 | 1 | 24 | 768 | WE | 0 | 0.00014837 | 0.00014837 | -0.00099476 | 7.8773e-05 | -1.3906e-12 | 0.00011415 | 0 | 0 | 5.4452e-05 | 0.00061124 | -0.0051221 | 0.00014837 | 0.00028275 | 0.00012686 | 0.00016738 | 0.00012686 | 0.00011415 | 0.00022925 | 0.00011415 | 0 | 1.6398e-05 | 1.3975e-05 | 0.00011762 | 7.751e-05 | 8.9906e-05 | -6.0044e-05 | 3.3733e-05 | 3.8128e-06 | 3.8128e-06 | 0.00011415 | 0.00011415 | 0.00011415 | 0.00011416 | 0.00011415 | 0.00011415 | 9.1034e-05 | 6.8114e-05 | 5.8122e-05 | 5.3017e-05 | 0.00022929 | 0.00011415 | 0.00011415 | 0.00011415 | 0.00011415 | 2.6738e-06 | 2.5458e-05 | 5.2785e-05 | 6.8609e-05 | 9.2284e-05 | 8.9608e-05 | 8.2904e-05 | 7.9794e-05 | 8.672e-05 | 0.0001011 | 0.00019273 | 0.00019273
02/02 01:00:00 | 2 | 2 | 1 | 769 | WD | 0 | 0.00010961 | 0.00010961 | 0.00097971 | 7.5495e-05 | 0.00025245 | 0.00011415 | 0 | 0 | 2.1781e-05 | 0.00040039 | -0.0053662 | 0.00010961 | 0.0001065 | 9.19e-05 | 0.00012175 | 9.19e-05 | 0.00011415 | 0.00022925 | 0.00011415 | 0 | 6.5591e-05 | 0.0001118 | 8.6252e-05 | 7.7459e-05 | 8.0176e-05 | -6.2789e-06 | 3.3967e-05 | 2.1126e-05 | 2.1126e-05 | 0.00011415 | 0.00011415 | 0.00011415 | 0.00011416 | 0.00011415 | 0.00011415 | 4.5468e-05 | 6.8027e-05 | 5.8924e-05 | 5.4272e-05 | 0.00022929 | 0.00011415 | 0.00011415 | 0.00011415 | 0.00011415 | 1.2032e-06 | 2.496e-05 | 5.3631e-05 | 7.0234e-05 | 7.2515e-05 | 8.9647e-05 | 8.3151e-05 | 8.0138e-05 | 9.3033e-05 | 0.00010149 | 0.0002021 | 0.0002021
02/02 02:00:00 | 2 | 2 | 2 | 770 | WD | 0 | 0.0001227 | 0.0001227 | 9.8631e-09 | 7.4688e-05 | 0.00023244 | 0.00011415 | 0 | 0 | 2.1781e-05 | 0.00042098 | -0.0044628 | 0.0001227 | 0.00013863 | 8.5656e-05 | 0.00014181 | 8.5656e-05 | 0.00011415 | 0.00022925 | 0.00011415 | 0 | 6.5591e-05 | 0.0001118 | 8.6116e-05 | 7.7439e-05 | 8.012e-05 | 1.0335e-05 | 3.4031e-05 | 2.6471e-05 | 2.6471e-05 | 0.00011415 | 0.00011415 | 0.00011415 | 0.00011416 | 0.00011415 | 0.00011415 | 3.6463e-05 | 6.7924e-05 | 5.8637e-05 | 5.3892e-05 | 0.00022929 | 0.00011415 | 0.00011415 | 0.00011415 | 0.00011415 | 1.2032e-06 | 2.437e-05 | 5.3103e-05 | 6.9742e-05 | 6.7196e-05 | 8.9613e-05 | 8.3069e-05 | 8.0034e-05 | 9.2851e-05 | 0.00010179 | 0.00021011 | 0.00021011
02/02 03:00:00 | 2 | 2 | 3 | 771 | WD | 0 | 0.00013673 | 0.00013673 | -0.00097071 | 0 | 0.00022975 | 0.00011415 | 0 | 0 | 2.1781e-05 | 0.00045447 | -0.0047889 | 0.00013673 | 0.0002009 | 8.3946e-05 | 0.00017341 | 8.3946e-05 | 0.00011415 | 0.00022925 | 0.00011415 | 0 | 6.5591e-05 | 0.0001118 | 8.6147e-05 | 7.7421e-05 | 8.0118e-05 | 1.2867e-05 | 3.408e-05 | 2.7312e-05 | 2.7312e-05 | 0.00011415 | 0.00011415 | 0.00011415 | 0.00011416 | 0.00011415 | 0.00011415 | 3.6473e-05 | 6.819e-05 | 6.0618e-05 | 5.6748e-05 | 0.00022929 | 0.00011415 | 0.00011415 | 0.00011415 | 0.00011415 | 1.23e-06 | 2.5894e-05 | 5.6002e-05 | 7.3438e-05 | 6.5879e-05 | 8.969e-05 | 8.3628e-05 | 8.0816e-05 | 9.2727e-05 | 0.00010201 | 0.00020854 | 0.00020854
02/02 04:00:00 | 2 | 2 | 4 | 772 | WD | 0 | 0.00014919 | 0.00014919 | 0.00097092 | 7.445e-05 | 0.00022651 | 0.00011415 | 0 | 0 | 2.1781e-05 | 0.00041389 | -0.0018853 | 0.00014919 | 0.00021861 | 8.2211e-05 | 0.00018028 | 8.2211e-05 | 0.00011415 | 0.00022925 | 0.00011415 | 0 | 6.5591e-05 | 0.0001118 | 8.7057e-05 | 7.74e-05 | 8.0384e-05 | 1.4769e-05 | 3.4136e-05 | 2.7957e-05 | 2.7957e-05 | 0.00011415 | 0.00011415 | 0.00011415 | 0.00011416 | 0.00011415 | 0.00011415 | 4.5596e-05 | 6.8975e-05 | 6.1912e-05 | 5.8304e-05 | 0.00022929 | 0.00011415 | 0.00011415 | 0.00011415 | 0.00011415 | 1.5508e-06 | 3.0373e-05 | 5.892e-05 | 7.5451e-05 | 7.1285e-05 | 8.9921e-05 | 8.3992e-05 | 8.1242e-05 | 9.2702e-05 | 0.0001022 | 0.00021496 | 0.00021496
02/02 05:00:00 | 2 | 2 | 5 | 773 | WD | 0 | 0.0001555 | 0.0001555 | 4.3081e-07 | 7.5196e-05 | 0.00021796 | 0.00011415 | 0 | 0 | 6.5342e-05 | 0.00039395 | 0.0011766 | 0.0001555 | 0.00023156 | 8.1198e-05 | 0.00018708 | 8.1198e-05 | 0.00011415 | 0.00022925 | 0.00011415 | 0 | 6.5591e-05 | 0.0001118 | 9.9837e-05 | 7.7411e-05 | 8.4342e-05 | 1.638e-05 | 3.4112e-05 | 2.8454e-05 | 2.8454e-05 | 0.00011415 | 0.00011415 | 0.00011415 | 0.00011416 | 0.00011415 | 0.00011415 | 5.4768e-05 | 7.0282e-05 | 7.6832e-05 | 8.0178e-05 | 0.00022929 | 0.00011415 | 0.00011415 | 0.00011415 | 0.00011415 | 2.0054e-06 | 3.7834e-05 | 7.9583e-05 | 0.00010376 | 7.6847e-05 | 9.032e-05 | 8.821e-05 | 8.7231e-05 | 9.2671e-05 | 0.00010229 | 0.00018522 | 0.00018522
02/02 06:00:00 | 2 | 2 | 6 | 774 | WD | 0 | 0.00016089 | 0.00016089 | 2.1309e-06 | 7.8382e-05 | -1.5577e-12 | 0.00011415 | 0 | 0 | 0.00013613 | 0.00038384 | 0.0031387 | 0.00016089 | 0.00023691 | 8.7512e-05 | 0.00018926 | 8.7512e-05 | 0.00011415 | 0.00022925 | 0.00011415 | 0 | 6.5591e-05 | 0.0001118 | 0.00010273 | 8.1406e-05 | 8.7998e-05 | 1.8322e-05 | 3.4163e-05 | 2.9109e-05 | 2.9109e-05 | 0.00011415 | 0.00011415 | 0.00011415 | 0.00011416 | 0.00011415 | 0.00011415 | 9.1181e-05 | 9.299e-05 | 0.0001022 | 0.0001069 | 0.00022929 | 0.00011415 | 0.00011415 | 0.00011415 | 0.00011415 | 3.0749e-06 | 6.2531e-05 | 0.00011054 | 0.00013835 | 9.5712e-05 | 9.8576e-05 | 9.5857e-05 | 9.4596e-05 | 9.2689e-05 | 0.00010226 | 0.00017306 | 0.00017306
02/02 07:00:00 | 2 | 2 | 7 | 775 | WD | 0 | 0.00018413 | 0.00018413 | 1.093e-05 | 0.00017033 | 7.5464e-14 | 0.00011415 | 0 | 0 | 0.00015247 | -0.00078125 | 0.003489 | 0.00018413 | -1.716e-05 | 9.9871e-05 | 0.00020748 | 9.9871e-05 | 0.00011415 | 0.00022925 | 0.00011415 | 0 | 6.5591e-05 | 0.0001126 | 0.00010775 | 8.7105e-05 | 9.3485e-05 | -2.474e-06 | 8.6823e-06 | 5.1228e-06 | 5.1228e-06 | 0.00011415 | 0.00011415 | 0.00011415 | 0.00011416 | 0.00011415 | 0.00011415 | 0.00012828 | 0.00012421 | 0.00013044 | 0.00013363 | 0.00022929 | 0.00011415 | 0.00011415 | 0.00011415 | 0.00011415 | 4.0107e-06 | 9.1597e-05 | 8.8347e-05 | 8.6466e-05 | 0.00011513 | 0.00011199 | 0.00010508 | 0.00010187 | 8.8736e-05 | 0.00012483 | 0.00088847 | 0.00088847
02/02 08:00:00 | 2 | 2 | 8 | 776 | WD | 0 | 0.00019577 | 0.00019577 | 2.2627e-05 | 0.00026395 | 4.7973e-13 | 0.00011415 | 4.6099e-05 | 4.6099e-05 | 0.00013613 | -0.00047243 | 0.0032489 | 0.00019577 | 8.63e-05 | 0.00011103 | 0.00020844 | 0.00011103 | 0.00011415 | 0.00011463 | 0.00011415 | 4.7326e-06 | 6.5591e-05 | 0.0001126 | 0.00010636 | 0.00010192 | 0.00010329 | -8.2716e-06 | 1.2817e-07 | -2.5518e-06 | -2.5518e-06 | 0.00011415 | 0.00011415 | 0.00011415 | 0.00011416 | 0.00011415 | 0.00011415 | 0.000149 | 0.00014154 | 0.00018937 | 0.00021381 | 0.00011465 | 0.00011415 | 0.00011415 | 0.00011415 | 0.00011415 | 1.8238e-05 | 0.00011971 | 0.00013196 | 0.00013905 | 0.0001243 | 0.00011864 | 0.00012357 | 0.00012585 | 9.4224e-05 | 0.00011791 | 0.0009247 | 0.0009247
02/02 09:00:00 | 2 | 2 | 9 | 777 | WD | 7.6724e-05 | 0.00019344 | 0.00019344 | 0.00057825 | 0.00017633 | 1.5523e-12 | 0.00011415 | 0.00014177 | 0.00014177 | 5.9897e-05 | -0.00024049 | 0.0027951 | 0.00019344 | 0.00019226 | 0.00011108 | 0.00022231 | 0.00011108 | 0.00011415 | 0 | 0.00011415 | 8.2693e-05 | 0.00016398 | 0.0001685 | 0.00010988 | 0.00010416 | 0.00010593 | -8.8374e-06 | 3.7529e-08 | -2.7941e-06 | -2.7941e-06 | 0.00011415 | 0.00011415 | 0.00011415 | 0.00011416 | 0.00011415 | 0.00011415 | 0.00016895 | 0.00015347 | 0.00019341 | 0.00021381 | 0 | 0.00011415 | 0.00011415 | 0.00011415 | 0.00011415 | 9.2444e-05 | 0.000154 | 0.00014744 | 0.00014365 | 0.00013646 | 0.00011943 | 0.00014523 | 0.0001572 | 9.3916e-05 | 0.00011572 | 0.00074791 | 0.00074791
02/02 10:00:00 | 2 | 2 | 10 | 778 | WD | 0.00016302 | 0.00022228 | 0.00022228 | -0.00053944 | 0.00017376 | 0.00021486 | 0.00011415 | 0.00020532 | 0.00020532 | 4.0839e-05 | -0.0001648 | 0.0023251 | 0.00022228 | 0.00031839 | 0.00011156 | 0.00026465 | 0.00011156 | 0.00011415 | 0 | 0.00011415 | 0.00031617 | 0.00029516 | 0.0002244 | 0.00011312 | 0.00010406 | 0.00010686 | -8.5947e-06 | 1.0873e-08 | -2.7348e-06 | -2.7348e-06 | 0.00011415 | 0.00011415 | 0.00011415 | 0.00011416 | 0.00011415 | 0.00011415 | 0.0001871 | 0.00015456 | 0.00019377 | 0.00021381 | 0 | 0.00011415 | 0.00011415 | 0.00011415 | 0.00011415 | 0.00019227 | 0.00020546 | 0.00016964 | 0.00014891 | 0.00014718 | 0.00012001 | 0.00015031 | 0.00016436 | 9.3731e-05 | 0.00011434 | 0.00065316 | 0.00065316
02/02 11:00:00 | 2 | 2 | 11 | 779 | WD | 0.00023072 | 0.00020193 | 0.00020193 | 1.2433e-05 | 0.00018883 | 0.00021991 | 0.00011415 | 0 | 0 | 4.0839e-05 | 0.0010574 | 0.0019416 | 0.00020193 | 0.00048355 | 0.00011463 | 0.00023276 | 0.00011463 | 0.00011415 | 0 | 0.00011415 | 0.00045335 | 0.00029516 | 0.0002244 | 0.0001136 | 0.00010393 | 0.00010692 | -8.0967e-06 | 2.3214e-09 | -2.5817e-06 | -2.5817e-06 | 0.00011415 | 0.00011415 | 0.00011415 | 0.00011416 | 0.00011415 | 0.00011415 | 0.00018706 | 0.00015413 | 0.00019363 | 0.00021381 | 0 | 0.00011415 | 0.00011415 | 0.00011415 | 0.00011415 | 0.00027396 | 0.00024185 | 0.00018582 | 0.00015338 | 0.00014856 | 0.00011983 | 0.00014907 | 0.00016264 | 9.3631e-05 | 0.00011367 | 0.00061075 | 0.00061075
02/02 12:00:00 | 2 | 2 | 12 | 780 | WD | 0.00027148 | 0.00018889 | 0.00018889 | 1.0654e-05 | 0.00014762 | 0.00021998 | 0.00011415 | 0 | 0 | 4.0839e-05 | 0.00079429 | 0.0016164 | 0.00018889 | 0.00038785 | 0.00011458 | 0.00022043 | 0.00011458 | 0.00011415 | 0 | 0.00011415 | 0.00047113 | 0.00029516 | 0.0002244 | 0.00014272 | 0.0001038 | 0.00011583 | -7.3336e-06 | 6.8165e-09 | -2.3352e-06 | -2.3352e-06 | 0.00011415 | 0.00011415 | 0.00011415 | 0.00011416 | 0.00011415 | 0.00011415 | 0.000187 | 0.00015348 | 0.00019341 | 0.00021381 | 0 | 0.00011415 | 0.00011415 | 0.00011415 | 0.00011415 | 0.00033229 | 0.00024632 | 0.00023243 | 0.00022439 | 0.00014879 | 0.00011958 | 0.00015045 | 0.00016477 | 9.3555e-05 | 0.00011299 | 0.0005762 | 0.0005762
02/02 13:00:00 | 2 | 2 | 13 | 781 | WD | 0.0002771 | 0.00019054 | 0.00019054 | 9.2074e-06 | 0.00016328 | 0.00021627 | 0.00011415 | 0 | 0 | 4.0839e-05 | 0.00055483 | 0.0013622 | 0.00019054 | 0.00035196 | 0.00011115 | 0.00022114 | 0.00011115 | 0.00011415 | 0 | 0.00011415 | 0.00047113 | 0.00029516 | 0.0002244 | 0.00011384 | 0.00010378 | 0.00010689 | -6.2678e-06 | 7.0805e-09 | -1.9949e-06 | -1.9949e-06 | 0.00011415 | 0.00011415 | 0.00011415 | 0.00011416 | 0.00011415 | 0.00011415 | 0.00018694 | 0.0001532 | 0.00019331 | 0.00021381 | 0 | 0.00011415 | 0.00011415 | 0.00011415 | 0.00011415 | 0.00034493 | 0.00024586 | 0.00023268 | 0.00022505 | 0.00014847 | 0.00011948 | 0.00015386 | 0.0001698 | 9.3506e-05 | 0.00011263 | 0.00054452 | 0.00054452
02/02 14:00:00 | 2 | 2 | 14 | 782 | WD | 0.00024983 | 0.00018248 | 0.00018248 | 0.0010125 | 0.00016152 | 0.00022375 | 0.00011415 | 0 | 0 | 4.0839e-05 | 0.00045185 | 0.0011365 | 0.00018248 | 0.0003175 | 0.00011051 | 0.00021006 | 0.00011051 | 0.00011415 | 0 | 0.00011415 | 0.00047113 | 0.00029516 | 0.0002244 | 0.00011477 | 0.00010797 | 0.00011007 | -5.3656e-06 | 3.3515e-09 | -1.7097e-06 | -1.7097e-06 | 0.00011415 | 0.00011415 | 0.00011415 | 0.00011416 | 0.00011415 | 0.00011415 | 0.00018653 | 0.00015279 | 0.00019317 | 0.00021381 | 0 | 0.00011415 | 0.00011415 | 0.00011415 | 0.00011415 | 0.00031835 | 0.00024525 | 0.00023166 | 0.00022379 | 0.00014679 | 0.00012083 | 0.00015224 | 0.00016681 | 9.3477e-05 | 0.0001124 | 0.00051165 | 0.00051165
02/02 15:00:00 | 2 | 2 | 15 | 783 | WD | 0.00019182 | 0.00017113 | 0.00017113 | -9.8497e-05 | 7.9905e-05 | 0.00023635 | 0.00011415 | 0 | 0 | 4.0839e-05 | 0.00040039 | 0.00094681 | 0.00017113 | 0.00030265 | 0.00010956 | 0.00020642 | 0.00010956 | 0.00011415 | 0 | 0.00011415 | 0.00041484 | 0.00029516 | 0.0002244 | 0.0001146 | 0.00010755 | 0.00010973 | -5.0954e-06 | 3.1686e-10 | -1.6255e-06 | -1.6255e-06 | 0.00011415 | 0.00011415 | 0.00011415 | 0.00011416 | 0.00011415 | 0.00011415 | 0.00018548 | 0.00015218 | 0.00019297 | 0.00021381 | 0 | 0.00011415 | 0.00011415 | 0.00011415 | 0.00011415 | 0.00024767 | 0.00022849 | 0.00018021 | 0.00015226 | 0.0001461 | 0.0001205 | 0.00014977 | 0.00016335 | 9.3466e-05 | 0.00011232 | 0.0004839 | 0.0004839
02/02 16:00:00 | 2 | 2 | 16 | 784 | WD | 0.00011712 | 0.00017824 | 0.00017824 | 0.00010779 | 0.00015975 | 0.00024949 | 0.00011415 | 0 | 0 | 7.0788e-05 | 0.00037099 | 0.00079342 | 0.00017824 | 0.00029191 | 0.00011092 | 0.00020264 | 0.00011092 | 0.00011415 | 0 | 0.00011415 | 0.00026306 | 0.00029516 | 0.0002244 | 0.00011144 | 0.00010364 | 0.00010605 | -4.8259e-06 | 1.8691e-09 | -1.5385e-06 | -1.5385e-06 | 0.00011415 | 0.00011415 | 0.00011415 | 0.00011416 | 0.00011415 | 0.00011415 | 0.00016661 | 0.00015069 | 0.00019246 | 0.00021381 | 0 | 0.00011415 | 0.00011415 | 0.00011415 | 0.00011415 | 0.00014934 | 0.00018183 | 0.00016024 | 0.00014774 | 0.00013425 | 0.00011867 | 0.00014924 | 0.00016342 | 9.3477e-05 | 0.00011231 | 0.00046488 | 0.00046488
02/02 17:00:00 | 2 | 2 | 17 | 785 | WD | 2.4851e-05 | 0.00019042 | 0.00019042 | 7.1664e-06 | 8.0705e-05 | -2.0051e-12 | 0.00011415 | 0.00025944 | 0.00025944 | 0.00015247 | -0.0010251 | 0.00070227 | 0.00019042 | -2.0445e-05 | 0.00012 | 0.00022574 | 0.00012 | 0.00011415 | 0 | 0.00011415 | 0.00010701 | 0.00029516 | 0.0002244 | 0.00010318 | 0.00010301 | 0.00010306 | -4.8513e-06 | 1.0595e-09 | -1.5471e-06 | -1.5471e-06 | 0.00011415 | 0.00011415 | 0.00011415 | 0.00011416 | 0.00011415 | 0.00011415 | 0.00014779 | 0.00014435 | 0.00015213 | 0.00015611 | 0 | 0.00011415 | 0.00011415 | 0.00011415 | 0.00011415 | 6.2416e-05 | 0.00012408 | 0.00011143 | 0.00010411 | 0.00012313 | 0.00011655 | 0.00013949 | 0.00015013 | 8.7361e-05 | 0.00011288 | 0.00048906 | 0.00048906
02/02 18:00:00 | 2 | 2 | 18 | 786 | WD | 0 | 0.00021188 | 0.00021188 | 9.4514e-06 | 0.00016489 | -7.5459e-13 | 0.00011415 | 1.8725e-05 | 1.8725e-05 | 0.00021236 | -0.00046565 | 0.00066428 | 0.00021188 | 0.00020696 | 0.00013406 | 0.0002375 | 0.00013406 | 0.00011415 | 0.00017194 | 0.00011415 | 5.5453e-06 | 0.00029516 | 0.0002244 | 0.00010116 | 0.00010263 | 0.00010218 | 0.00058976 | 0.00063002 | 0.00061718 | 0.00061718 | 0.00011415 | 0.00011415 | 0.00011415 | 0.00011416 | 0.00011415 | 0.00011415 | 0.00012914 | 0.00014038 | 0.00012961 | 0.00012411 | 0.00019014 | 0.00011415 | 0.00011415 | 0.00011415 | 0.00011415 | 7.9508e-06 | 9.1417e-05 | 8.4456e-05 | 8.0426e-05 | 0.00011818 | 0.00012142 | 0.00014192 | 0.00015143 | 8.7345e-05 | 0.0001137 | 0.00054145 | 0.00054145
02/02 19:00:00 | 2 | 2 | 19 | 787 | WD | 0 | 0.00024439 | 0.00024439 | 1.0931e-05 | 0.00016846 | -3.8268e-13 | 0.00011415 | 0 | 0 | 0.00028587 | -0.00025308 | 0.00062477 | 0.00024439 | 0.00034811 | 0.00014271 | 0.00027511 | 0.00014271 | 0.00011415 | 0.00022925 | 0.00011415 | 0 | 6.5591e-05 | 0.0001126 | 0.00010136 | 0.00010048 | 0.00010075 | 0.00059124 | 0.00061683 | 0.00060867 | 0.00060867 | 0.00011415 | 0.00011415 | 0.00011415 | 0.00011416 | 0.00011415 | 0.00011415 | 0.00012867 | 0.00012924 | 0.00011284 | 0.00010446 | 0.00022929 | 0.00011415 | 0.00011415 | 0.00011415 | 0.00011415 | 4.7071e-06 | 8.1186e-05 | 7.2578e-05 | 6.7593e-05 | 0.00011755 | 0.00011907 | 0.00011915 | 0.00011919 | 8.7281e-05 | 0.00011428 | 0.00063045 | 0.00063045
02/02 20:00:00 | 2 | 2 | 20 | 788 | WD | 0 | 0.00022854 | 0.00022854 | 1.1536e-05 | 0.00016919 | -2.8565e-13 | 0.00011415 | 0 | 0 | 0.00034305 | -0.00012667 | 0.00056655 | 0.00022854 | 0.00028276 | 0.00014653 | 0.00024865 | 0.00014653 | 0.00011415 | 0.00022925 | 0.00011415 | 0 | 6.5591e-05 | 0.0001126 | 0.00011111 | 9.8965e-05 | 0.00010272 | 0.00064857 | 0.00060754 | 0.00062063 | 0.00062063 | 0.00011415 | 0.00011415 | 0.00011415 | 0.00011416 | 0.00011415 | 0.00011415 | 0.00011028 | 0.00012072 | 0.00010105 | 9.1006e-05 | 0.00022929 | 0.00011415 | 0.00011415 | 0.00011415 | 0.00011415 | 6.0385e-06 | 7.1053e-05 | 0.00010064 | 0.00011777 | 0.00010819 | 0.00011598 | 0.00011413 | 0.00011327 | 8.7213e-05 | 0.00011508 | 0.00067591 | 0.00067591
02/02 21:00:00 | 2 | 2 | 21 | 789 | WD | 0 | 0.00022351 | 0.00022351 | 1.0536e-05 | 0.00016692 | 0 | 0.00011415 | 0 | 0 | 0.00034849 | -7.9581e-05 | 0.00046506 | 0.00022351 | 0.00026407 | 0.00014762 | 0.00024133 | 0.00014762 | 0.00011415 | 0.00022925 | 0.00011415 | 0 | 6.5591e-05 | 0.0001126 | 0.00010988 | 9.5865e-05 | 0.0001002 | 0.00064147 | 0.00058851 | 0.00060541 | 0.00060541 | 0.00011415 | 0.00011415 | 0.00011415 | 0.00011416 | 0.00011415 | 0.00011415 | 0.00010984 | 0.00010476 | 8.6009e-05 | 7.6429e-05 | 0.00022929 | 0.00011415 | 0.00011415 | 0.00011415 | 0.00011415 | 4.8306e-06 | 5.9917e-05 | 8.4608e-05 | 9.8906e-05 | 0.00010659 | 0.00010992 | 0.00010448 | 0.00010196 | 8.7163e-05 | 0.00011554 | 0.00073587 | 0.00073587
02/02 22:00:00 | 2 | 2 | 22 | 790 | WD | 0 | 0.00022179 | 0.00022179 | 9.2828e-06 | 0.00016419 | 2.0698e-12 | 0.00011415 | 0 | 0 | 0.00023959 | -5.6328e-05 | 0.0003002 | 0.00022179 | 0.00026252 | 0.00014405 | 0.00024572 | 0.00014405 | 0.00011415 | 0.00022925 | 0.00011415 | 0 | 6.5591e-05 | 0.0001126 | 0.00010386 | 8.1785e-05 | 8.8607e-05 | 0.00062181 | 0.00050208 | 0.00054028 | 0.00054028 | 0.00011415 | 0.00011415 | 0.00011415 | 0.00011415 | 0.00011415 | 0.00011415 | 0.00010924 | 9.2279e-05 | 7.4921e-05 | 6.6052e-05 | 0.00022929 | 0.00011415 | 0.00011415 | 0.00011415 | 0.00011415 | 3.2016e-06 | 4.5412e-05 | 7.0785e-05 | 8.5478e-05 | 0.00010488 | 9.8758e-05 | 9.824e-05 | 9.7999e-05 | 8.96e-05 | 9.5931e-05 | 0.00076015 | 0.00076015
02/02 23:00:00 | 2 | 2 | 23 | 791 | WD | 0 | 0.00019248 | 0.00019248 | 0.0010079 | 7.9806e-05 | 7.9772e-13 | 0.00011415 | 0 | 0 | 0.00013341 | 0.001178 | -0.0020067 | 0.00019248 | 0.00046226 | 0.00013614 | 0.00022394 | 0.00013614 | 0.00011415 | 0.00022925 | 0.00011415 | 0 | 6.5591e-05 | 0.0001118 | 9.4979e-05 | 7.7265e-05 | 8.274e-05 | 0.00057522 | 0.00049236 | 0.0005188 | 0.0005188 | 0.00011415 | 0.00011415 | 0.00011415 | 0.00011416 | 0.00011415 | 0.00011415 | 0.00010883 | 6.9436e-05 | 6.3877e-05 | 6.1037e-05 | 0.00022929 | 0.00011415 | 0.00011415 | 0.00011415 | 0.00011415 | 2.0797e-06 | 3.3003e-05 | 6.2124e-05 | 7.8988e-05 | 0.00010334 | 9.0003e-05 | 8.9825e-05 | 8.9742e-05 | 8.9791e-05 | 9.9974e-05 | 4.8724e-05 | 4.8724e-05
02/02 24:00:00 | 2 | 2 | 24 | 792 | WD | 0 | 0.00017576 | 0.00017576 | 2.0301e-06 | 0.00015564 | -1.3906e-12 | 0.00011415 | 0 | 0 | 5.4452e-05 | 0.00065471 | -0.0054298 | 0.00017576 | 0.00028082 | 0.00012638 | 0.00019487 | 0.00012638 | 0.00011415 | 0.00022925 | 0.00011415 | 0 | 6.5591e-05 | 0.0001118 | 0.00012337 | 7.7253e-05 | 9.1504e-05 | 0.00074271 | 0.00049838 | 0.00057634 | 0.00057634 | 0.00011415 | 0.00011415 | 0.00011415 | 0.00011416 | 0.00011415 | 0.00011415 | 9.9691e-05 | 6.8344e-05 | 6.1493e-05 | 5.7992e-05 | 0.00022929 | 0.00011415 | 0.00011415 | 0.00011415 | 0.00011415 | 1.729e-06 | 2.6771e-05 | 5.7344e-05 | 7.5048e-05 | 9.8351e-05 | 8.969e-05 | 8.9203e-05 | 8.8977e-05 | 9.0102e-05 | 0.00010166 | 0.00011162 | 0.00011162
02/03 01:00:00 | 2 | 3 | 1 | 793 | WD | 0 | 0.00012504 | 0.00012504 | 9.0372e-07 | 0 | 0.00025245 | 0.00011415 | 0 | 0 | 2.1781e-05 | 0.00043213 | -0.0056405 | 0.00012504 | 0.00010744 | 9.19e-05 | 0.0001551 | 9.19e-05 | 0.00011415 | 0.00022925 | 0.00011415 | 0 | 6.5591e-05 | 0.0001118 | 8.8213e-05 | 7.7222e-05 | 8.0619e-05 | 0.00053745 | 0.00049827 | 0.00051077 | 0.00051077 | 0.00011415 | 0.00011415 | 0.00011415 | 0.00011416 | 0.00011415 | 0.00011415 | 4.5468e-05 | 6.8027e-05 | 5.8924e-05 | 5.4272e-05 | 0.00022929 | 0.00011415 | 0.00011415 | 0.00011415 | 0.00011415 | 1.2032e-06 | 2.496e-05 | 5.3631e-05 | 7.0234e-05 | 7.2849e-05 | 8.9596e-05 | 8.3244e-05 | 8.0298e-05 | 9.1369e-05 | 0.00010268 | 0.00017133 | 0.00017133
02/03 02:00:00 | 2 | 3 | 2 | 794 | WD | 0 | 0.00015302 | 0.00015302 | 4.6506e-07 | 7.4695e-05 | 0.00023244 | 0.00011415 | 0 | 0 | 2.1781e-05 | 0.00043992 | -0.0061115 | 0.00015302 | 0.00015581 | 8.5656e-05 | 0.00018498 | 8.5656e-05 | 0.00011415 | 0.00022925 | 0.00011415 | 0 | 6.5591e-05 | 0.0001118 | 8.7155e-05 | 7.721e-05 | 8.0283e-05 | 0.00053199 | 0.00049823 | 0.000509 | 0.000509 | 0.00011415 | 0.00011415 | 0.00011415 | 0.00011416 | 0.00011415 | 0.00011415 | 3.6463e-05 | 6.7924e-05 | 5.8637e-05 | 5.3892e-05 | 0.00022929 | 0.00011415 | 0.00011415 | 0.00011415 | 0.00011415 | 1.2032e-06 | 2.437e-05 | 5.3103e-05 | 6.9742e-05 | 6.7591e-05 | 8.9569e-05 | 8.3104e-05 | 8.0106e-05 | 9.1702e-05 | 0.00010336 | 0.00019866 | 0.00019866
02/03 03:00:00 | 2 | 3 | 3 | 795 | WD | 0 | 0.00017111 | 0.00017111 | -0.00097069 | 7.4389e-05 | 0.00022975 | 0.00011415 | 0 | 0 | 2.1781e-05 | 0.00042361 | -0.0050621 | 0.00017111 | 0.00021447 | 8.3946e-05 | 0.00021112 | 8.3946e-05 | 0.00011415 | 0.00022925 | 0.00011415 | 0 | 6.5591e-05 | 0.0001118 | 8.708e-05 | 7.72e-05 | 8.0253e-05 | 0.00053221 | 0.00049819 | 0.00050904 | 0.00050904 | 0.00011415 | 0.00011415 | 0.00011415 | 0.00011416 | 0.00011415 | 0.00011415 | 3.6473e-05 | 6.819e-05 | 6.0618e-05 | 5.6748e-05 | 0.00022929 | 0.00011415 | 0.00011415 | 0.00011415 | 0.00011415 | 1.23e-06 | 2.5894e-05 | 5.6002e-05 | 7.3438e-05 | 6.6288e-05 | 8.9652e-05 | 8.3652e-05 | 8.0869e-05 | 9.1635e-05 | 0.0001038 | 0.00020798 | 0.00020798
02/03 04:00:00 | 2 | 3 | 4 | 796 | WD | 0 | 0.00017292 | 0.00017292 | 0.0009714 | 0 | 0.00022651 | 0.00011415 | 0 | 0 | 2.1781e-05 | 0.00039035 | -0.0019994 | 0.00017292 | 0.00024165 | 8.2211e-05 | 0.00022529 | 8.2211e-05 | 0.00011415 | 0.00022925 | 0.00011415 | 0 | 6.5591e-05 | 0.0001118 | 8.7941e-05 | 7.7179e-05 | 8.0505e-05 | 0.00053785 | 0.0004981 | 0.00051078 | 0.00051078 | 0.00011415 | 0.00011415 | 0.00011415 | 0.00011416 | 0.00011415 | 0.00011415 | 4.5596e-05 | 6.8975e-05 | 6.1912e-05 | 5.8304e-05 | 0.00022929 | 0.00011415 | 0.00011415 | 0.00011415 | 0.00011415 | 1.5508e-06 | 3.0373e-05 | 5.892e-05 | 7.5451e-05 | 7.1685e-05 | 8.9884e-05 | 8.3992e-05 | 8.126e-05 | 9.1559e-05 | 0.00010412 | 0.00022261 | 0.00022261
02/03 05:00:00 | 2 | 3 | 5 | 797 | WD | 0 | 0.00019053 | 0.00019053 | 7.7206e-07 | 7.5182e-05 | 0.00021796 | 0.00011415 | 0 | 0 | 6.5342e-05 | 0.00037331 | 0.0012321 | 0.00019053 | 0.00026164 | 8.1198e-05 | 0.00023695 | 8.1198e-05 | 0.00011415 | 0.00022925 | 0.00011415 | 0 | 6.5591e-05 | 0.0001118 | 0.00014754 | 7.7176e-05 | 9.8922e-05 | 0.00088683 | 0.00049809 | 0.00062212 | 0.00062212 | 0.00011415 | 0.00011415 | 0.00011415 | 0.00011416 | 0.00011415 | 0.00011415 | 5.4768e-05 | 7.0282e-05 | 7.6832e-05 | 8.0178e-05 | 0.00022929 | 0.00011415 | 0.00011415 | 0.00011415 | 0.00011415 | 2.0054e-06 | 3.7834e-05 | 7.9583e-05 | 0.00010376 | 7.7693e-05 | 9.028e-05 | 8.8608e-05 | 8.7832e-05 | 9.1457e-05 | 0.00010436 | 0.00020896 | 0.00020896
02/03 06:00:00 | 2 | 3 | 6 | 798 | WD | 0 | 0.00019485 | 0.00019485 | 2.6965e-06 | 7.8352e-05 | -1.5577e-12 | 0.00011415 | 0 | 0 | 0.00013613 | 0.00036769 | 0.003167 | 0.00019485 | 0.00026566 | 8.7512e-05 | 0.00023761 | 8.7512e-05 | 0.00011415 | 0.00022925 | 0.00011415 | 0 | 6.5591e-05 | 0.0001118 | 0.00014096 | 8.1211e-05 | 9.9674e-05 | 0.00085041 | 0.00052283 | 0.00062734 | 0.00062734 | 0.00011415 | 0.00011415 | 0.00011415 | 0.00011416 | 0.00011415 | 0.00011415 | 9.1181e-05 | 9.299e-05 | 0.0001022 | 0.0001069 | 0.00022929 | 0.00011415 | 0.00011415 | 0.00011415 | 0.00011415 | 3.0749e-06 | 6.2531e-05 | 0.00011054 | 0.00013835 | 9.6421e-05 | 9.8551e-05 | 9.6464e-05 | 9.5496e-05 | 9.1093e-05 | 0.00010441 | 0.00020441 | 0.00020441
02/03 07:00:00 | 2 | 3 | 7 | 799 | WD | 0 | 0.00023423 | 0.00023423 | 1.2393e-05 | 0.00017035 | 7.5464e-14 | 0.00011415 | 0 | 0 | 0.00015247 | -0.0010139 | 0.003554 | 0.00023423 | -0.00023128 | 9.9871e-05 | 0.0002788 | 9.9871e-05 | 0.00011415 | 0.00022925 | 0.00011415 | 0 | 6.5591e-05 | 0.0001126 | 0.00012711 | 8.6918e-05 | 9.9339e-05 | 0.00075268 | 0.00053975 | 0.00060769 | 0.00060769 | 0.00011415 | 0.00011415 | 0.00011415 | 0.00011416 | 0.00011415 | 0.00011415 | 0.00012828 | 0.00012421 | 0.00013044 | 0.00013363 | 0.00022929 | 0.00011415 | 0.00011415 | 0.00011415 | 0.00011415 | 4.0107e-06 | 9.1597e-05 | 8.8347e-05 | 8.6466e-05 | 0.00011571 | 0.00011198 | 0.00010588 | 0.00010305 | 8.5932e-05 | 0.00012631 | 0.00073518 | 0.00073518
02/03 08:00:00 | 2 | 3 | 8 | 800 | WD | 0 | 0.00022941 | 0.00022941 | 2.3475e-05 | 0.0002639 | 4.7973e-13 | 0.00011415 | 4.8581e-05 | 4.8581e-05 | 0.00013613 | -0.00048526 | 0.003266 | 0.00022941 | -2.4356e-05 | 0.00011103 | 0.00025634 | 0.00011103 | 0.00011415 | 0.00011463 | 0.00011415 | 4.9875e-06 | 6.5591e-05 | 0.0001126 | 0.00010681 | 0.00010157 | 0.00010319 | 0.00062887 | 0.0006236 | 0.00062528 | 0.00062528 | 0.00011415 | 0.00011415 | 0.00011415 | 0.00011416 | 0.00011415 | 0.00011415 | 0.000149 | 0.00014152 | 0.00018936 | 0.00021381 | 0.00011465 | 0.00011415 | 0.00011415 | 0.00011415 | 0.00011415 | 1.8737e-05 | 0.00011984 | 0.00013203 | 0.00013909 | 0.00012469 | 0.00011859 | 0.00012355 | 0.00012585 | 9.3425e-05 | 0.00012244 | 0.00081083 | 0.00081083
02/03 09:00:00 | 2 | 3 | 9 | 801 | WD | 8.4664e-05 | 0.00022092 | 0.00022092 | 0.0010659 | 0.0001764 | 1.5523e-12 | 0.00011415 | 0.00014878 | 0.00014878 | 5.9897e-05 | -0.00023246 | 0.0028026 | 0.00022092 | 0.00019852 | 0.00011108 | 0.00026142 | 0.00011108 | 0.00011415 | 0 | 0.00011415 | 8.6786e-05 | 0.00016398 | 0.0001685 | 0.00011033 | 0.00010392 | 0.0001059 | 0.00064885 | 0.00063801 | 0.00064147 | 0.00064147 | 0.00011415 | 0.00011415 | 0.00011415 | 0.00011416 | 0.00011415 | 0.00011415 | 0.00016895 | 0.00015344 | 0.0001934 | 0.00021381 | 0 | 0.00011415 | 0.00011415 | 0.00011415 | 0.00011415 | 9.6221e-05 | 0.00015566 | 0.00014821 | 0.00014389 | 0.00013668 | 0.00011939 | 0.00014531 | 0.00015733 | 9.271e-05 | 0.00011872 | 0.00060834 | 0.00060834
02/03 10:00:00 | 2 | 3 | 10 | 802 | WD | 0.00016732 | 0.0002303 | 0.0002303 | -0.0010213 | 0.00018963 | 0.00021486 | 0.00011415 | 0.00020991 | 0.00020991 | 4.0839e-05 | -0.00015191 | 0.002361 | 0.0002303 | 0.00034738 | 0.00011156 | 0.00027367 | 0.00011156 | 0.00011415 | 0 | 0.00011415 | 0.00032325 | 0.00029516 | 0.0002244 | 0.00011383 | 0.00010397 | 0.00010702 | 2.9606e-06 | 4.2895e-08 | 9.7381e-07 | 9.7381e-07 | 0.00011415 | 0.00011415 | 0.00011415 | 0.00011416 | 0.00011415 | 0.00011415 | 0.0001871 | 0.00015456 | 0.00019377 | 0.00021381 | 0 | 0.00011415 | 0.00011415 | 0.00011415 | 0.00011415 | 0.00019629 | 0.00020733 | 0.00017048 | 0.00014914 | 0.00014722 | 0.00012001 | 0.00015074 | 0.00016499 | 9.3084e-05 | 0.00011584 | 0.00045606 | 0.00045606
02/03 11:00:00 | 2 | 3 | 11 | 803 | WD | 0.00022756 | 0.00017569 | 0.00017569 | 0.001045 | 0.00022768 | 0.00021991 | 0.00011415 | 0 | 0 | 4.0839e-05 | 0.0012566 | 0.0020227 | 0.00017569 | 0.00043126 | 0.00011463 | 0.00018955 | 0.00011463 | 0.00011415 | 0 | 0.00011415 | 0.0004533 | 0.00029516 | 0.0002244 | 0.00011463 | 0.00010404 | 0.00010731 | 2.7411e-06 | 4.5362e-08 | 9.0544e-07 | 9.0544e-07 | 0.00011415 | 0.00011415 | 0.00011415 | 0.00011416 | 0.00011415 | 0.00011415 | 0.00018706 | 0.00015413 | 0.00019363 | 0.00021381 | 0 | 0.00011415 | 0.00011415 | 0.00011415 | 0.00011415 | 0.00027401 | 0.00024184 | 0.00018583 | 0.00015339 | 0.00014848 | 0.00011987 | 0.00014981 | 0.00016369 | 9.3236e-05 | 0.00011376 | 0.00034102 | 0.00034102
02/03 12:00:00 | 2 | 3 | 12 | 804 | WD | 0.00026698 | 0.00015904 | 0.00015904 | 1.0201e-05 | 0.00010386 | 0.00021998 | 0.00011415 | 0 | 0 | 4.0839e-05 | 0.00071158 | 0.001764 | 0.00015904 | 0.0003434 | 0.00011458 | 0.00018453 | 0.00011458 | 0.00011415 | 0 | 0.00011415 | 0.00047113 | 0.00029516 | 0.0002244 | 0.00014398 | 0.00010417 | 0.00011647 | 2.8028e-06 | 3.1953e-08 | 9.1601e-07 | 9.1601e-07 | 0.00011415 | 0.00011415 | 0.00011415 | 0.00011416 | 0.00011415 | 0.00011415 | 0.000187 | 0.00015348 | 0.00019341 | 0.00021381 | 0 | 0.00011415 | 0.00011415 | 0.00011415 | 0.00011415 | 0.00033288 | 0.00024632 | 0.00023246 | 0.00022443 | 0.00014867 | 0.00011969 | 0.00015131 | 0.00016598 | 9.3338e-05 | 0.00011226 | 0.00027572 | 0.00027572
02/03 13:00:00 | 2 | 3 | 13 | 805 | WD | 0.00027412 | 0.00015699 | 0.00015699 | 0.00025739 | 0.00015416 | 0.00021627 | 0.00011415 | 0 | 0 | 4.0839e-05 | 0.00049922 | 0.0015788 | 0.00015699 | 0.00029335 | 0.00011115 | 0.00017476 | 0.00011115 | 0.00011415 | 0 | 0.00011415 | 0.00047113 | 0.00029516 | 0.0002244 | 0.0001154 | 0.00010433 | 0.00010776 | 2.5415e-06 | -2.7586e-09 | 8.0902e-07 | 8.0902e-07 | 0.00011415 | 0.00011415 | 0.00011415 | 0.00011416 | 0.00011415 | 0.00011415 | 0.00018694 | 0.0001532 | 0.00019331 | 0.00021381 | 0 | 0.00011415 | 0.00011415 | 0.00011415 | 0.00011415 | 0.00034964 | 0.00024586 | 0.00023284 | 0.0002253 | 0.00014832 | 0.00011965 | 0.00015478 | 0.00017108 | 9.3413e-05 | 0.00011137 | 0.00023153 | 0.00023153
02/03 14:00:00 | 2 | 3 | 14 | 806 | WD | 0.00024636 | 0.00014688 | 0.00014688 | -0.00024412 | 0.00016158 | 0.00022375 | 0.00011415 | 0 | 0 | 4.0839e-05 | 0.0004 | 0.0014381 | 0.00014688 | 0.0002549 | 0.00011051 | 0.00015937 | 0.00011051 | 0.00011415 | 0 | 0.00011415 | 0.00047113 | 0.00029516 | 0.0002244 | 0.00011673 | 0.00010868 | 0.00011117 | 2.5183e-06 | -6.2956e-09 | 7.992e-07 | 7.992e-07 | 0.00011415 | 0.00011415 | 0.00011415 | 0.00011416 | 0.00011415 | 0.00011415 | 0.00018653 | 0.00015279 | 0.00019317 | 0.00021381 | 0 | 0.00011415 | 0.00011415 | 0.00011415 | 0.00011415 | 0.00032337 | 0.00024525 | 0.00023184 | 0.00022407 | 0.00014663 | 0.00012105 | 0.00015323 | 0.00016816 | 9.3472e-05 | 0.00011067 | 0.00018381 | 0.00018381
02/03 15:00:00 | 2 | 3 | 15 | 807 | WD | 0.00018917 | 0.00013343 | 0.00013343 | 6.7722e-06 | 7.9883e-05 | 0.00023635 | 0.00011415 | 0 | 0 | 4.0839e-05 | 0.00035336 | 0.0013105 | 0.00013343 | 0.00023785 | 0.00010956 | 0.00015276 | 0.00010956 | 0.00011415 | 0 | 0.00011415 | 0.00042339 | 0.00029516 | 0.0002244 | 0.00011695 | 0.00010844 | 0.00011107 | 2.4173e-06 | 2.9643e-09 | 7.7325e-07 | 7.7325e-07 | 0.00011415 | 0.00011415 | 0.00011415 | 0.00011416 | 0.00011415 | 0.00011415 | 0.00018548 | 0.00015218 | 0.00019297 | 0.00021381 | 0 | 0.00011415 | 0.00011415 | 0.00011415 | 0.00011415 | 0.00025262 | 0.00023071 | 0.00018121 | 0.00015254 | 0.00014593 | 0.00012077 | 0.00015083 | 0.00016477 | 9.3516e-05 | 0.00011026 | 0.00014915 | 0.00014915
02/03 16:00:00 | 2 | 3 | 16 | 808 | WD | 0.00011611 | 0.00014538 | 0.00014538 | 3.0169e-06 | 0.00015974 | 0.00024949 | 0.00011415 | 0 | 0 | 7.0788e-05 | 0.0003358 | 0.0012131 | 0.00014538 | 0.0002362 | 0.00011092 | 0.00015587 | 0.00011092 | 0.00011415 | 0 | 0.00011415 | 0.00027026 | 0.00029516 | 0.0002244 | 0.00011353 | 0.0001044 | 0.00010722 | 2.2741e-06 | 3.5172e-09 | 7.2796e-07 | 7.2796e-07 | 0.00011415 | 0.00011415 | 0.00011415 | 0.00011416 | 0.00011415 | 0.00011415 | 0.00016661 | 0.00015069 | 0.00019246 | 0.00021381 | 0 | 0.00011415 | 0.00011415 | 0.00011415 | 0.00011415 | 0.00015295 | 0.0001837 | 0.00016108 | 0.00014798 | 0.00013409 | 0.0001189 | 0.00015021 | 0.00016474 | 9.3522e-05 | 0.00011028 | 0.00014197 | 0.00014197
02/03 17:00:00 | 2 | 3 | 17 | 809 | WD | 2.3693e-05 | 0.00016314 | 0.00016314 | 7.6074e-06 | 8.0702e-05 | -2.0051e-12 | 0.00011415 | 0.00025954 | 0.00025954 | 0.00015247 | -0.00096977 | 0.0011443 | 0.00016314 | 1.9386e-06 | 0.00012 | 0.00018689 | 0.00012 | 0.00011415 | 0 | 0.00011415 | 0.00010706 | 0.00029516 | 0.0002244 | 0.00010463 | 0.00010347 | 0.00010383 | 2.1725e-06 | 1.5757e-09 | 6.9422e-07 | 6.9422e-07 | 0.00011415 | 0.00011415 | 0.00011415 | 0.00011416 | 0.00011415 | 0.00011415 | 0.00014779 | 0.00014435 | 0.00015213 | 0.00015611 | 0 | 0.00011415 | 0.00011415 | 0.00011415 | 0.00011415 | 6.2641e-05 | 0.0001241 | 0.00011145 | 0.00010412 | 0.00012296 | 0.00011667 | 0.00014036 | 0.00015134 | 8.7356e-05 | 0.00011097 | 0.00018183 | 0.00018183
02/03 18:00:00 | 2 | 3 | 18 | 810 | WD | 0 | 0.00019128 | 0.00019128 | 0.001024 | 0.00016495 | -7.5459e-13 | 0.00011415 | 1.8547e-05 | 1.8547e-05 | 0.00021236 | -0.00046509 | 0.0010815 | 0.00019128 | 0.00018496 | 0.00013406 | 0.00020817 | 0.00013406 | 0.00011415 | 0.00017194 | 0.00011415 | 5.4926e-06 | 0.00029516 | 0.0002244 | 0.00010189 | 0.00010275 | 0.00010248 | 1.9569e-06 | 1.2526e-09 | 6.252e-07 | 6.252e-07 | 0.00011415 | 0.00011415 | 0.00011415 | 0.00011416 | 0.00011415 | 0.00011415 | 0.00012914 | 0.00014038 | 0.00012961 | 0.00012411 | 0.00019014 | 0.00011415 | 0.00011415 | 0.00011415 | 0.00011415 | 7.9432e-06 | 9.1404e-05 | 8.4451e-05 | 8.0425e-05 | 0.00011802 | 0.00012144 | 0.00014259 | 0.0001524 | 8.724e-05 | 0.00011217 | 0.00025635 | 0.00025635
02/03 19:00:00 | 2 | 3 | 19 | 811 | WD | 0 | 0.00023369 | 0.00023369 | -0.00095563 | 0.00016845 | -3.8268e-13 | 0.00011415 | 0 | 0 | 0.00028587 | -0.00025401 | 0.0010058 | 0.00023369 | 0.00034315 | 0.00014271 | 0.00025989 | 0.00014271 | 0.00011415 | 0.00022925 | 0.00011415 | 0 | 6.5591e-05 | 0.0001126 | 0.00010207 | 0.00010063 | 0.00010107 | 1.7728e-06 | -1.3775e-09 | 5.6469e-07 | 5.6469e-07 | 0.00011415 | 0.00011415 | 0.00011415 | 0.00011416 | 0.00011415 | 0.00011415 | 0.00012867 | 0.00012924 | 0.00011284 | 0.00010446 | 0.00022929 | 0.00011415 | 0.00011415 | 0.00011415 | 0.00011415 | 4.7071e-06 | 8.1186e-05 | 7.2578e-05 | 6.7593e-05 | 0.00011742 | 0.0001191 | 0.00011916 | 0.00011919 | 8.717e-05 | 0.00011311 | 0.00049637 | 0.00049637
02/03 20:00:00 | 2 | 3 | 20 | 812 | WD | 0 | 0.00021695 | 0.00021695 | 0.00058175 | 0.00016918 | -2.8565e-13 | 0.00011415 | 0 | 0 | 0.00034305 | -0.0001275 | 0.00089764 | 0.00021695 | 0.00028233 | 0.00014653 | 0.00023216 | 0.00014653 | 0.00011415 | 0.00022925 | 0.00011415 | 0 | 6.5591e-05 | 0.0001126 | 0.00010017 | 9.9179e-05 | 9.9485e-05 | 1.6413e-06 | 3.222e-09 | 5.2585e-07 | 5.2585e-07 | 0.00011415 | 0.00011415 | 0.00011415 | 0.00011416 | 0.00011415 | 0.00011415 | 0.00011028 | 0.00012072 | 0.00010105 | 9.1006e-05 | 0.00022929 | 0.00011415 | 0.00011415 | 0.00011415 | 0.00011415 | 6.0385e-06 | 7.1053e-05 | 0.00010064 | 0.00011777 | 0.00010791 | 0.00011603 | 0.00011414 | 0.00011327 | 8.7156e-05 | 0.00011383 | 0.00053611 | 0.00053611
02/03 21:00:00 | 2 | 3 | 21 | 813 | WD | 0 | 0.00021603 | 0.00021603 | 0.00041385 | 0.00016694 | 0 | 0.00011415 | 0 | 0 | 0.00034849 | -8.1328e-05 | 0.00075295 | 0.00021603 | 0.00026957 | 0.00014762 | 0.00023067 | 0.00014762 | 0.00011415 | 0.00022925 | 0.00011415 | 0 | 6.5591e-05 | 0.0001126 | 9.9775e-05 | 9.6152e-05 | 9.7272e-05 | 1.5289e-06 | 6.9753e-09 | 4.9255e-07 | 4.9255e-07 | 0.00011415 | 0.00011415 | 0.00011415 | 0.00011416 | 0.00011415 | 0.00011415 | 0.00010984 | 0.00010476 | 8.6009e-05 | 7.6429e-05 | 0.00022929 | 0.00011415 | 0.00011415 | 0.00011415 | 0.00011415 | 4.8306e-06 | 5.9917e-05 | 8.4608e-05 | 9.8906e-05 | 0.00010631 | 0.00011 | 0.00010451 | 0.00010196 | 8.7145e-05 | 0.0001142 | 0.00059756 | 0.00059756
02/03 22:00:00 | 2 | 3 | 22 | 814 | WD | 0 | 0.00021033 | 0.00021033 | 0.0010218 | 0.00016418 | 2.0698e-12 | 0.00011415 | 0 | 0 | 0.00023959 | -5.836e-05 | 0.00053506 | 0.00021033 | 0.00026365 | 0.00014405 | 0.00022941 | 0.00014405 | 0.00011415 | 0.00022925 | 0.00011415 | 0 | 6.5591e-05 | 0.0001126 | 9.6218e-05 | 8.1975e-05 | 8.6376e-05 | 0.00057889 | 0.00050325 | 0.00052738 | 0.00052738 | 0.00011415 | 0.00011415 | 0.00011415 | 0.00011415 | 0.00011415 | 0.00011415 | 0.00010924 | 9.2279e-05 | 7.4921e-05 | 6.6052e-05 | 0.00022929 | 0.00011415 | 0.00011415 | 0.00011415 | 0.00011415 | 3.2016e-06 | 4.5412e-05 | 7.0785e-05 | 8.5478e-05 | 0.00010456 | 9.8817e-05 | 9.8258e-05 | 9.7999e-05 | 8.9168e-05 | 9.6044e-05 | 0.00062137 | 0.00062137
02/03 23:00:00 | 2 | 3 | 23 | 815 | WD | 0 | 0.00018333 | 0.00018333 | -0.00099752 | 8.8998e-05 | 7.9772e-13 | 0.00011415 | 0 | 0 | 0.00013341 | 0.00099844 | -0.0019031 | 0.00018333 | 0.00045175 | 0.00013614 | 0.00020953 | 0.00013614 | 0.00011415 | 0.00022925 | 0.00011415 | 0 | 6.5591e-05 | 0.0001118 | 9.5686e-05 | 7.7467e-05 | 8.3097e-05 | 0.00058079 | 0.0004933 | 0.00052122 | 0.00052122 | 0.00011415 | 0.00011415 | 0.00011415 | 0.00011416 | 0.00011415 | 0.00011415 | 0.00010883 | 6.9436e-05 | 6.3877e-05 | 6.1037e-05 | 0.00022929 | 0.00011415 | 0.00011415 | 0.00011415 | 0.00011415 | 2.0797e-06 | 3.3003e-05 | 6.2124e-05 | 7.8988e-05 | 0.00010305 | 9.0055e-05 | 9.0332e-05 | 9.046e-05 | 8.9296e-05 | 9.9045e-05 | 2.7158e-05 | 2.7158e-05
02/03 24:00:00 | 2 | 3 | 24 | 816 | WD | 0 | 0.00016223 | 0.00016223 | 2.3065e-06 | 0.00014666 | -1.3906e-12 | 0.00011415 | 0 | 0 | 5.4452e-05 | 0.00062777 | -0.0080468 | 0.00016223 | 0.00028556 | 0.00012638 | 0.00017698 | 0.00012638 | 0.00011415 | 0.00022925 | 0.00011415 | 0 | 6.5591e-05 | 0.0001118 | 0.00012394 | 7.7468e-05 | 9.1829e-05 | 0.00074712 | 0.00049931 | 0.00057838 | 0.00057838 | 0.00011415 | 0.00011415 | 0.00011415 | 0.00011416 | 0.00011415 | 0.00011415 | 9.9691e-05 | 6.8344e-05 | 6.1493e-05 | 5.7992e-05 | 0.00022929 | 0.00011415 | 0.00011415 | 0.00011415 | 0.00011415 | 1.729e-06 | 2.6771e-05 | 5.7344e-05 | 7.5048e-05 | 9.7958e-05 | 8.9744e-05 | 8.9738e-05 | 8.9735e-05 | 8.932e-05 | 0.0001007 | 3.783e-05 | 3.783e-05
02/04 01:00:00 | 2 | 4 | 1 | 817 | WD | 0 | 0.00010744 | 0.00010744 | 1.174e-06 | 0 | 0.00025245 | 0.00011415 | 0 | 0 | 2.1781e-05 | 0.00041529 | -0.0054701 | 0.00010744 | 0.00010285 | 9.19e-05 | 0.00013005 | 9.19e-05 | 0.00011415 | 0.00022925 | 0.00011415 | 0 | 6.5591e-05 | 0.0001118 | 8.8823e-05 | 7.7469e-05 | 8.0978e-05 | 0.00054172 | 0.00049935 | 0.00051287 | 0.00051287 | 0.00011415 | 0.00011415 | 0.00011415 | 0.00011416 | 0.00011415 | 0.00011415 | 4.5468e-05 | 6.8027e-05 | 5.8924e-05 | 5.4272e-05 | 0.00022929 | 0.00011415 | 0.00011415 | 0.00011415 | 0.00011415 | 1.2032e-06 | 2.496e-05 | 5.3631e-05 | 7.0234e-05 | 7.2325e-05 | 8.9658e-05 | 8.3601e-05 | 8.0791e-05 | 8.9653e-05 | 0.00010147 | 7.5396e-05 | 7.5396e-05
02/04 02:00:00 | 2 | 4 | 2 | 818 | WD | 0 | 0.00012981 | 0.00012981 | 7.0947e-07 | 7.4702e-05 | 0.00023244 | 0.00011415 | 0 | 0 | 2.1781e-05 | 0.00041185 | -0.005119 | 0.00012981 | 0.00014027 | 8.5656e-05 | 0.00015194 | 8.5656e-05 | 0.00011415 | 0.00022925 | 0.00011415 | 0 | 6.5591e-05 | 0.0001118 | 8.7735e-05 | 7.7469e-05 | 8.0641e-05 | 0.00053582 | 0.00049935 | 0.00051099 | 0.00051099 | 0.00011415 | 0.00011415 | 0.00011415 | 0.00011416 | 0.00011415 | 0.00011415 | 3.6463e-05 | 6.7924e-05 | 5.8637e-05 | 5.3892e-05 | 0.00022929 | 0.00011415 | 0.00011415 | 0.00011415 | 0.00011415 | 1.2032e-06 | 2.437e-05 | 5.3103e-05 | 6.9742e-05 | 6.7015e-05 | 8.9632e-05 | 8.3467e-05 | 8.0608e-05 | 8.9789e-05 | 0.00010194 | 9.2614e-05 | 9.2614e-05
02/04 03:00:00 | 2 | 4 | 3 | 819 | WD | 0 | 0.00013959 | 0.00013959 | 0.00097098 | 7.4387e-05 | 0.00022975 | 0.00011415 | 0 | 0 | 2.1781e-05 | 0.00042692 | -0.004997 | 0.00013959 | 0.00018824 | 8.3946e-05 | 0.00016626 | 8.3946e-05 | 0.00011415 | 0.00022925 | 0.00011415 | 0 | 6.5591e-05 | 0.0001118 | 8.7725e-05 | 7.7479e-05 | 8.0646e-05 | 3.1491e-05 | 3.3936e-05 | 3.3156e-05 | 3.3156e-05 | 0.00011415 | 0.00011415 | 0.00011415 | 0.00011416 | 0.00011415 | 0.00011415 | 3.6473e-05 | 6.819e-05 | 6.0618e-05 | 5.6748e-05 | 0.00022929 | 0.00011415 | 0.00011415 | 0.00011415 | 0.00011415 | 1.23e-06 | 2.5894e-05 | 5.6002e-05 | 7.3438e-05 | 6.5633e-05 | 8.9716e-05 | 8.4011e-05 | 8.1365e-05 | 8.9784e-05 | 0.00010209 | 9.2493e-05 | 9.2493e-05
02/04 04:00:00 | 2 | 4 | 4 | 820 | WD | 0 | 0.00014637 | 0.00014637 | -0.00097058 | 0 | 0.00022651 | 0.00011415 | 0 | 0 | 2.1781e-05 | 0.00040389 | -0.0018591 | 0.00014637 | 0.00022874 | 8.2211e-05 | 0.0001875 | 8.2211e-05 | 0.00011415 | 0.00022925 | 0.00011415 | 0 | 6.5591e-05 | 0.0001118 | 8.8775e-05 | 7.753e-05 | 8.1005e-05 | 3.1784e-05 | 3.3461e-05 | 3.2926e-05 | 3.2926e-05 | 0.00011415 | 0.00011415 | 0.00011415 | 0.00011416 | 0.00011415 | 0.00011415 | 4.5596e-05 | 6.8975e-05 | 6.1912e-05 | 5.8304e-05 | 0.00022929 | 0.00011415 | 0.00011415 | 0.00011415 | 0.00011415 | 1.5508e-06 | 3.0373e-05 | 5.892e-05 | 7.5451e-05 | 7.0987e-05 | 8.997e-05 | 8.4371e-05 | 8.1775e-05 | 8.9692e-05 | 0.0001022 | 9.256e-05 | 9.256e-05
02/04 05:00:00 | 2 | 4 | 5 | 821 | WD | 0 | 0.00016009 | 0.00016009 | 8.9499e-07 | 7.5198e-05 | 0.00021796 | 0.00011415 | 0 | 0 | 6.5342e-05 | 0.00038529 | 0.0012237 | 0.00016009 | 0.00024489 | 8.1198e-05 | 0.00019363 | 8.1198e-05 | 0.00011415 | 0.00022925 | 0.00011415 | 0 | 6.5591e-05 | 0.0001118 | 0.00010153 | 7.7582e-05 | 8.4983e-05 | 3.2062e-05 | 2.1478e-05 | 2.4855e-05 | 2.4855e-05 | 0.00011415 | 0.00011415 | 0.00011415 | 0.00011416 | 0.00011415 | 0.00011415 | 5.4768e-05 | 7.0282e-05 | 7.6832e-05 | 8.0178e-05 | 0.00022929 | 0.00011415 | 0.00011415 | 0.00011415 | 0.00011415 | 2.0054e-06 | 3.7834e-05 | 7.9583e-05 | 0.00010376 | 7.6507e-05 | 9.0382e-05 | 8.914e-05 | 8.8565e-05 | 8.9581e-05 | 0.00010223 | 7.2672e-05 | 7.2672e-05
02/04 06:00:00 | 2 | 4 | 6 | 822 | WD | 0 | 0.00016775 | 0.00016775 | 2.6489e-06 | 7.8383e-05 | -1.5577e-12 | 0.00011415 | 0 | 0 | 0.00013613 | 0.00038355 | 0.0031919 | 0.00016775 | 0.00025727 | 8.7512e-05 | 0.00019902 | 8.7512e-05 | 0.00011415 | 0.00022925 | 0.00011415 | 0 | 6.5591e-05 | 0.0001118 | 0.00010449 | 8.2027e-05 | 8.897e-05 | 3.242e-05 | 1.5422e-05 | 2.0845e-05 | 2.0845e-05 | 0.00011415 | 0.00011415 | 0.00011415 | 0.00011416 | 0.00011415 | 0.00011415 | 9.1181e-05 | 9.299e-05 | 0.0001022 | 0.0001069 | 0.00022929 | 0.00011415 | 0.00011415 | 0.00011415 | 0.00011415 | 3.0749e-06 | 6.2531e-05 | 0.00011054 | 0.00013835 | 9.5318e-05 | 9.8795e-05 | 9.7279e-05 | 9.6576e-05 | 8.9294e-05 | 0.00010213 | 5.6262e-05 | 5.6262e-05
02/04 07:00:00 | 2 | 4 | 7 | 823 | WD | 0 | 0.00020052 | 0.00020052 | 0.0010463 | 0.00017038 | 7.5464e-14 | 0.00011415 | 0 | 0 | 0.00015247 | -0.00095985 | 0.003619 | 0.00020052 | -7.5257e-05 | 9.9871e-05 | 0.00023081 | 9.9871e-05 | 0.00011415 | 0.00022925 | 0.00011415 | 0 | 6.5591e-05 | 0.0001126 | 0.00010952 | 8.8625e-05 | 9.5083e-05 | 1.2002e-05 | 7.1794e-06 | 8.718e-06 | 8.718e-06 | 0.00011415 | 0.00011415 | 0.00011415 | 0.00011416 | 0.00011415 | 0.00011415 | 0.00012828 | 0.00012421 | 0.00013044 | 0.00013363 | 0.00022929 | 0.00011415 | 0.00011415 | 0.00011415 | 0.00011415 | 4.0107e-06 | 9.1597e-05 | 8.8347e-05 | 8.6466e-05 | 0.00011476 | 0.00011252 | 0.00010697 | 0.00010439 | 8.5758e-05 | 0.00012447 | 0.000544 | 0.000544
02/04 08:00:00 | 2 | 4 | 8 | 824 | WD | 0 | 0.00020207 | 0.00020207 | -0.0010242 | 0.00026392 | 4.7973e-13 | 0.00011415 | 5.0932e-05 | 5.0932e-05 | 0.00013613 | -0.00047306 | 0.0033879 | 0.00020207 | 0.0001185 | 0.00011103 | 0.00021742 | 0.00011103 | 0.00011415 | 0.00011463 | 0.00011415 | 5.2287e-06 | 6.5591e-05 | 0.0001126 | 0.00010833 | 0.00010432 | 0.00010556 | 5.626e-06 | 2.0474e-06 | 3.1892e-06 | 3.1892e-06 | 0.00011415 | 0.00011415 | 0.00011415 | 0.00011416 | 0.00011415 | 0.00011415 | 0.000149 | 0.00014152 | 0.00018936 | 0.00021381 | 0.00011465 | 0.00011415 | 0.00011415 | 0.00011415 | 0.00011415 | 1.9048e-05 | 0.00012004 | 0.00013211 | 0.00013911 | 0.00012407 | 0.00011947 | 0.00012383 | 0.00012585 | 9.3115e-05 | 0.00011709 | 0.00048951 | 0.00048951
02/04 09:00:00 | 2 | 4 | 9 | 825 | WD | 8.1276e-05 | 0.00019622 | 0.00019622 | 0.0010657 | 0.00017645 | 1.5523e-12 | 0.00011415 | 0.00015417 | 0.00015417 | 5.9897e-05 | -0.00022859 | 0.0029567 | 0.00019622 | 0.00024175 | 0.00011108 | 0.00022625 | 0.00011108 | 0.00011415 | 0 | 0.00011415 | 8.9929e-05 | 0.00016398 | 0.0001685 | 0.00011288 | 0.00010838 | 0.00010977 | 4.7973e-06 | 8.6112e-07 | 2.117e-06 | 2.117e-06 | 0.00011415 | 0.00011415 | 0.00011415 | 0.00011416 | 0.00011415 | 0.00011415 | 0.00016895 | 0.00015343 | 0.00019339 | 0.00021381 | 0 | 0.00011415 | 0.00011415 | 0.00011415 | 0.00011415 | 9.8052e-05 | 0.00015703 | 0.00014877 | 0.00014399 | 0.00013625 | 0.00012088 | 0.00014705 | 0.00015919 | 9.3344e-05 | 0.00011429 | 0.00032019 | 0.00032019
02/04 10:00:00 | 2 | 4 | 10 | 826 | WD | 0.0001598 | 0.0002345 | 0.0002345 | 0.0010035 | 0.00023241 | 0.00021486 | 0.00011415 | 0.00020505 | 0.00020505 | 4.0839e-05 | -0.00015754 | 0.0025242 | 0.0002345 | 0.00038022 | 0.00011156 | 0.0002732 | 0.00011156 | 0.00011415 | 0 | 0.00011415 | 0.00031577 | 0.00029516 | 0.0002244 | 0.00011673 | 0.00011039 | 0.00011235 | 4.414e-06 | 5.8772e-07 | 1.8085e-06 | 1.8085e-06 | 0.00011415 | 0.00011415 | 0.00011415 | 0.00011416 | 0.00011415 | 0.00011415 | 0.0001871 | 0.00015456 | 0.00019377 | 0.00021381 | 0 | 0.00011415 | 0.00011415 | 0.00011415 | 0.00011415 | 0.00019481 | 0.00020535 | 0.00016971 | 0.00014908 | 0.000147 | 0.00012222 | 0.00015231 | 0.00016627 | 9.3414e-05 | 0.00011262 | 0.00022665 | 0.00022665
02/04 11:00:00 | 2 | 4 | 11 | 827 | WD | 0.00022757 | 0.00019199 | 0.00019199 | -0.00095993 | 0.00019748 | 0.00021991 | 0.00011415 | 0 | 0 | 4.0839e-05 | 0.0012191 | 0.0021822 | 0.00019199 | 0.00046984 | 0.00011463 | 0.0002173 | 0.00011463 | 0.00011415 | 0 | 0.00011415 | 0.00045551 | 0.00029516 | 0.0002244 | 0.00011761 | 0.00011192 | 0.00011368 | 4.0639e-06 | 4.5654e-07 | 1.6075e-06 | 1.6075e-06 | 0.00011415 | 0.00011415 | 0.00011415 | 0.00011416 | 0.00011415 | 0.00011415 | 0.00018706 | 0.00015413 | 0.00019363 | 0.00021381 | 0 | 0.00011415 | 0.00011415 | 0.00011415 | 0.00011415 | 0.00027883 | 0.00024242 | 0.00018618 | 0.0001536 | 0.00014838 | 0.00012261 | 0.00015123 | 0.0001645 | 9.3443e-05 | 0.0001117 | 0.00019379 | 0.00019379
02/04 12:00:00 | 2 | 4 | 12 | 828 | WD | 0.00026662 | 0.00016993 | 0.00016993 | 0.0010394 | 0.00013919 | 0.00021998 | 0.00011415 | 0 | 0 | 4.0839e-05 | 0.00076873 | 0.0018888 | 0.00016993 | 0.00037286 | 0.00011458 | 0.00019472 | 0.00011458 | 0.00011415 | 0 | 0.00011415 | 0.00047113 | 0.00029516 | 0.0002244 | 0.00014629 | 0.00011454 | 0.00012435 | 4.1879e-06 | 5.6833e-07 | 1.7232e-06 | 1.7232e-06 | 0.00011415 | 0.00011415 | 0.00011415 | 0.00011416 | 0.00011415 | 0.00011415 | 0.000187 | 0.00015348 | 0.00019341 | 0.00021381 | 0 | 0.00011415 | 0.00011415 | 0.00011415 | 0.00011415 | 0.0003369 | 0.00024632 | 0.0002326 | 0.00022465 | 0.00014859 | 0.00012332 | 0.0001529 | 0.00016663 | 9.3998e-05 | 0.00011059 | 0.00015014 | 0.00015014
02/04 13:00:00 | 2 | 4 | 13 | 829 | WD | 0.00027383 | 0.00015865 | 0.00015865 | 3.355e-05 | 0.00010812 | 0.00021627 | 0.00011415 | 0 | 0 | 4.0839e-05 | 0.00059198 | 0.0016447 | 0.00015865 | 0.00033278 | 0.00011115 | 0.00018406 | 0.00011115 | 0.00011415 | 0 | 0.00011415 | 0.00047113 | 0.00029516 | 0.0002244 | 0.00011899 | 0.00011659 | 0.00011733 | 3.5803e-06 | 4.9237e-07 | 1.4776e-06 | 1.4776e-06 | 0.00011415 | 0.00011415 | 0.00011415 | 0.00011416 | 0.00011415 | 0.00011415 | 0.00018694 | 0.0001532 | 0.00019331 | 0.00021381 | 0 | 0.00011415 | 0.00011415 | 0.00011415 | 0.00011415 | 0.00035258 | 0.00024586 | 0.00023295 | 0.00022547 | 0.00014828 | 0.00012395 | 0.00015647 | 0.00017155 | 9.4423e-05 | 0.00010994 | 0.00012446 | 0.00012446
02/04 14:00:00 | 2 | 4 | 14 | 830 | WD | 0.00024597 | 0.00015392 | 0.00015392 | 1.4453e-05 | 0.00016155 | 0.00022375 | 0.00011415 | 0 | 0 | 4.0839e-05 | 0.00048333 | 0.0014307 | 0.00015392 | 0.00029104 | 0.00011051 | 0.0001694 | 0.00011051 | 0.00011415 | 0 | 0.00011415 | 0.00047113 | 0.00029516 | 0.0002244 | 0.00011964 | 0.00012116 | 0.00012069 | 3.5261e-06 | 2.2168e-07 | 1.276e-06 | 1.276e-06 | 0.00011415 | 0.00011415 | 0.00011415 | 0.00011416 | 0.00011415 | 0.00011415 | 0.00018653 | 0.00015279 | 0.00019317 | 0.00021381 | 0 | 0.00011415 | 0.00011415 | 0.00011415 | 0.00011415 | 0.00032336 | 0.00024525 | 0.00023184 | 0.00022408 | 0.00014661 | 0.00012543 | 0.0001548 | 0.00016843 | 9.4609e-05 | 0.00010972 | 0.00011009 | 0.00011009
02/04 15:00:00 | 2 | 4 | 15 | 831 | WD | 0.00019236 | 0.00013394 | 0.00013394 | 0.0010172 | 7.9872e-05 | 0.00023635 | 0.00011415 | 0 | 0 | 4.0839e-05 | 0.00040943 | 0.001241 | 0.00013394 | 0.00025592 | 0.00010956 | 0.00015348 | 0.00010956 | 0.00011415 | 0 | 0.00011415 | 0.00042683 | 0.00029516 | 0.0002244 | 0.00011908 | 0.00012006 | 0.00011976 | 3.4107e-06 | -3.0501e-08 | 1.0674e-06 | 1.0674e-06 | 0.00011415 | 0.00011415 | 0.00011415 | 0.00011416 | 0.00011415 | 0.00011415 | 0.00018548 | 0.00015218 | 0.00019297 | 0.00021381 | 0 | 0.00011415 | 0.00011415 | 0.00011415 | 0.00011415 | 0.00025545 | 0.00023161 | 0.00018164 | 0.00015271 | 0.00014593 | 0.00012486 | 0.0001522 | 0.00016488 | 9.4746e-05 | 0.00010967 | 9.72e-05 | 9.72e-05
02/04 16:00:00 | 2 | 4 | 16 | 832 | WD | 0.00011791 | 0.00014426 | 0.00014426 | 0.0010161 | 0.00015976 | 0.00024949 | 0.00011415 | 0 | 0 | 7.0788e-05 | 0.00038745 | 0.0010639 | 0.00014426 | 0.0002507 | 0.00011092 | 0.00015426 | 0.00011092 | 0.00011415 | 0 | 0.00011415 | 0.00027257 | 0.00029516 | 0.0002244 | 0.00011573 | 0.00011556 | 0.00011561 | 3.2292e-06 | -1.1228e-07 | 9.5383e-07 | 9.5383e-07 | 0.00011415 | 0.00011415 | 0.00011415 | 0.00011416 | 0.00011415 | 0.00011415 | 0.00016661 | 0.00015069 | 0.00019246 | 0.00021381 | 0 | 0.00011415 | 0.00011415 | 0.00011415 | 0.00011415 | 0.00015386 | 0.0001843 | 0.00016134 | 0.00014804 | 0.00013408 | 0.00012282 | 0.00015156 | 0.00016489 | 9.4632e-05 | 0.00010966 | 8.994e-05 | 8.994e-05
02/04 17:00:00 | 2 | 4 | 17 | 833 | WD | 2.7287e-05 | 0.00015117 | 0.00015117 | -0.00098054 | 8.0708e-05 | -2.0051e-12 | 0.00011415 | 0.00028797 | 0.00028797 | 0.00015247 | -0.00088833 | 0.00095526 | 0.00015117 | 2.2467e-05 | 0.00012 | 0.00016986 | 0.00012 | 0.00011415 | 0 | 0.00011415 | 0.00011878 | 0.00029516 | 0.0002244 | 0.00010733 | 0.00011373 | 0.00011175 | 3.0816e-06 | -2.5939e-07 | 8.0656e-07 | 8.0656e-07 | 0.00011415 | 0.00011415 | 0.00011415 | 0.00011416 | 0.00011415 | 0.00011415 | 0.00014779 | 0.00014431 | 0.00015212 | 0.00015611 | 0 | 0.00011415 | 0.00011415 | 0.00011415 | 0.00011415 | 6.699e-05 | 0.00012661 | 0.00011251 | 0.00010435 | 0.00012293 | 0.00012026 | 0.00014173 | 0.00015169 | 8.7413e-05 | 0.00011 | 0.00010856 | 0.00010856
02/04 18:00:00 | 2 | 4 | 18 | 834 | WD | 0 | 0.0001716 | 0.0001716 | 0.0010359 | 0.00016491 | -7.5459e-13 | 0.00011415 | 2.0207e-05 | 2.0207e-05 | 0.00021236 | -0.00047827 | 0.00086328 | 0.0001716 | 0.00017488 | 0.00013406 | 0.00018015 | 0.00013406 | 0.00011415 | 0.00017194 | 0.00011415 | 5.9842e-06 | 0.00029516 | 0.0002244 | 0.00010483 | 0.00011151 | 0.00010944 | 2.8424e-06 | -3.9073e-07 | 6.4083e-07 | 6.4083e-07 | 0.00011415 | 0.00011415 | 0.00011415 | 0.00011416 | 0.00011415 | 0.00011415 | 0.00012914 | 0.00014038 | 0.00012961 | 0.00012411 | 0.00019014 | 0.00011415 | 0.00011415 | 0.00011415 | 0.00011415 | 8.1186e-06 | 9.1483e-05 | 8.4486e-05 | 8.0434e-05 | 0.00011793 | 0.0001245 | 0.000144 | 0.00015305 | 8.7407e-05 | 0.00011062 | 0.00014177 | 0.00014177
02/04 19:00:00 | 2 | 4 | 19 | 835 | WD | 0 | 0.00020928 | 0.00020928 | 3.9898e-05 | 0.00016855 | -3.8268e-13 | 0.00011415 | 0 | 0 | 0.00028587 | -0.00023901 | 0.00079501 | 0.00020928 | 0.00032267 | 0.00014271 | 0.00022512 | 0.00014271 | 0.00011415 | 0.00022925 | 0.00011415 | 0 | 6.5591e-05 | 0.0001126 | 0.00010423 | 0.0001073 | 0.00010635 | 2.6077e-06 | -4.3999e-07 | 5.324e-07 | 5.324e-07 | 0.00011415 | 0.00011415 | 0.00011415 | 0.00011416 | 0.00011415 | 0.00011415 | 0.00012867 | 0.00012924 | 0.00011284 | 0.00010446 | 0.00022929 | 0.00011415 | 0.00011415 | 0.00011415 | 0.00011415 | 4.7071e-06 | 8.1186e-05 | 7.2578e-05 | 6.7593e-05 | 0.00011727 | 0.00012141 | 0.00011989 | 0.00011919 | 8.7363e-05 | 0.00011119 | 0.00035867 | 0.00035867
02/04 20:00:00 | 2 | 4 | 20 | 836 | WD | 0 | 0.00019465 | 0.00019465 | 0.0010713 | 0.0001692 | -2.8565e-13 | 0.00011415 | 0 | 0 | 0.00034305 | -0.00011307 | 0.00072508 | 0.00019465 | 0.00026698 | 0.00014653 | 0.00020041 | 0.00014653 | 0.00011415 | 0.00022925 | 0.00011415 | 0 | 6.5591e-05 | 0.0001126 | 0.00011351 | 0.00010406 | 0.00010698 | 2.4424e-06 | -4.1e-07 | 5.0005e-07 | 5.0005e-07 | 0.00011415 | 0.00011415 | 0.00011415 | 0.00011416 | 0.00011415 | 0.00011415 | 0.00011028 | 0.00012072 | 0.00010105 | 9.1006e-05 | 0.00022929 | 0.00011415 | 0.00011415 | 0.00011415 | 0.00011415 | 6.0385e-06 | 7.1053e-05 | 0.00010064 | 0.00011777 | 0.00010784 | 0.00011771 | 0.00011468 | 0.00011327 | 8.7344e-05 | 0.00011182 | 0.00038404 | 0.00038404
02/04 21:00:00 | 2 | 4 | 21 | 837 | WD | 0 | 0.00018295 | 0.00018295 | 0.0010426 | 0.00016697 | 0 | 0.00011415 | 0 | 0 | 0.00034849 | -6.7623e-05 | 0.00060781 | 0.00018295 | 0.00023545 | 0.00014762 | 0.00018357 | 0.00014762 | 0.00011415 | 0.00022925 | 0.00011415 | 0 | 6.5591e-05 | 0.0001126 | 0.00011226 | 0.00010014 | 0.00010389 | 2.2849e-06 | -2.6545e-07 | 5.4825e-07 | 5.4825e-07 | 0.00011415 | 0.00011415 | 0.00011415 | 0.00011416 | 0.00011415 | 0.00011415 | 0.00010984 | 0.00010476 | 8.6009e-05 | 7.6429e-05 | 0.00022929 | 0.00011415 | 0.00011415 | 0.00011415 | 0.00011415 | 4.8306e-06 | 5.9917e-05 | 8.4608e-05 | 9.8906e-05 | 0.00010621 | 0.00011136 | 0.00010494 | 0.00010196 | 8.7351e-05 | 0.00011201 | 0.00043411 | 0.00043411
02/04 22:00:00 | 2 | 4 | 22 | 838 | WD | 0 | 0.00017836 | 0.00017836 | 2.8327e-05 | 0.00016419 | 2.0698e-12 | 0.00011415 | 0 | 0 | 0.00023959 | -4.5758e-05 | 0.00043734 | 0.00017836 | 0.00023127 | 0.00014405 | 0.0001839 | 0.00014405 | 0.00011415 | 0.00022925 | 0.00011415 | 0 | 6.5591e-05 | 0.0001126 | 0.000106 | 8.537e-05 | 9.1746e-05 | 2.1336e-05 | -9.4038e-08 | 6.7434e-06 | 6.7434e-06 | 0.00011415 | 0.00011415 | 0.00011415 | 0.00011415 | 0.00011415 | 0.00011415 | 0.00010924 | 9.2279e-05 | 7.4921e-05 | 6.6052e-05 | 0.00022929 | 0.00011415 | 0.00011415 | 0.00011415 | 0.00011415 | 3.2016e-06 | 4.5412e-05 | 7.0785e-05 | 8.5478e-05 | 0.00010435 | 0.00010001 | 9.8637e-05 | 9.7999e-05 | 8.8637e-05 | 9.7348e-05 | 0.00044958 | 0.00044958
02/04 23:00:00 | 2 | 4 | 23 | 839 | WD | 0 | 0.00015662 | 0.00015662 | 1.0235e-05 | 0.00014664 | 7.9772e-13 | 0.00011415 | 0 | 0 | 0.00013341 | 0.0010905 | -0.0018217 | 0.00015662 | 0.00038829 | 0.00013614 | 0.00016282 | 0.00013614 | 0.00011415 | 0.00022925 | 0.00011415 | 0 | 6.5591e-05 | 0.0001118 | 9.6678e-05 | 8.0447e-05 | 8.5463e-05 | 2.8374e-05 | 7.5585e-06 | 1.42e-05 | 1.42e-05 | 0.00011415 | 0.00011415 | 0.00011415 | 0.00011416 | 0.00011415 | 0.00011415 | 0.00010883 | 6.9436e-05 | 6.3877e-05 | 6.1037e-05 | 0.00022929 | 0.00011415 | 0.00011415 | 0.00011415 | 0.00011415 | 2.0797e-06 | 3.3003e-05 | 6.2124e-05 | 7.8988e-05 | 0.00010274 | 9.1079e-05 | 9.1199e-05 | 9.1255e-05 | 8.8774e-05 | 9.7703e-05 | 2.2748e-05 | 2.2748e-05
02/04 24:00:00 | 2 | 4 | 24 | 840 | WD | 0 | 0.00013266 | 0.00013266 | 0.0010007 | 9.0493e-05 | -1.3906e-12 | 0.00011415 | 0 | 0 | 5.4452e-05 | 0.00060616 | -0.0047176 | 0.00013266 | 0.00025286 | 0.00012638 | 0.00014335 | 0.00012638 | 0.00011415 | 0.00022925 | 0.00011415 | 0 | 6.5591e-05 | 0.0001118 | 0.00012435 | 7.9496e-05 | 9.3359e-05 | 2.9709e-05 | 1.3387e-05 | 1.8595e-05 | 1.8595e-05 | 0.00011415 | 0.00011415 | 0.00011415 | 0.00011416 | 0.00011415 | 0.00011415 | 9.9691e-05 | 6.8344e-05 | 6.1493e-05 | 5.7992e-05 | 0.00022929 | 0.00011415 | 0.00011415 | 0.00011415 | 0.00011415 | 1.729e-06 | 2.6771e-05 | 5.7344e-05 | 7.5048e-05 | 9.7631e-05 | 9.0436e-05 | 9.0526e-05 | 9.0568e-05 | 8.885e-05 | 9.9576e-05 | 3.4452e-06 | 3.4452e-06
02/05 01:00:00 | 2 | 5 | 1 | 841 | WD | 0 | 9.3729e-05 | 9.3729e-05 | 2.6708e-06 | 5.3696e-05 | 0.00025245 | 0.00011415 | 0 | 0 | 2.1781e-05 | 0.00040804 | -0.0058135 | 9.3729e-05 | 8.8171e-05 | 9.19e-05 | 0.00010243 | 9.19e-05 | 0.00011415 | 0.00022925 | 0.00011415 | 0 | 6.5591e-05 | 0.0001118 | 8.9283e-05 | 7.7819e-05 | 8.1362e-05 | 3.0447e-05 | 2.0349e-05 | 2.3571e-05 | 2.3571e-05 | 0.00011415 | 0.00011415 | 0.00011415 | 0.00011416 | 0.00011415 | 0.00011415 | 4.5468e-05 | 6.8027e-05 | 5.8924e-05 | 5.4272e-05 | 0.00022929 | 0.00011415 | 0.00011415 | 0.00011415 | 0.00011415 | 1.2032e-06 | 2.496e-05 | 5.3631e-05 | 7.0234e-05 | 7.1985e-05 | 8.976e-05 | 8.416e-05 | 8.1563e-05 | 8.9127e-05 | 0.00010045 | 2.0712e-05 | 2.0712e-05
02/05 02:00:00 | 2 | 5 | 2 | 842 | WD | 0 | 0.00012559 | 0.00012559 | -0.00097224 | 2.1623e-05 | 0.00023244 | 0.00011415 | 0 | 0 | 2.1781e-05 | 0.00044594 | -0.0042073 | 0.00012559 | 0.00015721 | 8.5656e-05 | 0.00015393 | 8.5656e-05 | 0.00011415 | 0.00022925 | 0.00011415 | 0 | 6.5591e-05 | 0.0001118 | 8.7945e-05 | 7.7502e-05 | 8.0729e-05 | 3.1622e-05 | 3.3774e-05 | 3.3088e-05 | 3.3088e-05 | 0.00011415 | 0.00011415 | 0.00011415 | 0.00011416 | 0.00011415 | 0.00011415 | 3.6463e-05 | 6.7924e-05 | 5.8637e-05 | 5.3892e-05 | 0.00022929 | 0.00011415 | 0.00011415 | 0.00011415 | 0.00011415 | 1.2032e-06 | 2.437e-05 | 5.3103e-05 | 6.9742e-05 | 6.6742e-05 | 8.9627e-05 | 8.3937e-05 | 8.1298e-05 | 8.9279e-05 | 0.00010108 | 3.4496e-05 | 3.4496e-05
02/05 03:00:00 | 2 | 5 | 3 | 843 | WD | 0 | 0.00017185 | 0.00017185 | 0.00097105 | 7.439e-05 | 0.00022975 | 0.00011415 | 0 | 0 | 2.1781e-05 | 0.00049772 | -0.0050033 | 0.00017185 | 0.0002448 | 8.3946e-05 | 0.00021218 | 8.3946e-05 | 0.00011415 | 0.00022925 | 0.00011415 | 0 | 6.5591e-05 | 0.0001118 | 8.7682e-05 | 7.7369e-05 | 8.0556e-05 | 0.00053813 | 0.00049891 | 0.00051142 | 0.00051142 | 0.00011415 | 0.00011415 | 0.00011415 | 0.00011416 | 0.00011415 | 0.00011415 | 3.6473e-05 | 6.819e-05 | 6.0618e-05 | 5.6748e-05 | 0.00022929 | 0.00011415 | 0.00011415 | 0.00011415 | 0.00011415 | 1.23e-06 | 2.5894e-05 | 5.6002e-05 | 7.3438e-05 | 6.5551e-05 | 8.9673e-05 | 8.4415e-05 | 8.1976e-05 | 8.9487e-05 | 0.00010176 | 6.4072e-05 | 6.4072e-05
02/05 04:00:00 | 2 | 5 | 4 | 844 | WD | 0 | 0.00018197 | 0.00018197 | -0.0008455 | 0 | 0.00022651 | 0.00011415 | 0 | 0 | 2.1781e-05 | 0.00047145 | -0.0021073 | 0.00018197 | 0.00027937 | 8.2211e-05 | 0.00023818 | 8.2211e-05 | 0.00011415 | 0.00022925 | 0.00011415 | 0 | 6.5591e-05 | 0.0001118 | 8.844e-05 | 7.7238e-05 | 8.07e-05 | 0.00054301 | 0.00049834 | 0.00051259 | 0.00051259 | 0.00011415 | 0.00011415 | 0.00011415 | 0.00011416 | 0.00011415 | 0.00011415 | 4.5596e-05 | 6.8975e-05 | 6.1912e-05 | 5.8304e-05 | 0.00022929 | 0.00011415 | 0.00011415 | 0.00011415 | 0.00011415 | 1.5508e-06 | 3.0373e-05 | 5.892e-05 | 7.5451e-05 | 7.1052e-05 | 8.9874e-05 | 8.4684e-05 | 8.2276e-05 | 8.9529e-05 | 0.00010241 | 0.00010355 | 0.00010355
02/05 05:00:00 | 2 | 5 | 5 | 845 | WD | 0 | 0.00018651 | 0.00018651 | -0.00012278 | 7.52e-05 | 0.00021796 | 0.00011415 | 0 | 0 | 6.5342e-05 | 0.00042122 | 0.00091228 | 0.00018651 | 0.00026459 | 8.1198e-05 | 0.00023124 | 8.1198e-05 | 0.00011415 | 0.00022925 | 0.00011415 | 0 | 6.5591e-05 | 0.0001118 | 0.00010097 | 7.7134e-05 | 8.4501e-05 | 0.00061683 | 0.00049789 | 0.00053584 | 0.00053584 | 0.00011415 | 0.00011415 | 0.00011415 | 0.00011416 | 0.00011415 | 0.00011415 | 5.4768e-05 | 7.0282e-05 | 7.6832e-05 | 8.0178e-05 | 0.00022929 | 0.00011415 | 0.00011415 | 0.00011415 | 0.00011415 | 2.0054e-06 | 3.7834e-05 | 7.9583e-05 | 0.00010376 | 7.6745e-05 | 9.0241e-05 | 8.9436e-05 | 8.9062e-05 | 8.9416e-05 | 0.00010296 | 0.00011576 | 0.00011576
02/05 06:00:00 | 2 | 5 | 6 | 846 | WD | 0 | 0.00019545 | 0.00019545 | 0.00096758 | 7.8372e-05 | -1.5577e-12 | 0.00011415 | 0 | 0 | 0.00013613 | 0.00041133 | 0.0028199 | 0.00019545 | 0.00027433 | 8.7512e-05 | 0.00023845 | 8.7512e-05 | 0.00011415 | 0.00022925 | 0.00011415 | 0 | 6.5591e-05 | 0.0001118 | 0.0001038 | 8.1097e-05 | 8.8113e-05 | 0.00063374 | 0.00052232 | 0.00055787 | 0.00055787 | 0.00011415 | 0.00011415 | 0.00011415 | 0.00011416 | 0.00011415 | 0.00011415 | 9.1181e-05 | 9.299e-05 | 0.0001022 | 0.0001069 | 0.00022929 | 0.00011415 | 0.00011415 | 0.00011415 | 0.00011415 | 3.0749e-06 | 6.2531e-05 | 0.00011054 | 0.00013835 | 9.5658e-05 | 9.8492e-05 | 9.7418e-05 | 9.692e-05 | 8.911e-05 | 0.00010329 | 0.00011892 | 0.00011892
02/05 07:00:00 | 2 | 5 | 7 | 847 | WD | 0 | 0.00025414 | 0.00025414 | 6.4426e-05 | 0.00018559 | 7.5464e-14 | 0.00011415 | 0 | 0 | 0.00015247 | -0.00094869 | 0.0032179 | 0.00025414 | -0.00018578 | 9.9871e-05 | 0.00030484 | 9.9871e-05 | 0.00011415 | 0.00022925 | 0.00011415 | 0 | 6.5591e-05 | 0.0001126 | 0.00010866 | 8.6785e-05 | 9.3545e-05 | 0.00064645 | 0.00053898 | 0.00057327 | 0.00057327 | 0.00011415 | 0.00011415 | 0.00011415 | 0.00011416 | 0.00011415 | 0.00011415 | 0.00012828 | 0.00012421 | 0.00013044 | 0.00013363 | 0.00022929 | 0.00011415 | 0.00011415 | 0.00011415 | 0.00011415 | 4.0107e-06 | 9.1597e-05 | 8.8347e-05 | 8.6466e-05 | 0.00011516 | 0.00011192 | 0.00010695 | 0.00010465 | 8.4842e-05 | 0.00012647 | 0.00060623 | 0.00060623
02/05 08:00:00 | 2 | 5 | 8 | 848 | WD | 0 | 0.0002805 | 0.0002805 | 0.000796 | 0.00024815 | 4.7973e-13 | 0.00011415 | 5.6941e-05 | 5.6941e-05 | 0.00013613 | -0.00046376 | 0.002953 | 0.0002805 | -3.1434e-05 | 0.00011103 | 0.00033143 | 0.00011103 | 0.00011415 | 0.00011463 | 0.00011415 | 5.8457e-06 | 6.5591e-05 | 0.0001126 | 0.00010706 | 0.00010134 | 0.00010311 | 0.00063214 | 0.0006222 | 0.00062537 | 0.00062537 | 0.00011415 | 0.00011415 | 0.00011415 | 0.00011416 | 0.00011415 | 0.00011415 | 0.000149 | 0.0001415 | 0.00018935 | 0.00021381 | 0.00011465 | 0.00011415 | 0.00011415 | 0.00011415 | 0.00011415 | 2.0059e-05 | 0.00012046 | 0.00013231 | 0.00013918 | 0.00012449 | 0.00011848 | 0.00012352 | 0.00012585 | 9.2474e-05 | 0.00012105 | 0.00067389 | 0.00067389
02/05 09:00:00 | 2 | 5 | 9 | 849 | WD | 9.3712e-05 | 0.00027471 | 0.00027471 | 0.00032682 | 0.00017642 | 1.5523e-12 | 0.00011415 | 0.0001624 | 0.0001624 | 5.9897e-05 | -0.00023612 | 0.0024964 | 0.00027471 | 0.00013985 | 0.00011108 | 0.00033799 | 0.00011108 | 0.00011415 | 0 | 0.00011415 | 9.4732e-05 | 0.00016398 | 0.0001685 | 0.00011022 | 0.00010364 | 0.00010567 | 0.00065 | 0.00063625 | 0.00064064 | 0.00064064 | 0.00011415 | 0.00011415 | 0.00011415 | 0.00011416 | 0.00011415 | 0.00011415 | 0.00016895 | 0.00015342 | 0.00019339 | 0.00021381 | 0 | 0.00011415 | 0.00011415 | 0.00011415 | 0.00011415 | 0.00010246 | 0.00015916 | 0.00014973 | 0.00014427 | 0.00013671 | 0.00011929 | 0.00014537 | 0.00015747 | 9.2625e-05 | 0.00011886 | 0.0005445 | 0.0005445
02/05 10:00:00 | 2 | 5 | 10 | 850 | WD | 0.000176 | 0.00032776 | 0.00032776 | 0.001076 | 0.00025939 | 0.00021486 | 0.00011415 | 0.00021105 | 0.00021105 | 4.0839e-05 | -0.00017405 | 0.002041 | 0.00032776 | 0.00028149 | 0.00011156 | 0.00040188 | 0.00011156 | 0.00011415 | 0 | 0.00011415 | 0.00032499 | 0.00029516 | 0.0002244 | 0.00011348 | 0.00010355 | 0.00010662 | 0.00066884 | 0.00063574 | 0.0006463 | 0.0006463 | 0.00011415 | 0.00011415 | 0.00011415 | 0.00011416 | 0.00011415 | 0.00011415 | 0.0001871 | 0.00015456 | 0.00019377 | 0.00021381 | 0 | 0.00011415 | 0.00011415 | 0.00011415 | 0.00011415 | 0.00019991 | 0.00020779 | 0.00017079 | 0.00014936 | 0.00014746 | 0.0001199 | 0.00015038 | 0.00016451 | 9.2643e-05 | 0.00011759 | 0.00047586 | 0.00047586
02/05 11:00:00 | 2 | 5 | 11 | 851 | WD | 0.00024638 | 0.00028908 | 0.00028908 | 2.6348e-05 | 0.00017123 | 0.00021991 | 0.00011415 | 0 | 0 | 4.0839e-05 | 0.0011795 | 0.0016741 | 0.00028908 | 0.00060182 | 0.00011463 | 0.00035947 | 0.00011463 | 0.00011415 | 0 | 0.00011415 | 0.0004527 | 0.00029516 | 0.0002244 | 0.00011383 | 0.00010346 | 0.00010667 | 0.00067058 | 0.00063516 | 0.00064646 | 0.00064646 | 0.00011415 | 0.00011415 | 0.00011415 | 0.00011416 | 0.00011415 | 0.00011415 | 0.00018706 | 0.00015413 | 0.00019363 | 0.00021381 | 0 | 0.00011415 | 0.00011415 | 0.00011415 | 0.00011415 | 0.00028088 | 0.00024168 | 0.00018598 | 0.00015372 | 0.00014886 | 0.00011973 | 0.00014902 | 0.00016261 | 9.2655e-05 | 0.00011701 | 0.0004594 | 0.0004594
02/05 12:00:00 | 2 | 5 | 12 | 852 | WD | 0.0002906 | 0.0002654 | 0.0002654 | 2.186e-05 | 0.0001661 | 0.00021998 | 0.00011415 | 0 | 0 | 4.0839e-05 | 0.00085695 | 0.0013806 | 0.0002654 | 0.00051204 | 0.00011458 | 0.00032655 | 0.00011458 | 0.00011415 | 0 | 0.00011415 | 0.00047113 | 0.00029516 | 0.0002244 | 0.00014298 | 0.00010334 | 0.0001156 | 0.00084132 | 0.00063445 | 0.00070045 | 0.00070045 | 0.00011415 | 0.00011415 | 0.00011415 | 0.00011416 | 0.00011415 | 0.00011415 | 0.000187 | 0.00015348 | 0.00019341 | 0.00021381 | 0 | 0.00011415 | 0.00011415 | 0.00011415 | 0.00011415 | 0.00033804 | 0.00024632 | 0.00023274 | 0.00022488 | 0.00014905 | 0.00011947 | 0.00015039 | 0.00016473 | 9.2751e-05 | 0.00011601 | 0.00042891 | 0.00042891
02/05 13:00:00 | 2 | 5 | 13 | 853 | WD | 0.00029599 | 0.00026535 | 0.00026535 | 1.8278e-05 | 8.1665e-05 | 0.00021627 | 0.00011415 | 0 | 0 | 4.0839e-05 | 0.00061223 | 0.0011758 | 0.00026535 | 0.00048336 | 0.00011115 | 0.00033994 | 0.00011115 | 0.00011415 | 0 | 0.00011415 | 0.00047113 | 0.00029516 | 0.0002244 | 0.00011388 | 0.00010335 | 0.0001066 | 0.00067036 | 0.00063447 | 0.00064592 | 0.00064592 | 0.00011415 | 0.00011415 | 0.00011415 | 0.00011416 | 0.00011415 | 0.00011415 | 0.00018694 | 0.0001532 | 0.00019331 | 0.00021381 | 0 | 0.00011415 | 0.00011415 | 0.00011415 | 0.00011415 | 0.00034829 | 0.00024586 | 0.00023301 | 0.00022556 | 0.00014871 | 0.00011938 | 0.00015376 | 0.00016971 | 9.2825e-05 | 0.00011545 | 0.00040646 | 0.00040646
02/05 14:00:00 | 2 | 5 | 14 | 854 | WD | 0.00026769 | 0.00026204 | 0.00026204 | 0.0010161 | 0.00016156 | 0.00022375 | 0.00011415 | 0 | 0 | 4.0839e-05 | 0.00050639 | 0.0009828 | 0.00026204 | 0.00044446 | 0.00011051 | 0.00032331 | 0.00011051 | 0.00011415 | 0 | 0.00011415 | 0.00047113 | 0.00029516 | 0.0002244 | 0.00011483 | 0.00010753 | 0.00010979 | 0.00067588 | 0.00066016 | 0.00066517 | 0.00066517 | 0.00011415 | 0.00011415 | 0.00011415 | 0.00011416 | 0.00011415 | 0.00011415 | 0.00018653 | 0.00015279 | 0.00019317 | 0.00021381 | 0 | 0.00011415 | 0.00011415 | 0.00011415 | 0.00011415 | 0.00032557 | 0.00024525 | 0.00023199 | 0.00022432 | 0.00014702 | 0.00012073 | 0.00015211 | 0.00016666 | 9.2849e-05 | 0.0001152 | 0.00038834 | 0.00038834
02/05 15:00:00 | 2 | 5 | 15 | 855 | WD | 0.00020726 | 0.00026922 | 0.00026922 | -0.00099004 | 7.9874e-05 | 0.00023635 | 0.00011415 | 0 | 0 | 4.0839e-05 | 0.00048518 | 0.00084273 | 0.00026922 | 0.00045386 | 0.00010956 | 0.00034605 | 0.00010956 | 0.00011415 | 0 | 0.00011415 | 0.00042486 | 0.00029516 | 0.0002244 | 0.0001148 | 0.00010712 | 0.00010949 | 0.00067562 | 0.00065761 | 0.00066336 | 0.00066336 | 0.00011415 | 0.00011415 | 0.00011415 | 0.00011416 | 0.00011415 | 0.00011415 | 0.00018548 | 0.00015218 | 0.00019297 | 0.00021381 | 0 | 0.00011415 | 0.00011415 | 0.00011415 | 0.00011415 | 0.00025769 | 0.00023109 | 0.00018154 | 0.00015284 | 0.00014631 | 0.0001204 | 0.00014967 | 0.00016325 | 9.3091e-05 | 0.00011499 | 0.00036728 | 0.00036728
02/05 16:00:00 | 2 | 5 | 16 | 856 | WD | 0.00013076 | 0.00025978 | 0.00025978 | 0.0010101 | 0.00015976 | 0.00024949 | 0.00011415 | 0 | 0 | 7.0788e-05 | 0.00043816 | 0.00074612 | 0.00025978 | 0.00043003 | 0.00011092 | 0.00031871 | 0.00011092 | 0.00011415 | 0 | 0.00011415 | 0.00028264 | 0.00029516 | 0.0002244 | 0.00011167 | 0.00010323 | 0.00010583 | 0.00065706 | 0.0006337 | 0.00064116 | 0.00064116 | 0.00011415 | 0.00011415 | 0.00011415 | 0.00011416 | 0.00011415 | 0.00011415 | 0.00016661 | 0.00015069 | 0.00019246 | 0.00021381 | 0 | 0.00011415 | 0.00011415 | 0.00011415 | 0.00011415 | 0.00015855 | 0.00018692 | 0.00016248 | 0.00014832 | 0.00013444 | 0.00011857 | 0.00014914 | 0.00016332 | 9.3152e-05 | 0.00011482 | 0.00035132 | 0.00035132
02/05 17:00:00 | 2 | 5 | 17 | 857 | WD | 3.0377e-05 | 0.00027387 | 0.00027387 | 0.00050364 | 0.00010239 | -2.0051e-12 | 0.00011415 | 0.00029701 | 0.00029701 | 0.00015247 | -0.00098512 | 0.00070526 | 0.00027387 | -9.4076e-05 | 0.00012 | 0.00034126 | 0.00012 | 0.00011415 | 0 | 0.00011415 | 0.00012251 | 0.00029516 | 0.0002244 | 0.00010351 | 0.0001026 | 0.00010288 | 0.00060916 | 0.00062988 | 0.00062327 | 0.00062327 | 0.00011415 | 0.00011415 | 0.00011415 | 0.00011416 | 0.00011415 | 0.00011415 | 0.00014779 | 0.0001443 | 0.00015212 | 0.00015611 | 0 | 0.00011415 | 0.00011415 | 0.00011415 | 0.00011415 | 6.8385e-05 | 0.00012743 | 0.00011286 | 0.00010442 | 0.00012334 | 0.00011644 | 0.00013935 | 0.00014998 | 8.6724e-05 | 0.00011527 | 0.00038059 | 0.00038059
02/05 18:00:00 | 2 | 5 | 18 | 858 | WD | 0 | 0.00028712 | 0.00028712 | -0.00028222 | 0.00014278 | -7.5459e-13 | 0.00011415 | 2.3031e-05 | 2.3031e-05 | 0.00021236 | -0.00051907 | 0.00069706 | 0.00028712 | 0.00014414 | 0.00013406 | 0.00034793 | 0.00013406 | 0.00011415 | 0.00017194 | 0.00011415 | 6.8205e-06 | 0.00029516 | 0.0002244 | 0.00010124 | 0.00010223 | 0.00010193 | 0.00059566 | 0.00062762 | 0.00061743 | 0.00061743 | 0.00011415 | 0.00011415 | 0.00011415 | 0.00011416 | 0.00011415 | 0.00011415 | 0.00012914 | 0.00014034 | 0.0001296 | 0.00012411 | 0.0001538 | 0.00011415 | 0.00011415 | 0.00011415 | 0.00011415 | 9.44e-06 | 9.1356e-05 | 8.4481e-05 | 8.0499e-05 | 0.00011746 | 0.00012108 | 0.00013992 | 0.00014866 | 8.6623e-05 | 0.00011611 | 0.0004435 | 0.0004435
02/05 19:00:00 | 2 | 5 | 19 | 859 | WD | 0 | 0.00032761 | 0.00032761 | 0.00084508 | 0.00016847 | -3.8268e-13 | 0.00011415 | 0 | 0 | 0.00028587 | -0.00026743 | 0.00068772 | 0.00032761 | 0.00034405 | 0.00014271 | 0.00039358 | 0.00014271 | 0.00011415 | 0.00022925 | 0.00011415 | 0 | 6.5591e-05 | 0.0001126 | 0.00010124 | 0.00010013 | 0.00010047 | 0.00059536 | 0.00061467 | 0.00060851 | 0.00060851 | 0.00011415 | 0.00011415 | 0.00011415 | 0.00011416 | 0.00011415 | 0.00011415 | 0.00012867 | 0.00012924 | 0.00011284 | 0.00010446 | 0.00022929 | 0.00011415 | 0.00011415 | 0.00011415 | 0.00011415 | 4.7071e-06 | 8.1186e-05 | 7.2578e-05 | 6.7593e-05 | 0.00011771 | 0.00011898 | 0.00011912 | 0.00011919 | 8.6639e-05 | 0.00011635 | 0.00065065 | 0.00065065
02/05 20:00:00 | 2 | 5 | 20 | 860 | WD | 0 | 0.00029942 | 0.00029942 | 2.0026e-05 | 0.00016923 | -2.8565e-13 | 0.00011415 | 0 | 0 | 0.00034305 | -0.00012242 | 0.00066608 | 0.00029942 | 0.00032228 | 0.00014653 | 0.00034955 | 0.00014653 | 0.00011415 | 0.00022925 | 0.00011415 | 0 | 6.5591e-05 | 0.0001126 | 0.00011097 | 9.8627e-05 | 0.00010244 | 0.00065221 | 0.00060547 | 0.00062038 | 0.00062038 | 0.00011415 | 0.00011415 | 0.00011415 | 0.00011416 | 0.00011415 | 0.00011415 | 0.00011028 | 0.00012072 | 0.00010105 | 9.1006e-05 | 0.00022929 | 0.00011415 | 0.00011415 | 0.00011415 | 0.00011415 | 6.0385e-06 | 7.1053e-05 | 0.00010064 | 0.00011777 | 0.00010827 | 0.00011589 | 0.0001141 | 0.00011327 | 8.6682e-05 | 0.0001166 | 0.00066975 | 0.00066975
02/05 21:00:00 | 2 | 5 | 21 | 861 | WD | 0 | 0.00028668 | 0.00028668 | 1.8018e-05 | 0.00016698 | 0 | 0.00011415 | 0 | 0 | 0.00034849 | -7.4657e-05 | 0.0006066 | 0.00028668 | 0.00030496 | 0.00014762 | 0.00033124 | 0.00014762 | 0.00011415 | 0.00022925 | 0.00011415 | 0 | 6.5591e-05 | 0.0001126 | 0.00010996 | 9.5533e-05 | 9.9992e-05 | 0.0006462 | 0.00058648 | 0.00060553 | 0.00060553 | 0.00011415 | 0.00011415 | 0.00011415 | 0.00011416 | 0.00011415 | 0.00011415 | 0.00010984 | 0.00010476 | 8.6009e-05 | 7.6429e-05 | 0.00022929 | 0.00011415 | 0.00011415 | 0.00011415 | 0.00011415 | 4.8306e-06 | 5.9917e-05 | 8.4608e-05 | 9.8906e-05 | 0.00010665 | 0.00010983 | 0.00010445 | 0.00010196 | 8.6701e-05 | 0.0001167 | 0.00071762 | 0.00071762
02/05 22:00:00 | 2 | 5 | 22 | 862 | WD | 0 | 0.00029322 | 0.00029322 | 1.5569e-05 | 0.0001642 | 2.0698e-12 | 0.00011415 | 0 | 0 | 0.00023959 | -5.2452e-05 | 0.00045972 | 0.00029322 | 0.00029826 | 0.00014405 | 0.0003474 | 0.00014405 | 0.00011415 | 0.00022925 | 0.00011415 | 0 | 6.5591e-05 | 0.0001126 | 0.00010412 | 8.1603e-05 | 8.856e-05 | 0.00062741 | 0.00050096 | 0.00054131 | 0.00054131 | 0.00011415 | 0.00011415 | 0.00011415 | 0.00011416 | 0.00011415 | 0.00011415 | 0.00010924 | 9.2279e-05 | 7.4921e-05 | 6.6052e-05 | 0.00022929 | 0.00011415 | 0.00011415 | 0.00011415 | 0.00011415 | 3.2016e-06 | 4.5412e-05 | 7.0785e-05 | 8.5478e-05 | 0.0001049 | 9.8703e-05 | 9.8222e-05 | 9.7999e-05 | 8.9261e-05 | 9.5983e-05 | 0.00073337 | 0.00073337
02/05 23:00:00 | 2 | 5 | 23 | 863 | WD | 0 | 0.00026213 | 0.00026213 | 0.0010109 | 0.00015958 | 7.9772e-13 | 0.00011415 | 0 | 0 | 0.00013341 | 0.0011127 | -0.0018793 | 0.00026213 | 0.00058666 | 0.00013614 | 0.00031106 | 0.00013614 | 0.00011415 | 0.00022925 | 0.00011415 | 0 | 6.5591e-05 | 0.0001118 | 9.5218e-05 | 7.7087e-05 | 8.2691e-05 | 0.00058023 | 0.00049151 | 0.00051982 | 0.00051982 | 0.00011415 | 0.00011415 | 0.00011415 | 0.00011416 | 0.00011415 | 0.00011415 | 0.00010883 | 6.9436e-05 | 6.3877e-05 | 6.1037e-05 | 0.00022929 | 0.00011415 | 0.00011415 | 0.00011415 | 0.00011415 | 2.0797e-06 | 3.3003e-05 | 6.2124e-05 | 7.8988e-05 | 0.00010336 | 8.9952e-05 | 9.0453e-05 | 9.0686e-05 | 8.9362e-05 | 0.0001004 | 5.107e-05 | 5.107e-05
02/05 24:00:00 | 2 | 5 | 24 | 864 | WD | 0 | 0.0002223 | 0.0002223 | -0.00078482 | 7.7845e-05 | -1.3906e-12 | 0.00011415 | 0 | 0 | 5.4452e-05 | 0.00075281 | -0.0042389 | 0.0002223 | 0.00039907 | 0.00012638 | 0.00027286 | 0.00012638 | 0.00011415 | 0.00022925 | 0.00011415 | 0 | 6.5591e-05 | 0.0001118 | 0.00012374 | 7.7088e-05 | 9.1506e-05 | 0.00074834 | 0.00049767 | 0.00057765 | 0.00057765 | 0.00011415 | 0.00011415 | 0.00011415 | 0.00011416 | 0.00011415 | 0.00011415 | 9.9691e-05 | 6.8344e-05 | 6.1493e-05 | 5.7992e-05 | 0.00022929 | 0.00011415 | 0.00011415 | 0.00011415 | 0.00011415 | 1.729e-06 | 2.6771e-05 | 5.7344e-05 | 7.5048e-05 | 9.8302e-05 | 8.964e-05 | 8.9828e-05 | 8.9915e-05 | 8.9468e-05 | 0.00010197 | 0.0001079 | 0.0001079
02/06 01:00:00 | 2 | 6 | 1 | 865 | WD | 0 | 0.00016654 | 0.00016654 | 0.00078021 | 7.5597e-05 | 0.00025245 | 0.00011415 | 0 | 0 | 2.1781e-05 | 0.00046671 | -0.0053561 | 0.00016654 | 0.00016845 | 9.19e-05 | 0.00020278 | 9.19e-05 | 0.00011415 | 0.00022925 | 0.00011415 | 0 | 6.5591e-05 | 0.0001118 | 8.8466e-05 | 7.7102e-05 | 8.0614e-05 | 0.00054203 | 0.00049776 | 0.00051189 | 0.00051189 | 0.00011415 | 0.00011415 | 0.00011415 | 0.00011416 | 0.00011415 | 0.00011415 | 4.5468e-05 | 6.8027e-05 | 5.8924e-05 | 5.4272e-05 | 0.00022929 | 0.00011415 | 0.00011415 | 0.00011415 | 0.00011415 | 1.2032e-06 | 2.496e-05 | 5.3631e-05 | 7.0234e-05 | 7.2679e-05 | 8.9559e-05 | 8.3609e-05 | 8.085e-05 | 8.9956e-05 | 0.00010286 | 0.00015951 | 0.00015951
02/06 02:00:00 | 2 | 6 | 2 | 866 | WD | 0 | 0.00017534 | 0.00017534 | 5.1936e-07 | 0 | 0.00023244 | 0.00011415 | 0 | 0 | 2.1781e-05 | 0.00047963 | -0.0060127 | 0.00017534 | 0.00021383 | 8.5656e-05 | 0.00022802 | 8.5656e-05 | 0.00011415 | 0.00022925 | 0.00011415 | 0 | 6.5591e-05 | 0.0001118 | 8.7393e-05 | 7.7108e-05 | 8.0286e-05 | 0.00053622 | 0.00049779 | 0.00051005 | 0.00051005 | 0.00011415 | 0.00011415 | 0.00011415 | 0.00011416 | 0.00011415 | 0.00011415 | 3.6463e-05 | 6.7924e-05 | 5.8637e-05 | 5.3892e-05 | 0.00022929 | 0.00011415 | 0.00011415 | 0.00011415 | 0.00011415 | 1.2032e-06 | 2.437e-05 | 5.3103e-05 | 6.9742e-05 | 6.7413e-05 | 8.9536e-05 | 8.3421e-05 | 8.0584e-05 | 9.0266e-05 | 0.0001034 | 0.00017563 | 0.00017563
02/06 03:00:00 | 2 | 6 | 3 | 867 | WD | 0 | 0.00020267 | 0.00020267 | -0.0009704 | 7.4368e-05 | 0.00022975 | 0.00011415 | 0 | 0 | 2.1781e-05 | 0.00045728 | -0.0048923 | 0.00020267 | 0.00027717 | 8.3946e-05 | 0.00025605 | 8.3946e-05 | 0.00011415 | 0.00022925 | 0.00011415 | 0 | 6.5591e-05 | 0.0001118 | 8.7299e-05 | 7.7108e-05 | 8.0257e-05 | 0.00053608 | 0.00049779 | 0.00051001 | 0.00051001 | 0.00011415 | 0.00011415 | 0.00011415 | 0.00011416 | 0.00011415 | 0.00011415 | 3.6473e-05 | 6.819e-05 | 6.0618e-05 | 5.6748e-05 | 0.00022929 | 0.00011415 | 0.00011415 | 0.00011415 | 0.00011415 | 1.23e-06 | 2.5894e-05 | 5.6002e-05 | 7.3438e-05 | 6.6131e-05 | 8.962e-05 | 8.3953e-05 | 8.1325e-05 | 9.0427e-05 | 0.00010377 | 0.00019282 | 0.00019282
02/06 04:00:00 | 2 | 6 | 4 | 868 | WD | 0 | 0.00019215 | 0.00019215 | 0.00097093 | 0 | 0.00022651 | 0.00011415 | 0 | 0 | 2.1781e-05 | 0.00041131 | -0.0016475 | 0.00019215 | 0.00027718 | 8.2211e-05 | 0.00025267 | 8.2211e-05 | 0.00011415 | 0.00022925 | 0.00011415 | 0 | 6.5591e-05 | 0.0001118 | 8.8137e-05 | 7.7109e-05 | 8.0517e-05 | 0.00054137 | 0.0004978 | 0.0005117 | 0.0005117 | 0.00011415 | 0.00011415 | 0.00011415 | 0.00011416 | 0.00011415 | 0.00011415 | 4.5596e-05 | 6.8975e-05 | 6.1912e-05 | 5.8304e-05 | 0.00022929 | 0.00011415 | 0.00011415 | 0.00011415 | 0.00011415 | 1.5508e-06 | 3.0373e-05 | 5.892e-05 | 7.5451e-05 | 7.1587e-05 | 8.9861e-05 | 8.4292e-05 | 8.1708e-05 | 9.0735e-05 | 0.00010409 | 0.00020624 | 0.00020624
02/06 05:00:00 | 2 | 6 | 5 | 869 | WD | 0 | 0.00020218 | 0.00020218 | -0.00078797 | 7.5195e-05 | 0.00021796 | 0.00011415 | 0 | 0 | 6.5342e-05 | 0.00038934 | 0.0015709 | 0.00020218 | 0.00028123 | 8.1198e-05 | 0.00025353 | 8.1198e-05 | 0.00011415 | 0.00022925 | 0.00011415 | 0 | 6.5591e-05 | 0.0001118 | 0.00014772 | 7.7106e-05 | 9.8927e-05 | 0.00088993 | 0.00049778 | 0.0006229 | 0.0006229 | 0.00011415 | 0.00011415 | 0.00011415 | 0.00011416 | 0.00011415 | 0.00011415 | 5.4768e-05 | 7.0282e-05 | 7.6832e-05 | 8.0178e-05 | 0.00022929 | 0.00011415 | 0.00011415 | 0.00011415 | 0.00011415 | 2.0054e-06 | 3.7834e-05 | 7.9583e-05 | 0.00010376 | 7.7638e-05 | 9.0257e-05 | 8.9064e-05 | 8.8511e-05 | 9.0954e-05 | 0.00010435 | 0.00019467 | 0.00019467
02/06 06:00:00 | 2 | 6 | 6 | 870 | WD | 0 | 0.00022517 | 0.00022517 | 0.00080829 | 7.8364e-05 | -1.5577e-12 | 0.00011415 | 0 | 0 | 0.00013613 | 0.00040114 | 0.003448 | 0.00022517 | 0.00030562 | 8.7512e-05 | 0.00028076 | 8.7512e-05 | 0.00011415 | 0.00022925 | 0.00011415 | 0 | 6.5591e-05 | 0.0001118 | 0.00014108 | 8.1117e-05 | 9.9649e-05 | 0.00085327 | 0.00052242 | 0.00062798 | 0.00062798 | 0.00011415 | 0.00011415 | 0.00011415 | 0.00011416 | 0.00011415 | 0.00011415 | 9.1181e-05 | 9.299e-05 | 0.0001022 | 0.0001069 | 0.00022929 | 0.00011415 | 0.00011415 | 0.00011415 | 0.00011415 | 3.0749e-06 | 6.2531e-05 | 0.00011054 | 0.00013835 | 9.6354e-05 | 9.8521e-05 | 9.713e-05 | 9.6485e-05 | 9.0469e-05 | 0.00010446 | 0.00019401 | 0.00019401
02/06 07:00:00 | 2 | 6 | 7 | 871 | WD | 0 | 0.00027084 | 0.00027084 | 1.7586e-05 | 0.00020923 | 7.5464e-14 | 0.00011415 | 0 | 0 | 0.00015247 | -0.0010486 | 0.0037622 | 0.00027084 | -0.00016535 | 9.9871e-05 | 0.00032505 | 9.9871e-05 | 0.00011415 | 0.00022925 | 0.00011415 | 0 | 6.5591e-05 | 0.0001126 | 0.00012725 | 8.6813e-05 | 9.9311e-05 | 0.00075538 | 0.00053915 | 0.00060814 | 0.00060814 | 0.00011415 | 0.00011415 | 0.00011415 | 0.00011416 | 0.00011415 | 0.00011415 | 0.00012828 | 0.00012421 | 0.00013044 | 0.00013363 | 0.00022929 | 0.00011415 | 0.00011415 | 0.00011415 | 0.00011415 | 4.0107e-06 | 9.1597e-05 | 8.8347e-05 | 8.6466e-05 | 0.00011556 | 0.00011194 | 0.00010672 | 0.0001043 | 8.5035e-05 | 0.00012628 | 0.00069632 | 0.00069632
02/06 08:00:00 | 2 | 6 | 8 | 872 | WD | 1.1943e-05 | 0.00025427 | 0.00025427 | 3.3461e-05 | 0.00022377 | 4.7973e-13 | 0.00011415 | 6.4489e-05 | 6.4489e-05 | 0.00013613 | -0.00047534 | 0.0034384 | 0.00025427 | -2.9597e-05 | 0.00011103 | 0.00029778 | 0.00011103 | 0.00011415 | 0.00011463 | 0.00011415 | 6.6206e-06 | 6.5591e-05 | 0.0001126 | 0.00010694 | 0.00010142 | 0.00010313 | 0.00063134 | 0.0006227 | 0.00062546 | 0.00062546 | 0.00011415 | 0.00011415 | 0.00011415 | 0.00011416 | 0.00011415 | 0.00011415 | 0.000149 | 0.00014146 | 0.00018934 | 0.00021381 | 0.00011465 | 0.00011415 | 0.00011415 | 0.00011415 | 0.00011415 | 2.1375e-05 | 0.00012095 | 0.00013255 | 0.00013927 | 0.00012462 | 0.00011852 | 0.00012353 | 0.00012585 | 9.2916e-05 | 0.0001223 | 0.00075617 | 0.00075617
02/06 09:00:00 | 2 | 6 | 9 | 873 | WD | 9.5013e-05 | 0.00026236 | 0.00026236 | 0.00028039 | 0.00017643 | 1.5523e-12 | 0.00011415 | 0.00016494 | 0.00016494 | 5.9897e-05 | -0.0002342 | 0.0029329 | 0.00026236 | 0.00015887 | 0.00011108 | 0.00032041 | 0.00011108 | 0.00011415 | 0 | 0.00011415 | 9.6213e-05 | 0.00016398 | 0.0001685 | 0.00011015 | 0.00010371 | 0.0001057 | 0.00064942 | 0.00063671 | 0.00064077 | 0.00064077 | 0.00011415 | 0.00011415 | 0.00011415 | 0.00011416 | 0.00011415 | 0.00011415 | 0.00016895 | 0.00015341 | 0.00019338 | 0.00021381 | 0 | 0.00011415 | 0.00011415 | 0.00011415 | 0.00011415 | 0.00010381 | 0.00015977 | 0.00015001 | 0.00014435 | 0.00013677 | 0.00011932 | 0.00014527 | 0.00015731 | 9.2758e-05 | 0.00011937 | 0.00059517 | 0.00059517
02/06 10:00:00 | 2 | 6 | 10 | 874 | WD | 0.00017955 | 0.00030116 | 0.00030116 | 0.00080741 | 0.00026076 | 0.00021486 | 0.00011415 | 0.00021642 | 0.00021642 | 4.0839e-05 | -0.00016504 | 0.0024462 | 0.00030116 | 0.0003301 | 0.00011156 | 0.00036381 | 0.00011156 | 0.00011415 | 0 | 0.00011415 | 0.00033327 | 0.00029516 | 0.0002244 | 0.00011341 | 0.00010364 | 0.00010666 | 0.00066828 | 0.00063624 | 0.00064646 | 0.00064646 | 0.00011415 | 0.00011415 | 0.00011415 | 0.00011416 | 0.00011415 | 0.00011415 | 0.0001871 | 0.00015456 | 0.00019377 | 0.00021381 | 0 | 0.00011415 | 0.00011415 | 0.00011415 | 0.00011415 | 0.00020437 | 0.00020998 | 0.00017176 | 0.00014962 | 0.00014744 | 0.00011993 | 0.00015039 | 0.00016452 | 9.2677e-05 | 0.00011757 | 0.00049715 | 0.00049715
02/06 11:00:00 | 2 | 6 | 11 | 875 | WD | 0.00024663 | 0.00023818 | 0.00023818 | 1.71e-05 | 0.00016997 | 0.00021991 | 0.00011415 | 0 | 0 | 4.0839e-05 | 0.0013614 | 0.0020379 | 0.00023818 | 0.00055372 | 0.00011463 | 0.0002872 | 0.00011463 | 0.00011415 | 0 | 0.00011415 | 0.0004573 | 0.00029516 | 0.0002244 | 0.00011384 | 0.00010355 | 0.00010673 | 0.00067043 | 0.00063571 | 0.00064679 | 0.00064679 | 0.00011415 | 0.00011415 | 0.00011415 | 0.00011416 | 0.00011415 | 0.00011415 | 0.00018706 | 0.00015413 | 0.00019363 | 0.00021381 | 0 | 0.00011415 | 0.00011415 | 0.00011415 | 0.00011415 | 0.00028498 | 0.00024289 | 0.00018657 | 0.00015396 | 0.00014876 | 0.00011975 | 0.00014919 | 0.00016285 | 9.2864e-05 | 0.00011637 | 0.00044572 | 0.00044572
02/06 12:00:00 | 2 | 6 | 12 | 876 | WD | 0.00028609 | 0.00021763 | 0.00021763 | 1.3957e-05 | 0.00016618 | 0.00021998 | 0.00011415 | 0 | 0 | 4.0839e-05 | 0.00075508 | 0.0017331 | 0.00021763 | 0.00042744 | 0.00011458 | 0.00025854 | 0.00011458 | 0.00011415 | 0 | 0.00011415 | 0.00047113 | 0.00029516 | 0.0002244 | 0.00014308 | 0.00010344 | 0.00011569 | 0.00084171 | 0.00063505 | 0.00070098 | 0.00070098 | 0.00011415 | 0.00011415 | 0.00011415 | 0.00011416 | 0.00011415 | 0.00011415 | 0.000187 | 0.00015348 | 0.00019341 | 0.00021381 | 0 | 0.00011415 | 0.00011415 | 0.00011415 | 0.00011415 | 0.00033901 | 0.00024632 | 0.00023279 | 0.00022495 | 0.0001489 | 0.00011949 | 0.00015066 | 0.00016512 | 9.3104e-05 | 0.00011493 | 0.00038863 | 0.00038863
02/06 13:00:00 | 2 | 6 | 13 | 877 | WD | 0.00029277 | 0.00018917 | 0.00018917 | 1.1659e-05 | 8.1653e-05 | 0.00021627 | 0.00011415 | 0 | 0 | 4.0839e-05 | 0.00053061 | 0.0015081 | 0.00018917 | 0.00035519 | 0.00011115 | 0.0002315 | 0.00011115 | 0.00011415 | 0 | 0.00011415 | 0.00047113 | 0.00029516 | 0.0002244 | 0.00011402 | 0.00010345 | 0.00010671 | 4.1288e-06 | 1.3406e-08 | 1.3265e-06 | 1.3265e-06 | 0.00011415 | 0.00011415 | 0.00011415 | 0.00011416 | 0.00011415 | 0.00011415 | 0.00018694 | 0.0001532 | 0.00019331 | 0.00021381 | 0 | 0.00011415 | 0.00011415 | 0.00011415 | 0.00011415 | 0.00035279 | 0.00024586 | 0.00023316 | 0.00022581 | 0.00014851 | 0.00011938 | 0.00015416 | 0.00017029 | 9.3563e-05 | 0.00011378 | 0.00032971 | 0.00032971
02/06 14:00:00 | 2 | 6 | 14 | 878 | WD | 0.00026425 | 0.00018651 | 0.00018651 | 9.9987e-06 | 0.00016159 | 0.00022375 | 0.00011415 | 0 | 0 | 4.0839e-05 | 0.00043111 | 0.0013263 | 0.00018651 | 0.00031731 | 0.00011051 | 0.00021578 | 0.00011051 | 0.00011415 | 0 | 0.00011415 | 0.00047113 | 0.00029516 | 0.0002244 | 0.00011497 | 0.00010765 | 0.00010991 | 4.1434e-06 | 8.0263e-09 | 1.3274e-06 | 1.3274e-06 | 0.00011415 | 0.00011415 | 0.00011415 | 0.00011416 | 0.00011415 | 0.00011415 | 0.00018653 | 0.00015279 | 0.00019317 | 0.00021381 | 0 | 0.00011415 | 0.00011415 | 0.00011415 | 0.00011415 | 0.00033048 | 0.00024525 | 0.00023216 | 0.00022458 | 0.00014679 | 0.00012073 | 0.00015259 | 0.00016736 | 9.4147e-05 | 0.00011302 | 0.0002841 | 0.0002841
02/06 15:00:00 | 2 | 6 | 15 | 879 | WD | 0.00020535 | 0.00016722 | 0.00016722 | 0.00059309 | 7.9905e-05 | 0.00023635 | 0.00011415 | 0 | 0 | 4.0839e-05 | 0.00037757 | 0.0011853 | 0.00016722 | 0.00028929 | 0.00010956 | 0.00020086 | 0.00010956 | 0.00011415 | 0 | 0.00011415 | 0.00043312 | 0.00029516 | 0.0002244 | 0.00011489 | 0.00010724 | 0.0001096 | 4.0604e-06 | 4.1957e-09 | 1.2983e-06 | 1.2983e-06 | 0.00011415 | 0.00011415 | 0.00011415 | 0.00011416 | 0.00011415 | 0.00011415 | 0.00018548 | 0.00015218 | 0.00019297 | 0.00021381 | 0 | 0.00011415 | 0.00011415 | 0.00011415 | 0.00011415 | 0.00026376 | 0.00023324 | 0.00018251 | 0.00015313 | 0.00014609 | 0.00012039 | 0.00015015 | 0.00016396 | 9.4272e-05 | 0.00011254 | 0.00024845 | 0.00024845
02/06 16:00:00 | 2 | 6 | 16 | 880 | WD | 0.00013088 | 0.00017048 | 0.00017048 | 0.0004195 | 0.00015978 | 0.00024949 | 0.00011415 | 0 | 0 | 7.0788e-05 | 0.00034833 | 0.0010928 | 0.00017048 | 0.00027214 | 0.00011092 | 0.00019159 | 0.00011092 | 0.00011415 | 0 | 0.00011415 | 0.00029121 | 0.00029516 | 0.0002244 | 0.00011178 | 0.00010333 | 0.00010594 | 3.7498e-06 | 4.0838e-09 | 1.1992e-06 | 1.1992e-06 | 0.00011415 | 0.00011415 | 0.00011415 | 0.00011416 | 0.00011415 | 0.00011415 | 0.00016661 | 0.00015069 | 0.00019246 | 0.00021381 | 0 | 0.00011415 | 0.00011415 | 0.00011415 | 0.00011415 | 0.00016283 | 0.00018915 | 0.00016347 | 0.0001486 | 0.00013423 | 0.00011856 | 0.00014962 | 0.00016402 | 9.4085e-05 | 0.00011224 | 0.00022502 | 0.00022502
02/06 17:00:00 | 2 | 6 | 17 | 881 | WD | 3.113e-05 | 0.00018257 | 0.00018257 | 9.1949e-06 | 0.00014344 | -2.0051e-12 | 0.00011415 | 0.00031202 | 0.00031202 | 0.00015247 | -0.001053 | 0.0010303 | 0.00018257 | -2.5066e-05 | 0.00012 | 0.00020509 | 0.00012 | 0.00011415 | 0 | 0.00011415 | 0.0001287 | 0.00029516 | 0.0002244 | 0.00010364 | 0.0001027 | 0.00010299 | 3.5937e-06 | 1.8002e-09 | 1.1478e-06 | 1.1478e-06 | 0.00011415 | 0.00011415 | 0.00011415 | 0.00011416 | 0.00011415 | 0.00011415 | 0.00014779 | 0.00014426 | 0.00015211 | 0.00015611 | 0 | 0.00011415 | 0.00011415 | 0.00011415 | 0.00011415 | 7.1546e-05 | 0.00012861 | 0.0001134 | 0.00010459 | 0.00012308 | 0.0001164 | 0.00013991 | 0.00015081 | 8.7123e-05 | 0.00011247 | 0.00023908 | 0.00023908
02/06 18:00:00 | 2 | 6 | 18 | 882 | WD | 0 | 0.00019268 | 0.00019268 | 1.2339e-05 | 0.00010082 | -7.5459e-13 | 0.00011415 | 2.6672e-05 | 2.6672e-05 | 0.00021236 | -0.00050785 | 0.0010059 | 0.00019268 | 0.00017815 | 0.00013406 | 0.00021984 | 0.00013406 | 0.00011415 | 0.00017194 | 0.00011415 | 7.8987e-06 | 0.00029516 | 0.0002244 | 0.00010141 | 0.00010233 | 0.00010205 | 3.2609e-06 | -3.4936e-09 | 1.038e-06 | 1.038e-06 | 0.00011415 | 0.00011415 | 0.00011415 | 0.00011416 | 0.00011415 | 0.00011415 | 0.00012914 | 0.00014033 | 0.00012959 | 0.00012411 | 0.0001538 | 0.00011415 | 0.00011415 | 0.00011415 | 0.00011415 | 1.0114e-05 | 9.1439e-05 | 8.4533e-05 | 8.0534e-05 | 0.00011715 | 0.00012105 | 0.00014053 | 0.00014957 | 8.7129e-05 | 0.00011305 | 0.00028393 | 0.00028393
02/06 19:00:00 | 2 | 6 | 19 | 883 | WD | 0 | 0.00022901 | 0.00022901 | 1.4458e-05 | 0.00016848 | -3.8268e-13 | 0.00011415 | 0 | 0 | 0.00028587 | -0.00025615 | 0.00097292 | 0.00022901 | 0.0003237 | 0.00014271 | 0.00025321 | 0.00014271 | 0.00011415 | 0.00022925 | 0.00011415 | 0 | 6.5591e-05 | 0.0001126 | 0.0001015 | 0.00010022 | 0.00010062 | 2.8461e-06 | -4.3092e-09 | 9.0514e-07 | 9.0514e-07 | 0.00011415 | 0.00011415 | 0.00011415 | 0.00011416 | 0.00011415 | 0.00011415 | 0.00012867 | 0.00012924 | 0.00011284 | 0.00010446 | 0.00022929 | 0.00011415 | 0.00011415 | 0.00011415 | 0.00011415 | 4.7071e-06 | 8.1186e-05 | 7.2578e-05 | 6.7593e-05 | 0.00011744 | 0.00011896 | 0.00011911 | 0.00011919 | 8.7129e-05 | 0.00011334 | 0.00048188 | 0.00048188
02/06 20:00:00 | 2 | 6 | 20 | 884 | WD | 0 | 0.00020969 | 0.00020969 | 1.4234e-05 | 0.00018267 | -2.8565e-13 | 0.00011415 | 0 | 0 | 0.00034305 | -0.00012727 | 0.00090669 | 0.00020969 | 0.00025764 | 0.00014653 | 0.00021979 | 0.00014653 | 0.00011415 | 0.00022925 | 0.00011415 | 0 | 6.5591e-05 | 0.0001126 | 9.9573e-05 | 9.8752e-05 | 9.9006e-05 | 2.6384e-06 | -1.5674e-09 | 8.4073e-07 | 8.4073e-07 | 0.00011415 | 0.00011415 | 0.00011415 | 0.00011416 | 0.00011415 | 0.00011415 | 0.00011028 | 0.00012072 | 0.00010105 | 9.1006e-05 | 0.00022929 | 0.00011415 | 0.00011415 | 0.00011415 | 0.00011415 | 6.0385e-06 | 7.1053e-05 | 0.00010064 | 0.00011777 | 0.0001079 | 0.00011588 | 0.00011409 | 0.00011327 | 8.7123e-05 | 0.00011371 | 0.00050748 | 0.00050748
02/06 21:00:00 | 2 | 6 | 21 | 885 | WD | 0 | 0.00020084 | 0.00020084 | 1.383e-05 | 0.00015372 | 0 | 0.00011415 | 0 | 0 | 0.00034849 | -7.8907e-05 | 0.0008151 | 0.00020084 | 0.00023832 | 0.00014762 | 0.00021104 | 0.00014762 | 0.00011415 | 0.00022925 | 0.00011415 | 0 | 6.5591e-05 | 0.0001126 | 9.9224e-05 | 9.5683e-05 | 9.6778e-05 | 2.5394e-06 | -1.2288e-09 | 8.0937e-07 | 8.0937e-07 | 0.00011415 | 0.00011415 | 0.00011415 | 0.00011416 | 0.00011415 | 0.00011415 | 0.00010984 | 0.00010476 | 8.6009e-05 | 7.6429e-05 | 0.00022929 | 0.00011415 | 0.00011415 | 0.00011415 | 0.00011415 | 4.8306e-06 | 5.9917e-05 | 8.4608e-05 | 9.8906e-05 | 0.00010628 | 0.00010983 | 0.00010445 | 0.00010196 | 8.7136e-05 | 0.00011388 | 0.00055913 | 0.00055913
02/06 22:00:00 | 2 | 6 | 22 | 886 | WD | 0 | 0.00020014 | 0.00020014 | 1.2073e-05 | 0.00016421 | 2.0698e-12 | 0.00011415 | 0 | 0 | 0.00023959 | -5.7456e-05 | 0.00061933 | 0.00020014 | 0.00024175 | 0.00014405 | 0.00021491 | 0.00014405 | 0.00011415 | 0.00022925 | 0.00011415 | 0 | 6.5591e-05 | 0.0001126 | 9.5874e-05 | 8.1718e-05 | 8.6093e-05 | 2.4518e-05 | 5.0315e-09 | 7.826e-06 | 7.826e-06 | 0.00011415 | 0.00011415 | 0.00011415 | 0.00011415 | 0.00011415 | 0.00011415 | 0.00010924 | 9.2279e-05 | 7.4921e-05 | 6.6052e-05 | 0.00022929 | 0.00011415 | 0.00011415 | 0.00011415 | 0.00011415 | 3.2016e-06 | 4.5412e-05 | 7.0785e-05 | 8.5478e-05 | 0.00010451 | 9.8725e-05 | 9.8229e-05 | 9.7999e-05 | 8.9091e-05 | 9.6192e-05 | 0.00057929 | 0.00057929
02/06 23:00:00 | 2 | 6 | 23 | 887 | WD | 0 | 0.00018442 | 0.00018442 | 0.0010087 | 0.00015955 | 7.9772e-13 | 0.00011415 | 0 | 0 | 0.00013341 | 0.0010019 | -0.001778 | 0.00018442 | 0.00044129 | 0.00013614 | 0.00020043 | 0.00013614 | 0.00011415 | 0.00022925 | 0.00011415 | 0 | 6.5591e-05 | 0.0001118 | 9.5457e-05 | 7.7265e-05 | 8.2887e-05 | 3.164e-05 | 2.5677e-05 | 2.7579e-05 | 2.7579e-05 | 0.00011415 | 0.00011415 | 0.00011415 | 0.00011416 | 0.00011415 | 0.00011415 | 0.00010883 | 6.9436e-05 | 6.3877e-05 | 6.1037e-05 | 0.00022929 | 0.00011415 | 0.00011415 | 0.00011415 | 0.00011415 | 2.0797e-06 | 3.3003e-05 | 6.2124e-05 | 7.8988e-05 | 0.000103 | 8.9978e-05 | 9.0559e-05 | 9.0829e-05 | 8.9225e-05 | 9.8777e-05 | 2.5212e-05 | 2.5212e-05
02/06 24:00:00 | 2 | 6 | 24 | 888 | WD | 0 | 0.00014694 | 0.00014694 | 2.9423e-06 | 7.7853e-05 | -1.3906e-12 | 0.00011415 | 0 | 0 | 5.4452e-05 | 0.00062684 | -0.0053266 | 0.00014694 | 0.00026115 | 0.00012638 | 0.00016558 | 0.00012638 | 0.00011415 | 0.00022925 | 0.00011415 | 0 | 6.5591e-05 | 0.0001118 | 0.00012395 | 7.7351e-05 | 9.1753e-05 | 0.0007482 | 0.0004988 | 0.00057837 | 0.00057837 | 0.00011415 | 0.00011415 | 0.00011415 | 0.00011416 | 0.00011415 | 0.00011415 | 9.9691e-05 | 6.8344e-05 | 6.1493e-05 | 5.7992e-05 | 0.00022929 | 0.00011415 | 0.00011415 | 0.00011415 | 0.00011415 | 1.729e-06 | 2.6771e-05 | 5.7344e-05 | 7.5048e-05 | 9.7908e-05 | 8.97e-05 | 8.998e-05 | 9.011e-05 | 8.9272e-05 | 0.00010057 | 3.4243e-05 | 3.4243e-05
02/07 01:00:00 | 2 | 7 | 1 | 889 | WE | 0 | 0.00011321 | 0.00011321 | 1.2796e-06 | 7.5818e-05 | 0.00025245 | 0.00011415 | 0 | 0 | 2.1781e-05 | 0.00041694 | -0.0054865 | 0.00011321 | 0.00010185 | 9.281e-05 | 0.00012663 | 9.281e-05 | 0.00011415 | 0.00022925 | 0.00011415 | 0 | 1.6398e-05 | 1.3975e-05 | 9.0878e-05 | 7.7435e-05 | 8.1589e-05 | 0.00052069 | 0.0004992 | 0.00050606 | 0.00050606 | 0.00011415 | 0.00011415 | 0.00011415 | 0.00011416 | 0.00011415 | 0.00011415 | 9.1034e-05 | 6.7637e-05 | 6.0012e-05 | 5.6116e-05 | 0.00022929 | 0.00011415 | 0.00011415 | 0.00011415 | 0.00011415 | 2.6738e-06 | 2.2734e-05 | 5.4326e-05 | 7.262e-05 | 9.2073e-05 | 8.9449e-05 | 8.4168e-05 | 8.1718e-05 | 8.5683e-05 | 0.00010142 | 5.6644e-05 | 5.6644e-05
02/07 02:00:00 | 2 | 7 | 2 | 890 | WE | 0 | 0.0001274 | 0.0001274 | 4.1013e-07 | 0 | 0.00023244 | 0.00011415 | 0 | 0 | 2.1781e-05 | 0.00041951 | -0.0050798 | 0.0001274 | 0.00015593 | 8.6205e-05 | 0.00015966 | 8.6205e-05 | 0.00011415 | 0.00022925 | 0.00011415 | 0 | 1.6398e-05 | 1.3975e-05 | 8.9875e-05 | 7.7472e-05 | 8.1306e-05 | -3.3728e-05 | 3.3955e-05 | 1.236e-05 | 1.236e-05 | 0.00011415 | 0.00011415 | 0.00011415 | 0.00011416 | 0.00011415 | 0.00011415 | 9.1034e-05 | 6.7538e-05 | 5.9021e-05 | 5.4669e-05 | 0.00022929 | 0.00011415 | 0.00011415 | 0.00011415 | 0.00011415 | 2.6738e-06 | 2.2169e-05 | 5.2933e-05 | 7.0747e-05 | 9.2063e-05 | 8.9444e-05 | 8.3394e-05 | 8.0587e-05 | 8.5686e-05 | 0.0001021 | 9.2193e-05 | 9.2193e-05
02/07 03:00:00 | 2 | 7 | 3 | 891 | WE | 0 | 0.00014674 | 0.00014674 | -7.1587e-05 | 7.4458e-05 | 0.00022975 | 0.00011415 | 0 | 0 | 2.1781e-05 | 0.00044453 | -0.0048822 | 0.00014674 | 0.00020734 | 8.4304e-05 | 0.00017635 | 8.4304e-05 | 0.00011415 | 0.00022925 | 0.00011415 | 0 | 1.6398e-05 | 1.3975e-05 | 8.9806e-05 | 7.7521e-05 | 8.1318e-05 | -3.5928e-05 | 3.3594e-05 | 1.1412e-05 | 1.1412e-05 | 0.00011415 | 0.00011415 | 0.00011415 | 0.00011416 | 0.00011415 | 0.00011415 | 9.1034e-05 | 6.7578e-05 | 5.8145e-05 | 5.3326e-05 | 0.00022929 | 0.00011415 | 0.00011415 | 0.00011415 | 0.00011415 | 2.6738e-06 | 2.2396e-05 | 5.1915e-05 | 6.9009e-05 | 9.2021e-05 | 8.9497e-05 | 8.2963e-05 | 7.9933e-05 | 8.5701e-05 | 0.00010297 | 0.00014799 | 0.00014799
02/07 04:00:00 | 2 | 7 | 4 | 892 | WE | 0 | 0.00015353 | 0.00015353 | 7.2005e-05 | 7.4536e-05 | 0.00022651 | 0.00011415 | 0 | 0 | 2.1781e-05 | 0.00041663 | -0.0017522 | 0.00015353 | 0.00023613 | 8.2413e-05 | 0.0001864 | 8.2413e-05 | 0.00011415 | 0.00022925 | 0.00011415 | 0 | 1.6398e-05 | 1.3975e-05 | 8.992e-05 | 7.7765e-05 | 8.1522e-05 | -3.7138e-05 | 1.985e-05 | 1.6678e-06 | 1.6678e-06 | 0.00011415 | 0.00011415 | 0.00011415 | 0.00011416 | 0.00011415 | 0.00011415 | 9.1034e-05 | 6.8179e-05 | 5.8423e-05 | 5.3438e-05 | 0.00022929 | 0.00011415 | 0.00011415 | 0.00011415 | 0.00011415 | 2.6738e-06 | 2.5829e-05 | 5.3266e-05 | 6.9154e-05 | 9.1971e-05 | 8.9762e-05 | 8.3031e-05 | 7.991e-05 | 8.5822e-05 | 0.00010294 | 0.00014215 | 0.00014215
02/07 05:00:00 | 2 | 7 | 5 | 893 | WE | 0 | 0.00014519 | 0.00014519 | 9.4988e-07 | 0 | 0.00021796 | 0.00011415 | 0 | 0 | 6.5342e-05 | 0.00039309 | 0.0013527 | 0.00014519 | 0.00024123 | 8.158e-05 | 0.00018368 | 8.158e-05 | 0.00011415 | 0.00022925 | 0.00011415 | 0 | 1.6398e-05 | 1.3975e-05 | 0.00010178 | 7.916e-05 | 8.6152e-05 | -3.8044e-05 | 1.4755e-05 | -2.0908e-06 | -2.0908e-06 | 0.00011415 | 0.00011415 | 0.00011415 | 0.00011416 | 0.00011415 | 0.00011415 | 9.1034e-05 | 6.9401e-05 | 6.1076e-05 | 5.6823e-05 | 0.00022929 | 0.00011415 | 0.00011415 | 0.00011415 | 0.00011415 | 2.6738e-06 | 3.2805e-05 | 5.8598e-05 | 7.3534e-05 | 9.2047e-05 | 9.0616e-05 | 8.3935e-05 | 8.0836e-05 | 8.5947e-05 | 0.00010275 | 0.00012746 | 0.00012746
02/07 06:00:00 | 2 | 7 | 6 | 894 | WE | 0 | 0.00015932 | 0.00015932 | 3.1178e-06 | 0.00015773 | -1.5577e-12 | 0.00011415 | 0 | 0 | 0.00013613 | 0.00037943 | 0.0033135 | 0.00015932 | 0.00023317 | 8.8117e-05 | 0.00017492 | 8.8117e-05 | 0.00011415 | 0.00022925 | 0.00011415 | 0 | 1.6398e-05 | 1.3975e-05 | 0.00010118 | 8.3943e-05 | 8.927e-05 | -3.8761e-05 | 1.4455e-05 | -2.5241e-06 | -2.5241e-06 | 0.00011415 | 0.00011415 | 0.00011415 | 0.00011416 | 0.00011415 | 0.00011415 | 9.1034e-05 | 8.6668e-05 | 7.4596e-05 | 6.8429e-05 | 0.00022929 | 0.00011415 | 0.00011415 | 0.00011415 | 0.00011415 | 2.6738e-06 | 4.7626e-05 | 7.3544e-05 | 8.8553e-05 | 9.2029e-05 | 9.7505e-05 | 8.8289e-05 | 8.4014e-05 | 8.6026e-05 | 0.00010252 | 0.00012276 | 0.00012276
02/07 07:00:00 | 2 | 7 | 7 | 895 | WE | 0 | 0.00016324 | 0.00016324 | 2.3008e-05 | 0.00017297 | 7.5442e-14 | 0.00011415 | 0 | 0 | 0.00015247 | -0.00078173 | 0.0037213 | 0.00016324 | -9.6475e-06 | 0.00010137 | 0.00017703 | 0.00010137 | 0.00011415 | 0.00022925 | 0.00011415 | 0 | 1.6398e-05 | 1.4769e-05 | 0.00010223 | 9.1204e-05 | 9.4612e-05 | -5.8319e-05 | 6.8996e-06 | -1.3909e-05 | -1.3909e-05 | 0.00011415 | 0.00011415 | 0.00011415 | 0.00011416 | 0.00011415 | 0.00011415 | 9.1034e-05 | 0.00011711 | 9.2869e-05 | 8.0485e-05 | 0.00022929 | 0.00011415 | 0.00011415 | 0.00011415 | 0.00011415 | 2.6738e-06 | 6.6196e-05 | 9.0235e-05 | 0.00010416 | 9.2033e-05 | 0.00011123 | 0.00010013 | 9.4976e-05 | 8.2564e-05 | 0.00012527 | 3.8352e-05 | 3.8352e-05
02/07 08:00:00 | 2 | 7 | 8 | 896 | WE | 1.1082e-05 | 0.00015979 | 0.00015979 | 0.0010787 | 0.00024142 | 4.7973e-13 | 0.00011415 | 6.6963e-05 | 6.6963e-05 | 0.00013613 | -0.00045997 | 0.0034804 | 0.00015979 | 7.2738e-05 | 0.000114 | 0.00016 | 0.000114 | 0.00011415 | 0.00011463 | 0.00011415 | 1.7186e-06 | 1.6398e-05 | 1.4769e-05 | 9.8185e-05 | 0.00010763 | 0.00010472 | -6.7745e-05 | 1.9786e-06 | -2.0267e-05 | -2.0267e-05 | 0.00011415 | 0.00011415 | 0.00011415 | 0.00011416 | 0.00011415 | 0.00011415 | 9.1034e-05 | 0.00013692 | 0.00010653 | 9.0996e-05 | 0.00011465 | 0.00011415 | 0.00011415 | 0.00011415 | 0.00011415 | 1.0596e-05 | 9.5503e-05 | 0.00010983 | 0.00011812 | 8.9136e-05 | 0.00011912 | 0.00010218 | 9.4323e-05 | 8.4855e-05 | 0.00011859 | 1.8986e-05 | 1.8986e-05
02/07 09:00:00 | 2 | 7 | 9 | 897 | WE | 9.1301e-05 | 0.00016265 | 0.00016265 | 3.0815e-05 | 0.00020914 | 1.5523e-12 | 0.00011415 | 0.0001688 | 0.0001688 | 5.9897e-05 | -0.00023439 | 0.003027 | 0.00016265 | 0.00015764 | 0.00011567 | 0.00017257 | 0.00011567 | 0.00011415 | 0 | 0.00011415 | 9.8463e-06 | 1.6398e-05 | 1.4769e-05 | 9.7972e-05 | 0.00010933 | 0.00010582 | -7.9989e-05 | 5.9198e-07 | -2.5118e-05 | -2.5118e-05 | 0.00011415 | 0.00011415 | 0.00011415 | 0.00011416 | 0.00011415 | 0.00011415 | 9.1034e-05 | 0.00014806 | 0.00011622 | 9.9958e-05 | 0 | 0.00011415 | 0.00011415 | 0.00011415 | 0.00011415 | 5.3361e-05 | 0.00014122 | 0.00013533 | 0.00013192 | 8.6306e-05 | 0.00011932 | 0.00010319 | 9.5705e-05 | 8.6009e-05 | 0.00011661 | -3.6241e-05 | -3.6241e-05
02/07 10:00:00 | 2 | 7 | 10 | 898 | WE | 0.00016966 | 0.0001945 | 0.0001945 | -0.0010267 | 0.000267 | 0.00021486 | 0.00011415 | 0.00021525 | 0.00021525 | 4.0839e-05 | -0.00015672 | 0.0025481 | 0.0001945 | 0.00027313 | 0.00011778 | 0.00020973 | 0.00011778 | 0.00011415 | 0 | 0.00011415 | 1.8415e-05 | 1.6398e-05 | 1.4769e-05 | 9.8468e-05 | 0.00010924 | 0.00010591 | -8.4527e-05 | 1.8471e-07 | -2.6843e-05 | -2.6843e-05 | 0.00011415 | 0.00011415 | 0.00011415 | 0.00011416 | 0.00011415 | 0.00011415 | 9.1034e-05 | 0.00014946 | 0.00011937 | 0.000104 | 0 | 0.00011415 | 0.00011415 | 0.00011415 | 0.00011415 | 9.5951e-05 | 0.000188 | 0.00015726 | 0.00013945 | 8.6318e-05 | 0.00012017 | 0.00010555 | 9.8766e-05 | 8.609e-05 | 0.00011555 | -2.7352e-05 | -2.7352e-05
02/07 11:00:00 | 2 | 7 | 11 | 899 | WE | 0.00023667 | 0.00015678 | 0.00015678 | 0.0010589 | 0.00017339 | 0.00021991 | 0.00011415 | 0 | 0 | 4.0839e-05 | 0.0010033 | 0.002125 | 0.00015678 | 0.00039998 | 0.00012151 | 0.00016938 | 0.00012151 | 0.00011415 | 0 | 0.00011415 | 2.5327e-05 | 1.6398e-05 | 1.4769e-05 | 9.7797e-05 | 0.0001095 | 0.00010588 | -8.6142e-05 | 1.0193e-07 | -2.7415e-05 | -2.7415e-05 | 0.00011415 | 0.00011415 | 0.00011415 | 0.00011416 | 0.00011415 | 0.00011415 | 9.1034e-05 | 0.00014938 | 0.00011814 | 0.00010218 | 0 | 0.00011415 | 0.00011415 | 0.00011415 | 0.00011415 | 0.00013543 | 0.00021974 | 0.00016852 | 0.00013886 | 8.6315e-05 | 0.00012039 | 0.0001047 | 9.7429e-05 | 8.6159e-05 | 0.00011492 | -2.7305e-05 | -2.7305e-05
02/07 12:00:00 | 2 | 7 | 12 | 900 | WE | 0.00028128 | 0.00014984 | 0.00014984 | 1.3071e-05 | 0.00016894 | 0.00021998 | 0.00011415 | 0 | 0 | 4.0839e-05 | 0.00074302 | 0.0017721 | 0.00014984 | 0.0003092 | 0.00012155 | 0.00016016 | 0.00012155 | 0.00011415 | 0 | 0.00011415 | 2.6174e-05 | 1.6398e-05 | 1.4769e-05 | 0.00012566 | 0.00010989 | 0.00011477 | -9.003e-05 | 9.8427e-08 | -2.8658e-05 | -2.8658e-05 | 0.00011415 | 0.00011415 | 0.00011415 | 0.00011416 | 0.00011415 | 0.00011415 | 9.1034e-05 | 0.00014911 | 0.0001139 | 9.5904e-05 | 0 | 0.00011415 | 0.00011415 | 0.00011415 | 0.00011415 | 0.00016379 | 0.00022125 | 0.00016445 | 0.00013155 | 8.6574e-05 | 0.00012044 | 0.00010488 | 9.7667e-05 | 8.6221e-05 | 0.00011435 | -2.4117e-05 | -2.4117e-05
02/07 13:00:00 | 2 | 7 | 13 | 901 | WE | 0.00028894 | 0.00014953 | 0.00014953 | 1.1233e-05 | 0.00016567 | 0.00021627 | 0.00011415 | 0 | 0 | 4.0839e-05 | 0.00051983 | 0.0014683 | 0.00014953 | 0.00027989 | 0.00011748 | 0.00016106 | 0.00011748 | 0.00011415 | 0 | 0.00011415 | 2.6174e-05 | 1.6398e-05 | 1.4769e-05 | 9.6494e-05 | 0.00011027 | 0.00010601 | -8.8821e-05 | 1.0355e-07 | -2.8268e-05 | -2.8268e-05 | 0.00011415 | 0.00011415 | 0.00011415 | 0.00011416 | 0.00011415 | 0.00011415 | 9.1034e-05 | 0.00014827 | 0.00011155 | 9.2781e-05 | 0 | 0.00011415 | 0.00011415 | 0.00011415 | 0.00011415 | 0.00017042 | 0.00021767 | 0.00016064 | 0.00012761 | 8.6296e-05 | 0.00012031 | 0.00010349 | 9.5695e-05 | 8.6279e-05 | 0.00011405 | -2.2332e-05 | -2.2332e-05
02/07 14:00:00 | 2 | 7 | 14 | 902 | WE | 0.00025973 | 0.0001501 | 0.0001501 | 1.0051e-05 | 0.00016358 | 0.00022375 | 0.00011415 | 0 | 0 | 4.0839e-05 | 0.00042971 | 0.0012105 | 0.0001501 | 0.00026484 | 0.00011631 | 0.00016243 | 0.00011631 | 0.00011415 | 0 | 0.00011415 | 2.6174e-05 | 1.6398e-05 | 1.4769e-05 | 9.8484e-05 | 0.00011475 | 0.00010972 | -9.0053e-05 | 7.6455e-08 | -2.868e-05 | -2.868e-05 | 0.00011415 | 0.00011415 | 0.00011415 | 0.00011416 | 0.00011415 | 0.00011415 | 9.1034e-05 | 0.00014778 | 0.00010773 | 8.7265e-05 | 0 | 0.00011415 | 0.00011415 | 0.00011415 | 0.00011415 | 0.00015865 | 0.00021561 | 0.00015474 | 0.00011949 | 8.6312e-05 | 0.00012174 | 0.00010139 | 9.195e-05 | 8.6336e-05 | 0.00011384 | -1.6535e-05 | -1.6535e-05
02/07 15:00:00 | 2 | 7 | 15 | 903 | WE | 0.00020325 | 0.00013917 | 0.00013917 | 0.0010127 | 8.0808e-05 | 0.00023635 | 0.00011415 | 0 | 0 | 4.0839e-05 | 0.00038033 | 0.00099375 | 0.00013917 | 0.00025351 | 0.00011474 | 0.00015969 | 0.00011474 | 0.00011415 | 0 | 0.00011415 | 2.4096e-05 | 1.6398e-05 | 1.4769e-05 | 9.9378e-05 | 0.00011483 | 0.00011006 | -9.1015e-05 | 9.277e-08 | -2.8976e-05 | -2.8976e-05 | 0.00011415 | 0.00011415 | 0.00011415 | 0.00011416 | 0.00011415 | 0.00011415 | 9.1034e-05 | 0.0001471 | 0.00010447 | 8.269e-05 | 0 | 0.00011415 | 0.00011415 | 0.00011415 | 0.00011415 | 0.00012857 | 0.00020268 | 0.00014534 | 0.00011214 | 8.6309e-05 | 0.00012156 | 9.2024e-05 | 7.8325e-05 | 8.6421e-05 | 0.00011357 | 3.7126e-06 | 3.7126e-06
02/07 16:00:00 | 2 | 7 | 16 | 904 | WE | 0.00012669 | 0.00015884 | 0.00015884 | -0.0010009 | 0.00016149 | 0.00024949 | 0.00011415 | 0 | 0 | 7.0788e-05 | 0.00036782 | 0.00081955 | 0.00015884 | 0.00026945 | 0.00011582 | 0.00017374 | 0.00011582 | 0.00011415 | 0 | 0.00011415 | 1.5759e-05 | 1.6398e-05 | 1.4769e-05 | 9.8799e-05 | 0.00011146 | 0.00010755 | -9.1628e-05 | 1.26e-07 | -2.9149e-05 | -2.9149e-05 | 0.00011415 | 0.00011415 | 0.00011415 | 0.00011416 | 0.00011415 | 0.00011415 | 9.1034e-05 | 0.00014517 | 0.00010162 | 7.9372e-05 | 0 | 0.00011415 | 0.00011415 | 0.00011415 | 0.00011415 | 8.6509e-05 | 0.00015429 | 0.00012376 | 0.00010608 | 8.6304e-05 | 0.00011979 | 9.0079e-05 | 7.6299e-05 | 8.647e-05 | 0.00011352 | 2.7105e-06 | 2.7105e-06
02/07 17:00:00 | 2 | 7 | 17 | 905 | WE | 3.259e-05 | 0.00018455 | 0.00018455 | 1.0413e-05 | 0.00015232 | -2.0051e-12 | 0.00011415 | 0.00032318 | 0.00032318 | 0.00015247 | -0.00078353 | 0.00075486 | 0.00018455 | 7.4233e-05 | 0.00012479 | 0.00020556 | 0.00012479 | 0.00011415 | 0 | 0.00011415 | 7.4059e-06 | 1.6398e-05 | 1.4769e-05 | 9.3002e-05 | 0.00011086 | 0.00010534 | -9.294e-05 | -5.2665e-10 | -2.9653e-05 | -2.9653e-05 | 0.00011415 | 0.00011415 | 0.00011415 | 0.00011416 | 0.00011415 | 0.00011415 | 9.1034e-05 | 0.00014141 | 9.6592e-05 | 7.3692e-05 | 0 | 0.00011415 | 0.00011415 | 0.00011415 | 0.00011415 | 4.401e-05 | 0.00010211 | 9.8824e-05 | 9.6919e-05 | 8.6267e-05 | 0.00011845 | 8.8783e-05 | 7.5023e-05 | 8.6458e-05 | 0.00011385 | 2.0276e-05 | 2.0276e-05
02/07 18:00:00 | 2 | 7 | 18 | 906 | WE | 0 | 0.00020648 | 0.00020648 | 5.6802e-05 | 0.0001498 | -7.5459e-13 | 0.00011415 | 3.1329e-05 | 3.1329e-05 | 0.00021236 | -0.00048672 | 0.00070963 | 0.00020648 | 0.00023232 | 0.00013881 | 0.00023109 | 0.00013881 | 0.00011415 | 0.00017194 | 0.00011415 | 5.1544e-07 | 1.6398e-05 | 1.4769e-05 | 9.2608e-05 | 0.00010679 | 0.00010241 | -8.4221e-05 | -1.8334e-07 | -2.6996e-05 | -2.6996e-05 | 0.00011415 | 0.00011415 | 0.00011415 | 0.00011416 | 0.00011415 | 0.00011415 | 9.1034e-05 | 0.00012654 | 8.924e-05 | 7.0179e-05 | 0.0001538 | 0.00011415 | 0.00011415 | 0.00011415 | 0.00011415 | 6.1957e-06 | 6.9366e-05 | 8.3031e-05 | 9.0945e-05 | 9.0079e-05 | 0.00011849 | 9.2885e-05 | 8.1007e-05 | 8.5563e-05 | 0.00011454 | 4.8512e-05 | 4.8512e-05
02/07 19:00:00 | 2 | 7 | 19 | 907 | WE | 0 | 0.00022966 | 0.00022966 | 0.0010081 | 0.00020136 | -3.8268e-13 | 0.00011415 | 0 | 0 | 0.00028587 | -0.00025799 | 0.00067551 | 0.00022966 | 0.00033502 | 0.00014748 | 0.00024819 | 0.00014748 | 0.00011415 | 0.00022925 | 0.00011415 | 0 | 1.6398e-05 | 1.4769e-05 | 9.234e-05 | 0.00010448 | 0.00010073 | -8.279e-05 | -3.298e-07 | -2.6639e-05 | -2.6639e-05 | 0.00011415 | 0.00011415 | 0.00011415 | 0.00011416 | 0.00011415 | 0.00011415 | 9.1034e-05 | 0.00012264 | 8.3483e-05 | 6.3475e-05 | 0.00022929 | 0.00011415 | 0.00011415 | 0.00011415 | 0.00011415 | 2.6738e-06 | 6.5305e-05 | 7.5968e-05 | 8.2143e-05 | 9.1986e-05 | 0.00011835 | 9.4307e-05 | 8.3155e-05 | 8.5476e-05 | 0.00011523 | 0.00018596 | 0.00018596
02/07 20:00:00 | 2 | 7 | 20 | 908 | WE | 0 | 0.00021076 | 0.00021076 | 1.3625e-05 | 0.00017276 | -2.8567e-13 | 0.00011415 | 0 | 0 | 0.00034305 | -0.00012319 | 0.00065527 | 0.00021076 | 0.00027971 | 0.0001514 | 0.00022179 | 0.0001514 | 0.00011415 | 0.00022925 | 0.00011415 | 0 | 1.6398e-05 | 1.4769e-05 | 0.00010389 | 0.00010219 | 0.00010272 | -8.3808e-05 | -3.6527e-07 | -2.6988e-05 | -2.6988e-05 | 0.00011415 | 0.00011415 | 0.00011415 | 0.00011416 | 0.00011415 | 0.00011415 | 9.1034e-05 | 0.00011781 | 8.0517e-05 | 6.1465e-05 | 0.00022929 | 0.00011415 | 0.00011415 | 0.00011415 | 0.00011415 | 2.6738e-06 | 6.1694e-05 | 7.2996e-05 | 7.9541e-05 | 9.2128e-05 | 0.00011575 | 9.279e-05 | 8.214e-05 | 8.5565e-05 | 0.00011415 | 0.00015132 | 0.00015132
02/07 21:00:00 | 2 | 7 | 21 | 909 | WE | 0 | 0.00020524 | 0.00020524 | 0.0010476 | 0.00017027 | 0 | 0.00011415 | 0 | 0 | 0.00034849 | -7.7964e-05 | 0.00060489 | 0.00020524 | 0.00025607 | 0.00015248 | 0.00021379 | 0.00015248 | 0.00011415 | 0.00022925 | 0.00011415 | 0 | 1.6398e-05 | 1.4769e-05 | 0.00010269 | 9.7291e-05 | 9.8959e-05 | -8.5749e-05 | -4.8809e-07 | -2.7691e-05 | -2.7691e-05 | 0.00011415 | 0.00011415 | 0.00011415 | 0.00011416 | 0.00011415 | 0.00011415 | 9.1034e-05 | 0.00010413 | 7.5344e-05 | 6.0638e-05 | 0.00022929 | 0.00011415 | 0.00011415 | 0.00011415 | 0.00011415 | 2.6738e-06 | 5.5997e-05 | 7.023e-05 | 7.8471e-05 | 9.2148e-05 | 0.00010989 | 9.0756e-05 | 8.1881e-05 | 8.5566e-05 | 0.00011394 | 0.00015571 | 0.00015571
02/07 22:00:00 | 2 | 7 | 22 | 910 | WE | 0 | 0.00020287 | 0.00020287 | 1.0331e-05 | 0.00016692 | 2.0697e-12 | 0.00011415 | 0 | 0 | 0.00023959 | -5.646e-05 | 0.00042949 | 0.00020287 | 0.00025662 | 0.00014889 | 0.00021737 | 0.00014889 | 0.00011415 | 0.00022925 | 0.00011415 | 0 | 1.6398e-05 | 1.4769e-05 | 9.7133e-05 | 8.149e-05 | 8.6324e-05 | -6.3599e-05 | -1.029e-07 | -2.0362e-05 | -2.0362e-05 | 0.00011415 | 0.00011415 | 0.00011415 | 0.00011416 | 0.00011415 | 0.00011415 | 9.1034e-05 | 8.8189e-05 | 6.8193e-05 | 5.7976e-05 | 0.00022929 | 0.00011415 | 0.00011415 | 0.00011415 | 0.00011415 | 2.6738e-06 | 3.8487e-05 | 6.1627e-05 | 7.5027e-05 | 9.215e-05 | 9.9205e-05 | 8.6872e-05 | 8.1152e-05 | 8.6794e-05 | 0.00011427 | 0.00016023 | 0.00016023
02/07 23:00:00 | 2 | 7 | 23 | 911 | WE | 0 | 0.00018727 | 0.00018727 | 8.4618e-06 | 0.00016157 | 7.9772e-13 | 0.00011415 | 0 | 0 | 0.00013341 | 0.0009893 | -0.0019136 | 0.00018727 | 0.00044432 | 0.00013992 | 0.0002034 | 0.00013992 | 0.00011415 | 0.00022925 | 0.00011415 | 0 | 1.6398e-05 | 1.3975e-05 | 8.8593e-05 | 7.757e-05 | 8.0976e-05 | -5.7823e-05 | 1.8341e-05 | -5.9597e-06 | -5.9597e-06 | 0.00011415 | 0.00011415 | 0.00011415 | 0.00011415 | 0.00011415 | 0.00011415 | 9.1034e-05 | 6.8383e-05 | 6.1574e-05 | 5.8095e-05 | 0.00022929 | 0.00011415 | 0.00011415 | 0.00011415 | 0.00011415 | 2.6738e-06 | 2.6995e-05 | 5.751e-05 | 7.5181e-05 | 9.2076e-05 | 8.9663e-05 | 8.3871e-05 | 8.1185e-05 | 8.6543e-05 | 9.5956e-05 | 0.00017012 | 0.00017012
02/07 24:00:00 | 2 | 7 | 24 | 912 | WE | 0 | 0.00014884 | 0.00014884 | 2.619e-06 | 7.877e-05 | -1.3906e-12 | 0.00011415 | 0 | 0 | 5.4452e-05 | 0.00061427 | -0.0053786 | 0.00014884 | 0.0002791 | 0.00012686 | 0.00016805 | 0.00012686 | 0.00011415 | 0.00022925 | 0.00011415 | 0 | 1.6398e-05 | 1.3975e-05 | 0.00011772 | 7.7553e-05 | 8.9966e-05 | -6.0254e-05 | 3.227e-05 | 2.7497e-06 | 2.7497e-06 | 0.00011415 | 0.00011415 | 0.00011415 | 0.00011416 | 0.00011415 | 0.00011415 | 9.1034e-05 | 6.7664e-05 | 6.0585e-05 | 5.6968e-05 | 0.00022929 | 0.00011415 | 0.00011415 | 0.00011415 | 0.00011415 | 2.6738e-06 | 2.2886e-05 | 5.5079e-05 | 7.3722e-05 | 9.2359e-05 | 8.9471e-05 | 8.3599e-05 | 8.0876e-05 | 8.6477e-05 | 9.8931e-05 | 0.00017093 | 0.00017093
02/08 01:00:00 | 2 | 8 | 1 | 913 | WE | 0 | 9.9719e-05 | 9.9719e-05 | 8.411e-07 | 7.5827e-05 | 0.00025245 | 0.00011415 | 0 | 0 | 2.1781e-05 | 0.00039542 | -0.0054206 | 9.9719e-05 | 8.2627e-05 | 9.281e-05 | 0.00010742 | 9.281e-05 | 0.00011415 | 0.00022925 | 0.00011415 | 0 | 1.6398e-05 | 1.3975e-05 | 8.8511e-05 | 7.7547e-05 | 8.0936e-05 | -5.6613e-05 | 3.3051e-05 | 4.4436e-06 | 4.4436e-06 | 0.00011415 | 0.00011415 | 0.00011415 | 0.00011416 | 0.00011415 | 0.00011415 | 9.1034e-05 | 6.7729e-05 | 5.9644e-05 | 5.5513e-05 | 0.00022929 | 0.00011415 | 0.00011415 | 0.00011415 | 0.00011415 | 2.6738e-06 | 2.3262e-05 | 5.4025e-05 | 7.184e-05 | 9.2085e-05 | 8.9503e-05 | 8.3338e-05 | 8.0478e-05 | 8.6439e-05 | 0.00010042 | 0.00017506 | 0.00017506
02/08 02:00:00 | 2 | 8 | 2 | 914 | WE | 0 | 0.00010876 | 0.00010876 | 4.7015e-07 | 2.279e-05 | 0.00023244 | 0.00011415 | 0 | 0 | 2.1781e-05 | 0.00039916 | -0.0048471 | 0.00010876 | 0.00011696 | 8.6205e-05 | 0.00012969 | 8.6205e-05 | 0.00011415 | 0.00022925 | 0.00011415 | 0 | 1.6398e-05 | 1.3975e-05 | 8.8484e-05 | 7.754e-05 | 8.0922e-05 | -5.5894e-05 | 3.3335e-05 | 4.8659e-06 | 4.8659e-06 | 0.00011415 | 0.00011415 | 0.00011415 | 0.00011416 | 0.00011415 | 0.00011415 | 9.1034e-05 | 6.758e-05 | 5.8756e-05 | 5.4248e-05 | 0.00022929 | 0.00011415 | 0.00011415 | 0.00011415 | 0.00011415 | 2.6738e-06 | 2.2409e-05 | 5.2676e-05 | 7.0203e-05 | 9.2096e-05 | 8.9463e-05 | 8.3088e-05 | 8.0131e-05 | 8.6395e-05 | 0.0001011 | 0.0001755 | 0.0001755
02/08 03:00:00 | 2 | 8 | 3 | 915 | WE | 0 | 0.00012725 | 0.00012725 | -0.00097106 | 5.1769e-05 | 0.00022975 | 0.00011415 | 0 | 0 | 2.1781e-05 | 0.00042044 | -0.0049155 | 0.00012725 | 0.00016918 | 8.4304e-05 | 0.00015203 | 8.4304e-05 | 0.00011415 | 0.00022925 | 0.00011415 | 0 | 1.6398e-05 | 1.3975e-05 | 8.8386e-05 | 7.7515e-05 | 8.0875e-05 | -5.542e-05 | 3.3817e-05 | 5.3454e-06 | 5.3454e-06 | 0.00011415 | 0.00011415 | 0.00011415 | 0.00011416 | 0.00011415 | 0.00011415 | 9.1034e-05 | 6.7485e-05 | 5.7794e-05 | 5.2843e-05 | 0.00022929 | 0.00011415 | 0.00011415 | 0.00011415 | 0.00011415 | 2.6738e-06 | 2.1869e-05 | 5.1326e-05 | 6.8384e-05 | 9.2094e-05 | 8.9429e-05 | 8.2815e-05 | 7.9747e-05 | 8.6374e-05 | 0.00010152 | 0.00018004 | 0.00018004
02/08 04:00:00 | 2 | 8 | 4 | 916 | WE | 0 | 0.00014748 | 0.00014748 | 0.00097151 | 7.4532e-05 | 0.00022651 | 0.00011415 | 0 | 0 | 2.1781e-05 | 0.00039521 | -0.0019085 | 0.00014748 | 0.0002099 | 8.2413e-05 | 0.00017779 | 8.2413e-05 | 0.00011415 | 0.00022925 | 0.00011415 | 0 | 1.6398e-05 | 1.3975e-05 | 8.8324e-05 | 7.7492e-05 | 8.0839e-05 | 0.00047924 | 0.00049945 | 0.000493 | 0.000493 | 0.00011415 | 0.00011415 | 0.00011415 | 0.00011416 | 0.00011415 | 0.00011415 | 9.1034e-05 | 6.7544e-05 | 5.8391e-05 | 5.3714e-05 | 0.00022929 | 0.00011415 | 0.00011415 | 0.00011415 | 0.00011415 | 2.6738e-06 | 2.2203e-05 | 5.2163e-05 | 6.9512e-05 | 9.2121e-05 | 8.9445e-05 | 8.2982e-05 | 7.9985e-05 | 8.6304e-05 | 0.00010196 | 0.00018741 | 0.00018741
02/08 05:00:00 | 2 | 8 | 5 | 917 | WE | 0 | 0.00014216 | 0.00014216 | 7.8573e-07 | 1.8611e-05 | 0.00021796 | 0.00011415 | 0 | 0 | 6.5342e-05 | 0.00036409 | 0.0011436 | 0.00014216 | 0.00021135 | 8.158e-05 | 0.00017655 | 8.158e-05 | 0.00011415 | 0.00022925 | 0.00011415 | 0 | 1.6398e-05 | 1.3975e-05 | 0.00010004 | 7.7847e-05 | 8.4706e-05 | 0.00054851 | 0.00050165 | 0.0005166 | 0.0005166 | 0.00011415 | 0.00011415 | 0.00011415 | 0.00011416 | 0.00011415 | 0.00011415 | 9.1034e-05 | 6.9679e-05 | 5.9002e-05 | 5.3546e-05 | 0.00022929 | 0.00011415 | 0.00011415 | 0.00011415 | 0.00011415 | 2.6738e-06 | 2.4849e-05 | 5.2995e-05 | 6.9294e-05 | 9.2257e-05 | 9.0219e-05 | 8.3196e-05 | 7.9939e-05 | 8.6239e-05 | 0.00010231 | 0.00019923 | 0.00019923
02/08 06:00:00 | 2 | 8 | 6 | 918 | WE | 0 | 0.00015479 | 0.00015479 | 2.8609e-06 | 0.00013827 | -1.5577e-12 | 0.00011415 | 0 | 0 | 0.00013613 | 0.00035147 | 0.0032144 | 0.00015479 | 0.00020707 | 8.8117e-05 | 0.00017141 | 8.8117e-05 | 0.00011415 | 0.00022925 | 0.00011415 | 0 | 1.6398e-05 | 1.3975e-05 | 9.9288e-05 | 8.0631e-05 | 8.6396e-05 | 0.00054445 | 0.00051875 | 0.00052695 | 0.00052695 | 0.00011415 | 0.00011415 | 0.00011415 | 0.00011416 | 0.00011415 | 0.00011415 | 9.1034e-05 | 8.4051e-05 | 6.7636e-05 | 5.9249e-05 | 0.00022929 | 0.00011415 | 0.00011415 | 0.00011415 | 0.00011415 | 2.6738e-06 | 3.4085e-05 | 6.1055e-05 | 7.6674e-05 | 9.2251e-05 | 9.5535e-05 | 8.5948e-05 | 8.1501e-05 | 8.6221e-05 | 0.00010244 | 0.00019285 | 0.00019285
02/08 07:00:00 | 2 | 8 | 7 | 919 | WE | 0 | 0.0001793 | 0.0001793 | 2.0602e-05 | 0.000173 | 7.5442e-14 | 0.00011415 | 0 | 0 | 0.00015247 | -0.00079878 | 0.0035062 | 0.0001793 | -4.7376e-05 | 0.00010137 | 0.00019989 | 0.00010137 | 0.00011415 | 0.00022925 | 0.00011415 | 0 | 1.6398e-05 | 1.4769e-05 | 0.00010009 | 8.6617e-05 | 9.0782e-05 | 0.00053559 | 0.00053777 | 0.00053707 | 0.00053707 | 0.00011415 | 0.00011415 | 0.00011415 | 0.00011416 | 0.00011415 | 0.00011415 | 9.1034e-05 | 0.00011341 | 8.0931e-05 | 6.4334e-05 | 0.00022929 | 0.00011415 | 0.00011415 | 0.00011415 | 0.00011415 | 2.6738e-06 | 4.5297e-05 | 6.9335e-05 | 8.3254e-05 | 9.2261e-05 | 0.0001065 | 9.0374e-05 | 8.2893e-05 | 8.2012e-05 | 0.00010253 | 0.000198 | 0.000198
02/08 08:00:00 | 2 | 8 | 8 | 920 | WE | 1.1933e-05 | 0.00019048 | 0.00019048 | 0.00091331 | 0.00026971 | 4.7973e-13 | 0.00011415 | 6.7451e-05 | 6.7451e-05 | 0.00013613 | -0.00047716 | 0.0032345 | 0.00019048 | 7.0279e-05 | 0.000114 | 0.00019941 | 0.000114 | 0.00011415 | 0.00011463 | 0.00011415 | 1.7312e-06 | 1.6398e-05 | 1.4769e-05 | 9.5766e-05 | 0.00010158 | 9.9782e-05 | -8.3889e-05 | 8.985e-08 | -2.6704e-05 | -2.6704e-05 | 0.00011415 | 0.00011415 | 0.00011415 | 0.00011416 | 0.00011415 | 0.00011415 | 9.1034e-05 | 0.00012808 | 8.9757e-05 | 7.0176e-05 | 0.00011465 | 0.00011415 | 0.00011415 | 0.00011415 | 0.00011415 | 1.064e-05 | 5.9088e-05 | 7.9359e-05 | 9.1097e-05 | 8.9325e-05 | 0.00011215 | 8.7968e-05 | 7.6749e-05 | 8.4707e-05 | 0.00010257 | 0.00019548 | 0.00019548
02/08 09:00:00 | 2 | 8 | 9 | 921 | WE | 9.5962e-05 | 0.00019806 | 0.00019806 | -0.00048269 | 0.00018075 | 1.5523e-12 | 0.00011415 | 0.00017131 | 0.00017131 | 5.9897e-05 | -0.00024068 | 0.0027791 | 0.00019806 | 0.0001972 | 0.00011567 | 0.00022726 | 0.00011567 | 0.00011415 | 0 | 0.00011415 | 9.9925e-06 | 1.6398e-05 | 1.4769e-05 | 9.5737e-05 | 0.00010401 | 0.00010145 | 0.00049355 | 0.00063855 | 0.00059228 | 0.00059228 | 0.00011415 | 0.00011415 | 0.00011415 | 0.00011416 | 0.00011415 | 0.00011415 | 9.1034e-05 | 0.00014107 | 9.6505e-05 | 7.3736e-05 | 0 | 0.00011415 | 0.00011415 | 0.00011415 | 0.00011415 | 5.3975e-05 | 0.00010439 | 9.9924e-05 | 9.7337e-05 | 8.6491e-05 | 0.00011337 | 8.3729e-05 | 6.998e-05 | 8.599e-05 | 0.00012546 | 0.0002001 | 0.0002001
02/08 10:00:00 | 2 | 8 | 10 | 922 | WE | 0.00018072 | 0.00024424 | 0.00024424 | -0.00036177 | 0.00026694 | 0.00021486 | 0.00011415 | 0.00022133 | 0.00022133 | 4.0839e-05 | -0.00016473 | 0.0023049 | 0.00024424 | 0.00033075 | 0.00011778 | 0.00028055 | 0.00011778 | 0.00011415 | 0 | 0.00011415 | 1.8935e-05 | 1.6398e-05 | 1.4769e-05 | 9.6281e-05 | 0.00010404 | 0.00010164 | 0.00049384 | 0.0006387 | 0.00059248 | 0.00059248 | 0.00011415 | 0.00011415 | 0.00011415 | 0.00011416 | 0.00011415 | 0.00011415 | 9.1034e-05 | 0.00014285 | 9.7577e-05 | 7.4447e-05 | 0 | 0.00011415 | 0.00011415 | 0.00011415 | 0.00011415 | 9.834e-05 | 0.00015414 | 0.0001198 | 9.9915e-05 | 8.6532e-05 | 0.00011385 | 8.4015e-05 | 7.0175e-05 | 8.6004e-05 | 0.00011885 | 0.00020774 | 0.00020774
02/08 11:00:00 | 2 | 8 | 11 | 923 | WE | 0.00025031 | 0.00022242 | 0.00022242 | 0.0010568 | 0.00017342 | 0.00021991 | 0.00011415 | 0 | 0 | 4.0839e-05 | 0.0010671 | 0.0019013 | 0.00022242 | 0.00051495 | 0.00012151 | 0.00026282 | 0.00012151 | 0.00011415 | 0 | 0.00011415 | 2.5616e-05 | 1.6398e-05 | 1.4769e-05 | 9.539e-05 | 0.00010403 | 0.00010136 | 0.00048631 | 0.00063866 | 0.00059005 | 0.00059005 | 0.00011415 | 0.00011415 | 0.00011415 | 0.00011416 | 0.00011415 | 0.00011415 | 9.1034e-05 | 0.0001438 | 9.7766e-05 | 7.4243e-05 | 0 | 0.00011415 | 0.00011415 | 0.00011415 | 0.00011415 | 0.00013831 | 0.0001891 | 0.0001333 | 0.00010098 | 8.6583e-05 | 0.0001146 | 8.4212e-05 | 7.0119e-05 | 8.5905e-05 | 0.00011716 | 0.00022763 | 0.00022763
02/08 12:00:00 | 2 | 8 | 12 | 924 | WE | 0.00029356 | 0.00022302 | 0.00022302 | 1.122e-05 | 0.00016897 | 0.00021998 | 0.00011415 | 0 | 0 | 4.0839e-05 | 0.0008115 | 0.0015791 | 0.00022302 | 0.00043309 | 0.00012155 | 0.00026432 | 0.00012155 | 0.00011415 | 0 | 0.00011415 | 2.6174e-05 | 1.6398e-05 | 1.4769e-05 | 0.00012332 | 0.00010394 | 0.00010993 | 0.00064561 | 0.00063806 | 0.00064047 | 0.00064047 | 0.00011415 | 0.00011415 | 0.00011415 | 0.00011416 | 0.00011415 | 0.00011415 | 9.1034e-05 | 0.00014429 | 9.6799e-05 | 7.2535e-05 | 0 | 0.00011415 | 0.00011415 | 0.00011415 | 0.00011415 | 0.00016416 | 0.00019375 | 0.00013407 | 9.9516e-05 | 8.687e-05 | 0.0001147 | 8.3926e-05 | 6.9651e-05 | 8.5874e-05 | 0.00011654 | 0.00024356 | 0.00024356
02/08 13:00:00 | 2 | 8 | 13 | 925 | WE | 0.00030431 | 0.00022781 | 0.00022781 | 9.6834e-06 | 0.00016569 | 0.00021627 | 0.00011415 | 0 | 0 | 4.0839e-05 | 0.00056432 | 0.001299 | 0.00022781 | 0.00039974 | 0.00011748 | 0.00027249 | 0.00011748 | 0.00011415 | 0 | 0.00011415 | 2.6174e-05 | 1.6398e-05 | 1.4769e-05 | 9.3759e-05 | 0.00010335 | 0.00010039 | 0.00047318 | 0.00063445 | 0.000583 | 0.000583 | 0.00011415 | 0.00011415 | 0.00011415 | 0.00011416 | 0.00011415 | 0.00011415 | 9.1034e-05 | 0.00014175 | 9.4766e-05 | 7.0757e-05 | 0 | 0.00011415 | 0.00011415 | 0.00011415 | 0.00011415 | 0.00017097 | 0.00019045 | 0.00013149 | 9.7346e-05 | 8.6628e-05 | 0.00011404 | 8.3384e-05 | 6.9164e-05 | 8.581e-05 | 0.00011611 | 0.00025229 | 0.00025229
02/08 14:00:00 | 2 | 8 | 14 | 926 | WE | 0.00027725 | 0.00022482 | 0.00022482 | 8.7319e-06 | 0.0001636 | 0.00022375 | 0.00011415 | 0 | 0 | 4.0839e-05 | 0.00046555 | 0.0010536 | 0.00022482 | 0.00037244 | 0.00011631 | 0.0002688 | 0.00011631 | 0.00011415 | 0 | 0.00011415 | 2.6174e-05 | 1.6398e-05 | 1.4769e-05 | 9.5757e-05 | 0.00010709 | 0.00010359 | 0.00048473 | 0.00065741 | 0.00060231 | 0.00060231 | 0.00011415 | 0.00011415 | 0.00011415 | 0.00011416 | 0.00011415 | 0.00011415 | 9.1034e-05 | 0.00013915 | 9.3405e-05 | 7.0029e-05 | 0 | 0.00011415 | 0.00011415 | 0.00011415 | 0.00011415 | 0.00016079 | 0.00018646 | 0.00012915 | 9.5968e-05 | 8.6688e-05 | 0.00011458 | 8.3418e-05 | 6.8965e-05 | 8.5742e-05 | 0.00011607 | 0.00026725 | 0.00026725
02/08 15:00:00 | 2 | 8 | 15 | 927 | WE | 0.00021649 | 0.0002237 | 0.0002237 | 0.0010127 | 8.077e-05 | 0.00023635 | 0.00011415 | 0 | 0 | 4.0839e-05 | 0.00042712 | 0.0008418 | 0.0002237 | 0.00037836 | 0.00011474 | 0.00028004 | 0.00011474 | 0.00011415 | 0 | 0.00011415 | 2.4221e-05 | 1.6398e-05 | 1.4769e-05 | 9.6408e-05 | 0.00010561 | 0.00010276 | 0.0004885 | 0.0006483 | 0.00059732 | 0.00059732 | 0.00011415 | 0.00011415 | 0.00011415 | 0.00011416 | 0.00011415 | 0.00011415 | 9.1034e-05 | 0.00013361 | 9.3133e-05 | 7.2451e-05 | 0 | 0.00011415 | 0.00011415 | 0.00011415 | 0.00011415 | 0.00012946 | 0.00017021 | 0.00012466 | 9.8285e-05 | 8.6692e-05 | 0.00011238 | 8.3175e-05 | 6.9628e-05 | 8.5792e-05 | 0.00011604 | 0.00027139 | 0.00027139
02/08 16:00:00 | 2 | 8 | 16 | 928 | WE | 0.00013928 | 0.00023283 | 0.00023283 | -0.0010018 | 0.00016152 | 0.00024949 | 0.00011415 | 0 | 0 | 7.0788e-05 | 0.00039563 | 0.00068797 | 0.00023283 | 0.00036715 | 0.00011582 | 0.00027905 | 0.00011582 | 0.00011415 | 0 | 0.00011415 | 1.6202e-05 | 1.6398e-05 | 1.4769e-05 | 9.5727e-05 | 0.00010162 | 9.9799e-05 | 0.00048447 | 0.00062385 | 0.00057938 | 0.00057938 | 0.00011415 | 0.00011415 | 0.00011415 | 0.00011416 | 0.00011415 | 0.00011415 | 9.1034e-05 | 0.00013256 | 9.1594e-05 | 7.0664e-05 | 0 | 0.00011415 | 0.00011415 | 0.00011415 | 0.00011415 | 8.8567e-05 | 0.00013063 | 0.00010776 | 9.4513e-05 | 8.6722e-05 | 0.00011067 | 8.2297e-05 | 6.9139e-05 | 8.5784e-05 | 0.00011627 | 0.00027961 | 0.00027961
02/08 17:00:00 | 2 | 8 | 17 | 929 | WE | 4.7824e-05 | 0.00026748 | 0.00026748 | 8.3237e-06 | 0.00016353 | -2.0051e-12 | 0.00011415 | 0.0003298 | 0.0003298 | 0.00015247 | -0.0010386 | 0.00058883 | 0.00026748 | -0.00013615 | 0.00012479 | 0.00032193 | 0.00012479 | 0.00011415 | 0 | 0.00011415 | 7.5576e-06 | 1.6398e-05 | 1.4769e-05 | 9.0375e-05 | 0.00010061 | 9.7446e-05 | 0.00045318 | 0.00061763 | 0.00056516 | 0.00056516 | 0.00011415 | 0.00011415 | 0.00011415 | 0.00011416 | 0.00011415 | 0.00011415 | 9.1034e-05 | 0.00012712 | 8.7642e-05 | 6.7472e-05 | 0 | 0.00011415 | 0.00011415 | 0.00011415 | 0.00011415 | 4.4654e-05 | 8.7003e-05 | 8.8115e-05 | 8.876e-05 | 8.6756e-05 | 0.00010868 | 8.1071e-05 | 6.8265e-05 | 8.6153e-05 | 0.00011683 | 0.00030871 | 0.00030871
02/08 18:00:00 | 2 | 8 | 18 | 930 | WE | 0 | 0.00031225 | 0.00031225 | 1.0277e-05 | 0.00016741 | -7.5459e-13 | 0.00011415 | 3.4428e-05 | 3.4428e-05 | 0.00021236 | -0.00047467 | 0.00054724 | 0.00031225 | 0.00011871 | 0.00013881 | 0.000379 | 0.00013881 | 0.00011415 | 0.00017194 | 0.00011415 | 5.6642e-07 | 1.6398e-05 | 1.4769e-05 | 9.035e-05 | 9.8142e-05 | 9.5734e-05 | 0.00046032 | 0.00060249 | 0.00055713 | 0.00055713 | 0.00011415 | 0.00011415 | 0.00011415 | 0.00011416 | 0.00011415 | 0.00011415 | 9.1034e-05 | 0.00011557 | 8.1124e-05 | 6.3525e-05 | 0.0001538 | 0.00011415 | 0.00011415 | 0.00011415 | 0.00011415 | 6.456e-06 | 5.7934e-05 | 7.3382e-05 | 8.2327e-05 | 9.0634e-05 | 0.0001099 | 8.7771e-05 | 7.7509e-05 | 8.5586e-05 | 0.0001132 | 0.00033905 | 0.00033905
02/08 19:00:00 | 2 | 8 | 19 | 931 | WE | 0 | 0.00035514 | 0.00035514 | 0.0010507 | 0.00017171 | -3.8268e-13 | 0.00011415 | 0 | 0 | 0.00028587 | -0.00033769 | 0.00051921 | 0.00035514 | 0.00027896 | 0.00014748 | 0.00043128 | 0.00014748 | 0.00011415 | 0.00022925 | 0.00011415 | 0 | 1.6398e-05 | 1.4769e-05 | 9.0325e-05 | 9.706e-05 | 9.4979e-05 | 0.00046244 | 0.00059584 | 0.00055328 | 0.00055328 | 0.00011415 | 0.00011415 | 0.00011415 | 0.00011416 | 0.00011415 | 0.00011415 | 9.1034e-05 | 0.00011003 | 7.7586e-05 | 6.1008e-05 | 0.00022929 | 0.00011415 | 0.00011415 | 0.00011415 | 0.00011415 | 2.6738e-06 | 5.0504e-05 | 6.8518e-05 | 7.895e-05 | 9.258e-05 | 0.00010969 | 9.0761e-05 | 8.1982e-05 | 8.5632e-05 | 0.00011381 | 0.0003708 | 0.0003708
02/08 20:00:00 | 2 | 8 | 20 | 932 | WE | 0 | 0.00035155 | 0.00035155 | 1.3507e-05 | 0.00017275 | -2.8567e-13 | 0.00011415 | 0 | 0 | 0.00034305 | -0.00010024 | 0.00046553 | 0.00035155 | 0.00024532 | 0.0001514 | 0.00042221 | 0.0001514 | 0.00011415 | 0.00022925 | 0.00011415 | 0 | 1.6398e-05 | 1.4769e-05 | 0.00010205 | 9.5682e-05 | 9.7651e-05 | 0.00053174 | 0.00058739 | 0.00056963 | 0.00056963 | 0.00011415 | 0.00011415 | 0.00011415 | 0.00011416 | 0.00011415 | 0.00011415 | 9.1034e-05 | 0.00010294 | 7.5135e-05 | 6.0927e-05 | 0.00022929 | 0.00011415 | 0.00011415 | 0.00011415 | 0.00011415 | 2.6738e-06 | 4.5251e-05 | 6.6526e-05 | 7.8846e-05 | 9.2717e-05 | 0.00010651 | 8.9739e-05 | 8.196e-05 | 8.5344e-05 | 9.6653e-05 | 0.00040403 | 0.00040403
02/08 21:00:00 | 2 | 8 | 21 | 933 | WE | 0 | 0.00035792 | 0.00035792 | 1.7915e-05 | 0.00017027 | 0 | 0.00011415 | 0 | 0 | 0.00034849 | -0.00016064 | 0.00038163 | 0.00035792 | 0.00018731 | 0.00015248 | 0.00043113 | 0.00015248 | 0.00011415 | 0.00022925 | 0.00011415 | 0 | 1.6398e-05 | 1.4769e-05 | 0.00010127 | 9.3277e-05 | 9.5748e-05 | 0.00052762 | 0.00057262 | 0.00055826 | 0.00055826 | 0.00011415 | 0.00011415 | 0.00011415 | 0.00011416 | 0.00011415 | 0.00011415 | 9.1034e-05 | 9.0849e-05 | 6.9112e-05 | 5.8004e-05 | 0.00022929 | 0.00011415 | 0.00011415 | 0.00011415 | 0.00011415 | 2.6738e-06 | 3.7324e-05 | 6.1224e-05 | 7.5064e-05 | 9.2734e-05 | 0.00010207 | 8.7785e-05 | 8.116e-05 | 8.5042e-05 | 0.00010161 | 0.00043226 | 0.00043226
02/08 22:00:00 | 2 | 8 | 22 | 934 | WE | 0 | 0.00035173 | 0.00035173 | 1.0416e-05 | 0.00016698 | 2.0697e-12 | 0.00011415 | 0 | 0 | 0.00023959 | -4.0533e-05 | 0.00022594 | 0.00035173 | 0.00019941 | 0.00014889 | 0.00042926 | 0.00014889 | 0.00011415 | 0.00022925 | 0.00011415 | 0 | 1.6398e-05 | 1.4769e-05 | 9.6073e-05 | 7.7699e-05 | 8.3377e-05 | 0.00051765 | 0.00047699 | 0.00048996 | 0.00048996 | 0.00011415 | 0.00011415 | 0.00011415 | 0.00011416 | 0.00011415 | 0.00011415 | 9.1034e-05 | 7.192e-05 | 6.0961e-05 | 5.5362e-05 | 0.00022929 | 0.00011415 | 0.00011415 | 0.00011415 | 0.00011415 | 2.6738e-06 | 2.9495e-05 | 5.6187e-05 | 7.1643e-05 | 9.2876e-05 | 9.0887e-05 | 8.3748e-05 | 8.0436e-05 | 8.7627e-05 | 0.00010352 | 0.00045475 | 0.00045475
02/08 23:00:00 | 2 | 8 | 23 | 935 | WE | 0 | 0.0003228 | 0.0003228 | 0.0010147 | 0.00016153 | 7.9772e-13 | 0.00011415 | 0 | 0 | 0.00013341 | 0.0011973 | -0.0020246 | 0.0003228 | 0.00058895 | 0.00013992 | 0.00039634 | 0.00013992 | 0.00011415 | 0.00022925 | 0.00011415 | 0 | 1.6398e-05 | 1.3975e-05 | 8.7621e-05 | 7.7015e-05 | 8.0293e-05 | 0.0004738 | 0.00049142 | 0.0004858 | 0.0004858 | 0.00011415 | 0.00011415 | 0.00011415 | 0.00011416 | 0.00011415 | 0.00011415 | 9.1034e-05 | 6.8193e-05 | 5.8822e-05 | 5.4034e-05 | 0.00022929 | 0.00011415 | 0.00011415 | 0.00011415 | 0.00011415 | 2.6738e-06 | 2.591e-05 | 5.3784e-05 | 6.9926e-05 | 9.2797e-05 | 8.9534e-05 | 8.3071e-05 | 8.0073e-05 | 8.697e-05 | 0.00010457 | 0.00045998 | 0.00045998
02/08 24:00:00 | 2 | 8 | 24 | 936 | WE | 0 | 0.0002808 | 0.0002808 | -0.00099469 | 7.8767e-05 | -1.3906e-12 | 0.00011415 | 0 | 0 | 5.4452e-05 | 0.00081121 | -0.0041795 | 0.0002808 | 0.00041589 | 0.00012686 | 0.0003559 | 0.00012686 | 0.00011415 | 0.00022925 | 0.00011415 | 0 | 1.6398e-05 | 1.3975e-05 | 0.00011736 | 7.7011e-05 | 8.9482e-05 | 0.00064828 | 0.0004977 | 0.00054574 | 0.00054574 | 0.00011415 | 0.00011415 | 0.00011415 | 0.00011416 | 0.00011415 | 0.00011415 | 9.1034e-05 | 6.8114e-05 | 5.8122e-05 | 5.3017e-05 | 0.00022929 | 0.00011415 | 0.00011415 | 0.00011415 | 0.00011415 | 2.6738e-06 | 2.5458e-05 | 5.2785e-05 | 6.8609e-05 | 9.3088e-05 | 8.9516e-05 | 8.2875e-05 | 7.9794e-05 | 8.6732e-05 | 0.00010519 | 0.00047042 | 0.00047042
02/09 01:00:00 | 2 | 9 | 1 | 937 | WD | 0 | 0.00022416 | 0.00022416 | 0.00097974 | 7.5603e-05 | 0.00025245 | 0.00011415 | 0 | 0 | 2.1781e-05 | 0.00049464 | -0.0055359 | 0.00022416 | 0.00011457 | 9.19e-05 | 0.00028479 | 9.19e-05 | 0.00011415 | 0.00022925 | 0.00011415 | 0 | 6.5591e-05 | 0.0001118 | 8.5483e-05 | 7.7006e-05 | 7.9626e-05 | 0.00049655 | 0.00049768 | 0.00049732 | 0.00049732 | 0.00011415 | 0.00011415 | 0.00011415 | 0.00011416 | 0.00011415 | 0.00011415 | 4.5468e-05 | 6.8027e-05 | 5.8924e-05 | 5.4272e-05 | 0.00022929 | 0.00011415 | 0.00011415 | 0.00011415 | 0.00011415 | 1.2032e-06 | 2.496e-05 | 5.3631e-05 | 7.0234e-05 | 7.3062e-05 | 8.9571e-05 | 8.3127e-05 | 8.0138e-05 | 9.0602e-05 | 0.0001056 | 0.00047219 | 0.00047219
02/09 02:00:00 | 2 | 9 | 2 | 938 | WD | 0 | 0.00023188 | 0.00023188 | 7.1126e-09 | 7.4692e-05 | 0.00023244 | 0.00011415 | 0 | 0 | 2.1781e-05 | 0.00050917 | -0.00662 | 0.00023188 | 0.0001473 | 8.5656e-05 | 0.00029722 | 8.5656e-05 | 0.00011415 | 0.00022925 | 0.00011415 | 0 | 6.5591e-05 | 0.0001118 | 8.5314e-05 | 7.7005e-05 | 7.9572e-05 | 0.00050707 | 0.00049768 | 0.00050068 | 0.00050068 | 0.00011415 | 0.00011415 | 0.00011415 | 0.00011416 | 0.00011415 | 0.00011415 | 3.6463e-05 | 6.7924e-05 | 5.8637e-05 | 5.3892e-05 | 0.00022929 | 0.00011415 | 0.00011415 | 0.00011415 | 0.00011415 | 1.2032e-06 | 2.437e-05 | 5.3103e-05 | 6.9742e-05 | 6.7745e-05 | 8.9542e-05 | 8.3047e-05 | 8.0034e-05 | 8.9892e-05 | 0.0001059 | 0.00047991 | 0.00047991
02/09 03:00:00 | 2 | 9 | 3 | 939 | WD | 0 | 0.00025356 | 0.00025356 | -0.00097073 | 0 | 0.00022975 | 0.00011415 | 0 | 0 | 2.1781e-05 | 0.00047463 | -0.0051091 | 0.00025356 | 0.0002016 | 8.3946e-05 | 0.00033972 | 8.3946e-05 | 0.00011415 | 0.00022925 | 0.00011415 | 0 | 6.5591e-05 | 0.0001118 | 8.5378e-05 | 7.7007e-05 | 7.9594e-05 | 0.0005093 | 0.00049769 | 0.00050139 | 0.00050139 | 0.00011415 | 0.00011415 | 0.00011415 | 0.00011416 | 0.00011415 | 0.00011415 | 3.6473e-05 | 6.819e-05 | 6.0618e-05 | 5.6748e-05 | 0.00022929 | 0.00011415 | 0.00011415 | 0.00011415 | 0.00011415 | 1.23e-06 | 2.5894e-05 | 5.6002e-05 | 7.3438e-05 | 6.6429e-05 | 8.9626e-05 | 8.3607e-05 | 8.0816e-05 | 8.9503e-05 | 0.00010614 | 0.00048045 | 0.00048045
02/09 04:00:00 | 2 | 9 | 4 | 940 | WD | 0 | 0.00025896 | 0.00025896 | 0.00097095 | 7.4429e-05 | 0.00022651 | 0.00011415 | 0 | 0 | 2.1781e-05 | 0.0004371 | -0.0020759 | 0.00025896 | 0.00022208 | 8.2211e-05 | 0.00033654 | 8.2211e-05 | 0.00011415 | 0.00022925 | 0.00011415 | 0 | 6.5591e-05 | 0.0001118 | 8.6353e-05 | 7.701e-05 | 7.9897e-05 | 0.00051646 | 0.0004977 | 0.00050369 | 0.00050369 | 0.00011415 | 0.00011415 | 0.00011415 | 0.00011416 | 0.00011415 | 0.00011415 | 4.5596e-05 | 6.8975e-05 | 6.1912e-05 | 5.8304e-05 | 0.00022929 | 0.00011415 | 0.00011415 | 0.00011415 | 0.00011415 | 1.5508e-06 | 3.0373e-05 | 5.892e-05 | 7.5451e-05 | 7.1825e-05 | 8.9865e-05 | 8.3974e-05 | 8.1242e-05 | 8.954e-05 | 0.00010628 | 0.00048401 | 0.00048401
02/09 05:00:00 | 2 | 9 | 5 | 941 | WD | 0 | 0.00024505 | 0.00024505 | 3.0044e-07 | 7.5182e-05 | 0.00021796 | 0.00011415 | 0 | 0 | 6.5342e-05 | 0.0003996 | 2.6942e-05 | 0.00024505 | 0.00023262 | 8.1198e-05 | 0.00031456 | 8.1198e-05 | 0.00011415 | 0.00022925 | 0.00011415 | 0 | 6.5591e-05 | 0.0001118 | 9.9066e-05 | 7.7011e-05 | 8.3827e-05 | 0.00059218 | 0.00049771 | 0.00052785 | 0.00052785 | 0.00011415 | 0.00011415 | 0.00011415 | 0.00011416 | 0.00011415 | 0.00011415 | 5.4768e-05 | 7.0282e-05 | 7.6832e-05 | 8.0178e-05 | 0.00022929 | 0.00011415 | 0.00011415 | 0.00011415 | 0.00011415 | 2.0054e-06 | 3.7834e-05 | 7.9583e-05 | 0.00010376 | 7.7389e-05 | 9.0258e-05 | 8.819e-05 | 8.7231e-05 | 8.9608e-05 | 0.00010629 | 0.00044284 | 0.00044284
02/09 06:00:00 | 2 | 9 | 6 | 942 | WD | 0 | 0.00023928 | 0.00023928 | 2.1203e-06 | 7.8364e-05 | -1.5577e-12 | 0.00011415 | 0 | 0 | 0.00013613 | 0.00038616 | 0.003178 | 0.00023928 | 0.00023948 | 8.7512e-05 | 0.00030084 | 8.7512e-05 | 0.00011415 | 0.00022925 | 0.00011415 | 0 | 6.5591e-05 | 0.0001118 | 0.00010205 | 8.1029e-05 | 8.7525e-05 | 0.00061079 | 0.00052237 | 0.00055058 | 0.00055058 | 0.00011415 | 0.00011415 | 0.00011415 | 0.00011416 | 0.00011415 | 0.00011415 | 9.1181e-05 | 9.299e-05 | 0.0001022 | 0.0001069 | 0.00022929 | 0.00011415 | 0.00011415 | 0.00011415 | 0.00011415 | 3.0749e-06 | 6.2531e-05 | 0.00011054 | 0.00013835 | 9.6266e-05 | 9.8519e-05 | 9.5835e-05 | 9.459e-05 | 9.0293e-05 | 0.00010612 | 0.00041716 | 0.00041716
02/09 07:00:00 | 2 | 9 | 7 | 943 | WD | 0 | 0.00027648 | 0.00027648 | -0.00017177 | 0.0001703 | 7.5464e-14 | 0.00011415 | 0 | 0 | 0.00015247 | -0.0010819 | 0.0037345 | 0.00027648 | -0.00023119 | 9.9871e-05 | 0.00033895 | 9.9871e-05 | 0.00011415 | 0.00022925 | 0.00011415 | 0 | 6.5591e-05 | 0.0001126 | 0.00010706 | 8.6742e-05 | 9.3021e-05 | 0.00062531 | 0.00053875 | 0.00056637 | 0.00056637 | 0.00011415 | 0.00011415 | 0.00011415 | 0.00011416 | 0.00011415 | 0.00011415 | 0.00012828 | 0.00012421 | 0.00013044 | 0.00013363 | 0.00022929 | 0.00011415 | 0.00011415 | 0.00011415 | 0.00011415 | 4.0107e-06 | 9.1597e-05 | 8.8347e-05 | 8.6466e-05 | 0.00011588 | 0.00011192 | 0.00010505 | 0.00010187 | 8.8266e-05 | 0.00012447 | 0.0011215 | 0.0011215
02/09 08:00:00 | 2 | 9 | 8 | 944 | WD | 1.4748e-05 | 0.00027564 | 0.00027564 | 0.00020735 | 0.00017593 | 4.7973e-13 | 0.00011415 | 7.42e-05 | 7.42e-05 | 0.00013613 | -0.00047942 | 0.0034895 | 0.00027564 | -8.2802e-05 | 0.00011103 | 0.00033541 | 0.00011103 | 0.00011415 | 5.7313e-05 | 0.00011415 | 7.6175e-06 | 6.5591e-05 | 0.0001126 | 0.00010561 | 0.00010131 | 0.00010264 | 0.00061231 | 0.00062197 | 0.00061889 | 0.00061889 | 0.00011415 | 0.00011415 | 0.00011415 | 0.00011416 | 0.00011415 | 0.00011415 | 0.000149 | 0.00014143 | 0.00018933 | 0.00021381 | 7.5498e-05 | 0.00011415 | 0.00011415 | 0.00011415 | 0.00011415 | 2.2963e-05 | 0.0001216 | 0.00013286 | 0.00013939 | 0.00012433 | 0.00011661 | 0.00012116 | 0.00012327 | 9.7165e-05 | 0.00012459 | 0.0012891 | 0.0012891
02/09 09:00:00 | 2 | 9 | 9 | 945 | WD | 0.00010512 | 0.00028729 | 0.00028729 | 0.00041469 | 0.00026477 | 1.5523e-12 | 0.00011415 | 0.00017699 | 0.00017699 | 5.9897e-05 | -0.00023363 | 0.0029905 | 0.00028729 | 0.00012317 | 0.00011108 | 0.00034256 | 0.00011108 | 0.00011415 | 0 | 0.00011415 | 0.00010324 | 0.00016398 | 0.0001685 | 0.00010889 | 0.00010364 | 0.00010526 | 0.0006309 | 0.00063625 | 0.00063454 | 0.00063454 | 0.00011415 | 0.00011415 | 0.00011415 | 0.00011416 | 0.00011415 | 0.00011415 | 0.00016895 | 0.00015339 | 0.00019338 | 0.00021381 | 0 | 0.00011415 | 0.00011415 | 0.00011415 | 0.00011415 | 0.0001105 | 0.00016286 | 0.00015142 | 0.00014479 | 0.00013729 | 0.00011932 | 0.00014497 | 0.00015687 | 9.6477e-05 | 0.00012142 | 0.0010444 | 0.0010444
02/09 10:00:00 | 2 | 9 | 10 | 946 | WD | 0.00018772 | 0.0002873 | 0.0002873 | -0.00037548 | 0.00017379 | 0.00021486 | 0.00011415 | 0.00022283 | 0.00022283 | 4.0839e-05 | -0.00016263 | 0.0025084 | 0.0002873 | 0.00030354 | 0.00011156 | 0.0003572 | 0.00011156 | 0.00011415 | 0 | 0.00011415 | 0.00034314 | 0.00029516 | 0.0002244 | 0.00011224 | 0.00010363 | 0.00010629 | 0.00065066 | 0.00063621 | 0.00064082 | 0.00064082 | 0.00011415 | 0.00011415 | 0.00011415 | 0.00011416 | 0.00011415 | 0.00011415 | 0.0001871 | 0.00015456 | 0.00019377 | 0.00021381 | 0 | 0.00011415 | 0.00011415 | 0.00011415 | 0.00011415 | 0.00021025 | 0.00021259 | 0.00017294 | 0.00014997 | 0.00014783 | 0.00011995 | 0.00015021 | 0.00016425 | 9.5067e-05 | 0.0001189 | 0.00091109 | 0.00091109
02/09 11:00:00 | 2 | 9 | 11 | 947 | WD | 0.0002578 | 0.00024327 | 0.00024327 | 1.1972e-05 | 0.00016998 | 0.00021991 | 0.00011415 | 0 | 0 | 4.0839e-05 | 0.001384 | 0.0021191 | 0.00024327 | 0.00056138 | 0.00011463 | 0.00029445 | 0.00011463 | 0.00011415 | 0 | 0.00011415 | 0.00046357 | 0.00029516 | 0.0002244 | 0.0001129 | 0.00010361 | 0.00010648 | 0.00065529 | 0.00063609 | 0.00064222 | 0.00064222 | 0.00011415 | 0.00011415 | 0.00011415 | 0.00011416 | 0.00011415 | 0.00011415 | 0.00018706 | 0.00015413 | 0.00019363 | 0.00021381 | 0 | 0.00011415 | 0.00011415 | 0.00011415 | 0.00011415 | 0.00029544 | 0.00024454 | 0.00018752 | 0.0001545 | 0.00014904 | 0.00011979 | 0.00014902 | 0.00016257 | 9.3848e-05 | 0.00011732 | 0.00082028 | 0.00082028
02/09 12:00:00 | 2 | 9 | 12 | 948 | WD | 0.00029713 | 0.00023575 | 0.00023575 | 9.9698e-06 | 0.0001662 | 0.00021998 | 0.00011415 | 0 | 0 | 4.0839e-05 | 0.00075873 | 0.0018468 | 0.00023575 | 0.0004619 | 0.00011458 | 0.00028433 | 0.00011458 | 0.00011415 | 0 | 0.00011415 | 0.00047113 | 0.00029516 | 0.0002244 | 0.00014235 | 0.00010357 | 0.00011556 | 0.00082853 | 0.00063585 | 0.00069733 | 0.00069733 | 0.00011415 | 0.00011415 | 0.00011415 | 0.00011416 | 0.00011415 | 0.00011415 | 0.000187 | 0.00015348 | 0.00019341 | 0.00021381 | 0 | 0.00011415 | 0.00011415 | 0.00011415 | 0.00011415 | 0.00034856 | 0.00024632 | 0.00023312 | 0.00022548 | 0.00014909 | 0.00011954 | 0.00015011 | 0.00016429 | 9.3702e-05 | 0.00011568 | 0.00073253 | 0.00073253
02/09 13:00:00 | 2 | 9 | 13 | 949 | WD | 0.00030391 | 0.0002233 | 0.0002233 | 8.3983e-06 | 0.00016334 | 0.00021627 | 0.00011415 | 0 | 0 | 4.0839e-05 | 0.00054431 | 0.0016394 | 0.0002233 | 0.00040448 | 0.00011115 | 0.00026776 | 0.00011115 | 0.00011415 | 0 | 0.00011415 | 0.00047113 | 0.00029516 | 0.0002244 | 0.00011348 | 0.00010364 | 0.00010668 | 0.00066002 | 0.00063628 | 0.00064385 | 0.00064385 | 0.00011415 | 0.00011415 | 0.00011415 | 0.00011416 | 0.00011415 | 0.00011415 | 0.00018694 | 0.0001532 | 0.00019331 | 0.00021381 | 0 | 0.00011415 | 0.00011415 | 0.00011415 | 0.00011415 | 0.00036223 | 0.00024586 | 0.0002335 | 0.00022634 | 0.00014866 | 0.00011946 | 0.00015332 | 0.00016902 | 9.3677e-05 | 0.00011447 | 0.00066077 | 0.00066077
02/09 14:00:00 | 2 | 9 | 14 | 950 | WD | 0.00027529 | 0.00019853 | 0.00019853 | 0.0010129 | 8.6296e-05 | 0.00022375 | 0.00011415 | 0 | 0 | 4.0839e-05 | 0.00043985 | 0.0014607 | 0.00019853 | 0.00035547 | 0.00011051 | 0.00024426 | 0.00011051 | 0.00011415 | 0 | 0.00011415 | 0.00047113 | 0.00029516 | 0.0002244 | 0.00011454 | 0.00010791 | 0.00010996 | -5.9743e-06 | 2.4734e-08 | -1.8893e-06 | -1.8893e-06 | 0.00011415 | 0.00011415 | 0.00011415 | 0.00011416 | 0.00011415 | 0.00011415 | 0.00018653 | 0.00015279 | 0.00019317 | 0.00021381 | 0 | 0.00011415 | 0.00011415 | 0.00011415 | 0.00011415 | 0.00033991 | 0.00024525 | 0.0002325 | 0.00022511 | 0.00014692 | 0.00012084 | 0.00015187 | 0.00016626 | 9.3608e-05 | 0.00011371 | 0.00060238 | 0.00060238
02/09 15:00:00 | 2 | 9 | 15 | 951 | WD | 0.00021268 | 0.00018935 | 0.00018935 | 6.4854e-06 | 0.00015438 | 0.00023635 | 0.00011415 | 0 | 0 | 4.0839e-05 | 0.00038487 | 0.0013246 | 0.00018935 | 0.00031993 | 0.00010956 | 0.00022112 | 0.00010956 | 0.00011415 | 0 | 0.00011415 | 0.00044069 | 0.00029516 | 0.0002244 | 0.00011444 | 0.00010753 | 0.00010967 | -5.3531e-06 | 1.58e-08 | -1.6972e-06 | -1.6972e-06 | 0.00011415 | 0.00011415 | 0.00011415 | 0.00011416 | 0.00011415 | 0.00011415 | 0.00018548 | 0.00015218 | 0.00019297 | 0.00021381 | 0 | 0.00011415 | 0.00011415 | 0.00011415 | 0.00011415 | 0.00027281 | 0.00023521 | 0.00018353 | 0.0001536 | 0.00014617 | 0.0001205 | 0.00014956 | 0.00016303 | 9.3593e-05 | 0.00011306 | 0.00054297 | 0.00054297
02/09 16:00:00 | 2 | 9 | 16 | 952 | WD | 0.00013406 | 0.00017871 | 0.00017871 | 3.7295e-06 | 7.9864e-05 | 0.00024949 | 0.00011415 | 0 | 0 | 7.0788e-05 | 0.00036196 | 0.0012234 | 0.00017871 | 0.0003091 | 0.00011092 | 0.00021536 | 0.00011092 | 0.00011415 | 0 | 0.00011415 | 0.00029299 | 0.00029516 | 0.0002244 | 0.0001114 | 0.00010368 | 0.00010606 | -5.0828e-06 | 1.7047e-08 | -1.6101e-06 | -1.6101e-06 | 0.00011415 | 0.00011415 | 0.00011415 | 0.00011416 | 0.00011415 | 0.00011415 | 0.00016661 | 0.00015069 | 0.00019246 | 0.00021381 | 0 | 0.00011415 | 0.00011415 | 0.00011415 | 0.00011415 | 0.0001661 | 0.00018961 | 0.00016379 | 0.00014885 | 0.00013428 | 0.00011869 | 0.00014913 | 0.00016325 | 9.3603e-05 | 0.00011268 | 0.00050277 | 0.00050277
02/09 17:00:00 | 2 | 9 | 17 | 953 | WD | 4.6728e-05 | 0.00018866 | 0.00018866 | 7.3694e-06 | 0.00016147 | -2.0051e-12 | 0.00011415 | 0.00033551 | 0.00033551 | 0.00015247 | -0.00084886 | 0.0011597 | 0.00018866 | 3.5702e-05 | 0.00012 | 0.00021104 | 0.00012 | 0.00011415 | 0 | 0.00011415 | 0.00013839 | 0.00029516 | 0.0002244 | 0.00010318 | 0.00010308 | 0.00010311 | -4.9558e-06 | 1.345e-08 | -1.572e-06 | -1.572e-06 | 0.00011415 | 0.00011415 | 0.00011415 | 0.00011416 | 0.00011415 | 0.00011415 | 0.00014779 | 0.00014423 | 0.0001521 | 0.00015611 | 0 | 0.00011415 | 0.00011415 | 0.00011415 | 0.00011415 | 7.6569e-05 | 0.00013069 | 0.00011434 | 0.00010487 | 0.00012314 | 0.00011653 | 0.00013946 | 0.00015009 | 8.7498e-05 | 0.00011276 | 0.00050299 | 0.00050299
02/09 18:00:00 | 2 | 9 | 18 | 954 | WD | 0 | 0.00020591 | 0.00020591 | 9.4863e-06 | 0.00016492 | -7.5459e-13 | 0.00011415 | 2.8949e-05 | 2.8949e-05 | 0.00021236 | -0.00050078 | 0.0011333 | 0.00020591 | 0.00020135 | 0.00013406 | 0.000229 | 0.00013406 | 0.00011415 | 0.00017194 | 0.00011415 | 8.573e-06 | 0.00029516 | 0.0002244 | 0.00010131 | 0.00010276 | 0.00010231 | -4.6363e-06 | 7.6819e-09 | -1.474e-06 | -1.474e-06 | 0.00011415 | 0.00011415 | 0.00011415 | 0.00011416 | 0.00011415 | 0.00011415 | 0.00012914 | 0.00014032 | 0.00012959 | 0.00012411 | 0.0001538 | 0.00011415 | 0.00011415 | 0.00011415 | 0.00011415 | 1.0522e-05 | 9.1495e-05 | 8.4567e-05 | 8.0555e-05 | 0.00011721 | 0.0001212 | 0.00014013 | 0.00014891 | 8.7506e-05 | 0.00011322 | 0.00052969 | 0.00052969
02/09 19:00:00 | 2 | 9 | 19 | 955 | WD | 0 | 0.000241 | 0.000241 | 1.1525e-05 | 0.00016845 | -3.8268e-13 | 0.00011415 | 0 | 0 | 0.00028587 | -0.00025554 | 0.0010735 | 0.000241 | 0.00034994 | 0.00014271 | 0.00027029 | 0.00014271 | 0.00011415 | 0.00022925 | 0.00011415 | 0 | 6.5591e-05 | 0.0001126 | 0.0001015 | 0.00010063 | 0.0001009 | 0.00059185 | 0.00061779 | 0.00060951 | 0.00060951 | 0.00011415 | 0.00011415 | 0.00011415 | 0.00011416 | 0.00011415 | 0.00011415 | 0.00012867 | 0.00012924 | 0.00011284 | 0.00010446 | 0.00022929 | 0.00011415 | 0.00011415 | 0.00011415 | 0.00011415 | 4.7071e-06 | 8.1186e-05 | 7.2578e-05 | 6.7593e-05 | 0.00011753 | 0.00011911 | 0.00011916 | 0.00011919 | 8.7455e-05 | 0.00011374 | 0.00062491 | 0.00062491
02/09 20:00:00 | 2 | 9 | 20 | 956 | WD | 0 | 0.00022862 | 0.00022862 | 1.1295e-05 | 0.00016923 | -2.8565e-13 | 0.00011415 | 0 | 0 | 0.00034305 | -0.00012647 | 0.00098385 | 0.00022862 | 0.00029495 | 0.00014653 | 0.00024876 | 0.00014653 | 0.00011415 | 0.00022925 | 0.00011415 | 0 | 6.5591e-05 | 0.0001126 | 0.00011122 | 9.9106e-05 | 0.00010285 | 0.00064895 | 0.00060841 | 0.00062134 | 0.00062134 | 0.00011415 | 0.00011415 | 0.00011415 | 0.00011416 | 0.00011415 | 0.00011415 | 0.00011028 | 0.00012072 | 0.00010105 | 9.1006e-05 | 0.00022929 | 0.00011415 | 0.00011415 | 0.00011415 | 0.00011415 | 6.0385e-06 | 7.1053e-05 | 0.00010064 | 0.00011777 | 0.00010814 | 0.00011602 | 0.00011414 | 0.00011327 | 8.7485e-05 | 0.00011443 | 0.00066062 | 0.00066062
02/09 21:00:00 | 2 | 9 | 21 | 957 | WD | 0 | 0.00022144 | 0.00022144 | 1.0919e-05 | 0.00016695 | 0 | 0.00011415 | 0 | 0 | 0.00034849 | -8.1391e-05 | 0.00087747 | 0.00022144 | 0.00027726 | 0.00014762 | 0.00023837 | 0.00014762 | 0.00011415 | 0.00022925 | 0.00011415 | 0 | 6.5591e-05 | 0.0001126 | 0.00010999 | 9.5996e-05 | 0.00010032 | -3.7701e-06 | -1.0784e-08 | -1.2102e-06 | -1.2102e-06 | 0.00011415 | 0.00011415 | 0.00011415 | 0.00011416 | 0.00011415 | 0.00011415 | 0.00010984 | 0.00010476 | 8.6009e-05 | 7.6429e-05 | 0.00022929 | 0.00011415 | 0.00011415 | 0.00011415 | 0.00011415 | 4.8306e-06 | 5.9917e-05 | 8.4608e-05 | 9.8906e-05 | 0.00010648 | 0.00010995 | 0.00010449 | 0.00010196 | 8.75e-05 | 0.00011451 | 0.00069611 | 0.00069611
02/09 22:00:00 | 2 | 9 | 22 | 958 | WD | 0 | 0.00020994 | 0.00020994 | 9.7534e-06 | 0.00016419 | 2.0698e-12 | 0.00011415 | 0 | 0 | 0.00023959 | -5.7456e-05 | 0.00068696 | 0.00020994 | 0.00026536 | 0.00014405 | 0.00022886 | 0.00014405 | 0.00011415 | 0.00022925 | 0.00011415 | 0 | 6.5591e-05 | 0.0001126 | 0.00010408 | 8.1885e-05 | 8.8745e-05 | 1.6931e-05 | 7.8442e-10 | 5.4025e-06 | 5.4025e-06 | 0.00011415 | 0.00011415 | 0.00011415 | 0.00011415 | 0.00011415 | 0.00011415 | 0.00010924 | 9.2279e-05 | 7.4921e-05 | 6.6052e-05 | 0.00022929 | 0.00011415 | 0.00011415 | 0.00011415 | 0.00011415 | 3.2016e-06 | 4.5412e-05 | 7.0785e-05 | 8.5478e-05 | 0.00010466 | 9.8785e-05 | 9.8248e-05 | 9.7999e-05 | 8.9802e-05 | 9.5993e-05 | 0.00068762 | 0.00068762
02/09 23:00:00 | 2 | 9 | 23 | 959 | WD | 0 | 0.00017431 | 0.00017431 | 0.001008 | 7.9829e-05 | 7.9772e-13 | 0.00011415 | 0 | 0 | 0.00013341 | 0.0011501 | -0.0017163 | 0.00017431 | 0.00043566 | 0.00013614 | 0.00019807 | 0.00013614 | 0.00011415 | 0.00022925 | 0.00011415 | 0 | 6.5591e-05 | 0.0001118 | 9.534e-05 | 7.743e-05 | 8.2965e-05 | 2.4256e-05 | 2.5333e-05 | 2.4989e-05 | 2.4989e-05 | 0.00011415 | 0.00011415 | 0.00011415 | 0.00011416 | 0.00011415 | 0.00011415 | 0.00010883 | 6.9436e-05 | 6.3877e-05 | 6.1037e-05 | 0.00022929 | 0.00011415 | 0.00011415 | 0.00011415 | 0.00011415 | 2.0797e-06 | 3.3003e-05 | 6.2124e-05 | 7.8988e-05 | 0.00010302 | 9.0037e-05 | 8.9811e-05 | 8.9705e-05 | 8.9887e-05 | 9.8831e-05 | 3.4301e-05 | 3.4301e-05
02/09 24:00:00 | 2 | 9 | 24 | 960 | WD | 0 | 0.00014318 | 0.00014318 | -0.00052447 | 7.787e-05 | -1.3906e-12 | 0.00011415 | 0 | 0 | 5.4452e-05 | 0.00063464 | -0.0051726 | 0.00014318 | 0.00026649 | 0.00012638 | 0.00016023 | 0.00012638 | 0.00011415 | 0.00022925 | 0.00011415 | 0 | 6.5591e-05 | 0.0001118 | 0.00012401 | 7.7556e-05 | 9.1913e-05 | 2.5128e-05 | 2.6999e-05 | 2.6402e-05 | 2.6402e-05 | 0.00011415 | 0.00011415 | 0.00011415 | 0.00011416 | 0.00011415 | 0.00011415 | 9.9691e-05 | 6.8344e-05 | 6.1493e-05 | 5.7992e-05 | 0.00022929 | 0.00011415 | 0.00011415 | 0.00011415 | 0.00011415 | 1.729e-06 | 2.6771e-05 | 5.7344e-05 | 7.5048e-05 | 9.7835e-05 | 8.9766e-05 | 8.9228e-05 | 8.8978e-05 | 8.9798e-05 | 0.00010025 | 4.0884e-05 | 4.0884e-05
02/10 01:00:00 | 2 | 10 | 1 | 961 | WD | 0 | 8.8922e-05 | 8.8922e-05 | 0.00052109 | 7.5596e-05 | 0.00025245 | 0.00011415 | 0 | 0 | 2.1781e-05 | 0.0004011 | -0.0053455 | 8.8922e-05 | 5.323e-05 | 9.19e-05 | 9.2281e-05 | 9.19e-05 | 0.00011415 | 0.00022925 | 0.00011415 | 0 | 6.5591e-05 | 0.0001118 | 8.9102e-05 | 7.8304e-05 | 8.1641e-05 | 2.5944e-05 | 1.4658e-05 | 1.8259e-05 | 1.8259e-05 | 0.00011415 | 0.00011415 | 0.00011415 | 0.00011416 | 0.00011415 | 0.00011415 | 4.5468e-05 | 6.8027e-05 | 5.8924e-05 | 5.4272e-05 | 0.00022929 | 0.00011415 | 0.00011415 | 0.00011415 | 0.00011415 | 1.2032e-06 | 2.496e-05 | 5.3631e-05 | 7.0234e-05 | 7.2109e-05 | 8.9937e-05 | 8.3386e-05 | 8.0347e-05 | 9.0049e-05 | 0.00010073 | 4.8036e-05 | 4.8036e-05
02/10 02:00:00 | 2 | 10 | 2 | 962 | WD | 0 | 0.00010921 | 0.00010921 | 4.8471e-07 | 7.4703e-05 | 0.00023244 | 0.00011415 | 0 | 0 | 2.1781e-05 | 0.00041464 | -0.0048149 | 0.00010921 | 0.00011999 | 8.5656e-05 | 0.0001226 | 8.5656e-05 | 0.00011415 | 0.00022925 | 0.00011415 | 0 | 6.5591e-05 | 0.0001118 | 8.8174e-05 | 7.9332e-05 | 8.2064e-05 | 2.6749e-05 | 1.4811e-05 | 1.862e-05 | 1.862e-05 | 0.00011415 | 0.00011415 | 0.00011415 | 0.00011416 | 0.00011415 | 0.00011415 | 3.6463e-05 | 6.7924e-05 | 5.8637e-05 | 5.3892e-05 | 0.00022929 | 0.00011415 | 0.00011415 | 0.00011415 | 0.00011415 | 1.2032e-06 | 2.437e-05 | 5.3103e-05 | 6.9742e-05 | 6.6785e-05 | 9.0269e-05 | 8.3405e-05 | 8.0221e-05 | 9.0093e-05 | 0.00010099 | 5.217e-05 | 5.217e-05
02/10 03:00:00 | 2 | 10 | 3 | 963 | WD | 0 | 0.00011363 | 0.00011363 | -0.00097061 | 0 | 0.00022975 | 0.00011415 | 0 | 0 | 2.1781e-05 | 0.00041639 | -0.0046089 | 0.00011363 | 0.00016639 | 8.3946e-05 | 0.00014053 | 8.3946e-05 | 0.00011415 | 0.00022925 | 0.00011415 | 0 | 6.5591e-05 | 0.0001118 | 8.8173e-05 | 7.9889e-05 | 8.2449e-05 | 2.7512e-05 | 1.4767e-05 | 1.8834e-05 | 1.8834e-05 | 0.00011415 | 0.00011415 | 0.00011415 | 0.00011416 | 0.00011415 | 0.00011415 | 3.6473e-05 | 6.819e-05 | 6.0618e-05 | 5.6748e-05 | 0.00022929 | 0.00011415 | 0.00011415 | 0.00011415 | 0.00011415 | 1.23e-06 | 2.5894e-05 | 5.6002e-05 | 7.3438e-05 | 6.5467e-05 | 9.0547e-05 | 8.4037e-05 | 8.1017e-05 | 9.0063e-05 | 0.00010119 | 6.0091e-05 | 6.0091e-05
02/10 04:00:00 | 2 | 10 | 4 | 964 | WD | 0 | 0.00012673 | 0.00012673 | 0.00097144 | 7.4445e-05 | 0.00022651 | 0.00011415 | 0 | 0 | 2.1781e-05 | 0.00038458 | -0.0015568 | 0.00012673 | 0.00018546 | 8.2211e-05 | 0.0001483 | 8.2211e-05 | 0.00011415 | 0.00022925 | 0.00011415 | 0 | 6.5591e-05 | 0.0001118 | 8.9016e-05 | 7.977e-05 | 8.2627e-05 | 2.8346e-05 | 1.4811e-05 | 1.913e-05 | 1.913e-05 | 0.00011415 | 0.00011415 | 0.00011415 | 0.00011416 | 0.00011415 | 0.00011415 | 4.5596e-05 | 6.8975e-05 | 6.1912e-05 | 5.8304e-05 | 0.00022929 | 0.00011415 | 0.00011415 | 0.00011415 | 0.00011415 | 1.5508e-06 | 3.0373e-05 | 5.892e-05 | 7.5451e-05 | 7.084e-05 | 9.0741e-05 | 8.4396e-05 | 8.1453e-05 | 8.9917e-05 | 0.0001013 | 6.0063e-05 | 6.0063e-05
02/10 05:00:00 | 2 | 10 | 5 | 965 | WD | 0 | 0.00012843 | 0.00012843 | 7.5999e-07 | 7.5193e-05 | 0.00021796 | 0.00011415 | 0 | 0 | 6.5342e-05 | 0.0003591 | 0.0014568 | 0.00012843 | 0.00019077 | 8.1198e-05 | 0.00014855 | 8.1198e-05 | 0.00011415 | 0.00022925 | 0.00011415 | 0 | 6.5591e-05 | 0.0001118 | 0.00014853 | 7.992e-05 | 0.00010112 | 2.7974e-05 | 1.4781e-05 | 1.8991e-05 | 1.8991e-05 | 0.00011415 | 0.00011415 | 0.00011415 | 0.00011416 | 0.00011415 | 0.00011415 | 5.4768e-05 | 7.0282e-05 | 7.6832e-05 | 8.0178e-05 | 0.00022929 | 0.00011415 | 0.00011415 | 0.00011415 | 0.00011415 | 2.0054e-06 | 3.7834e-05 | 7.9583e-05 | 0.00010376 | 7.6832e-05 | 9.1188e-05 | 8.9e-05 | 8.7985e-05 | 8.9773e-05 | 0.00010139 | 4.999e-05 | 4.999e-05
02/10 06:00:00 | 2 | 10 | 6 | 966 | WD | 0 | 0.00012928 | 0.00012928 | 2.5248e-06 | 7.838e-05 | -1.5577e-12 | 0.00011415 | 0 | 0 | 0.00013613 | 0.00034717 | 0.0033796 | 0.00012928 | 0.0001866 | 8.7512e-05 | 0.00014426 | 8.7512e-05 | 0.00011415 | 0.00022925 | 0.00011415 | 0 | 6.5591e-05 | 0.0001118 | 0.00014233 | 8.4516e-05 | 0.00010238 | 3.0534e-05 | 1.4566e-05 | 1.966e-05 | 1.966e-05 | 0.00011415 | 0.00011415 | 0.00011415 | 0.00011416 | 0.00011415 | 0.00011415 | 9.1181e-05 | 9.299e-05 | 0.0001022 | 0.0001069 | 0.00022929 | 0.00011415 | 0.00011415 | 0.00011415 | 0.00011415 | 3.0749e-06 | 6.2531e-05 | 0.00011054 | 0.00013835 | 9.558e-05 | 9.9656e-05 | 9.6933e-05 | 9.567e-05 | 8.9476e-05 | 0.00010138 | 4.223e-05 | 4.223e-05
02/10 07:00:00 | 2 | 10 | 7 | 967 | WD | 0 | 0.00015871 | 0.00015871 | 1.2494e-05 | 0.00017033 | 7.5464e-14 | 0.00011415 | 0 | 0 | 0.00015247 | -0.00077352 | 0.0037303 | 0.00015871 | -2.2896e-05 | 9.9871e-05 | 0.00017129 | 9.9871e-05 | 0.00011415 | 0.00022925 | 0.00011415 | 0 | 6.5591e-05 | 0.0001126 | 0.00012824 | 8.9754e-05 | 0.00010165 | 9.7337e-06 | 8.0869e-06 | 8.6123e-06 | 8.6123e-06 | 0.00011415 | 0.00011415 | 0.00011415 | 0.00011416 | 0.00011415 | 0.00011415 | 0.00012828 | 0.00012421 | 0.00013044 | 0.00013363 | 0.00022929 | 0.00011415 | 0.00011415 | 0.00011415 | 0.00011415 | 4.0107e-06 | 9.1597e-05 | 8.8347e-05 | 8.6466e-05 | 0.0001149 | 0.0001129 | 0.00010638 | 0.00010336 | 8.6009e-05 | 0.00012327 | 0.00053201 | 0.00053201
02/10 08:00:00 | 2 | 10 | 8 | 968 | WD | 1.3566e-05 | 0.00016657 | 0.00016657 | 2.3555e-05 | 0.00023411 | 4.7973e-13 | 0.00011415 | 7.959e-05 | 7.959e-05 | 0.00013613 | -0.00046475 | 0.0034306 | 0.00016657 | 7.5982e-05 | 0.00011103 | 0.00017137 | 0.00011103 | 0.00011415 | 5.7313e-05 | 0.00011415 | 8.1708e-06 | 6.5591e-05 | 0.0001126 | 0.00010812 | 0.00010458 | 0.00010567 | 3.5808e-06 | 2.5212e-06 | 2.8593e-06 | 2.8593e-06 | 0.00011415 | 0.00011415 | 0.00011415 | 0.00011416 | 0.00011415 | 0.00011415 | 0.000149 | 0.00014139 | 0.00018932 | 0.00021381 | 7.5498e-05 | 0.00011415 | 0.00011415 | 0.00011415 | 0.00011415 | 2.4071e-05 | 0.00012186 | 0.00013301 | 0.00013947 | 0.00012315 | 0.00011761 | 0.00012148 | 0.00012327 | 9.3138e-05 | 0.00011675 | 0.00051769 | 0.00051769
02/10 09:00:00 | 2 | 10 | 9 | 969 | WD | 9.8208e-05 | 0.00017404 | 0.00017404 | 0.0010667 | 0.00020633 | 1.5523e-12 | 0.00011415 | 0.00017833 | 0.00017833 | 5.9897e-05 | -0.00024046 | 0.0029524 | 0.00017404 | 0.00017085 | 0.00011108 | 0.00019017 | 0.00011108 | 0.00011415 | 0 | 0.00011415 | 0.00010402 | 0.00016398 | 0.0001685 | 0.00011171 | 0.00010682 | 0.00010833 | 2.9953e-06 | 7.713e-07 | 1.4809e-06 | 1.4809e-06 | 0.00011415 | 0.00011415 | 0.00011415 | 0.00011416 | 0.00011415 | 0.00011415 | 0.00016895 | 0.00015338 | 0.00019337 | 0.00021381 | 0 | 0.00011415 | 0.00011415 | 0.00011415 | 0.00011415 | 0.00011137 | 0.00016318 | 0.00015157 | 0.00014485 | 0.00013632 | 0.00012032 | 0.00014644 | 0.00015855 | 9.3236e-05 | 0.00011467 | 0.00039579 | 0.00039579
02/10 10:00:00 | 2 | 10 | 10 | 970 | WD | 0.00017813 | 0.00019712 | 0.00019712 | -0.001021 | 0.00017378 | 0.00021486 | 0.00011415 | 0.00022623 | 0.00022623 | 4.0839e-05 | -0.00015935 | 0.0024608 | 0.00019712 | 0.00030638 | 0.00011156 | 0.00022883 | 0.00011156 | 0.00011415 | 0 | 0.00011415 | 0.00034837 | 0.00029516 | 0.0002244 | 0.00011506 | 0.00010675 | 0.00010932 | 2.8001e-06 | 2.3087e-07 | 1.0506e-06 | 1.0506e-06 | 0.00011415 | 0.00011415 | 0.00011415 | 0.00011416 | 0.00011415 | 0.00011415 | 0.0001871 | 0.00015456 | 0.00019377 | 0.00021381 | 0 | 0.00011415 | 0.00011415 | 0.00011415 | 0.00011415 | 0.00021339 | 0.00021397 | 0.00017356 | 0.00015016 | 0.00014704 | 0.00012094 | 0.00015159 | 0.00016581 | 9.3326e-05 | 0.00011306 | 0.00029637 | 0.00029637
02/10 11:00:00 | 2 | 10 | 11 | 971 | WD | 0.0002416 | 0.00014276 | 0.00014276 | 0.0010478 | 0.00016991 | 0.00021991 | 0.00011415 | 0 | 0 | 4.0839e-05 | 0.0011468 | 0.0020592 | 0.00014276 | 0.00036644 | 0.00011463 | 0.00015139 | 0.00011463 | 0.00011415 | 0 | 0.00011415 | 0.00046363 | 0.00029516 | 0.0002244 | 0.00011662 | 0.00010733 | 0.0001102 | 2.6205e-06 | 9.2043e-08 | 8.9877e-07 | 8.9877e-07 | 0.00011415 | 0.00011415 | 0.00011415 | 0.00011416 | 0.00011415 | 0.00011415 | 0.00018706 | 0.00015413 | 0.00019363 | 0.00021381 | 0 | 0.00011415 | 0.00011415 | 0.00011415 | 0.00011415 | 0.00029597 | 0.00024456 | 0.00018755 | 0.00015454 | 0.00014838 | 0.00012099 | 0.0001506 | 0.00016433 | 9.3564e-05 | 0.00011166 | 0.00022086 | 0.00022086
02/10 12:00:00 | 2 | 10 | 12 | 972 | WD | 0.00028211 | 0.00013284 | 0.00013284 | 1.9096e-05 | 0.00016619 | 0.00021998 | 0.00011415 | 0 | 0 | 4.0839e-05 | 0.00068744 | 0.0017579 | 0.00013284 | 0.00028055 | 0.00011458 | 0.00013784 | 0.00011458 | 0.00011415 | 0 | 0.00011415 | 0.00047113 | 0.00029516 | 0.0002244 | 0.00014523 | 0.00010731 | 0.00011903 | 2.8765e-06 | -2.8447e-08 | 8.984e-07 | 8.984e-07 | 0.00011415 | 0.00011415 | 0.00011415 | 0.00011416 | 0.00011415 | 0.00011415 | 0.000187 | 0.00015348 | 0.00019341 | 0.00021381 | 0 | 0.00011415 | 0.00011415 | 0.00011415 | 0.00011415 | 0.00035249 | 0.00024632 | 0.00023325 | 0.00022567 | 0.00014858 | 0.00012076 | 0.00015207 | 0.00016659 | 9.4026e-05 | 0.00011029 | 0.0001542 | 0.0001542
02/10 13:00:00 | 2 | 10 | 13 | 973 | WD | 0.00028529 | 0.00012623 | 0.00012623 | 0.0010223 | 0.00016332 | 0.00021627 | 0.00011415 | 0 | 0 | 4.0839e-05 | 0.00049704 | 0.0015174 | 0.00012623 | 0.00023283 | 0.00011115 | 0.00012959 | 0.00011115 | 0.00011415 | 0 | 0.00011415 | 0.00047113 | 0.00029516 | 0.0002244 | 0.00011777 | 0.00010609 | 0.0001097 | 2.4759e-06 | -2.4839e-07 | 6.2082e-07 | 6.2082e-07 | 0.00011415 | 0.00011415 | 0.00011415 | 0.00011416 | 0.00011415 | 0.00011415 | 0.00018694 | 0.0001532 | 0.00019331 | 0.00021381 | 0 | 0.00011415 | 0.00011415 | 0.00011415 | 0.00011415 | 0.0003655 | 0.00024586 | 0.00023354 | 0.0002264 | 0.00014825 | 0.00012024 | 0.00015539 | 0.0001717 | 9.4528e-05 | 0.00010945 | 0.0001173 | 0.0001173
02/10 14:00:00 | 2 | 10 | 14 | 974 | WD | 0.00025966 | 0.00012423 | 0.00012423 | -0.00099366 | 0.00016156 | 0.00022375 | 0.00011415 | 0 | 0 | 4.0839e-05 | 0.00041094 | 0.0013211 | 0.00012423 | 0.00021048 | 0.00011051 | 0.00012714 | 0.00011051 | 0.00011415 | 0 | 0.00011415 | 0.00047113 | 0.00029516 | 0.0002244 | 0.00011867 | 0.00010971 | 0.00011248 | 2.4699e-06 | -2.4192e-08 | 7.7157e-07 | 7.7157e-07 | 0.00011415 | 0.00011415 | 0.00011415 | 0.00011416 | 0.00011415 | 0.00011415 | 0.00018653 | 0.00015279 | 0.00019317 | 0.00021381 | 0 | 0.00011415 | 0.00011415 | 0.00011415 | 0.00011415 | 0.00033971 | 0.00024525 | 0.00023249 | 0.00022511 | 0.00014657 | 0.00012138 | 0.0001537 | 0.0001687 | 9.4724e-05 | 0.00010906 | 9.2084e-05 | 9.2084e-05
02/10 15:00:00 | 2 | 10 | 15 | 975 | WD | 0.00020379 | 0.00011775 | 0.00011775 | 0.0010102 | 7.9905e-05 | 0.00023635 | 0.00011415 | 0 | 0 | 4.0839e-05 | 0.00037385 | 0.0011477 | 0.00011775 | 0.00021264 | 0.00010956 | 0.00013044 | 0.00010956 | 0.00011415 | 0 | 0.00011415 | 0.00044153 | 0.00029516 | 0.0002244 | 0.00011816 | 0.00010908 | 0.00011188 | 2.4036e-06 | -1.7252e-08 | 7.5512e-07 | 7.5512e-07 | 0.00011415 | 0.00011415 | 0.00011415 | 0.00011416 | 0.00011415 | 0.00011415 | 0.00018548 | 0.00015218 | 0.00019297 | 0.00021381 | 0 | 0.00011415 | 0.00011415 | 0.00011415 | 0.00011415 | 0.00027333 | 0.00023543 | 0.00018363 | 0.00015364 | 0.0001459 | 0.00012097 | 0.00015113 | 0.00016511 | 9.4842e-05 | 0.00010906 | 8.2536e-05 | 8.2536e-05
02/10 16:00:00 | 2 | 10 | 16 | 976 | WD | 0.00013094 | 0.0001192 | 0.0001192 | -0.00099046 | 0.00015973 | 0.00024949 | 0.00011415 | 0 | 0 | 7.0788e-05 | 0.00033431 | 0.0010109 | 0.0001192 | 0.00018986 | 0.00011092 | 0.00011861 | 0.00011092 | 0.00011415 | 0 | 0.00011415 | 0.0002992 | 0.00029516 | 0.0002244 | 0.00011483 | 0.00010508 | 0.00010809 | 2.2794e-06 | -6.3328e-09 | 7.2293e-07 | 7.2293e-07 | 0.00011415 | 0.00011415 | 0.00011415 | 0.00011416 | 0.00011415 | 0.00011415 | 0.00016661 | 0.00015069 | 0.00019246 | 0.00021381 | 0 | 0.00011415 | 0.00011415 | 0.00011415 | 0.00011415 | 0.00016924 | 0.00019122 | 0.00016452 | 0.00014905 | 0.00013405 | 0.00011912 | 0.00015053 | 0.0001651 | 9.4783e-05 | 0.00010903 | 7.1592e-05 | 7.1592e-05
02/10 17:00:00 | 2 | 10 | 17 | 977 | WD | 4.5321e-05 | 0.00013108 | 0.00013108 | 0.0010165 | 8.0718e-05 | -2.0051e-12 | 0.00011415 | 0.00034052 | 0.00034052 | 0.00015247 | -0.00090374 | 0.00092974 | 0.00013108 | -2.9942e-05 | 0.00012 | 0.00014125 | 0.00012 | 0.00011415 | 0 | 0.00011415 | 0.00014046 | 0.00029516 | 0.0002244 | 0.00010625 | 0.00010427 | 0.00010488 | 2.1821e-06 | -1.0111e-10 | 6.9616e-07 | 6.9616e-07 | 0.00011415 | 0.00011415 | 0.00011415 | 0.00011416 | 0.00011415 | 0.00011415 | 0.00014779 | 0.00014422 | 0.00015209 | 0.00015611 | 0 | 0.00011415 | 0.00011415 | 0.00011415 | 0.00011415 | 7.7546e-05 | 0.00013108 | 0.00011452 | 0.00010493 | 0.00012291 | 0.00011689 | 0.00014073 | 0.00015179 | 8.7446e-05 | 0.00010947 | 9.491e-05 | 9.491e-05
02/10 18:00:00 | 2 | 10 | 18 | 978 | WD | 0 | 0.00015447 | 0.00015447 | 1.8647e-05 | 0.00016494 | -7.5459e-13 | 0.00011415 | 3.1732e-05 | 3.1732e-05 | 0.00021236 | -0.00045156 | 0.00086982 | 0.00015447 | 0.00013668 | 0.00013406 | 0.00015577 | 0.00013406 | 0.00011415 | 0.00017194 | 0.00011415 | 9.397e-06 | 0.00029516 | 0.0002244 | 0.0001038 | 0.00010367 | 0.00010371 | 1.9806e-06 | 7.8045e-09 | 6.3724e-07 | 6.3724e-07 | 0.00011415 | 0.00011415 | 0.00011415 | 0.00011416 | 0.00011415 | 0.00011415 | 0.00012914 | 0.00014031 | 0.00012959 | 0.00012411 | 0.0001538 | 0.00011415 | 0.00011415 | 0.00011415 | 0.00011415 | 1.1017e-05 | 9.1564e-05 | 8.4608e-05 | 8.058e-05 | 0.00011697 | 0.00012146 | 0.00014128 | 0.00015047 | 8.7425e-05 | 0.00011029 | 0.0001399 | 0.0001399
02/10 19:00:00 | 2 | 10 | 19 | 979 | WD | 0 | 0.0001824 | 0.0001824 | 2.1953e-05 | 0.00016847 | -3.8268e-13 | 0.00011415 | 0 | 0 | 0.00028587 | -0.00022976 | 0.00082001 | 0.0001824 | 0.00026943 | 0.00014271 | 0.00018687 | 0.00014271 | 0.00011415 | 0.00022925 | 0.00011415 | 0 | 6.5591e-05 | 0.0001126 | 0.00010401 | 0.00010186 | 0.00010252 | 1.7799e-06 | 1.852e-07 | 6.94e-07 | 6.94e-07 | 0.00011415 | 0.00011415 | 0.00011415 | 0.00011416 | 0.00011415 | 0.00011415 | 0.00012867 | 0.00012924 | 0.00011284 | 0.00010446 | 0.00022929 | 0.00011415 | 0.00011415 | 0.00011415 | 0.00011415 | 4.7071e-06 | 8.1186e-05 | 7.2578e-05 | 6.7593e-05 | 0.00011725 | 0.00011948 | 0.00011928 | 0.00011919 | 8.7413e-05 | 0.00011063 | 0.00033921 | 0.00033921
02/10 20:00:00 | 2 | 10 | 20 | 980 | WD | 0 | 0.00017121 | 0.00017121 | 0.0010543 | 0.00016919 | -2.8565e-13 | 0.00011415 | 0 | 0 | 0.00034305 | -0.00012292 | 0.0007464 | 0.00017121 | 0.00021979 | 0.00014653 | 0.00016704 | 0.00014653 | 0.00011415 | 0.00022925 | 0.00011415 | 0 | 6.5591e-05 | 0.0001126 | 0.00010166 | 0.00010073 | 0.00010102 | 1.6547e-06 | 1.8413e-07 | 6.5332e-07 | 6.5332e-07 | 0.00011415 | 0.00011415 | 0.00011415 | 0.00011416 | 0.00011415 | 0.00011415 | 0.00011028 | 0.00012072 | 0.00010105 | 9.1006e-05 | 0.00022929 | 0.00011415 | 0.00011415 | 0.00011415 | 0.00011415 | 6.0385e-06 | 7.1053e-05 | 0.00010064 | 0.00011777 | 0.00010771 | 0.00011653 | 0.0001143 | 0.00011327 | 8.7385e-05 | 0.00011124 | 0.0003657 | 0.0003657
02/10 21:00:00 | 2 | 10 | 21 | 981 | WD | 0 | 0.00017057 | 0.00017057 | 1.9689e-05 | 0.00016693 | 0 | 0.00011415 | 0 | 0 | 0.00034849 | -7.7213e-05 | 0.00062621 | 0.00017057 | 0.00020642 | 0.00014762 | 0.00016596 | 0.00014762 | 0.00011415 | 0.00022925 | 0.00011415 | 0 | 6.5591e-05 | 0.0001126 | 0.00010071 | 9.7987e-05 | 9.8828e-05 | 1.5451e-06 | 1.6975e-07 | 6.0858e-07 | 6.0858e-07 | 0.00011415 | 0.00011415 | 0.00011415 | 0.00011416 | 0.00011415 | 0.00011415 | 0.00010984 | 0.00010476 | 8.6009e-05 | 7.6429e-05 | 0.00022929 | 0.00011415 | 0.00011415 | 0.00011415 | 0.00011415 | 4.8306e-06 | 5.9917e-05 | 8.4608e-05 | 9.8906e-05 | 0.00010612 | 0.0001106 | 0.0001047 | 0.00010196 | 8.733e-05 | 0.00011184 | 0.00044517 | 0.00044517
02/10 22:00:00 | 2 | 10 | 22 | 982 | WD | 0 | 0.00016664 | 0.00016664 | 0.001025 | 0.00016418 | 2.0698e-12 | 0.00011415 | 0 | 0 | 0.00023959 | -5.4589e-05 | 0.00044025 | 0.00016664 | 0.00020599 | 0.00014405 | 0.00016723 | 0.00014405 | 0.00011415 | 0.00022925 | 0.00011415 | 0 | 6.5591e-05 | 0.0001126 | 9.6982e-05 | 8.4028e-05 | 8.8031e-05 | 2.0667e-05 | 1.4704e-07 | 6.6941e-06 | 6.6941e-06 | 0.00011415 | 0.00011415 | 0.00011415 | 0.00011415 | 0.00011415 | 0.00011415 | 0.00010924 | 9.2279e-05 | 7.4921e-05 | 6.6052e-05 | 0.00022929 | 0.00011415 | 0.00011415 | 0.00011415 | 0.00011415 | 3.2016e-06 | 4.5412e-05 | 7.0785e-05 | 8.5478e-05 | 0.0001043 | 9.9539e-05 | 9.8487e-05 | 9.7999e-05 | 8.8651e-05 | 9.7438e-05 | 0.00046801 | 0.00046801
02/10 23:00:00 | 2 | 10 | 23 | 983 | WD | 0 | 0.00014341 | 0.00014341 | -0.00099308 | 7.9818e-05 | 7.9772e-13 | 0.00011415 | 0 | 0 | 0.00013341 | 0.0011244 | -0.0018064 | 0.00014341 | 0.00037635 | 0.00013614 | 0.00015409 | 0.00013614 | 0.00011415 | 0.00022925 | 0.00011415 | 0 | 6.5591e-05 | 0.0001118 | 9.6598e-05 | 8.0474e-05 | 8.5457e-05 | 2.7589e-05 | 6.7496e-06 | 1.3399e-05 | 1.3399e-05 | 0.00011415 | 0.00011415 | 0.00011415 | 0.00011416 | 0.00011415 | 0.00011415 | 0.00010883 | 6.9436e-05 | 6.3877e-05 | 6.1037e-05 | 0.00022929 | 0.00011415 | 0.00011415 | 0.00011415 | 0.00011415 | 2.0797e-06 | 3.3003e-05 | 6.2124e-05 | 7.8988e-05 | 0.00010276 | 9.1087e-05 | 9.0968e-05 | 9.0913e-05 | 8.8796e-05 | 9.7684e-05 | 2.4316e-05 | 2.4316e-05
02/10 24:00:00 | 2 | 10 | 24 | 984 | WD | 0 | 0.00011983 | 0.00011983 | 0.00099782 | 0.00011744 | -1.3906e-12 | 0.00011415 | 0 | 0 | 5.4452e-05 | 0.00058608 | -0.0023362 | 0.00011983 | 0.00021667 | 0.00012638 | 0.00012103 | 0.00012638 | 0.00011415 | 0.00022925 | 0.00011415 | 0 | 6.5591e-05 | 0.0001118 | 0.00012469 | 8.057e-05 | 9.4206e-05 | 2.8788e-05 | 1.2716e-05 | 1.7844e-05 | 1.7844e-05 | 0.00011415 | 0.00011415 | 0.00011415 | 0.00011416 | 0.00011415 | 0.00011415 | 9.9691e-05 | 6.8344e-05 | 6.1493e-05 | 5.7992e-05 | 0.00022929 | 0.00011415 | 0.00011415 | 0.00011415 | 0.00011415 | 1.729e-06 | 2.6771e-05 | 5.7344e-05 | 7.5048e-05 | 9.766e-05 | 9.0812e-05 | 9.041e-05 | 9.0224e-05 | 8.8868e-05 | 9.9485e-05 | 6.0887e-06 | 6.0887e-06
02/11 01:00:00 | 2 | 11 | 1 | 985 | WD | 0 | 7.089e-05 | 7.089e-05 | -0.000978 | 3.706e-05 | 0.00025245 | 0.00011415 | 0 | 0 | 2.1781e-05 | 0.00049697 | -0.0065378 | 7.089e-05 | 4.7612e-05 | 9.19e-05 | 7.2428e-05 | 9.19e-05 | 0.00011415 | 0.00022925 | 0.00011415 | 0 | 6.5591e-05 | 0.0001118 | 8.963e-05 | 8.016e-05 | 8.3086e-05 | 2.9323e-05 | 1.4138e-05 | 1.8983e-05 | 1.8983e-05 | 0.00011415 | 0.00011415 | 0.00011415 | 0.00011416 | 0.00011415 | 0.00011415 | 4.5468e-05 | 6.8027e-05 | 5.8924e-05 | 5.4272e-05 | 0.00022929 | 0.00011415 | 0.00011415 | 0.00011415 | 0.00011415 | 1.2032e-06 | 2.496e-05 | 5.3631e-05 | 7.0234e-05 | 7.2e-05 | 9.0581e-05 | 8.4204e-05 | 8.1246e-05 | 8.9132e-05 | 0.00010033 | 1.9508e-05 | 1.9508e-05
02/11 02:00:00 | 2 | 11 | 2 | 986 | WD | 0 | 9.2844e-05 | 9.2844e-05 | 0.00097399 | 7.4694e-05 | 0.00023244 | 0.00011415 | 0 | 0 | 2.1781e-05 | 0.00038491 | -0.0048466 | 9.2844e-05 | 8.8593e-05 | 8.5656e-05 | 9.9312e-05 | 8.5656e-05 | 0.00011415 | 0.00022925 | 0.00011415 | 0 | 6.5591e-05 | 0.0001118 | 8.8485e-05 | 7.9705e-05 | 8.2418e-05 | 3.0037e-05 | 1.4649e-05 | 1.9559e-05 | 1.9559e-05 | 0.00011415 | 0.00011415 | 0.00011415 | 0.00011416 | 0.00011415 | 0.00011415 | 3.6463e-05 | 6.7924e-05 | 5.8637e-05 | 5.3892e-05 | 0.00022929 | 0.00011415 | 0.00011415 | 0.00011415 | 0.00011415 | 1.2032e-06 | 2.437e-05 | 5.3103e-05 | 6.9742e-05 | 6.6708e-05 | 9.0395e-05 | 8.3992e-05 | 8.1021e-05 | 8.9238e-05 | 0.00010082 | 2.508e-05 | 2.508e-05
02/11 03:00:00 | 2 | 11 | 3 | 987 | WD | 0 | 0.00011761 | 0.00011761 | 4.5198e-07 | 7.4387e-05 | 0.00022975 | 0.00011415 | 0 | 0 | 2.1781e-05 | 0.00042537 | -0.0056361 | 0.00011761 | 0.00015246 | 8.3946e-05 | 0.00013497 | 8.3946e-05 | 0.00011415 | 0.00022925 | 0.00011415 | 0 | 6.5591e-05 | 0.0001118 | 8.8323e-05 | 7.9202e-05 | 8.2021e-05 | 3.0668e-05 | 1.4928e-05 | 1.995e-05 | 1.995e-05 | 0.00011415 | 0.00011415 | 0.00011415 | 0.00011416 | 0.00011415 | 0.00011415 | 3.6473e-05 | 6.819e-05 | 6.0618e-05 | 5.6748e-05 | 0.00022929 | 0.00011415 | 0.00011415 | 0.00011415 | 0.00011415 | 1.23e-06 | 2.5894e-05 | 5.6002e-05 | 7.3438e-05 | 6.5441e-05 | 9.0306e-05 | 8.4464e-05 | 8.1755e-05 | 8.933e-05 | 0.00010124 | 3.9274e-05 | 3.9274e-05
02/11 04:00:00 | 2 | 11 | 4 | 988 | WD | 0 | 0.0001217 | 0.0001217 | -0.00097027 | 0 | 0.00022651 | 0.00011415 | 0 | 0 | 2.1781e-05 | 0.0003957 | -0.0023071 | 0.0001217 | 0.0001809 | 8.2211e-05 | 0.00015238 | 8.2211e-05 | 0.00011415 | 0.00022925 | 0.00011415 | 0 | 6.5591e-05 | 0.0001118 | 8.9034e-05 | 7.8395e-05 | 8.1683e-05 | 3.1336e-05 | 1.5351e-05 | 2.0451e-05 | 2.0451e-05 | 0.00011415 | 0.00011415 | 0.00011415 | 0.00011416 | 0.00011415 | 0.00011415 | 4.5596e-05 | 6.8975e-05 | 6.1912e-05 | 5.8304e-05 | 0.00022929 | 0.00011415 | 0.00011415 | 0.00011415 | 0.00011415 | 1.5508e-06 | 3.0373e-05 | 5.892e-05 | 7.5451e-05 | 7.0898e-05 | 9.0265e-05 | 8.4694e-05 | 8.2111e-05 | 8.9374e-05 | 0.00010169 | 5.0131e-05 | 5.0131e-05
02/11 05:00:00 | 2 | 11 | 5 | 989 | WD | 0 | 0.00013606 | 0.00013606 | 0.00097514 | 7.5188e-05 | 0.00021796 | 0.00011415 | 0 | 0 | 6.5342e-05 | 0.00036957 | 0.00074748 | 0.00013606 | 0.00019317 | 8.1198e-05 | 0.00015942 | 8.1198e-05 | 0.00011415 | 0.00022925 | 0.00011415 | 0 | 6.5591e-05 | 0.0001118 | 0.00010156 | 7.7822e-05 | 8.5158e-05 | 3.1899e-05 | 1.6817e-05 | 2.1629e-05 | 2.1629e-05 | 0.00011415 | 0.00011415 | 0.00011415 | 0.00011416 | 0.00011415 | 0.00011415 | 5.4768e-05 | 7.0282e-05 | 7.6832e-05 | 8.0178e-05 | 0.00022929 | 0.00011415 | 0.00011415 | 0.00011415 | 0.00011415 | 2.0054e-06 | 3.7834e-05 | 7.9583e-05 | 0.00010376 | 7.6487e-05 | 9.0462e-05 | 8.9432e-05 | 8.8954e-05 | 8.9349e-05 | 0.00010202 | 4.8296e-05 | 4.8296e-05
02/11 06:00:00 | 2 | 11 | 6 | 990 | WD | 0 | 0.00014622 | 0.00014622 | -0.00032772 | 7.8371e-05 | -1.5577e-12 | 0.00011415 | 0 | 0 | 0.00013613 | 0.00036049 | 0.002757 | 0.00014622 | 0.00020505 | 8.7512e-05 | 0.00016838 | 8.7512e-05 | 0.00011415 | 0.00022925 | 0.00011415 | 0 | 6.5591e-05 | 0.0001118 | 0.00010431 | 8.1581e-05 | 8.8605e-05 | 0.00063406 | 0.00052139 | 0.00055734 | 0.00055734 | 0.00011415 | 0.00011415 | 0.00011415 | 0.00011416 | 0.00011415 | 0.00011415 | 9.1181e-05 | 9.299e-05 | 0.0001022 | 0.0001069 | 0.00022929 | 0.00011415 | 0.00011415 | 0.00011415 | 0.00011415 | 3.0749e-06 | 6.2531e-05 | 0.00011054 | 0.00013835 | 9.5375e-05 | 9.864e-05 | 9.7431e-05 | 9.687e-05 | 8.917e-05 | 0.00010225 | 4.5551e-05 | 4.5551e-05
02/11 07:00:00 | 2 | 11 | 7 | 991 | WD | 0 | 0.00017398 | 0.00017398 | 0.00037232 | 0.00017033 | 7.5464e-14 | 0.00011415 | 0 | 0 | 0.00015247 | -0.00078039 | 0.0031604 | 0.00017398 | -4.305e-05 | 9.9871e-05 | 0.00019303 | 9.9871e-05 | 0.00011415 | 0.00022925 | 0.00011415 | 0 | 6.5591e-05 | 0.0001126 | 0.00010913 | 8.7263e-05 | 9.402e-05 | 0.00064812 | 0.00054162 | 0.0005756 | 0.0005756 | 0.00011415 | 0.00011415 | 0.00011415 | 0.00011416 | 0.00011415 | 0.00011415 | 0.00012828 | 0.00012421 | 0.00013044 | 0.00013363 | 0.00022929 | 0.00011415 | 0.00011415 | 0.00011415 | 0.00011415 | 4.0107e-06 | 9.1597e-05 | 8.8347e-05 | 8.6466e-05 | 0.00011488 | 0.00011206 | 0.00010698 | 0.00010463 | 8.564e-05 | 0.00012516 | 0.00052467 | 0.00052467
02/11 08:00:00 | 2 | 11 | 8 | 992 | WD | 1.4924e-05 | 0.00018123 | 0.00018123 | 2.4254e-05 | 0.00026396 | 4.7973e-13 | 0.00011415 | 7.5925e-05 | 7.5925e-05 | 0.00013613 | -0.00047137 | 0.002964 | 0.00018123 | 6.2419e-05 | 0.00011103 | 0.00018773 | 0.00011103 | 0.00011415 | 5.7313e-05 | 0.00011415 | 7.7946e-06 | 6.5591e-05 | 0.0001126 | 0.00010764 | 0.00010214 | 0.00010384 | 0.00063499 | 0.00062715 | 0.00062965 | 0.00062965 | 0.00011415 | 0.00011415 | 0.00011415 | 0.00011416 | 0.00011415 | 0.00011415 | 0.000149 | 0.00014139 | 0.00018932 | 0.00021381 | 7.5498e-05 | 0.00011415 | 0.00011415 | 0.00011415 | 0.00011415 | 2.395e-05 | 0.0001214 | 0.00013285 | 0.00013947 | 0.00012327 | 0.00011678 | 0.00012121 | 0.00012327 | 9.2922e-05 | 0.00011832 | 0.00052394 | 0.00052394
02/11 09:00:00 | 2 | 11 | 9 | 993 | WD | 0.00010474 | 0.0001889 | 0.0001889 | 0.0010744 | 0.00017641 | 1.5523e-12 | 0.00011415 | 0.0001848 | 0.0001848 | 5.9897e-05 | -0.00022869 | 0.0025474 | 0.0001889 | 0.00019399 | 0.00011108 | 0.00021584 | 0.00011108 | 0.00011415 | 0 | 0.00011415 | 0.00010779 | 0.00016398 | 0.0001685 | 0.0001112 | 0.00010439 | 0.0001065 | 5.1385e-06 | 4.6406e-08 | 1.6711e-06 | 1.6711e-06 | 0.00011415 | 0.00011415 | 0.00011415 | 0.00011416 | 0.00011415 | 0.00011415 | 0.00016895 | 0.00015337 | 0.00019337 | 0.00021381 | 0 | 0.00011415 | 0.00011415 | 0.00011415 | 0.00011415 | 0.00011492 | 0.00016489 | 0.00015235 | 0.00014509 | 0.00013642 | 0.00011949 | 0.000146 | 0.00015829 | 9.3075e-05 | 0.00011604 | 0.00038947 | 0.00038947
02/11 10:00:00 | 2 | 11 | 10 | 994 | WD | 0.00018636 | 0.00021435 | 0.00021435 | 3.278e-05 | 0.00017489 | 0.00021486 | 0.00011415 | 0.00023232 | 0.00023232 | 4.0839e-05 | -0.00015419 | 0.0021105 | 0.00021435 | 0.00032354 | 0.00011156 | 0.00025319 | 0.00011156 | 0.00011415 | 0 | 0.00011415 | 0.00035776 | 0.00029516 | 0.0002244 | 0.00011446 | 0.00010431 | 0.00010745 | 4.7471e-06 | 1.9334e-08 | 1.5278e-06 | 1.5278e-06 | 0.00011415 | 0.00011415 | 0.00011415 | 0.00011416 | 0.00011415 | 0.00011415 | 0.0001871 | 0.00015456 | 0.00019377 | 0.00021381 | 0 | 0.00011415 | 0.00011415 | 0.00011415 | 0.00011415 | 0.0002185 | 0.00021646 | 0.00017466 | 0.00015045 | 0.00014714 | 0.00012011 | 0.00015114 | 0.00016554 | 9.3287e-05 | 0.00011441 | 0.00029992 | 0.00029992
02/11 11:00:00 | 2 | 11 | 11 | 995 | WD | 0.00025012 | 0.00017217 | 0.00017217 | 1.8306e-05 | 0.00022818 | 0.00021991 | 0.00011415 | 0 | 0 | 4.0839e-05 | 0.0011956 | 0.0017708 | 0.00017217 | 0.00041835 | 0.00011463 | 0.00018446 | 0.00011463 | 0.00011415 | 0 | 0.00011415 | 0.00046606 | 0.00029516 | 0.0002244 | 0.00011496 | 0.00010422 | 0.00010754 | 4.3819e-06 | 1.192e-08 | 1.4062e-06 | 1.4062e-06 | 0.00011415 | 0.00011415 | 0.00011415 | 0.00011416 | 0.00011415 | 0.00011415 | 0.00018706 | 0.00015413 | 0.00019363 | 0.00021381 | 0 | 0.00011415 | 0.00011415 | 0.00011415 | 0.00011415 | 0.00030151 | 0.0002452 | 0.00018794 | 0.00015479 | 0.00014846 | 0.00011992 | 0.00015001 | 0.00016397 | 9.4077e-05 | 0.00011312 | 0.00024455 | 0.00024455
02/11 12:00:00 | 2 | 11 | 12 | 996 | WD | 0.00028805 | 0.0001596 | 0.0001596 | 1.4799e-05 | 0.00010818 | 0.00021998 | 0.00011415 | 0 | 0 | 4.0839e-05 | 0.00073132 | 0.001508 | 0.0001596 | 0.00034147 | 0.00011458 | 0.00018468 | 0.00011458 | 0.00011415 | 0 | 0.00011415 | 0.00047113 | 0.00029516 | 0.0002244 | 0.0001441 | 0.00010425 | 0.00011657 | 4.5183e-06 | 4.6487e-09 | 1.4448e-06 | 1.4448e-06 | 0.00011415 | 0.00011415 | 0.00011415 | 0.00011416 | 0.00011415 | 0.00011415 | 0.000187 | 0.00015348 | 0.00019341 | 0.00021381 | 0 | 0.00011415 | 0.00011415 | 0.00011415 | 0.00011415 | 0.00035281 | 0.00024632 | 0.00023327 | 0.00022571 | 0.00014865 | 0.00011971 | 0.00015148 | 0.00016622 | 9.4598e-05 | 0.00011186 | 0.00020205 | 0.00020205
02/11 13:00:00 | 2 | 11 | 13 | 997 | WD | 0.00029398 | 0.00016507 | 0.00016507 | 0.0010202 | 0.00016333 | 0.00021627 | 0.00011415 | 0 | 0 | 4.0839e-05 | 0.00053256 | 0.0013166 | 0.00016507 | 0.00030973 | 0.00011115 | 0.00018487 | 0.00011115 | 0.00011415 | 0 | 0.00011415 | 0.00047113 | 0.00029516 | 0.0002244 | 0.00011541 | 0.00010426 | 0.0001077 | 3.948e-06 | -8.6643e-09 | 1.2537e-06 | 1.2537e-06 | 0.00011415 | 0.00011415 | 0.00011415 | 0.00011416 | 0.00011415 | 0.00011415 | 0.00018694 | 0.0001532 | 0.00019331 | 0.00021381 | 0 | 0.00011415 | 0.00011415 | 0.00011415 | 0.00011415 | 0.00036615 | 0.00024586 | 0.00023357 | 0.00022645 | 0.00014833 | 0.00011962 | 0.00015486 | 0.0001712 | 9.4795e-05 | 0.00011122 | 0.00017751 | 0.00017751
02/11 14:00:00 | 2 | 11 | 14 | 998 | WD | 0.00027038 | 0.00015589 | 0.00015589 | -0.00099854 | 0.00016159 | 0.00022375 | 0.00011415 | 0 | 0 | 4.0839e-05 | 0.00043032 | 0.0011725 | 0.00015589 | 0.00027378 | 0.00011051 | 0.00017219 | 0.00011051 | 0.00011415 | 0 | 0.00011415 | 0.00047113 | 0.00029516 | 0.0002244 | 0.00011644 | 0.00010849 | 0.00011095 | 3.8654e-06 | -9.9835e-09 | 1.2265e-06 | 1.2265e-06 | 0.00011415 | 0.00011415 | 0.00011415 | 0.00011416 | 0.00011415 | 0.00011415 | 0.00018653 | 0.00015279 | 0.00019317 | 0.00021381 | 0 | 0.00011415 | 0.00011415 | 0.00011415 | 0.00011415 | 0.00034437 | 0.00024525 | 0.00023266 | 0.00022536 | 0.00014664 | 0.00012098 | 0.00015324 | 0.00016819 | 9.4863e-05 | 0.00011075 | 0.00015078 | 0.00015078
02/11 15:00:00 | 2 | 11 | 15 | 999 | WD | 0.00021291 | 0.00014493 | 0.00014493 | 0.0010091 | 7.9873e-05 | 0.00023635 | 0.00011415 | 0 | 0 | 4.0839e-05 | 0.00038117 | 0.0010385 | 0.00014493 | 0.00025969 | 0.00010956 | 0.00016913 | 0.00010956 | 0.00011415 | 0 | 0.00011415 | 0.0004476 | 0.00029516 | 0.0002244 | 0.00011619 | 0.00010801 | 0.00011054 | 3.7061e-06 | -8.2843e-09 | 1.1768e-06 | 1.1768e-06 | 0.00011415 | 0.00011415 | 0.00011415 | 0.00011416 | 0.00011415 | 0.00011415 | 0.00018548 | 0.00015218 | 0.00019297 | 0.00021381 | 0 | 0.00011415 | 0.00011415 | 0.00011415 | 0.00011415 | 0.00027836 | 0.00023701 | 0.0001844 | 0.00015393 | 0.00014596 | 0.00012063 | 0.00015072 | 0.00016469 | 9.4853e-05 | 0.00011059 | 0.00013423 | 0.00013423
02/11 16:00:00 | 2 | 11 | 16 | 1000 | WD | 0.00013963 | 0.00015573 | 0.00015573 | 8.8705e-06 | 0.00015978 | 0.00024949 | 0.00011415 | 0 | 0 | 7.0788e-05 | 0.00035662 | 0.00092708 | 0.00015573 | 0.00025416 | 0.00011092 | 0.0001706 | 0.00011092 | 0.00011415 | 0 | 0.00011415 | 0.00030828 | 0.00029516 | 0.0002244 | 0.00011251 | 0.00010384 | 0.00010652 | 3.4814e-06 | -2.7426e-09 | 1.1089e-06 | 1.1089e-06 | 0.00011415 | 0.00011415 | 0.00011415 | 0.00011416 | 0.00011415 | 0.00011415 | 0.00016661 | 0.00015069 | 0.00019246 | 0.00021381 | 0 | 0.00011415 | 0.00011415 | 0.00011415 | 0.00011415 | 0.00017368 | 0.00019358 | 0.00016557 | 0.00014934 | 0.00013413 | 0.00011871 | 0.00015004 | 0.00016457 | 9.4641e-05 | 0.00011076 | 0.00013768 | 0.00013768
02/11 17:00:00 | 2 | 11 | 17 | 1001 | WD | 5.0518e-05 | 0.00016371 | 0.00016371 | 5.5105e-06 | 8.0699e-05 | -2.0051e-12 | 0.00011415 | 0.00035416 | 0.00035416 | 0.00015247 | -0.00094462 | 0.00087822 | 0.00016371 | -2.9731e-07 | 0.00012 | 0.00018771 | 0.00012 | 0.00011415 | 0 | 0.00011415 | 0.00014608 | 0.00029516 | 0.0002244 | 0.00010391 | 0.00010307 | 0.00010333 | 3.381e-06 | -4.4228e-09 | 1.0757e-06 | 1.0757e-06 | 0.00011415 | 0.00011415 | 0.00011415 | 0.00011416 | 0.00011415 | 0.00011415 | 0.00014779 | 0.0001442 | 0.00015208 | 0.00015611 | 0 | 0.00011415 | 0.00011415 | 0.00011415 | 0.00011415 | 8.0369e-05 | 0.00013232 | 0.00011507 | 0.00010508 | 0.00012299 | 0.0001165 | 0.00014025 | 0.00015127 | 8.724e-05 | 0.00011124 | 0.00016004 | 0.00016004
02/11 18:00:00 | 2 | 11 | 18 | 1002 | WD | 0 | 0.00018308 | 0.00018308 | 1.2884e-05 | 0.00016491 | -7.5459e-13 | 0.00011415 | 3.2808e-05 | 3.2808e-05 | 0.00021236 | -0.00050605 | 0.00082281 | 0.00018308 | 0.00016761 | 0.00013406 | 0.00019649 | 0.00013406 | 0.00011415 | 0.00017194 | 0.00011415 | 9.7158e-06 | 0.00029516 | 0.0002244 | 0.00010199 | 0.00010274 | 0.00010251 | 3.0034e-06 | 1.7867e-11 | 9.5826e-07 | 9.5826e-07 | 0.00011415 | 0.00011415 | 0.00011415 | 0.00011416 | 0.00011415 | 0.00011415 | 0.00012914 | 0.0001403 | 0.00012958 | 0.00012411 | 0.0001538 | 0.00011415 | 0.00011415 | 0.00011415 | 0.00011415 | 1.1213e-05 | 9.159e-05 | 8.4624e-05 | 8.059e-05 | 0.00011706 | 0.00012116 | 0.00014087 | 0.00015002 | 8.7219e-05 | 0.00011189 | 0.00020711 | 0.00020711
02/11 19:00:00 | 2 | 11 | 19 | 1003 | WD | 0 | 0.00021358 | 0.00021358 | 0.00063509 | 0.00016844 | -3.8268e-13 | 0.00011415 | 0 | 0 | 0.00028587 | -0.00025271 | 0.00078412 | 0.00021358 | 0.00031077 | 0.00014271 | 0.00023127 | 0.00014271 | 0.00011415 | 0.00022925 | 0.00011415 | 0 | 6.5591e-05 | 0.0001126 | 0.00010234 | 0.00010069 | 0.0001012 | 2.7037e-06 | 6.579e-09 | 8.6712e-07 | 8.6712e-07 | 0.00011415 | 0.00011415 | 0.00011415 | 0.00011416 | 0.00011415 | 0.00011415 | 0.00012867 | 0.00012924 | 0.00011284 | 0.00010446 | 0.00022929 | 0.00011415 | 0.00011415 | 0.00011415 | 0.00011415 | 4.7071e-06 | 8.1186e-05 | 7.2578e-05 | 6.7593e-05 | 0.00011736 | 0.0001191 | 0.00011916 | 0.00011919 | 8.7179e-05 | 0.00011236 | 0.00041244 | 0.00041244
02/11 20:00:00 | 2 | 11 | 20 | 1004 | WD | 0 | 0.00020121 | 0.00020121 | 0.00042567 | 0.00016919 | -2.8565e-13 | 0.00011415 | 0 | 0 | 0.00034305 | -0.00012554 | 0.00072503 | 0.00020121 | 0.00025854 | 0.00014653 | 0.00020974 | 0.00014653 | 0.00011415 | 0.00022925 | 0.00011415 | 0 | 6.5591e-05 | 0.0001126 | 0.00011217 | 9.9265e-05 | 0.00010325 | 2.4978e-06 | 9.5766e-09 | 8.0346e-07 | 8.0346e-07 | 0.00011415 | 0.00011415 | 0.00011415 | 0.00011416 | 0.00011415 | 0.00011415 | 0.00011028 | 0.00012072 | 0.00010105 | 9.1006e-05 | 0.00022929 | 0.00011415 | 0.00011415 | 0.00011415 | 0.00011415 | 6.0385e-06 | 7.1053e-05 | 0.00010064 | 0.00011777 | 0.00010796 | 0.00011605 | 0.00011415 | 0.00011327 | 8.7158e-05 | 0.00011303 | 0.00045412 | 0.00045412
02/11 21:00:00 | 2 | 11 | 21 | 1005 | WD | 0 | 0.00019911 | 0.00019911 | 1.3975e-05 | 0.00016696 | 0 | 0.00011415 | 0 | 0 | 0.00034849 | -7.8951e-05 | 0.00060539 | 0.00019911 | 0.00024251 | 0.00014762 | 0.00020658 | 0.00014762 | 0.00011415 | 0.00022925 | 0.00011415 | 0 | 6.5591e-05 | 0.0001126 | 0.00011093 | 9.6211e-05 | 0.00010076 | 2.3323e-06 | 4.4208e-09 | 7.4715e-07 | 7.4715e-07 | 0.00011415 | 0.00011415 | 0.00011415 | 0.00011416 | 0.00011415 | 0.00011415 | 0.00010984 | 0.00010476 | 8.6009e-05 | 7.6429e-05 | 0.00022929 | 0.00011415 | 0.00011415 | 0.00011415 | 0.00011415 | 4.8306e-06 | 5.9917e-05 | 8.4608e-05 | 9.8906e-05 | 0.00010636 | 0.00011001 | 0.00010451 | 0.00010196 | 8.7152e-05 | 0.00011354 | 0.00052571 | 0.00052571
02/11 22:00:00 | 2 | 11 | 22 | 1006 | WD | 0 | 0.00019144 | 0.00019144 | 1.2124e-05 | 0.0001642 | 2.0698e-12 | 0.00011415 | 0 | 0 | 0.00023959 | -5.6251e-05 | 0.00042201 | 0.00019144 | 0.00023378 | 0.00014405 | 0.00020252 | 0.00014405 | 0.00011415 | 0.00022925 | 0.00011415 | 0 | 6.5591e-05 | 0.0001126 | 0.00010482 | 8.1995e-05 | 8.9049e-05 | 2.1936e-05 | 1.1195e-09 | 6.9994e-06 | 6.9994e-06 | 0.00011415 | 0.00011415 | 0.00011415 | 0.00011415 | 0.00011415 | 0.00011415 | 0.00010924 | 9.2279e-05 | 7.4921e-05 | 6.6052e-05 | 0.00022929 | 0.00011415 | 0.00011415 | 0.00011415 | 0.00011415 | 3.2016e-06 | 4.5412e-05 | 7.0785e-05 | 8.5478e-05 | 0.00010455 | 9.8822e-05 | 9.826e-05 | 9.7999e-05 | 8.8916e-05 | 9.6285e-05 | 0.00054832 | 0.00054832
02/11 23:00:00 | 2 | 11 | 23 | 1007 | WD | 0 | 0.00016595 | 0.00016595 | 4.2483e-06 | 8.1138e-05 | 7.9772e-13 | 0.00011415 | 0 | 0 | 0.00013341 | 0.00097994 | -0.0019174 | 0.00016595 | 0.00042798 | 0.00013614 | 0.00018598 | 0.00013614 | 0.00011415 | 0.00022925 | 0.00011415 | 0 | 6.5591e-05 | 0.0001118 | 9.5859e-05 | 7.7485e-05 | 8.3163e-05 | 2.9002e-05 | 2.5296e-05 | 2.6478e-05 | 2.6478e-05 | 0.00011415 | 0.00011415 | 0.00011415 | 0.00011416 | 0.00011415 | 0.00011415 | 0.00010883 | 6.9436e-05 | 6.3877e-05 | 6.1037e-05 | 0.00022929 | 0.00011415 | 0.00011415 | 0.00011415 | 0.00011415 | 2.0797e-06 | 3.3003e-05 | 6.2124e-05 | 7.8988e-05 | 0.00010294 | 9.0053e-05 | 9.0831e-05 | 9.1191e-05 | 8.9055e-05 | 9.864e-05 | 2.4977e-05 | 2.4977e-05
02/11 24:00:00 | 2 | 11 | 24 | 1008 | WD | 0 | 0.0001492 | 0.0001492 | 5.6526e-06 | 0.00015433 | -1.3906e-12 | 0.00011415 | 0 | 0 | 5.4452e-05 | 0.00061034 | -0.0052559 | 0.0001492 | 0.00026344 | 0.00012638 | 0.00015726 | 0.00012638 | 0.00011415 | 0.00022925 | 0.00011415 | 0 | 6.5591e-05 | 0.0001118 | 0.00012414 | 7.7498e-05 | 9.1912e-05 | 3.0072e-05 | 3.3825e-05 | 3.2628e-05 | 3.2628e-05 | 0.00011415 | 0.00011415 | 0.00011415 | 0.00011416 | 0.00011415 | 0.00011415 | 9.9691e-05 | 6.8344e-05 | 6.1493e-05 | 5.7992e-05 | 0.00022929 | 0.00011415 | 0.00011415 | 0.00011415 | 0.00011415 | 1.729e-06 | 2.6771e-05 | 5.7344e-05 | 7.5048e-05 | 9.7819e-05 | 8.9747e-05 | 9.0258e-05 | 9.0495e-05 | 8.9085e-05 | 0.00010036 | 1.3103e-05 | 1.3103e-05
02/12 01:00:00 | 2 | 12 | 1 | 1009 | WD | 0 | 0.00010066 | 0.00010066 | 1.2539e-06 | 0 | 0.00025245 | 0.00011415 | 0 | 0 | 2.1781e-05 | 0.00040696 | -0.0055713 | 0.00010066 | 9.9744e-05 | 9.19e-05 | 0.0001204 | 9.19e-05 | 0.00011415 | 0.00022925 | 0.00011415 | 0 | 6.5591e-05 | 0.0001118 | 8.9086e-05 | 7.7515e-05 | 8.1091e-05 | 3.0484e-05 | 3.3797e-05 | 3.274e-05 | 3.274e-05 | 0.00011415 | 0.00011415 | 0.00011415 | 0.00011416 | 0.00011415 | 0.00011415 | 4.5468e-05 | 6.8027e-05 | 5.8924e-05 | 5.4272e-05 | 0.00022929 | 0.00011415 | 0.00011415 | 0.00011415 | 0.00011415 | 1.2032e-06 | 2.496e-05 | 5.3631e-05 | 7.0234e-05 | 7.2152e-05 | 8.9667e-05 | 8.4066e-05 | 8.1469e-05 | 8.9354e-05 | 0.00010111 | 4.2259e-05 | 4.2259e-05
02/12 02:00:00 | 2 | 12 | 2 | 1010 | WD | 0 | 0.0001238 | 0.0001238 | 0 | 7.4702e-05 | 0.00023244 | 0.00011415 | 0 | 0 | 2.1781e-05 | 0.00041295 | -0.0050096 | 0.0001238 | 0.00013556 | 8.5656e-05 | 0.00014338 | 8.5656e-05 | 0.00011415 | 0.00022925 | 0.00011415 | 0 | 6.5591e-05 | 0.0001118 | 8.8016e-05 | 7.7528e-05 | 8.0769e-05 | 3.1079e-05 | 3.3621e-05 | 3.281e-05 | 3.281e-05 | 0.00011415 | 0.00011415 | 0.00011415 | 0.00011416 | 0.00011415 | 0.00011415 | 3.6463e-05 | 6.7924e-05 | 5.8637e-05 | 5.3892e-05 | 0.00022929 | 0.00011415 | 0.00011415 | 0.00011415 | 0.00011415 | 1.2032e-06 | 2.437e-05 | 5.3103e-05 | 6.9742e-05 | 6.6867e-05 | 8.9646e-05 | 8.388e-05 | 8.1206e-05 | 8.9495e-05 | 0.00010158 | 4.7692e-05 | 4.7692e-05
02/12 03:00:00 | 2 | 12 | 3 | 1011 | WD | 0 | 0.00014967 | 0.00014967 | 5.3719e-07 | 7.4386e-05 | 0.00022975 | 0.00011415 | 0 | 0 | 2.1781e-05 | 0.0004418 | -0.0050211 | 0.00014967 | 0.00020238 | 8.3946e-05 | 0.0001806 | 8.3946e-05 | 0.00011415 | 0.00022925 | 0.00011415 | 0 | 6.5591e-05 | 0.0001118 | 8.7743e-05 | 7.7475e-05 | 8.0648e-05 | 0.00053692 | 0.00049937 | 0.00051135 | 0.00051135 | 0.00011415 | 0.00011415 | 0.00011415 | 0.00011416 | 0.00011415 | 0.00011415 | 3.6473e-05 | 6.819e-05 | 6.0618e-05 | 5.6748e-05 | 0.00022929 | 0.00011415 | 0.00011415 | 0.00011415 | 0.00011415 | 1.23e-06 | 2.5894e-05 | 5.6002e-05 | 7.3438e-05 | 6.5605e-05 | 8.9713e-05 | 8.4383e-05 | 8.191e-05 | 8.9595e-05 | 0.00010198 | 7.0239e-05 | 7.0239e-05
02/12 04:00:00 | 2 | 12 | 4 | 1012 | WD | 0 | 0.00014958 | 0.00014958 | 0.00097075 | 0 | 0.00022651 | 0.00011415 | 0 | 0 | 2.1781e-05 | 0.00040617 | -0.001932 | 0.00014958 | 0.00022664 | 8.2211e-05 | 0.00019207 | 8.2211e-05 | 0.00011415 | 0.00022925 | 0.00011415 | 0 | 6.5591e-05 | 0.0001118 | 8.8463e-05 | 7.7367e-05 | 8.0796e-05 | 0.0005431 | 0.0004989 | 0.000513 | 0.000513 | 0.00011415 | 0.00011415 | 0.00011415 | 0.00011416 | 0.00011415 | 0.00011415 | 4.5596e-05 | 6.8975e-05 | 6.1912e-05 | 5.8304e-05 | 0.00022929 | 0.00011415 | 0.00011415 | 0.00011415 | 0.00011415 | 1.5508e-06 | 3.0373e-05 | 5.892e-05 | 7.5451e-05 | 7.102e-05 | 8.9915e-05 | 8.4677e-05 | 8.2247e-05 | 8.9555e-05 | 0.00010229 | 8.6979e-05 | 8.6979e-05
02/12 05:00:00 | 2 | 12 | 5 | 1013 | WD | 0 | 0.00016183 | 0.00016183 | -0.00097464 | 7.5188e-05 | 0.00021796 | 0.00011415 | 0 | 0 | 6.5342e-05 | 0.00037966 | 0.0011919 | 0.00016183 | 0.00023389 | 8.1198e-05 | 0.0001961 | 8.1198e-05 | 0.00011415 | 0.00022925 | 0.00011415 | 0 | 6.5591e-05 | 0.0001118 | 0.00010108 | 7.7394e-05 | 8.4715e-05 | 0.00061591 | 0.00049903 | 0.00053632 | 0.00053632 | 0.00011415 | 0.00011415 | 0.00011415 | 0.00011416 | 0.00011415 | 0.00011415 | 5.4768e-05 | 7.0282e-05 | 7.6832e-05 | 8.0178e-05 | 0.00022929 | 0.00011415 | 0.00011415 | 0.00011415 | 0.00011415 | 2.0054e-06 | 3.7834e-05 | 7.9583e-05 | 0.00010376 | 7.6624e-05 | 9.0322e-05 | 8.9486e-05 | 8.9099e-05 | 8.9493e-05 | 0.00010253 | 8.0884e-05 | 8.0884e-05
02/12 06:00:00 | 2 | 12 | 6 | 1014 | WD | 0 | 0.00015986 | 0.00015986 | 0.00099696 | 7.8359e-05 | -1.5577e-12 | 0.00011415 | 0 | 0 | 0.00013613 | 0.00036166 | 0.0032367 | 0.00015986 | 0.00022349 | 8.7512e-05 | 0.00018779 | 8.7512e-05 | 0.00011415 | 0.00022925 | 0.00011415 | 0 | 6.5591e-05 | 0.0001118 | 0.00010395 | 8.1419e-05 | 8.8381e-05 | 0.00063322 | 0.00052372 | 0.00055866 | 0.00055866 | 0.00011415 | 0.00011415 | 0.00011415 | 0.00011416 | 0.00011415 | 0.00011415 | 9.1181e-05 | 9.299e-05 | 0.0001022 | 0.0001069 | 0.00022929 | 0.00011415 | 0.00011415 | 0.00011415 | 0.00011415 | 3.0749e-06 | 6.2531e-05 | 0.00011054 | 0.00013835 | 9.5491e-05 | 9.859e-05 | 9.7507e-05 | 9.7005e-05 | 8.9227e-05 | 0.00010262 | 7.0884e-05 | 7.0884e-05
02/12 07:00:00 | 2 | 12 | 7 | 1015 | WD | 0 | 0.00018825 | 0.00018825 | 1.3373e-05 | 0.0001704 | 7.5464e-14 | 0.00011415 | 0 | 0 | 0.00015247 | -0.00080516 | 0.0034882 | 0.00018825 | -6.554e-05 | 9.9871e-05 | 0.00021334 | 9.9871e-05 | 0.00011415 | 0.00022925 | 0.00011415 | 0 | 6.5591e-05 | 0.0001126 | 0.00010882 | 8.7099e-05 | 9.3811e-05 | 0.00064724 | 0.00054079 | 0.00057475 | 0.00057475 | 0.00011415 | 0.00011415 | 0.00011415 | 0.00011416 | 0.00011415 | 0.00011415 | 0.00012828 | 0.00012421 | 0.00013044 | 0.00013363 | 0.00022929 | 0.00011415 | 0.00011415 | 0.00011415 | 0.00011415 | 4.0107e-06 | 9.1597e-05 | 8.8347e-05 | 8.6466e-05 | 0.00011495 | 0.00011201 | 0.00010706 | 0.00010477 | 8.5427e-05 | 0.00012558 | 0.00055092 | 0.00055092
02/12 08:00:00 | 2 | 12 | 8 | 1016 | WD | 1.6436e-05 | 0.00020376 | 0.00020376 | 2.7567e-05 | 0.00026391 | 4.7973e-13 | 0.00011415 | 7.8862e-05 | 7.8862e-05 | 0.00013613 | -0.00047561 | 0.0032222 | 0.00020376 | 4.2892e-05 | 0.00011103 | 0.00021982 | 0.00011103 | 0.00011415 | 5.7313e-05 | 0.00011415 | 8.0962e-06 | 6.5591e-05 | 0.0001126 | 0.00010728 | 0.00010186 | 0.00010354 | 0.00063339 | 0.00062542 | 0.00062797 | 0.00062797 | 0.00011415 | 0.00011415 | 0.00011415 | 0.00011416 | 0.00011415 | 0.00011415 | 0.000149 | 0.00014138 | 0.00018932 | 0.00021381 | 7.5498e-05 | 0.00011415 | 0.00011415 | 0.00011415 | 0.00011415 | 2.4548e-05 | 0.00012156 | 0.00013293 | 0.00013952 | 0.00012336 | 0.00011669 | 0.00012119 | 0.00012327 | 9.2733e-05 | 0.00011909 | 0.00057148 | 0.00057148
02/12 09:00:00 | 2 | 12 | 9 | 1017 | WD | 0.00011073 | 0.0002086 | 0.0002086 | 1.8151e-05 | 0.00017641 | 1.5523e-12 | 0.00011415 | 0.00019069 | 0.00019069 | 5.9897e-05 | -0.0002406 | 0.0027515 | 0.0002086 | 0.00019456 | 0.00011108 | 0.00024388 | 0.00011108 | 0.00011415 | 0 | 0.00011415 | 0.00011123 | 0.00016398 | 0.0001685 | 0.00011078 | 0.00010413 | 0.00010618 | 0.00065304 | 0.00063928 | 0.00064367 | 0.00064367 | 0.00011415 | 0.00011415 | 0.00011415 | 0.00011416 | 0.00011415 | 0.00011415 | 0.00016895 | 0.00015337 | 0.00019337 | 0.00021381 | 0 | 0.00011415 | 0.00011415 | 0.00011415 | 0.00011415 | 0.00011787 | 0.00016653 | 0.00015309 | 0.00014531 | 0.00013656 | 0.00011942 | 0.00014567 | 0.00015785 | 9.2942e-05 | 0.0001172 | 0.00045293 | 0.00045293
02/12 10:00:00 | 2 | 12 | 10 | 1018 | WD | 0.00019166 | 0.00024863 | 0.00024863 | 2.5336e-05 | 0.00023143 | 0.00021486 | 0.00011415 | 0.00022661 | 0.00022661 | 4.0839e-05 | -0.00016004 | 0.0022808 | 0.00024863 | 0.00035269 | 0.00011156 | 0.00029345 | 0.00011156 | 0.00011415 | 0 | 0.00011415 | 0.00034896 | 0.00029516 | 0.0002244 | 0.00011398 | 0.00010403 | 0.00010711 | 0.00067146 | 0.00063867 | 0.00064913 | 0.00064913 | 0.00011415 | 0.00011415 | 0.00011415 | 0.00011416 | 0.00011415 | 0.00011415 | 0.0001871 | 0.00015456 | 0.00019377 | 0.00021381 | 0 | 0.00011415 | 0.00011415 | 0.00011415 | 0.00011415 | 0.00021933 | 0.00021413 | 0.00017383 | 0.00015049 | 0.00014729 | 0.00012003 | 0.00015075 | 0.000165 | 9.308e-05 | 0.00011582 | 0.00037901 | 0.00037901
02/12 11:00:00 | 2 | 12 | 11 | 1019 | WD | 0.00026264 | 0.00020258 | 0.00020258 | 1.4177e-05 | 0.00019856 | 0.00021991 | 0.00011415 | 0 | 0 | 4.0839e-05 | 0.0012144 | 0.0018741 | 0.00020258 | 0.00047359 | 0.00011463 | 0.00023222 | 0.00011463 | 0.00011415 | 0 | 0.00011415 | 0.00046343 | 0.00029516 | 0.0002244 | 0.00011443 | 0.00010392 | 0.00010717 | 0.00067384 | 0.00063797 | 0.00064941 | 0.00064941 | 0.00011415 | 0.00011415 | 0.00011415 | 0.00011416 | 0.00011415 | 0.00011415 | 0.00018706 | 0.00015413 | 0.00019363 | 0.00021381 | 0 | 0.00011415 | 0.00011415 | 0.00011415 | 0.00011415 | 0.00030279 | 0.00024451 | 0.00018782 | 0.00015499 | 0.00014866 | 0.00011985 | 0.00014947 | 0.00016321 | 9.3448e-05 | 0.00011498 | 0.00034895 | 0.00034895
02/12 12:00:00 | 2 | 12 | 12 | 1020 | WD | 0.0003022 | 0.00018543 | 0.00018543 | 1.1503e-05 | 0.00013841 | 0.00021998 | 0.00011415 | 0 | 0 | 4.0839e-05 | 0.00077484 | 0.0015527 | 0.00018543 | 0.00037699 | 0.00011458 | 0.00021689 | 0.00011458 | 0.00011415 | 0 | 0.00011415 | 0.00047113 | 0.00029516 | 0.0002244 | 0.00014338 | 0.00010373 | 0.00011598 | 0.00084354 | 0.00063681 | 0.00070277 | 0.00070277 | 0.00011415 | 0.00011415 | 0.00011415 | 0.00011416 | 0.00011415 | 0.00011415 | 0.000187 | 0.00015348 | 0.00019341 | 0.00021381 | 0 | 0.00011415 | 0.00011415 | 0.00011415 | 0.00011415 | 0.00035449 | 0.00024632 | 0.00023341 | 0.00022593 | 0.00014886 | 0.00011957 | 0.00015081 | 0.00016531 | 9.41e-05 | 0.00011402 | 0.00031918 | 0.00031918
02/12 13:00:00 | 2 | 12 | 13 | 1021 | WD | 0.0003069 | 0.00018512 | 0.00018512 | 0.001019 | 0.00010889 | 0.00021627 | 0.00011415 | 0 | 0 | 4.0839e-05 | 0.00053631 | 0.0013087 | 0.00018512 | 0.00034479 | 0.00011115 | 0.00022163 | 0.00011115 | 0.00011415 | 0 | 0.00011415 | 0.00047113 | 0.00029516 | 0.0002244 | 0.00011434 | 0.00010366 | 0.00010696 | 4.1877e-06 | -4.1305e-09 | 1.3333e-06 | 1.3333e-06 | 0.00011415 | 0.00011415 | 0.00011415 | 0.00011416 | 0.00011415 | 0.00011415 | 0.00018694 | 0.0001532 | 0.00019331 | 0.00021381 | 0 | 0.00011415 | 0.00011415 | 0.00011415 | 0.00011415 | 0.00036988 | 0.00024586 | 0.0002337 | 0.00022665 | 0.0001485 | 0.00011945 | 0.00015425 | 0.00017039 | 9.4396e-05 | 0.00011331 | 0.00028629 | 0.00028629
02/12 14:00:00 | 2 | 12 | 14 | 1022 | WD | 0.0002844 | 0.00020772 | 0.00020772 | 8.0647e-06 | 0.00016156 | 0.00022375 | 0.00011415 | 0 | 0 | 4.0839e-05 | 0.00046304 | 0.0011218 | 0.00020772 | 0.00035666 | 0.00011051 | 0.00024598 | 0.00011051 | 0.00011415 | 0 | 0.00011415 | 0.00047113 | 0.00029516 | 0.0002244 | 0.00011518 | 0.00010781 | 0.00011009 | 4.1729e-06 | -7.2312e-09 | 1.3265e-06 | 1.3265e-06 | 0.00011415 | 0.00011415 | 0.00011415 | 0.00011416 | 0.00011415 | 0.00011415 | 0.00018653 | 0.00015279 | 0.00019317 | 0.00021381 | 0 | 0.00011415 | 0.00011415 | 0.00011415 | 0.00011415 | 0.00034521 | 0.00024525 | 0.0002328 | 0.00022559 | 0.00014683 | 0.00012079 | 0.00015258 | 0.00016732 | 9.4317e-05 | 0.00011316 | 0.00027691 | 0.00027691
02/12 15:00:00 | 2 | 12 | 15 | 1023 | WD | 0.00022435 | 0.00019879 | 0.00019879 | -0.00089754 | 7.9874e-05 | 0.00023635 | 0.00011415 | 0 | 0 | 4.0839e-05 | 0.00041541 | 0.00093301 | 0.00019879 | 0.00034453 | 0.00010956 | 0.00024579 | 0.00010956 | 0.00011415 | 0 | 0.00011415 | 0.0004414 | 0.00029516 | 0.0002244 | 0.00011493 | 0.00010731 | 0.00010966 | 0.00067643 | 0.00065874 | 0.00066439 | 0.00066439 | 0.00011415 | 0.00011415 | 0.00011415 | 0.00011416 | 0.00011415 | 0.00011415 | 0.00018548 | 0.00015218 | 0.00019297 | 0.00021381 | 0 | 0.00011415 | 0.00011415 | 0.00011415 | 0.00011415 | 0.00028025 | 0.0002354 | 0.00018396 | 0.00015417 | 0.00014616 | 0.00012043 | 0.00015001 | 0.00016373 | 9.4374e-05 | 0.00011329 | 0.0002757 | 0.0002757
02/12 16:00:00 | 2 | 12 | 16 | 1024 | WD | 0.00014563 | 0.0001973 | 0.0001973 | 0.00090892 | 0.00015976 | 0.00024949 | 0.00011415 | 0 | 0 | 7.0788e-05 | 0.0003757 | 0.00081682 | 0.0001973 | 0.00031712 | 0.00011092 | 0.00022977 | 0.00011092 | 0.00011415 | 0 | 0.00011415 | 0.00030494 | 0.00029516 | 0.0002244 | 0.00011179 | 0.00010335 | 0.00010596 | 0.00065782 | 0.00063445 | 0.00064191 | 0.00064191 | 0.00011415 | 0.00011415 | 0.00011415 | 0.00011416 | 0.00011415 | 0.00011415 | 0.00016661 | 0.00015069 | 0.00019246 | 0.00021381 | 0 | 0.00011415 | 0.00011415 | 0.00011415 | 0.00011415 | 0.00017502 | 0.00019271 | 0.00016531 | 0.00014944 | 0.00013432 | 0.00011859 | 0.00014943 | 0.00016373 | 9.4055e-05 | 0.00011328 | 0.00026605 | 0.00026605
02/12 17:00:00 | 2 | 12 | 17 | 1025 | WD | 5.6714e-05 | 0.00021586 | 0.00021586 | 8.4915e-06 | 8.0711e-05 | -2.0051e-12 | 0.00011415 | 0.00036849 | 0.00036849 | 0.00015247 | -0.00098805 | 0.00075399 | 0.00021586 | -4.25e-05 | 0.00012 | 0.00026194 | 0.00012 | 0.00011415 | 0 | 0.00011415 | 0.000152 | 0.00029516 | 0.0002244 | 0.00010364 | 0.00010272 | 0.000103 | 0.00060993 | 0.00063059 | 0.000624 | 0.000624 | 0.00011415 | 0.00011415 | 0.00011415 | 0.00011416 | 0.00011415 | 0.00011415 | 0.00014779 | 0.00014418 | 0.00015208 | 0.00015611 | 0 | 0.00011415 | 0.00011415 | 0.00011415 | 0.00011415 | 8.3264e-05 | 0.00013362 | 0.00011565 | 0.00010525 | 0.00012321 | 0.00011641 | 0.00013963 | 0.0001504 | 8.6986e-05 | 0.00011382 | 0.00029838 | 0.00029838
02/12 18:00:00 | 2 | 12 | 18 | 1026 | WD | 0 | 0.00025353 | 0.00025353 | 0.0010246 | 0.00016497 | -7.5459e-13 | 0.00011415 | 4.1442e-05 | 4.1442e-05 | 0.00021236 | -0.00047545 | 0.00071096 | 0.00025353 | 0.00018195 | 0.00013406 | 0.00029677 | 0.00013406 | 0.00011415 | 0.00011463 | 0.00011415 | 1.2273e-05 | 0.00029516 | 0.0002244 | 0.00010138 | 0.00010236 | 0.00010205 | 0.00059645 | 0.00062836 | 0.00061818 | 0.00061818 | 0.00011415 | 0.00011415 | 0.00011415 | 0.00011416 | 0.00011415 | 0.00011415 | 0.00012914 | 0.00014028 | 0.00012958 | 0.00012411 | 0.00011465 | 0.00011415 | 0.00011415 | 0.00011415 | 0.00011415 | 1.2023e-05 | 9.2022e-05 | 8.4808e-05 | 8.0631e-05 | 0.0001164 | 0.00011918 | 0.00013776 | 0.00014638 | 8.6813e-05 | 0.00011497 | 0.00037785 | 0.00037785
02/12 19:00:00 | 2 | 12 | 19 | 1027 | WD | 0 | 0.00028495 | 0.00028495 | -0.00012386 | 0.00016847 | -3.8268e-13 | 0.00011415 | 0 | 0 | 0.00028587 | -0.0002537 | 0.00065896 | 0.00028495 | 0.00035974 | 0.00014271 | 0.00033285 | 0.00014271 | 0.00011415 | 0.00022925 | 0.00011415 | 0 | 6.5591e-05 | 0.0001126 | 0.00010141 | 0.00010023 | 0.00010059 | 0.00059629 | 0.00061532 | 0.00060925 | 0.00060925 | 0.00011415 | 0.00011415 | 0.00011415 | 0.00011416 | 0.00011415 | 0.00011415 | 0.00012867 | 0.00012924 | 0.00011284 | 0.00010446 | 0.00022929 | 0.00011415 | 0.00011415 | 0.00011415 | 0.00011415 | 4.7071e-06 | 8.1186e-05 | 7.2578e-05 | 6.7593e-05 | 0.00011771 | 0.00011901 | 0.00011913 | 0.00011919 | 8.6642e-05 | 0.00011575 | 0.00061542 | 0.00061542
02/12 20:00:00 | 2 | 12 | 20 | 1028 | WD | 0 | 0.0002594 | 0.0002594 | -0.00087508 | 0.0001692 | -2.8565e-13 | 0.00011415 | 0 | 0 | 0.00034305 | -0.00012563 | 0.0005857 | 0.0002594 | 0.00030998 | 0.00014653 | 0.00029259 | 0.00014653 | 0.00011415 | 0.00022925 | 0.00011415 | 0 | 6.5591e-05 | 0.0001126 | 0.00011109 | 9.871e-05 | 0.00010254 | 0.00065292 | 0.00060597 | 0.00062095 | 0.00062095 | 0.00011415 | 0.00011415 | 0.00011415 | 0.00011416 | 0.00011415 | 0.00011415 | 0.00011028 | 0.00012072 | 0.00010105 | 9.1006e-05 | 0.00022929 | 0.00011415 | 0.00011415 | 0.00011415 | 0.00011415 | 6.0385e-06 | 7.1053e-05 | 0.00010064 | 0.00011777 | 0.00010832 | 0.00011591 | 0.00011411 | 0.00011327 | 8.6705e-05 | 0.00011631 | 0.00065239 | 0.00065239
02/12 21:00:00 | 2 | 12 | 21 | 1029 | WD | 0 | 0.00025187 | 0.00025187 | 1.1751e-05 | 0.00016697 | 0 | 0.00011415 | 0 | 0 | 0.00034849 | -7.9429e-05 | 0.00049018 | 0.00025187 | 0.00027955 | 0.00014762 | 0.00028169 | 0.00014762 | 0.00011415 | 0.00022925 | 0.00011415 | 0 | 6.5591e-05 | 0.0001126 | 0.00011005 | 9.5638e-05 | 0.00010009 | 0.00064674 | 0.00058712 | 0.00060614 | 0.00060614 | 0.00011415 | 0.00011415 | 0.00011415 | 0.00011416 | 0.00011415 | 0.00011415 | 0.00010984 | 0.00010476 | 8.6009e-05 | 7.6429e-05 | 0.00022929 | 0.00011415 | 0.00011415 | 0.00011415 | 0.00011415 | 4.8306e-06 | 5.9917e-05 | 8.4608e-05 | 9.8906e-05 | 0.00010676 | 0.00010987 | 0.00010446 | 0.00010196 | 8.7012e-05 | 0.00011671 | 0.0007169 | 0.0007169
02/12 22:00:00 | 2 | 12 | 22 | 1030 | WD | 0 | 0.00024801 | 0.00024801 | 0.0010226 | 0.00016421 | 2.0698e-12 | 0.00011415 | 0 | 0 | 0.00023959 | -5.5659e-05 | 0.00031183 | 0.00024801 | 0.00026995 | 0.00014405 | 0.00028305 | 0.00014405 | 0.00011415 | 0.00022925 | 0.00011415 | 0 | 6.5591e-05 | 0.0001126 | 0.0001041 | 8.166e-05 | 8.8596e-05 | 0.00062729 | 0.00050131 | 0.00054151 | 0.00054151 | 0.00011415 | 0.00011415 | 0.00011415 | 0.00011416 | 0.00011415 | 0.00011415 | 0.00010924 | 9.2279e-05 | 7.4921e-05 | 6.6052e-05 | 0.00022929 | 0.00011415 | 0.00011415 | 0.00011415 | 0.00011415 | 3.2016e-06 | 4.5412e-05 | 7.0785e-05 | 8.5478e-05 | 0.00010506 | 9.8723e-05 | 9.8229e-05 | 9.7999e-05 | 8.9902e-05 | 9.6044e-05 | 0.00074486 | 0.00074486
02/12 23:00:00 | 2 | 12 | 23 | 1031 | WD | 0 | 0.00022734 | 0.00022734 | 8.2875e-06 | 0.0001502 | 7.9772e-13 | 0.00011415 | 0 | 0 | 0.00013341 | 0.0012258 | -0.001983 | 0.00022734 | 0.00050822 | 0.00013614 | 0.00026295 | 0.00013614 | 0.00011415 | 0.00022925 | 0.00011415 | 0 | 6.5591e-05 | 0.0001118 | 9.5194e-05 | 7.714e-05 | 8.2719e-05 | 0.00058003 | 0.00049177 | 0.00051993 | 0.00051993 | 0.00011415 | 0.00011415 | 0.00011415 | 0.00011416 | 0.00011415 | 0.00011415 | 0.00010883 | 6.9436e-05 | 6.3877e-05 | 6.1037e-05 | 0.00022929 | 0.00011415 | 0.00011415 | 0.00011415 | 0.00011415 | 2.0797e-06 | 3.3003e-05 | 6.2124e-05 | 7.8988e-05 | 0.00010355 | 8.9973e-05 | 9.0532e-05 | 9.0792e-05 | 9.0462e-05 | 0.00010058 | 4.9786e-05 | 4.9786e-05
02/12 24:00:00 | 2 | 12 | 24 | 1032 | WD | 0 | 0.00020147 | 0.00020147 | 2.5705e-06 | 8.7031e-05 | -1.3906e-12 | 0.00011415 | 0 | 0 | 5.4452e-05 | 0.00072493 | -0.0045743 | 0.00020147 | 0.00034714 | 0.00012638 | 0.00024182 | 0.00012638 | 0.00011415 | 0.00022925 | 0.00011415 | 0 | 6.5591e-05 | 0.0001118 | 0.00012366 | 7.7133e-05 | 9.1511e-05 | 0.00074779 | 0.00049787 | 0.00057761 | 0.00057761 | 0.00011415 | 0.00011415 | 0.00011415 | 0.00011416 | 0.00011415 | 0.00011415 | 9.9691e-05 | 6.8344e-05 | 6.1493e-05 | 5.7992e-05 | 0.00022929 | 0.00011415 | 0.00011415 | 0.00011415 | 0.00011415 | 1.729e-06 | 2.6771e-05 | 5.7344e-05 | 7.5048e-05 | 9.8503e-05 | 8.9661e-05 | 8.99e-05 | 9.0011e-05 | 9.082e-05 | 0.00010228 | 0.00012292 | 0.00012292
02/13 01:00:00 | 2 | 13 | 1 | 1033 | WD | 0 | 0.00015178 | 0.00015178 | 1.3302e-06 | 5.9864e-05 | 0.00025245 | 0.00011415 | 0 | 0 | 2.1781e-05 | 0.00043899 | -0.0055607 | 0.00015178 | 0.00013253 | 9.19e-05 | 0.00018414 | 9.19e-05 | 0.00011415 | 0.00022925 | 0.00011415 | 0 | 6.5591e-05 | 0.0001118 | 8.8419e-05 | 7.713e-05 | 8.0619e-05 | 0.0005417 | 0.00049788 | 0.00051186 | 0.00051186 | 0.00011415 | 0.00011415 | 0.00011415 | 0.00011416 | 0.00011415 | 0.00011415 | 4.5468e-05 | 6.8027e-05 | 5.8924e-05 | 5.4272e-05 | 0.00022929 | 0.00011415 | 0.00011415 | 0.00011415 | 0.00011415 | 1.2032e-06 | 2.496e-05 | 5.3631e-05 | 7.0234e-05 | 7.2902e-05 | 8.9575e-05 | 8.3683e-05 | 8.0949e-05 | 9.1449e-05 | 0.00010323 | 0.00017161 | 0.00017161
02/13 02:00:00 | 2 | 13 | 2 | 1034 | WD | 0 | 0.00016266 | 0.00016266 | 5.0227e-07 | 1.5532e-05 | 0.00023244 | 0.00011415 | 0 | 0 | 2.1781e-05 | 0.00045652 | -0.0062438 | 0.00016266 | 0.0001766 | 8.5656e-05 | 0.00020763 | 8.5656e-05 | 0.00011415 | 0.00022925 | 0.00011415 | 0 | 6.5591e-05 | 0.0001118 | 8.7343e-05 | 7.7128e-05 | 8.0285e-05 | 0.00053586 | 0.00049788 | 0.00051 | 0.00051 | 0.00011415 | 0.00011415 | 0.00011415 | 0.00011416 | 0.00011415 | 0.00011415 | 3.6463e-05 | 6.7924e-05 | 5.8637e-05 | 5.3892e-05 | 0.00022929 | 0.00011415 | 0.00011415 | 0.00011415 | 0.00011415 | 1.2032e-06 | 2.437e-05 | 5.3103e-05 | 6.9742e-05 | 6.764e-05 | 8.9548e-05 | 8.3467e-05 | 8.0646e-05 | 9.1762e-05 | 0.00010374 | 0.00019204 | 0.00019204
02/13 03:00:00 | 2 | 13 | 3 | 1035 | WD | 0 | 0.00018794 | 0.00018794 | 0 | 7.439e-05 | 0.00022975 | 0.00011415 | 0 | 0 | 2.1781e-05 | 0.00042787 | -0.0050966 | 0.00018794 | 0.0002386 | 8.3946e-05 | 0.00023509 | 8.3946e-05 | 0.00011415 | 0.00022925 | 0.00011415 | 0 | 6.5591e-05 | 0.0001118 | 8.7245e-05 | 7.7124e-05 | 8.0252e-05 | 0.00053571 | 0.00049786 | 0.00050994 | 0.00050994 | 0.00011415 | 0.00011415 | 0.00011415 | 0.00011416 | 0.00011415 | 0.00011415 | 3.6473e-05 | 6.819e-05 | 6.0618e-05 | 5.6748e-05 | 0.00022929 | 0.00011415 | 0.00011415 | 0.00011415 | 0.00011415 | 1.23e-06 | 2.5894e-05 | 5.6002e-05 | 7.3438e-05 | 6.6354e-05 | 8.9631e-05 | 8.3967e-05 | 8.1339e-05 | 9.1834e-05 | 0.0001041 | 0.00020232 | 0.00020232
02/13 04:00:00 | 2 | 13 | 4 | 1036 | WD | 0 | 0.00019764 | 0.00019764 | 3.8915e-07 | 0 | 0.00022651 | 0.00011415 | 0 | 0 | 2.1781e-05 | 0.00040467 | -0.0017881 | 0.00019764 | 0.00027442 | 8.2211e-05 | 0.00026048 | 8.2211e-05 | 0.00011415 | 0.00022925 | 0.00011415 | 0 | 6.5591e-05 | 0.0001118 | 8.809e-05 | 7.7127e-05 | 8.0515e-05 | 0.00054104 | 0.00049787 | 0.00051165 | 0.00051165 | 0.00011415 | 0.00011415 | 0.00011415 | 0.00011416 | 0.00011415 | 0.00011415 | 4.5596e-05 | 6.8975e-05 | 6.1912e-05 | 5.8304e-05 | 0.00022929 | 0.00011415 | 0.00011415 | 0.00011415 | 0.00011415 | 1.5508e-06 | 3.0373e-05 | 5.892e-05 | 7.5451e-05 | 7.1753e-05 | 8.9872e-05 | 8.4303e-05 | 8.172e-05 | 9.1765e-05 | 0.00010439 | 0.00022205 | 0.00022205
02/13 05:00:00 | 2 | 13 | 5 | 1037 | WD | 0 | 0.00020682 | 0.00020682 | 8.3992e-07 | 7.5192e-05 | 0.00021796 | 0.00011415 | 0 | 0 | 6.5342e-05 | 0.00038299 | 0.0014277 | 0.00020682 | 0.00028349 | 8.1198e-05 | 0.00026014 | 8.1198e-05 | 0.00011415 | 0.00022925 | 0.00011415 | 0 | 6.5591e-05 | 0.0001118 | 0.00014768 | 7.7124e-05 | 9.8928e-05 | 0.00088966 | 0.00049786 | 0.00062287 | 0.00062287 | 0.00011415 | 0.00011415 | 0.00011415 | 0.00011416 | 0.00011415 | 0.00011415 | 5.4768e-05 | 7.0282e-05 | 7.6832e-05 | 8.0178e-05 | 0.00022929 | 0.00011415 | 0.00011415 | 0.00011415 | 0.00011415 | 2.0054e-06 | 3.7834e-05 | 7.9583e-05 | 0.00010376 | 7.7759e-05 | 9.0267e-05 | 8.9106e-05 | 8.8568e-05 | 9.1683e-05 | 0.00010458 | 0.00020452 | 0.00020452
02/13 06:00:00 | 2 | 13 | 6 | 1038 | WD | 0 | 0.00021361 | 0.00021361 | 2.7313e-06 | 7.8361e-05 | -1.5577e-12 | 0.00011415 | 0 | 0 | 0.00013613 | 0.0003777 | 0.0033974 | 0.00021361 | 0.00028904 | 8.7512e-05 | 0.00026431 | 8.7512e-05 | 0.00011415 | 0.00022925 | 0.00011415 | 0 | 6.5591e-05 | 0.0001118 | 0.00014105 | 8.1129e-05 | 9.9648e-05 | 0.000853 | 0.00052247 | 0.00062793 | 0.00062793 | 0.00011415 | 0.00011415 | 0.00011415 | 0.00011416 | 0.00011415 | 0.00011415 | 9.1181e-05 | 9.299e-05 | 0.0001022 | 0.0001069 | 0.00022929 | 0.00011415 | 0.00011415 | 0.00011415 | 0.00011415 | 3.0749e-06 | 6.2531e-05 | 0.00011054 | 0.00013835 | 9.6479e-05 | 9.8527e-05 | 9.7164e-05 | 9.6532e-05 | 9.1298e-05 | 0.00010461 | 0.00019874 | 0.00019874
02/13 07:00:00 | 2 | 13 | 7 | 1039 | WD | 0 | 0.00024688 | 0.00024688 | 1.3498e-05 | 0.00018795 | 7.5464e-14 | 0.00011415 | 0 | 0 | 0.00015247 | -0.0010748 | 0.0037303 | 0.00024688 | -0.00017304 | 9.9871e-05 | 0.00029415 | 9.9871e-05 | 0.00011415 | 0.00022925 | 0.00011415 | 0 | 6.5591e-05 | 0.0001126 | 0.00012723 | 8.6849e-05 | 9.9328e-05 | 0.00075527 | 0.00053934 | 0.00060823 | 0.00060823 | 0.00011415 | 0.00011415 | 0.00011415 | 0.00011416 | 0.00011415 | 0.00011415 | 0.00012828 | 0.00012421 | 0.00013044 | 0.00013363 | 0.00022929 | 0.00011415 | 0.00011415 | 0.00011415 | 0.00011415 | 4.0107e-06 | 9.1597e-05 | 8.8347e-05 | 8.6466e-05 | 0.00011566 | 0.00011195 | 0.00010676 | 0.00010434 | 8.5652e-05 | 0.00012624 | 0.00069771 | 0.00069771
02/13 08:00:00 | 2 | 13 | 8 | 1040 | WD | 1.7918e-05 | 0.00024238 | 0.00024238 | 0.0010649 | 0.00024579 | 4.7973e-13 | 0.00011415 | 8.1615e-05 | 8.1615e-05 | 0.00013613 | -0.00048305 | 0.0034302 | 0.00024238 | -2.7631e-05 | 0.00011103 | 0.00027752 | 0.00011103 | 0.00011415 | 5.7313e-05 | 0.00011415 | 8.3788e-06 | 6.5591e-05 | 0.0001126 | 0.00010695 | 0.00010151 | 0.00010319 | 0.00063146 | 0.00062325 | 0.00062587 | 0.00062587 | 0.00011415 | 0.00011415 | 0.00011415 | 0.00011416 | 0.00011415 | 0.00011415 | 0.000149 | 0.00014135 | 0.00018931 | 0.00021381 | 7.5498e-05 | 0.00011415 | 0.00011415 | 0.00011415 | 0.00011415 | 2.5358e-05 | 0.00012158 | 0.00013298 | 0.00013958 | 0.00012372 | 0.00011662 | 0.00012116 | 0.00012327 | 9.3225e-05 | 0.00012233 | 0.00075001 | 0.00075001
02/13 09:00:00 | 2 | 13 | 9 | 1041 | WD | 0.00011126 | 0.00024452 | 0.00024452 | 2.522e-05 | 0.00017646 | 1.5523e-12 | 0.00011415 | 0.00018711 | 0.00018711 | 5.9897e-05 | -0.00023299 | 0.0029438 | 0.00024452 | 0.00017758 | 0.00011108 | 0.000295 | 0.00011108 | 0.00011415 | 0 | 0.00011415 | 0.00010914 | 0.00016398 | 0.0001685 | 0.00011037 | 0.00010387 | 0.00010587 | 0.00065043 | 0.00063767 | 0.00064174 | 0.00064174 | 0.00011415 | 0.00011415 | 0.00011415 | 0.00011416 | 0.00011415 | 0.00011415 | 0.00016895 | 0.00015337 | 0.00019337 | 0.00021381 | 0 | 0.00011415 | 0.00011415 | 0.00011415 | 0.00011415 | 0.00011719 | 0.00016553 | 0.00015271 | 0.00014529 | 0.00013672 | 0.00011936 | 0.00014536 | 0.00015741 | 9.2767e-05 | 0.00011891 | 0.00057256 | 0.00057256
02/13 10:00:00 | 2 | 13 | 10 | 1042 | WD | 0.00019551 | 0.00028157 | 0.00028157 | 1.5268e-05 | 0.00025936 | 0.00021486 | 0.00011415 | 0.00023027 | 0.00023027 | 4.0839e-05 | -0.0001562 | 0.002477 | 0.00028157 | 0.00036265 | 0.00011156 | 0.00033614 | 0.00011156 | 0.00011415 | 0 | 0.00011415 | 0.0003546 | 0.00029516 | 0.0002244 | 0.00011377 | 0.0001039 | 0.00010695 | 0.00067024 | 0.00063785 | 0.00064819 | 0.00064819 | 0.00011415 | 0.00011415 | 0.00011415 | 0.00011416 | 0.00011415 | 0.00011415 | 0.0001871 | 0.00015456 | 0.00019377 | 0.00021381 | 0 | 0.00011415 | 0.00011415 | 0.00011415 | 0.00011415 | 0.00022275 | 0.00021562 | 0.0001745 | 0.00015069 | 0.00014733 | 0.00012 | 0.00015061 | 0.00016481 | 9.2948e-05 | 0.0001167 | 0.00045342 | 0.00045342
02/13 11:00:00 | 2 | 13 | 11 | 1043 | WD | 0.00026126 | 0.00022218 | 0.00022218 | 1.2997e-05 | 0.00017125 | 0.00021991 | 0.00011415 | 0 | 0 | 4.0839e-05 | 0.0013262 | 0.0021061 | 0.00022218 | 0.00053121 | 0.00011463 | 0.00026424 | 0.00011463 | 0.00011415 | 0 | 0.00011415 | 0.00046368 | 0.00029516 | 0.0002244 | 0.00011453 | 0.00010395 | 0.00010722 | 4.5525e-06 | 4.1914e-08 | 1.481e-06 | 1.481e-06 | 0.00011415 | 0.00011415 | 0.00011415 | 0.00011416 | 0.00011415 | 0.00011415 | 0.00018706 | 0.00015413 | 0.00019363 | 0.00021381 | 0 | 0.00011415 | 0.00011415 | 0.00011415 | 0.00011415 | 0.00030368 | 0.00024457 | 0.00018788 | 0.00015505 | 0.00014861 | 0.00011986 | 0.00014956 | 0.00016333 | 9.3496e-05 | 0.00011513 | 0.00038211 | 0.00038211
02/13 12:00:00 | 2 | 13 | 12 | 1044 | WD | 0.0003031 | 0.00020388 | 0.00020388 | 4.4139e-05 | 0.00016618 | 0.00021998 | 0.00011415 | 0 | 0 | 4.0839e-05 | 0.00075019 | 0.0018415 | 0.00020388 | 0.00041555 | 0.00011458 | 0.00023897 | 0.00011458 | 0.00011415 | 0 | 0.00011415 | 0.00047113 | 0.00029516 | 0.0002244 | 0.00014386 | 0.00010398 | 0.0001163 | 4.4999e-06 | 4.6758e-08 | 1.4676e-06 | 1.4676e-06 | 0.00011415 | 0.00011415 | 0.00011415 | 0.00011416 | 0.00011415 | 0.00011415 | 0.000187 | 0.00015348 | 0.00019341 | 0.00021381 | 0 | 0.00011415 | 0.00011415 | 0.00011415 | 0.00011415 | 0.00035873 | 0.00024632 | 0.00023355 | 0.00022616 | 0.00014878 | 0.00011965 | 0.00015102 | 0.00016557 | 9.4039e-05 | 0.00011361 | 0.00032425 | 0.00032425
02/13 13:00:00 | 2 | 13 | 13 | 1045 | WD | 0.00030771 | 0.00017742 | 0.00017742 | -2.3542e-05 | 8.1669e-05 | 0.00021627 | 0.00011415 | 0 | 0 | 4.0839e-05 | 0.00052249 | 0.0016379 | 0.00017742 | 0.00034432 | 0.00011115 | 0.00021478 | 0.00011115 | 0.00011415 | 0 | 0.00011415 | 0.00047113 | 0.00029516 | 0.0002244 | 0.000115 | 0.00010409 | 0.00010746 | 4.0357e-06 | 4.3352e-08 | 1.3171e-06 | 1.3171e-06 | 0.00011415 | 0.00011415 | 0.00011415 | 0.00011416 | 0.00011415 | 0.00011415 | 0.00018694 | 0.0001532 | 0.00019331 | 0.00021381 | 0 | 0.00011415 | 0.00011415 | 0.00011415 | 0.00011415 | 0.0003736 | 0.00024586 | 0.00023383 | 0.00022686 | 0.00014845 | 0.00011959 | 0.00015441 | 0.00017056 | 9.4367e-05 | 0.00011272 | 0.00028325 | 0.00028325
02/13 14:00:00 | 2 | 13 | 14 | 1046 | WD | 0.00027962 | 0.00017713 | 0.00017713 | 7.9767e-06 | 0.00016157 | 0.00022375 | 0.00011415 | 0 | 0 | 4.0839e-05 | 0.00042794 | 0.0014648 | 0.00017713 | 0.00031228 | 0.00011051 | 0.00020243 | 0.00011051 | 0.00011415 | 0 | 0.00011415 | 0.00047113 | 0.00029516 | 0.0002244 | 0.00011603 | 0.00010875 | 0.000111 | 3.9448e-06 | 3.4276e-07 | 1.492e-06 | 1.492e-06 | 0.00011415 | 0.00011415 | 0.00011415 | 0.00011416 | 0.00011415 | 0.00011415 | 0.00018653 | 0.00015279 | 0.00019317 | 0.00021381 | 0 | 0.00011415 | 0.00011415 | 0.00011415 | 0.00011415 | 0.0003449 | 0.00024525 | 0.0002328 | 0.00022559 | 0.00014674 | 0.0001211 | 0.00015288 | 0.00016762 | 9.4618e-05 | 0.00011206 | 0.00024286 | 0.00024286
02/13 15:00:00 | 2 | 13 | 15 | 1047 | WD | 0.00021944 | 0.00016013 | 0.00016013 | 0.0010074 | 7.9899e-05 | 0.00023635 | 0.00011415 | 0 | 0 | 4.0839e-05 | 0.00037939 | 0.0013315 | 0.00016013 | 0.00028912 | 0.00010956 | 0.00019076 | 0.00010956 | 0.00011415 | 0 | 0.00011415 | 0.00044184 | 0.00029516 | 0.0002244 | 0.00011588 | 0.0001089 | 0.00011106 | 3.7744e-06 | 2.508e-07 | 1.375e-06 | 1.375e-06 | 0.00011415 | 0.00011415 | 0.00011415 | 0.00011416 | 0.00011415 | 0.00011415 | 0.00018548 | 0.00015218 | 0.00019297 | 0.00021381 | 0 | 0.00011415 | 0.00011415 | 0.00011415 | 0.00011415 | 0.00028043 | 0.00023551 | 0.00018401 | 0.00015419 | 0.00014602 | 0.00012096 | 0.00015057 | 0.0001643 | 9.4731e-05 | 0.00011152 | 0.00020149 | 0.00020149
02/13 16:00:00 | 2 | 13 | 16 | 1048 | WD | 0.00014522 | 0.00017298 | 0.00017298 | -0.00099629 | 0.00015976 | 0.00024949 | 0.00011415 | 0 | 0 | 7.0788e-05 | 0.00036484 | 0.0011985 | 0.00017298 | 0.00028934 | 0.00011092 | 0.00019515 | 0.00011092 | 0.00011415 | 0 | 0.00011415 | 0.00031049 | 0.00029516 | 0.0002244 | 0.00011257 | 0.00010464 | 0.00010709 | 3.5582e-06 | 2.4191e-08 | 1.1518e-06 | 1.1518e-06 | 0.00011415 | 0.00011415 | 0.00011415 | 0.00011416 | 0.00011415 | 0.00011415 | 0.00016661 | 0.00015069 | 0.00019246 | 0.00021381 | 0 | 0.00011415 | 0.00011415 | 0.00011415 | 0.00011415 | 0.00017793 | 0.00019416 | 0.00016596 | 0.00014963 | 0.00013417 | 0.00011901 | 0.00014995 | 0.0001643 | 9.4499e-05 | 0.00011143 | 0.00019024 | 0.00019024
02/13 17:00:00 | 2 | 13 | 17 | 1049 | WD | 5.3596e-05 | 0.00016973 | 0.00016973 | 0.0010124 | 0.00010237 | -2.0051e-12 | 0.00011415 | 0.00037023 | 0.00037023 | 0.00015247 | -0.00081672 | 0.0011173 | 0.00016973 | 4.2002e-05 | 0.00012 | 0.00019302 | 0.00012 | 0.00011415 | 0 | 0.00011415 | 0.00015271 | 0.00029516 | 0.0002244 | 0.00010449 | 0.00010391 | 0.00010409 | 3.3602e-06 | -2.7502e-08 | 1.0534e-06 | 1.0534e-06 | 0.00011415 | 0.00011415 | 0.00011415 | 0.00011416 | 0.00011415 | 0.00011415 | 0.00014779 | 0.00014418 | 0.00015208 | 0.00015611 | 0 | 0.00011415 | 0.00011415 | 0.00011415 | 0.00011415 | 8.3633e-05 | 0.0001338 | 0.00011573 | 0.00010527 | 0.000123 | 0.00011679 | 0.00014031 | 0.00015121 | 8.7241e-05 | 0.00011151 | 0.00019361 | 0.00019361
02/13 18:00:00 | 2 | 13 | 18 | 1050 | WD | 0 | 0.0001853 | 0.0001853 | 1.0328e-05 | 0.0001428 | -7.5459e-13 | 0.00011415 | 4.1709e-05 | 4.1709e-05 | 0.00021236 | -0.00049541 | 0.0010788 | 0.0001853 | 0.00018501 | 0.00013406 | 0.00020299 | 0.00013406 | 0.00011415 | 0.00011463 | 0.00011415 | 1.2352e-05 | 0.00029516 | 0.0002244 | 0.00010254 | 0.00010323 | 0.00010302 | 3.0659e-06 | -3.5558e-08 | 9.5397e-07 | 9.5397e-07 | 0.00011415 | 0.00011415 | 0.00011415 | 0.00011416 | 0.00011415 | 0.00011415 | 0.00012914 | 0.00014028 | 0.00012958 | 0.00012411 | 0.00011465 | 0.00011415 | 0.00011415 | 0.00011415 | 0.00011415 | 1.2054e-05 | 9.2034e-05 | 8.4814e-05 | 8.0632e-05 | 0.00011609 | 0.00011943 | 0.00013863 | 0.00014754 | 8.7283e-05 | 0.00011185 | 0.00022255 | 0.00022255
02/13 19:00:00 | 2 | 13 | 19 | 1051 | WD | 0 | 0.00022207 | 0.00022207 | 1.1714e-05 | 0.00016856 | -3.8268e-13 | 0.00011415 | 0 | 0 | 0.00028587 | -0.00025447 | 0.0010102 | 0.00022207 | 0.00032951 | 0.00014271 | 0.00024333 | 0.00014271 | 0.00011415 | 0.00022925 | 0.00011415 | 0 | 6.5591e-05 | 0.0001126 | 0.0001024 | 0.00010086 | 0.00010134 | 2.7947e-06 | -1.6666e-08 | 8.8033e-07 | 8.8033e-07 | 0.00011415 | 0.00011415 | 0.00011415 | 0.00011416 | 0.00011415 | 0.00011415 | 0.00012867 | 0.00012924 | 0.00011284 | 0.00010446 | 0.00022929 | 0.00011415 | 0.00011415 | 0.00011415 | 0.00011415 | 4.7071e-06 | 8.1186e-05 | 7.2578e-05 | 6.7593e-05 | 0.00011736 | 0.00011917 | 0.00011918 | 0.00011919 | 8.7194e-05 | 0.0001125 | 0.00043891 | 0.00043891
02/13 20:00:00 | 2 | 13 | 20 | 1052 | WD | 0 | 0.00020445 | 0.00020445 | 1.2665e-05 | 0.00016922 | -2.8565e-13 | 0.00011415 | 0 | 0 | 0.00034305 | -0.0001279 | 0.00092561 | 0.00020445 | 0.00026419 | 0.00014653 | 0.00021436 | 0.00014653 | 0.00011415 | 0.00022925 | 0.00011415 | 0 | 6.5591e-05 | 0.0001126 | 0.00010033 | 9.9315e-05 | 9.9629e-05 | 2.6045e-06 | -1.8527e-08 | 8.1836e-07 | 8.1836e-07 | 0.00011415 | 0.00011415 | 0.00011415 | 0.00011416 | 0.00011415 | 0.00011415 | 0.00011028 | 0.00012072 | 0.00010105 | 9.1006e-05 | 0.00022929 | 0.00011415 | 0.00011415 | 0.00011415 | 0.00011415 | 6.0385e-06 | 7.1053e-05 | 0.00010064 | 0.00011777 | 0.00010783 | 0.00011606 | 0.00011415 | 0.00011327 | 8.7172e-05 | 0.00011316 | 0.00047638 | 0.00047638
02/13 21:00:00 | 2 | 13 | 21 | 1053 | WD | 0 | 0.00019906 | 0.00019906 | 0.00011139 | 0.00016698 | 0 | 0.00011415 | 0 | 0 | 0.00034849 | -8.0521e-05 | 0.00079849 | 0.00019906 | 0.00024484 | 0.00014762 | 0.00020651 | 0.00014762 | 0.00011415 | 0.00022925 | 0.00011415 | 0 | 6.5591e-05 | 0.0001126 | 9.9726e-05 | 9.6157e-05 | 9.726e-05 | 2.4434e-06 | -2.2122e-08 | 7.645e-07 | 7.645e-07 | 0.00011415 | 0.00011415 | 0.00011415 | 0.00011416 | 0.00011415 | 0.00011415 | 0.00010984 | 0.00010476 | 8.6009e-05 | 7.6429e-05 | 0.00022929 | 0.00011415 | 0.00011415 | 0.00011415 | 0.00011415 | 4.8306e-06 | 5.9917e-05 | 8.4608e-05 | 9.8906e-05 | 0.00010622 | 0.00010999 | 0.0001045 | 0.00010196 | 8.7178e-05 | 0.00011349 | 0.00053288 | 0.00053288
02/13 22:00:00 | 2 | 13 | 22 | 1054 | WD | 0 | 0.00019846 | 0.00019846 | -8.9182e-05 | 0.0001642 | 2.0698e-12 | 0.00011415 | 0 | 0 | 0.00023959 | -5.7944e-05 | 0.00059617 | 0.00019846 | 0.0002494 | 0.00014405 | 0.00021252 | 0.00014405 | 0.00011415 | 0.00022925 | 0.00011415 | 0 | 6.5591e-05 | 0.0001126 | 9.6214e-05 | 8.195e-05 | 8.6358e-05 | 2.2203e-05 | -6.1433e-09 | 7.0798e-06 | 7.0798e-06 | 0.00011415 | 0.00011415 | 0.00011415 | 0.00011415 | 0.00011415 | 0.00011415 | 0.00010924 | 9.2279e-05 | 7.4921e-05 | 6.6052e-05 | 0.00022929 | 0.00011415 | 0.00011415 | 0.00011415 | 0.00011415 | 3.2016e-06 | 4.5412e-05 | 7.0785e-05 | 8.5478e-05 | 0.00010444 | 9.8807e-05 | 9.8255e-05 | 9.7999e-05 | 8.8984e-05 | 9.6235e-05 | 0.00055578 | 0.00055578
02/13 23:00:00 | 2 | 13 | 23 | 1055 | WD | 0 | 0.00018682 | 0.00018682 | 5.85e-06 | 0.00015958 | 7.9772e-13 | 0.00011415 | 0 | 0 | 0.00013341 | 0.00099695 | -0.0051681 | 0.00018682 | 0.000448 | 0.00013614 | 0.00020384 | 0.00013614 | 0.00011415 | 0.00022925 | 0.00011415 | 0 | 6.5591e-05 | 0.0001118 | 9.5696e-05 | 7.7435e-05 | 8.3078e-05 | 2.9274e-05 | 2.5402e-05 | 2.6637e-05 | 2.6637e-05 | 0.00011415 | 0.00011415 | 0.00011415 | 0.00011416 | 0.00011415 | 0.00011415 | 0.00010883 | 6.9436e-05 | 6.3877e-05 | 6.1037e-05 | 0.00022929 | 0.00011415 | 0.00011415 | 0.00011415 | 0.00011415 | 2.0797e-06 | 3.3003e-05 | 6.2124e-05 | 7.8988e-05 | 0.0001029 | 9.0037e-05 | 9.064e-05 | 9.0919e-05 | 8.9115e-05 | 9.8706e-05 | 2.3627e-05 | 2.3627e-05
02/13 24:00:00 | 2 | 13 | 24 | 1056 | WD | 0 | 0.00015122 | 0.00015122 | 2.4699e-06 | 7.7844e-05 | -1.3906e-12 | 0.00011415 | 0 | 0 | 5.4452e-05 | 0.00062498 | -0.0077669 | 0.00015122 | 0.00028426 | 0.00012638 | 0.00017167 | 0.00012638 | 0.00011415 | 0.00022925 | 0.00011415 | 0 | 6.5591e-05 | 0.0001118 | 0.00012391 | 7.7441e-05 | 9.1801e-05 | 3.0333e-05 | 3.3973e-05 | 3.2812e-05 | 3.2812e-05 | 0.00011415 | 0.00011415 | 0.00011415 | 0.00011416 | 0.00011415 | 0.00011415 | 9.9691e-05 | 6.8344e-05 | 6.1493e-05 | 5.7992e-05 | 0.00022929 | 0.00011415 | 0.00011415 | 0.00011415 | 0.00011415 | 1.729e-06 | 2.6771e-05 | 5.7344e-05 | 7.5048e-05 | 9.7816e-05 | 8.973e-05 | 9.0059e-05 | 9.0212e-05 | 8.9184e-05 | 0.00010044 | 2.313e-05 | 2.313e-05
02/14 01:00:00 | 2 | 14 | 1 | 1057 | WE | 0 | 0.00010595 | 0.00010595 | 1.1631e-06 | 7.5813e-05 | 0.00025245 | 0.00011415 | 0 | 0 | 2.1781e-05 | 0.00040064 | -0.0053327 | 0.00010595 | 9.3372e-05 | 9.281e-05 | 0.00011629 | 9.281e-05 | 0.00011415 | 0.00022925 | 0.00011415 | 0 | 1.6398e-05 | 1.3975e-05 | 9.096e-05 | 7.7468e-05 | 8.1637e-05 | -1.6729e-05 | 3.3951e-05 | 1.7782e-05 | 1.7782e-05 | 0.00011415 | 0.00011415 | 0.00011415 | 0.00011416 | 0.00011415 | 0.00011415 | 9.1034e-05 | 6.7637e-05 | 6.0012e-05 | 5.6116e-05 | 0.00022929 | 0.00011415 | 0.00011415 | 0.00011415 | 0.00011415 | 2.6738e-06 | 2.2734e-05 | 5.4326e-05 | 7.262e-05 | 9.2025e-05 | 8.9455e-05 | 8.4242e-05 | 8.1825e-05 | 8.5869e-05 | 0.00010116 | 4.3082e-05 | 4.3082e-05
02/14 02:00:00 | 2 | 14 | 2 | 1058 | WE | 0 | 0.00011444 | 0.00011444 | 0.00097454 | 0 | 0.00023244 | 0.00011415 | 0 | 0 | 2.1781e-05 | 0.00040719 | -0.0049426 | 0.00011444 | 0.00013111 | 8.6205e-05 | 0.00014121 | 8.6205e-05 | 0.00011415 | 0.00022925 | 0.00011415 | 0 | 1.6398e-05 | 1.3975e-05 | 8.9892e-05 | 7.7474e-05 | 8.1312e-05 | -3.3533e-05 | 3.3943e-05 | 1.2414e-05 | 1.2414e-05 | 0.00011415 | 0.00011415 | 0.00011415 | 0.00011416 | 0.00011415 | 0.00011415 | 9.1034e-05 | 6.7538e-05 | 5.9021e-05 | 5.4669e-05 | 0.00022929 | 0.00011415 | 0.00011415 | 0.00011415 | 0.00011415 | 2.6738e-06 | 2.2169e-05 | 5.2933e-05 | 7.0747e-05 | 9.2033e-05 | 8.9433e-05 | 8.3437e-05 | 8.0655e-05 | 8.5833e-05 | 0.00010163 | 5.977e-05 | 5.977e-05
02/14 03:00:00 | 2 | 14 | 3 | 1059 | WE | 0 | 0.00014172 | 0.00014172 | 1.8978e-07 | 7.4459e-05 | 0.00022975 | 0.00011415 | 0 | 0 | 2.1781e-05 | 0.00043313 | -0.0048736 | 0.00014172 | 0.00019261 | 8.4304e-05 | 0.00016921 | 8.4304e-05 | 0.00011415 | 0.00022925 | 0.00011415 | 0 | 1.6398e-05 | 1.3975e-05 | 8.9644e-05 | 7.7467e-05 | 8.123e-05 | -3.6216e-05 | 3.3963e-05 | 1.1572e-05 | 1.1572e-05 | 0.00011415 | 0.00011415 | 0.00011415 | 0.00011416 | 0.00011415 | 0.00011415 | 9.1034e-05 | 6.7578e-05 | 5.8145e-05 | 5.3326e-05 | 0.00022929 | 0.00011415 | 0.00011415 | 0.00011415 | 0.00011415 | 2.6738e-06 | 2.2396e-05 | 5.1915e-05 | 6.9009e-05 | 9.2035e-05 | 8.9446e-05 | 8.3044e-05 | 8.0075e-05 | 8.584e-05 | 0.00010195 | 7.2063e-05 | 7.2063e-05
02/14 04:00:00 | 2 | 14 | 4 | 1060 | WE | 0 | 0.0001394 | 0.0001394 | -0.0009709 | 1.7286e-05 | 0.00022651 | 0.00011415 | 0 | 0 | 2.1781e-05 | 0.00039707 | -0.0018271 | 0.0001394 | 0.00021273 | 8.2413e-05 | 0.00017493 | 8.2413e-05 | 0.00011415 | 0.00022925 | 0.00011415 | 0 | 1.6398e-05 | 1.3975e-05 | 8.9596e-05 | 7.7486e-05 | 8.1228e-05 | -3.7712e-05 | 3.3919e-05 | 1.1064e-05 | 1.1064e-05 | 0.00011415 | 0.00011415 | 0.00011415 | 0.00011416 | 0.00011415 | 0.00011415 | 9.1034e-05 | 6.8179e-05 | 5.8423e-05 | 5.3438e-05 | 0.00022929 | 0.00011415 | 0.00011415 | 0.00011415 | 0.00011415 | 2.6738e-06 | 2.5829e-05 | 5.3266e-05 | 6.9154e-05 | 9.2005e-05 | 8.9634e-05 | 8.3003e-05 | 7.9927e-05 | 8.5916e-05 | 0.00010207 | 7.9381e-05 | 7.9381e-05
02/14 05:00:00 | 2 | 14 | 5 | 1061 | WE | 0 | 0.0001472 | 0.0001472 | 0.00097621 | 5.7884e-05 | 0.00021796 | 0.00011415 | 0 | 0 | 6.5342e-05 | 0.00037349 | 0.0011804 | 0.0001472 | 0.00022319 | 8.158e-05 | 0.0001778 | 8.158e-05 | 0.00011415 | 0.00022925 | 0.00011415 | 0 | 1.6398e-05 | 1.3975e-05 | 0.0001014 | 7.7537e-05 | 8.4911e-05 | -3.8758e-05 | 3.2927e-05 | 1.0055e-05 | 1.0055e-05 | 0.00011415 | 0.00011415 | 0.00011415 | 0.00011416 | 0.00011415 | 0.00011415 | 9.1034e-05 | 6.9401e-05 | 6.1076e-05 | 5.6823e-05 | 0.00022929 | 0.00011415 | 0.00011415 | 0.00011415 | 0.00011415 | 2.6738e-06 | 3.2805e-05 | 5.8598e-05 | 7.3534e-05 | 9.2103e-05 | 9.0019e-05 | 8.3746e-05 | 8.0836e-05 | 8.5945e-05 | 0.00010212 | 7.8764e-05 | 7.8764e-05
02/14 06:00:00 | 2 | 14 | 6 | 1062 | WE | 0 | 0.00016378 | 0.00016378 | -0.00099143 | 0.00015772 | -1.5577e-12 | 0.00011415 | 0 | 0 | 0.00013613 | 0.00036857 | 0.0031921 | 0.00016378 | 0.00023193 | 8.8117e-05 | 0.00018128 | 8.8117e-05 | 0.00011415 | 0.00022925 | 0.00011415 | 0 | 1.6398e-05 | 1.3975e-05 | 0.00010073 | 8.101e-05 | 8.7104e-05 | -3.9604e-05 | 1.7911e-05 | -4.3975e-07 | -4.3975e-07 | 0.00011415 | 0.00011415 | 0.00011415 | 0.00011416 | 0.00011415 | 0.00011415 | 9.1034e-05 | 8.6668e-05 | 7.4596e-05 | 6.8429e-05 | 0.00022929 | 0.00011415 | 0.00011415 | 0.00011415 | 0.00011415 | 2.6738e-06 | 4.7626e-05 | 7.3544e-05 | 8.8553e-05 | 9.2101e-05 | 9.6451e-05 | 8.7955e-05 | 8.4014e-05 | 8.5947e-05 | 0.00010213 | 8.6261e-05 | 8.6261e-05
02/14 07:00:00 | 2 | 14 | 7 | 1063 | WE | 0 | 0.00018271 | 0.00018271 | 0.0010552 | 0.00017299 | 7.5442e-14 | 0.00011415 | 0 | 0 | 0.00015247 | -0.00095027 | 0.0035899 | 0.00018271 | -6.2683e-05 | 0.00010137 | 0.00020474 | 0.00010137 | 0.00011415 | 0.00022925 | 0.00011415 | 0 | 1.6398e-05 | 1.4769e-05 | 0.0001016 | 8.7972e-05 | 9.2184e-05 | -5.97e-05 | 6.9312e-06 | -1.4328e-05 | -1.4328e-05 | 0.00011415 | 0.00011415 | 0.00011415 | 0.00011416 | 0.00011415 | 0.00011415 | 9.1034e-05 | 0.00011711 | 9.2869e-05 | 8.0485e-05 | 0.00022929 | 0.00011415 | 0.00011415 | 0.00011415 | 0.00011415 | 2.6738e-06 | 6.6196e-05 | 9.0235e-05 | 0.00010416 | 9.2087e-05 | 0.00011008 | 9.9948e-05 | 9.5251e-05 | 8.2585e-05 | 0.00012457 | 2.4204e-05 | 2.4204e-05
02/14 08:00:00 | 2 | 14 | 8 | 1064 | WE | 1.7068e-05 | 0.00017686 | 0.00017686 | 2.6734e-05 | 0.0002093 | 4.7973e-13 | 0.00011415 | 8.3971e-05 | 8.3971e-05 | 0.00013613 | -0.0004696 | 0.0033512 | 0.00017686 | 9.87e-05 | 0.000114 | 0.00018913 | 0.000114 | 0.00011415 | 5.7313e-05 | 0.00011415 | 2.1552e-06 | 1.6398e-05 | 1.4769e-05 | 9.7418e-05 | 0.0001041 | 0.00010204 | -6.9555e-05 | 1.9019e-06 | -2.0897e-05 | -2.0897e-05 | 0.00011415 | 0.00011415 | 0.00011415 | 0.00011416 | 0.00011415 | 0.00011415 | 9.1034e-05 | 0.00013683 | 0.0001065 | 9.0996e-05 | 7.5498e-05 | 0.00011415 | 0.00011415 | 0.00011415 | 0.00011415 | 1.3035e-05 | 9.6412e-05 | 0.00011024 | 0.00011824 | 8.823e-05 | 0.00011592 | 9.9431e-05 | 9.1782e-05 | 8.4914e-05 | 0.00011741 | -8.1593e-06 | -8.1593e-06
02/14 09:00:00 | 2 | 14 | 9 | 1065 | WE | 0.0001086 | 0.00018807 | 0.00018807 | 0.0010797 | 0.00024134 | 1.5523e-12 | 0.00011415 | 0.00019194 | 0.00019194 | 5.9897e-05 | -0.00023997 | 0.0029072 | 0.00018807 | 0.00018945 | 0.00011567 | 0.0002039 | 0.00011567 | 0.00011415 | 0 | 0.00011415 | 1.1196e-05 | 1.6398e-05 | 1.4769e-05 | 9.7405e-05 | 0.00010622 | 0.0001035 | -8.1881e-05 | 6.1348e-07 | -2.5707e-05 | -2.5707e-05 | 0.00011415 | 0.00011415 | 0.00011415 | 0.00011416 | 0.00011415 | 0.00011415 | 9.1034e-05 | 0.00014804 | 0.00011622 | 9.9958e-05 | 0 | 0.00011415 | 0.00011415 | 0.00011415 | 0.00011415 | 6.08e-05 | 0.00014734 | 0.00013783 | 0.00013232 | 8.634e-05 | 0.00011819 | 0.00010285 | 9.5736e-05 | 8.6031e-05 | 0.00011512 | -7.9347e-05 | -7.9347e-05
02/14 10:00:00 | 2 | 14 | 10 | 1066 | WE | 0.00018914 | 0.00022237 | 0.00022237 | -0.00076786 | 0.00025495 | 0.00021486 | 0.00011415 | 0.00023083 | 0.00023083 | 4.0839e-05 | -0.00015836 | 0.0024498 | 0.00022237 | 0.00033417 | 0.00011778 | 0.00025122 | 0.00011778 | 0.00011415 | 0 | 0.00011415 | 1.9748e-05 | 1.6398e-05 | 1.4769e-05 | 9.7999e-05 | 0.00010628 | 0.00010372 | -8.6591e-05 | 1.9693e-07 | -2.7493e-05 | -2.7493e-05 | 0.00011415 | 0.00011415 | 0.00011415 | 0.00011416 | 0.00011415 | 0.00011415 | 9.1034e-05 | 0.00014946 | 0.00011937 | 0.000104 | 0 | 0.00011415 | 0.00011415 | 0.00011415 | 0.00011415 | 0.00010549 | 0.00019429 | 0.00015987 | 0.00013994 | 8.6325e-05 | 0.00011909 | 0.00010522 | 9.8784e-05 | 8.6172e-05 | 0.00011365 | -8.2095e-05 | -8.2095e-05
02/14 11:00:00 | 2 | 14 | 11 | 1067 | WE | 0.00025445 | 0.0001717 | 0.0001717 | 0.00079757 | 0.00018502 | 0.00021991 | 0.00011415 | 0 | 0 | 4.0839e-05 | 0.0012135 | 0.0020719 | 0.0001717 | 0.0004281 | 0.00012151 | 0.00018886 | 0.00012151 | 0.00011415 | 0 | 0.00011415 | 2.5841e-05 | 1.6398e-05 | 1.4769e-05 | 9.7966e-05 | 0.00010682 | 0.00010409 | -8.8435e-05 | 8.0362e-08 | -2.8161e-05 | -2.8161e-05 | 0.00011415 | 0.00011415 | 0.00011415 | 0.00011416 | 0.00011415 | 0.00011415 | 9.1034e-05 | 0.00014938 | 0.00011814 | 0.00010218 | 0 | 0.00011415 | 0.00011415 | 0.00011415 | 0.00011415 | 0.00014619 | 0.00022217 | 0.00016975 | 0.00013939 | 8.6276e-05 | 0.0001194 | 0.00010439 | 9.7429e-05 | 8.6384e-05 | 0.00011241 | -8.6949e-05 | -8.6949e-05
02/14 12:00:00 | 2 | 14 | 12 | 1068 | WE | 0.0002893 | 0.00016464 | 0.00016464 | -0.0001724 | 0.00016897 | 0.00021998 | 0.00011415 | 0 | 0 | 4.0839e-05 | 0.00072413 | 0.0017799 | 0.00016464 | 0.00034118 | 0.00012155 | 0.00018122 | 0.00012155 | 0.00011415 | 0 | 0.00011415 | 2.6174e-05 | 1.6398e-05 | 1.4769e-05 | 0.0001259 | 0.00010679 | 0.0001127 | -9.2744e-05 | -6.8944e-08 | -2.9637e-05 | -2.9637e-05 | 0.00011415 | 0.00011415 | 0.00011415 | 0.00011416 | 0.00011415 | 0.00011415 | 9.1034e-05 | 0.00014911 | 0.0001139 | 9.5904e-05 | 0 | 0.00011415 | 0.00011415 | 0.00011415 | 0.00011415 | 0.00017129 | 0.00022125 | 0.00016468 | 0.00013192 | 8.6497e-05 | 0.00011928 | 0.00010453 | 9.7687e-05 | 8.6558e-05 | 0.0001112 | -9.7554e-05 | -9.7554e-05
02/14 13:00:00 | 2 | 14 | 13 | 1069 | WE | 0.00029749 | 0.00015333 | 0.00015333 | 0.00019402 | 0.00016571 | 0.00021627 | 0.00011415 | 0 | 0 | 4.0839e-05 | 0.00052103 | 0.0015373 | 0.00015333 | 0.00029089 | 0.00011748 | 0.00016647 | 0.00011748 | 0.00011415 | 0 | 0.00011415 | 2.6174e-05 | 1.6398e-05 | 1.4769e-05 | 9.7181e-05 | 0.00010587 | 0.00010318 | -9.2967e-05 | -1.8814e-07 | -2.979e-05 | -2.979e-05 | 0.00011415 | 0.00011415 | 0.00011415 | 0.00011416 | 0.00011415 | 0.00011415 | 9.1034e-05 | 0.00014827 | 0.00011155 | 9.2781e-05 | 0 | 0.00011415 | 0.00011415 | 0.00011415 | 0.00011415 | 0.0001791 | 0.00021767 | 0.00016086 | 0.00012796 | 8.6214e-05 | 0.00011869 | 0.00010298 | 9.5695e-05 | 8.6646e-05 | 0.00011053 | -0.00010143 | -0.00010143
02/14 14:00:00 | 2 | 14 | 14 | 1070 | WE | 0.00027061 | 0.00013929 | 0.00013929 | 1.0437e-05 | 0.00012959 | 0.00022375 | 0.00011415 | 0 | 0 | 4.0839e-05 | 0.00041664 | 0.0013396 | 0.00013929 | 0.00025302 | 0.00011631 | 0.00015218 | 0.00011631 | 0.00011415 | 0 | 0.00011415 | 2.6174e-05 | 1.6398e-05 | 1.4769e-05 | 9.9462e-05 | 0.00010977 | 0.00010658 | -9.4645e-05 | -9.1254e-08 | -3.0259e-05 | -3.0259e-05 | 0.00011415 | 0.00011415 | 0.00011415 | 0.00011416 | 0.00011415 | 0.00011415 | 9.1034e-05 | 0.00014778 | 0.00010773 | 8.7265e-05 | 0 | 0.00011415 | 0.00011415 | 0.00011415 | 0.00011415 | 0.00016755 | 0.00021561 | 0.00015501 | 0.00011991 | 8.6217e-05 | 0.00011991 | 0.00010081 | 9.195e-05 | 8.6742e-05 | 0.00010999 | -0.00010497 | -0.00010497
02/14 15:00:00 | 2 | 14 | 15 | 1071 | WE | 0.00021707 | 0.00013714 | 0.00013714 | 9.5845e-06 | 0.00011438 | 0.00023635 | 0.00011415 | 0 | 0 | 4.0839e-05 | 0.00038363 | 0.0011829 | 0.00013714 | 0.00024328 | 0.00011474 | 0.00015174 | 0.00011474 | 0.00011415 | 0 | 0.00011415 | 2.4818e-05 | 1.6398e-05 | 1.4769e-05 | 0.00010011 | 0.00010929 | 0.00010646 | -9.6513e-05 | -1.7409e-08 | -3.0805e-05 | -3.0805e-05 | 0.00011415 | 0.00011415 | 0.00011415 | 0.00011416 | 0.00011415 | 0.00011415 | 9.1034e-05 | 0.0001471 | 0.00010447 | 8.269e-05 | 0 | 0.00011415 | 0.00011415 | 0.00011415 | 0.00011415 | 0.00013864 | 0.00020609 | 0.00014685 | 0.00011255 | 8.6215e-05 | 0.00011953 | 9.1382e-05 | 7.8325e-05 | 8.6809e-05 | 0.00010977 | -9.5819e-05 | -9.5819e-05
02/14 16:00:00 | 2 | 14 | 16 | 1072 | WE | 0.00014415 | 0.00014262 | 0.00014262 | 0.0010128 | 0.00016147 | 0.00024949 | 0.00011415 | 0 | 0 | 7.0788e-05 | 0.00036828 | 0.0010405 | 0.00014262 | 0.00023964 | 0.00011582 | 0.00015064 | 0.00011582 | 0.00011415 | 0 | 0.00011415 | 1.7719e-05 | 1.6398e-05 | 1.4769e-05 | 9.9494e-05 | 0.00010535 | 0.00010354 | -9.7021e-05 | 3.7413e-08 | -3.093e-05 | -3.093e-05 | 0.00011415 | 0.00011415 | 0.00011415 | 0.00011416 | 0.00011415 | 0.00011415 | 9.1034e-05 | 0.00014517 | 0.00010162 | 7.9372e-05 | 0 | 0.00011415 | 0.00011415 | 0.00011415 | 0.00011415 | 9.787e-05 | 0.00016353 | 0.00012743 | 0.00010653 | 8.6213e-05 | 0.00011756 | 8.9374e-05 | 7.6299e-05 | 8.6843e-05 | 0.00010986 | -9.6466e-05 | -9.6466e-05
02/14 17:00:00 | 2 | 14 | 17 | 1073 | WE | 5.6022e-05 | 0.00015124 | 0.00015124 | -0.0010034 | 9.8276e-05 | -2.0051e-12 | 0.00011415 | 0.00038554 | 0.00038554 | 0.00015247 | -0.00091254 | 0.00095496 | 0.00015124 | 4.6465e-06 | 0.00012479 | 0.00016631 | 0.00012479 | 0.00011415 | 0 | 0.00011415 | 8.835e-06 | 1.6398e-05 | 1.4769e-05 | 9.4251e-05 | 0.00010641 | 0.00010265 | -9.6235e-05 | 3.8102e-07 | -3.0445e-05 | -3.0445e-05 | 0.00011415 | 0.00011415 | 0.00011415 | 0.00011416 | 0.00011415 | 0.00011415 | 9.1034e-05 | 0.00014136 | 9.6574e-05 | 7.3692e-05 | 0 | 0.00011415 | 0.00011415 | 0.00011415 | 0.00011415 | 5.209e-05 | 0.00010818 | 0.00010124 | 9.7225e-05 | 8.6177e-05 | 0.00011679 | 8.8259e-05 | 7.5023e-05 | 8.6847e-05 | 0.00011019 | -9.241e-05 | -9.241e-05
02/14 18:00:00 | 2 | 14 | 18 | 1074 | WE | 0 | 0.0001668 | 0.0001668 | 0.00104 | 0.0001505 | -7.5459e-13 | 0.00011415 | 4.8007e-05 | 4.8007e-05 | 0.00021236 | -0.000459 | 0.00088446 | 0.0001668 | 0.00016418 | 0.00013881 | 0.00017451 | 0.00013881 | 0.00011415 | 0.00011463 | 0.00011415 | 7.8982e-07 | 1.6398e-05 | 1.4769e-05 | 9.3674e-05 | 0.00010396 | 0.00010078 | -8.6602e-05 | 2.4517e-07 | -2.7464e-05 | -2.7464e-05 | 0.00011415 | 0.00011415 | 0.00011415 | 0.00011416 | 0.00011415 | 0.00011415 | 9.1034e-05 | 0.0001265 | 8.9225e-05 | 7.0179e-05 | 0.00011465 | 0.00011415 | 0.00011415 | 0.00011415 | 0.00011415 | 7.8874e-06 | 6.9999e-05 | 8.3303e-05 | 9.1007e-05 | 8.9036e-05 | 0.00011551 | 9.0177e-05 | 7.8425e-05 | 8.6178e-05 | 0.0001109 | -7.5481e-05 | -7.5481e-05
02/14 19:00:00 | 2 | 14 | 19 | 1075 | WE | 0 | 0.00021562 | 0.00021562 | 1.6506e-05 | 0.00025746 | -3.8268e-13 | 0.00011415 | 0 | 0 | 0.00028587 | -0.00025206 | 0.00081977 | 0.00021562 | 0.00030803 | 0.00014748 | 0.00021973 | 0.00014748 | 0.00011415 | 0.00022925 | 0.00011415 | 0 | 1.6398e-05 | 1.4769e-05 | 9.2935e-05 | 0.00010235 | 9.9438e-05 | -8.4714e-05 | -5.3895e-08 | -2.7065e-05 | -2.7065e-05 | 0.00011415 | 0.00011415 | 0.00011415 | 0.00011416 | 0.00011415 | 0.00011415 | 9.1034e-05 | 0.00012264 | 8.3483e-05 | 6.3475e-05 | 0.00022929 | 0.00011415 | 0.00011415 | 0.00011415 | 0.00011415 | 2.6738e-06 | 6.5305e-05 | 7.5968e-05 | 8.2143e-05 | 9.1896e-05 | 0.00011753 | 9.4006e-05 | 8.3094e-05 | 8.6059e-05 | 0.00011184 | 6.6753e-05 | 6.6753e-05
02/14 20:00:00 | 2 | 14 | 20 | 1076 | WE | 0 | 0.00018682 | 0.00018682 | 0.00045021 | 0.00017275 | -2.8567e-13 | 0.00011415 | 0 | 0 | 0.00034305 | -0.00012652 | 0.0007366 | 0.00018682 | 0.00023819 | 0.0001514 | 0.00018771 | 0.0001514 | 0.00011415 | 0.00022925 | 0.00011415 | 0 | 1.6398e-05 | 1.4769e-05 | 0.00010371 | 9.9516e-05 | 0.00010081 | -8.6251e-05 | -1.6768e-07 | -2.7633e-05 | -2.7633e-05 | 0.00011415 | 0.00011415 | 0.00011415 | 0.00011416 | 0.00011415 | 0.00011415 | 9.1034e-05 | 0.00011781 | 8.0517e-05 | 6.1465e-05 | 0.00022929 | 0.00011415 | 0.00011415 | 0.00011415 | 0.00011415 | 2.6738e-06 | 6.1694e-05 | 7.2996e-05 | 7.9541e-05 | 9.203e-05 | 0.00011477 | 9.2457e-05 | 8.2107e-05 | 8.595e-05 | 0.00011238 | 8.7717e-05 | 8.7717e-05
02/14 21:00:00 | 2 | 14 | 21 | 1077 | WE | 0 | 0.0001806 | 0.0001806 | -0.00040698 | 0.00017025 | 0 | 0.00011415 | 0 | 0 | 0.00034849 | -7.9934e-05 | 0.00062329 | 0.0001806 | 0.00021664 | 0.00015248 | 0.00017872 | 0.00015248 | 0.00011415 | 0.00022925 | 0.00011415 | 0 | 1.6398e-05 | 1.4769e-05 | 0.00010243 | 9.6303e-05 | 9.8195e-05 | -8.7483e-05 | -3.0882e-08 | -2.7933e-05 | -2.7933e-05 | 0.00011415 | 0.00011415 | 0.00011415 | 0.00011416 | 0.00011415 | 0.00011415 | 9.1034e-05 | 0.00010413 | 7.5344e-05 | 6.0638e-05 | 0.00022929 | 0.00011415 | 0.00011415 | 0.00011415 | 0.00011415 | 2.6738e-06 | 5.5997e-05 | 7.023e-05 | 7.8471e-05 | 9.2034e-05 | 0.00010952 | 9.0638e-05 | 8.1881e-05 | 8.5893e-05 | 0.00011271 | 9.904e-05 | 9.904e-05
02/14 22:00:00 | 2 | 14 | 22 | 1078 | WE | 0 | 0.00018495 | 0.00018495 | 1.3495e-05 | 0.00016689 | 2.0697e-12 | 0.00011415 | 0 | 0 | 0.00023959 | -5.7117e-05 | 0.00041746 | 0.00018495 | 0.00022762 | 0.00014889 | 0.00019187 | 0.00014889 | 0.00011415 | 0.00022925 | 0.00011415 | 0 | 1.6398e-05 | 1.4769e-05 | 9.6852e-05 | 8.1359e-05 | 8.6147e-05 | -6.4953e-05 | -1.3784e-08 | -2.0733e-05 | -2.0733e-05 | 0.00011415 | 0.00011415 | 0.00011415 | 0.00011416 | 0.00011415 | 0.00011415 | 9.1034e-05 | 8.8189e-05 | 6.8193e-05 | 5.7976e-05 | 0.00022929 | 0.00011415 | 0.00011415 | 0.00011415 | 0.00011415 | 2.6738e-06 | 3.8487e-05 | 6.1627e-05 | 7.5027e-05 | 9.2039e-05 | 9.914e-05 | 8.6852e-05 | 8.1152e-05 | 8.6864e-05 | 0.00011332 | 0.0001122 | 0.0001122
02/14 23:00:00 | 2 | 14 | 23 | 1079 | WE | 0 | 0.00016829 | 0.00016829 | 0.0010164 | 0.00014715 | 7.9772e-13 | 0.00011415 | 0 | 0 | 0.00013341 | 0.00096205 | -0.0018359 | 0.00016829 | 0.00041742 | 0.00013992 | 0.00017856 | 0.00013992 | 0.00011415 | 0.00022925 | 0.00011415 | 0 | 1.6398e-05 | 1.3975e-05 | 8.8345e-05 | 7.7457e-05 | 8.0822e-05 | -5.8926e-05 | 2.5356e-05 | -1.5348e-06 | -1.5348e-06 | 0.00011415 | 0.00011415 | 0.00011415 | 0.00011415 | 0.00011415 | 0.00011415 | 9.1034e-05 | 6.8383e-05 | 6.1574e-05 | 5.8095e-05 | 0.00022929 | 0.00011415 | 0.00011415 | 0.00011415 | 0.00011415 | 2.6738e-06 | 2.6995e-05 | 5.751e-05 | 7.5181e-05 | 9.1972e-05 | 8.9621e-05 | 8.3858e-05 | 8.1185e-05 | 8.6629e-05 | 9.6239e-05 | 0.00012686 | 0.00012686
02/14 24:00:00 | 2 | 14 | 24 | 1080 | WE | 0 | 0.00013521 | 0.00013521 | -0.00099323 | 9.2784e-05 | -1.3906e-12 | 0.00011415 | 0 | 0 | 5.4452e-05 | 0.00058751 | -0.0047362 | 0.00013521 | 0.00025273 | 0.00012686 | 0.00014653 | 0.00012686 | 0.00011415 | 0.00022925 | 0.00011415 | 0 | 1.6398e-05 | 1.3975e-05 | 0.00011782 | 7.748e-05 | 8.9947e-05 | -6.0304e-05 | 3.3875e-05 | 3.8266e-06 | 3.8266e-06 | 0.00011415 | 0.00011415 | 0.00011415 | 0.00011416 | 0.00011415 | 0.00011415 | 9.1034e-05 | 6.7664e-05 | 6.0585e-05 | 5.6968e-05 | 0.00022929 | 0.00011415 | 0.00011415 | 0.00011415 | 0.00011415 | 2.6738e-06 | 2.2886e-05 | 5.5079e-05 | 7.3722e-05 | 9.2254e-05 | 8.9435e-05 | 8.3588e-05 | 8.0876e-05 | 8.6578e-05 | 9.842e-05 | 0.00012583 | 0.00012583
02/15 01:00:00 | 2 | 15 | 1 | 1081 | WE | 0 | 9.0619e-05 | 9.0619e-05 | 0.00098086 | 7.5817e-05 | 0.00025245 | 0.00011415 | 0 | 0 | 2.1781e-05 | 0.00051476 | -0.0058617 | 9.0619e-05 | 7.1368e-05 | 9.281e-05 | 9.4473e-05 | 9.281e-05 | 0.00011415 | 0.00022925 | 0.00011415 | 0 | 1.6398e-05 | 1.3975e-05 | 8.8428e-05 | 7.7491e-05 | 8.0871e-05 | -5.738e-05 | 3.389e-05 | 4.7695e-06 | 4.7695e-06 | 0.00011415 | 0.00011415 | 0.00011415 | 0.00011416 | 0.00011415 | 0.00011415 | 9.1034e-05 | 6.7729e-05 | 5.9644e-05 | 5.5513e-05 | 0.00022929 | 0.00011415 | 0.00011415 | 0.00011415 | 0.00011415 | 2.6738e-06 | 2.3262e-05 | 5.4025e-05 | 7.184e-05 | 9.2005e-05 | 8.9475e-05 | 8.3329e-05 | 8.0478e-05 | 8.6516e-05 | 0.00010008 | 0.00013657 | 0.00013657
02/15 02:00:00 | 2 | 15 | 2 | 1082 | WE | 0 | 9.9094e-05 | 9.9094e-05 | 4.0509e-07 | 0 | 0.00023244 | 0.00011415 | 0 | 0 | 2.1781e-05 | 0.00039697 | -0.0045561 | 9.9094e-05 | 0.00010742 | 8.6205e-05 | 0.00011936 | 8.6205e-05 | 0.00011415 | 0.00022925 | 0.00011415 | 0 | 1.6398e-05 | 1.3975e-05 | 8.835e-05 | 7.7485e-05 | 8.0843e-05 | -5.7122e-05 | 3.3913e-05 | 4.868e-06 | 4.868e-06 | 0.00011415 | 0.00011415 | 0.00011415 | 0.00011416 | 0.00011415 | 0.00011415 | 9.1034e-05 | 6.758e-05 | 5.8756e-05 | 5.4248e-05 | 0.00022929 | 0.00011415 | 0.00011415 | 0.00011415 | 0.00011415 | 2.6738e-06 | 2.2409e-05 | 5.2676e-05 | 7.0203e-05 | 9.2038e-05 | 8.9436e-05 | 8.308e-05 | 8.0131e-05 | 8.6458e-05 | 0.00010082 | 0.00014445 | 0.00014445
02/15 03:00:00 | 2 | 15 | 3 | 1083 | WE | 0 | 0.00014823 | 0.00014823 | -0.00097112 | 7.4456e-05 | 0.00022975 | 0.00011415 | 0 | 0 | 2.1781e-05 | 0.00044205 | -0.0050645 | 0.00014823 | 0.00019279 | 8.4304e-05 | 0.00017847 | 8.4304e-05 | 0.00011415 | 0.00022925 | 0.00011415 | 0 | 1.6398e-05 | 1.3975e-05 | 8.8058e-05 | 7.7424e-05 | 8.071e-05 | 0.0004758 | 0.00049915 | 0.0004917 | 0.0004917 | 0.00011415 | 0.00011415 | 0.00011415 | 0.00011416 | 0.00011415 | 0.00011415 | 9.1034e-05 | 6.7485e-05 | 5.7794e-05 | 5.2843e-05 | 0.00022929 | 0.00011415 | 0.00011415 | 0.00011415 | 0.00011415 | 2.6738e-06 | 2.1869e-05 | 5.1326e-05 | 6.8384e-05 | 9.2161e-05 | 8.9399e-05 | 8.2805e-05 | 7.9747e-05 | 8.6206e-05 | 0.0001016 | 0.00018635 | 0.00018635
02/15 04:00:00 | 2 | 15 | 4 | 1084 | WE | 0 | 0.00016976 | 0.00016976 | 0.00097194 | 7.452e-05 | 0.00022651 | 0.00011415 | 0 | 0 | 2.1781e-05 | 0.00041623 | -0.0020827 | 0.00016976 | 0.00022943 | 8.2413e-05 | 0.00020951 | 8.2413e-05 | 0.00011415 | 0.00022925 | 0.00011415 | 0 | 1.6398e-05 | 1.3975e-05 | 8.7692e-05 | 7.7284e-05 | 8.05e-05 | 0.00047211 | 0.00049854 | 0.00049011 | 0.00049011 | 0.00011415 | 0.00011415 | 0.00011415 | 0.00011416 | 0.00011415 | 0.00011415 | 9.1034e-05 | 6.7544e-05 | 5.8391e-05 | 5.3714e-05 | 0.00022929 | 0.00011415 | 0.00011415 | 0.00011415 | 0.00011415 | 2.6738e-06 | 2.2203e-05 | 5.2163e-05 | 6.9512e-05 | 9.2337e-05 | 8.9384e-05 | 8.2963e-05 | 7.9985e-05 | 8.5717e-05 | 0.0001025 | 0.00023078 | 0.00023078
02/15 05:00:00 | 2 | 15 | 5 | 1085 | WE | 0 | 0.00017784 | 0.00017784 | 9.4112e-07 | 0 | 0.00021796 | 0.00011415 | 0 | 0 | 6.5342e-05 | 0.00039555 | 0.00093026 | 0.00017784 | 0.00025191 | 8.158e-05 | 0.00023015 | 8.158e-05 | 0.00011415 | 0.00022925 | 0.00011415 | 0 | 1.6398e-05 | 1.3975e-05 | 9.9403e-05 | 7.7557e-05 | 8.4308e-05 | 0.00054191 | 0.00050038 | 0.00051363 | 0.00051363 | 0.00011415 | 0.00011415 | 0.00011415 | 0.00011416 | 0.00011415 | 0.00011415 | 9.1034e-05 | 6.9679e-05 | 5.9002e-05 | 5.3546e-05 | 0.00022929 | 0.00011415 | 0.00011415 | 0.00011415 | 0.00011415 | 2.6738e-06 | 2.4849e-05 | 5.2995e-05 | 6.9294e-05 | 9.2574e-05 | 9.0137e-05 | 8.317e-05 | 7.9939e-05 | 8.5891e-05 | 0.00010325 | 0.0002622 | 0.0002622
02/15 06:00:00 | 2 | 15 | 6 | 1086 | WE | 0 | 0.00019832 | 0.00019832 | 3.1073e-06 | 0.00015776 | -1.5577e-12 | 0.00011415 | 0 | 0 | 0.00013613 | 0.00038242 | 0.0028676 | 0.00019832 | 0.00025327 | 8.8117e-05 | 0.00023043 | 8.8117e-05 | 0.00011415 | 0.00022925 | 0.00011415 | 0 | 1.6398e-05 | 1.3975e-05 | 9.8631e-05 | 8.0267e-05 | 8.5942e-05 | 0.00053819 | 0.00051716 | 0.00052387 | 0.00052387 | 0.00011415 | 0.00011415 | 0.00011415 | 0.00011416 | 0.00011415 | 0.00011415 | 9.1034e-05 | 8.4051e-05 | 6.7636e-05 | 5.9249e-05 | 0.00022929 | 0.00011415 | 0.00011415 | 0.00011415 | 0.00011415 | 2.6738e-06 | 3.4085e-05 | 6.1055e-05 | 7.6674e-05 | 9.2613e-05 | 9.5434e-05 | 8.5916e-05 | 8.1501e-05 | 8.6085e-05 | 0.00010371 | 0.0002793 | 0.0002793
02/15 07:00:00 | 2 | 15 | 7 | 1087 | WE | 0 | 0.00022569 | 0.00022569 | 2.3793e-05 | 0.000173 | 7.5442e-14 | 0.00011415 | 0 | 0 | 0.00015247 | -0.00096659 | 0.003229 | 0.00022569 | -0.00020799 | 0.00010137 | 0.00026593 | 0.00010137 | 0.00011415 | 0.00022925 | 0.00011415 | 0 | 1.6398e-05 | 1.4769e-05 | 9.9434e-05 | 8.6225e-05 | 9.0307e-05 | 0.00052833 | 0.00053553 | 0.00053323 | 0.00053323 | 0.00011415 | 0.00011415 | 0.00011415 | 0.00011416 | 0.00011415 | 0.00011415 | 9.1034e-05 | 0.00011341 | 8.0931e-05 | 6.4334e-05 | 0.00022929 | 0.00011415 | 0.00011415 | 0.00011415 | 0.00011415 | 2.6738e-06 | 4.5297e-05 | 6.9335e-05 | 8.3254e-05 | 9.2688e-05 | 0.0001064 | 9.034e-05 | 8.2893e-05 | 8.1764e-05 | 0.00010404 | 0.00028901 | 0.00028901
02/15 08:00:00 | 2 | 15 | 8 | 1088 | WE | 1.9772e-05 | 0.00024611 | 0.00024611 | 0.0010777 | 0.00024454 | 4.7973e-13 | 0.00011415 | 8.4513e-05 | 8.4513e-05 | 0.00013613 | -0.00047668 | 0.0029594 | 0.00024611 | -5.9719e-05 | 0.000114 | 0.0002824 | 0.000114 | 0.00011415 | 5.7313e-05 | 0.00011415 | 2.1691e-06 | 1.6398e-05 | 1.4769e-05 | 9.4989e-05 | 0.00010088 | 9.9059e-05 | 0.00049368 | 0.00061936 | 0.00057926 | 0.00057926 | 0.00011415 | 0.00011415 | 0.00011415 | 0.00011416 | 0.00011415 | 0.00011415 | 9.1034e-05 | 0.00012803 | 8.9739e-05 | 7.0176e-05 | 7.5498e-05 | 0.00011415 | 0.00011415 | 0.00011415 | 0.00011415 | 1.3097e-05 | 6.0378e-05 | 7.989e-05 | 9.119e-05 | 8.8833e-05 | 0.00011003 | 8.5531e-05 | 7.4168e-05 | 8.4189e-05 | 0.00010449 | 0.00032215 | 0.00032215
02/15 09:00:00 | 2 | 15 | 9 | 1089 | WE | 0.000121 | 0.00027347 | 0.00027347 | -9.8653e-05 | 0.00020584 | 1.5523e-12 | 0.00011415 | 0.00019445 | 0.00019445 | 5.9897e-05 | -0.00023528 | 0.0024778 | 0.00027347 | 8.6852e-05 | 0.00011567 | 0.00033082 | 0.00011567 | 0.00011415 | 0 | 0.00011415 | 1.1342e-05 | 1.6398e-05 | 1.4769e-05 | 9.4977e-05 | 0.0001033 | 0.00010073 | 0.00048552 | 0.00063419 | 0.00058675 | 0.00058675 | 0.00011415 | 0.00011415 | 0.00011415 | 0.00011416 | 0.00011415 | 0.00011415 | 9.1034e-05 | 0.00014105 | 9.65e-05 | 7.3736e-05 | 0 | 0.00011415 | 0.00011415 | 0.00011415 | 0.00011415 | 6.1405e-05 | 0.00011062 | 0.00010239 | 9.7631e-05 | 8.6969e-05 | 0.00011316 | 8.3662e-05 | 6.998e-05 | 8.6113e-05 | 0.00012553 | 0.00034917 | 0.00034917
02/15 10:00:00 | 2 | 15 | 10 | 1090 | WE | 0.000212 | 0.00031344 | 0.00031344 | -0.00089933 | 0.00026692 | 0.00021486 | 0.00011415 | 0.00023668 | 0.00023668 | 4.0839e-05 | -0.00017697 | 0.001987 | 0.00031344 | 0.00021277 | 0.00011778 | 0.00037906 | 0.00011778 | 0.00011415 | 0 | 0.00011415 | 2.0248e-05 | 1.6398e-05 | 1.4769e-05 | 9.5634e-05 | 0.00010335 | 0.00010097 | 0.00048709 | 0.00063448 | 0.00058746 | 0.00058746 | 0.00011415 | 0.00011415 | 0.00011415 | 0.00011416 | 0.00011415 | 0.00011415 | 9.1034e-05 | 0.00014285 | 9.7577e-05 | 7.4447e-05 | 0 | 0.00011415 | 0.00011415 | 0.00011415 | 0.00011415 | 0.00010797 | 0.00016036 | 0.0001223 | 0.00010027 | 8.6988e-05 | 0.0001137 | 8.3967e-05 | 7.0175e-05 | 8.6182e-05 | 0.0001241 | 0.00037228 | 0.00037228
02/15 11:00:00 | 2 | 15 | 11 | 1091 | WE | 0.00028387 | 0.00029195 | 0.00029195 | 0.0010583 | 0.00017335 | 0.00021991 | 0.00011415 | 0 | 0 | 4.0839e-05 | 0.0011846 | 0.0016131 | 0.00029195 | 0.0005531 | 0.00012151 | 0.00036181 | 0.00012151 | 0.00011415 | 0 | 0.00011415 | 2.5976e-05 | 1.6398e-05 | 1.4769e-05 | 9.4955e-05 | 0.00010342 | 0.0001008 | 0.00048262 | 0.00063488 | 0.0005863 | 0.0005863 | 0.00011415 | 0.00011415 | 0.00011415 | 0.00011416 | 0.00011415 | 0.00011415 | 9.1034e-05 | 0.0001438 | 9.7766e-05 | 7.4243e-05 | 0 | 0.00011415 | 0.00011415 | 0.00011415 | 0.00011415 | 0.0001489 | 0.00019081 | 0.00013418 | 0.00010139 | 8.6981e-05 | 0.00011446 | 8.4167e-05 | 7.0119e-05 | 8.6298e-05 | 0.00012127 | 0.00037837 | 0.00037837
02/15 12:00:00 | 2 | 15 | 12 | 1092 | WE | 0.00032477 | 0.00028116 | 0.00028116 | 1.2558e-05 | 0.00016891 | 0.00021998 | 0.00011415 | 0 | 0 | 4.0839e-05 | 0.00082876 | 0.0012681 | 0.00028116 | 0.00049025 | 0.00012155 | 0.00034711 | 0.00012155 | 0.00011415 | 0 | 0.00011415 | 2.6174e-05 | 1.6398e-05 | 1.4769e-05 | 0.00012339 | 0.00010343 | 0.0001096 | 0.00064814 | 0.00063495 | 0.00063915 | 0.00063915 | 0.00011415 | 0.00011415 | 0.00011415 | 0.00011416 | 0.00011415 | 0.00011415 | 9.1034e-05 | 0.00014429 | 9.6799e-05 | 7.2535e-05 | 0 | 0.00011415 | 0.00011415 | 0.00011415 | 0.00011415 | 0.00017398 | 0.00019375 | 0.0001343 | 9.9872e-05 | 8.7254e-05 | 0.00011459 | 8.3892e-05 | 6.9651e-05 | 8.6338e-05 | 0.00012027 | 0.00039092 | 0.00039092
02/15 13:00:00 | 2 | 15 | 13 | 1093 | WE | 0.00033486 | 0.00028892 | 0.00028892 | 1.0785e-05 | 0.00016565 | 0.00021627 | 0.00011415 | 0 | 0 | 4.0839e-05 | 0.00057494 | 0.0010361 | 0.00028892 | 0.00038961 | 0.00011748 | 0.0003595 | 0.00011748 | 0.00011415 | 0 | 0.00011415 | 2.6174e-05 | 1.6398e-05 | 1.4769e-05 | 9.3583e-05 | 0.00010289 | 0.00010001 | 0.00047397 | 0.00063164 | 0.00058133 | 0.00058133 | 0.00011415 | 0.00011415 | 0.00011415 | 0.00011416 | 0.00011415 | 0.00011415 | 9.1034e-05 | 0.00014175 | 9.4766e-05 | 7.0757e-05 | 0 | 0.00011415 | 0.00011415 | 0.00011415 | 0.00011415 | 0.00018183 | 0.00019045 | 0.0001317 | 9.7683e-05 | 8.6982e-05 | 0.00011395 | 8.3354e-05 | 6.9164e-05 | 8.6347e-05 | 0.00011972 | 0.00040288 | 0.00040288
02/15 14:00:00 | 2 | 15 | 14 | 1094 | WE | 0.00030784 | 0.00029001 | 0.00029001 | 9.6657e-06 | 0.00016357 | 0.00022375 | 0.00011415 | 0 | 0 | 4.0839e-05 | 0.00048224 | 0.00084024 | 0.00029001 | 0.00034883 | 0.00011631 | 0.0003616 | 0.00011631 | 0.00011415 | 0 | 0.00011415 | 2.6174e-05 | 1.6398e-05 | 1.4769e-05 | 9.557e-05 | 0.00010663 | 0.00010321 | 0.0004854 | 0.00065461 | 0.00060062 | 0.00060062 | 0.00011415 | 0.00011415 | 0.00011415 | 0.00011416 | 0.00011415 | 0.00011415 | 9.1034e-05 | 0.00013915 | 9.3405e-05 | 7.0029e-05 | 0 | 0.00011415 | 0.00011415 | 0.00011415 | 0.00011415 | 0.00017023 | 0.00018646 | 0.00012937 | 9.6321e-05 | 8.7007e-05 | 0.00011448 | 8.3388e-05 | 6.8965e-05 | 8.6394e-05 | 0.00011954 | 0.0004178 | 0.0004178
02/15 15:00:00 | 2 | 15 | 15 | 1095 | WE | 0.00024821 | 0.00029293 | 0.00029293 | 0.001013 | 8.0799e-05 | 0.00023635 | 0.00011415 | 0 | 0 | 4.0839e-05 | 0.0004466 | 0.00068849 | 0.00029293 | 0.00032988 | 0.00011474 | 0.00037858 | 0.00011474 | 0.00011415 | 0 | 0.00011415 | 2.4977e-05 | 1.6398e-05 | 1.4769e-05 | 9.6222e-05 | 0.00010516 | 0.0001024 | 0.00048925 | 0.00064557 | 0.00059569 | 0.00059569 | 0.00011415 | 0.00011415 | 0.00011415 | 0.00011416 | 0.00011415 | 0.00011415 | 9.1034e-05 | 0.00013361 | 9.3133e-05 | 7.2451e-05 | 0 | 0.00011415 | 0.00011415 | 0.00011415 | 0.00011415 | 0.0001409 | 0.00017354 | 0.00012614 | 9.8697e-05 | 8.7017e-05 | 0.00011229 | 8.3147e-05 | 6.9628e-05 | 8.6453e-05 | 0.00011953 | 0.00042358 | 0.00042358
02/15 16:00:00 | 2 | 15 | 16 | 1096 | WE | 0.00016354 | 0.00029573 | 0.00029573 | -0.0010011 | 0.00016147 | 0.00024949 | 0.00011415 | 0 | 0 | 7.0788e-05 | 0.00041449 | 0.00057432 | 0.00029573 | 0.00031936 | 0.00011582 | 0.00036859 | 0.00011582 | 0.00011415 | 0 | 0.00011415 | 1.7706e-05 | 1.6398e-05 | 1.4769e-05 | 9.5545e-05 | 0.00010119 | 9.9444e-05 | 0.00048526 | 0.0006212 | 0.00057783 | 0.00057783 | 0.00011415 | 0.00011415 | 0.00011415 | 0.00011416 | 0.00011415 | 0.00011415 | 9.1034e-05 | 0.00013256 | 9.1594e-05 | 7.0664e-05 | 0 | 0.00011415 | 0.00011415 | 0.00011415 | 0.00011415 | 9.8148e-05 | 0.00013725 | 0.0001104 | 9.4856e-05 | 8.7015e-05 | 0.00011058 | 8.2269e-05 | 6.9139e-05 | 8.6524e-05 | 0.00011961 | 0.00043493 | 0.00043493
02/15 17:00:00 | 2 | 15 | 17 | 1097 | WE | 6.5419e-05 | 0.00031672 | 0.00031672 | 9.2381e-06 | 0.00014834 | -2.0051e-12 | 0.00011415 | 0.00037482 | 0.00037482 | 0.00015247 | -0.00093062 | 0.00052967 | 0.00031672 | -0.00021684 | 0.00012479 | 0.00039432 | 0.00012479 | 0.00011415 | 0 | 0.00011415 | 8.5893e-06 | 1.6398e-05 | 1.4769e-05 | 9.0201e-05 | 0.00010019 | 9.7105e-05 | 0.00045393 | 0.00061509 | 0.00056367 | 0.00056367 | 0.00011415 | 0.00011415 | 0.00011415 | 0.00011416 | 0.00011415 | 0.00011415 | 9.1034e-05 | 0.00012708 | 8.7629e-05 | 6.7472e-05 | 0 | 0.00011415 | 0.00011415 | 0.00011415 | 0.00011415 | 5.1385e-05 | 9.0941e-05 | 8.9711e-05 | 8.8999e-05 | 8.6981e-05 | 0.00010858 | 8.104e-05 | 6.8265e-05 | 8.6531e-05 | 0.00011996 | 0.00044693 | 0.00044693
02/15 18:00:00 | 2 | 15 | 18 | 1098 | WE | 0 | 0.0003325 | 0.0003325 | 1.1214e-05 | 0.00014872 | -7.5459e-13 | 0.00011415 | 4.7401e-05 | 4.7401e-05 | 0.00021236 | -0.00049886 | 0.00052407 | 0.0003325 | 3.7002e-05 | 0.00013881 | 0.00041064 | 0.00013881 | 0.00011415 | 0.00011463 | 0.00011415 | 7.7985e-07 | 1.6398e-05 | 1.4769e-05 | 9.0199e-05 | 9.7783e-05 | 9.5439e-05 | 0.00046127 | 0.00060029 | 0.00055594 | 0.00055594 | 0.00011415 | 0.00011415 | 0.00011415 | 0.00011416 | 0.00011415 | 0.00011415 | 9.1034e-05 | 0.00011553 | 8.1113e-05 | 6.3525e-05 | 0.00011465 | 0.00011415 | 0.00011415 | 0.00011415 | 0.00011415 | 7.8466e-06 | 5.836e-05 | 7.3569e-05 | 8.2376e-05 | 8.9849e-05 | 0.00010789 | 8.5374e-05 | 7.4928e-05 | 8.4379e-05 | 0.00011526 | 0.00047612 | 0.00047612
02/15 19:00:00 | 2 | 15 | 19 | 1099 | WE | 0 | 0.00035885 | 0.00035885 | 0.0010518 | 0.00020673 | -3.8268e-13 | 0.00011415 | 0 | 0 | 0.00028587 | -0.00039343 | 0.00052352 | 0.00035885 | 0.00019147 | 0.00014748 | 0.00043128 | 0.00014748 | 0.00011415 | 0.00022925 | 0.00011415 | 0 | 1.6398e-05 | 1.4769e-05 | 9.0197e-05 | 9.6775e-05 | 9.4743e-05 | 0.00102 | 0.0011882 | 0.0011346 | 0.0011346 | 0.00011415 | 0.00011415 | 0.00011415 | 0.00011416 | 0.00011415 | 0.00011415 | 9.1034e-05 | 0.00011003 | 7.7586e-05 | 6.1008e-05 | 0.00022929 | 0.00011415 | 0.00011415 | 0.00011415 | 0.00011415 | 2.6738e-06 | 5.0504e-05 | 6.8518e-05 | 7.895e-05 | 9.2719e-05 | 0.00010962 | 9.074e-05 | 8.1982e-05 | 8.3965e-05 | 0.00011572 | 0.00049804 | 0.00049804
02/15 20:00:00 | 2 | 15 | 20 | 1100 | WE | 0 | 0.00034059 | 0.00034059 | 1.3972e-05 | 0.00017274 | -2.8567e-13 | 0.00011415 | 0 | 0 | 0.00034305 | -7.8787e-05 | 0.00050042 | 0.00034059 | 0.00019071 | 0.0001514 | 0.0004066 | 0.0001514 | 0.00011415 | 0.00022925 | 0.00011415 | 0 | 1.6398e-05 | 1.4769e-05 | 0.00010193 | 9.5418e-05 | 9.743e-05 | 0.0011578 | 0.0011716 | 0.0011672 | 0.0011672 | 0.00011415 | 0.00011415 | 0.00011415 | 0.00011416 | 0.00011415 | 0.00011415 | 9.1034e-05 | 0.00010294 | 7.5135e-05 | 6.0927e-05 | 0.00022929 | 0.00011415 | 0.00011415 | 0.00011415 | 0.00011415 | 2.6738e-06 | 4.5251e-05 | 6.6526e-05 | 7.8846e-05 | 9.2859e-05 | 0.00010644 | 8.9717e-05 | 8.196e-05 | 8.3765e-05 | 9.7432e-05 | 0.0005172 | 0.0005172
02/15 21:00:00 | 2 | 15 | 21 | 1101 | WE | 0 | 0.00033505 | 0.00033505 | 0.0010469 | 0.0001702 | 0 | 0.00011415 | 0 | 0 | 0.00034849 | -5.9553e-05 | 0.00044324 | 0.00033505 | 0.00015669 | 0.00015248 | 0.00039858 | 0.00015248 | 0.00011415 | 0.00022925 | 0.00011415 | 0 | 1.6398e-05 | 1.4769e-05 | 0.00010117 | 9.3071e-05 | 9.5574e-05 | 0.0011491 | 0.0011427 | 0.0011448 | 0.0011448 | 0.00011415 | 0.00011415 | 0.00011415 | 0.00011416 | 0.00011415 | 0.00011415 | 9.1034e-05 | 9.0849e-05 | 6.9112e-05 | 5.8004e-05 | 0.00022929 | 0.00011415 | 0.00011415 | 0.00011415 | 0.00011415 | 2.6738e-06 | 3.7324e-05 | 6.1224e-05 | 7.5064e-05 | 9.2875e-05 | 0.00010202 | 8.7769e-05 | 8.116e-05 | 8.3701e-05 | 0.00010267 | 0.00053093 | 0.00053093
02/15 22:00:00 | 2 | 15 | 22 | 1102 | WE | 0 | 0.00033167 | 0.00033167 | 9.3912e-06 | 0.00016689 | 2.0697e-12 | 0.00011415 | 0 | 0 | 0.00023959 | -4.8895e-05 | 0.00029674 | 0.00033167 | 0.00014498 | 0.00014889 | 0.00040072 | 0.00014889 | 0.00011415 | 0.00022925 | 0.00011415 | 0 | 1.6398e-05 | 1.4769e-05 | 9.6027e-05 | 7.7639e-05 | 8.3322e-05 | 0.0011009 | 0.00095325 | 0.0010004 | 0.0010004 | 0.00011415 | 0.00011415 | 0.00011415 | 0.00011416 | 0.00011415 | 0.00011415 | 9.1034e-05 | 7.192e-05 | 6.0961e-05 | 5.5362e-05 | 0.00022929 | 0.00011415 | 0.00011415 | 0.00011415 | 0.00011415 | 2.6738e-06 | 2.9495e-05 | 5.6187e-05 | 7.1643e-05 | 9.3134e-05 | 9.0892e-05 | 8.3749e-05 | 8.0436e-05 | 8.7273e-05 | 0.00010472 | 0.00054967 | 0.00054967
02/15 23:00:00 | 2 | 15 | 23 | 1103 | WE | 0 | 0.00031019 | 0.00031019 | 9.2414e-06 | 0.0001616 | 7.9772e-13 | 0.00011415 | 0 | 0 | 0.00013341 | 0.0013922 | -0.0019807 | 0.00031019 | 0.00052563 | 0.00013992 | 0.00037836 | 0.00013992 | 0.00011415 | 0.00022925 | 0.00011415 | 0 | 1.6398e-05 | 1.3975e-05 | 8.758e-05 | 7.6961e-05 | 8.0243e-05 | 0.0010054 | 0.00095565 | 0.00097152 | 0.00097152 | 0.00011415 | 0.00011415 | 0.00011415 | 0.00011416 | 0.00011415 | 0.00011415 | 9.1034e-05 | 6.8193e-05 | 5.8822e-05 | 5.4034e-05 | 0.00022929 | 0.00011415 | 0.00011415 | 0.00011415 | 0.00011415 | 2.6738e-06 | 2.591e-05 | 5.3784e-05 | 6.9926e-05 | 9.3104e-05 | 8.9542e-05 | 8.3073e-05 | 8.0073e-05 | 8.6505e-05 | 0.00010574 | 0.00056279 | 0.00056279
02/15 24:00:00 | 2 | 15 | 24 | 1104 | WE | 0 | 0.00026942 | 0.00026942 | -0.00056449 | 7.8765e-05 | -1.3906e-12 | 0.00011415 | 0 | 0 | 5.4452e-05 | 0.00076878 | -0.0042246 | 0.00026942 | 0.0001875 | 0.00012686 | 0.0003397 | 0.00012686 | 0.00011415 | 0.00022925 | 0.00011415 | 0 | 1.6398e-05 | 1.3975e-05 | 0.00011753 | 7.696e-05 | 8.9499e-05 | 0.0013571 | 0.00095922 | 0.0010862 | 0.0010862 | 0.00011415 | 0.00011415 | 0.00011415 | 0.00011416 | 0.00011415 | 0.00011415 | 9.1034e-05 | 6.8114e-05 | 5.8122e-05 | 5.3017e-05 | 0.00022929 | 0.00011415 | 0.00011415 | 0.00011415 | 0.00011415 | 2.6738e-06 | 2.5458e-05 | 5.2785e-05 | 6.8609e-05 | 9.3478e-05 | 8.9528e-05 | 8.2878e-05 | 7.9794e-05 | 8.6991e-05 | 0.00010634 | 0.00058631 | 0.00058631
02/16 01:00:00 | 2 | 16 | 1 | 1105 | WD | 0 | 0.00019627 | 0.00019627 | 0.00055801 | 7.5594e-05 | 0.00025245 | 0.00011415 | 0 | 0 | 2.1781e-05 | 0.00045178 | -0.005895 | 0.00019627 | -0.00014853 | 9.19e-05 | 0.0002451 | 9.19e-05 | 0.00011415 | 0.00022925 | 0.00011415 | 0 | 6.5591e-05 | 0.0001118 | 8.5268e-05 | 7.696e-05 | 7.9528e-05 | 0.00099734 | 0.00095923 | 0.00097139 | 0.00097139 | 0.00011415 | 0.00011415 | 0.00011415 | 0.00011416 | 0.00011415 | 0.00011415 | 4.5468e-05 | 6.8027e-05 | 5.8924e-05 | 5.4272e-05 | 0.00022929 | 0.00011415 | 0.00011415 | 0.00011415 | 0.00011415 | 1.2032e-06 | 2.496e-05 | 5.3631e-05 | 7.0234e-05 | 7.313e-05 | 8.9583e-05 | 8.3131e-05 | 8.0138e-05 | 8.8851e-05 | 0.00010648 | 0.00058018 | 0.00058018
02/16 02:00:00 | 2 | 16 | 2 | 1106 | WD | 0 | 0.00023398 | 0.00023398 | 4.2671e-07 | 0 | 0.00023244 | 0.00011415 | 0 | 0 | 2.1781e-05 | 0.00050142 | -0.0066719 | 0.00023398 | -3.4138e-05 | 8.5656e-05 | 0.00031148 | 8.5656e-05 | 0.00011415 | 0.00022925 | 0.00011415 | 0 | 6.5591e-05 | 0.0001118 | 8.5068e-05 | 7.6962e-05 | 7.9467e-05 | 0.0010012 | 0.00095925 | 0.00097264 | 0.00097264 | 0.00011415 | 0.00011415 | 0.00011415 | 0.00011416 | 0.00011415 | 0.00011415 | 3.6463e-05 | 6.7924e-05 | 5.8637e-05 | 5.3892e-05 | 0.00022929 | 0.00011415 | 0.00011415 | 0.00011415 | 0.00011415 | 1.2032e-06 | 2.437e-05 | 5.3103e-05 | 6.9742e-05 | 6.7807e-05 | 8.9555e-05 | 8.3051e-05 | 8.0034e-05 | 8.8807e-05 | 0.00010667 | 0.0005826 | 0.0005826
02/16 03:00:00 | 2 | 16 | 3 | 1107 | WD | 0 | 0.00025968 | 0.00025968 | -0.00097061 | 7.4387e-05 | 0.00022975 | 0.00011415 | 0 | 0 | 2.1781e-05 | 0.00044303 | -0.0051523 | 0.00025968 | 7.5322e-06 | 8.3946e-05 | 0.00033721 | 8.3946e-05 | 0.00011415 | 0.00022925 | 0.00011415 | 0 | 6.5591e-05 | 0.0001118 | 8.5111e-05 | 7.6961e-05 | 7.948e-05 | 0.0010028 | 0.00095924 | 0.00097313 | 0.00097313 | 0.00011415 | 0.00011415 | 0.00011415 | 0.00011416 | 0.00011415 | 0.00011415 | 3.6473e-05 | 6.819e-05 | 6.0618e-05 | 5.6748e-05 | 0.00022929 | 0.00011415 | 0.00011415 | 0.00011415 | 0.00011415 | 1.23e-06 | 2.5894e-05 | 5.6002e-05 | 7.3438e-05 | 6.6488e-05 | 8.9639e-05 | 8.3612e-05 | 8.0816e-05 | 8.8766e-05 | 0.00010689 | 0.00059284 | 0.00059284
02/16 04:00:00 | 2 | 16 | 4 | 1108 | WD | 0 | 0.0002753 | 0.0002753 | 0.0009712 | 7.444e-05 | 0.00022651 | 0.00011415 | 0 | 0 | 2.1781e-05 | 0.00041774 | 0.00099484 | 0.0002753 | 2.3527e-05 | 8.2211e-05 | 0.0003598 | 8.2211e-05 | 0.00011415 | 0.00022925 | 0.00011415 | 0 | 6.5591e-05 | 0.0001118 | 8.6063e-05 | 7.696e-05 | 7.9773e-05 | 0.0010147 | 0.00095922 | 0.00097692 | 0.00097692 | 0.00011415 | 0.00011415 | 0.00011415 | 0.00011416 | 0.00011415 | 0.00011415 | 4.5596e-05 | 6.8975e-05 | 6.1912e-05 | 5.8304e-05 | 0.00022929 | 0.00011415 | 0.00011415 | 0.00011415 | 0.00011415 | 1.5508e-06 | 3.0373e-05 | 5.892e-05 | 7.5451e-05 | 7.1887e-05 | 8.988e-05 | 8.3979e-05 | 8.1242e-05 | 8.8743e-05 | 0.00010712 | 0.00060165 | 0.00060165
02/16 05:00:00 | 2 | 16 | 5 | 1109 | WD | 0 | 0.00028332 | 0.00028332 | 6.0076e-07 | 0 | 0.00021796 | 0.00011415 | 0 | 0 | 6.5342e-05 | 0.00040401 | 0.0018593 | 0.00028332 | 3.0371e-05 | 8.1198e-05 | 0.00038038 | 8.1198e-05 | 0.00011415 | 0.00022925 | 0.00011415 | 0 | 6.5591e-05 | 0.0001118 | 9.8722e-05 | 7.6957e-05 | 8.3683e-05 | 0.0011637 | 0.00095919 | 0.0010244 | 0.0010244 | 0.00011415 | 0.00011415 | 0.00011415 | 0.00011416 | 0.00011415 | 0.00011415 | 5.4768e-05 | 7.0282e-05 | 7.6832e-05 | 8.0178e-05 | 0.00022929 | 0.00011415 | 0.00011415 | 0.00011415 | 0.00011415 | 2.0054e-06 | 3.7834e-05 | 7.9583e-05 | 0.00010376 | 7.7456e-05 | 9.0278e-05 | 8.8197e-05 | 8.7231e-05 | 8.8689e-05 | 0.00010736 | 0.00059613 | 0.00059613
02/16 06:00:00 | 2 | 16 | 6 | 1110 | WD | 0 | 0.00030975 | 0.00030975 | 2.4918e-06 | 0.00015672 | -1.5577e-12 | 0.00011415 | 0 | 0 | 0.00013613 | 0.00040316 | 0.0018593 | 0.00030975 | 3.5072e-05 | 8.7512e-05 | 0.00038934 | 8.7512e-05 | 0.00011415 | 0.00022925 | 0.00011415 | 0 | 6.5591e-05 | 0.0001118 | 0.00010166 | 8.0972e-05 | 8.7365e-05 | 0.0011988 | 0.0010085 | 0.0010692 | 0.0010692 | 0.00011415 | 0.00011415 | 0.00011415 | 0.00011416 | 0.00011415 | 0.00011415 | 9.1181e-05 | 9.299e-05 | 0.0001022 | 0.0001069 | 0.00022929 | 0.00011415 | 0.00011415 | 0.00011415 | 0.00011415 | 3.0749e-06 | 6.2531e-05 | 0.00011054 | 0.00013835 | 9.6344e-05 | 9.8545e-05 | 9.5828e-05 | 9.4567e-05 | 8.875e-05 | 0.00010734 | 0.00058948 | 0.00058948
02/16 07:00:00 | 2 | 16 | 7 | 1111 | WD | 0 | 0.00032844 | 0.00032844 | 1.1302e-05 | 0.00017025 | 7.5464e-14 | 0.00011415 | 0 | 0 | 0.00015247 | -0.00069834 | 0.0018593 | 0.00032844 | -0.00027019 | 9.9871e-05 | 0.00041292 | 9.9871e-05 | 0.00011415 | 0.00022925 | 0.00011415 | 0 | 6.5591e-05 | 0.0001126 | 0.00010663 | 8.668e-05 | 9.2846e-05 | 0.0012487 | 0.0010679 | 0.0011255 | 0.0011255 | 0.00011415 | 0.00011415 | 0.00011415 | 0.00011416 | 0.00011415 | 0.00011415 | 0.00012828 | 0.00012421 | 0.00013044 | 0.00013363 | 0.00022929 | 0.00011415 | 0.00011415 | 0.00011415 | 0.00011415 | 4.0107e-06 | 9.1597e-05 | 8.8347e-05 | 8.6466e-05 | 0.00011596 | 0.00011189 | 0.00010504 | 0.00010187 | 8.8793e-05 | 0.00012209 | 0.0012733 | 0.0012733
02/16 08:00:00 | 2 | 16 | 8 | 1112 | WD | 2.397e-05 | 0.00031392 | 0.00031392 | 2.2144e-05 | 0.00017583 | 4.7973e-13 | 0.00011415 | 9.1757e-05 | 9.1757e-05 | 0.00013613 | -0.00065598 | 0.0018593 | 0.00031392 | -0.00031084 | 0.00011103 | 0.00038992 | 0.00011103 | 0.00011415 | 5.7313e-05 | 0.00011415 | 9.4199e-06 | 6.5591e-05 | 0.0001126 | 0.00010518 | 0.00010112 | 0.00010238 | 0.001229 | 0.0012416 | 0.0012376 | 0.0012376 | 0.00011415 | 0.00011415 | 0.00011415 | 0.00011416 | 0.00011415 | 0.00011415 | 0.000149 | 0.00014127 | 0.00018928 | 0.00021381 | 3.9149e-05 | 0.00011415 | 0.00011415 | 0.00011415 | 0.00011415 | 2.8193e-05 | 0.00012185 | 0.00013322 | 0.0001398 | 0.0001235 | 0.00011626 | 0.00011928 | 0.00012069 | 8.8909e-05 | 0.00012209 | 0.0015197 | 0.0015197
02/16 09:00:00 | 2 | 16 | 9 | 1113 | WD | 0.00013041 | 0.0003312 | 0.0003312 | 0.0010651 | 0.0002647 | 1.5523e-12 | 0.00011415 | 0.00020229 | 0.00020229 | 5.9897e-05 | -0.00033109 | 0.0018995 | 0.0003312 | -7.4514e-05 | 0.00011108 | 0.00040508 | 0.00011108 | 0.00011415 | 0 | 0.00011415 | 0.00011799 | 0.00016398 | 0.0001685 | 0.00010841 | 0.00010343 | 0.00010496 | 0.0012666 | 0.0012699 | 0.0012688 | 0.0012688 | 0.00011415 | 0.00011415 | 0.00011415 | 0.00011416 | 0.00011415 | 0.00011415 | 0.00016895 | 0.00015337 | 0.00019337 | 0.00021381 | 0 | 0.00011415 | 0.00011415 | 0.00011415 | 0.00011415 | 0.00012539 | 0.00016976 | 0.0001546 | 0.00014583 | 0.00013764 | 0.00011929 | 0.00014496 | 0.00015687 | 8.978e-05 | 0.00012235 | 0.0012712 | 0.0012712
02/16 10:00:00 | 2 | 16 | 10 | 1114 | WD | 0.0002202 | 0.00033934 | 0.00033934 | -0.0010222 | 0.00017381 | 0.00021486 | 0.00011415 | 0.00024118 | 0.00024118 | 4.0839e-05 | -0.00033933 | 0.003168 | 0.00033934 | 0.00013003 | 0.00011156 | 0.00043128 | 0.00011156 | 0.00011415 | 0 | 0.00011415 | 0.0003714 | 0.00029516 | 0.0002244 | 0.00011177 | 0.00010335 | 0.00010595 | 0.001306 | 0.001269 | 0.0012808 | 0.0012808 | 0.00011415 | 0.00011415 | 0.00011415 | 0.00011416 | 0.00011415 | 0.00011415 | 0.0001871 | 0.00015456 | 0.00019377 | 0.00021381 | 0 | 0.00011415 | 0.00011415 | 0.00011415 | 0.00011415 | 0.00023282 | 0.00022007 | 0.0001765 | 0.00015128 | 0.00014836 | 0.00011993 | 0.00015021 | 0.00016425 | 9.0782e-05 | 0.00012338 | 0.001145 | 0.001145
02/16 11:00:00 | 2 | 16 | 11 | 1115 | WD | 0.00028869 | 0.00029717 | 0.00029717 | 1.2016e-05 | 0.00016993 | 0.00021991 | 0.00011415 | 0 | 0 | 4.0839e-05 | 0.0014927 | 0.0029653 | 0.00029717 | 0.00061986 | 0.00011463 | 0.00037119 | 0.00011463 | 0.00011415 | 0 | 0.00011415 | 0.00046788 | 0.00029516 | 0.0002244 | 0.0001122 | 0.00010326 | 0.00010603 | 0.00065093 | 0.00063395 | 0.00063937 | 0.00063937 | 0.00011415 | 0.00011415 | 0.00011415 | 0.00011416 | 0.00011415 | 0.00011415 | 0.00018706 | 0.00015413 | 0.00019363 | 0.00021381 | 0 | 0.00011415 | 0.00011415 | 0.00011415 | 0.00011415 | 0.0003136 | 0.00024568 | 0.00018865 | 0.00015562 | 0.00014963 | 0.00011974 | 0.000149 | 0.00016257 | 9.062e-05 | 0.00012132 | 0.0010601 | 0.0010601
02/16 12:00:00 | 2 | 16 | 12 | 1116 | WD | 0.00033059 | 0.00031281 | 0.00031281 | 0.0006069 | 0.00016615 | 0.00021998 | 0.00011415 | 0 | 0 | 4.0839e-05 | 0.00080963 | 0.0026319 | 0.00031281 | 0.00047267 | 0.00011458 | 0.00039404 | 0.00011458 | 0.00011415 | 0 | 0.00011415 | 0.00047113 | 0.00029516 | 0.0002244 | 0.00014146 | 0.00010312 | 0.00011497 | 0.00082307 | 0.00063308 | 0.0006937 | 0.0006937 | 0.00011415 | 0.00011415 | 0.00011415 | 0.00011416 | 0.00011415 | 0.00011415 | 0.000187 | 0.00015348 | 0.00019341 | 0.00021381 | 0 | 0.00011415 | 0.00011415 | 0.00011415 | 0.00011415 | 0.00036828 | 0.00024632 | 0.00023382 | 0.00022657 | 0.00014972 | 0.00011946 | 0.00015006 | 0.00016425 | 8.9868e-05 | 0.00011974 | 0.00098206 | 0.00098206
02/16 13:00:00 | 2 | 16 | 13 | 1117 | WD | 0.00033686 | 0.00030255 | 0.00030255 | -0.00058412 | 0.0001633 | 0.00021627 | 0.00011415 | 0 | 0 | 4.0839e-05 | 0.00057589 | 0.0022897 | 0.00030255 | 0.00039657 | 0.00011115 | 0.00038058 | 0.00011115 | 0.00011415 | 0 | 0.00011415 | 0.00047113 | 0.00029516 | 0.0002244 | 0.00011225 | 0.0001031 | 0.00010593 | 0.00065274 | 0.00063294 | 0.00063926 | 0.00063926 | 0.00011415 | 0.00011415 | 0.00011415 | 0.00011416 | 0.00011415 | 0.00011415 | 0.00018694 | 0.0001532 | 0.00019331 | 0.00021381 | 0 | 0.00011415 | 0.00011415 | 0.00011415 | 0.00011415 | 0.00038364 | 0.00024586 | 0.00023416 | 0.00022738 | 0.0001493 | 0.00011936 | 0.00015289 | 0.00016844 | 8.9321e-05 | 0.00011878 | 0.00091301 | 0.00091301
02/16 14:00:00 | 2 | 16 | 14 | 1118 | WD | 0.00030406 | 0.00026838 | 0.00026838 | 0.0010128 | 8.0793e-05 | 0.00022375 | 0.00011415 | 0 | 0 | 4.0839e-05 | 0.00046327 | 0.0019862 | 0.00026838 | 0.0003733 | 0.00011051 | 0.00034453 | 0.00011051 | 0.00011415 | 0 | 0.00011415 | 0.00047113 | 0.00029516 | 0.0002244 | 0.00011352 | 0.00010731 | 0.00010923 | 0.00066083 | 0.00065879 | 0.00065944 | 0.00065944 | 0.00011415 | 0.00011415 | 0.00011415 | 0.00011416 | 0.00011415 | 0.00011415 | 0.00018653 | 0.00015279 | 0.00019317 | 0.00021381 | 0 | 0.00011415 | 0.00011415 | 0.00011415 | 0.00011415 | 0.00035443 | 0.00024525 | 0.00023307 | 0.00022601 | 0.00014754 | 0.00012071 | 0.0001514 | 0.00016564 | 8.8982e-05 | 0.00011785 | 0.00084434 | 0.00084434
02/16 15:00:00 | 2 | 16 | 15 | 1119 | WD | 0.00024468 | 0.00027363 | 0.00027363 | 6.7272e-06 | 0.00015979 | 0.00023635 | 0.00011415 | 0 | 0 | 4.0839e-05 | 0.00042128 | 0.0017461 | 0.00027363 | 0.00037203 | 0.00010956 | 0.00034028 | 0.00010956 | 0.00011415 | 0 | 0.00011415 | 0.00045074 | 0.00029516 | 0.0002244 | 0.00011367 | 0.00010691 | 0.000109 | 0.00066224 | 0.00065635 | 0.00065823 | 0.00065823 | 0.00011415 | 0.00011415 | 0.00011415 | 0.00011416 | 0.00011415 | 0.00011415 | 0.00018548 | 0.00015218 | 0.00019297 | 0.00021381 | 0 | 0.00011415 | 0.00011415 | 0.00011415 | 0.00011415 | 0.00029158 | 0.00023783 | 0.00018524 | 0.00015478 | 0.00014679 | 0.00012037 | 0.0001492 | 0.00016257 | 8.8727e-05 | 0.00011723 | 0.00079179 | 0.00079179
02/16 16:00:00 | 2 | 16 | 16 | 1120 | WD | 0.00016556 | 0.00026716 | 0.00026716 | 3.2881e-06 | 7.9888e-05 | 0.00024949 | 0.00011415 | 0 | 0 | 7.0788e-05 | 0.0003997 | 0.001539 | 0.00026716 | 0.0003542 | 0.00011092 | 0.00034127 | 0.00011092 | 0.00011415 | 0 | 0.00011415 | 0.00032651 | 0.00029516 | 0.0002244 | 0.00011059 | 0.000103 | 0.00010535 | 0.00064451 | 0.00063235 | 0.00063623 | 0.00063623 | 0.00011415 | 0.00011415 | 0.00011415 | 0.00011416 | 0.00011415 | 0.00011415 | 0.00016661 | 0.00015069 | 0.00019246 | 0.00021381 | 0 | 0.00011415 | 0.00011415 | 0.00011415 | 0.00011415 | 0.00018665 | 0.00019833 | 0.00016785 | 0.00015021 | 0.00013494 | 0.00011854 | 0.00014862 | 0.00016257 | 8.872e-05 | 0.0001171 | 0.00076832 | 0.00076832
02/16 17:00:00 | 2 | 16 | 17 | 1121 | WD | 6.8371e-05 | 0.00029834 | 0.00029834 | 7.6045e-06 | 0.00016141 | -2.0051e-12 | 0.00011415 | 0.0003921 | 0.0003921 | 0.00015247 | -0.0010439 | 0.001401 | 0.00029834 | -0.00019138 | 0.00012 | 0.00036718 | 0.00012 | 0.00011415 | 0 | 0.00011415 | 0.00016174 | 0.00029516 | 0.0002244 | 0.00010244 | 0.00010237 | 0.00010239 | 0.00059678 | 0.00062844 | 0.00061834 | 0.00061834 | 0.00011415 | 0.00011415 | 0.00011415 | 0.00011416 | 0.00011415 | 0.00011415 | 0.00014779 | 0.00014416 | 0.00015207 | 0.00015611 | 0 | 0.00011415 | 0.00011415 | 0.00011415 | 0.00011415 | 8.919e-05 | 0.0001358 | 0.00011667 | 0.00010559 | 0.00012383 | 0.00011635 | 0.00013885 | 0.00014929 | 8.8813e-05 | 0.00011756 | 0.00079045 | 0.00079045
02/16 18:00:00 | 2 | 16 | 18 | 1122 | WD | 0 | 0.00033292 | 0.00033292 | 9.7235e-06 | 0.00016487 | -7.5459e-13 | 0.00011415 | 5.3649e-05 | 5.3649e-05 | 0.00021236 | -0.00050362 | 0.0013028 | 0.00033292 | 7.387e-05 | 0.00013406 | 0.0004098 | 0.00013406 | 0.00011415 | 0.00011463 | 0.00011415 | 1.5888e-05 | 0.00029516 | 0.0002244 | 0.00010022 | 0.000102 | 0.00010145 | 0.00058394 | 0.00062619 | 0.00061271 | 0.00061271 | 0.00011415 | 0.00011415 | 0.00011415 | 0.00011416 | 0.00011415 | 0.00011415 | 0.00012914 | 0.00014024 | 0.00012956 | 0.00012411 | 0.00011465 | 0.00011415 | 0.00011415 | 0.00011415 | 0.00011415 | 1.379e-05 | 9.2427e-05 | 8.5014e-05 | 8.0722e-05 | 0.00011695 | 0.00011911 | 0.00013708 | 0.00014542 | 8.8845e-05 | 0.00011839 | 0.00083353 | 0.00083353
02/16 19:00:00 | 2 | 16 | 19 | 1123 | WD | 0 | 0.00034241 | 0.00034241 | 1.1439e-05 | 0.00016845 | -3.8268e-13 | 0.00011415 | 0 | 0 | 0.00028587 | -0.00029537 | 0.0011896 | 0.00034241 | 0.00026105 | 0.00014271 | 0.00041465 | 0.00014271 | 0.00011415 | 0.00022925 | 0.00011415 | 0 | 6.5591e-05 | 0.0001126 | 0.00010024 | 9.9893e-05 | 0.0001 | 0.00058436 | 0.00061324 | 0.00060403 | 0.00060403 | 0.00011415 | 0.00011415 | 0.00011415 | 0.00011416 | 0.00011415 | 0.00011415 | 0.00012867 | 0.00012924 | 0.00011284 | 0.00010446 | 0.00022929 | 0.00011415 | 0.00011415 | 0.00011415 | 0.00011415 | 4.7071e-06 | 8.1186e-05 | 7.2578e-05 | 6.7593e-05 | 0.00011818 | 0.00011895 | 0.00011911 | 0.00011919 | 8.8837e-05 | 0.00011892 | 0.00095865 | 0.00095865
02/16 20:00:00 | 2 | 16 | 20 | 1124 | WD | 0 | 0.00032056 | 0.00032056 | 1.1791e-05 | 0.0001692 | -2.8565e-13 | 0.00011415 | 0 | 0 | 0.00034305 | -0.00010855 | 0.0010689 | 0.00032056 | 0.00021964 | 0.00014653 | 0.00037964 | 0.00014653 | 0.00011415 | 0.00022925 | 0.00011415 | 0 | 6.5591e-05 | 0.0001126 | 0.00010998 | 9.8386e-05 | 0.00010197 | 0.00064164 | 0.00060399 | 0.000616 | 0.000616 | 0.00011415 | 0.00011415 | 0.00011415 | 0.00011416 | 0.00011415 | 0.00011415 | 0.00011028 | 0.00012072 | 0.00010105 | 9.1006e-05 | 0.00022929 | 0.00011415 | 0.00011415 | 0.00011415 | 0.00011415 | 6.0385e-06 | 7.1053e-05 | 0.00010064 | 0.00011777 | 0.00010882 | 0.00011586 | 0.00011409 | 0.00011327 | 8.8948e-05 | 0.00011956 | 0.00098431 | 0.00098431
02/16 21:00:00 | 2 | 16 | 21 | 1125 | WD | 0 | 0.00031625 | 0.00031625 | 0.00040224 | 0.00016692 | 0 | 0.00011415 | 0 | 0 | 0.00034849 | -7.5733e-05 | 0.00091363 | 0.00031625 | 0.00019352 | 0.00014762 | 0.00037334 | 0.00014762 | 0.00011415 | 0.00022925 | 0.00011415 | 0 | 6.5591e-05 | 0.0001126 | 0.00010902 | 9.5301e-05 | 9.954e-05 | 0.00063621 | 0.00058505 | 0.00060137 | 0.00060137 | 0.00011415 | 0.00011415 | 0.00011415 | 0.00011416 | 0.00011415 | 0.00011415 | 0.00010984 | 0.00010476 | 8.6009e-05 | 7.6429e-05 | 0.00022929 | 0.00011415 | 0.00011415 | 0.00011415 | 0.00011415 | 4.8306e-06 | 5.9917e-05 | 8.4608e-05 | 9.8906e-05 | 0.00010722 | 0.00010981 | 0.00010445 | 0.00010196 | 8.8922e-05 | 0.00012001 | 0.0010435 | 0.0010435
02/16 22:00:00 | 2 | 16 | 22 | 1126 | WD | 0 | 0.00030723 | 0.00030723 | -0.0003786 | 8.206e-05 | 2.0698e-12 | 0.00011415 | 0 | 0 | 0.00023959 | -5.3889e-05 | 0.0006901 | 0.00030723 | 0.00018539 | 0.00014405 | 0.00037974 | 0.00014405 | 0.00011415 | 0.00022925 | 0.00011415 | 0 | 6.5591e-05 | 0.0001126 | 0.00010321 | 8.1495e-05 | 8.8204e-05 | 0.00061826 | 0.0005003 | 0.00053793 | 0.00053793 | 0.00011415 | 0.00011415 | 0.00011415 | 0.00011416 | 0.00011415 | 0.00011415 | 0.00010924 | 9.2279e-05 | 7.4921e-05 | 6.6052e-05 | 0.00022929 | 0.00011415 | 0.00011415 | 0.00011415 | 0.00011415 | 3.2016e-06 | 4.5412e-05 | 7.0785e-05 | 8.5478e-05 | 0.00010561 | 9.8695e-05 | 9.822e-05 | 9.7999e-05 | 9.2885e-05 | 9.6865e-05 | 0.001057 | 0.001057
02/16 23:00:00 | 2 | 16 | 23 | 1127 | WD | 0 | 0.00029746 | 0.00029746 | 0.0010075 | 0.00015957 | 7.9772e-13 | 0.00011415 | 0 | 0 | 0.00013341 | 0.0013427 | -0.001828 | 0.00029746 | 0.00058847 | 0.00013614 | 0.00036135 | 0.00013614 | 0.00011415 | 0.00022925 | 0.00011415 | 0 | 6.5591e-05 | 0.0001118 | 9.43e-05 | 7.6973e-05 | 8.2328e-05 | 0.0011159 | 0.00095579 | 0.0010069 | 0.0010069 | 0.00011415 | 0.00011415 | 0.00011415 | 0.00011416 | 0.00011415 | 0.00011415 | 0.00010883 | 6.9436e-05 | 6.3877e-05 | 6.1037e-05 | 0.00022929 | 0.00011415 | 0.00011415 | 0.00011415 | 0.00011415 | 2.0797e-06 | 3.3003e-05 | 6.2124e-05 | 7.8988e-05 | 0.00010394 | 8.9953e-05 | 8.9525e-05 | 8.9327e-05 | 9.0729e-05 | 0.00010226 | 0.00018886 | 0.00018886
02/16 24:00:00 | 2 | 16 | 24 | 1128 | WD | 0 | 0.00026141 | 0.00026141 | 2.1736e-06 | 7.7839e-05 | -1.3906e-12 | 0.00011415 | 0 | 0 | 5.4452e-05 | 0.00077601 | -0.0039214 | 0.00026141 | 0.00034091 | 0.00012638 | 0.00032854 | 0.00012638 | 0.00011415 | 0.00022925 | 0.00011415 | 0 | 6.5591e-05 | 0.0001118 | 0.00012292 | 7.6968e-05 | 9.1171e-05 | 0.0014519 | 0.00095931 | 0.0011165 | 0.0011165 | 0.00011415 | 0.00011415 | 0.00011415 | 0.00011416 | 0.00011415 | 0.00011415 | 9.9691e-05 | 6.8344e-05 | 6.1493e-05 | 5.7992e-05 | 0.00022929 | 0.00011415 | 0.00011415 | 0.00011415 | 0.00011415 | 1.729e-06 | 2.6771e-05 | 5.7344e-05 | 7.5048e-05 | 9.8809e-05 | 8.9647e-05 | 8.8846e-05 | 8.8475e-05 | 8.9585e-05 | 0.00010437 | 0.00030804 | 0.00030804
02/17 01:00:00 | 2 | 17 | 1 | 1129 | WD | 0 | 0.00020305 | 0.00020305 | 9.0664e-07 | 7.5595e-05 | 0.00025245 | 0.00011415 | 0 | 0 | 2.1781e-05 | 0.00045149 | -0.0055096 | 0.00020305 | 8.8537e-06 | 9.19e-05 | 0.00025474 | 9.19e-05 | 0.00011415 | 0.00022925 | 0.00011415 | 0 | 6.5591e-05 | 0.0001118 | 8.755e-05 | 7.6966e-05 | 8.0237e-05 | 0.0010377 | 0.00095929 | 0.0009843 | 0.0009843 | 0.00011415 | 0.00011415 | 0.00011415 | 0.00011416 | 0.00011415 | 0.00011415 | 4.5468e-05 | 6.7729e-05 | 5.8823e-05 | 5.4272e-05 | 0.00022929 | 0.00011415 | 0.00011415 | 0.00011415 | 0.00011415 | 1.2032e-06 | 2.1563e-05 | 5.2385e-05 | 7.0234e-05 | 7.3089e-05 | 8.9397e-05 | 8.3072e-05 | 8.0138e-05 | 8.8467e-05 | 0.0001055 | 0.00036483 | 0.00036483
02/17 02:00:00 | 2 | 17 | 2 | 1130 | WD | 0 | 0.00024319 | 0.00024319 | 4.6613e-07 | 7.4696e-05 | 0.00023244 | 0.00011415 | 0 | 0 | 2.1781e-05 | 0.00051163 | -0.0065116 | 0.00024319 | 9.4541e-05 | 8.5656e-05 | 0.00031333 | 8.5656e-05 | 0.00011415 | 0.00022925 | 0.00011415 | 0 | 6.5591e-05 | 0.0001118 | 8.647e-05 | 7.6963e-05 | 7.9901e-05 | 0.0010253 | 0.00095925 | 0.00098032 | 0.00098032 | 0.00011415 | 0.00011415 | 0.00011415 | 0.00011416 | 0.00011415 | 0.00011415 | 3.6463e-05 | 6.758e-05 | 5.8521e-05 | 5.3892e-05 | 0.00022929 | 0.00011415 | 0.00011415 | 0.00011415 | 0.00011415 | 1.2032e-06 | 2.0447e-05 | 5.1664e-05 | 6.9742e-05 | 6.7772e-05 | 8.9361e-05 | 8.2989e-05 | 8.0034e-05 | 8.8475e-05 | 0.00010617 | 0.00039089 | 0.00039089
02/17 03:00:00 | 2 | 17 | 3 | 1131 | WD | 0 | 0.0002563 | 0.0002563 | 3.1091e-07 | 0 | 0.00022975 | 0.00011415 | 0 | 0 | 2.1781e-05 | 0.00045634 | -0.0045624 | 0.0002563 | 6.198e-06 | 8.3946e-05 | 0.00034362 | 8.3946e-05 | 0.00011415 | 0.00022925 | 0.00011415 | 0 | 6.5591e-05 | 0.0001118 | 8.6376e-05 | 7.6961e-05 | 7.9871e-05 | 0.0010245 | 0.00095923 | 0.00098004 | 0.00098004 | 0.00011415 | 0.00011415 | 0.00011415 | 0.00011416 | 0.00011415 | 0.00011415 | 3.6473e-05 | 6.7485e-05 | 6.0379e-05 | 5.6748e-05 | 0.00022929 | 0.00011415 | 0.00011415 | 0.00011415 | 0.00011415 | 1.23e-06 | 1.7844e-05 | 5.305e-05 | 7.3438e-05 | 6.6463e-05 | 8.9339e-05 | 8.3517e-05 | 8.0816e-05 | 8.8525e-05 | 0.00010661 | 0.00041638 | 0.00041638
02/17 04:00:00 | 2 | 17 | 4 | 1132 | WD | 0 | 0.00026828 | 0.00026828 | 0 | 7.4447e-05 | 0.00022651 | 0.00011415 | 0 | 0 | 2.1781e-05 | 0.00042183 | -0.00029289 | 0.00026828 | 2.466e-05 | 8.2211e-05 | 0.00034981 | 8.2211e-05 | 0.00011415 | 0.00022925 | 0.00011415 | 0 | 6.5591e-05 | 0.0001118 | 8.7225e-05 | 7.6961e-05 | 8.0133e-05 | 0.0010347 | 0.00095923 | 0.0009833 | 0.0009833 | 0.00011415 | 0.00011415 | 0.00011415 | 0.00011416 | 0.00011415 | 0.00011415 | 4.5596e-05 | 6.7544e-05 | 6.1428e-05 | 5.8304e-05 | 0.00022929 | 0.00011415 | 0.00011415 | 0.00011415 | 0.00011415 | 1.5508e-06 | 1.4033e-05 | 5.2928e-05 | 7.5451e-05 | 7.1864e-05 | 8.9361e-05 | 8.3814e-05 | 8.1242e-05 | 8.8533e-05 | 0.00010685 | 0.0004266 | 0.0004266
02/17 05:00:00 | 2 | 17 | 5 | 1133 | WD | 0 | 0.00026269 | 0.00026269 | 9.7983e-07 | 9.5525e-06 | 0.00021796 | 0.00011415 | 0 | 0 | 6.5342e-05 | 0.00039968 | 0.0018593 | 0.00026269 | 0.0001683 | 8.1198e-05 | 0.00034958 | 8.1198e-05 | 0.00011415 | 0.00022925 | 0.00011415 | 0 | 6.5591e-05 | 0.0001118 | 0.00014694 | 7.6964e-05 | 9.859e-05 | 0.0017344 | 0.00095927 | 0.0012066 | 0.0012066 | 0.00011415 | 0.00011415 | 0.00011415 | 0.00011416 | 0.00011415 | 0.00011415 | 5.4768e-05 | 6.8007e-05 | 7.6063e-05 | 8.0178e-05 | 0.00022929 | 0.00011415 | 0.00011415 | 0.00011415 | 0.00011415 | 2.0054e-06 | 1.1864e-05 | 7.0059e-05 | 0.00010376 | 7.7872e-05 | 8.9502e-05 | 8.7978e-05 | 8.7272e-05 | 8.8509e-05 | 0.00010694 | 0.00040837 | 0.00040837
02/17 06:00:00 | 2 | 17 | 6 | 1134 | WD | 0 | 0.0002836 | 0.0002836 | 2.085e-06 | 0.00014677 | -1.5577e-12 | 0.00011415 | 0 | 0 | 0.00013613 | 0.00039754 | 0.0018593 | 0.0002836 | 0.0001774 | 8.7512e-05 | 0.00035362 | 8.7512e-05 | 0.00011415 | 0.00022925 | 0.00011415 | 0 | 6.5591e-05 | 0.0001118 | 0.00014017 | 8.0985e-05 | 9.9275e-05 | 0.0016563 | 0.0010086 | 0.0012153 | 0.0012153 | 0.00011415 | 0.00011415 | 0.00011415 | 0.00011416 | 0.00011415 | 0.00011415 | 9.1181e-05 | 8.8007e-05 | 0.00010051 | 0.0001069 | 0.00022929 | 0.00011415 | 0.00011415 | 0.00011415 | 0.00011415 | 3.0749e-06 | 5.6381e-06 | 8.9678e-05 | 0.00013835 | 9.6653e-05 | 9.6952e-05 | 9.5561e-05 | 9.4915e-05 | 8.8442e-05 | 0.00010718 | 0.00039295 | 0.00039295
02/17 07:00:00 | 2 | 17 | 7 | 1135 | WD | 0 | 0.00030048 | 0.00030048 | 0.00058755 | 0.00017024 | 7.5464e-14 | 0.00011415 | 0 | 0 | 0.00015247 | -0.0010646 | 0.0029409 | 0.00030048 | -0.00036037 | 9.9871e-05 | 0.00037312 | 9.9871e-05 | 0.00011415 | 0.00022925 | 0.00011415 | 0 | 6.5591e-05 | 0.0001126 | 0.00012646 | 8.6698e-05 | 9.8987e-05 | 0.0014862 | 0.0010681 | 0.0012015 | 0.0012015 | 0.00011415 | 0.00011415 | 0.00011415 | 0.00011416 | 0.00011415 | 0.00011415 | 0.00012828 | 0.0001161 | 0.0001277 | 0.00013363 | 0.00022929 | 0.00011415 | 0.00011415 | 0.00011415 | 0.00011415 | 4.0107e-06 | -1.0025e-06 | 5.4389e-05 | 8.6466e-05 | 0.00011608 | 0.00010918 | 0.00010469 | 0.00010261 | 8.8323e-05 | 0.00010172 | 0.00097042 | 0.00097042
02/17 08:00:00 | 2 | 17 | 8 | 1136 | WD | 2.4269e-05 | 0.00029303 | 0.00029303 | -0.0005608 | 0.00017585 | 4.7973e-13 | 0.00011415 | 9.4205e-05 | 9.4205e-05 | 0.00013613 | -0.00049016 | 0.0036387 | 0.00029303 | -0.0001407 | 0.00011103 | 0.00036018 | 0.00011103 | 0.00011415 | 5.7313e-05 | 0.00011415 | 9.6712e-06 | 6.5591e-05 | 0.0001126 | 0.0001062 | 0.00010118 | 0.00010273 | 0.001246 | 0.0012423 | 0.0012435 | 0.0012435 | 0.00011415 | 0.00011415 | 0.00011415 | 0.00011416 | 0.00011415 | 0.00011415 | 0.000149 | 0.00013034 | 0.00018558 | 0.00021381 | 3.9149e-05 | 0.00011415 | 0.00011415 | 0.00011415 | 0.00011415 | 2.8707e-05 | -2.7353e-06 | 8.7554e-05 | 0.00013984 | 0.00012334 | 0.00011239 | 0.00011806 | 0.00012069 | 9.4447e-05 | 0.00010207 | 0.0012199 | 0.0012199
02/17 09:00:00 | 2 | 17 | 9 | 1137 | WD | 0.00013097 | 0.00030782 | 0.00030782 | 0.001065 | 0.00026464 | 1.5523e-12 | 0.00011415 | 0.00020795 | 0.00020795 | 5.9897e-05 | -0.00023395 | 0.0032939 | 0.00030782 | 6.3264e-05 | 0.00011108 | 0.00037182 | 0.00011108 | 0.00011415 | 0 | 0.00011415 | 0.0001213 | 0.00016398 | 0.0001685 | 0.00010943 | 0.00010349 | 0.00010532 | 0.00064301 | 0.00063533 | 0.00063778 | 0.00063778 | 0.00011415 | 0.00011415 | 0.00011415 | 0.00011416 | 0.00011415 | 0.00011415 | 0.00016895 | 0.00014264 | 0.00018974 | 0.00021381 | 0 | 0.00011415 | 0.00011415 | 0.00011415 | 0.00011415 | 0.00012846 | 4.8742e-05 | 0.00011035 | 0.00014603 | 0.00013727 | 0.00011545 | 0.00014375 | 0.00015687 | 9.4413e-05 | 0.00012417 | 0.0010063 | 0.0010063
02/17 10:00:00 | 2 | 17 | 10 | 1138 | WD | 0.00021464 | 0.00031474 | 0.00031474 | -0.0010219 | 0.00017374 | 0.00021486 | 0.00011415 | 0.00024199 | 0.00024199 | 4.0839e-05 | -0.0001636 | 0.0027959 | 0.00031474 | 0.00026032 | 0.00011156 | 0.00039626 | 0.00011156 | 0.00011415 | 0 | 0.00011415 | 0.00037264 | 0.00029516 | 0.0002244 | 0.0001128 | 0.00010343 | 0.00010632 | 0.00066279 | 0.00063495 | 0.00064383 | 0.00064383 | 0.00011415 | 0.00011415 | 0.00011415 | 0.00011416 | 0.00011415 | 0.00011415 | 0.0001871 | 0.00014363 | 0.00019008 | 0.00021381 | 0 | 0.00011415 | 0.00011415 | 0.00011415 | 0.00011415 | 0.00023385 | 9.5638e-05 | 0.00013091 | 0.00015134 | 0.00014787 | 0.00011572 | 0.00014887 | 0.00016425 | 9.4326e-05 | 0.00012586 | 0.00087187 | 0.00087187
02/17 11:00:00 | 2 | 17 | 11 | 1139 | WD | 0.00028304 | 0.00025418 | 0.00025418 | 0.0010448 | 0.00016991 | 0.00021991 | 0.00011415 | 0 | 0 | 4.0839e-05 | 0.0014011 | 0.0023831 | 0.00025418 | 0.00057439 | 0.00011463 | 0.00031 | 0.00011463 | 0.00011415 | 0 | 0.00011415 | 0.0004694 | 0.00029516 | 0.0002244 | 0.00011323 | 0.00010335 | 0.0001064 | 0.00066528 | 0.00063446 | 0.00064429 | 0.00064429 | 0.00011415 | 0.00011415 | 0.00011415 | 0.00011416 | 0.00011415 | 0.00011415 | 0.00018706 | 0.00014365 | 0.00019008 | 0.00021381 | 0 | 0.00011415 | 0.00011415 | 0.00011415 | 0.00011415 | 0.0003183 | 0.0001265 | 0.00014507 | 0.00015583 | 0.00014914 | 0.00011613 | 0.00014786 | 0.00016257 | 9.3921e-05 | 0.00012304 | 0.00077586 | 0.00077586
02/17 12:00:00 | 2 | 17 | 12 | 1140 | WD | 0.00031819 | 0.00023183 | 0.00023183 | 9.8423e-06 | 0.00016612 | 0.00021998 | 0.00011415 | 0 | 0 | 4.0839e-05 | 0.0007421 | 0.0020668 | 0.00023183 | 0.00044084 | 0.00011458 | 0.00027876 | 0.00011458 | 0.00011415 | 0 | 0.00011415 | 0.00047113 | 0.00029516 | 0.0002244 | 0.00014252 | 0.00010322 | 0.00011537 | 0.00083687 | 0.0006337 | 0.00069852 | 0.00069852 | 0.00011415 | 0.00011415 | 0.00011415 | 0.00011416 | 0.00011415 | 0.00011415 | 0.000187 | 0.00014327 | 0.00018995 | 0.00021381 | 0 | 0.00011415 | 0.00011415 | 0.00011415 | 0.00011415 | 0.00036825 | 0.00012975 | 0.00019107 | 0.00022659 | 0.00014919 | 0.00011593 | 0.00014897 | 0.00016429 | 9.2888e-05 | 0.00012052 | 0.00069348 | 0.00069348
02/17 13:00:00 | 2 | 17 | 13 | 1141 | WD | 0.00032328 | 0.00021399 | 0.00021399 | 0.0010185 | 0.00016329 | 0.00021627 | 0.00011415 | 0 | 0 | 4.0839e-05 | 0.00051926 | 0.0018407 | 0.00021399 | 0.00037325 | 0.00011115 | 0.00025451 | 0.00011115 | 0.00011415 | 0 | 0.00011415 | 0.00047113 | 0.00029516 | 0.0002244 | 0.00011335 | 0.00010322 | 0.00010635 | 0.00066564 | 0.00063368 | 0.00064388 | 0.00064388 | 0.00011415 | 0.00011415 | 0.00011415 | 0.00011416 | 0.00011415 | 0.00011415 | 0.00018694 | 0.00014283 | 0.00018981 | 0.00021381 | 0 | 0.00011415 | 0.00011415 | 0.00011415 | 0.00011415 | 0.00038406 | 0.00012743 | 0.00019075 | 0.00022742 | 0.0001487 | 0.00011608 | 0.0001525 | 0.0001694 | 9.299e-05 | 0.00011837 | 0.00061251 | 0.00061251
02/17 14:00:00 | 2 | 17 | 14 | 1142 | WD | 0.00029512 | 0.00019641 | 0.00019641 | -0.0010013 | 8.0781e-05 | 0.00022375 | 0.00011415 | 0 | 0 | 4.0839e-05 | 0.00042321 | 0.0016556 | 0.00019641 | 0.00034293 | 0.00011051 | 0.00024208 | 0.00011051 | 0.00011415 | 0 | 0.00011415 | 0.00047113 | 0.00029516 | 0.0002244 | 0.00011444 | 0.00010744 | 0.00010961 | 0.00067202 | 0.00065962 | 0.00066358 | 0.00066358 | 0.00011415 | 0.00011415 | 0.00011415 | 0.00011416 | 0.00011415 | 0.00011415 | 0.00018653 | 0.00014212 | 0.00018956 | 0.00021381 | 0 | 0.00011415 | 0.00011415 | 0.00011415 | 0.00011415 | 0.00035882 | 0.00012336 | 0.00018852 | 0.00022625 | 0.00014694 | 0.00011734 | 0.00015102 | 0.00016665 | 9.3152e-05 | 0.00011725 | 0.00055168 | 0.00055168
02/17 15:00:00 | 2 | 17 | 15 | 1143 | WD | 0.00023635 | 0.00018852 | 0.00018852 | 0.00035351 | 0.00015979 | 0.00023635 | 0.00011415 | 0 | 0 | 4.0839e-05 | 0.00036988 | 0.0014917 | 0.00018852 | 0.0003077 | 0.00010956 | 0.00021912 | 0.00010956 | 0.00011415 | 0 | 0.00011415 | 0.00045316 | 0.00029516 | 0.0002244 | 0.00011447 | 0.00010705 | 0.00010934 | 1.9356e-06 | 8.2832e-09 | 6.2321e-07 | 6.2321e-07 | 0.00011415 | 0.00011415 | 0.00011415 | 0.00011416 | 0.00011415 | 0.00011415 | 0.00018548 | 0.0001413 | 0.00018929 | 0.00021381 | 0 | 0.00011415 | 0.00011415 | 0.00011415 | 0.00011415 | 0.0002955 | 0.00011429 | 0.00014008 | 0.00015502 | 0.00014619 | 0.00011694 | 0.00014865 | 0.00016336 | 9.3237e-05 | 0.00011646 | 0.00049672 | 0.00049672
02/17 16:00:00 | 2 | 17 | 16 | 1144 | WD | 0.00015706 | 0.00017658 | 0.00017658 | -0.00034345 | 7.9846e-05 | 0.00024949 | 0.00011415 | 0 | 0 | 7.0788e-05 | 0.00034687 | 0.0013676 | 0.00017658 | 0.00029519 | 0.00011092 | 0.00021233 | 0.00011092 | 0.00011415 | 0 | 0.00011415 | 0.00032791 | 0.00029516 | 0.0002244 | 0.00011139 | 0.00010316 | 0.0001057 | 1.7973e-06 | 9.753e-09 | 5.8006e-07 | 5.8006e-07 | 0.00011415 | 0.00011415 | 0.00011415 | 0.00011416 | 0.00011415 | 0.00011415 | 0.00016661 | 0.00014038 | 0.00018898 | 0.00021381 | 0 | 0.00011415 | 0.00011415 | 0.00011415 | 0.00011415 | 0.00018759 | 8.1059e-05 | 0.00012489 | 0.00015028 | 0.00013431 | 0.00011528 | 0.00014822 | 0.0001635 | 9.33e-05 | 0.00011616 | 0.00046188 | 0.00046188
02/17 17:00:00 | 2 | 17 | 17 | 1145 | WD | 6.6353e-05 | 0.00020172 | 0.00020172 | 8.0859e-06 | 0.00016142 | -2.0051e-12 | 0.00011415 | 0.00040573 | 0.00040573 | 0.00015247 | -0.0010302 | 0.0012991 | 0.00020172 | -2.3701e-05 | 0.00012 | 0.00022964 | 0.00012 | 0.00011415 | 0 | 0.00011415 | 0.00016735 | 0.00029516 | 0.0002244 | 0.00010327 | 0.00010253 | 0.00010276 | 1.7105e-06 | 4.3825e-09 | 5.4872e-07 | 5.4872e-07 | 0.00011415 | 0.00011415 | 0.00011415 | 0.00011416 | 0.00011415 | 0.00011415 | 0.00014779 | 0.0001365 | 0.00014948 | 0.00015611 | 0 | 0.00011415 | 0.00011415 | 0.00011415 | 0.00011415 | 9.187e-05 | 4.9822e-05 | 8.5229e-05 | 0.00010573 | 0.00012317 | 0.00011389 | 0.00013876 | 0.00015029 | 8.7202e-05 | 0.00011593 | 0.0004717 | 0.0004717
02/17 18:00:00 | 2 | 17 | 18 | 1146 | WD | 0 | 0.00021826 | 0.00021826 | 0.0010243 | 0.00016485 | -7.5459e-13 | 0.00011415 | 5.4795e-05 | 5.4795e-05 | 0.00021236 | -0.0004813 | 0.001241 | 0.00021826 | 0.00020589 | 0.00013406 | 0.00024658 | 0.00013406 | 0.00011415 | 0.00011463 | 0.00011415 | 1.6227e-05 | 0.00029516 | 0.0002244 | 0.00010104 | 0.00010216 | 0.00010182 | 0.00059321 | 0.00062717 | 0.00061634 | 0.00061634 | 0.00011415 | 0.00011415 | 0.00011415 | 0.00011416 | 0.00011415 | 0.00011415 | 0.00012914 | 0.00013434 | 0.00012757 | 0.00012411 | 0.00011465 | 0.00011415 | 0.00011415 | 0.00011415 | 0.00011415 | 1.3991e-05 | 2.5177e-05 | 6.0359e-05 | 8.0732e-05 | 0.00011633 | 0.00011678 | 0.000137 | 0.00014638 | 8.7174e-05 | 0.00010877 | 0.00052301 | 0.00052301
02/17 19:00:00 | 2 | 17 | 19 | 1147 | WD | 0 | 0.00025732 | 0.00025732 | -0.0006221 | 0.00016837 | -3.8268e-13 | 0.00011415 | 0 | 0 | 0.00028587 | -0.00026124 | 0.0011693 | 0.00025732 | 0.00034688 | 0.00014271 | 0.00029354 | 0.00014271 | 0.00011415 | 0.00022925 | 0.00011415 | 0 | 6.5591e-05 | 0.0001126 | 0.00010102 | 0.00010006 | 0.00010036 | 0.000593 | 0.00061427 | 0.00060748 | 0.00060748 | 0.00011415 | 0.00011415 | 0.00011415 | 0.00011416 | 0.00011415 | 0.00011415 | 0.00012867 | 0.00012387 | 0.00011103 | 0.00010446 | 0.00022929 | 0.00011415 | 0.00011415 | 0.00011415 | 0.00011415 | 4.7071e-06 | 1.9821e-05 | 5.0074e-05 | 6.7593e-05 | 0.00011763 | 0.00011663 | 0.00011837 | 0.00011919 | 8.7058e-05 | 0.00010911 | 0.00063123 | 0.00063123
02/17 20:00:00 | 2 | 17 | 20 | 1148 | WD | 0 | 0.00024887 | 0.00024887 | 0.00065376 | 0.00016908 | -2.8565e-13 | 0.00011415 | 0 | 0 | 0.00034305 | -0.00012369 | 0.0010605 | 0.00024887 | 0.00031441 | 0.00014653 | 0.00027762 | 0.00014653 | 0.00011415 | 0.00022925 | 0.00011415 | 0 | 6.5591e-05 | 0.0001126 | 9.9033e-05 | 9.858e-05 | 9.872e-05 | 0.00058125 | 0.00060519 | 0.00059755 | 0.00059755 | 0.00011415 | 0.00011415 | 0.00011415 | 0.00011415 | 0.00011415 | 0.00011415 | 0.00011028 | 0.0001162 | 9.9525e-05 | 9.1006e-05 | 0.00022929 | 0.00011415 | 0.00011415 | 0.00011415 | 0.00011415 | 6.0385e-06 | 1.9449e-05 | 8.1714e-05 | 0.00011777 | 0.00010812 | 0.00011325 | 0.00011326 | 0.00011327 | 8.704e-05 | 9.2792e-05 | 0.00067446 | 0.00067446
02/17 21:00:00 | 2 | 17 | 21 | 1149 | WD | 0 | 0.00023869 | 0.00023869 | 1.0669e-05 | 0.00016685 | 0 | 0.00011415 | 0 | 0 | 0.00034849 | -8.0857e-05 | 0.00092269 | 0.00023869 | 0.0002866 | 0.00014762 | 0.00026294 | 0.00014762 | 0.00011415 | 0.00022925 | 0.00011415 | 0 | 6.5591e-05 | 0.0001126 | 9.886e-05 | 9.557e-05 | 9.6586e-05 | 0.00058017 | 0.00058671 | 0.00058462 | 0.00058462 | 0.00011415 | 0.00011415 | 0.00011415 | 0.00011416 | 0.00011415 | 0.00011415 | 0.00010984 | 0.0001008 | 8.467e-05 | 7.6429e-05 | 0.00022929 | 0.00011415 | 0.00011415 | 0.00011415 | 0.00011415 | 4.8306e-06 | 1.4731e-05 | 6.8037e-05 | 9.8906e-05 | 0.00010651 | 0.00010758 | 0.00010374 | 0.00010196 | 8.7049e-05 | 9.682e-05 | 0.00072442 | 0.00072442
02/17 22:00:00 | 2 | 17 | 22 | 1150 | WD | 0 | 0.00023364 | 0.00023364 | 0.0010219 | 0.00015203 | 2.0698e-12 | 0.00011415 | 0 | 0 | 0.00023959 | -5.7971e-05 | 0.00070926 | 0.00023364 | 0.00028113 | 0.00014405 | 0.00026444 | 0.00014405 | 0.00011415 | 0.00022925 | 0.00011415 | 0 | 6.5591e-05 | 0.0001126 | 9.5519e-05 | 8.1652e-05 | 8.5937e-05 | 0.00057635 | 0.00050127 | 0.00052522 | 0.00052522 | 0.00011415 | 0.00011415 | 0.00011415 | 0.00011416 | 0.00011415 | 0.00011415 | 0.00010924 | 8.9491e-05 | 7.3978e-05 | 6.6052e-05 | 0.00022929 | 0.00011415 | 0.00011415 | 0.00011415 | 0.00011415 | 3.2016e-06 | 1.3577e-05 | 5.911e-05 | 8.5478e-05 | 0.00010484 | 9.7539e-05 | 9.7854e-05 | 9.7999e-05 | 8.9659e-05 | 0.0001021 | 0.00074874 | 0.00074874
02/17 23:00:00 | 2 | 17 | 23 | 1151 | WD | 0 | 0.00020387 | 0.00020387 | -0.00099737 | 9.1531e-05 | 7.9772e-13 | 0.00011415 | 0 | 0 | 0.00013341 | 0.0010491 | -0.0017429 | 0.00020387 | 0.00049337 | 0.00013614 | 0.00023839 | 0.00013614 | 0.00011415 | 0.00022925 | 0.00011415 | 0 | 6.5591e-05 | 0.0001118 | 9.5092e-05 | 7.7147e-05 | 8.2693e-05 | 0.00057889 | 0.00049179 | 0.00051958 | 0.00051958 | 0.00011415 | 0.00011415 | 0.00011415 | 0.00011416 | 0.00011415 | 0.00011415 | 0.00010883 | 6.8193e-05 | 6.3457e-05 | 6.1037e-05 | 0.00022929 | 0.00011415 | 0.00011415 | 0.00011415 | 0.00011415 | 2.0797e-06 | 1.8816e-05 | 5.6922e-05 | 7.8988e-05 | 0.00010332 | 8.9535e-05 | 8.9836e-05 | 8.9975e-05 | 8.9797e-05 | 0.00010278 | 4.8098e-05 | 4.8098e-05
02/17 24:00:00 | 2 | 17 | 24 | 1152 | WD | 0 | 0.00017407 | 0.00017407 | 0.00099636 | 7.7862e-05 | -1.3906e-12 | 0.00011415 | 0 | 0 | 5.4452e-05 | 0.00069353 | -0.0046144 | 0.00017407 | 0.00031325 | 0.00012638 | 0.0002042 | 0.00012638 | 0.00011415 | 0.00022925 | 0.00011415 | 0 | 6.5591e-05 | 0.0001118 | 0.00012366 | 7.7149e-05 | 9.1522e-05 | 0.00074726 | 0.00049794 | 0.00057748 | 0.00057748 | 0.00011415 | 0.00011415 | 0.00011415 | 0.00011416 | 0.00011415 | 0.00011415 | 9.9691e-05 | 6.8114e-05 | 6.1415e-05 | 5.7992e-05 | 0.00022929 | 0.00011415 | 0.00011415 | 0.00011415 | 0.00011415 | 1.729e-06 | 2.4146e-05 | 5.6381e-05 | 7.5048e-05 | 9.8221e-05 | 8.9517e-05 | 8.9305e-05 | 8.9206e-05 | 8.9765e-05 | 0.00010314 | 8.5576e-05 | 8.5576e-05
02/18 01:00:00 | 2 | 18 | 1 | 1153 | WD | 0 | 0.00012556 | 0.00012556 | -0.00097857 | 7.5604e-05 | 0.00025245 | 0.00011415 | 0 | 0 | 2.1781e-05 | 0.00043117 | -0.0053004 | 0.00012556 | 0.00010131 | 9.19e-05 | 0.00014443 | 9.19e-05 | 0.00011415 | 0.00022925 | 0.00011415 | 0 | 6.5591e-05 | 0.0001118 | 8.8379e-05 | 7.7147e-05 | 8.0618e-05 | 0.00054097 | 0.00049796 | 0.00051168 | 0.00051168 | 0.00011415 | 0.00011415 | 0.00011415 | 0.00011416 | 0.00011415 | 0.00011415 | 4.5468e-05 | 6.8027e-05 | 5.8924e-05 | 5.4272e-05 | 0.00022929 | 0.00011415 | 0.00011415 | 0.00011415 | 0.00011415 | 1.2032e-06 | 2.496e-05 | 5.3631e-05 | 7.0234e-05 | 7.2637e-05 | 8.9572e-05 | 8.3392e-05 | 8.0526e-05 | 9.029e-05 | 0.00010342 | 0.00013768 | 0.00013768
02/18 02:00:00 | 2 | 18 | 2 | 1154 | WD | 0 | 0.00014736 | 0.00014736 | 7.8293e-07 | 7.4692e-05 | 0.00023244 | 0.00011415 | 0 | 0 | 2.1781e-05 | 0.00043609 | -0.0058365 | 0.00014736 | 0.00015527 | 8.5656e-05 | 0.00017692 | 8.5656e-05 | 0.00011415 | 0.00022925 | 0.00011415 | 0 | 6.5591e-05 | 0.0001118 | 8.7324e-05 | 7.7151e-05 | 8.0294e-05 | 0.0005353 | 0.00049798 | 0.00050989 | 0.00050989 | 0.00011415 | 0.00011415 | 0.00011415 | 0.00011416 | 0.00011415 | 0.00011415 | 3.6463e-05 | 6.7924e-05 | 5.8637e-05 | 5.3892e-05 | 0.00022929 | 0.00011415 | 0.00011415 | 0.00011415 | 0.00011415 | 1.2032e-06 | 2.437e-05 | 5.3103e-05 | 6.9742e-05 | 6.7351e-05 | 8.9545e-05 | 8.3268e-05 | 8.0357e-05 | 9.0557e-05 | 0.00010365 | 0.00015324 | 0.00015324
02/18 03:00:00 | 2 | 18 | 3 | 1155 | WD | 0 | 0.00016399 | 0.00016399 | 0.00097102 | 0 | 0.00022975 | 0.00011415 | 0 | 0 | 2.1781e-05 | 0.00042621 | -0.0048324 | 0.00016399 | 0.00022128 | 8.3946e-05 | 0.00021221 | 8.3946e-05 | 0.00011415 | 0.00022925 | 0.00011415 | 0 | 6.5591e-05 | 0.0001118 | 8.7231e-05 | 7.7155e-05 | 8.0269e-05 | 0.00053522 | 0.000498 | 0.00050988 | 0.00050988 | 0.00011415 | 0.00011415 | 0.00011415 | 0.00011416 | 0.00011415 | 0.00011415 | 3.6473e-05 | 6.819e-05 | 6.0618e-05 | 5.6748e-05 | 0.00022929 | 0.00011415 | 0.00011415 | 0.00011415 | 0.00011415 | 1.23e-06 | 2.5894e-05 | 5.6002e-05 | 7.3438e-05 | 6.6131e-05 | 8.9632e-05 | 8.3814e-05 | 8.1116e-05 | 9.0734e-05 | 0.00010394 | 0.00017632 | 0.00017632
02/18 04:00:00 | 2 | 18 | 4 | 1156 | WD | 0 | 0.00018338 | 0.00018338 | -0.00097056 | 7.4435e-05 | 0.00022651 | 0.00011415 | 0 | 0 | 2.1781e-05 | 0.00040019 | -0.0016761 | 0.00018338 | 0.00025019 | 8.2211e-05 | 0.00022895 | 8.2211e-05 | 0.00011415 | 0.00022925 | 0.00011415 | 0 | 6.5591e-05 | 0.0001118 | 8.8056e-05 | 7.7127e-05 | 8.0505e-05 | 0.00054048 | 0.00049787 | 0.00051147 | 0.00051147 | 0.00011415 | 0.00011415 | 0.00011415 | 0.00011416 | 0.00011415 | 0.00011415 | 4.5596e-05 | 6.8975e-05 | 6.1912e-05 | 5.8304e-05 | 0.00022929 | 0.00011415 | 0.00011415 | 0.00011415 | 0.00011415 | 1.5508e-06 | 3.0373e-05 | 5.892e-05 | 7.5451e-05 | 7.1573e-05 | 8.9862e-05 | 8.4156e-05 | 8.151e-05 | 9.0723e-05 | 0.00010418 | 0.00020007 | 0.00020007
02/18 05:00:00 | 2 | 18 | 5 | 1157 | WD | 0 | 0.0001889 | 0.0001889 | 9.8181e-07 | 7.518e-05 | 0.00021796 | 0.00011415 | 0 | 0 | 6.5342e-05 | 0.00038107 | 0.001464 | 0.0001889 | 0.00026237 | 8.1198e-05 | 0.00023463 | 8.1198e-05 | 0.00011415 | 0.00022925 | 0.00011415 | 0 | 6.5591e-05 | 0.0001118 | 0.00010067 | 7.7119e-05 | 8.4398e-05 | 0.00061478 | 0.00049784 | 0.00053515 | 0.00053515 | 0.00011415 | 0.00011415 | 0.00011415 | 0.00011416 | 0.00011415 | 0.00011415 | 5.4768e-05 | 7.0282e-05 | 7.6832e-05 | 8.0178e-05 | 0.00022929 | 0.00011415 | 0.00011415 | 0.00011415 | 0.00011415 | 2.0054e-06 | 3.7834e-05 | 7.9583e-05 | 0.00010376 | 7.7122e-05 | 9.0255e-05 | 8.8718e-05 | 8.8005e-05 | 9.0571e-05 | 0.00010429 | 0.00018344 | 0.00018344
02/18 06:00:00 | 2 | 18 | 6 | 1158 | WD | 0 | 0.00018476 | 0.00018476 | 2.6943e-06 | 7.8355e-05 | -1.5577e-12 | 0.00011415 | 0 | 0 | 0.00013613 | 0.00036588 | 0.0033943 | 0.00018476 | 0.00025156 | 8.7512e-05 | 0.00022324 | 8.7512e-05 | 0.00011415 | 0.00022925 | 0.00011415 | 0 | 6.5591e-05 | 0.0001118 | 0.00010357 | 8.1153e-05 | 8.8082e-05 | 0.00063213 | 0.00052258 | 0.00055753 | 0.00055753 | 0.00011415 | 0.00011415 | 0.00011415 | 0.00011416 | 0.00011415 | 0.00011415 | 9.1181e-05 | 9.299e-05 | 0.0001022 | 0.0001069 | 0.00022929 | 0.00011415 | 0.00011415 | 0.00011415 | 0.00011415 | 3.0749e-06 | 6.2531e-05 | 0.00011054 | 0.00013835 | 9.5905e-05 | 9.8523e-05 | 9.6624e-05 | 9.5743e-05 | 8.9942e-05 | 0.00010416 | 0.00017174 | 0.00017174
02/18 07:00:00 | 2 | 18 | 7 | 1159 | WD | 0 | 0.00021864 | 0.00021864 | 0.0010459 | 0.00017027 | 7.5464e-14 | 0.00011415 | 0 | 0 | 0.00015247 | -0.0010051 | 0.0036469 | 0.00021864 | -0.00019797 | 9.9871e-05 | 0.00025662 | 9.9871e-05 | 0.00011415 | 0.00022925 | 0.00011415 | 0 | 6.5591e-05 | 0.0001126 | 0.00010847 | 8.6882e-05 | 9.3553e-05 | 0.00064483 | 0.00053953 | 0.00057313 | 0.00057313 | 0.00011415 | 0.00011415 | 0.00011415 | 0.00011416 | 0.00011415 | 0.00011415 | 0.00012828 | 0.00012421 | 0.00013044 | 0.00013363 | 0.00022929 | 0.00011415 | 0.00011415 | 0.00011415 | 0.00011415 | 4.0107e-06 | 9.1597e-05 | 8.8347e-05 | 8.6466e-05 | 0.00011534 | 0.00011196 | 0.00010631 | 0.00010368 | 8.4919e-05 | 0.00012678 | 0.00067631 | 0.00067631
02/18 08:00:00 | 2 | 18 | 8 | 1160 | WD | 2.3332e-05 | 0.00021342 | 0.00021342 | -0.000767 | 0.00017583 | 4.7973e-13 | 0.00011415 | 9.9256e-05 | 9.9256e-05 | 0.00013613 | -0.00047657 | 0.0034232 | 0.00021342 | -3.2113e-06 | 0.00011103 | 0.00024685 | 0.00011103 | 0.00011415 | 5.7313e-05 | 0.00011415 | 1.019e-05 | 6.5591e-05 | 0.0001126 | 0.00010694 | 0.00010154 | 0.00010321 | 0.00063089 | 0.00062346 | 0.00062583 | 0.00062583 | 0.00011415 | 0.00011415 | 0.00011415 | 0.00011416 | 0.00011415 | 0.00011415 | 0.000149 | 0.00014123 | 0.00018926 | 0.00021381 | 3.9149e-05 | 0.00011415 | 0.00011415 | 0.00011415 | 0.00011415 | 2.9947e-05 | 0.00012215 | 0.00013341 | 0.00013993 | 0.00012267 | 0.00011633 | 0.00011931 | 0.00012069 | 9.2618e-05 | 0.00012137 | 0.00074167 | 0.00074167
02/18 09:00:00 | 2 | 18 | 9 | 1161 | WD | 0.00012487 | 0.0002345 | 0.0002345 | 0.00080712 | 0.00026463 | 1.5523e-12 | 0.00011415 | 0.00020923 | 0.00020923 | 5.9897e-05 | -0.0002299 | 0.0029295 | 0.0002345 | 0.00018398 | 0.00011108 | 0.00026744 | 0.00011108 | 0.00011415 | 0 | 0.00011415 | 0.00012205 | 0.00016398 | 0.0001685 | 0.00011033 | 0.00010388 | 0.00010587 | 0.00065003 | 0.00063774 | 0.00064166 | 0.00064166 | 0.00011415 | 0.00011415 | 0.00011415 | 0.00011416 | 0.00011415 | 0.00011415 | 0.00016895 | 0.00015337 | 0.00019337 | 0.00021381 | 0 | 0.00011415 | 0.00011415 | 0.00011415 | 0.00011415 | 0.00012932 | 0.0001717 | 0.00015548 | 0.00014609 | 0.00013668 | 0.00011935 | 0.00014534 | 0.00015739 | 9.2552e-05 | 0.00011849 | 0.00058104 | 0.00058104
02/18 10:00:00 | 2 | 18 | 10 | 1162 | WD | 0.00021118 | 0.00024772 | 0.00024772 | 0.0010576 | 0.00017372 | 0.00021486 | 0.00011415 | 0.00024683 | 0.00024683 | 4.0839e-05 | -0.0001558 | 0.0024332 | 0.00024772 | 0.00035125 | 0.00011156 | 0.00030087 | 0.00011156 | 0.00011415 | 0 | 0.00011415 | 0.00038011 | 0.00029516 | 0.0002244 | 0.0001136 | 0.00010385 | 0.00010686 | 0.00066888 | 0.00063755 | 0.00064755 | 0.00064755 | 0.00011415 | 0.00011415 | 0.00011415 | 0.00011416 | 0.00011415 | 0.00011415 | 0.0001871 | 0.00015456 | 0.00019377 | 0.00021381 | 0 | 0.00011415 | 0.00011415 | 0.00011415 | 0.00011415 | 0.00023804 | 0.00022237 | 0.00017754 | 0.00015158 | 0.00014737 | 0.00011998 | 0.00015048 | 0.00016462 | 9.2741e-05 | 0.00011656 | 0.00048582 | 0.00048582
02/18 11:00:00 | 2 | 18 | 11 | 1163 | WD | 0.00027971 | 0.0001969 | 0.0001969 | -0.001014 | 0.00016986 | 0.00021991 | 0.00011415 | 0 | 0 | 4.0839e-05 | 0.0012829 | 0.0020476 | 0.0001969 | 0.00047802 | 0.00011463 | 0.00022846 | 0.00011463 | 0.00011415 | 0 | 0.00011415 | 0.00047113 | 0.00029516 | 0.0002244 | 0.00011418 | 0.00010381 | 0.00010701 | 0.00067204 | 0.00063729 | 0.00064837 | 0.00064837 | 0.00011415 | 0.00011415 | 0.00011415 | 0.00011416 | 0.00011415 | 0.00011415 | 0.00018706 | 0.00015413 | 0.00019363 | 0.00021381 | 0 | 0.00011415 | 0.00011415 | 0.00011415 | 0.00011415 | 0.0003229 | 0.00024653 | 0.00018926 | 0.00015609 | 0.0001487 | 0.00011982 | 0.00014929 | 0.00016296 | 9.2899e-05 | 0.00011526 | 0.00043144 | 0.00043144
02/18 12:00:00 | 2 | 18 | 12 | 1164 | WD | 0.00031623 | 0.00019291 | 0.00019291 | 0.00093904 | 0.0001661 | 0.00021998 | 0.00011415 | 0 | 0 | 4.0839e-05 | 0.00073795 | 0.0017434 | 0.00019291 | 0.00038221 | 0.00011458 | 0.00022337 | 0.00011458 | 0.00011415 | 0 | 0.00011415 | 0.00047113 | 0.00029516 | 0.0002244 | 0.00014336 | 0.0001037 | 0.00011596 | 0.00084302 | 0.00063666 | 0.0007025 | 0.0007025 | 0.00011415 | 0.00011415 | 0.00011415 | 0.00011416 | 0.00011415 | 0.00011415 | 0.000187 | 0.00015348 | 0.00019341 | 0.00021381 | 0 | 0.00011415 | 0.00011415 | 0.00011415 | 0.00011415 | 0.00037286 | 0.00024632 | 0.00023398 | 0.00022684 | 0.00014888 | 0.00011956 | 0.0001507 | 0.00016514 | 9.3017e-05 | 0.00011405 | 0.00038976 | 0.00038976
02/18 13:00:00 | 2 | 18 | 13 | 1165 | WD | 0.00032311 | 0.00017891 | 0.00017891 | 9.6333e-05 | 0.00016329 | 0.00021627 | 0.00011415 | 0 | 0 | 4.0839e-05 | 0.00051769 | 0.0015122 | 0.00017891 | 0.00032193 | 0.00011115 | 0.00020457 | 0.00011115 | 0.00011415 | 0 | 0.00011415 | 0.00047113 | 0.00029516 | 0.0002244 | 0.0001144 | 0.00010374 | 0.00010703 | 3.739e-06 | 1.9559e-08 | 1.2063e-06 | 1.2063e-06 | 0.00011415 | 0.00011415 | 0.00011415 | 0.00011416 | 0.00011415 | 0.00011415 | 0.00018694 | 0.0001532 | 0.00019331 | 0.00021381 | 0 | 0.00011415 | 0.00011415 | 0.00011415 | 0.00011415 | 0.00038868 | 0.00024586 | 0.00023434 | 0.00022767 | 0.00014851 | 0.00011947 | 0.00015415 | 0.00017023 | 9.31e-05 | 0.00011315 | 0.00033773 | 0.00033773
02/18 14:00:00 | 2 | 18 | 14 | 1166 | WD | 0.00029641 | 0.00016161 | 0.00016161 | -0.0010014 | 9.2131e-05 | 0.00022375 | 0.00011415 | 0 | 0 | 4.0839e-05 | 0.00041582 | 0.0013378 | 0.00016161 | 0.00028561 | 0.00011051 | 0.00019082 | 0.00011051 | 0.00011415 | 0 | 0.00011415 | 0.00047113 | 0.00029516 | 0.0002244 | 0.00011532 | 0.00010796 | 0.00011023 | 3.6851e-06 | 1.3218e-08 | 1.1847e-06 | 1.1847e-06 | 0.00011415 | 0.00011415 | 0.00011415 | 0.00011416 | 0.00011415 | 0.00011415 | 0.00018653 | 0.00015279 | 0.00019317 | 0.00021381 | 0 | 0.00011415 | 0.00011415 | 0.00011415 | 0.00011415 | 0.0003634 | 0.00024525 | 0.00023338 | 0.00022651 | 0.0001468 | 0.00012083 | 0.00015256 | 0.00016728 | 9.3153e-05 | 0.00011248 | 0.00028756 | 0.00028756
02/18 15:00:00 | 2 | 18 | 15 | 1167 | WD | 0.00024024 | 0.00016612 | 0.00016612 | 0.0010078 | 0.00014853 | 0.00023635 | 0.00011415 | 0 | 0 | 4.0839e-05 | 0.00036965 | 0.0011838 | 0.00016612 | 0.00027375 | 0.00010956 | 0.00018893 | 0.00010956 | 0.00011415 | 0 | 0.00011415 | 0.0004573 | 0.00029516 | 0.0002244 | 0.00011519 | 0.00010757 | 0.00010993 | 3.5311e-06 | 1.0578e-08 | 1.1338e-06 | 1.1338e-06 | 0.00011415 | 0.00011415 | 0.00011415 | 0.00011416 | 0.00011415 | 0.00011415 | 0.00018548 | 0.00015218 | 0.00019297 | 0.00021381 | 0 | 0.00011415 | 0.00011415 | 0.00011415 | 0.00011415 | 0.00030118 | 0.00023954 | 0.00018618 | 0.00015528 | 0.00014612 | 0.0001205 | 0.00015007 | 0.00016378 | 9.3179e-05 | 0.00011224 | 0.00025979 | 0.00025979
02/18 16:00:00 | 2 | 18 | 16 | 1168 | WD | 0.00016046 | 0.00016041 | 0.00016041 | 6.4524e-06 | 7.9848e-05 | 0.00024949 | 0.00011415 | 0 | 0 | 7.0788e-05 | 0.00034838 | 0.001051 | 0.00016041 | 0.00026944 | 0.00011092 | 0.00018931 | 0.00011092 | 0.00011415 | 0 | 0.00011415 | 0.00033411 | 0.00029516 | 0.0002244 | 0.00011204 | 0.0001037 | 0.00010627 | 3.3081e-06 | 1.1376e-08 | 1.0632e-06 | 1.0632e-06 | 0.00011415 | 0.00011415 | 0.00011415 | 0.00011416 | 0.00011415 | 0.00011415 | 0.00016661 | 0.00015069 | 0.00019246 | 0.00021381 | 0 | 0.00011415 | 0.00011415 | 0.00011415 | 0.00011415 | 0.0001909 | 0.0002003 | 0.00016876 | 0.00015049 | 0.00013427 | 0.00011869 | 0.0001495 | 0.00016379 | 9.3208e-05 | 0.00011219 | 0.0002485 | 0.0002485
02/18 17:00:00 | 2 | 18 | 17 | 1169 | WD | 6.639e-05 | 0.00019302 | 0.00019302 | 4.0965e-06 | 0.00016139 | -2.0051e-12 | 0.00011415 | 0.00040563 | 0.00040563 | 0.00015247 | -0.00098358 | 0.00097704 | 0.00019302 | -1.2403e-05 | 0.00012 | 0.00021726 | 0.00012 | 0.00011415 | 0 | 0.00011415 | 0.00016731 | 0.00029516 | 0.0002244 | 0.00010378 | 0.00010309 | 0.0001033 | 3.1237e-06 | 8.7309e-09 | 1.0026e-06 | 1.0026e-06 | 0.00011415 | 0.00011415 | 0.00011415 | 0.00011416 | 0.00011415 | 0.00011415 | 0.00014779 | 0.00014415 | 0.00015207 | 0.00015611 | 0 | 0.00011415 | 0.00011415 | 0.00011415 | 0.00011415 | 9.2044e-05 | 0.00013714 | 0.00011726 | 0.00010574 | 0.00012313 | 0.00011651 | 0.00013978 | 0.00015057 | 8.7094e-05 | 0.00011258 | 0.00026853 | 0.00026853
02/18 18:00:00 | 2 | 18 | 18 | 1170 | WD | 0 | 0.00020197 | 0.00020197 | 9.5944e-06 | 0.00016485 | -7.5459e-13 | 0.00011415 | 5.5016e-05 | 5.5016e-05 | 0.00021236 | -0.00050186 | 0.00092615 | 0.00020197 | 0.00019383 | 0.00013406 | 0.0002234 | 0.00013406 | 0.00011415 | 0.00011463 | 0.00011415 | 1.6292e-05 | 0.00029516 | 0.0002244 | 0.00010187 | 0.00010276 | 0.00010249 | 2.836e-06 | 6.3697e-09 | 9.0918e-07 | 9.0918e-07 | 0.00011415 | 0.00011415 | 0.00011415 | 0.00011416 | 0.00011415 | 0.00011415 | 0.00012914 | 0.00014023 | 0.00012956 | 0.00012411 | 0.00011465 | 0.00011415 | 0.00011415 | 0.00011415 | 0.00011415 | 1.402e-05 | 9.2466e-05 | 8.5036e-05 | 8.0733e-05 | 0.00011623 | 0.00011927 | 0.00013811 | 0.00014685 | 8.7123e-05 | 0.00011312 | 0.00030985 | 0.00030985
02/18 19:00:00 | 2 | 18 | 19 | 1171 | WD | 0 | 0.0002339 | 0.0002339 | 0.00036999 | 0.00016839 | -3.8268e-13 | 0.00011415 | 0 | 0 | 0.00028587 | -0.0002546 | 0.00088038 | 0.0002339 | 0.00033968 | 0.00014271 | 0.0002602 | 0.00014271 | 0.00011415 | 0.00022925 | 0.00011415 | 0 | 6.5591e-05 | 0.0001126 | 0.00010213 | 0.00010067 | 0.00010112 | 2.5637e-06 | 1.3953e-09 | 8.1893e-07 | 8.1893e-07 | 0.00011415 | 0.00011415 | 0.00011415 | 0.00011416 | 0.00011415 | 0.00011415 | 0.00012867 | 0.00012924 | 0.00011284 | 0.00010446 | 0.00022929 | 0.00011415 | 0.00011415 | 0.00011415 | 0.00011415 | 4.7071e-06 | 8.1186e-05 | 7.2578e-05 | 6.7593e-05 | 0.00011746 | 0.00011912 | 0.00011916 | 0.00011919 | 8.7123e-05 | 0.0001134 | 0.00050304 | 0.00050304
02/18 20:00:00 | 2 | 18 | 20 | 1172 | WD | 0 | 0.00021921 | 0.00021921 | 0.00068383 | 0.00016908 | -2.8565e-13 | 0.00011415 | 0 | 0 | 0.00034305 | -0.00012638 | 0.00081733 | 0.00021921 | 0.00028574 | 0.00014653 | 0.00023539 | 0.00014653 | 0.00011415 | 0.00022925 | 0.00011415 | 0 | 6.5591e-05 | 0.0001126 | 0.00011187 | 9.9184e-05 | 0.00010311 | 2.3831e-06 | -1.7735e-09 | 7.5914e-07 | 7.5914e-07 | 0.00011415 | 0.00011415 | 0.00011415 | 0.00011416 | 0.00011415 | 0.00011415 | 0.00011028 | 0.00012072 | 0.00010105 | 9.1006e-05 | 0.00022929 | 0.00011415 | 0.00011415 | 0.00011415 | 0.00011415 | 6.0385e-06 | 7.1053e-05 | 0.00010064 | 0.00011777 | 0.00010804 | 0.00011603 | 0.00011414 | 0.00011327 | 8.7112e-05 | 0.00011393 | 0.00053719 | 0.00053719
02/18 21:00:00 | 2 | 18 | 21 | 1173 | WD | 0 | 0.00021389 | 0.00021389 | 9.6222e-06 | 0.00016685 | 0 | 0.00011415 | 0 | 0 | 0.00034849 | -8.1079e-05 | 0.00071358 | 0.00021389 | 0.00026436 | 0.00014762 | 0.00022764 | 0.00014762 | 0.00011415 | 0.00022925 | 0.00011415 | 0 | 6.5591e-05 | 0.0001126 | 0.00011072 | 9.6139e-05 | 0.00010065 | 0.00065043 | 0.0005902 | 0.00060942 | 0.00060942 | 0.00011415 | 0.00011415 | 0.00011415 | 0.00011416 | 0.00011415 | 0.00011415 | 0.00010984 | 0.00010476 | 8.6009e-05 | 7.6429e-05 | 0.00022929 | 0.00011415 | 0.00011415 | 0.00011415 | 0.00011415 | 4.8306e-06 | 5.9917e-05 | 8.4608e-05 | 9.8906e-05 | 0.00010643 | 0.00011 | 0.0001045 | 0.00010196 | 8.7106e-05 | 0.00011425 | 0.00059639 | 0.00059639
02/18 22:00:00 | 2 | 18 | 22 | 1174 | WD | 0 | 0.00021166 | 0.00021166 | 8.5282e-06 | 0.00016411 | 2.0698e-12 | 0.00011415 | 0 | 0 | 0.00023959 | -5.78e-05 | 0.00053324 | 0.00021166 | 0.00026667 | 0.00014405 | 0.00023132 | 0.00014405 | 0.00011415 | 0.00022925 | 0.00011415 | 0 | 6.5591e-05 | 0.0001126 | 0.00010469 | 8.1976e-05 | 8.8997e-05 | 0.00062891 | 0.00050326 | 0.00054335 | 0.00054335 | 0.00011415 | 0.00011415 | 0.00011415 | 0.00011415 | 0.00011415 | 0.00011415 | 0.00010924 | 9.2279e-05 | 7.4921e-05 | 6.6052e-05 | 0.00022929 | 0.00011415 | 0.00011415 | 0.00011415 | 0.00011415 | 3.2016e-06 | 4.5412e-05 | 7.0785e-05 | 8.5478e-05 | 0.00010465 | 9.8817e-05 | 9.8259e-05 | 9.7999e-05 | 8.9149e-05 | 9.6065e-05 | 0.00061646 | 0.00061646
02/18 23:00:00 | 2 | 18 | 23 | 1175 | WD | 0 | 0.00018681 | 0.00018681 | -0.00099847 | 7.9808e-05 | 7.9772e-13 | 0.00011415 | 0 | 0 | 0.00013341 | 0.0010107 | -0.001849 | 0.00018681 | 0.0004624 | 0.00013614 | 0.00021588 | 0.00013614 | 0.00011415 | 0.00022925 | 0.00011415 | 0 | 6.5591e-05 | 0.0001118 | 9.5788e-05 | 7.7492e-05 | 8.3146e-05 | 0.00058162 | 0.00049341 | 0.00052155 | 0.00052155 | 0.00011415 | 0.00011415 | 0.00011415 | 0.00011416 | 0.00011415 | 0.00011415 | 0.00010883 | 6.9436e-05 | 6.3877e-05 | 6.1037e-05 | 0.00022929 | 0.00011415 | 0.00011415 | 0.00011415 | 0.00011415 | 2.0797e-06 | 3.3003e-05 | 6.2124e-05 | 7.8988e-05 | 0.00010304 | 9.0063e-05 | 9.0445e-05 | 9.0623e-05 | 8.9267e-05 | 9.8999e-05 | 2.5465e-05 | 2.5465e-05
02/18 24:00:00 | 2 | 18 | 24 | 1176 | WD | 0 | 0.00015975 | 0.00015975 | 0.00099552 | 7.7858e-05 | -1.3906e-12 | 0.00011415 | 0 | 0 | 5.4452e-05 | 0.0006403 | -0.0079589 | 0.00015975 | 0.00030093 | 0.00012638 | 0.00018382 | 0.00012638 | 0.00011415 | 0.00022925 | 0.00011415 | 0 | 6.5591e-05 | 0.0001118 | 0.00012411 | 7.7521e-05 | 9.192e-05 | 2.9968e-05 | 3.3626e-05 | 3.2459e-05 | 3.2459e-05 | 0.00011415 | 0.00011415 | 0.00011415 | 0.00011416 | 0.00011415 | 0.00011415 | 9.9691e-05 | 6.8344e-05 | 6.1493e-05 | 5.7992e-05 | 0.00022929 | 0.00011415 | 0.00011415 | 0.00011415 | 0.00011415 | 1.729e-06 | 2.6771e-05 | 5.7344e-05 | 7.5048e-05 | 9.7882e-05 | 8.976e-05 | 8.9854e-05 | 8.9898e-05 | 8.9281e-05 | 0.00010055 | 3.4339e-05 | 3.4339e-05
02/19 01:00:00 | 2 | 19 | 1 | 1177 | WD | 0 | 0.00011925 | 0.00011925 | 8.014e-07 | 7.5608e-05 | 0.00025245 | 0.00011415 | 0 | 0 | 2.1781e-05 | 0.00042929 | -0.0054466 | 0.00011925 | 0.00011859 | 9.19e-05 | 0.00013546 | 9.19e-05 | 0.00011415 | 0.00022925 | 0.00011415 | 0 | 6.5591e-05 | 0.0001118 | 8.9051e-05 | 7.7536e-05 | 8.1094e-05 | 3.0373e-05 | 3.3398e-05 | 3.2433e-05 | 3.2433e-05 | 0.00011415 | 0.00011415 | 0.00011415 | 0.00011416 | 0.00011415 | 0.00011415 | 4.5468e-05 | 6.8027e-05 | 5.8924e-05 | 5.4272e-05 | 0.00022929 | 0.00011415 | 0.00011415 | 0.00011415 | 0.00011415 | 1.2032e-06 | 2.496e-05 | 5.3631e-05 | 7.0234e-05 | 7.219e-05 | 8.9676e-05 | 8.3665e-05 | 8.0877e-05 | 8.9556e-05 | 0.00010117 | 5.1626e-05 | 5.1626e-05
02/19 02:00:00 | 2 | 19 | 2 | 1178 | WD | 0 | 0.0001451 | 0.0001451 | 0 | 7.4699e-05 | 0.00023244 | 0.00011415 | 0 | 0 | 2.1781e-05 | 0.0004466 | -0.0049721 | 0.0001451 | 0.00018063 | 8.5656e-05 | 0.00017369 | 8.5656e-05 | 0.00011415 | 0.00022925 | 0.00011415 | 0 | 6.5591e-05 | 0.0001118 | 8.7955e-05 | 7.7545e-05 | 8.0763e-05 | 3.0891e-05 | 3.3111e-05 | 3.2403e-05 | 3.2403e-05 | 0.00011415 | 0.00011415 | 0.00011415 | 0.00011416 | 0.00011415 | 0.00011415 | 3.6463e-05 | 6.7924e-05 | 5.8637e-05 | 5.3892e-05 | 0.00022929 | 0.00011415 | 0.00011415 | 0.00011415 | 0.00011415 | 1.2032e-06 | 2.437e-05 | 5.3103e-05 | 6.9742e-05 | 6.6928e-05 | 8.9675e-05 | 8.3509e-05 | 8.0649e-05 | 8.9862e-05 | 0.00010228 | 0.00012277 | 0.00012277
02/19 03:00:00 | 2 | 19 | 3 | 1179 | WD | 0 | 0.00016827 | 0.00016827 | -4.1903e-07 | 0 | 0.00022975 | 0.00011415 | 0 | 0 | 2.1781e-05 | 0.00048207 | -0.0048138 | 0.00016827 | 0.00026451 | 8.3946e-05 | 0.0002183 | 8.3946e-05 | 0.00011415 | 0.00022925 | 0.00011415 | 0 | 6.5591e-05 | 0.0001118 | 8.7904e-05 | 7.7564e-05 | 8.076e-05 | 3.1294e-05 | 2.9156e-05 | 2.9838e-05 | 2.9838e-05 | 0.00011415 | 0.00011415 | 0.00011415 | 0.00011416 | 0.00011415 | 0.00011415 | 3.6473e-05 | 6.819e-05 | 6.0618e-05 | 5.6748e-05 | 0.00022929 | 0.00011415 | 0.00011415 | 0.00011415 | 0.00011415 | 1.23e-06 | 2.5894e-05 | 5.6002e-05 | 7.3438e-05 | 6.5644e-05 | 8.9775e-05 | 8.4025e-05 | 8.1358e-05 | 8.9977e-05 | 0.00010288 | 0.00015108 | 0.00015108
02/19 04:00:00 | 2 | 19 | 4 | 1180 | WD | 0 | 0.00019994 | 0.00019994 | 2.541e-07 | 7.4441e-05 | 0.00022651 | 0.00011415 | 0 | 0 | 2.1781e-05 | 0.00047428 | -0.0017936 | 0.00019994 | 0.00032126 | 8.2211e-05 | 0.00025252 | 8.2211e-05 | 0.00011415 | 0.00022925 | 0.00011415 | 0 | 6.5591e-05 | 0.0001118 | 8.8736e-05 | 7.7566e-05 | 8.1018e-05 | 3.1785e-05 | 2.8511e-05 | 2.9556e-05 | 2.9556e-05 | 0.00011415 | 0.00011415 | 0.00011415 | 0.00011416 | 0.00011415 | 0.00011415 | 4.5596e-05 | 6.8975e-05 | 6.1912e-05 | 5.8304e-05 | 0.00022929 | 0.00011415 | 0.00011415 | 0.00011415 | 0.00011415 | 1.5508e-06 | 3.0373e-05 | 5.892e-05 | 7.5451e-05 | 7.1045e-05 | 9.0016e-05 | 8.4359e-05 | 8.1735e-05 | 8.9918e-05 | 0.00010321 | 0.00016999 | 0.00016999
02/19 05:00:00 | 2 | 19 | 5 | 1181 | WD | 0 | 0.00022228 | 0.00022228 | 0 | 7.5186e-05 | 0.00021796 | 0.00011415 | 0 | 0 | 6.5342e-05 | 0.00047682 | 0.0013362 | 0.00022228 | 0.00036915 | 8.1198e-05 | 0.00028215 | 8.1198e-05 | 0.00011415 | 0.00022925 | 0.00011415 | 0 | 6.5591e-05 | 0.0001118 | 0.00010131 | 7.7557e-05 | 8.4897e-05 | 3.225e-05 | 3.2245e-05 | 3.2247e-05 | 3.2247e-05 | 0.00011415 | 0.00011415 | 0.00011415 | 0.00011416 | 0.00011415 | 0.00011415 | 5.4768e-05 | 7.0282e-05 | 7.6832e-05 | 8.0178e-05 | 0.00022929 | 0.00011415 | 0.00011415 | 0.00011415 | 0.00011415 | 2.0054e-06 | 3.7834e-05 | 7.9583e-05 | 0.00010376 | 7.6613e-05 | 9.041e-05 | 8.9123e-05 | 8.8526e-05 | 8.9836e-05 | 0.00010344 | 0.00015425 | 0.00015425
02/19 06:00:00 | 2 | 19 | 6 | 1182 | WD | 0 | 0.00023616 | 0.00023616 | 4.8448e-06 | 7.8362e-05 | -1.5577e-12 | 0.00011415 | 0 | 0 | 0.00013613 | 0.00048007 | 0.0032551 | 0.00023616 | 0.00038683 | 8.7512e-05 | 0.0002964 | 8.7512e-05 | 0.00011415 | 0.00022925 | 0.00011415 | 0 | 6.5591e-05 | 0.0001118 | 0.00010414 | 8.1562e-05 | 8.8539e-05 | 3.2698e-05 | 3.317e-05 | 3.3019e-05 | 3.3019e-05 | 0.00011415 | 0.00011415 | 0.00011415 | 0.00011416 | 0.00011415 | 0.00011415 | 9.1181e-05 | 9.299e-05 | 0.0001022 | 0.0001069 | 0.00022929 | 0.00011415 | 0.00011415 | 0.00011415 | 0.00011415 | 3.0749e-06 | 6.2531e-05 | 0.00011054 | 0.00013835 | 9.5471e-05 | 9.8672e-05 | 9.7176e-05 | 9.6482e-05 | 8.9559e-05 | 0.00010356 | 0.000154 | 0.000154
02/19 07:00:00 | 2 | 19 | 7 | 1183 | WD | 0 | 0.00026839 | 0.00026839 | 1.238e-05 | 0.00017024 | 7.5464e-14 | 0.00011415 | 0 | 0 | 0.00015247 | -0.0009889 | 0.0036273 | 0.00026839 | -9.0825e-05 | 9.9871e-05 | 0.00032744 | 9.9871e-05 | 0.00011415 | 0.00022925 | 0.00011415 | 0 | 6.5591e-05 | 0.0001126 | 0.00010896 | 8.7249e-05 | 9.3958e-05 | 0.00064722 | 0.00054161 | 0.00057531 | 0.00057531 | 0.00011415 | 0.00011415 | 0.00011415 | 0.00011416 | 0.00011415 | 0.00011415 | 0.00012828 | 0.00012421 | 0.00013044 | 0.00013363 | 0.00022929 | 0.00011415 | 0.00011415 | 0.00011415 | 0.00011415 | 4.0107e-06 | 9.1597e-05 | 8.8347e-05 | 8.6466e-05 | 0.00011494 | 0.00011209 | 0.00010674 | 0.00010426 | 8.5364e-05 | 0.00012622 | 0.00066978 | 0.00066978
02/19 08:00:00 | 2 | 19 | 8 | 1184 | WD | 2.5515e-05 | 0.00027081 | 0.00027081 | 0.00099501 | 0.00021808 | 4.7973e-13 | 0.00011415 | 0.00011671 | 0.00011671 | 0.00013613 | -0.00046352 | 0.0033614 | 0.00027081 | 3.0485e-05 | 0.00011103 | 0.00032218 | 0.00011103 | 0.00011415 | 0 | 0.00011415 | 1.1982e-05 | 6.5591e-05 | 0.0001126 | 0.00010756 | 0.00010216 | 0.00010383 | 6.017e-06 | 1.437e-07 | 2.0176e-06 | 2.0176e-06 | 0.00011415 | 0.00011415 | 0.00011415 | 0.00011416 | 0.00011415 | 0.00011415 | 0.000149 | 0.00014116 | 0.00018924 | 0.00021381 | 3.6349e-05 | 0.00011415 | 0.00011415 | 0.00011415 | 0.00011415 | 3.2905e-05 | 0.00012337 | 0.000134 | 0.00014016 | 0.00012235 | 0.00011487 | 0.00011884 | 0.00012069 | 9.2863e-05 | 0.000121 | 0.00068715 | 0.00068715
02/19 09:00:00 | 2 | 19 | 9 | 1185 | WD | 0.00012553 | 0.00025897 | 0.00025897 | -0.00095722 | 0.00022214 | 1.5523e-12 | 0.00011415 | 0.00021077 | 0.00021077 | 5.9897e-05 | -0.00024224 | 0.0028814 | 0.00025897 | 0.00021139 | 0.00011108 | 0.00030868 | 0.00011108 | 0.00011415 | 0 | 0.00011415 | 0.00012294 | 0.00016398 | 0.0001685 | 0.0001112 | 0.00010446 | 0.00010654 | 5.1962e-06 | 5.2097e-08 | 1.6933e-06 | 1.6933e-06 | 0.00011415 | 0.00011415 | 0.00011415 | 0.00011416 | 0.00011415 | 0.00011415 | 0.00016895 | 0.00015337 | 0.00019337 | 0.00021381 | 0 | 0.00011415 | 0.00011415 | 0.00011415 | 0.00011415 | 0.00013391 | 0.00017212 | 0.00015583 | 0.00014639 | 0.00013644 | 0.00011956 | 0.00014593 | 0.00015817 | 9.3032e-05 | 0.00011864 | 0.00055411 | 0.00055411
02/19 10:00:00 | 2 | 19 | 10 | 1186 | WD | 0.00020953 | 0.00029006 | 0.00029006 | 0.0010581 | 0.00017368 | 0.00021486 | 0.00011415 | 0.00024633 | 0.00024633 | 4.0839e-05 | -0.00025346 | 0.0024087 | 0.00029006 | 0.00036928 | 0.00011156 | 0.00036115 | 0.00011156 | 0.00011415 | 0 | 0.00011415 | 0.00037933 | 0.00029516 | 0.0002244 | 0.00011451 | 0.00010442 | 0.00010754 | 4.8084e-06 | 2.9342e-08 | 1.5541e-06 | 1.5541e-06 | 0.00011415 | 0.00011415 | 0.00011415 | 0.00011416 | 0.00011415 | 0.00011415 | 0.0001871 | 0.00015456 | 0.00019377 | 0.00021381 | 0 | 0.00011415 | 0.00011415 | 0.00011415 | 0.00011415 | 0.00023933 | 0.00022216 | 0.0001776 | 0.0001518 | 0.00014716 | 0.0001202 | 0.00015105 | 0.00016536 | 9.3096e-05 | 0.00011711 | 0.00047176 | 0.00047176
02/19 11:00:00 | 2 | 19 | 11 | 1187 | WD | 0.00027573 | 0.00024563 | 0.00024563 | 1.171e-05 | 0.00016982 | 0.00021991 | 0.00011415 | 0 | 0 | 4.0839e-05 | 0.0011307 | 0.0020128 | 0.00024563 | 0.00058214 | 0.00011463 | 0.00029784 | 0.00011463 | 0.00011415 | 0 | 0.00011415 | 0.00047106 | 0.00029516 | 0.0002244 | 0.00011505 | 0.00010439 | 0.00010769 | 4.4338e-06 | 8.3095e-08 | 1.4712e-06 | 1.4712e-06 | 0.00011415 | 0.00011415 | 0.00011415 | 0.00011416 | 0.00011415 | 0.00011415 | 0.00018706 | 0.00015413 | 0.00019363 | 0.00021381 | 0 | 0.00011415 | 0.00011415 | 0.00011415 | 0.00011415 | 0.00031952 | 0.00024651 | 0.00018925 | 0.00015609 | 0.00014854 | 0.00012004 | 0.00014979 | 0.00016359 | 9.3119e-05 | 0.00011627 | 0.00042304 | 0.00042304
02/19 12:00:00 | 2 | 19 | 12 | 1188 | WD | 0.0003173 | 0.00025269 | 0.00025269 | 9.963e-06 | 0.0001661 | 0.00021998 | 0.00011415 | 0 | 0 | 4.0839e-05 | 0.00089429 | 0.0017028 | 0.00025269 | 0.00052651 | 0.00011458 | 0.00030846 | 0.00011458 | 0.00011415 | 0 | 0.00011415 | 0.00047113 | 0.00029516 | 0.0002244 | 0.00014399 | 0.00010491 | 0.00011699 | 4.5668e-06 | 2.8688e-07 | 1.6524e-06 | 1.6524e-06 | 0.00011415 | 0.00011415 | 0.00011415 | 0.00011416 | 0.00011415 | 0.00011415 | 0.000187 | 0.00015348 | 0.00019341 | 0.00021381 | 0 | 0.00011415 | 0.00011415 | 0.00011415 | 0.00011415 | 0.00037527 | 0.00024632 | 0.00023407 | 0.00022697 | 0.00014877 | 0.00012002 | 0.00015115 | 0.00016559 | 9.3131e-05 | 0.00011554 | 0.0003971 | 0.0003971
02/19 13:00:00 | 2 | 19 | 13 | 1189 | WD | 0.00032497 | 0.00023272 | 0.00023272 | 8.6339e-06 | 0.00016324 | 0.00021627 | 0.00011415 | 0 | 0 | 4.0839e-05 | 0.00061502 | 0.001414 | 0.00023272 | 0.00044748 | 0.00011115 | 0.00028119 | 0.00011115 | 0.00011415 | 0 | 0.00011415 | 0.00047113 | 0.00029516 | 0.0002244 | 0.00011518 | 0.00010585 | 0.00010873 | 3.9841e-06 | 2.5951e-07 | 1.4479e-06 | 1.4479e-06 | 0.00011415 | 0.00011415 | 0.00011415 | 0.00011416 | 0.00011415 | 0.00011415 | 0.00018694 | 0.0001532 | 0.00019331 | 0.00021381 | 0 | 0.00011415 | 0.00011415 | 0.00011415 | 0.00011415 | 0.00039029 | 0.00024586 | 0.0002344 | 0.00022776 | 0.00014845 | 0.00012026 | 0.00015458 | 0.00017049 | 9.3146e-05 | 0.00011521 | 0.00038455 | 0.00038455
02/19 14:00:00 | 2 | 19 | 14 | 1190 | WD | 0.0002972 | 0.00023943 | 0.00023943 | 7.846e-06 | 0.00016151 | 0.00022375 | 0.00011415 | 0 | 0 | 4.0839e-05 | 0.00052508 | 0.0011942 | 0.00023943 | 0.00044003 | 0.00011051 | 0.00029113 | 0.00011051 | 0.00011415 | 0 | 0.00011415 | 0.00047113 | 0.00029516 | 0.0002244 | 0.00011593 | 0.00010959 | 0.00011155 | 3.9385e-06 | -4.391e-09 | 1.2536e-06 | 1.2536e-06 | 0.00011415 | 0.00011415 | 0.00011415 | 0.00011416 | 0.00011415 | 0.00011415 | 0.00018653 | 0.00015279 | 0.00019317 | 0.00021381 | 0 | 0.00011415 | 0.00011415 | 0.00011415 | 0.00011415 | 0.00036165 | 0.00024525 | 0.00023333 | 0.00022643 | 0.0001468 | 0.00012146 | 0.00015279 | 0.00016732 | 9.3141e-05 | 0.0001153 | 0.00038408 | 0.00038408
02/19 15:00:00 | 2 | 19 | 15 | 1191 | WD | 0.00024238 | 0.00024589 | 0.00024589 | 3.5663e-06 | 7.9883e-05 | 0.00023635 | 0.00011415 | 0 | 0 | 4.0839e-05 | 0.00049728 | 0.00099277 | 0.00024589 | 0.00046256 | 0.00010956 | 0.00031284 | 0.00010956 | 0.00011415 | 0 | 0.00011415 | 0.00045735 | 0.00029516 | 0.0002244 | 0.00011563 | 0.00010831 | 0.00011057 | 3.7862e-06 | -1.4347e-07 | 1.1103e-06 | 1.1103e-06 | 0.00011415 | 0.00011415 | 0.00011415 | 0.00011416 | 0.00011415 | 0.00011415 | 0.00018548 | 0.00015218 | 0.00019297 | 0.00021381 | 0 | 0.00011415 | 0.00011415 | 0.00011415 | 0.00011415 | 0.00029699 | 0.00023955 | 0.00018614 | 0.00015521 | 0.00014614 | 0.00012083 | 0.00015013 | 0.00016372 | 9.3168e-05 | 0.00011547 | 0.00038459 | 0.00038459
02/19 16:00:00 | 2 | 19 | 16 | 1192 | WD | 0.00016557 | 0.00027264 | 0.00027264 | 0.00099661 | 0.00013635 | 0.00024949 | 0.00011415 | 0 | 0 | 7.0788e-05 | 0.00050046 | 0.00083745 | 0.00027264 | 0.00049454 | 0.00011092 | 0.00034056 | 0.00011092 | 0.00011415 | 0 | 0.00011415 | 0.000341 | 0.00029516 | 0.0002244 | 0.00011241 | 0.00010416 | 0.00010671 | 3.5459e-06 | -7.7753e-08 | 1.0784e-06 | 1.0784e-06 | 0.00011415 | 0.00011415 | 0.00011415 | 0.00011416 | 0.00011415 | 0.00011415 | 0.00016661 | 0.00015069 | 0.00019246 | 0.00021381 | 0 | 0.00011415 | 0.00011415 | 0.00011415 | 0.00011415 | 0.0001933 | 0.00020209 | 0.00016955 | 0.00015071 | 0.00013429 | 0.00011891 | 0.00014953 | 0.00016373 | 9.3178e-05 | 0.00011543 | 0.00037733 | 0.00037733
02/19 17:00:00 | 2 | 19 | 17 | 1193 | WD | 7.1024e-05 | 0.00029903 | 0.00029903 | -0.00059943 | 0.00010428 | -2.0051e-12 | 0.00011415 | 0.00042358 | 0.00042358 | 0.00015247 | -0.00093629 | 0.00074473 | 0.00029903 | 1.3476e-05 | 0.00012 | 0.00037677 | 0.00012 | 0.00011415 | 0 | 0.00011415 | 0.00017472 | 0.00029516 | 0.0002244 | 0.00010414 | 0.00010357 | 0.00010375 | 3.3437e-06 | -1.7414e-08 | 1.055e-06 | 1.055e-06 | 0.00011415 | 0.00011415 | 0.00011415 | 0.00011416 | 0.00011415 | 0.00011415 | 0.00014779 | 0.00014413 | 0.00015206 | 0.00015611 | 0 | 0.00011415 | 0.00011415 | 0.00011415 | 0.00011415 | 9.5682e-05 | 0.00013886 | 0.00011802 | 0.00010595 | 0.00012315 | 0.00011673 | 0.00013981 | 0.00015051 | 8.7069e-05 | 0.00011565 | 0.00039968 | 0.00039968
02/19 18:00:00 | 2 | 19 | 18 | 1194 | WD | 0 | 0.00032206 | 0.00032206 | -0.00038565 | 0.00016485 | -7.5459e-13 | 0.00011415 | 6.1351e-05 | 6.1351e-05 | 0.00021236 | -0.00050495 | 0.00070904 | 0.00032206 | 0.0001907 | 0.00013406 | 0.00039435 | 0.00013406 | 0.00011415 | 0.00011463 | 0.00011415 | 1.8169e-05 | 0.00029516 | 0.0002244 | 0.00010221 | 0.00010336 | 0.00010301 | 3.0318e-06 | 3.5768e-09 | 9.6976e-07 | 9.6976e-07 | 0.00011415 | 0.00011415 | 0.00011415 | 0.00011416 | 0.00011415 | 0.00011415 | 0.00012914 | 0.0001402 | 0.00012955 | 0.00012411 | 7.8299e-05 | 0.00011415 | 0.00011415 | 0.00011415 | 0.00011415 | 1.5633e-05 | 9.2499e-05 | 8.51e-05 | 8.0816e-05 | 0.00011531 | 0.00011929 | 0.00013631 | 0.0001442 | 8.7101e-05 | 0.00011602 | 0.00043278 | 0.00043278
02/19 19:00:00 | 2 | 19 | 19 | 1195 | WD | 0 | 0.00035409 | 0.00035409 | 0.0010414 | 0.00016845 | -3.8268e-13 | 0.00011415 | 0 | 0 | 0.00028587 | -0.00035713 | 0.00069459 | 0.00035409 | 0.00039477 | 0.00014271 | 0.00043128 | 0.00014271 | 0.00011415 | 0.00022925 | 0.00011415 | 0 | 6.5591e-05 | 0.0001126 | 0.00010234 | 0.00010093 | 0.00010136 | 2.753e-06 | -8.8073e-09 | 8.7236e-07 | 8.7236e-07 | 0.00011415 | 0.00011415 | 0.00011415 | 0.00011416 | 0.00011415 | 0.00011415 | 0.00012867 | 0.00012924 | 0.00011284 | 0.00010446 | 0.00022929 | 0.00011415 | 0.00011415 | 0.00011415 | 0.00011415 | 4.7071e-06 | 8.1186e-05 | 7.2578e-05 | 6.7593e-05 | 0.00011747 | 0.00011926 | 0.00011921 | 0.00011919 | 8.7119e-05 | 0.00011614 | 0.00063334 | 0.00063334
02/19 20:00:00 | 2 | 19 | 20 | 1196 | WD | 0 | 0.00034767 | 0.00034767 | 1.136e-05 | 0.00016908 | -2.8565e-13 | 0.00011415 | 0 | 0 | 0.00034305 | -0.00010943 | 0.00068708 | 0.00034767 | 0.00037952 | 0.00014653 | 0.00041826 | 0.00014653 | 0.00011415 | 0.00022925 | 0.00011415 | 0 | 6.5591e-05 | 0.0001126 | 0.00011205 | 9.9402e-05 | 0.00010331 | 2.5599e-06 | -1.2132e-08 | 8.0848e-07 | 8.0848e-07 | 0.00011415 | 0.00011415 | 0.00011415 | 0.00011416 | 0.00011415 | 0.00011415 | 0.00011028 | 0.00012072 | 0.00010105 | 9.1006e-05 | 0.00022929 | 0.00011415 | 0.00011415 | 0.00011415 | 0.00011415 | 6.0385e-06 | 7.1053e-05 | 0.00010064 | 0.00011777 | 0.00010805 | 0.00011616 | 0.00011418 | 0.00011327 | 8.7107e-05 | 0.00011632 | 0.00065175 | 0.00065175
02/19 21:00:00 | 2 | 19 | 21 | 1197 | WD | 0 | 0.00032263 | 0.00032263 | 1.0482e-05 | 0.00016685 | 0 | 0.00011415 | 0 | 0 | 0.00034849 | -6.8515e-05 | 0.00065453 | 0.00032263 | 0.00035415 | 0.00014762 | 0.00038243 | 0.00014762 | 0.00011415 | 0.00022925 | 0.00011415 | 0 | 6.5591e-05 | 0.0001126 | 0.00011077 | 9.6271e-05 | 0.00010075 | 0.00065081 | 0.000591 | 0.00061008 | 0.00061008 | 0.00011415 | 0.00011415 | 0.00011415 | 0.00011416 | 0.00011415 | 0.00011415 | 0.00010984 | 0.00010476 | 8.6009e-05 | 7.6429e-05 | 0.00022929 | 0.00011415 | 0.00011415 | 0.00011415 | 0.00011415 | 4.8306e-06 | 5.9917e-05 | 8.4608e-05 | 9.8906e-05 | 0.00010644 | 0.00011006 | 0.00010453 | 0.00010196 | 8.7095e-05 | 0.00011512 | 0.00064751 | 0.00064751
02/19 22:00:00 | 2 | 19 | 22 | 1198 | WD | 0 | 0.00032198 | 0.00032198 | 9.2853e-06 | 0.00016411 | 2.0698e-12 | 0.00011415 | 0 | 0 | 0.00023959 | -5.1514e-05 | 0.00053675 | 0.00032198 | 0.00034308 | 0.00014405 | 0.00038836 | 0.00014405 | 0.00011415 | 0.00022925 | 0.00011415 | 0 | 6.5591e-05 | 0.0001126 | 0.00010465 | 8.2005e-05 | 8.9004e-05 | 0.00062855 | 0.00050343 | 0.00054335 | 0.00054335 | 0.00011415 | 0.00011415 | 0.00011415 | 0.00011415 | 0.00011415 | 0.00011415 | 0.00010924 | 9.2279e-05 | 7.4921e-05 | 6.6052e-05 | 0.00022929 | 0.00011415 | 0.00011415 | 0.00011415 | 0.00011415 | 3.2016e-06 | 4.5412e-05 | 7.0785e-05 | 8.5478e-05 | 0.00010465 | 9.8833e-05 | 9.8263e-05 | 9.7999e-05 | 8.919e-05 | 9.5833e-05 | 0.00065804 | 0.00065804
02/19 23:00:00 | 2 | 19 | 23 | 1199 | WD | 0 | 0.00028791 | 0.00028791 | 0.0010089 | 7.9795e-05 | 7.9772e-13 | 0.00011415 | 0 | 0 | 0.00013341 | 0.0013066 | -0.0018621 | 0.00028791 | 0.00066832 | 0.00013614 | 0.00035979 | 0.00013614 | 0.00011415 | 0.00022925 | 0.00011415 | 0 | 6.5591e-05 | 0.0001118 | 9.5633e-05 | 7.7473e-05 | 8.3085e-05 | 0.0005806 | 0.00049335 | 0.00052119 | 0.00052119 | 0.00011415 | 0.00011415 | 0.00011415 | 0.00011416 | 0.00011415 | 0.00011415 | 0.00010883 | 6.9436e-05 | 6.3877e-05 | 6.1037e-05 | 0.00022929 | 0.00011415 | 0.00011415 | 0.00011415 | 0.00011415 | 2.0797e-06 | 3.3003e-05 | 6.2124e-05 | 7.8988e-05 | 0.00010308 | 9.0069e-05 | 9.043e-05 | 9.0598e-05 | 8.9312e-05 | 9.953e-05 | 3.7261e-05 | 3.7261e-05
02/19 24:00:00 | 2 | 19 | 24 | 1200 | WD | 0 | 0.00026344 | 0.00026344 | -0.00098912 | 7.7849e-05 | -1.3906e-12 | 0.00011415 | 0 | 0 | 5.4452e-05 | 0.00078454 | -0.0054977 | 0.00026344 | 0.00048875 | 0.00012638 | 0.00033143 | 0.00012638 | 0.00011415 | 0.00022925 | 0.00011415 | 0 | 6.5591e-05 | 0.0001118 | 0.00012366 | 7.7427e-05 | 9.1714e-05 | 0.00074589 | 0.00049913 | 0.00057786 | 0.00057786 | 0.00011415 | 0.00011415 | 0.00011415 | 0.00011416 | 0.00011415 | 0.00011415 | 9.9691e-05 | 6.8344e-05 | 6.1493e-05 | 5.7992e-05 | 0.00022929 | 0.00011415 | 0.00011415 | 0.00011415 | 0.00011415 | 1.729e-06 | 2.6771e-05 | 5.7344e-05 | 7.5048e-05 | 9.8041e-05 | 8.9743e-05 | 8.9809e-05 | 8.984e-05 | 8.9314e-05 | 0.00010115 | 6.7035e-05 | 6.7035e-05
02/20 01:00:00 | 2 | 20 | 1 | 1201 | WD | 0 | 0.00020732 | 0.00020732 | 9.8729e-07 | 7.5575e-05 | 0.00025245 | 0.00011415 | 0 | 0 | 2.1781e-05 | 0.00054798 | -0.0052538 | 0.00020732 | 0.00021498 | 9.19e-05 | 0.00026083 | 9.19e-05 | 0.00011415 | 0.00022925 | 0.00011415 | 0 | 6.5591e-05 | 0.0001118 | 8.8587e-05 | 7.7381e-05 | 8.0844e-05 | 0.00054199 | 0.00049896 | 0.00051269 | 0.00051269 | 0.00011415 | 0.00011415 | 0.00011415 | 0.00011416 | 0.00011415 | 0.00011415 | 4.5468e-05 | 6.8027e-05 | 5.8924e-05 | 5.4272e-05 | 0.00022929 | 0.00011415 | 0.00011415 | 0.00011415 | 0.00011415 | 1.2032e-06 | 2.496e-05 | 5.3631e-05 | 7.0234e-05 | 7.2433e-05 | 8.9644e-05 | 8.3586e-05 | 8.0776e-05 | 8.9682e-05 | 0.00010213 | 0.00013076 | 0.00013076
02/20 02:00:00 | 2 | 20 | 2 | 1202 | WD | 0 | 0.00022345 | 0.00022345 | 0 | 7.4685e-05 | 0.00023244 | 0.00011415 | 0 | 0 | 2.1781e-05 | 0.00053473 | -0.0054142 | 0.00022345 | 0.00026517 | 8.5656e-05 | 0.00028523 | 8.5656e-05 | 0.00011415 | 0.00022925 | 0.00011415 | 0 | 6.5591e-05 | 0.0001118 | 8.7505e-05 | 7.736e-05 | 8.0495e-05 | 0.0005364 | 0.00049887 | 0.00051085 | 0.00051085 | 0.00011415 | 0.00011415 | 0.00011415 | 0.00011416 | 0.00011415 | 0.00011415 | 3.6463e-05 | 6.7924e-05 | 5.8637e-05 | 5.3892e-05 | 0.00022929 | 0.00011415 | 0.00011415 | 0.00011415 | 0.00011415 | 1.2032e-06 | 2.437e-05 | 5.3103e-05 | 6.9742e-05 | 6.7158e-05 | 8.9613e-05 | 8.3435e-05 | 8.0569e-05 | 8.9844e-05 | 0.00010273 | 0.00014879 | 0.00014879
02/20 03:00:00 | 2 | 20 | 3 | 1203 | WD | 0 | 0.00023461 | 0.00023461 | 1.3031e-06 | 0 | 0.00022975 | 0.00011415 | 0 | 0 | 2.1781e-05 | 0.00054016 | -0.0049065 | 0.00023461 | 0.00031485 | 8.3946e-05 | 0.00031275 | 8.3946e-05 | 0.00011415 | 0.00022925 | 0.00011415 | 0 | 6.5591e-05 | 0.0001118 | 8.7413e-05 | 7.7343e-05 | 8.0455e-05 | 0.00053633 | 0.0004988 | 0.00051078 | 0.00051078 | 0.00011415 | 0.00011415 | 0.00011415 | 0.00011416 | 0.00011415 | 0.00011415 | 3.6473e-05 | 6.819e-05 | 6.0618e-05 | 5.6748e-05 | 0.00022929 | 0.00011415 | 0.00011415 | 0.00011415 | 0.00011415 | 1.23e-06 | 2.5894e-05 | 5.6002e-05 | 7.3438e-05 | 6.5863e-05 | 8.969e-05 | 8.3968e-05 | 8.1314e-05 | 8.9934e-05 | 0.00010307 | 0.0001626 | 0.0001626
02/20 04:00:00 | 2 | 20 | 4 | 1204 | WD | 0 | 0.00023762 | 0.00023762 | 0.00097085 | 7.4447e-05 | 0.00022651 | 0.00011415 | 0 | 0 | 2.1781e-05 | 0.0004885 | -0.0017884 | 0.00023762 | 0.0003353 | 8.2211e-05 | 0.00030616 | 8.2211e-05 | 0.00011415 | 0.00022925 | 0.00011415 | 0 | 6.5591e-05 | 0.0001118 | 8.827e-05 | 7.7344e-05 | 8.0721e-05 | 0.00054173 | 0.00049881 | 0.00051251 | 0.00051251 | 0.00011415 | 0.00011415 | 0.00011415 | 0.00011416 | 0.00011415 | 0.00011415 | 4.5596e-05 | 6.8975e-05 | 6.1912e-05 | 5.8304e-05 | 0.00022929 | 0.00011415 | 0.00011415 | 0.00011415 | 0.00011415 | 1.5508e-06 | 3.0373e-05 | 5.892e-05 | 7.5451e-05 | 7.1248e-05 | 8.9929e-05 | 8.4312e-05 | 8.1707e-05 | 8.9847e-05 | 0.00010328 | 0.00016819 | 0.00016819
02/20 05:00:00 | 2 | 20 | 5 | 1205 | WD | 0 | 0.00023882 | 0.00023882 | -0.00097477 | 7.5192e-05 | 0.00021796 | 0.00011415 | 0 | 0 | 6.5342e-05 | 0.00046325 | 0.0012455 | 0.00023882 | 0.00034681 | 8.1198e-05 | 0.00030569 | 8.1198e-05 | 0.00011415 | 0.00022925 | 0.00011415 | 0 | 6.5591e-05 | 0.0001118 | 0.00014781 | 7.7309e-05 | 9.9097e-05 | 0.00089022 | 0.00049866 | 0.00062359 | 0.00062359 | 0.00011415 | 0.00011415 | 0.00011415 | 0.00011416 | 0.00011415 | 0.00011415 | 5.4768e-05 | 7.0282e-05 | 7.6832e-05 | 8.0178e-05 | 0.00022929 | 0.00011415 | 0.00011415 | 0.00011415 | 0.00011415 | 2.0054e-06 | 3.7834e-05 | 7.9583e-05 | 0.00010376 | 7.7249e-05 | 9.0311e-05 | 8.9071e-05 | 8.8496e-05 | 8.9739e-05 | 0.00010341 | 0.00015376 | 0.00015376
02/20 06:00:00 | 2 | 20 | 6 | 1206 | WD | 0 | 0.00022986 | 0.00022986 | 0.00099657 | 7.8369e-05 | -1.5577e-12 | 0.00011415 | 0 | 0 | 0.00013613 | 0.00043429 | 0.0032446 | 0.00022986 | 0.00034736 | 8.7512e-05 | 0.00028743 | 8.7512e-05 | 0.00011415 | 0.00022925 | 0.00011415 | 0 | 6.5591e-05 | 0.0001118 | 0.00014127 | 8.1262e-05 | 9.9808e-05 | 0.00085404 | 0.00052304 | 0.00062864 | 0.00062864 | 0.00011415 | 0.00011415 | 0.00011415 | 0.00011416 | 0.00011415 | 0.00011415 | 9.1181e-05 | 9.299e-05 | 0.0001022 | 0.0001069 | 0.00022929 | 0.00011415 | 0.00011415 | 0.00011415 | 0.00011415 | 3.0749e-06 | 6.2531e-05 | 0.00011054 | 0.00013835 | 9.5983e-05 | 9.8552e-05 | 9.7124e-05 | 9.6461e-05 | 8.9395e-05 | 0.0001034 | 0.00014098 | 0.00014098
02/20 07:00:00 | 2 | 20 | 7 | 1207 | WD | 0 | 0.00024372 | 0.00024372 | -0.00023682 | 0.00017026 | 7.5464e-14 | 0.00011415 | 0 | 0 | 0.00015247 | -0.0010287 | 0.0036358 | 0.00024372 | -9.4728e-05 | 9.9871e-05 | 0.00029232 | 9.9871e-05 | 0.00011415 | 0.00022925 | 0.00011415 | 0 | 6.5591e-05 | 0.0001126 | 0.00012742 | 8.6933e-05 | 9.9446e-05 | 0.00075629 | 0.00053983 | 0.0006089 | 0.0006089 | 0.00011415 | 0.00011415 | 0.00011415 | 0.00011416 | 0.00011415 | 0.00011415 | 0.00012828 | 0.00012421 | 0.00013044 | 0.00013363 | 0.00022929 | 0.00011415 | 0.00011415 | 0.00011415 | 0.00011415 | 4.0107e-06 | 9.1597e-05 | 8.8347e-05 | 8.6466e-05 | 0.0001152 | 0.00011196 | 0.00010671 | 0.00010427 | 8.5149e-05 | 0.00012613 | 0.00062212 | 0.00062212
02/20 08:00:00 | 2 | 20 | 8 | 1208 | WD | 2.8216e-05 | 0.00026007 | 0.00026007 | 0.00027537 | 0.00025869 | 4.7973e-13 | 0.00011415 | 0.00012549 | 0.00012549 | 0.00013613 | -0.00047463 | 0.0033775 | 0.00026007 | 2.4533e-05 | 0.00011103 | 0.00030077 | 0.00011103 | 0.00011415 | 0 | 0.00011415 | 1.2883e-05 | 6.5591e-05 | 0.0001126 | 0.00010713 | 0.00010162 | 0.00010332 | 0.00063245 | 0.00062395 | 0.00062666 | 0.00062666 | 0.00011415 | 0.00011415 | 0.00011415 | 0.00011416 | 0.00011415 | 0.00011415 | 0.000149 | 0.00014113 | 0.00018923 | 0.00021381 | 3.6349e-05 | 0.00011415 | 0.00011415 | 0.00011415 | 0.00011415 | 3.4738e-05 | 0.00012398 | 0.00013431 | 0.0001403 | 0.00012241 | 0.00011464 | 0.00011877 | 0.00012069 | 9.2769e-05 | 0.00011958 | 0.00063715 | 0.00063715
02/20 09:00:00 | 2 | 20 | 9 | 1209 | WD | 0.00013014 | 0.00027718 | 0.00027718 | -0.00014596 | 0.00018144 | 1.5523e-12 | 0.00011415 | 0.00021699 | 0.00021699 | 5.9897e-05 | -0.00023578 | 0.0029215 | 0.00027718 | 0.00020647 | 0.00011108 | 0.00034074 | 0.00011108 | 0.00011415 | 0 | 0.00011415 | 0.00012658 | 0.00016398 | 0.0001685 | 0.0001105 | 0.00010393 | 0.00010596 | 0.00065142 | 0.00063806 | 0.00064232 | 0.00064232 | 0.00011415 | 0.00011415 | 0.00011415 | 0.00011416 | 0.00011415 | 0.00011415 | 0.00016895 | 0.00015337 | 0.00019337 | 0.00021381 | 0 | 0.00011415 | 0.00011415 | 0.00011415 | 0.00011415 | 0.00013765 | 0.00017386 | 0.00015662 | 0.00014664 | 0.00013649 | 0.00011935 | 0.00014574 | 0.00015799 | 9.2959e-05 | 0.00011713 | 0.00050044 | 0.00050044
02/20 10:00:00 | 2 | 20 | 10 | 1210 | WD | 0.00021171 | 0.00030244 | 0.00030244 | 0.00018325 | 0.00017369 | 0.00021486 | 0.00011415 | 0.00024733 | 0.00024733 | 4.0839e-05 | -0.00018231 | 0.0024564 | 0.00030244 | 0.00038068 | 0.00011156 | 0.00037877 | 0.00011156 | 0.00011415 | 0 | 0.00011415 | 0.00038087 | 0.00029516 | 0.0002244 | 0.00011379 | 0.00010388 | 0.00010695 | 4.994e-06 | 2.4726e-08 | 1.6102e-06 | 1.6102e-06 | 0.00011415 | 0.00011415 | 0.00011415 | 0.00011416 | 0.00011415 | 0.00011415 | 0.0001871 | 0.00015456 | 0.00019377 | 0.00021381 | 0 | 0.00011415 | 0.00011415 | 0.00011415 | 0.00011415 | 0.00024065 | 0.00022257 | 0.00017781 | 0.00015189 | 0.00014719 | 0.00011997 | 0.00015091 | 0.00016526 | 9.3062e-05 | 0.00011542 | 0.00039501 | 0.00039501
02/20 11:00:00 | 2 | 20 | 11 | 1211 | WD | 0.00028047 | 0.00023497 | 0.00023497 | 1.167e-05 | 0.00016985 | 0.00021991 | 0.00011415 | 0 | 0 | 4.0839e-05 | 0.001287 | 0.0020664 | 0.00023497 | 0.00055203 | 0.00011463 | 0.00028266 | 0.00011463 | 0.00011415 | 0 | 0.00011415 | 0.00047113 | 0.00029516 | 0.0002244 | 0.00011437 | 0.00010384 | 0.00010709 | 4.5913e-06 | 2.0397e-08 | 1.4788e-06 | 1.4788e-06 | 0.00011415 | 0.00011415 | 0.00011415 | 0.00011416 | 0.00011415 | 0.00011415 | 0.00018706 | 0.00015413 | 0.00019363 | 0.00021381 | 0 | 0.00011415 | 0.00011415 | 0.00011415 | 0.00011415 | 0.00032543 | 0.00024653 | 0.00018944 | 0.00015637 | 0.00014853 | 0.00011981 | 0.00014972 | 0.00016359 | 9.3196e-05 | 0.00011427 | 0.00034236 | 0.00034236
02/20 12:00:00 | 2 | 20 | 12 | 1212 | WD | 0.00031872 | 0.00021903 | 0.00021903 | 9.9598e-06 | 0.0001661 | 0.00021998 | 0.00011415 | 0 | 0 | 4.0839e-05 | 0.00083603 | 0.0017702 | 0.00021903 | 0.00044862 | 0.00011458 | 0.00026055 | 0.00011458 | 0.00011415 | 0 | 0.00011415 | 0.00047113 | 0.00029516 | 0.0002244 | 0.00014349 | 0.00010373 | 0.00011602 | 4.6274e-06 | 1.629e-08 | 1.4875e-06 | 1.4875e-06 | 0.00011415 | 0.00011415 | 0.00011415 | 0.00011416 | 0.00011415 | 0.00011415 | 0.000187 | 0.00015348 | 0.00019341 | 0.00021381 | 0 | 0.00011415 | 0.00011415 | 0.00011415 | 0.00011415 | 0.00037967 | 0.00024632 | 0.00023422 | 0.00022721 | 0.00014873 | 0.00011955 | 0.00015112 | 0.00016576 | 9.3295e-05 | 0.00011309 | 0.00029827 | 0.00029827
02/20 13:00:00 | 2 | 20 | 13 | 1213 | WD | 0.00032367 | 0.00021077 | 0.00021077 | 9.027e-06 | 0.00016324 | 0.00021627 | 0.00011415 | 0 | 0 | 4.0839e-05 | 0.00058385 | 0.0015365 | 0.00021077 | 0.0003952 | 0.00011115 | 0.00024994 | 0.00011115 | 0.00011415 | 0 | 0.00011415 | 0.00047113 | 0.00029516 | 0.0002244 | 0.00011448 | 0.00010372 | 0.00010705 | 4.1339e-06 | 1.2079e-08 | 1.3272e-06 | 1.3272e-06 | 0.00011415 | 0.00011415 | 0.00011415 | 0.00011416 | 0.00011415 | 0.00011415 | 0.00018694 | 0.0001532 | 0.00019331 | 0.00021381 | 0 | 0.00011415 | 0.00011415 | 0.00011415 | 0.00011415 | 0.00039165 | 0.00024586 | 0.00023446 | 0.00022785 | 0.00014839 | 0.00011946 | 0.0001545 | 0.00017075 | 9.3465e-05 | 0.00011246 | 0.00026764 | 0.00026764
02/20 14:00:00 | 2 | 20 | 14 | 1214 | WD | 0.00029671 | 0.00019967 | 0.00019967 | 0.0010127 | 0.00016151 | 0.00022375 | 0.00011415 | 0 | 0 | 4.0839e-05 | 0.00048197 | 0.0013361 | 0.00019967 | 0.0003579 | 0.00011051 | 0.00023453 | 0.00011051 | 0.00011415 | 0 | 0.00011415 | 0.00047113 | 0.00029516 | 0.0002244 | 0.00011538 | 0.00010793 | 0.00011023 | 4.0509e-06 | 7.7694e-09 | 1.2977e-06 | 1.2977e-06 | 0.00011415 | 0.00011415 | 0.00011415 | 0.00011416 | 0.00011415 | 0.00011415 | 0.00018653 | 0.00015279 | 0.00019317 | 0.00021381 | 0 | 0.00011415 | 0.00011415 | 0.00011415 | 0.00011415 | 0.00036636 | 0.00024525 | 0.0002335 | 0.00022669 | 0.0001467 | 0.00012081 | 0.0001529 | 0.00016779 | 9.4067e-05 | 0.00011198 | 0.00023357 | 0.00023357
02/20 15:00:00 | 2 | 20 | 15 | 1215 | WD | 0.00024039 | 0.00019175 | 0.00019175 | -0.00099707 | 7.9884e-05 | 0.00023635 | 0.00011415 | 0 | 0 | 4.0839e-05 | 0.0004419 | 0.0011621 | 0.00019175 | 0.0003514 | 0.00010956 | 0.00023578 | 0.00010956 | 0.00011415 | 0 | 0.00011415 | 0.00045999 | 0.00029516 | 0.0002244 | 0.00011525 | 0.00010754 | 0.00010992 | 3.8724e-06 | 6.27e-09 | 1.2398e-06 | 1.2398e-06 | 0.00011415 | 0.00011415 | 0.00011415 | 0.00011416 | 0.00011415 | 0.00011415 | 0.00018548 | 0.00015218 | 0.00019297 | 0.00021381 | 0 | 0.00011415 | 0.00011415 | 0.00011415 | 0.00011415 | 0.00030116 | 0.00024024 | 0.00018655 | 0.00015547 | 0.000146 | 0.00012048 | 0.00015046 | 0.00016437 | 9.4274e-05 | 0.00011168 | 0.00020647 | 0.00020647
02/20 16:00:00 | 2 | 20 | 16 | 1216 | WD | 0.00016144 | 0.00019392 | 0.00019392 | 0.001007 | 0.00015969 | 0.00024949 | 0.00011415 | 0 | 0 | 7.0788e-05 | 0.00040629 | 0.001027 | 0.00019392 | 0.00032952 | 0.00011092 | 0.00022497 | 0.00011092 | 0.00011415 | 0 | 0.00011415 | 0.00034141 | 0.00029516 | 0.0002244 | 0.00011201 | 0.0001036 | 0.0001062 | 3.7255e-06 | -8.2624e-10 | 1.1881e-06 | 1.1881e-06 | 0.00011415 | 0.00011415 | 0.00011415 | 0.00011416 | 0.00011415 | 0.00011415 | 0.00016661 | 0.00015069 | 0.00019246 | 0.00021381 | 0 | 0.00011415 | 0.00011415 | 0.00011415 | 0.00011415 | 0.00019378 | 0.0002022 | 0.00016962 | 0.00015075 | 0.00013415 | 0.00011864 | 0.0001499 | 0.0001644 | 9.4142e-05 | 0.0001116 | 0.00019514 | 0.00019514
02/20 17:00:00 | 2 | 20 | 17 | 1217 | WD | 6.8814e-05 | 0.00020075 | 0.00020075 | 7.4292e-06 | 8.0692e-05 | -2.0051e-12 | 0.00011415 | 0.00042468 | 0.00042468 | 0.00015247 | -0.00080546 | 0.00094204 | 0.00020075 | 8.3949e-05 | 0.00012 | 0.00024044 | 0.00012 | 0.00011415 | 0 | 0.00011415 | 0.00017517 | 0.00029516 | 0.0002244 | 0.00010377 | 0.00010292 | 0.00010318 | 3.6539e-06 | -8.0361e-09 | 1.1603e-06 | 1.1603e-06 | 0.00011415 | 0.00011415 | 0.00011415 | 0.00011416 | 0.00011415 | 0.00011415 | 0.00014779 | 0.00014413 | 0.00015206 | 0.00015611 | 0 | 0.00011415 | 0.00011415 | 0.00011415 | 0.00011415 | 9.5857e-05 | 0.00013897 | 0.00011806 | 0.00010596 | 0.000123 | 0.00011643 | 0.00014017 | 0.00015118 | 8.723e-05 | 0.00011192 | 0.00021269 | 0.00021269
02/20 18:00:00 | 2 | 20 | 18 | 1218 | WD | 0 | 0.00021361 | 0.00021361 | 9.522e-06 | 0.00016486 | -7.5459e-13 | 0.00011415 | 6.1721e-05 | 6.1721e-05 | 0.00021236 | -0.00049317 | 0.00088833 | 0.00021361 | 0.00021623 | 0.00013406 | 0.00023997 | 0.00013406 | 0.00011415 | 0.00011463 | 0.00011415 | 1.8278e-05 | 0.00029516 | 0.0002244 | 0.00010161 | 0.00010252 | 0.00010224 | 3.235e-06 | -1.2144e-08 | 1.0239e-06 | 1.0239e-06 | 0.00011415 | 0.00011415 | 0.00011415 | 0.00011416 | 0.00011415 | 0.00011415 | 0.00012914 | 0.00014019 | 0.00012955 | 0.00012411 | 7.8299e-05 | 0.00011415 | 0.00011415 | 0.00011415 | 0.00011415 | 1.569e-05 | 9.2511e-05 | 8.5107e-05 | 8.0819e-05 | 0.00011517 | 0.00011892 | 0.00013658 | 0.00014477 | 8.7212e-05 | 0.00011255 | 0.0002585 | 0.0002585
02/20 19:00:00 | 2 | 20 | 19 | 1219 | WD | 0 | 0.00023359 | 0.00023359 | 1.1472e-05 | 0.00016839 | -3.8268e-13 | 0.00011415 | 0 | 0 | 0.00028587 | -0.0002527 | 0.00083147 | 0.00023359 | 0.00033837 | 0.00014271 | 0.00025975 | 0.00014271 | 0.00011415 | 0.00022925 | 0.00011415 | 0 | 6.5591e-05 | 0.0001126 | 0.00010172 | 0.00010037 | 0.00010079 | 2.8776e-06 | -1.5103e-08 | 9.0781e-07 | 9.0781e-07 | 0.00011415 | 0.00011415 | 0.00011415 | 0.00011416 | 0.00011415 | 0.00011415 | 0.00012867 | 0.00012924 | 0.00011284 | 0.00010446 | 0.00022929 | 0.00011415 | 0.00011415 | 0.00011415 | 0.00011415 | 4.7071e-06 | 8.1186e-05 | 7.2578e-05 | 6.7593e-05 | 0.00011737 | 0.000119 | 0.00011913 | 0.00011919 | 8.7175e-05 | 0.00011299 | 0.0004606 | 0.0004606
02/20 20:00:00 | 2 | 20 | 20 | 1220 | WD | 0 | 0.00021188 | 0.00021188 | 1.1603e-05 | 0.00016913 | -2.8565e-13 | 0.00011415 | 0 | 0 | 0.00034305 | -0.00012642 | 0.00076162 | 0.00021188 | 0.00026894 | 0.00014653 | 0.00022495 | 0.00014653 | 0.00011415 | 0.00022925 | 0.00011415 | 0 | 6.5591e-05 | 0.0001126 | 9.9744e-05 | 9.8868e-05 | 9.9139e-05 | 2.6671e-06 | -1.0028e-08 | 8.4412e-07 | 8.4412e-07 | 0.00011415 | 0.00011415 | 0.00011415 | 0.00011416 | 0.00011415 | 0.00011415 | 0.00011028 | 0.00012072 | 0.00010105 | 9.1006e-05 | 0.00022929 | 0.00011415 | 0.00011415 | 0.00011415 | 0.00011415 | 6.0385e-06 | 7.1053e-05 | 0.00010064 | 0.00011777 | 0.00010785 | 0.00011592 | 0.00011411 | 0.00011327 | 8.7151e-05 | 0.00011359 | 0.00049653 | 0.00049653
02/20 21:00:00 | 2 | 20 | 21 | 1221 | WD | 0 | 0.00020871 | 0.00020871 | 1.0473e-05 | 0.00016686 | 0 | 0.00011415 | 0 | 0 | 0.00034849 | -7.9105e-05 | 0.00064951 | 0.00020871 | 0.0002525 | 0.00014762 | 0.00022026 | 0.00014762 | 0.00011415 | 0.00022925 | 0.00011415 | 0 | 6.5591e-05 | 0.0001126 | 9.9369e-05 | 9.5819e-05 | 9.6916e-05 | 2.5442e-06 | -1.5271e-09 | 8.1071e-07 | 8.1071e-07 | 0.00011415 | 0.00011415 | 0.00011415 | 0.00011416 | 0.00011415 | 0.00011415 | 0.00010984 | 0.00010476 | 8.6009e-05 | 7.6429e-05 | 0.00022929 | 0.00011415 | 0.00011415 | 0.00011415 | 0.00011415 | 4.8306e-06 | 5.9917e-05 | 8.4608e-05 | 9.8906e-05 | 0.00010626 | 0.00010988 | 0.00010447 | 0.00010196 | 8.7149e-05 | 0.00011401 | 0.00056452 | 0.00056452
02/20 22:00:00 | 2 | 20 | 22 | 1222 | WD | 0 | 0.00021162 | 0.00021162 | 9.1975e-06 | 0.00016414 | 2.0698e-12 | 0.00011415 | 0 | 0 | 0.00023959 | -5.642e-05 | 0.00045784 | 0.00021162 | 0.00025535 | 0.00014405 | 0.00023125 | 0.00014405 | 0.00011415 | 0.00022925 | 0.00011415 | 0 | 6.5591e-05 | 0.0001126 | 9.5873e-05 | 8.1763e-05 | 8.6124e-05 | 0.00057876 | 0.00050195 | 0.00052646 | 0.00052646 | 0.00011415 | 0.00011415 | 0.00011415 | 0.00011415 | 0.00011415 | 0.00011415 | 0.00010924 | 9.2279e-05 | 7.4921e-05 | 6.6052e-05 | 0.00022929 | 0.00011415 | 0.00011415 | 0.00011415 | 0.00011415 | 3.2016e-06 | 4.5412e-05 | 7.0785e-05 | 8.5478e-05 | 0.00010456 | 9.8744e-05 | 9.8235e-05 | 9.7999e-05 | 8.9072e-05 | 9.6052e-05 | 0.00060694 | 0.00060694
02/20 23:00:00 | 2 | 20 | 23 | 1223 | WD | 0 | 0.00018856 | 0.00018856 | 0.0010091 | 7.98e-05 | 7.9772e-13 | 0.00011415 | 0 | 0 | 0.00013341 | 0.0011553 | -0.0019268 | 0.00018856 | 0.00045467 | 0.00013614 | 0.00021837 | 0.00013614 | 0.00011415 | 0.00022925 | 0.00011415 | 0 | 6.5591e-05 | 0.0001118 | 9.5389e-05 | 7.7236e-05 | 8.2846e-05 | 0.00058112 | 0.00049223 | 0.00052059 | 0.00052059 | 0.00011415 | 0.00011415 | 0.00011415 | 0.00011416 | 0.00011415 | 0.00011415 | 0.00010883 | 6.9436e-05 | 6.3877e-05 | 6.1037e-05 | 0.00022929 | 0.00011415 | 0.00011415 | 0.00011415 | 0.00011415 | 2.0797e-06 | 3.3003e-05 | 6.2124e-05 | 7.8988e-05 | 0.00010313 | 8.9983e-05 | 9.0568e-05 | 9.084e-05 | 8.9187e-05 | 9.9463e-05 | 3.2446e-05 | 3.2446e-05
02/20 24:00:00 | 2 | 20 | 24 | 1224 | WD | 0 | 0.00016122 | 0.00016122 | 2.0931e-06 | 0.00010436 | -1.3906e-12 | 0.00011415 | 0 | 0 | 5.4452e-05 | 0.00063992 | -0.0056465 | 0.00016122 | 0.00027676 | 0.00012638 | 0.00018191 | 0.00012638 | 0.00011415 | 0.00022925 | 0.00011415 | 0 | 6.5591e-05 | 0.0001118 | 0.00012379 | 7.722e-05 | 9.1613e-05 | 0.00074857 | 0.00049824 | 0.00057811 | 0.00057811 | 0.00011415 | 0.00011415 | 0.00011415 | 0.00011416 | 0.00011415 | 0.00011415 | 9.9691e-05 | 6.8344e-05 | 6.1493e-05 | 5.7992e-05 | 0.00022929 | 0.00011415 | 0.00011415 | 0.00011415 | 0.00011415 | 1.729e-06 | 2.6771e-05 | 5.7344e-05 | 7.5048e-05 | 9.8055e-05 | 8.9668e-05 | 8.9955e-05 | 9.0089e-05 | 8.92e-05 | 0.00010118 | 4.6076e-05 | 4.6076e-05
02/21 01:00:00 | 2 | 21 | 1 | 1225 | WE | 0 | 0.00012752 | 0.00012752 | 1.0421e-06 | 4.9866e-05 | 0.00025245 | 0.00011415 | 0 | 0 | 2.1781e-05 | 0.00042893 | -0.0055149 | 0.00012752 | 0.00011602 | 9.281e-05 | 0.00015091 | 9.281e-05 | 0.00011415 | 0.00022925 | 0.00011415 | 0 | 1.6398e-05 | 1.3975e-05 | 9.0423e-05 | 7.7191e-05 | 8.128e-05 | 0.00051674 | 0.00049814 | 0.00050408 | 0.00050408 | 0.00011415 | 0.00011415 | 0.00011415 | 0.00011416 | 0.00011415 | 0.00011415 | 9.1034e-05 | 6.7637e-05 | 6.0012e-05 | 5.6116e-05 | 0.00022929 | 0.00011415 | 0.00011415 | 0.00011415 | 0.00011415 | 2.6738e-06 | 2.2734e-05 | 5.4326e-05 | 7.262e-05 | 9.2209e-05 | 8.9379e-05 | 8.4118e-05 | 8.1677e-05 | 8.5119e-05 | 0.00010216 | 0.00010562 | 0.00010562
02/21 02:00:00 | 2 | 21 | 2 | 1226 | WE | 0 | 0.00015275 | 0.00015275 | 4.8997e-07 | 7.4814e-05 | 0.00023244 | 0.00011415 | 0 | 0 | 2.1781e-05 | 0.00042901 | -0.0055014 | 0.00015275 | 0.00016156 | 8.6205e-05 | 0.00018446 | 8.6205e-05 | 0.00011415 | 0.00022925 | 0.00011415 | 0 | 1.6398e-05 | 1.3975e-05 | 8.9294e-05 | 7.7155e-05 | 8.0907e-05 | 0.00049739 | 0.00049799 | 0.0004978 | 0.0004978 | 0.00011415 | 0.00011415 | 0.00011415 | 0.00011416 | 0.00011415 | 0.00011415 | 9.1034e-05 | 6.7538e-05 | 5.9021e-05 | 5.4669e-05 | 0.00022929 | 0.00011415 | 0.00011415 | 0.00011415 | 0.00011415 | 2.6738e-06 | 2.2169e-05 | 5.2933e-05 | 7.0747e-05 | 9.2274e-05 | 8.9348e-05 | 8.3302e-05 | 8.0498e-05 | 8.49e-05 | 0.00010295 | 0.00014492 | 0.00014492
02/21 03:00:00 | 2 | 21 | 3 | 1227 | WE | 0 | 0.00017258 | 0.00017258 | -0.00097116 | 7.446e-05 | 0.00022975 | 0.00011415 | 0 | 0 | 2.1781e-05 | 0.00043758 | -0.0049978 | 0.00017258 | 0.00021705 | 8.4304e-05 | 0.00021313 | 8.4304e-05 | 0.00011415 | 0.00022925 | 0.00011415 | 0 | 1.6398e-05 | 1.3975e-05 | 8.9023e-05 | 7.7122e-05 | 8.08e-05 | 0.0004938 | 0.00049785 | 0.00049656 | 0.00049656 | 0.00011415 | 0.00011415 | 0.00011415 | 0.00011416 | 0.00011415 | 0.00011415 | 9.1034e-05 | 6.7578e-05 | 5.8145e-05 | 5.3326e-05 | 0.00022929 | 0.00011415 | 0.00011415 | 0.00011415 | 0.00011415 | 2.6738e-06 | 2.2396e-05 | 5.1915e-05 | 6.9009e-05 | 9.2367e-05 | 8.9357e-05 | 8.2882e-05 | 7.9879e-05 | 8.5106e-05 | 0.00010356 | 0.00017908 | 0.00017908
02/21 04:00:00 | 2 | 21 | 4 | 1228 | WE | 0 | 0.0001759 | 0.0001759 | 0.00097148 | 0 | 0.00022651 | 0.00011415 | 0 | 0 | 2.1781e-05 | 0.00040689 | -0.0020697 | 0.0001759 | 0.00024964 | 8.2413e-05 | 0.0002295 | 8.2413e-05 | 0.00011415 | 0.00022925 | 0.00011415 | 0 | 1.6398e-05 | 1.3975e-05 | 8.8835e-05 | 7.711e-05 | 8.0733e-05 | 0.00049139 | 0.0004978 | 0.00049575 | 0.00049575 | 0.00011415 | 0.00011415 | 0.00011415 | 0.00011416 | 0.00011415 | 0.00011415 | 9.1034e-05 | 6.8179e-05 | 5.8423e-05 | 5.3438e-05 | 0.00022929 | 0.00011415 | 0.00011415 | 0.00011415 | 0.00011415 | 2.6738e-06 | 2.5829e-05 | 5.3266e-05 | 6.9154e-05 | 9.2369e-05 | 8.9539e-05 | 8.2961e-05 | 7.991e-05 | 8.5034e-05 | 0.00010396 | 0.00019197 | 0.00019197
02/21 05:00:00 | 2 | 21 | 5 | 1229 | WE | 0 | 0.00018668 | 0.00018668 | 8.0728e-07 | 7.5355e-05 | 0.00021796 | 0.00011415 | 0 | 0 | 6.5342e-05 | 0.00038229 | 0.0010589 | 0.00018668 | 0.00025845 | 8.158e-05 | 0.00023137 | 8.158e-05 | 0.00011415 | 0.00022925 | 0.00011415 | 0 | 1.6398e-05 | 1.3975e-05 | 0.00010043 | 7.7114e-05 | 8.4319e-05 | 0.00055822 | 0.00049782 | 0.00051709 | 0.00051709 | 0.00011415 | 0.00011415 | 0.00011415 | 0.00011416 | 0.00011415 | 0.00011415 | 9.1034e-05 | 6.9401e-05 | 6.1076e-05 | 5.6823e-05 | 0.00022929 | 0.00011415 | 0.00011415 | 0.00011415 | 0.00011415 | 2.6738e-06 | 3.2805e-05 | 5.8598e-05 | 7.3534e-05 | 9.2453e-05 | 8.9911e-05 | 8.3712e-05 | 8.0836e-05 | 8.4835e-05 | 0.00010414 | 0.00020073 | 0.00020073
02/21 06:00:00 | 2 | 21 | 6 | 1230 | WE | 0 | 0.00018611 | 0.00018611 | 2.8969e-06 | 7.8862e-05 | -1.5577e-12 | 0.00011415 | 0 | 0 | 0.00013613 | 0.00036511 | 0.0031155 | 0.00018611 | 0.00024925 | 8.8117e-05 | 0.00022496 | 8.8117e-05 | 0.00011415 | 0.00022925 | 0.00011415 | 0 | 1.6398e-05 | 1.3975e-05 | 9.9538e-05 | 8.0336e-05 | 8.627e-05 | 0.00055204 | 0.00051757 | 0.00052857 | 0.00052857 | 0.00011415 | 0.00011415 | 0.00011415 | 0.00011416 | 0.00011415 | 0.00011415 | 9.1034e-05 | 8.6668e-05 | 7.4596e-05 | 6.8429e-05 | 0.00022929 | 0.00011415 | 0.00011415 | 0.00011415 | 0.00011415 | 2.6738e-06 | 4.7626e-05 | 7.3544e-05 | 8.8553e-05 | 9.2504e-05 | 9.6254e-05 | 8.7892e-05 | 8.4014e-05 | 8.5109e-05 | 0.00010421 | 0.00020355 | 0.00020355
02/21 07:00:00 | 2 | 21 | 7 | 1231 | WE | 0 | 0.00022991 | 0.00022991 | 0.00018939 | 0.00025068 | 7.5442e-14 | 0.00011415 | 0 | 0 | 0.00015247 | -0.0010092 | 0.0034684 | 0.00022991 | -0.00021354 | 0.00010137 | 0.00026021 | 0.00010137 | 0.00011415 | 0.00022925 | 0.00011415 | 0 | 1.6398e-05 | 1.4769e-05 | 0.0001002 | 8.6277e-05 | 9.0579e-05 | 0.00053996 | 0.00053584 | 0.00053715 | 0.00053715 | 0.00011415 | 0.00011415 | 0.00011415 | 0.00011416 | 0.00011415 | 0.00011415 | 9.1034e-05 | 0.00011711 | 9.2869e-05 | 8.0485e-05 | 0.00022929 | 0.00011415 | 0.00011415 | 0.00011415 | 0.00011415 | 2.6738e-06 | 6.6196e-05 | 9.0235e-05 | 0.00010416 | 9.2613e-05 | 0.00010953 | 9.9446e-05 | 9.4767e-05 | 8.1098e-05 | 0.00012647 | 6.4188e-05 | 6.4188e-05
02/21 08:00:00 | 2 | 21 | 8 | 1232 | WE | 2.9041e-05 | 0.00021235 | 0.00021235 | 0.00025723 | 0.00018863 | 4.7973e-13 | 0.00011415 | 0.00012527 | 0.00012527 | 0.00013613 | -0.00048019 | 0.0032106 | 0.00021235 | -4.4619e-06 | 0.000114 | 0.00024278 | 0.000114 | 0.00011415 | 0 | 0.00011415 | 3.2152e-06 | 1.6398e-05 | 1.4769e-05 | 9.5818e-05 | 0.00010149 | 9.9739e-05 | 0.00050624 | 0.00062315 | 0.00058585 | 0.00058585 | 0.00011415 | 0.00011415 | 0.00011415 | 0.00011416 | 0.00011415 | 0.00011415 | 9.1034e-05 | 0.00013667 | 0.00010644 | 9.0996e-05 | 3.6349e-05 | 0.00011415 | 0.00011415 | 0.00011415 | 0.00011415 | 1.8481e-05 | 9.9198e-05 | 0.00011142 | 0.0001185 | 8.772e-05 | 0.00011313 | 9.6782e-05 | 8.9198e-05 | 8.3473e-05 | 0.00012198 | 0.00015329 | 0.00015329
02/21 09:00:00 | 2 | 21 | 9 | 1233 | WE | 0.00013407 | 0.00023187 | 0.00023187 | -0.00038554 | 0.00027095 | 1.5523e-12 | 0.00011415 | 0.00021801 | 0.00021801 | 5.9897e-05 | -0.0002375 | 0.0027563 | 0.00023187 | 0.00018849 | 0.00011567 | 0.00026177 | 0.00011567 | 0.00011415 | 0 | 0.00011415 | 1.2717e-05 | 1.6398e-05 | 1.4769e-05 | 9.5803e-05 | 0.00010343 | 0.00010107 | 0.00049737 | 0.000635 | 0.00059109 | 0.00059109 | 0.00011415 | 0.00011415 | 0.00011415 | 0.00011416 | 0.00011415 | 0.00011415 | 9.1034e-05 | 0.00014804 | 0.00011622 | 9.9958e-05 | 0 | 0.00011415 | 0.00011415 | 0.00011415 | 0.00011415 | 7.0707e-05 | 0.00015451 | 0.00014077 | 0.00013282 | 8.6666e-05 | 0.00011728 | 0.00010254 | 9.5705e-05 | 8.4967e-05 | 0.00011874 | 4.9354e-05 | 4.9354e-05
02/21 10:00:00 | 2 | 21 | 10 | 1234 | WE | 0.00022025 | 0.00024914 | 0.00024914 | 2.4865e-05 | 0.00017778 | 0.00021486 | 0.00011415 | 0.0002524 | 0.0002524 | 4.0839e-05 | -0.00016428 | 0.0022968 | 0.00024914 | 0.00035214 | 0.00011778 | 0.00030098 | 0.00011778 | 0.00011415 | 0 | 0.00011415 | 2.1593e-05 | 1.6398e-05 | 1.4769e-05 | 9.6443e-05 | 0.00010353 | 0.00010134 | 0.00049782 | 0.00063558 | 0.00059162 | 0.00059162 | 0.00011415 | 0.00011415 | 0.00011415 | 0.00011416 | 0.00011415 | 0.00011415 | 9.1034e-05 | 0.00014946 | 0.00011937 | 0.000104 | 0 | 0.00011415 | 0.00011415 | 0.00011415 | 0.00011415 | 0.00011601 | 0.000203 | 0.00016346 | 0.00014055 | 8.6614e-05 | 0.00011818 | 0.00010492 | 9.8766e-05 | 8.5307e-05 | 0.00011675 | 2.6016e-05 | 2.6016e-05
02/21 11:00:00 | 2 | 21 | 11 | 1235 | WE | 0.00029016 | 0.00020911 | 0.00020911 | 0.0010556 | 0.00022723 | 0.00021991 | 0.00011415 | 0 | 0 | 4.0839e-05 | 0.0012806 | 0.0019339 | 0.00020911 | 0.00048374 | 0.00012151 | 0.00023574 | 0.00012151 | 0.00011415 | 0 | 0.00011415 | 2.6174e-05 | 1.6398e-05 | 1.4769e-05 | 9.573e-05 | 0.0001036 | 0.00010117 | 0.00049224 | 0.00063604 | 0.00059016 | 0.00059016 | 0.00011415 | 0.00011415 | 0.00011415 | 0.00011416 | 0.00011415 | 0.00011415 | 9.1034e-05 | 0.00014938 | 0.00011814 | 0.00010218 | 0 | 0.00011415 | 0.00011415 | 0.00011415 | 0.00011415 | 0.00015722 | 0.00022374 | 0.0001707 | 0.00013999 | 8.6586e-05 | 0.00011832 | 0.00010405 | 9.7429e-05 | 8.5492e-05 | 0.00011553 | 1.9462e-05 | 1.9462e-05
02/21 12:00:00 | 2 | 21 | 12 | 1236 | WE | 0.00032713 | 0.00019813 | 0.00019813 | 1.1328e-05 | 0.00019774 | 0.00021998 | 0.00011415 | 0 | 0 | 4.0839e-05 | 0.00073028 | 0.0016605 | 0.00019813 | 0.00038011 | 0.00012155 | 0.00022455 | 0.00012155 | 0.00011415 | 0 | 0.00011415 | 2.6174e-05 | 1.6398e-05 | 1.4769e-05 | 0.00012408 | 0.00010371 | 0.00011001 | 0.00065647 | 0.00063669 | 0.000643 | 0.000643 | 0.00011415 | 0.00011415 | 0.00011415 | 0.00011416 | 0.00011415 | 0.00011415 | 9.1034e-05 | 0.00014911 | 0.0001139 | 9.5904e-05 | 0 | 0.00011415 | 0.00011415 | 0.00011415 | 0.00011415 | 0.00018229 | 0.00022125 | 0.00016502 | 0.00013245 | 8.682e-05 | 0.00011826 | 0.00010419 | 9.7667e-05 | 8.5695e-05 | 0.00011444 | 1.0699e-05 | 1.0699e-05
02/21 13:00:00 | 2 | 21 | 13 | 1237 | WE | 0.00033422 | 0.00017982 | 0.00017982 | 9.4814e-06 | 8.5803e-05 | 0.00021627 | 0.00011415 | 0 | 0 | 4.0839e-05 | 0.00051652 | 0.0014545 | 0.00017982 | 0.00033242 | 0.00011748 | 0.00021624 | 0.00011748 | 0.00011415 | 0 | 0.00011415 | 2.6174e-05 | 1.6398e-05 | 1.4769e-05 | 9.432e-05 | 0.00010373 | 0.00010082 | 0.00048171 | 0.00063684 | 0.00058734 | 0.00058734 | 0.00011415 | 0.00011415 | 0.00011415 | 0.00011416 | 0.00011415 | 0.00011415 | 9.1034e-05 | 0.00014827 | 0.00011155 | 9.2781e-05 | 0 | 0.00011415 | 0.00011415 | 0.00011415 | 0.00011415 | 0.00018994 | 0.00021767 | 0.00016118 | 0.00012847 | 8.6485e-05 | 0.000118 | 0.00010276 | 9.5695e-05 | 8.5927e-05 | 0.00011362 | 1.6866e-06 | 1.6866e-06
02/21 14:00:00 | 2 | 21 | 14 | 1238 | WE | 0.0003064 | 0.00018261 | 0.00018261 | 8.7671e-06 | 0.00016358 | 0.00022375 | 0.00011415 | 0 | 0 | 4.0839e-05 | 0.0004232 | 0.0012919 | 0.00018261 | 0.00030754 | 0.00011631 | 0.00020871 | 0.00011631 | 0.00011415 | 0 | 0.00011415 | 2.6174e-05 | 1.6398e-05 | 1.4769e-05 | 9.6271e-05 | 0.00010801 | 0.00010438 | -0.00010288 | 1.2842e-08 | -3.2816e-05 | -3.2816e-05 | 0.00011415 | 0.00011415 | 0.00011415 | 0.00011416 | 0.00011415 | 0.00011415 | 9.1034e-05 | 0.00014778 | 0.00010773 | 8.7265e-05 | 0 | 0.00011415 | 0.00011415 | 0.00011415 | 0.00011415 | 0.00017849 | 0.00021561 | 0.00015532 | 0.0001204 | 8.6454e-05 | 0.00011935 | 0.00010063 | 9.195e-05 | 8.6099e-05 | 0.000113 | -1.1274e-05 | -1.1274e-05
02/21 15:00:00 | 2 | 21 | 15 | 1239 | WE | 0.0002494 | 0.00017563 | 0.00017563 | 0.0010117 | 0.0001615 | 0.00023635 | 0.00011415 | 0 | 0 | 4.0839e-05 | 0.00037327 | 0.001142 | 0.00017563 | 0.00028582 | 0.00011474 | 0.00019942 | 0.00011474 | 0.00011415 | 0 | 0.00011415 | 2.5719e-05 | 1.6398e-05 | 1.4769e-05 | 9.69e-05 | 0.00010767 | 0.00010434 | -0.00010416 | 1.144e-08 | -3.3225e-05 | -3.3225e-05 | 0.00011415 | 0.00011415 | 0.00011415 | 0.00011416 | 0.00011415 | 0.00011415 | 9.1034e-05 | 0.0001471 | 0.00010447 | 8.269e-05 | 0 | 0.00011415 | 0.00011415 | 0.00011415 | 0.00011415 | 0.00014883 | 0.00021033 | 0.00014869 | 0.00011299 | 8.644e-05 | 0.00011902 | 9.1219e-05 | 7.8325e-05 | 8.6202e-05 | 0.00011268 | 1.9299e-05 | 1.9299e-05
02/21 16:00:00 | 2 | 21 | 16 | 1240 | WE | 0.00016861 | 0.00016883 | 0.00016883 | -0.001001 | 8.0698e-05 | 0.00024949 | 0.00011415 | 0 | 0 | 7.0788e-05 | 0.00035517 | 0.0010367 | 0.00016883 | 0.00028579 | 0.00011582 | 0.00020014 | 0.00011582 | 0.00011415 | 0 | 0.00011415 | 1.9436e-05 | 1.6398e-05 | 1.4769e-05 | 9.6183e-05 | 0.00010373 | 0.0001014 | -0.00010541 | 5.2599e-09 | -3.3628e-05 | -3.3628e-05 | 0.00011415 | 0.00011415 | 0.00011415 | 0.00011416 | 0.00011415 | 0.00011415 | 9.1034e-05 | 0.00014517 | 0.00010162 | 7.9372e-05 | 0 | 0.00011415 | 0.00011415 | 0.00011415 | 0.00011415 | 0.00010653 | 0.00017161 | 0.00013063 | 0.0001069 | 8.6407e-05 | 0.00011705 | 8.921e-05 | 7.6299e-05 | 8.6289e-05 | 0.00011257 | 1.8606e-05 | 1.8606e-05
02/21 17:00:00 | 2 | 21 | 17 | 1241 | WE | 7.5181e-05 | 0.00021179 | 0.00021179 | 8.7368e-06 | 0.00016347 | -2.0051e-12 | 0.00011415 | 0.00044285 | 0.00044285 | 0.00015247 | -0.00098615 | 0.00097058 | 0.00021179 | -5.9364e-06 | 0.00012479 | 0.00024265 | 0.00012479 | 0.00011415 | 0 | 0.00011415 | 1.0148e-05 | 1.6398e-05 | 1.4769e-05 | 9.0845e-05 | 0.00010349 | 9.9586e-05 | -0.00010585 | 7.4923e-09 | -3.3768e-05 | -3.3768e-05 | 0.00011415 | 0.00011415 | 0.00011415 | 0.00011416 | 0.00011415 | 0.00011415 | 9.1034e-05 | 0.00014133 | 9.6564e-05 | 7.3692e-05 | 0 | 0.00011415 | 0.00011415 | 0.00011415 | 0.00011415 | 5.9819e-05 | 0.00011398 | 0.00010355 | 9.7521e-05 | 8.6365e-05 | 0.00011581 | 8.7947e-05 | 7.5023e-05 | 8.6323e-05 | 0.00011293 | 3.2363e-05 | 3.2363e-05
02/21 18:00:00 | 2 | 21 | 18 | 1242 | WE | 0 | 0.00022174 | 0.00022174 | 1.0478e-05 | 0.00016726 | -7.5459e-13 | 0.00011415 | 6.7867e-05 | 6.7867e-05 | 0.00021236 | -0.00050826 | 0.00092861 | 0.00022174 | 0.00021666 | 0.00013881 | 0.00025018 | 0.00013881 | 0.00011415 | 0.00011463 | 0.00011415 | 1.1166e-06 | 1.6398e-05 | 1.4769e-05 | 9.0727e-05 | 0.00010041 | 9.7415e-05 | -9.7536e-05 | -5.2705e-09 | -3.1123e-05 | -3.1123e-05 | 0.00011415 | 0.00011415 | 0.00011415 | 0.00011416 | 0.00011415 | 0.00011415 | 9.1034e-05 | 0.00012643 | 8.9202e-05 | 7.0179e-05 | 7.8299e-05 | 0.00011415 | 0.00011415 | 0.00011415 | 0.00011415 | 1.0535e-05 | 7.0572e-05 | 8.3574e-05 | 9.1104e-05 | 8.8276e-05 | 0.00011405 | 8.7949e-05 | 7.5844e-05 | 8.5463e-05 | 0.00011357 | 5.5626e-05 | 5.5626e-05
02/21 19:00:00 | 2 | 21 | 19 | 1243 | WE | 0 | 0.0002388 | 0.0002388 | 0.0010523 | 0.00017153 | -3.8268e-13 | 0.00011415 | 0 | 0 | 0.00028587 | -0.00026394 | 0.00089835 | 0.0002388 | 0.00033494 | 0.00014748 | 0.00026569 | 0.00014748 | 0.00011415 | 0.00022925 | 0.00011415 | 0 | 1.6398e-05 | 1.4769e-05 | 9.0713e-05 | 9.9617e-05 | 9.6865e-05 | -9.5255e-05 | -6.163e-09 | -3.0396e-05 | -3.0396e-05 | 0.00011415 | 0.00011415 | 0.00011415 | 0.00011416 | 0.00011415 | 0.00011415 | 9.1034e-05 | 0.00012264 | 8.3483e-05 | 6.3475e-05 | 0.00022929 | 0.00011415 | 0.00011415 | 0.00011415 | 0.00011415 | 2.6738e-06 | 6.5305e-05 | 7.5968e-05 | 8.2143e-05 | 9.206e-05 | 0.00011661 | 9.3685e-05 | 8.3052e-05 | 8.5444e-05 | 0.00011404 | 0.00017019 | 0.00017019
02/21 20:00:00 | 2 | 21 | 20 | 1244 | WE | 0 | 0.00023289 | 0.00023289 | 1.2761e-05 | 0.00021874 | -2.8567e-13 | 0.00011415 | 0 | 0 | 0.00034305 | -0.0001241 | 0.00083806 | 0.00023289 | 0.00029651 | 0.0001514 | 0.00024635 | 0.0001514 | 0.00011415 | 0.00022925 | 0.00011415 | 0 | 1.6398e-05 | 1.4769e-05 | 0.00010253 | 9.871e-05 | 9.9891e-05 | 0.00053532 | 0.00060599 | 0.00058344 | 0.00058344 | 0.00011415 | 0.00011415 | 0.00011415 | 0.00011416 | 0.00011415 | 0.00011415 | 9.1034e-05 | 0.00011781 | 8.0517e-05 | 6.1465e-05 | 0.00022929 | 0.00011415 | 0.00011415 | 0.00011415 | 0.00011415 | 2.6738e-06 | 6.1694e-05 | 7.2996e-05 | 7.9541e-05 | 9.2202e-05 | 0.00011452 | 9.2404e-05 | 8.2144e-05 | 8.5385e-05 | 0.0001143 | 0.00017588 | 0.00017588
02/21 21:00:00 | 2 | 21 | 21 | 1245 | WE | 0 | 0.00023517 | 0.00023517 | 0.00070425 | 0.00020975 | 0 | 0.00011415 | 0 | 0 | 0.00034849 | -8.0703e-05 | 0.00073979 | 0.00023517 | 0.00028996 | 0.00015248 | 0.00025044 | 0.00015248 | 0.00011415 | 0.00022925 | 0.00011415 | 0 | 1.6398e-05 | 1.4769e-05 | 0.00010184 | 9.5979e-05 | 9.7791e-05 | 0.00053217 | 0.00058922 | 0.00057102 | 0.00057102 | 0.00011415 | 0.00011415 | 0.00011415 | 0.00011416 | 0.00011415 | 0.00011415 | 9.1034e-05 | 0.00010413 | 7.5344e-05 | 6.0638e-05 | 0.00022929 | 0.00011415 | 0.00011415 | 0.00011415 | 0.00011415 | 2.6738e-06 | 5.5997e-05 | 7.023e-05 | 7.8471e-05 | 9.2218e-05 | 0.00010944 | 9.0614e-05 | 8.1881e-05 | 8.5326e-05 | 0.00011464 | 0.00019312 | 0.00019312
02/21 22:00:00 | 2 | 21 | 22 | 1246 | WE | 0 | 0.0002276 | 0.0002276 | 0.00034774 | 0.00015868 | 2.0697e-12 | 0.00011415 | 0 | 0 | 0.00023959 | -5.7909e-05 | 0.00056629 | 0.0002276 | 0.00029214 | 0.00014889 | 0.00025381 | 0.00014889 | 0.00011415 | 0.00022925 | 0.00011415 | 0 | 1.6398e-05 | 1.4769e-05 | 9.6452e-05 | 8.1243e-05 | 8.5943e-05 | 0.00051844 | 0.00049876 | 0.00050504 | 0.00050504 | 0.00011415 | 0.00011415 | 0.00011415 | 0.00011416 | 0.00011415 | 0.00011415 | 9.1034e-05 | 8.8189e-05 | 6.8193e-05 | 5.7976e-05 | 0.00022929 | 0.00011415 | 0.00011415 | 0.00011415 | 0.00011415 | 2.6738e-06 | 3.8487e-05 | 6.1627e-05 | 7.5027e-05 | 9.2225e-05 | 9.9132e-05 | 8.6849e-05 | 8.1152e-05 | 8.6734e-05 | 0.00011501 | 0.00020102 | 0.00020102
02/21 23:00:00 | 2 | 21 | 23 | 1247 | WE | 0 | 0.00020082 | 0.00020082 | -0.0010026 | 8.8576e-05 | 7.9772e-13 | 0.00011415 | 0 | 0 | 0.00013341 | 0.0010217 | -0.0018595 | 0.00020082 | 0.00048834 | 0.00013992 | 0.0002337 | 0.00013992 | 0.00011415 | 0.00022925 | 0.00011415 | 0 | 1.6398e-05 | 1.3975e-05 | 8.805e-05 | 7.7381e-05 | 8.0678e-05 | 0.00047471 | 0.00049289 | 0.00048709 | 0.00048709 | 0.00011415 | 0.00011415 | 0.00011415 | 0.00011415 | 0.00011415 | 0.00011415 | 9.1034e-05 | 6.8383e-05 | 6.1574e-05 | 5.8095e-05 | 0.00022929 | 0.00011415 | 0.00011415 | 0.00011415 | 0.00011415 | 2.6738e-06 | 2.6995e-05 | 5.751e-05 | 7.5181e-05 | 9.2142e-05 | 8.96e-05 | 8.3851e-05 | 8.1185e-05 | 8.6463e-05 | 9.5831e-05 | 0.00020147 | 0.00020147
02/21 24:00:00 | 2 | 21 | 24 | 1248 | WE | 0 | 0.00017234 | 0.00017234 | 0.0010013 | 9.4472e-05 | -1.3906e-12 | 0.00011415 | 0 | 0 | 5.4452e-05 | 0.00065592 | -0.0056192 | 0.00017234 | 0.00031988 | 0.00012686 | 0.00019914 | 0.00012686 | 0.00011415 | 0.00022925 | 0.00011415 | 0 | 1.6398e-05 | 1.3975e-05 | 0.00011772 | 7.7411e-05 | 8.9867e-05 | 0.00064842 | 0.00049906 | 0.00054672 | 0.00054672 | 0.00011415 | 0.00011415 | 0.00011415 | 0.00011416 | 0.00011415 | 0.00011415 | 9.1034e-05 | 6.7664e-05 | 6.0585e-05 | 5.6968e-05 | 0.00022929 | 0.00011415 | 0.00011415 | 0.00011415 | 0.00011415 | 2.6738e-06 | 2.2886e-05 | 5.5079e-05 | 7.3722e-05 | 9.2426e-05 | 8.9428e-05 | 8.3586e-05 | 8.0876e-05 | 8.6392e-05 | 9.929e-05 | 0.00020799 | 0.00020799
02/22 01:00:00 | 2 | 22 | 1 | 1249 | WE | 0 | 0.0001168 | 0.0001168 | 8.5447e-07 | 6.0515e-05 | 0.00025245 | 0.00011415 | 0 | 0 | 2.1781e-05 | 0.00042205 | -0.0053419 | 0.0001168 | 0.00011137 | 9.281e-05 | 0.00013406 | 9.281e-05 | 0.00011415 | 0.00022925 | 0.00011415 | 0 | 1.6398e-05 | 1.3975e-05 | 8.8223e-05 | 7.7438e-05 | 8.0771e-05 | 0.00047758 | 0.00049921 | 0.00049231 | 0.00049231 | 0.00011415 | 0.00011415 | 0.00011415 | 0.00011416 | 0.00011415 | 0.00011415 | 9.1034e-05 | 6.7729e-05 | 5.9644e-05 | 5.5513e-05 | 0.00022929 | 0.00011415 | 0.00011415 | 0.00011415 | 0.00011415 | 2.6738e-06 | 2.3262e-05 | 5.4025e-05 | 7.184e-05 | 9.2148e-05 | 8.9472e-05 | 8.3328e-05 | 8.0478e-05 | 8.635e-05 | 0.00010073 | 0.00020538 | 0.00020538
02/22 02:00:00 | 2 | 22 | 2 | 1250 | WE | 0 | 0.0001377 | 0.0001377 | -0.00097419 | 7.4812e-05 | 0.00023244 | 0.00011415 | 0 | 0 | 2.1781e-05 | 0.00042256 | -0.0051239 | 0.0001377 | 0.00015734 | 8.6205e-05 | 0.00016303 | 8.6205e-05 | 0.00011415 | 0.00022925 | 0.00011415 | 0 | 1.6398e-05 | 1.3975e-05 | 8.8293e-05 | 7.7463e-05 | 8.081e-05 | 0.00047866 | 0.00049933 | 0.00049273 | 0.00049273 | 0.00011415 | 0.00011415 | 0.00011415 | 0.00011416 | 0.00011415 | 0.00011415 | 9.1034e-05 | 6.758e-05 | 5.8756e-05 | 5.4248e-05 | 0.00022929 | 0.00011415 | 0.00011415 | 0.00011415 | 0.00011415 | 2.6738e-06 | 2.2409e-05 | 5.2676e-05 | 7.0203e-05 | 9.2154e-05 | 8.9443e-05 | 8.3082e-05 | 8.0131e-05 | 8.6305e-05 | 0.00010143 | 0.00021209 | 0.00021209
02/22 03:00:00 | 2 | 22 | 3 | 1251 | WE | 0 | 0.0001576 | 0.0001576 | 1.1907e-06 | 7.4458e-05 | 0.00022975 | 0.00011415 | 0 | 0 | 2.1781e-05 | 0.00044376 | -0.0048453 | 0.0001576 | 0.00021992 | 8.4304e-05 | 0.00019181 | 8.4304e-05 | 0.00011415 | 0.00022925 | 0.00011415 | 0 | 1.6398e-05 | 1.3975e-05 | 8.8292e-05 | 7.7469e-05 | 8.0814e-05 | 0.00047917 | 0.00049936 | 0.00049292 | 0.00049292 | 0.00011415 | 0.00011415 | 0.00011415 | 0.00011416 | 0.00011415 | 0.00011415 | 9.1034e-05 | 6.7485e-05 | 5.7794e-05 | 5.2843e-05 | 0.00022929 | 0.00011415 | 0.00011415 | 0.00011415 | 0.00011415 | 2.6738e-06 | 2.1869e-05 | 5.1326e-05 | 6.8384e-05 | 9.2155e-05 | 8.9422e-05 | 8.2812e-05 | 7.9747e-05 | 8.6271e-05 | 0.00010191 | 0.00021269 | 0.00021269
02/22 04:00:00 | 2 | 22 | 4 | 1252 | WE | 0 | 0.00015725 | 0.00015725 | 0.00097139 | 0 | 0.00022651 | 0.00011415 | 0 | 0 | 2.1781e-05 | 0.0004088 | -0.0018406 | 0.00015725 | 0.00024367 | 8.2413e-05 | 0.00020294 | 8.2413e-05 | 0.00011415 | 0.00022925 | 0.00011415 | 0 | 1.6398e-05 | 1.3975e-05 | 8.8304e-05 | 7.7474e-05 | 8.0821e-05 | 0.00047969 | 0.00049938 | 0.0004931 | 0.0004931 | 0.00011415 | 0.00011415 | 0.00011415 | 0.00011416 | 0.00011415 | 0.00011415 | 9.1034e-05 | 6.7544e-05 | 5.8391e-05 | 5.3714e-05 | 0.00022929 | 0.00011415 | 0.00011415 | 0.00011415 | 0.00011415 | 2.6738e-06 | 2.2203e-05 | 5.2163e-05 | 6.9512e-05 | 9.2155e-05 | 8.9445e-05 | 8.2982e-05 | 7.9985e-05 | 8.6244e-05 | 0.00010223 | 0.00021391 | 0.00021391
02/22 05:00:00 | 2 | 22 | 5 | 1253 | WE | 0 | 0.00016755 | 0.00016755 | -0.00071787 | 7.5353e-05 | 0.00021796 | 0.00011415 | 0 | 0 | 6.5342e-05 | 0.00038523 | 0.0011828 | 0.00016755 | 0.00024954 | 8.158e-05 | 0.00020414 | 8.158e-05 | 0.00011415 | 0.00022925 | 0.00011415 | 0 | 1.6398e-05 | 1.3975e-05 | 0.00010004 | 7.7841e-05 | 8.4701e-05 | 0.00054887 | 0.00050163 | 0.0005167 | 0.0005167 | 0.00011415 | 0.00011415 | 0.00011415 | 0.00011416 | 0.00011415 | 0.00011415 | 9.1034e-05 | 6.9679e-05 | 5.9002e-05 | 5.3546e-05 | 0.00022929 | 0.00011415 | 0.00011415 | 0.00011415 | 0.00011415 | 2.6738e-06 | 2.4849e-05 | 5.2995e-05 | 6.9294e-05 | 9.2267e-05 | 9.022e-05 | 8.3197e-05 | 7.9939e-05 | 8.6215e-05 | 0.00010247 | 0.00021832 | 0.00021832
02/22 06:00:00 | 2 | 22 | 6 | 1254 | WE | 0 | 0.00017392 | 0.00017392 | 0.00073651 | 7.883e-05 | -1.5577e-12 | 0.00011415 | 0 | 0 | 0.00013613 | 0.00038258 | 0.0032749 | 0.00017392 | 0.00026036 | 8.8117e-05 | 0.00020761 | 8.8117e-05 | 0.00011415 | 0.00022925 | 0.00011415 | 0 | 1.6398e-05 | 1.3975e-05 | 9.9292e-05 | 8.063e-05 | 8.6397e-05 | -5.3035e-05 | 3.3936e-05 | 6.1873e-06 | 6.1873e-06 | 0.00011415 | 0.00011415 | 0.00011415 | 0.00011416 | 0.00011415 | 0.00011415 | 9.1034e-05 | 8.4051e-05 | 6.7636e-05 | 5.9249e-05 | 0.00022929 | 0.00011415 | 0.00011415 | 0.00011415 | 0.00011415 | 2.6738e-06 | 3.4085e-05 | 6.1055e-05 | 7.6674e-05 | 9.2229e-05 | 9.5538e-05 | 8.5949e-05 | 8.1501e-05 | 8.6242e-05 | 0.00010254 | 0.00020858 | 0.00020858
02/22 07:00:00 | 2 | 22 | 7 | 1255 | WE | 0 | 0.00020342 | 0.00020342 | -0.0010209 | 0.000247 | 7.5442e-14 | 0.00011415 | 0 | 0 | 0.00015247 | -0.00080646 | 0.0036266 | 0.00020342 | -4.0754e-05 | 0.00010137 | 0.00022306 | 0.00010137 | 0.00011415 | 0.00022925 | 0.00011415 | 0 | 1.6398e-05 | 1.4769e-05 | 0.00010015 | 8.6628e-05 | 9.0807e-05 | -7.2692e-05 | 8.5939e-06 | -1.7341e-05 | -1.7341e-05 | 0.00011415 | 0.00011415 | 0.00011415 | 0.00011416 | 0.00011415 | 0.00011415 | 9.1034e-05 | 0.00011341 | 8.0931e-05 | 6.4334e-05 | 0.00022929 | 0.00011415 | 0.00011415 | 0.00011415 | 0.00011415 | 2.6738e-06 | 4.5297e-05 | 6.9335e-05 | 8.3254e-05 | 9.2216e-05 | 0.00010651 | 9.0376e-05 | 8.2893e-05 | 8.2063e-05 | 0.00010251 | 0.00020444 | 0.00020444
02/22 08:00:00 | 2 | 22 | 8 | 1256 | WE | 2.9777e-05 | 0.00018929 | 0.00018929 | 0.0010747 | 0.00019234 | 4.7973e-13 | 0.00011415 | 0.00013385 | 0.00013385 | 0.00013613 | -0.00046702 | 0.0033687 | 0.00018929 | 8.4927e-05 | 0.000114 | 0.0002094 | 0.000114 | 0.00011415 | 0 | 0.00011415 | 3.4354e-06 | 1.6398e-05 | 1.4769e-05 | 9.5989e-05 | 0.00010166 | 9.9911e-05 | -8.3101e-05 | 9.0469e-08 | -2.6452e-05 | -2.6452e-05 | 0.00011415 | 0.00011415 | 0.00011415 | 0.00011416 | 0.00011415 | 0.00011415 | 9.1034e-05 | 0.00012792 | 8.9702e-05 | 7.0176e-05 | 3.6349e-05 | 0.00011415 | 0.00011415 | 0.00011415 | 0.00011415 | 1.9576e-05 | 6.4578e-05 | 8.1579e-05 | 9.1425e-05 | 8.7396e-05 | 0.00010833 | 8.3229e-05 | 7.1586e-05 | 8.4737e-05 | 0.00010244 | 0.00019635 | 0.00019635
02/22 09:00:00 | 2 | 22 | 9 | 1257 | WE | 0.00013343 | 0.00021264 | 0.00021264 | 2.5511e-05 | 0.00027088 | 1.5523e-12 | 0.00011415 | 0.00022505 | 0.00022505 | 5.9897e-05 | -0.00023763 | 0.0029241 | 0.00021264 | 0.00022473 | 0.00011567 | 0.00023441 | 0.00011567 | 0.00011415 | 0 | 0.00011415 | 1.3128e-05 | 1.6398e-05 | 1.4769e-05 | 9.6056e-05 | 0.00010415 | 0.00010165 | -9.5397e-05 | 2.8631e-08 | -3.0418e-05 | -3.0418e-05 | 0.00011415 | 0.00011415 | 0.00011415 | 0.00011416 | 0.00011415 | 0.00011415 | 9.1034e-05 | 0.00014105 | 9.65e-05 | 7.3736e-05 | 0 | 0.00011415 | 0.00011415 | 0.00011415 | 0.00011415 | 7.2878e-05 | 0.00011905 | 0.00010576 | 9.806e-05 | 8.6423e-05 | 0.00011341 | 8.374e-05 | 6.998e-05 | 8.6068e-05 | 0.00012496 | 0.00019001 | 0.00019001
02/22 10:00:00 | 2 | 22 | 10 | 1258 | WE | 0.00021852 | 0.00023306 | 0.00023306 | 2.3284e-05 | 0.0001777 | 0.00021486 | 0.00011415 | 0.00025752 | 0.00025752 | 4.0839e-05 | -0.00015916 | 0.0024638 | 0.00023306 | 0.0003579 | 0.00011778 | 0.00027809 | 0.00011778 | 0.00011415 | 0 | 0.00011415 | 2.2031e-05 | 1.6398e-05 | 1.4769e-05 | 9.6743e-05 | 0.00010423 | 0.00010192 | -9.9293e-05 | 1.0658e-08 | -3.1673e-05 | -3.1673e-05 | 0.00011415 | 0.00011415 | 0.00011415 | 0.00011416 | 0.00011415 | 0.00011415 | 9.1034e-05 | 0.00014285 | 9.7577e-05 | 7.4447e-05 | 0 | 0.00011415 | 0.00011415 | 0.00011415 | 0.00011415 | 0.00011823 | 0.0001688 | 0.00012567 | 0.0001007 | 8.641e-05 | 0.0001139 | 8.403e-05 | 7.0175e-05 | 8.6181e-05 | 0.00011778 | 0.00017943 | 0.00017943
02/22 11:00:00 | 2 | 22 | 11 | 1259 | WE | 0.00028742 | 0.0001973 | 0.0001973 | 0.00015274 | 0.00022201 | 0.00021991 | 0.00011415 | 0 | 0 | 4.0839e-05 | 0.0012493 | 0.0020758 | 0.0001973 | 0.00046602 | 0.00012151 | 0.00021972 | 0.00012151 | 0.00011415 | 0 | 0.00011415 | 2.6174e-05 | 1.6398e-05 | 1.4769e-05 | 9.6125e-05 | 0.00010433 | 0.0001018 | -9.9956e-05 | 6.9511e-09 | -3.1887e-05 | -3.1887e-05 | 0.00011415 | 0.00011415 | 0.00011415 | 0.00011416 | 0.00011415 | 0.00011415 | 9.1034e-05 | 0.0001438 | 9.7766e-05 | 7.4243e-05 | 0 | 0.00011415 | 0.00011415 | 0.00011415 | 0.00011415 | 0.00015941 | 0.00019175 | 0.00013479 | 0.0001018 | 8.6407e-05 | 0.00011467 | 8.4236e-05 | 7.0119e-05 | 8.6245e-05 | 0.00011554 | 0.00017946 | 0.00017946
02/22 12:00:00 | 2 | 22 | 12 | 1260 | WE | 0.00032531 | 0.00018737 | 0.00018737 | 0.00090278 | 0.00019762 | 0.00021998 | 0.00011415 | 0 | 0 | 4.0839e-05 | 0.00078286 | 0.0017553 | 0.00018737 | 0.00037506 | 0.00012155 | 0.00020926 | 0.00012155 | 0.00011415 | 0 | 0.00011415 | 2.6174e-05 | 1.6398e-05 | 1.4769e-05 | 0.00012434 | 0.00010442 | 0.00011058 | -0.00010241 | 1.1808e-08 | -3.2668e-05 | -3.2668e-05 | 0.00011415 | 0.00011415 | 0.00011415 | 0.00011416 | 0.00011415 | 0.00011415 | 9.1034e-05 | 0.00014429 | 9.6799e-05 | 7.2535e-05 | 0 | 0.00011415 | 0.00011415 | 0.00011415 | 0.00011415 | 0.00018448 | 0.00019375 | 0.00013454 | 0.00010026 | 8.667e-05 | 0.00011483 | 8.3968e-05 | 6.9651e-05 | 8.6297e-05 | 0.00011454 | 0.00017436 | 0.00017436
02/22 13:00:00 | 2 | 22 | 13 | 1261 | WE | 0.00033306 | 0.00016861 | 0.00016861 | 8.4487e-06 | 9.0786e-05 | 0.00021627 | 0.00011415 | 0 | 0 | 4.0839e-05 | 0.00053363 | 0.0014942 | 0.00016861 | 0.00032507 | 0.00011748 | 0.00019953 | 0.00011748 | 0.00011415 | 0 | 0.00011415 | 2.6174e-05 | 1.6398e-05 | 1.4769e-05 | 9.4964e-05 | 0.00010399 | 0.0001012 | -0.00010059 | 6.8936e-08 | -3.2047e-05 | -3.2047e-05 | 0.00011415 | 0.00011415 | 0.00011415 | 0.00011416 | 0.00011415 | 0.00011415 | 9.1034e-05 | 0.00014175 | 9.4766e-05 | 7.0757e-05 | 0 | 0.00011415 | 0.00011415 | 0.00011415 | 0.00011415 | 0.00019172 | 0.00019045 | 0.00013193 | 9.804e-05 | 8.639e-05 | 0.00011422 | 8.3441e-05 | 6.9164e-05 | 8.6346e-05 | 0.00011376 | 0.00017549 | 0.00017549
02/22 14:00:00 | 2 | 22 | 14 | 1262 | WE | 0.00030461 | 0.00019182 | 0.00019182 | 7.6234e-06 | 0.00016355 | 0.00022375 | 0.00011415 | 0 | 0 | 4.0839e-05 | 0.00046151 | 0.0012652 | 0.00019182 | 0.00033955 | 0.00011631 | 0.00022183 | 0.00011631 | 0.00011415 | 0 | 0.00011415 | 2.6174e-05 | 1.6398e-05 | 1.4769e-05 | 9.6971e-05 | 0.00010798 | 0.00010458 | -0.00010099 | 9.2412e-08 | -3.2158e-05 | -3.2158e-05 | 0.00011415 | 0.00011415 | 0.00011415 | 0.00011416 | 0.00011415 | 0.00011415 | 9.1034e-05 | 0.00013915 | 9.3405e-05 | 7.0029e-05 | 0 | 0.00011415 | 0.00011415 | 0.00011415 | 0.00011415 | 0.00017839 | 0.00018646 | 0.00012956 | 9.6618e-05 | 8.6418e-05 | 0.00011484 | 8.3502e-05 | 6.8965e-05 | 8.6376e-05 | 0.00011363 | 0.00018061 | 0.00018061
02/22 15:00:00 | 2 | 22 | 15 | 1263 | WE | 0.00024965 | 0.00019763 | 0.00019763 | 3.7181e-06 | 0.00016152 | 0.00023635 | 0.00011415 | 0 | 0 | 4.0839e-05 | 0.00042195 | 0.001055 | 0.00019763 | 0.00034339 | 0.00011474 | 0.00023073 | 0.00011474 | 0.00011415 | 0 | 0.00011415 | 2.5762e-05 | 1.6398e-05 | 1.4769e-05 | 9.7618e-05 | 0.00010668 | 0.00010388 | -0.00010095 | 5.9291e-08 | -3.217e-05 | -3.217e-05 | 0.00011415 | 0.00011415 | 0.00011415 | 0.00011416 | 0.00011415 | 0.00011415 | 9.1034e-05 | 0.00013361 | 9.3133e-05 | 7.2451e-05 | 0 | 0.00011415 | 0.00011415 | 0.00011415 | 0.00011415 | 0.00014896 | 0.000177 | 0.00012761 | 9.901e-05 | 8.6431e-05 | 0.00011272 | 8.3281e-05 | 6.9628e-05 | 8.6405e-05 | 0.00011375 | 0.00019309 | 0.00019309
02/22 16:00:00 | 2 | 22 | 16 | 1264 | WE | 0.00017307 | 0.00018601 | 0.00018601 | 6.8635e-06 | 8.0689e-05 | 0.00024949 | 0.00011415 | 0 | 0 | 7.0788e-05 | 0.00039121 | 0.00088804 | 0.00018601 | 0.00032998 | 0.00011582 | 0.0002246 | 0.00011582 | 0.00011415 | 0 | 0.00011415 | 1.9843e-05 | 1.6398e-05 | 1.4769e-05 | 9.6926e-05 | 0.00010278 | 0.00010097 | -0.00010124 | 2.7349e-08 | -3.2283e-05 | -3.2283e-05 | 0.00011415 | 0.00011415 | 0.00011415 | 0.00011416 | 0.00011415 | 0.00011415 | 9.1034e-05 | 0.00013256 | 9.1594e-05 | 7.0664e-05 | 0 | 0.00011415 | 0.00011415 | 0.00011415 | 0.00011415 | 0.00010854 | 0.00014664 | 0.00011409 | 9.5245e-05 | 8.6417e-05 | 0.00011103 | 8.2412e-05 | 6.9139e-05 | 8.6446e-05 | 0.00011379 | 0.00019061 | 0.00019061
02/22 17:00:00 | 2 | 22 | 17 | 1265 | WE | 7.972e-05 | 0.00022296 | 0.00022296 | 8.0869e-06 | 0.00016345 | -2.0051e-12 | 0.00011415 | 0.00046085 | 0.00046085 | 0.00015247 | -0.00080727 | 0.00078146 | 0.00022296 | 4.8037e-05 | 0.00012479 | 0.00025857 | 0.00012479 | 0.00011415 | 0 | 0.00011415 | 1.0561e-05 | 1.6398e-05 | 1.4769e-05 | 9.1512e-05 | 0.00010156 | 9.8457e-05 | -0.00010175 | -2.0449e-08 | -3.2478e-05 | -3.2478e-05 | 0.00011415 | 0.00011415 | 0.00011415 | 0.00011416 | 0.00011415 | 0.00011415 | 9.1034e-05 | 0.00012705 | 8.7621e-05 | 6.7472e-05 | 0 | 0.00011415 | 0.00011415 | 0.00011415 | 0.00011415 | 6.1982e-05 | 9.9e-05 | 9.2898e-05 | 8.9364e-05 | 8.6387e-05 | 0.00010894 | 8.1154e-05 | 6.8265e-05 | 8.6471e-05 | 0.00011404 | 0.00020114 | 0.00020114
02/22 18:00:00 | 2 | 22 | 18 | 1266 | WE | 0 | 0.0002347 | 0.0002347 | 1.0198e-05 | 0.00016728 | -7.5459e-13 | 0.00011415 | 8.1593e-05 | 8.1593e-05 | 0.00021236 | -0.00050897 | 0.00071776 | 0.0002347 | 0.00021365 | 0.00013881 | 0.00026862 | 0.00013881 | 0.00011415 | 5.7313e-05 | 0.00011415 | 1.3424e-06 | 1.6398e-05 | 1.4769e-05 | 9.1344e-05 | 9.8866e-05 | 9.6542e-05 | -9.1913e-05 | -1.2727e-08 | -2.9334e-05 | -2.9334e-05 | 0.00011415 | 0.00011415 | 0.00011415 | 0.00011416 | 0.00011415 | 0.00011415 | 9.1034e-05 | 0.00011546 | 8.1088e-05 | 6.3525e-05 | 7.5498e-05 | 0.00011415 | 0.00011415 | 0.00011415 | 0.00011415 | 1.124e-05 | 5.9686e-05 | 7.4126e-05 | 8.2488e-05 | 8.8298e-05 | 0.00010627 | 8.3095e-05 | 7.2346e-05 | 8.5611e-05 | 0.00011102 | 0.00020615 | 0.00020615
02/22 19:00:00 | 2 | 22 | 19 | 1267 | WE | 0 | 0.00026467 | 0.00026467 | 1.2719e-05 | 0.00017152 | -3.8268e-13 | 0.00011415 | 0 | 0 | 0.00028587 | -0.00026308 | 0.00067728 | 0.00026467 | 0.00039329 | 0.00014748 | 0.00030251 | 0.00014748 | 0.00011415 | 0.00022925 | 0.00011415 | 0 | 1.6398e-05 | 1.4769e-05 | 9.1326e-05 | 9.7831e-05 | 9.582e-05 | -8.9103e-05 | -9.0724e-09 | -2.8435e-05 | -2.8435e-05 | 0.00011415 | 0.00011415 | 0.00011415 | 0.00011416 | 0.00011415 | 0.00011415 | 9.1034e-05 | 0.00011003 | 7.7586e-05 | 6.1008e-05 | 0.00022929 | 0.00011415 | 0.00011415 | 0.00011415 | 0.00011415 | 2.6738e-06 | 5.0504e-05 | 6.8518e-05 | 7.895e-05 | 9.2082e-05 | 0.00010991 | 9.0831e-05 | 8.1982e-05 | 8.5569e-05 | 0.00011124 | 0.00021281 | 0.00021281
02/22 20:00:00 | 2 | 22 | 20 | 1268 | WE | 0 | 0.00025511 | 0.00025511 | 0.0010537 | 0.00021081 | -2.8567e-13 | 0.00011415 | 0 | 0 | 0.00034305 | -0.00012301 | 0.00063218 | 0.00025511 | 0.00034984 | 0.0001514 | 0.00027917 | 0.0001514 | 0.00011415 | 0.00022925 | 0.00011415 | 0 | 1.6398e-05 | 1.4769e-05 | 0.00010305 | 9.6467e-05 | 9.8501e-05 | -8.8902e-05 | -4.702e-09 | -2.8368e-05 | -2.8368e-05 | 0.00011415 | 0.00011415 | 0.00011415 | 0.00011415 | 0.00011415 | 0.00011415 | 9.1034e-05 | 0.00010294 | 7.5135e-05 | 6.0927e-05 | 0.00022929 | 0.00011415 | 0.00011415 | 0.00011415 | 0.00011415 | 2.6738e-06 | 4.5251e-05 | 6.6526e-05 | 7.8846e-05 | 9.22e-05 | 0.00010675 | 8.9816e-05 | 8.196e-05 | 8.5543e-05 | 9.6036e-05 | 0.00021336 | 0.00021336
02/22 21:00:00 | 2 | 22 | 21 | 1269 | WE | 0 | 0.00023247 | 0.00023247 | -0.0010175 | 0.00021752 | 0 | 0.00011415 | 0 | 0 | 0.00034849 | -7.9814e-05 | 0.00056608 | 0.00023247 | 0.00029463 | 0.00015248 | 0.00024543 | 0.00015248 | 0.00011415 | 0.00022925 | 0.00011415 | 0 | 1.6398e-05 | 1.4769e-05 | 0.00010228 | 9.4117e-05 | 9.6638e-05 | -8.8905e-05 | -2.8583e-09 | -2.8368e-05 | -2.8368e-05 | 0.00011415 | 0.00011415 | 0.00011415 | 0.00011416 | 0.00011415 | 0.00011415 | 9.1034e-05 | 9.0849e-05 | 6.9112e-05 | 5.8004e-05 | 0.00022929 | 0.00011415 | 0.00011415 | 0.00011415 | 0.00011415 | 2.6738e-06 | 3.7324e-05 | 6.1224e-05 | 7.5064e-05 | 9.2192e-05 | 0.00010231 | 8.786e-05 | 8.116e-05 | 8.555e-05 | 9.9067e-05 | 0.00021249 | 0.00021249
02/22 22:00:00 | 2 | 22 | 22 | 1270 | WE | 0 | 0.00021997 | 0.00021997 | 1.1049e-05 | 0.00014889 | 2.0697e-12 | 0.00011415 | 0 | 0 | 0.00023959 | -5.6928e-05 | 0.00042392 | 0.00021997 | 0.00028527 | 0.00014889 | 0.00024442 | 0.00014889 | 0.00011415 | 0.00022925 | 0.00011415 | 0 | 1.6398e-05 | 1.4769e-05 | 9.6906e-05 | 7.8199e-05 | 8.3981e-05 | 0.00052305 | 0.00048007 | 0.00049378 | 0.00049378 | 0.00011415 | 0.00011415 | 0.00011415 | 0.00011416 | 0.00011415 | 0.00011415 | 9.1034e-05 | 7.192e-05 | 6.0961e-05 | 5.5362e-05 | 0.00022929 | 0.00011415 | 0.00011415 | 0.00011415 | 0.00011415 | 2.6738e-06 | 2.9495e-05 | 5.6187e-05 | 7.1643e-05 | 9.2226e-05 | 9.1e-05 | 8.3784e-05 | 8.0436e-05 | 8.6942e-05 | 0.00010062 | 0.00022291 | 0.00022291
02/22 23:00:00 | 2 | 22 | 23 | 1271 | WE | 0 | 0.0001996 | 0.0001996 | 0.0010138 | 9.8017e-05 | 7.9772e-13 | 0.00011415 | 0 | 0 | 0.00013341 | 0.001016 | -0.001916 | 0.0001996 | 0.00048319 | 0.00013992 | 0.00023054 | 0.00013992 | 0.00011415 | 0.00022925 | 0.00011415 | 0 | 1.6398e-05 | 1.3975e-05 | 8.8322e-05 | 7.7494e-05 | 8.084e-05 | 0.00047745 | 0.00049345 | 0.00048835 | 0.00048835 | 0.00011415 | 0.00011415 | 0.00011415 | 0.00011416 | 0.00011415 | 0.00011415 | 9.1034e-05 | 6.8193e-05 | 5.8822e-05 | 5.4034e-05 | 0.00022929 | 0.00011415 | 0.00011415 | 0.00011415 | 0.00011415 | 2.6738e-06 | 2.591e-05 | 5.3784e-05 | 6.9926e-05 | 9.2162e-05 | 8.9637e-05 | 8.3103e-05 | 8.0073e-05 | 8.6635e-05 | 0.00010138 | 0.00023201 | 0.00023201
02/22 24:00:00 | 2 | 22 | 24 | 1272 | WE | 0 | 0.00016968 | 0.00016968 | 5.1748e-06 | 8.1332e-05 | -1.3906e-12 | 0.00011415 | 0 | 0 | 5.4452e-05 | 0.00064746 | -0.0057988 | 0.00016968 | 0.00031726 | 0.00012686 | 0.00019734 | 0.00012686 | 0.00011415 | 0.00022925 | 0.00011415 | 0 | 1.6398e-05 | 1.3975e-05 | 0.00011765 | 7.7482e-05 | 8.9896e-05 | 0.00064828 | 0.00049937 | 0.00054688 | 0.00054688 | 0.00011415 | 0.00011415 | 0.00011415 | 0.00011416 | 0.00011415 | 0.00011415 | 9.1034e-05 | 6.8114e-05 | 5.8122e-05 | 5.3017e-05 | 0.00022929 | 0.00011415 | 0.00011415 | 0.00011415 | 0.00011415 | 2.6738e-06 | 2.5458e-05 | 5.2785e-05 | 6.8609e-05 | 9.2442e-05 | 8.9614e-05 | 8.2906e-05 | 7.9794e-05 | 8.6555e-05 | 0.00010188 | 0.00023948 | 0.00023948
02/23 01:00:00 | 2 | 23 | 1 | 1273 | WD | 0 | 0.00011729 | 0.00011729 | -0.00078485 | 7.2959e-05 | 0.00025245 | 0.00011415 | 0 | 0 | 2.1781e-05 | 0.0004192 | -0.0054915 | 0.00011729 | 0.00011082 | 9.19e-05 | 0.00013306 | 9.19e-05 | 0.00011415 | 0.00022925 | 0.00011415 | 0 | 6.5591e-05 | 0.0001118 | 8.6287e-05 | 7.7478e-05 | 8.0201e-05 | 0.00050119 | 0.00049939 | 0.00049996 | 0.00049996 | 0.00011415 | 0.00011415 | 0.00011415 | 0.00011416 | 0.00011415 | 0.00011415 | 4.5468e-05 | 6.8027e-05 | 5.8924e-05 | 5.4272e-05 | 0.00022929 | 0.00011415 | 0.00011415 | 0.00011415 | 0.00011415 | 1.2032e-06 | 2.496e-05 | 5.3631e-05 | 7.0234e-05 | 7.2626e-05 | 8.9669e-05 | 8.3158e-05 | 8.0138e-05 | 9.2703e-05 | 0.00010222 | 0.00023694 | 0.00023694
02/23 02:00:00 | 2 | 23 | 2 | 1274 | WD | 0 | 0.00013481 | 0.00013481 | 0.00078144 | 7.4687e-05 | 0.00023244 | 0.00011415 | 0 | 0 | 2.1781e-05 | 0.00041816 | -0.005062 | 0.00013481 | 0.00015196 | 8.5656e-05 | 0.00015905 | 8.5656e-05 | 0.00011415 | 0.00022925 | 0.00011415 | 0 | 6.5591e-05 | 0.0001118 | 8.6152e-05 | 7.748e-05 | 8.016e-05 | 0.00051168 | 0.0004994 | 0.00050332 | 0.00050332 | 0.00011415 | 0.00011415 | 0.00011415 | 0.00011416 | 0.00011415 | 0.00011415 | 3.6463e-05 | 6.7924e-05 | 5.8637e-05 | 5.3892e-05 | 0.00022929 | 0.00011415 | 0.00011415 | 0.00011415 | 0.00011415 | 1.2032e-06 | 2.437e-05 | 5.3103e-05 | 6.9742e-05 | 6.7308e-05 | 8.9641e-05 | 8.3078e-05 | 8.0034e-05 | 9.2482e-05 | 0.0001025 | 0.00024349 | 0.00024349
02/23 03:00:00 | 2 | 23 | 3 | 1275 | WD | 0 | 0.00015381 | 0.00015381 | 2.7211e-07 | 7.4373e-05 | 0.00022975 | 0.00011415 | 0 | 0 | 2.1781e-05 | 0.00044012 | -0.0049198 | 0.00015381 | 0.00021253 | 8.3946e-05 | 0.00018651 | 8.3946e-05 | 0.00011415 | 0.00022925 | 0.00011415 | 0 | 6.5591e-05 | 0.0001118 | 8.6233e-05 | 7.7484e-05 | 8.0188e-05 | 0.00051389 | 0.00049942 | 0.00050404 | 0.00050404 | 0.00011415 | 0.00011415 | 0.00011415 | 0.00011416 | 0.00011415 | 0.00011415 | 3.6473e-05 | 6.819e-05 | 6.0618e-05 | 5.6748e-05 | 0.00022929 | 0.00011415 | 0.00011415 | 0.00011415 | 0.00011415 | 1.23e-06 | 2.5894e-05 | 5.6002e-05 | 7.3438e-05 | 6.5986e-05 | 8.9726e-05 | 8.3639e-05 | 8.0816e-05 | 9.2357e-05 | 0.00010271 | 0.00024182 | 0.00024182
02/23 04:00:00 | 2 | 23 | 4 | 1276 | WD | 0 | 0.00015629 | 0.00015629 | 0 | 0 | 0.00022651 | 0.00011415 | 0 | 0 | 2.1781e-05 | 0.00041142 | -0.0019382 | 0.00015629 | 0.00024285 | 8.2211e-05 | 0.00020162 | 8.2211e-05 | 0.00011415 | 0.00022925 | 0.00011415 | 0 | 6.5591e-05 | 0.0001118 | 8.7224e-05 | 7.7488e-05 | 8.0497e-05 | 0.00052102 | 0.00049944 | 0.00050633 | 0.00050633 | 0.00011415 | 0.00011415 | 0.00011415 | 0.00011416 | 0.00011415 | 0.00011415 | 4.5596e-05 | 6.8975e-05 | 6.1912e-05 | 5.8304e-05 | 0.00022929 | 0.00011415 | 0.00011415 | 0.00011415 | 0.00011415 | 1.5508e-06 | 3.0373e-05 | 5.892e-05 | 7.5451e-05 | 7.138e-05 | 8.9965e-05 | 8.4006e-05 | 8.1242e-05 | 9.2365e-05 | 0.00010284 | 0.00024519 | 0.00024519
02/23 05:00:00 | 2 | 23 | 5 | 1277 | WD | 0 | 0.00017861 | 0.00017861 | 5.6371e-07 | 7.5172e-05 | 0.00021796 | 0.00011415 | 0 | 0 | 6.5342e-05 | 0.0004025 | 0.0010985 | 0.00017861 | 0.00027337 | 8.1198e-05 | 0.00021999 | 8.1198e-05 | 0.00011415 | 0.00022925 | 0.00011415 | 0 | 6.5591e-05 | 0.0001118 | 0.00010004 | 7.7518e-05 | 8.4478e-05 | 0.00059722 | 0.00049953 | 0.0005307 | 0.0005307 | 0.00011415 | 0.00011415 | 0.00011415 | 0.00011416 | 0.00011415 | 0.00011415 | 5.4768e-05 | 7.0282e-05 | 7.6832e-05 | 8.0178e-05 | 0.00022929 | 0.00011415 | 0.00011415 | 0.00011415 | 0.00011415 | 2.0054e-06 | 3.7834e-05 | 7.9583e-05 | 0.00010376 | 7.6948e-05 | 9.037e-05 | 8.824e-05 | 8.7252e-05 | 9.2375e-05 | 0.00010294 | 0.00021522 | 0.00021522
02/23 06:00:00 | 2 | 23 | 6 | 1278 | WD | 0 | 0.00018044 | 0.00018044 | 2.3064e-06 | 7.8328e-05 | -1.5577e-12 | 0.00011415 | 0 | 0 | 0.00013613 | 0.00039352 | 0.0032115 | 0.00018044 | 0.00027517 | 8.7512e-05 | 0.00021709 | 8.7512e-05 | 0.00011415 | 0.00022925 | 0.00011415 | 0 | 6.5591e-05 | 0.0001118 | 0.00010304 | 8.1548e-05 | 8.819e-05 | 1.7236e-05 | 3.3524e-05 | 2.8327e-05 | 2.8327e-05 | 0.00011415 | 0.00011415 | 0.00011415 | 0.00011416 | 0.00011415 | 0.00011415 | 9.1181e-05 | 9.299e-05 | 0.0001022 | 0.0001069 | 0.00022929 | 0.00011415 | 0.00011415 | 0.00011415 | 0.00011415 | 3.0749e-06 | 6.2531e-05 | 0.00011054 | 0.00013835 | 9.5801e-05 | 9.8638e-05 | 9.5877e-05 | 9.4597e-05 | 9.2649e-05 | 0.00010281 | 0.00019634 | 0.00019634
02/23 07:00:00 | 2 | 23 | 7 | 1279 | WD | 0 | 0.00020745 | 0.00020745 | 0.00080128 | 0.00017021 | 7.5464e-14 | 0.00011415 | 0 | 0 | 0.00015247 | -0.00080703 | 0.0035916 | 0.00020745 | -4.7268e-05 | 9.9871e-05 | 0.0002407 | 9.9871e-05 | 0.00011415 | 0.00022925 | 0.00011415 | 0 | 6.5591e-05 | 0.0001126 | 0.00010809 | 8.7265e-05 | 9.37e-05 | -2.3112e-06 | 8.4838e-06 | 5.0396e-06 | 5.0396e-06 | 0.00011415 | 0.00011415 | 0.00011415 | 0.00011416 | 0.00011415 | 0.00011415 | 0.00012828 | 0.00012421 | 0.00013044 | 0.00013363 | 0.00022929 | 0.00011415 | 0.00011415 | 0.00011415 | 0.00011415 | 4.0107e-06 | 9.1597e-05 | 8.8347e-05 | 8.6466e-05 | 0.00011524 | 0.00011206 | 0.0001051 | 0.00010187 | 8.9008e-05 | 0.00012549 | 0.00089193 | 0.00089193
02/23 08:00:00 | 2 | 23 | 8 | 1280 | WD | 3.2273e-05 | 0.00021213 | 0.00021213 | -0.00078076 | 0.00026368 | 4.7973e-13 | 0.00011415 | 0.00014287 | 0.00014287 | 0.00013613 | -0.00047426 | 0.0033386 | 0.00021213 | 7.1294e-05 | 0.00011103 | 0.00023176 | 0.00011103 | 0.00011415 | 0 | 0.00011415 | 1.4667e-05 | 6.5591e-05 | 0.0001126 | 0.00010676 | 0.0001022 | 0.00010361 | -8.1408e-06 | 1.3237e-07 | -2.5072e-06 | -2.5072e-06 | 0.00011415 | 0.00011415 | 0.00011415 | 0.00011416 | 0.00011415 | 0.00011415 | 0.000149 | 0.00014104 | 0.0001892 | 0.00021381 | 0 | 0.00011415 | 0.00011415 | 0.00011415 | 0.00011415 | 3.9049e-05 | 0.00012497 | 0.00013488 | 0.00014062 | 0.00012155 | 0.00011456 | 0.00011698 | 0.00011811 | 9.4318e-05 | 0.00011849 | 0.00094534 | 0.00094534
02/23 09:00:00 | 2 | 23 | 9 | 1281 | WD | 0.00013989 | 0.00021651 | 0.00021651 | 0.00070672 | 0.00017617 | 1.5523e-12 | 0.00011415 | 0.00023257 | 0.00023257 | 5.9897e-05 | -0.0002409 | 0.0028868 | 0.00021651 | 0.00022043 | 0.00011108 | 0.00025518 | 0.00011108 | 0.00011415 | 0 | 0.00011415 | 0.00013566 | 0.00016398 | 0.0001685 | 0.00011025 | 0.00010445 | 0.00010624 | 0.0006399 | 0.00064125 | 0.00064082 | 0.00064082 | 0.00011415 | 0.00011415 | 0.00011415 | 0.00011416 | 0.00011415 | 0.00011415 | 0.00016895 | 0.00015337 | 0.00019337 | 0.00021381 | 0 | 0.00011415 | 0.00011415 | 0.00011415 | 0.00011415 | 0.00014671 | 0.0001782 | 0.00015859 | 0.00014723 | 0.00013656 | 0.00011951 | 0.00014517 | 0.00015707 | 9.3928e-05 | 0.0001164 | 0.00078087 | 0.00078087
02/23 10:00:00 | 2 | 23 | 10 | 1282 | WD | 0.00022511 | 0.00025149 | 0.00025149 | 0.00037632 | 0.00017362 | 0.00021486 | 0.00011415 | 0.00026177 | 0.00026177 | 4.0839e-05 | -0.00016512 | 0.0024211 | 0.00025149 | 0.00036129 | 0.00011156 | 0.00030625 | 0.00011156 | 0.00011415 | 0 | 0.00011415 | 0.00040311 | 0.00029516 | 0.0002244 | 0.00011341 | 0.00010432 | 0.00010713 | 0.00065857 | 0.00064042 | 0.00064621 | 0.00064621 | 0.00011415 | 0.00011415 | 0.00011415 | 0.00011416 | 0.00011415 | 0.00011415 | 0.0001871 | 0.00015456 | 0.00019377 | 0.00021381 | 0 | 0.00011415 | 0.00011415 | 0.00011415 | 0.00011415 | 0.00025375 | 0.00022846 | 0.00018045 | 0.00015266 | 0.0001473 | 0.00012012 | 0.00015027 | 0.00016425 | 9.3695e-05 | 0.00011514 | 0.00069729 | 0.00069729
02/23 11:00:00 | 2 | 23 | 11 | 1283 | WD | 0.00029246 | 0.00021975 | 0.00021975 | 1.1138e-05 | 0.00018897 | 0.00021991 | 0.00011415 | 0 | 0 | 4.0839e-05 | 0.0010695 | 0.0020156 | 0.00021975 | 0.00051529 | 0.00011463 | 0.00025811 | 0.00011463 | 0.00011415 | 0 | 0.00011415 | 0.00047113 | 0.00029516 | 0.0002244 | 0.00011383 | 0.00010416 | 0.00010714 | 0.00066134 | 0.00063942 | 0.00064641 | 0.00064641 | 0.00011415 | 0.00011415 | 0.00011415 | 0.00011416 | 0.00011415 | 0.00011415 | 0.00018706 | 0.00015413 | 0.00019363 | 0.00021381 | 0 | 0.00011415 | 0.00011415 | 0.00011415 | 0.00011415 | 0.00033512 | 0.00024653 | 0.00018981 | 0.00015696 | 0.00014867 | 0.00011992 | 0.00014906 | 0.00016257 | 9.3577e-05 | 0.00011445 | 0.00065447 | 0.00065447
02/23 12:00:00 | 2 | 23 | 12 | 1284 | WD | 0.00033304 | 0.00020277 | 0.00020277 | 9.3568e-06 | 0.00014726 | 0.00021998 | 0.00011415 | 0 | 0 | 4.0839e-05 | 0.00080623 | 0.0016861 | 0.00020277 | 0.0004115 | 0.00011458 | 0.00024024 | 0.00011458 | 0.00011415 | 0 | 0.00011415 | 0.00047113 | 0.00029516 | 0.0002244 | 0.00014284 | 0.000104 | 0.000116 | 0.00083187 | 0.00063844 | 0.00070016 | 0.00070016 | 0.00011415 | 0.00011415 | 0.00011415 | 0.00011416 | 0.00011415 | 0.00011415 | 0.000187 | 0.00015348 | 0.00019341 | 0.00021381 | 0 | 0.00011415 | 0.00011415 | 0.00011415 | 0.00011415 | 0.00038897 | 0.00024632 | 0.00023455 | 0.00022774 | 0.00014889 | 0.00011966 | 0.00015024 | 0.00016442 | 9.3491e-05 | 0.00011373 | 0.0006158 | 0.0006158
02/23 13:00:00 | 2 | 23 | 13 | 1285 | WD | 0.00033879 | 0.00021363 | 0.00021363 | 8.1118e-06 | 0.0001632 | 0.00021627 | 0.00011415 | 0 | 0 | 4.0839e-05 | 0.00057001 | 0.0014155 | 0.00021363 | 0.00039266 | 0.00011115 | 0.00025402 | 0.00011115 | 0.00011415 | 0 | 0.00011415 | 0.00047113 | 0.00029516 | 0.0002244 | 0.00011408 | 0.00010399 | 0.00010711 | 0.00066411 | 0.00063843 | 0.00064662 | 0.00064662 | 0.00011415 | 0.00011415 | 0.00011415 | 0.00011416 | 0.00011415 | 0.00011415 | 0.00018694 | 0.0001532 | 0.00019331 | 0.00021381 | 0 | 0.00011415 | 0.00011415 | 0.00011415 | 0.00011415 | 0.00040099 | 0.00024586 | 0.00023479 | 0.00022838 | 0.00014857 | 0.00011957 | 0.00015366 | 0.00016948 | 9.3435e-05 | 0.00011338 | 0.0005931 | 0.0005931
02/23 14:00:00 | 2 | 23 | 14 | 1286 | WD | 0.00031294 | 0.00020816 | 0.00020816 | 3.0468e-06 | 0.00016145 | 0.00022375 | 0.00011415 | 0 | 0 | 4.0839e-05 | 0.00046994 | 0.0011832 | 0.00020816 | 0.00036296 | 0.00011051 | 0.00024663 | 0.00011051 | 0.00011415 | 0 | 0.00011415 | 0.00047113 | 0.00029516 | 0.0002244 | 0.00011493 | 0.00010816 | 0.00011025 | 0.00066974 | 0.00066398 | 0.00066582 | 0.00066582 | 0.00011415 | 0.00011415 | 0.00011415 | 0.00011416 | 0.00011415 | 0.00011415 | 0.00018653 | 0.00015279 | 0.00019317 | 0.00021381 | 0 | 0.00011415 | 0.00011415 | 0.00011415 | 0.00011415 | 0.00037568 | 0.00024525 | 0.00023383 | 0.00022722 | 0.00014689 | 0.00012091 | 0.00015203 | 0.00016646 | 9.3397e-05 | 0.0001132 | 0.00056136 | 0.00056136
02/23 15:00:00 | 2 | 23 | 15 | 1287 | WD | 0.00025592 | 0.00019321 | 0.00019321 | 6.7063e-06 | 7.9872e-05 | 0.00023635 | 0.00011415 | 0 | 0 | 4.0839e-05 | 0.00041433 | 0.00098632 | 0.00019321 | 0.00034109 | 0.00010956 | 0.00023786 | 0.00010956 | 0.00011415 | 0 | 0.00011415 | 0.0004647 | 0.00029516 | 0.0002244 | 0.00011477 | 0.00010772 | 0.0001099 | 0.00066898 | 0.0006613 | 0.00066375 | 0.00066375 | 0.00011415 | 0.00011415 | 0.00011415 | 0.00011416 | 0.00011415 | 0.00011415 | 0.00018548 | 0.00015218 | 0.00019297 | 0.00021381 | 0 | 0.00011415 | 0.00011415 | 0.00011415 | 0.00011415 | 0.00031152 | 0.00024146 | 0.00018736 | 0.00015603 | 0.0001462 | 0.00012057 | 0.00014956 | 0.000163 | 9.338e-05 | 0.00011309 | 0.00053313 | 0.00053313
02/23 16:00:00 | 2 | 23 | 16 | 1288 | WD | 0.00017546 | 0.00020794 | 0.00020794 | 0.001006 | 0.00015966 | 0.00024949 | 0.00011415 | 0 | 0 | 7.0788e-05 | 0.00039562 | 0.00082677 | 0.00020794 | 0.00034631 | 0.00011092 | 0.00024494 | 0.00011092 | 0.00011415 | 0 | 0.00011415 | 0.00035738 | 0.00029516 | 0.0002244 | 0.0001116 | 0.0001038 | 0.00010621 | 0.0006506 | 0.00063722 | 0.00064149 | 0.00064149 | 0.00011415 | 0.00011415 | 0.00011415 | 0.00011416 | 0.00011415 | 0.00011415 | 0.00016661 | 0.00015069 | 0.00019246 | 0.00021381 | 0 | 0.00011415 | 0.00011415 | 0.00011415 | 0.00011415 | 0.00020214 | 0.00020635 | 0.00017149 | 0.00015131 | 0.00013435 | 0.00011874 | 0.00014903 | 0.00016308 | 9.3397e-05 | 0.00011306 | 0.00051144 | 0.00051144
02/23 17:00:00 | 2 | 23 | 17 | 1289 | WD | 8.1825e-05 | 0.00021447 | 0.00021447 | -0.0010009 | 8.0677e-05 | -2.0051e-12 | 0.00011415 | 0.00046434 | 0.00046434 | 0.00015247 | -0.00082146 | 0.00074716 | 0.00021447 | 2.5773e-05 | 0.00012 | 0.00025997 | 0.00012 | 0.00011415 | 0 | 0.00011415 | 0.00019153 | 0.00029516 | 0.0002244 | 0.00010333 | 0.00010316 | 0.00010321 | 0.00060227 | 0.00063333 | 0.00062342 | 0.00062342 | 0.00011415 | 0.00011415 | 0.00011415 | 0.00011416 | 0.00011415 | 0.00011415 | 0.00014779 | 0.00014413 | 0.00015206 | 0.00015611 | 0 | 0.00011415 | 0.00011415 | 0.00011415 | 0.00011415 | 0.00010359 | 0.00014304 | 0.00011982 | 0.00010638 | 0.00012321 | 0.00011655 | 0.00013932 | 0.00014989 | 8.7298e-05 | 0.00011341 | 0.00053141 | 0.00053141
02/23 18:00:00 | 2 | 23 | 18 | 1290 | WD | 0 | 0.00022875 | 0.00022875 | 9.8549e-06 | 0.00016481 | -7.5459e-13 | 0.00011415 | 8.8073e-05 | 8.8073e-05 | 0.00021236 | -0.00051094 | 0.00069048 | 0.00022875 | 0.00019962 | 0.00013406 | 0.00026152 | 0.00013406 | 0.00011415 | 5.7313e-05 | 0.00011415 | 2.6082e-05 | 0.00029516 | 0.0002244 | 0.00010138 | 0.0001028 | 0.00010236 | 0.00059107 | 0.00063108 | 0.00061831 | 0.00061831 | 0.00011415 | 0.00011415 | 0.00011415 | 0.00011416 | 0.00011415 | 0.00011415 | 0.00012914 | 0.00014012 | 0.00012952 | 0.00012411 | 7.5498e-05 | 0.00011415 | 0.00011415 | 0.00011415 | 0.00011415 | 1.8583e-05 | 9.3666e-05 | 8.5624e-05 | 8.0966e-05 | 0.00011537 | 0.00011736 | 0.0001353 | 0.00014362 | 8.733e-05 | 0.0001139 | 0.00055559 | 0.00055559
02/23 19:00:00 | 2 | 23 | 19 | 1291 | WD | 0 | 0.00025138 | 0.00025138 | 1.2113e-05 | 0.00016831 | -3.8268e-13 | 0.00011415 | 0 | 0 | 0.00028587 | -0.00026644 | 0.00067459 | 0.00025138 | 0.00035957 | 0.00014271 | 0.00028509 | 0.00014271 | 0.00011415 | 0.00022925 | 0.00011415 | 0 | 6.5591e-05 | 0.0001126 | 0.00010168 | 0.00010069 | 0.000101 | 0.00059309 | 0.00061814 | 0.00061015 | 0.00061015 | 0.00011415 | 0.00011415 | 0.00011415 | 0.00011416 | 0.00011415 | 0.00011415 | 0.00012867 | 0.00012924 | 0.00011284 | 0.00010446 | 0.00022929 | 0.00011415 | 0.00011415 | 0.00011415 | 0.00011415 | 4.7071e-06 | 8.1186e-05 | 7.2578e-05 | 6.7593e-05 | 0.00011752 | 0.00011914 | 0.00011917 | 0.00011919 | 8.7327e-05 | 0.00011404 | 0.00062583 | 0.00062583
02/23 20:00:00 | 2 | 23 | 20 | 1292 | WD | 0 | 0.00023458 | 0.00023458 | 0.0010429 | 0.00016907 | -2.8565e-13 | 0.00011415 | 0 | 0 | 0.00034305 | -0.0001254 | 0.00063461 | 0.00023458 | 0.00030294 | 0.00014653 | 0.00025728 | 0.00014653 | 0.00011415 | 0.00022925 | 0.00011415 | 0 | 6.5591e-05 | 0.0001126 | 0.00011141 | 9.9179e-05 | 0.00010296 | 0.00065028 | 0.00060886 | 0.00062207 | 0.00062207 | 0.00011415 | 0.00011415 | 0.00011415 | 0.00011416 | 0.00011415 | 0.00011415 | 0.00011028 | 0.00012072 | 0.00010105 | 9.1006e-05 | 0.00022929 | 0.00011415 | 0.00011415 | 0.00011415 | 0.00011415 | 6.0385e-06 | 7.1053e-05 | 0.00010064 | 0.00011777 | 0.00010815 | 0.00011605 | 0.00011415 | 0.00011327 | 8.7304e-05 | 0.00011466 | 0.00065912 | 0.00065912
02/23 21:00:00 | 2 | 23 | 21 | 1293 | WD | 0 | 0.0002276 | 0.0002276 | 1.0099e-05 | 0.00016686 | 0 | 0.00011415 | 0 | 0 | 0.00034849 | -8.0071e-05 | 0.00055221 | 0.0002276 | 0.00026993 | 0.00014762 | 0.00024715 | 0.00014762 | 0.00011415 | 0.00022925 | 0.00011415 | 0 | 6.5591e-05 | 0.0001126 | 0.00011002 | 9.6029e-05 | 0.00010035 | 0.00064232 | 0.00058952 | 0.00060636 | 0.00060636 | 0.00011415 | 0.00011415 | 0.00011415 | 0.00011416 | 0.00011415 | 0.00011415 | 0.00010984 | 0.00010476 | 8.6009e-05 | 7.6429e-05 | 0.00022929 | 0.00011415 | 0.00011415 | 0.00011415 | 0.00011415 | 4.8306e-06 | 5.9917e-05 | 8.4608e-05 | 9.8906e-05 | 0.00010662 | 0.00010998 | 0.0001045 | 0.00010196 | 8.7117e-05 | 0.00011537 | 0.00073707 | 0.00073707
02/23 22:00:00 | 2 | 23 | 22 | 1294 | WD | 0 | 0.00022214 | 0.00022214 | 8.9171e-06 | 0.00016413 | 2.0698e-12 | 0.00011415 | 0 | 0 | 0.00023959 | -5.6595e-05 | 0.00038554 | 0.00022214 | 0.00026323 | 0.00014405 | 0.00024623 | 0.00014405 | 0.00011415 | 0.00022925 | 0.00011415 | 0 | 6.5591e-05 | 0.0001126 | 0.00010386 | 8.1845e-05 | 8.8647e-05 | 0.00062106 | 0.00050244 | 0.00054029 | 0.00054029 | 0.00011415 | 0.00011415 | 0.00011415 | 0.00011415 | 0.00011415 | 0.00011415 | 0.00010924 | 9.2279e-05 | 7.4921e-05 | 6.6052e-05 | 0.00022929 | 0.00011415 | 0.00011415 | 0.00011415 | 0.00011415 | 3.2016e-06 | 4.5412e-05 | 7.0785e-05 | 8.5478e-05 | 0.00010491 | 9.8778e-05 | 9.8246e-05 | 9.7999e-05 | 8.9534e-05 | 9.5917e-05 | 0.00076058 | 0.00076058
02/23 23:00:00 | 2 | 23 | 23 | 1295 | WD | 0 | 0.00019008 | 0.00019008 | 3.2919e-06 | 7.9771e-05 | 7.9772e-13 | 0.00011415 | 0 | 0 | 0.00013341 | 0.0010211 | -0.0019428 | 0.00019008 | 0.00046521 | 0.00013614 | 0.00022053 | 0.00013614 | 0.00011415 | 0.00022925 | 0.00011415 | 0 | 6.5591e-05 | 0.0001118 | 9.4985e-05 | 7.7312e-05 | 8.2774e-05 | 0.00057476 | 0.00049258 | 0.0005188 | 0.0005188 | 0.00011415 | 0.00011415 | 0.00011415 | 0.00011416 | 0.00011415 | 0.00011415 | 0.00010883 | 6.9436e-05 | 6.3877e-05 | 6.1037e-05 | 0.00022929 | 0.00011415 | 0.00011415 | 0.00011415 | 0.00011415 | 2.0797e-06 | 3.3003e-05 | 6.2124e-05 | 7.8988e-05 | 0.00010327 | 9.0013e-05 | 8.9853e-05 | 8.9778e-05 | 8.9736e-05 | 9.9666e-05 | 4.2728e-05 | 4.2728e-05
02/23 24:00:00 | 2 | 23 | 24 | 1296 | WD | 0 | 0.00016612 | 0.00016612 | 0.00099551 | 0.00010588 | -1.3906e-12 | 0.00011415 | 0 | 0 | 5.4452e-05 | 0.0006618 | -0.0055618 | 0.00016612 | 0.00029603 | 0.00012638 | 0.00018866 | 0.00012638 | 0.00011415 | 0.00022925 | 0.00011415 | 0 | 6.5591e-05 | 0.0001118 | 0.00012336 | 7.7309e-05 | 9.1542e-05 | 0.0007424 | 0.00049863 | 0.0005764 | 0.0005764 | 0.00011415 | 0.00011415 | 0.00011415 | 0.00011416 | 0.00011415 | 0.00011415 | 9.9691e-05 | 6.8344e-05 | 6.1493e-05 | 5.7992e-05 | 0.00022929 | 0.00011415 | 0.00011415 | 0.00011415 | 0.00011415 | 1.729e-06 | 2.6771e-05 | 5.7344e-05 | 7.5048e-05 | 9.8126e-05 | 8.9698e-05 | 8.924e-05 | 8.9027e-05 | 8.9788e-05 | 0.00010117 | 7.9168e-05 | 7.9168e-05
02/24 01:00:00 | 2 | 24 | 1 | 1297 | WD | 0 | 0.00011972 | 0.00011972 | -0.00030123 | 4.8224e-05 | 0.00025245 | 0.00011415 | 0 | 0 | 2.1781e-05 | 0.00042944 | -0.0053826 | 0.00011972 | 0.00010207 | 9.19e-05 | 0.00014025 | 9.19e-05 | 0.00011415 | 0.00022925 | 0.00011415 | 0 | 6.5591e-05 | 0.0001118 | 8.8302e-05 | 7.7307e-05 | 8.0705e-05 | 0.00053771 | 0.00049865 | 0.00051111 | 0.00051111 | 0.00011415 | 0.00011415 | 0.00011415 | 0.00011416 | 0.00011415 | 0.00011415 | 4.5468e-05 | 6.8027e-05 | 5.8924e-05 | 5.4272e-05 | 0.00022929 | 0.00011415 | 0.00011415 | 0.00011415 | 0.00011415 | 1.2032e-06 | 2.496e-05 | 5.3631e-05 | 7.0234e-05 | 7.255e-05 | 8.9614e-05 | 8.3294e-05 | 8.0362e-05 | 9.0253e-05 | 0.00010208 | 0.00013114 | 0.00013114
02/24 02:00:00 | 2 | 24 | 2 | 1298 | WD | 0 | 0.00014117 | 0.00014117 | -0.00067325 | 7.4687e-05 | 0.00023244 | 0.00011415 | 0 | 0 | 2.1781e-05 | 0.00042447 | -0.0056515 | 0.00014117 | 0.00015008 | 8.5656e-05 | 0.0001681 | 8.5656e-05 | 0.00011415 | 0.00022925 | 0.00011415 | 0 | 6.5591e-05 | 0.0001118 | 8.7243e-05 | 7.7302e-05 | 8.0374e-05 | 0.00053227 | 0.00049863 | 0.00050936 | 0.00050936 | 0.00011415 | 0.00011415 | 0.00011415 | 0.00011416 | 0.00011415 | 0.00011415 | 3.6463e-05 | 6.7924e-05 | 5.8637e-05 | 5.3892e-05 | 0.00022929 | 0.00011415 | 0.00011415 | 0.00011415 | 0.00011415 | 1.2032e-06 | 2.437e-05 | 5.3103e-05 | 6.9742e-05 | 6.7263e-05 | 8.9588e-05 | 8.3174e-05 | 8.0199e-05 | 9.0466e-05 | 0.00010266 | 0.00015433 | 0.00015433
02/24 03:00:00 | 2 | 24 | 3 | 1299 | WD | 0 | 0.00015766 | 0.00015766 | 2.1917e-07 | 7.4385e-05 | 0.00022975 | 0.00011415 | 0 | 0 | 2.1781e-05 | 0.00042741 | -0.0049857 | 0.00015766 | 0.00021099 | 8.3946e-05 | 0.00019198 | 8.3946e-05 | 0.00011415 | 0.00022925 | 0.00011415 | 0 | 6.5591e-05 | 0.0001118 | 8.7208e-05 | 7.7301e-05 | 8.0362e-05 | 0.00053274 | 0.00049863 | 0.00050951 | 0.00050951 | 0.00011415 | 0.00011415 | 0.00011415 | 0.00011416 | 0.00011415 | 0.00011415 | 3.6473e-05 | 6.819e-05 | 6.0618e-05 | 5.6748e-05 | 0.00022929 | 0.00011415 | 0.00011415 | 0.00011415 | 0.00011415 | 1.23e-06 | 2.5894e-05 | 5.6002e-05 | 7.3438e-05 | 6.5872e-05 | 8.9669e-05 | 8.373e-05 | 8.0976e-05 | 9.0507e-05 | 0.00010286 | 0.00014938 | 0.00014938
02/24 04:00:00 | 2 | 24 | 4 | 1300 | WD | 0 | 0.00015678 | 0.00015678 | 0 | 0 | 0.00022651 | 0.00011415 | 0 | 0 | 2.1781e-05 | 0.00039271 | -0.0019323 | 0.00015678 | 0.00023467 | 8.2211e-05 | 0.00020232 | 8.2211e-05 | 0.00011415 | 0.00022925 | 0.00011415 | 0 | 6.5591e-05 | 0.0001118 | 8.8107e-05 | 7.7306e-05 | 8.0644e-05 | 0.00053861 | 0.00049865 | 0.0005114 | 0.0005114 | 0.00011415 | 0.00011415 | 0.00011415 | 0.00011416 | 0.00011415 | 0.00011415 | 4.5596e-05 | 6.8975e-05 | 6.1912e-05 | 5.8304e-05 | 0.00022929 | 0.00011415 | 0.00011415 | 0.00011415 | 0.00011415 | 1.5508e-06 | 3.0373e-05 | 5.892e-05 | 7.5451e-05 | 7.1216e-05 | 8.9906e-05 | 8.4097e-05 | 8.1403e-05 | 9.0339e-05 | 0.00010294 | 0.00015092 | 0.00015092
02/24 05:00:00 | 2 | 24 | 5 | 1301 | WD | 0 | 0.00017192 | 0.00017192 | 1.371e-06 | 7.5164e-05 | 0.00021796 | 0.00011415 | 0 | 0 | 6.5342e-05 | 0.00037805 | 0.0011942 | 0.00017192 | 0.00024924 | 8.1198e-05 | 0.00021047 | 8.1198e-05 | 0.00011415 | 0.00022925 | 0.00011415 | 0 | 6.5591e-05 | 0.0001118 | 0.00014768 | 7.7302e-05 | 9.9052e-05 | 0.00088747 | 0.00049863 | 0.00062269 | 0.00062269 | 0.00011415 | 0.00011415 | 0.00011415 | 0.00011416 | 0.00011415 | 0.00011415 | 5.4768e-05 | 7.0282e-05 | 7.6832e-05 | 8.0178e-05 | 0.00022929 | 0.00011415 | 0.00011415 | 0.00011415 | 0.00011415 | 2.0054e-06 | 3.7834e-05 | 7.9583e-05 | 0.00010376 | 7.721e-05 | 9.0299e-05 | 8.8677e-05 | 8.7924e-05 | 9.017e-05 | 0.00010304 | 0.00013835 | 0.00013835
02/24 06:00:00 | 2 | 24 | 6 | 1302 | WD | 0 | 0.00017364 | 0.00017364 | 2.46e-06 | 7.832e-05 | -1.5577e-12 | 0.00011415 | 0 | 0 | 0.00013613 | 0.0003647 | 0.0032977 | 0.00017364 | 0.00024739 | 8.7512e-05 | 0.00020741 | 8.7512e-05 | 0.00011415 | 0.00022925 | 0.00011415 | 0 | 6.5591e-05 | 0.0001118 | 0.00014116 | 8.1295e-05 | 9.9796e-05 | 0.00085141 | 0.00052318 | 0.00062791 | 0.00062791 | 0.00011415 | 0.00011415 | 0.00011415 | 0.00011416 | 0.00011415 | 0.00011415 | 9.1181e-05 | 9.299e-05 | 0.0001022 | 0.0001069 | 0.00022929 | 0.00011415 | 0.00011415 | 0.00011415 | 0.00011415 | 3.0749e-06 | 6.2531e-05 | 0.00011054 | 0.00013835 | 9.5934e-05 | 9.8554e-05 | 9.6537e-05 | 9.5601e-05 | 8.9742e-05 | 0.000103 | 0.00012713 | 0.00012713
02/24 07:00:00 | 2 | 24 | 7 | 1303 | WD | 0 | 0.00019576 | 0.00019576 | 0.0010447 | 0.00017019 | 7.5464e-14 | 0.00011415 | 0 | 0 | 0.00015247 | -0.00083087 | 0.0036778 | 0.00019576 | -7.2568e-05 | 9.9871e-05 | 0.00022406 | 9.9871e-05 | 0.00011415 | 0.00022925 | 0.00011415 | 0 | 6.5591e-05 | 0.0001126 | 0.00012732 | 8.7e-05 | 9.9462e-05 | 0.00075389 | 0.00054022 | 0.00060839 | 0.00060839 | 0.00011415 | 0.00011415 | 0.00011415 | 0.00011416 | 0.00011415 | 0.00011415 | 0.00012828 | 0.00012421 | 0.00013044 | 0.00013363 | 0.00022929 | 0.00011415 | 0.00011415 | 0.00011415 | 0.00011415 | 4.0107e-06 | 9.1597e-05 | 8.8347e-05 | 8.6466e-05 | 0.00011519 | 0.00011198 | 0.00010601 | 0.00010325 | 8.5472e-05 | 0.00012587 | 0.00063625 | 0.00063625
02/24 08:00:00 | 2 | 24 | 8 | 1304 | WD | 3.395e-05 | 0.00020175 | 0.00020175 | -0.0010258 | 0.00026363 | 4.7973e-13 | 0.00011415 | 0.00014526 | 0.00014526 | 0.00013613 | -0.0004804 | 0.0034146 | 0.00020175 | 5.4446e-05 | 0.00011103 | 0.000217 | 0.00011103 | 0.00011415 | 0 | 0.00011415 | 1.4913e-05 | 6.5591e-05 | 0.0001126 | 0.00010706 | 0.00010178 | 0.00010341 | 0.0006303 | 0.00062491 | 0.00062663 | 0.00062663 | 0.00011415 | 0.00011415 | 0.00011415 | 0.00011416 | 0.00011415 | 0.00011415 | 0.000149 | 0.00014103 | 0.0001892 | 0.00021381 | 0 | 0.00011415 | 0.00011415 | 0.00011415 | 0.00011415 | 3.9555e-05 | 0.00012516 | 0.00013498 | 0.00014066 | 0.00012147 | 0.00011442 | 0.00011694 | 0.00011811 | 9.2876e-05 | 0.00011909 | 0.00065835 | 0.00065835
02/24 09:00:00 | 2 | 24 | 9 | 1305 | WD | 0.00014447 | 0.00020672 | 0.00020672 | 0.0010658 | 0.00017618 | 1.5523e-12 | 0.00011415 | 0.00023819 | 0.00023819 | 5.9897e-05 | -0.00023324 | 0.0029518 | 0.00020672 | 0.00021158 | 0.00011108 | 0.00024124 | 0.00011108 | 0.00011415 | 0 | 0.00011415 | 0.00013894 | 0.00016398 | 0.0001685 | 0.00011056 | 0.00010407 | 0.00010608 | 0.00065022 | 0.00063894 | 0.00064254 | 0.00064254 | 0.00011415 | 0.00011415 | 0.00011415 | 0.00011416 | 0.00011415 | 0.00011415 | 0.00016895 | 0.00015337 | 0.00019337 | 0.00021381 | 0 | 0.00011415 | 0.00011415 | 0.00011415 | 0.00011415 | 0.00015004 | 0.00017976 | 0.0001593 | 0.00014745 | 0.00013652 | 0.00011939 | 0.00014558 | 0.00015773 | 9.2971e-05 | 0.00011679 | 0.00052268 | 0.00052268
02/24 10:00:00 | 2 | 24 | 10 | 1306 | WD | 0.0002253 | 0.00024543 | 0.00024543 | 2.0963e-05 | 0.00017357 | 0.00021486 | 0.00011415 | 0.00026253 | 0.00026253 | 4.0839e-05 | -0.00015766 | 0.0024664 | 0.00024543 | 0.00036415 | 0.00011156 | 0.00029763 | 0.00011156 | 0.00011415 | 0 | 0.00011415 | 0.00040428 | 0.00029516 | 0.0002244 | 0.00011383 | 0.00010401 | 0.00010705 | 0.0006692 | 0.00063855 | 0.00064833 | 0.00064833 | 0.00011415 | 0.00011415 | 0.00011415 | 0.00011416 | 0.00011415 | 0.00011415 | 0.0001871 | 0.00015456 | 0.00019377 | 0.00021381 | 0 | 0.00011415 | 0.00011415 | 0.00011415 | 0.00011415 | 0.00025472 | 0.00022876 | 0.0001806 | 0.0001527 | 0.00014724 | 0.00012002 | 0.00015071 | 0.00016494 | 9.305e-05 | 0.00011533 | 0.00044332 | 0.00044332
02/24 11:00:00 | 2 | 24 | 11 | 1307 | WD | 0.00029047 | 0.00019338 | 0.00019338 | 1.2155e-05 | 0.00019352 | 0.00021991 | 0.00011415 | 0 | 0 | 4.0839e-05 | 0.0012081 | 0.0020696 | 0.00019338 | 0.00046128 | 0.00011463 | 0.00021988 | 0.00011463 | 0.00011415 | 0 | 0.00011415 | 0.00047113 | 0.00029516 | 0.0002244 | 0.00011438 | 0.00010394 | 0.00010717 | 2.8427e-06 | 1.5792e-08 | 9.1772e-07 | 9.1772e-07 | 0.00011415 | 0.00011415 | 0.00011415 | 0.00011416 | 0.00011415 | 0.00011415 | 0.00018706 | 0.00015413 | 0.00019363 | 0.00021381 | 0 | 0.00011415 | 0.00011415 | 0.00011415 | 0.00011415 | 0.00033936 | 0.00024653 | 0.00018985 | 0.00015702 | 0.00014858 | 0.00011985 | 0.00014952 | 0.00016328 | 9.3113e-05 | 0.00011428 | 0.00038785 | 0.00038785
02/24 12:00:00 | 2 | 24 | 12 | 1308 | WD | 0.00032998 | 0.00017879 | 0.00017879 | 1.035e-05 | 0.00014279 | 0.00021998 | 0.00011415 | 0 | 0 | 4.0839e-05 | 0.00073893 | 0.0017554 | 0.00017879 | 0.00036539 | 0.00011458 | 0.00020677 | 0.00011458 | 0.00011415 | 0 | 0.00011415 | 0.00047113 | 0.00029516 | 0.0002244 | 0.00014353 | 0.00010386 | 0.00011612 | 2.9575e-06 | 1.7985e-08 | 9.5585e-07 | 9.5585e-07 | 0.00011415 | 0.00011415 | 0.00011415 | 0.00011416 | 0.00011415 | 0.00011415 | 0.000187 | 0.00015348 | 0.00019341 | 0.00021381 | 0 | 0.00011415 | 0.00011415 | 0.00011415 | 0.00011415 | 0.00038997 | 0.00024632 | 0.00023459 | 0.0002278 | 0.00014877 | 0.0001196 | 0.00015093 | 0.00016547 | 9.3161e-05 | 0.00011313 | 0.00032739 | 0.00032739
02/24 13:00:00 | 2 | 24 | 13 | 1309 | WD | 0.00033683 | 0.00017286 | 0.00017286 | 0.0010183 | 0.0001632 | 0.00021627 | 0.00011415 | 0 | 0 | 4.0839e-05 | 0.00052434 | 0.0015084 | 0.00017286 | 0.00031868 | 0.00011115 | 0.00019598 | 0.00011115 | 0.00011415 | 0 | 0.00011415 | 0.00047113 | 0.00029516 | 0.0002244 | 0.00011458 | 0.00010386 | 0.00010718 | 2.631e-06 | 1.6212e-08 | 8.5048e-07 | 8.5048e-07 | 0.00011415 | 0.00011415 | 0.00011415 | 0.00011416 | 0.00011415 | 0.00011415 | 0.00018694 | 0.0001532 | 0.00019331 | 0.00021381 | 0 | 0.00011415 | 0.00011415 | 0.00011415 | 0.00011415 | 0.00040553 | 0.00024586 | 0.00023495 | 0.00022863 | 0.00014841 | 0.00011951 | 0.00015438 | 0.00017055 | 9.3285e-05 | 0.00011231 | 0.00028542 | 0.00028542
02/24 14:00:00 | 2 | 24 | 14 | 1310 | WD | 0.00031018 | 0.00016742 | 0.00016742 | -0.0010014 | 0.00016148 | 0.00022375 | 0.00011415 | 0 | 0 | 4.0839e-05 | 0.0004279 | 0.0013091 | 0.00016742 | 0.00029178 | 0.00011051 | 0.00018863 | 0.00011051 | 0.00011415 | 0 | 0.00011415 | 0.00047113 | 0.00029516 | 0.0002244 | 0.00011557 | 0.00010811 | 0.00011041 | 2.6066e-06 | 1.5083e-08 | 8.4193e-07 | 8.4193e-07 | 0.00011415 | 0.00011415 | 0.00011415 | 0.00011416 | 0.00011415 | 0.00011415 | 0.00018653 | 0.00015279 | 0.00019317 | 0.00021381 | 0 | 0.00011415 | 0.00011415 | 0.00011415 | 0.00011415 | 0.00038057 | 0.00024525 | 0.000234 | 0.00022749 | 0.00014671 | 0.00012087 | 0.00015281 | 0.00016762 | 9.3405e-05 | 0.00011176 | 0.00024558 | 0.00024558
02/24 15:00:00 | 2 | 24 | 15 | 1311 | WD | 0.00025356 | 0.00016106 | 0.00016106 | 0.0010074 | 7.9865e-05 | 0.00023635 | 0.00011415 | 0 | 0 | 4.0839e-05 | 0.00038953 | 0.0011393 | 0.00016106 | 0.00028887 | 0.00010956 | 0.00019209 | 0.00010956 | 0.00011415 | 0 | 0.00011415 | 0.00046688 | 0.00029516 | 0.0002244 | 0.00011537 | 0.0001077 | 0.00011007 | 2.5194e-06 | 5.909e-09 | 8.0786e-07 | 8.0786e-07 | 0.00011415 | 0.00011415 | 0.00011415 | 0.00011416 | 0.00011415 | 0.00011415 | 0.00018548 | 0.00015218 | 0.00019297 | 0.00021381 | 0 | 0.00011415 | 0.00011415 | 0.00011415 | 0.00011415 | 0.00031634 | 0.00024203 | 0.00018775 | 0.00015632 | 0.00014601 | 0.00012053 | 0.00015038 | 0.00016422 | 9.3743e-05 | 0.00011145 | 0.00021749 | 0.00021749
02/24 16:00:00 | 2 | 24 | 16 | 1312 | WD | 0.00017462 | 0.00016843 | 0.00016843 | 5.9669e-06 | 0.00015965 | 0.00024949 | 0.00011415 | 0 | 0 | 7.0788e-05 | 0.00035789 | 0.0010066 | 0.00016843 | 0.00027876 | 0.00011092 | 0.00018869 | 0.00011092 | 0.00011415 | 0 | 0.00011415 | 0.00036603 | 0.00029516 | 0.0002244 | 0.00011214 | 0.00010376 | 0.00010635 | 2.3766e-06 | 2.2361e-10 | 7.5841e-07 | 7.5841e-07 | 0.00011415 | 0.00011415 | 0.00011415 | 0.00011416 | 0.00011415 | 0.00011415 | 0.00016661 | 0.00015069 | 0.00019246 | 0.00021381 | 0 | 0.00011415 | 0.00011415 | 0.00011415 | 0.00011415 | 0.0002065 | 0.0002086 | 0.0001725 | 0.0001516 | 0.00013415 | 0.00011869 | 0.00014985 | 0.0001643 | 9.367e-05 | 0.0001113 | 0.00019984 | 0.00019984
02/24 17:00:00 | 2 | 24 | 17 | 1313 | WD | 8.2591e-05 | 0.00017888 | 0.00017888 | -0.00068252 | 8.0669e-05 | -2.0051e-12 | 0.00011415 | 0.00048018 | 0.00048018 | 0.00015247 | -0.00096237 | 0.00093138 | 0.00017888 | 8.6177e-06 | 0.00012 | 0.00020931 | 0.00012 | 0.00011415 | 0 | 0.00011415 | 0.00019807 | 0.00029516 | 0.0002244 | 0.00010383 | 0.00010312 | 0.00010334 | 2.2622e-06 | -1.8472e-09 | 7.2051e-07 | 7.2051e-07 | 0.00011415 | 0.00011415 | 0.00011415 | 0.00011416 | 0.00011415 | 0.00011415 | 0.00014779 | 0.00014413 | 0.00015206 | 0.00015611 | 0 | 0.00011415 | 0.00011415 | 0.00011415 | 0.00011415 | 0.00010669 | 0.0001447 | 0.00012054 | 0.00010655 | 0.00012302 | 0.0001165 | 0.00014005 | 0.00015098 | 8.7208e-05 | 0.00011178 | 0.00022675 | 0.00022675
02/24 18:00:00 | 2 | 24 | 18 | 1314 | WD | 0 | 0.00019499 | 0.00019499 | 0.00070241 | 0.00016481 | -7.5459e-13 | 0.00011415 | 8.9168e-05 | 8.9168e-05 | 0.00021236 | -0.00046881 | 0.00087783 | 0.00019499 | 0.00018919 | 0.00013406 | 0.00021347 | 0.00013406 | 0.00011415 | 5.7313e-05 | 0.00011415 | 2.6406e-05 | 0.00029516 | 0.0002244 | 0.0001018 | 0.00010274 | 0.00010245 | 2.0535e-06 | -6.8687e-09 | 6.5052e-07 | 6.5052e-07 | 0.00011415 | 0.00011415 | 0.00011415 | 0.00011416 | 0.00011415 | 0.00011415 | 0.00012914 | 0.00014012 | 0.00012952 | 0.00012411 | 7.5498e-05 | 0.00011415 | 0.00011415 | 0.00011415 | 0.00011415 | 1.8784e-05 | 9.369e-05 | 8.5639e-05 | 8.0977e-05 | 0.00011522 | 0.00011732 | 0.00013589 | 0.0001445 | 8.7185e-05 | 0.0001126 | 0.00028056 | 0.00028056
02/24 19:00:00 | 2 | 24 | 19 | 1315 | WD | 0 | 0.00022854 | 0.00022854 | 1.1098e-05 | 0.0001683 | -3.8268e-13 | 0.00011415 | 0 | 0 | 0.00028587 | -0.00025184 | 0.00082564 | 0.00022854 | 0.00032746 | 0.00014271 | 0.00025257 | 0.00014271 | 0.00011415 | 0.00022925 | 0.00011415 | 0 | 6.5591e-05 | 0.0001126 | 0.00010202 | 0.00010062 | 0.00010105 | 0.00059915 | 0.0006177 | 0.00061178 | 0.00061178 | 0.00011415 | 0.00011415 | 0.00011415 | 0.00011416 | 0.00011415 | 0.00011415 | 0.00012867 | 0.00012924 | 0.00011284 | 0.00010446 | 0.00022929 | 0.00011415 | 0.00011415 | 0.00011415 | 0.00011415 | 4.7071e-06 | 8.1186e-05 | 7.2578e-05 | 6.7593e-05 | 0.00011745 | 0.0001191 | 0.00011916 | 0.00011919 | 8.7139e-05 | 0.00011332 | 0.00050045 | 0.00050045
02/24 20:00:00 | 2 | 24 | 20 | 1316 | WD | 0 | 0.0002149 | 0.0002149 | 1.751e-05 | 0.00016906 | -2.8565e-13 | 0.00011415 | 0 | 0 | 0.00034305 | -0.00012637 | 0.0007534 | 0.0002149 | 0.000266 | 0.00014653 | 0.00022926 | 0.00014653 | 0.00011415 | 0.00022925 | 0.00011415 | 0 | 6.5591e-05 | 0.0001126 | 9.9995e-05 | 9.9116e-05 | 9.9387e-05 | 0.00058721 | 0.00060847 | 0.00060169 | 0.00060169 | 0.00011415 | 0.00011415 | 0.00011415 | 0.00011416 | 0.00011415 | 0.00011415 | 0.00011028 | 0.00012072 | 0.00010105 | 9.1006e-05 | 0.00022929 | 0.00011415 | 0.00011415 | 0.00011415 | 0.00011415 | 6.0385e-06 | 7.1053e-05 | 0.00010064 | 0.00011777 | 0.00010799 | 0.00011602 | 0.00011414 | 0.00011327 | 8.7036e-05 | 0.0001143 | 0.00056149 | 0.00056149
02/24 21:00:00 | 2 | 24 | 21 | 1317 | WD | 0 | 0.00020957 | 0.00020957 | 1.0297e-05 | 0.00016685 | 0 | 0.00011415 | 0 | 0 | 0.00034849 | -7.9371e-05 | 0.00062026 | 0.00020957 | 0.00024652 | 0.00014762 | 0.00022148 | 0.00014762 | 0.00011415 | 0.00022925 | 0.00011415 | 0 | 6.5591e-05 | 0.0001126 | 9.9496e-05 | 9.603e-05 | 9.7101e-05 | 0.0005842 | 0.00058953 | 0.00058783 | 0.00058783 | 0.00011415 | 0.00011415 | 0.00011415 | 0.00011416 | 0.00011415 | 0.00011415 | 0.00010984 | 0.00010476 | 8.6009e-05 | 7.6429e-05 | 0.00022929 | 0.00011415 | 0.00011415 | 0.00011415 | 0.00011415 | 4.8306e-06 | 5.9917e-05 | 8.4608e-05 | 9.8906e-05 | 0.0001064 | 0.00010997 | 0.00010449 | 0.00010196 | 8.7012e-05 | 0.00011477 | 0.00062998 | 0.00062998
02/24 22:00:00 | 2 | 24 | 22 | 1318 | WD | 0 | 0.0002086 | 0.0002086 | 0.001021 | 0.00016404 | 2.0698e-12 | 0.00011415 | 0 | 0 | 0.00023959 | -5.8352e-05 | 0.00042597 | 0.0002086 | 0.00025031 | 0.00014405 | 0.00022697 | 0.00014405 | 0.00011415 | 0.00022925 | 0.00011415 | 0 | 6.5591e-05 | 0.0001126 | 9.5831e-05 | 8.1855e-05 | 8.6174e-05 | 0.00057684 | 0.0005025 | 0.00052622 | 0.00052622 | 0.00011415 | 0.00011415 | 0.00011415 | 0.00011415 | 0.00011415 | 0.00011415 | 0.00010924 | 9.2279e-05 | 7.4921e-05 | 6.6052e-05 | 0.00022929 | 0.00011415 | 0.00011415 | 0.00011415 | 0.00011415 | 3.2016e-06 | 4.5412e-05 | 7.0785e-05 | 8.5478e-05 | 0.00010463 | 9.8778e-05 | 9.8246e-05 | 9.7999e-05 | 8.9161e-05 | 9.5941e-05 | 0.0006436 | 0.0006436
02/24 23:00:00 | 2 | 24 | 23 | 1319 | WD | 0 | 0.0001901 | 0.0001901 | -0.00099763 | 7.9769e-05 | 7.9772e-13 | 0.00011415 | 0 | 0 | 0.00013341 | 0.0010147 | -0.0019625 | 0.0001901 | 0.00046657 | 0.00013614 | 0.00022055 | 0.00013614 | 0.00011415 | 0.00022925 | 0.00011415 | 0 | 6.5591e-05 | 0.0001118 | 9.5368e-05 | 7.7321e-05 | 8.2898e-05 | 0.00058012 | 0.00049263 | 0.00052054 | 0.00052054 | 0.00011415 | 0.00011415 | 0.00011415 | 0.00011416 | 0.00011415 | 0.00011415 | 0.00010883 | 6.9436e-05 | 6.3877e-05 | 6.1037e-05 | 0.00022929 | 0.00011415 | 0.00011415 | 0.00011415 | 0.00011415 | 2.0797e-06 | 3.3003e-05 | 6.2124e-05 | 7.8988e-05 | 0.0001031 | 9.0013e-05 | 9.0314e-05 | 9.0453e-05 | 8.9305e-05 | 9.9521e-05 | 3.3756e-05 | 3.3756e-05
02/24 24:00:00 | 2 | 24 | 24 | 1320 | WD | 0 | 0.00016948 | 0.00016948 | 0.00099555 | 9.9325e-05 | -1.3906e-12 | 0.00011415 | 0 | 0 | 5.4452e-05 | 0.00066265 | -0.0055915 | 0.00016948 | 0.00030472 | 0.00012638 | 0.00019443 | 0.00012638 | 0.00011415 | 0.00022925 | 0.00011415 | 0 | 6.5591e-05 | 0.0001118 | 0.00012371 | 7.7313e-05 | 9.1652e-05 | 0.00074753 | 0.00049864 | 0.00057805 | 0.00057805 | 0.00011415 | 0.00011415 | 0.00011415 | 0.00011416 | 0.00011415 | 0.00011415 | 9.9691e-05 | 6.8344e-05 | 6.1493e-05 | 5.7992e-05 | 0.00022929 | 0.00011415 | 0.00011415 | 0.00011415 | 0.00011415 | 1.729e-06 | 2.6771e-05 | 5.7344e-05 | 7.5048e-05 | 9.804e-05 | 8.9701e-05 | 8.9709e-05 | 8.9713e-05 | 8.9325e-05 | 0.00010119 | 5.2389e-05 | 5.2389e-05
02/25 01:00:00 | 2 | 25 | 1 | 1321 | WD | 0 | 0.00012046 | 0.00012046 | 9.5889e-07 | 5.4579e-05 | 0.00025245 | 0.00011415 | 0 | 0 | 2.1781e-05 | 0.00043816 | -0.0054731 | 0.00012046 | 0.00010673 | 9.19e-05 | 0.00014034 | 9.19e-05 | 0.00011415 | 0.00022925 | 0.00011415 | 0 | 6.5591e-05 | 0.0001118 | 8.8598e-05 | 7.731e-05 | 8.0799e-05 | 0.0005422 | 0.00049866 | 0.00051255 | 0.00051255 | 0.00011415 | 0.00011415 | 0.00011415 | 0.00011416 | 0.00011415 | 0.00011415 | 4.5468e-05 | 6.8027e-05 | 5.8924e-05 | 5.4272e-05 | 0.00022929 | 0.00011415 | 0.00011415 | 0.00011415 | 0.00011415 | 1.2032e-06 | 2.496e-05 | 5.3631e-05 | 7.0234e-05 | 7.2428e-05 | 8.9615e-05 | 8.3569e-05 | 8.0765e-05 | 8.9677e-05 | 0.00010205 | 0.00010406 | 0.00010406
02/25 02:00:00 | 2 | 25 | 2 | 1322 | WD | 0 | 0.00013982 | 0.00013982 | -0.00097311 | 7.4686e-05 | 0.00023244 | 0.00011415 | 0 | 0 | 2.1781e-05 | 0.0004164 | -0.0055166 | 0.00013982 | 0.00014731 | 8.5656e-05 | 0.00016619 | 8.5656e-05 | 0.00011415 | 0.00022925 | 0.00011415 | 0 | 6.5591e-05 | 0.0001118 | 8.7519e-05 | 7.731e-05 | 8.0465e-05 | 0.0005364 | 0.00049866 | 0.0005107 | 0.0005107 | 0.00011415 | 0.00011415 | 0.00011415 | 0.00011416 | 0.00011415 | 0.00011415 | 3.6463e-05 | 6.7924e-05 | 5.8637e-05 | 5.3892e-05 | 0.00022929 | 0.00011415 | 0.00011415 | 0.00011415 | 0.00011415 | 1.2032e-06 | 2.437e-05 | 5.3103e-05 | 6.9742e-05 | 6.7169e-05 | 8.959e-05 | 8.3434e-05 | 8.0578e-05 | 8.9828e-05 | 0.00010265 | 0.00012589 | 0.00012589
02/25 03:00:00 | 2 | 25 | 3 | 1323 | WD | 0 | 0.00016212 | 0.00016212 | 0.00097103 | 7.4373e-05 | 0.00022975 | 0.00011415 | 0 | 0 | 2.1781e-05 | 0.0004244 | -0.0051359 | 0.00016212 | 0.00021168 | 8.3946e-05 | 0.00019833 | 8.3946e-05 | 0.00011415 | 0.00022925 | 0.00011415 | 0 | 6.5591e-05 | 0.0001118 | 8.7411e-05 | 7.7308e-05 | 8.0431e-05 | 0.00053622 | 0.00049866 | 0.00051064 | 0.00051064 | 0.00011415 | 0.00011415 | 0.00011415 | 0.00011416 | 0.00011415 | 0.00011415 | 3.6473e-05 | 6.819e-05 | 6.0618e-05 | 5.6748e-05 | 0.00022929 | 0.00011415 | 0.00011415 | 0.00011415 | 0.00011415 | 1.23e-06 | 2.5894e-05 | 5.6002e-05 | 7.3438e-05 | 6.5928e-05 | 8.9676e-05 | 8.3968e-05 | 8.132e-05 | 8.9911e-05 | 0.00010311 | 0.00015021 | 0.00015021
02/25 04:00:00 | 2 | 25 | 4 | 1324 | WD | 0 | 0.00016338 | 0.00016338 | -0.00097048 | 0 | 0.00022651 | 0.00011415 | 0 | 0 | 2.1781e-05 | 0.00039596 | -0.0019695 | 0.00016338 | 0.00023739 | 8.2211e-05 | 0.00021171 | 8.2211e-05 | 0.00011415 | 0.00022925 | 0.00011415 | 0 | 6.5591e-05 | 0.0001118 | 8.8248e-05 | 7.7302e-05 | 8.0685e-05 | 0.00054154 | 0.00049863 | 0.00051232 | 0.00051232 | 0.00011415 | 0.00011415 | 0.00011415 | 0.00011416 | 0.00011415 | 0.00011415 | 4.5596e-05 | 6.8975e-05 | 6.1912e-05 | 5.8304e-05 | 0.00022929 | 0.00011415 | 0.00011415 | 0.00011415 | 0.00011415 | 1.5508e-06 | 3.0373e-05 | 5.892e-05 | 7.5451e-05 | 7.1344e-05 | 8.9915e-05 | 8.4307e-05 | 8.1706e-05 | 8.982e-05 | 0.00010343 | 0.00016299 | 0.00016299
02/25 05:00:00 | 2 | 25 | 5 | 1325 | WD | 0 | 0.00017745 | 0.00017745 | 1.4985e-06 | 7.5163e-05 | 0.00021796 | 0.00011415 | 0 | 0 | 6.5342e-05 | 0.00037388 | 0.001091 | 0.00017745 | 0.00025076 | 8.1198e-05 | 0.00021833 | 8.1198e-05 | 0.00011415 | 0.00022925 | 0.00011415 | 0 | 6.5591e-05 | 0.0001118 | 0.00010086 | 7.7299e-05 | 8.4579e-05 | 0.0006158 | 0.00049862 | 0.000536 | 0.000536 | 0.00011415 | 0.00011415 | 0.00011415 | 0.00011416 | 0.00011415 | 0.00011415 | 5.4768e-05 | 7.0282e-05 | 7.6832e-05 | 8.0178e-05 | 0.00022929 | 0.00011415 | 0.00011415 | 0.00011415 | 0.00011415 | 2.0054e-06 | 3.7834e-05 | 7.9583e-05 | 0.00010376 | 7.6903e-05 | 9.0309e-05 | 8.8997e-05 | 8.8389e-05 | 8.9729e-05 | 0.00010363 | 0.00015196 | 0.00015196
02/25 06:00:00 | 2 | 25 | 6 | 1326 | WD | 0 | 0.00017801 | 0.00017801 | 2.636e-06 | 7.8316e-05 | -1.5577e-12 | 0.00011415 | 0 | 0 | 0.00013613 | 0.00036213 | 0.003163 | 0.00017801 | 0.00024716 | 8.7512e-05 | 0.00021364 | 8.7512e-05 | 0.00011415 | 0.00022925 | 0.00011415 | 0 | 6.5591e-05 | 0.0001118 | 0.00010374 | 8.1315e-05 | 8.8245e-05 | 0.00063304 | 0.00052327 | 0.0005583 | 0.0005583 | 0.00011415 | 0.00011415 | 0.00011415 | 0.00011416 | 0.00011415 | 0.00011415 | 9.1181e-05 | 9.299e-05 | 0.0001022 | 0.0001069 | 0.00022929 | 0.00011415 | 0.00011415 | 0.00011415 | 0.00011415 | 3.0749e-06 | 6.2531e-05 | 0.00011054 | 0.00013835 | 9.5721e-05 | 9.8573e-05 | 9.7087e-05 | 9.6398e-05 | 8.9342e-05 | 0.00010363 | 0.0001361 | 0.0001361
02/25 07:00:00 | 2 | 25 | 7 | 1327 | WD | 0 | 0.00020313 | 0.00020313 | 0.0010455 | 0.00017016 | 7.5464e-14 | 0.00011415 | 0 | 0 | 0.00015247 | -0.00084234 | 0.003549 | 0.00020313 | -0.00010905 | 9.9871e-05 | 0.00023455 | 9.9871e-05 | 0.00011415 | 0.00022925 | 0.00011415 | 0 | 6.5591e-05 | 0.0001126 | 0.00010864 | 8.7019e-05 | 9.37e-05 | 0.000646 | 0.00054033 | 0.00057404 | 0.00057404 | 0.00011415 | 0.00011415 | 0.00011415 | 0.00011416 | 0.00011415 | 0.00011415 | 0.00012828 | 0.00012421 | 0.00013044 | 0.00013363 | 0.00022929 | 0.00011415 | 0.00011415 | 0.00011415 | 0.00011415 | 4.0107e-06 | 9.1597e-05 | 8.8347e-05 | 8.6466e-05 | 0.00011514 | 0.000112 | 0.00010669 | 0.00010422 | 8.4807e-05 | 0.00012641 | 0.00062757 | 0.00062757
02/25 08:00:00 | 2 | 25 | 8 | 1328 | WD | 3.5588e-05 | 0.00020772 | 0.00020772 | 1.4875e-05 | 0.00026358 | 4.7973e-13 | 0.00011415 | 0.00015162 | 0.00015162 | 0.00013613 | -0.0004721 | 0.0032868 | 0.00020772 | 2.8399e-05 | 0.00011103 | 0.00022551 | 0.00011103 | 0.00011415 | 0 | 0.00011415 | 1.5565e-05 | 6.5591e-05 | 0.0001126 | 0.00010712 | 0.00010175 | 0.00010341 | 0.00063221 | 0.00062473 | 0.00062712 | 0.00062712 | 0.00011415 | 0.00011415 | 0.00011415 | 0.00011416 | 0.00011415 | 0.00011415 | 0.000149 | 0.00014101 | 0.00018919 | 0.00021381 | 0 | 0.00011415 | 0.00011415 | 0.00011415 | 0.00011415 | 4.0977e-05 | 0.00012554 | 0.00013518 | 0.00014077 | 0.00012158 | 0.00011442 | 0.00011694 | 0.00011811 | 9.2526e-05 | 0.0001202 | 0.00066059 | 0.00066059
02/25 09:00:00 | 2 | 25 | 9 | 1329 | WD | 0.00014674 | 0.00021073 | 0.00021073 | 2.3462e-05 | 0.00017616 | 1.5523e-12 | 0.00011415 | 0.00023968 | 0.00023968 | 5.9897e-05 | -0.00023707 | 0.0028312 | 0.00021073 | 0.00020364 | 0.00011108 | 0.00024694 | 0.00011108 | 0.00011415 | 0 | 0.00011415 | 0.00013981 | 0.00016398 | 0.0001685 | 0.00011056 | 0.00010402 | 0.00010604 | 0.00065153 | 0.0006386 | 0.00064273 | 0.00064273 | 0.00011415 | 0.00011415 | 0.00011415 | 0.00011416 | 0.00011415 | 0.00011415 | 0.00016895 | 0.00015337 | 0.00019337 | 0.00021381 | 0 | 0.00011415 | 0.00011415 | 0.00011415 | 0.00011415 | 0.00015112 | 0.00018018 | 0.0001595 | 0.00014753 | 0.00013659 | 0.00011938 | 0.00014555 | 0.00015768 | 9.2732e-05 | 0.00011761 | 0.00051515 | 0.00051515
02/25 10:00:00 | 2 | 25 | 10 | 1330 | WD | 0.00023124 | 0.00023793 | 0.00023793 | 0.0010569 | 0.00017354 | 0.00021486 | 0.00011415 | 0.00026752 | 0.00026752 | 4.0839e-05 | -0.00015597 | 0.0023657 | 0.00023793 | 0.00034843 | 0.00011156 | 0.00028696 | 0.00011156 | 0.00011415 | 0 | 0.00011415 | 0.00041197 | 0.00029516 | 0.0002244 | 0.00011385 | 0.00010396 | 0.00010702 | 0.00067051 | 0.00063823 | 0.00064853 | 0.00064853 | 0.00011415 | 0.00011415 | 0.00011415 | 0.00011416 | 0.00011415 | 0.00011415 | 0.0001871 | 0.00015456 | 0.00019377 | 0.00021381 | 0 | 0.00011415 | 0.00011415 | 0.00011415 | 0.00011415 | 0.00025915 | 0.0002308 | 0.00018151 | 0.00015296 | 0.0001473 | 0.00012001 | 0.00015068 | 0.0001649 | 9.2883e-05 | 0.00011587 | 0.00041255 | 0.00041255
02/25 11:00:00 | 2 | 25 | 11 | 1331 | WD | 0.00029669 | 0.00018887 | 0.00018887 | 1.2131e-05 | 0.00018591 | 0.00021991 | 0.00011415 | 0 | 0 | 4.0839e-05 | 0.0012604 | 0.0019924 | 0.00018887 | 0.00046047 | 0.00011463 | 0.00021461 | 0.00011463 | 0.00011415 | 0 | 0.00011415 | 0.00047113 | 0.00029516 | 0.0002244 | 0.00011451 | 0.00010395 | 0.00010721 | 0.00067409 | 0.00063815 | 0.00064962 | 0.00064962 | 0.00011415 | 0.00011415 | 0.00011415 | 0.00011416 | 0.00011415 | 0.00011415 | 0.00018706 | 0.00015413 | 0.00019363 | 0.00021381 | 0 | 0.00011415 | 0.00011415 | 0.00011415 | 0.00011415 | 0.00034417 | 0.00024653 | 0.00019003 | 0.0001573 | 0.00014863 | 0.00011985 | 0.00014949 | 0.00016323 | 9.3134e-05 | 0.00011467 | 0.00036066 | 0.00036066
02/25 12:00:00 | 2 | 25 | 12 | 1332 | WD | 0.00033654 | 0.00018418 | 0.00018418 | 9.8729e-06 | 0.00015023 | 0.00021998 | 0.00011415 | 0 | 0 | 4.0839e-05 | 0.00073561 | 0.0017012 | 0.00018418 | 0.00037273 | 0.00011458 | 0.00021333 | 0.00011458 | 0.00011415 | 0 | 0.00011415 | 0.00047113 | 0.00029516 | 0.0002244 | 0.00014359 | 0.00010385 | 0.00011613 | 4.4249e-06 | 1.9832e-08 | 1.4253e-06 | 1.4253e-06 | 0.00011415 | 0.00011415 | 0.00011415 | 0.00011416 | 0.00011415 | 0.00011415 | 0.000187 | 0.00015348 | 0.00019341 | 0.00021381 | 0 | 0.00011415 | 0.00011415 | 0.00011415 | 0.00011415 | 0.00039488 | 0.00024632 | 0.00023476 | 0.00022806 | 0.00014882 | 0.0001196 | 0.00015089 | 0.0001654 | 9.3218e-05 | 0.00011349 | 0.00032123 | 0.00032123
02/25 13:00:00 | 2 | 25 | 13 | 1333 | WD | 0.00034065 | 0.00017487 | 0.00017487 | 8.4175e-06 | 0.00016321 | 0.00021627 | 0.00011415 | 0 | 0 | 4.0839e-05 | 0.00052051 | 0.0014685 | 0.00017487 | 0.00032071 | 0.00011115 | 0.00019884 | 0.00011115 | 0.00011415 | 0 | 0.00011415 | 0.00047113 | 0.00029516 | 0.0002244 | 0.00011463 | 0.00010385 | 0.00010718 | 3.9378e-06 | 1.5116e-08 | 1.2667e-06 | 1.2667e-06 | 0.00011415 | 0.00011415 | 0.00011415 | 0.00011416 | 0.00011415 | 0.00011415 | 0.00018694 | 0.0001532 | 0.00019331 | 0.00021381 | 0 | 0.00011415 | 0.00011415 | 0.00011415 | 0.00011415 | 0.00040962 | 0.00024586 | 0.00023509 | 0.00022885 | 0.00014843 | 0.0001195 | 0.00015441 | 0.0001706 | 9.3816e-05 | 0.00011246 | 0.00026985 | 0.00026985
02/25 14:00:00 | 2 | 25 | 14 | 1334 | WD | 0.00030883 | 0.00016939 | 0.00016939 | -0.0007035 | 0.00016149 | 0.00022375 | 0.00011415 | 0 | 0 | 4.0839e-05 | 0.00042599 | 0.0013201 | 0.00016939 | 0.00029471 | 0.00011051 | 0.00019143 | 0.00011051 | 0.00011415 | 0 | 0.00011415 | 0.00047113 | 0.00029516 | 0.0002244 | 0.00011555 | 0.00010806 | 0.00011038 | 3.8588e-06 | 9.105e-09 | 1.2374e-06 | 1.2374e-06 | 0.00011415 | 0.00011415 | 0.00011415 | 0.00011416 | 0.00011415 | 0.00011415 | 0.00018653 | 0.00015279 | 0.00019317 | 0.00021381 | 0 | 0.00011415 | 0.00011415 | 0.00011415 | 0.00011415 | 0.00038061 | 0.00024525 | 0.000234 | 0.00022748 | 0.00014671 | 0.00012085 | 0.00015288 | 0.00016774 | 9.4227e-05 | 0.00011171 | 0.00022345 | 0.00022345
02/25 15:00:00 | 2 | 25 | 15 | 1335 | WD | 0.00025123 | 0.00015792 | 0.00015792 | 0.00071051 | 7.9859e-05 | 0.00023635 | 0.00011415 | 0 | 0 | 4.0839e-05 | 0.00038097 | 0.0011833 | 0.00015792 | 0.00028187 | 0.00010956 | 0.00018762 | 0.00010956 | 0.00011415 | 0 | 0.00011415 | 0.00046772 | 0.00029516 | 0.0002244 | 0.0001154 | 0.00010766 | 0.00011005 | 3.6966e-06 | 5.6965e-09 | 1.1833e-06 | 1.1833e-06 | 0.00011415 | 0.00011415 | 0.00011415 | 0.00011416 | 0.00011415 | 0.00011415 | 0.00018548 | 0.00015218 | 0.00019297 | 0.00021381 | 0 | 0.00011415 | 0.00011415 | 0.00011415 | 0.00011415 | 0.00031758 | 0.00024225 | 0.00018777 | 0.00015621 | 0.00014601 | 0.00012052 | 0.00015045 | 0.00016434 | 9.4528e-05 | 0.00011134 | 0.00019372 | 0.00019372
02/25 16:00:00 | 2 | 25 | 16 | 1336 | WD | 0.00017887 | 0.0001648 | 0.0001648 | 6.5666e-06 | 0.00015964 | 0.00024949 | 0.00011415 | 0 | 0 | 7.0788e-05 | 0.00035343 | 0.0010551 | 0.0001648 | 0.00026918 | 0.00011092 | 0.00018352 | 0.00011092 | 0.00011415 | 0 | 0.00011415 | 0.00037194 | 0.00029516 | 0.0002244 | 0.00011219 | 0.00010374 | 0.00010635 | 3.4721e-06 | 3.4613e-09 | 1.1101e-06 | 1.1101e-06 | 0.00011415 | 0.00011415 | 0.00011415 | 0.00011416 | 0.00011415 | 0.00011415 | 0.00016661 | 0.00015069 | 0.00019246 | 0.00021381 | 0 | 0.00011415 | 0.00011415 | 0.00011415 | 0.00011415 | 0.00020959 | 0.00021013 | 0.00017319 | 0.0001518 | 0.00013417 | 0.00011869 | 0.00014985 | 0.00016431 | 9.4137e-05 | 0.00011129 | 0.00018477 | 0.00018477
02/25 17:00:00 | 2 | 25 | 17 | 1337 | WD | 8.4488e-05 | 0.00018478 | 0.00018478 | 3.8473e-06 | 8.0661e-05 | -2.0051e-12 | 0.00011415 | 0.00048447 | 0.00048447 | 0.00015247 | -0.00096896 | 0.0010045 | 0.00018478 | 4.0785e-06 | 0.00012 | 0.00021771 | 0.00012 | 0.00011415 | 0 | 0.00011415 | 0.00019983 | 0.00029516 | 0.0002244 | 0.00010386 | 0.0001031 | 0.00010333 | 3.2986e-06 | -3.9699e-10 | 1.0522e-06 | 1.0522e-06 | 0.00011415 | 0.00011415 | 0.00011415 | 0.00011416 | 0.00011415 | 0.00011415 | 0.00014779 | 0.00014413 | 0.00015206 | 0.00015611 | 0 | 0.00011415 | 0.00011415 | 0.00011415 | 0.00011415 | 0.0001076 | 0.00014515 | 0.00012074 | 0.0001066 | 0.00012306 | 0.0001165 | 0.00014 | 0.00015091 | 8.7138e-05 | 0.00011193 | 0.00022343 | 0.00022343
02/25 18:00:00 | 2 | 25 | 18 | 1338 | WD | 0 | 0.00021087 | 0.00021087 | 9.6479e-06 | 0.00016474 | -7.5459e-13 | 0.00011415 | 9.5891e-05 | 9.5891e-05 | 0.00021236 | -0.00050704 | 0.00094887 | 0.00021087 | 0.00021213 | 0.00013406 | 0.00023608 | 0.00013406 | 0.00011415 | 5.7313e-05 | 0.00011415 | 2.8397e-05 | 0.00029516 | 0.0002244 | 0.00010183 | 0.00010273 | 0.00010245 | 3.0008e-06 | -5.3511e-09 | 9.5376e-07 | 9.5376e-07 | 0.00011415 | 0.00011415 | 0.00011415 | 0.00011416 | 0.00011415 | 0.00011415 | 0.00012914 | 0.0001401 | 0.00012951 | 0.00012411 | 7.5498e-05 | 0.00011415 | 0.00011415 | 0.00011415 | 0.00011415 | 1.9668e-05 | 9.3947e-05 | 8.5762e-05 | 8.1022e-05 | 0.00011523 | 0.00011731 | 0.0001359 | 0.00014453 | 8.7145e-05 | 0.0001127 | 0.00027607 | 0.00027607
02/25 19:00:00 | 2 | 25 | 19 | 1339 | WD | 0 | 0.0002465 | 0.0002465 | 0.00019452 | 0.00016827 | -3.8268e-13 | 0.00011415 | 0 | 0 | 0.00028587 | -0.00025697 | 0.00089344 | 0.0002465 | 0.00036403 | 0.00014271 | 0.00027816 | 0.00014271 | 0.00011415 | 0.00022925 | 0.00011415 | 0 | 6.5591e-05 | 0.0001126 | 0.00010208 | 0.00010062 | 0.00010107 | 2.708e-06 | -6.1106e-09 | 8.5984e-07 | 8.5984e-07 | 0.00011415 | 0.00011415 | 0.00011415 | 0.00011416 | 0.00011415 | 0.00011415 | 0.00012867 | 0.00012924 | 0.00011284 | 0.00010446 | 0.00022929 | 0.00011415 | 0.00011415 | 0.00011415 | 0.00011415 | 4.7071e-06 | 8.1186e-05 | 7.2578e-05 | 6.7593e-05 | 0.00011742 | 0.00011909 | 0.00011916 | 0.00011919 | 8.7143e-05 | 0.00011317 | 0.00048137 | 0.00048137
02/25 20:00:00 | 2 | 25 | 20 | 1340 | WD | 0 | 0.00023752 | 0.00023752 | 0.00085993 | 0.00016898 | -2.8565e-13 | 0.00011415 | 0 | 0 | 0.00034305 | -0.00012727 | 0.00082483 | 0.00023752 | 0.00031737 | 0.00014653 | 0.00026147 | 0.00014653 | 0.00011415 | 0.00022925 | 0.00011415 | 0 | 6.5591e-05 | 0.0001126 | 0.0001118 | 9.9115e-05 | 0.00010304 | 2.5122e-06 | -7.1051e-09 | 7.967e-07 | 7.967e-07 | 0.00011415 | 0.00011415 | 0.00011415 | 0.00011416 | 0.00011415 | 0.00011415 | 0.00011028 | 0.00012072 | 0.00010105 | 9.1006e-05 | 0.00022929 | 0.00011415 | 0.00011415 | 0.00011415 | 0.00011415 | 6.0385e-06 | 7.1053e-05 | 0.00010064 | 0.00011777 | 0.00010801 | 0.00011601 | 0.00011414 | 0.00011327 | 8.7122e-05 | 0.00011385 | 0.00052539 | 0.00052539
02/25 21:00:00 | 2 | 25 | 21 | 1341 | WD | 0 | 0.00023111 | 0.00023111 | 1.0711e-05 | 0.00016676 | 0 | 0.00011415 | 0 | 0 | 0.00034849 | -8.0496e-05 | 0.00070373 | 0.00023111 | 0.0002914 | 0.00014762 | 0.00025217 | 0.00014762 | 0.00011415 | 0.00022925 | 0.00011415 | 0 | 6.5591e-05 | 0.0001126 | 0.00011051 | 9.6012e-05 | 0.00010049 | 0.00064925 | 0.00058941 | 0.0006085 | 0.0006085 | 0.00011415 | 0.00011415 | 0.00011415 | 0.00011416 | 0.00011415 | 0.00011415 | 0.00010984 | 0.00010476 | 8.6009e-05 | 7.6429e-05 | 0.00022929 | 0.00011415 | 0.00011415 | 0.00011415 | 0.00011415 | 4.8306e-06 | 5.9917e-05 | 8.4608e-05 | 9.8906e-05 | 0.00010642 | 0.00010995 | 0.00010449 | 0.00010196 | 8.7097e-05 | 0.00011438 | 0.00059627 | 0.00059627
02/25 22:00:00 | 2 | 25 | 22 | 1342 | WD | 0 | 0.00022794 | 0.00022794 | 9.3728e-06 | 0.00016406 | 2.0698e-12 | 0.00011415 | 0 | 0 | 0.00023959 | -5.6719e-05 | 0.00050419 | 0.00022794 | 0.00028646 | 0.00014405 | 0.00025451 | 0.00014405 | 0.00011415 | 0.00022925 | 0.00011415 | 0 | 6.5591e-05 | 0.0001126 | 0.00010436 | 8.186e-05 | 8.8814e-05 | 0.00062725 | 0.00050254 | 0.00054233 | 0.00054233 | 0.00011415 | 0.00011415 | 0.00011415 | 0.00011415 | 0.00011415 | 0.00011415 | 0.00010924 | 9.2279e-05 | 7.4921e-05 | 6.6052e-05 | 0.00022929 | 0.00011415 | 0.00011415 | 0.00011415 | 0.00011415 | 3.2016e-06 | 4.5412e-05 | 7.0785e-05 | 8.5478e-05 | 0.00010468 | 9.8779e-05 | 9.8246e-05 | 9.7999e-05 | 8.9101e-05 | 9.5985e-05 | 0.00063084 | 0.00063084
02/25 23:00:00 | 2 | 25 | 23 | 1343 | WD | 0 | 0.00019623 | 0.00019623 | -0.00088334 | 7.9753e-05 | 7.9772e-13 | 0.00011415 | 0 | 0 | 0.00013341 | 0.0011637 | -0.0018889 | 0.00019623 | 0.00047098 | 0.00013614 | 0.00022928 | 0.00013614 | 0.00011415 | 0.00022925 | 0.00011415 | 0 | 6.5591e-05 | 0.0001118 | 9.5407e-05 | 7.7324e-05 | 8.2913e-05 | 0.00058075 | 0.00049265 | 0.00052076 | 0.00052076 | 0.00011415 | 0.00011415 | 0.00011415 | 0.00011416 | 0.00011415 | 0.00011415 | 0.00010883 | 6.9436e-05 | 6.3877e-05 | 6.1037e-05 | 0.00022929 | 0.00011415 | 0.00011415 | 0.00011415 | 0.00011415 | 2.0797e-06 | 3.3003e-05 | 6.2124e-05 | 7.8988e-05 | 0.00010311 | 9.0012e-05 | 9.0561e-05 | 9.0815e-05 | 8.921e-05 | 9.9395e-05 | 2.8234e-05 | 2.8234e-05
02/25 24:00:00 | 2 | 25 | 24 | 1344 | WD | 0 | 0.00017571 | 0.00017571 | 0.00088198 | 7.7832e-05 | -1.3906e-12 | 0.00011415 | 0 | 0 | 5.4452e-05 | 0.00065997 | -0.0056731 | 0.00017571 | 0.00031124 | 0.00012638 | 0.00020654 | 0.00012638 | 0.00011415 | 0.00022925 | 0.00011415 | 0 | 6.5591e-05 | 0.0001118 | 0.00012375 | 7.7312e-05 | 9.1663e-05 | 0.00074816 | 0.00049864 | 0.00057825 | 0.00057825 | 0.00011415 | 0.00011415 | 0.00011415 | 0.00011416 | 0.00011415 | 0.00011415 | 9.9691e-05 | 6.8344e-05 | 6.1493e-05 | 5.7992e-05 | 0.00022929 | 0.00011415 | 0.00011415 | 0.00011415 | 0.00011415 | 1.729e-06 | 2.6771e-05 | 5.7344e-05 | 7.5048e-05 | 9.8041e-05 | 8.9699e-05 | 8.9954e-05 | 9.0073e-05 | 8.9223e-05 | 0.0001011 | 5.2906e-05 | 5.2906e-05
02/26 01:00:00 | 2 | 26 | 1 | 1345 | WD | 0 | 0.00014167 | 0.00014167 | 9.0114e-07 | 7.5438e-05 | 0.00025245 | 0.00011415 | 0 | 0 | 2.1781e-05 | 0.00044026 | -0.005333 | 0.00014167 | 0.00014381 | 9.19e-05 | 0.00016739 | 9.19e-05 | 0.00011415 | 0.00022925 | 0.00011415 | 0 | 6.5591e-05 | 0.0001118 | 8.8632e-05 | 7.731e-05 | 8.0809e-05 | 0.00054277 | 0.00049866 | 0.00051273 | 0.00051273 | 0.00011415 | 0.00011415 | 0.00011415 | 0.00011416 | 0.00011415 | 0.00011415 | 4.5468e-05 | 6.8027e-05 | 5.8924e-05 | 5.4272e-05 | 0.00022929 | 0.00011415 | 0.00011415 | 0.00011415 | 0.00011415 | 1.2032e-06 | 2.496e-05 | 5.3631e-05 | 7.0234e-05 | 7.2413e-05 | 8.9614e-05 | 8.3751e-05 | 8.1032e-05 | 8.9579e-05 | 0.00010199 | 0.00010068 | 0.00010068
02/26 02:00:00 | 2 | 26 | 2 | 1346 | WD | 0 | 0.0001696 | 0.0001696 | 0 | 7.4684e-05 | 0.00023244 | 0.00011415 | 0 | 0 | 2.1781e-05 | 0.00045597 | -0.0055284 | 0.0001696 | 0.00020264 | 8.5656e-05 | 0.00020858 | 8.5656e-05 | 0.00011415 | 0.00022925 | 0.00011415 | 0 | 6.5591e-05 | 0.0001118 | 8.7543e-05 | 7.7304e-05 | 8.0468e-05 | 0.00053689 | 0.00049864 | 0.00051084 | 0.00051084 | 0.00011415 | 0.00011415 | 0.00011415 | 0.00011416 | 0.00011415 | 0.00011415 | 3.6463e-05 | 6.7924e-05 | 5.8637e-05 | 5.3892e-05 | 0.00022929 | 0.00011415 | 0.00011415 | 0.00011415 | 0.00011415 | 1.2032e-06 | 2.437e-05 | 5.3103e-05 | 6.9742e-05 | 6.7173e-05 | 8.959e-05 | 8.3552e-05 | 8.0752e-05 | 8.9739e-05 | 0.00010266 | 0.00013581 | 0.00013581
02/26 03:00:00 | 2 | 26 | 3 | 1347 | WD | 0 | 0.00019089 | 0.00019089 | 3.6008e-07 | 7.1122e-05 | 0.00022975 | 0.00011415 | 0 | 0 | 2.1781e-05 | 0.00046536 | -0.0050863 | 0.00019089 | 0.00026589 | 8.3946e-05 | 0.00023979 | 8.3946e-05 | 0.00011415 | 0.00022925 | 0.00011415 | 0 | 6.5591e-05 | 0.0001118 | 8.7422e-05 | 7.7284e-05 | 8.0417e-05 | 0.00053661 | 0.00049855 | 0.00051069 | 0.00051069 | 0.00011415 | 0.00011415 | 0.00011415 | 0.00011416 | 0.00011415 | 0.00011415 | 3.6473e-05 | 6.819e-05 | 6.0618e-05 | 5.6748e-05 | 0.00022929 | 0.00011415 | 0.00011415 | 0.00011415 | 0.00011415 | 1.23e-06 | 2.5894e-05 | 5.6002e-05 | 7.3438e-05 | 6.5931e-05 | 8.967e-05 | 8.4038e-05 | 8.1426e-05 | 8.9842e-05 | 0.00010317 | 0.00015609 | 0.00015609
02/26 04:00:00 | 2 | 26 | 4 | 1348 | WD | 0 | 0.0002012 | 0.0002012 | 0 | 3.25e-06 | 0.00022651 | 0.00011415 | 0 | 0 | 2.1781e-05 | 0.00044197 | -0.0019788 | 0.0002012 | 0.00031122 | 8.2211e-05 | 0.00026506 | 8.2211e-05 | 0.00011415 | 0.00022925 | 0.00011415 | 0 | 6.5591e-05 | 0.0001118 | 8.8262e-05 | 7.7273e-05 | 8.0669e-05 | 0.00054191 | 0.00049851 | 0.00051236 | 0.00051236 | 0.00011415 | 0.00011415 | 0.00011415 | 0.00011416 | 0.00011415 | 0.00011415 | 4.5596e-05 | 6.8975e-05 | 6.1912e-05 | 5.8304e-05 | 0.00022929 | 0.00011415 | 0.00011415 | 0.00011415 | 0.00011415 | 1.5508e-06 | 3.0373e-05 | 5.892e-05 | 7.5451e-05 | 7.1337e-05 | 8.9907e-05 | 8.4351e-05 | 8.1774e-05 | 8.9763e-05 | 0.00010348 | 0.00017509 | 0.00017509
02/26 05:00:00 | 2 | 26 | 5 | 1349 | WD | 0 | 0.00021859 | 0.00021859 | 7.5148e-07 | 7.5175e-05 | 0.00021796 | 0.00011415 | 0 | 0 | 6.5342e-05 | 0.00042594 | 0.0011914 | 0.00021859 | 0.00033161 | 8.1198e-05 | 0.0002769 | 8.1198e-05 | 0.00011415 | 0.00022925 | 0.00011415 | 0 | 6.5591e-05 | 0.0001118 | 0.00010087 | 7.7276e-05 | 8.4567e-05 | 0.00061613 | 0.00049852 | 0.00053604 | 0.00053604 | 0.00011415 | 0.00011415 | 0.00011415 | 0.00011416 | 0.00011415 | 0.00011415 | 5.4768e-05 | 7.0282e-05 | 7.6832e-05 | 8.0178e-05 | 0.00022929 | 0.00011415 | 0.00011415 | 0.00011415 | 0.00011415 | 2.0054e-06 | 3.7834e-05 | 7.9583e-05 | 0.00010376 | 7.69e-05 | 9.0305e-05 | 8.9198e-05 | 8.8684e-05 | 8.9692e-05 | 0.00010369 | 0.00015865 | 0.00015865
02/26 06:00:00 | 2 | 26 | 6 | 1350 | WD | 0 | 0.00022301 | 0.00022301 | 0.00011428 | 7.8318e-05 | -1.5577e-12 | 0.00011415 | 0 | 0 | 0.00013613 | 0.00041529 | 0.0031384 | 0.00022301 | 0.00033333 | 8.7512e-05 | 0.0002777 | 8.7512e-05 | 0.00011415 | 0.00022925 | 0.00011415 | 0 | 6.5591e-05 | 0.0001118 | 0.00010373 | 8.1255e-05 | 8.8202e-05 | 0.00063327 | 0.00052301 | 0.00055819 | 0.00055819 | 0.00011415 | 0.00011415 | 0.00011415 | 0.00011416 | 0.00011415 | 0.00011415 | 9.1181e-05 | 9.299e-05 | 0.0001022 | 0.0001069 | 0.00022929 | 0.00011415 | 0.00011415 | 0.00011415 | 0.00011415 | 3.0749e-06 | 6.2531e-05 | 0.00011054 | 0.00013835 | 9.5722e-05 | 9.8556e-05 | 9.7233e-05 | 9.6619e-05 | 8.9332e-05 | 0.00010372 | 0.0001524 | 0.0001524
02/26 07:00:00 | 2 | 26 | 7 | 1351 | WD | 0 | 0.0002651 | 0.0002651 | -5.8345e-05 | 0.00017013 | 7.5464e-14 | 0.00011415 | 0 | 0 | 0.00015247 | -0.0010322 | 0.0035607 | 0.0002651 | -0.00013371 | 9.9871e-05 | 0.00032278 | 9.9871e-05 | 0.00011415 | 0.00022925 | 0.00011415 | 0 | 6.5591e-05 | 0.0001126 | 0.00010863 | 8.6949e-05 | 9.3648e-05 | 0.00064617 | 0.00053992 | 0.00057382 | 0.00057382 | 0.00011415 | 0.00011415 | 0.00011415 | 0.00011416 | 0.00011415 | 0.00011415 | 0.00012828 | 0.00012421 | 0.00013044 | 0.00013363 | 0.00022929 | 0.00011415 | 0.00011415 | 0.00011415 | 0.00011415 | 4.0107e-06 | 9.1597e-05 | 8.8347e-05 | 8.6466e-05 | 0.00011515 | 0.00011198 | 0.00010681 | 0.00010441 | 8.4761e-05 | 0.00012645 | 0.00064304 | 0.00064304
02/26 08:00:00 | 2 | 26 | 8 | 1352 | WD | 5.021e-05 | 0.0002708 | 0.0002708 | -2.5291e-05 | 0.00026355 | 4.7973e-13 | 0.00011415 | 0.00022063 | 0.00022063 | 0.00013613 | -0.00046198 | 0.0032942 | 0.0002708 | -3.4978e-06 | 0.00011103 | 0.0003153 | 0.00011103 | 0.00011415 | 0 | 0.00011415 | 2.265e-05 | 6.5591e-05 | 0.0001126 | 0.0001071 | 0.00010165 | 0.00010334 | 0.00063231 | 0.00062414 | 0.00062674 | 0.00062674 | 0.00011415 | 0.00011415 | 0.00011415 | 0.00011416 | 0.00011415 | 0.00011415 | 0.000149 | 0.0001406 | 0.00018905 | 0.00021381 | 0 | 0.00011415 | 0.00011415 | 0.00011415 | 0.00011415 | 5.8348e-05 | 0.00012865 | 0.00013716 | 0.00014209 | 0.00012158 | 0.00011427 | 0.00011689 | 0.00011811 | 9.2487e-05 | 0.00012061 | 0.00068617 | 0.00068617
02/26 09:00:00 | 2 | 26 | 9 | 1353 | WD | 0.00015258 | 0.00027571 | 0.00027571 | 0.00032546 | 0.00017607 | 1.5523e-12 | 0.00011415 | 0.00024719 | 0.00024719 | 5.9897e-05 | -0.00024505 | 0.0028392 | 0.00027571 | 0.00015582 | 0.00011108 | 0.00033947 | 0.00011108 | 0.00011415 | 0 | 0.00011415 | 0.00014419 | 0.00016398 | 0.0001685 | 0.00011043 | 0.00010393 | 0.00010594 | 0.00065099 | 0.00063804 | 0.00064218 | 0.00064218 | 0.00011415 | 0.00011415 | 0.00011415 | 0.00011416 | 0.00011415 | 0.00011415 | 0.00016895 | 0.00015337 | 0.00019337 | 0.00021381 | 0 | 0.00011415 | 0.00011415 | 0.00011415 | 0.00011415 | 0.00015391 | 0.00018227 | 0.00016046 | 0.00014783 | 0.00013663 | 0.00011937 | 0.00014548 | 0.0001576 | 9.2615e-05 | 0.00011822 | 0.00054247 | 0.00054247
02/26 10:00:00 | 2 | 26 | 10 | 1354 | WD | 0.00023818 | 0.00032899 | 0.00032899 | 0.00075763 | 0.00017357 | 0.00021486 | 0.00011415 | 0.00027052 | 0.00027052 | 4.0839e-05 | -0.00017723 | 0.0023823 | 0.00032899 | 0.00029302 | 0.00011156 | 0.00041658 | 0.00011156 | 0.00011415 | 0 | 0.00011415 | 0.00041658 | 0.00029516 | 0.0002244 | 0.00011357 | 0.00010382 | 0.00010683 | 0.0006691 | 0.00063737 | 0.0006475 | 0.0006475 | 0.00011415 | 0.00011415 | 0.00011415 | 0.00011416 | 0.00011415 | 0.00011415 | 0.0001871 | 0.00015456 | 0.00019377 | 0.00021381 | 0 | 0.00011415 | 0.00011415 | 0.00011415 | 0.00011415 | 0.00026133 | 0.00023202 | 0.00018206 | 0.00015313 | 0.0001474 | 0.00011998 | 0.00015049 | 0.00016463 | 9.2767e-05 | 0.00011693 | 0.000481 | 0.000481
02/26 11:00:00 | 2 | 26 | 11 | 1355 | WD | 0.00030425 | 0.00030301 | 0.00030301 | 1.1769e-05 | 0.00017398 | 0.00021991 | 0.00011415 | 0 | 0 | 4.0839e-05 | 0.0011903 | 0.0019869 | 0.00030301 | 0.00062017 | 0.00011463 | 0.00037888 | 0.00011463 | 0.00011415 | 0 | 0.00011415 | 0.00047113 | 0.00029516 | 0.0002244 | 0.00011403 | 0.0001037 | 0.00010689 | 0.00067151 | 0.00063665 | 0.00064777 | 0.00064777 | 0.00011415 | 0.00011415 | 0.00011415 | 0.00011416 | 0.00011415 | 0.00011415 | 0.00018706 | 0.00015413 | 0.00019363 | 0.00021381 | 0 | 0.00011415 | 0.00011415 | 0.00011415 | 0.00011415 | 0.00034397 | 0.00024653 | 0.00019002 | 0.00015729 | 0.00014879 | 0.0001198 | 0.00014916 | 0.00016277 | 9.2772e-05 | 0.00011631 | 0.00045762 | 0.00045762
02/26 12:00:00 | 2 | 26 | 12 | 1356 | WD | 0.00035036 | 0.00028063 | 0.00028063 | 9.9237e-06 | 0.00016181 | 0.00021998 | 0.00011415 | 0 | 0 | 4.0839e-05 | 0.00087871 | 0.0016665 | 0.00028063 | 0.00054609 | 0.00011458 | 0.00034888 | 0.00011458 | 0.00011415 | 0 | 0.00011415 | 0.00047113 | 0.00029516 | 0.0002244 | 0.00014309 | 0.00010353 | 0.00011576 | 0.00084184 | 0.00063559 | 0.0007014 | 0.0007014 | 0.00011415 | 0.00011415 | 0.00011415 | 0.00011416 | 0.00011415 | 0.00011415 | 0.000187 | 0.00015348 | 0.00019341 | 0.00021381 | 0 | 0.00011415 | 0.00011415 | 0.00011415 | 0.00011415 | 0.00039706 | 0.00024632 | 0.00023484 | 0.00022819 | 0.00014903 | 0.00011953 | 0.00015042 | 0.00016475 | 9.2781e-05 | 0.0001156 | 0.00043726 | 0.00043726
02/26 13:00:00 | 2 | 26 | 13 | 1357 | WD | 0.00035685 | 0.00027974 | 0.00027974 | 8.6167e-06 | 0.00016315 | 0.00021627 | 0.00011415 | 0 | 0 | 4.0839e-05 | 0.00062365 | 0.0014118 | 0.00027974 | 0.00050427 | 0.00011115 | 0.00034813 | 0.00011115 | 0.00011415 | 0 | 0.00011415 | 0.00047113 | 0.00029516 | 0.0002244 | 0.00011401 | 0.00010349 | 0.00010674 | 0.00067111 | 0.00063535 | 0.00064676 | 0.00064676 | 0.00011415 | 0.00011415 | 0.00011415 | 0.00011416 | 0.00011415 | 0.00011415 | 0.00018694 | 0.0001532 | 0.00019331 | 0.00021381 | 0 | 0.00011415 | 0.00011415 | 0.00011415 | 0.00011415 | 0.00041182 | 0.00024586 | 0.00023518 | 0.00022899 | 0.00014867 | 0.00011943 | 0.00015381 | 0.00016976 | 9.2909e-05 | 0.00011503 | 0.00041232 | 0.00041232
02/26 14:00:00 | 2 | 26 | 14 | 1358 | WD | 0.00032443 | 0.0002728 | 0.0002728 | 0.00026271 | 0.00016143 | 0.00022375 | 0.00011415 | 0 | 0 | 4.0839e-05 | 0.00052716 | 0.0011886 | 0.0002728 | 0.00047829 | 0.00011051 | 0.00033864 | 0.00011051 | 0.00011415 | 0 | 0.00011415 | 0.00047113 | 0.00029516 | 0.0002244 | 0.00011494 | 0.00010768 | 0.00010993 | 0.00067654 | 0.00066107 | 0.000666 | 0.000666 | 0.00011415 | 0.00011415 | 0.00011415 | 0.00011416 | 0.00011415 | 0.00011415 | 0.00018653 | 0.00015279 | 0.00019317 | 0.00021381 | 0 | 0.00011415 | 0.00011415 | 0.00011415 | 0.00011415 | 0.00038336 | 0.00024525 | 0.0002341 | 0.00022765 | 0.00014695 | 0.00012077 | 0.00015223 | 0.00016682 | 9.3259e-05 | 0.00011455 | 0.00037889 | 0.00037889
02/26 15:00:00 | 2 | 26 | 15 | 1359 | WD | 0.00026387 | 0.00024753 | 0.00024753 | -0.00025107 | 7.9848e-05 | 0.00023635 | 0.00011415 | 0 | 0 | 4.0839e-05 | 0.00046507 | 0.0010089 | 0.00024753 | 0.00043745 | 0.00010956 | 0.00031518 | 0.00010956 | 0.00011415 | 0 | 0.00011415 | 0.00046794 | 0.00029516 | 0.0002244 | 0.00011484 | 0.00010727 | 0.00010961 | 0.00067587 | 0.00065851 | 0.00066405 | 0.00066405 | 0.00011415 | 0.00011415 | 0.00011415 | 0.00011416 | 0.00011415 | 0.00011415 | 0.00018548 | 0.00015218 | 0.00019297 | 0.00021381 | 0 | 0.00011415 | 0.00011415 | 0.00011415 | 0.00011415 | 0.00032046 | 0.0002423 | 0.00018789 | 0.00015638 | 0.00014624 | 0.00012043 | 0.00014979 | 0.00016341 | 9.3633e-05 | 0.0001142 | 0.00034957 | 0.00034957
02/26 16:00:00 | 2 | 26 | 16 | 1360 | WD | 0.000186 | 0.00024526 | 0.00024526 | 0.0010061 | 0.00015962 | 0.00024949 | 0.00011415 | 0 | 0 | 7.0788e-05 | 0.00042632 | 0.0008759 | 0.00024526 | 0.00040883 | 0.00011092 | 0.00029806 | 0.00011092 | 0.00011415 | 0 | 0.00011415 | 0.00036123 | 0.00029516 | 0.0002244 | 0.00011172 | 0.00010336 | 0.00010594 | 0.0006574 | 0.00063451 | 0.00064181 | 0.00064181 | 0.00011415 | 0.00011415 | 0.00011415 | 0.00011416 | 0.00011415 | 0.00011415 | 0.00016661 | 0.00015069 | 0.00019246 | 0.00021381 | 0 | 0.00011415 | 0.00011415 | 0.00011415 | 0.00011415 | 0.00020901 | 0.00020735 | 0.00017219 | 0.00015183 | 0.00013438 | 0.0001186 | 0.00014925 | 0.00016346 | 9.3402e-05 | 0.00011398 | 0.00033049 | 0.00033049
02/26 17:00:00 | 2 | 26 | 17 | 1361 | WD | 9.0673e-05 | 0.00024857 | 0.00024857 | -0.0010005 | 8.0651e-05 | -2.0051e-12 | 0.00011415 | 0.00048847 | 0.00048847 | 0.00015247 | -0.0010423 | 0.00081658 | 0.00024857 | -2.3475e-06 | 0.00012 | 0.00030852 | 0.00012 | 0.00011415 | 0 | 0.00011415 | 0.00020148 | 0.00029516 | 0.0002244 | 0.00010356 | 0.00010272 | 0.00010298 | 0.00060946 | 0.00063061 | 0.00062386 | 0.00062386 | 0.00011415 | 0.00011415 | 0.00011415 | 0.00011416 | 0.00011415 | 0.00011415 | 0.00014779 | 0.00014413 | 0.00015206 | 0.00015611 | 0 | 0.00011415 | 0.00011415 | 0.00011415 | 0.00011415 | 0.00010997 | 0.00014557 | 0.000121 | 0.00010677 | 0.00012324 | 0.00011641 | 0.00013952 | 0.00015024 | 8.6933e-05 | 0.00011426 | 0.00035136 | 0.00035136
02/26 18:00:00 | 2 | 26 | 18 | 1362 | WD | 0 | 0.00026327 | 0.00026327 | 1.0269e-05 | 0.00016475 | -7.5459e-13 | 0.00011415 | 9.702e-05 | 9.702e-05 | 0.00021236 | -0.00052143 | 0.00079405 | 0.00026327 | 0.0001784 | 0.00013406 | 0.00031067 | 0.00013406 | 0.00011415 | 5.7313e-05 | 0.00011415 | 2.8732e-05 | 0.00029516 | 0.0002244 | 0.00010132 | 0.00010233 | 0.00010202 | 0.00059607 | 0.00062823 | 0.00061797 | 0.00061797 | 0.00011415 | 0.00011415 | 0.00011415 | 0.00011416 | 0.00011415 | 0.00011415 | 0.00012914 | 0.00014008 | 0.00012951 | 0.00012411 | 3.9149e-05 | 0.00011415 | 0.00011415 | 0.00011415 | 0.00011415 | 2.0416e-05 | 9.3835e-05 | 8.5745e-05 | 8.106e-05 | 0.00011445 | 0.00011696 | 0.00013363 | 0.00014135 | 8.6967e-05 | 0.00011477 | 0.00038357 | 0.00038357
02/26 19:00:00 | 2 | 26 | 19 | 1363 | WD | 0 | 0.00031627 | 0.00031627 | 7.2189e-05 | 0.00016826 | -3.8268e-13 | 0.00011415 | 0 | 0 | 0.00028587 | -0.0002692 | 0.00076468 | 0.00031627 | 0.00038977 | 0.00014271 | 0.00037747 | 0.00014271 | 0.00011415 | 0.00022925 | 0.00011415 | 0 | 6.5591e-05 | 0.0001126 | 0.00010136 | 0.0001002 | 0.00010056 | 0.00059601 | 0.00061515 | 0.00060905 | 0.00060905 | 0.00011415 | 0.00011415 | 0.00011415 | 0.00011416 | 0.00011415 | 0.00011415 | 0.00012867 | 0.00012924 | 0.00011284 | 0.00010446 | 0.00022929 | 0.00011415 | 0.00011415 | 0.00011415 | 0.00011415 | 4.7071e-06 | 8.1186e-05 | 7.2578e-05 | 6.7593e-05 | 0.00011759 | 0.00011899 | 0.00011912 | 0.00011919 | 8.6913e-05 | 0.00011522 | 0.00060475 | 0.00060475
02/26 20:00:00 | 2 | 26 | 20 | 1364 | WD | 0 | 0.00029098 | 0.00029098 | 0.00098294 | 0.00016894 | -2.8565e-13 | 0.00011415 | 0 | 0 | 0.00034305 | -0.00012668 | 0.00072865 | 0.00029098 | 0.00034647 | 0.00014653 | 0.00033758 | 0.00014653 | 0.00011415 | 0.00022925 | 0.00011415 | 0 | 6.5591e-05 | 0.0001126 | 0.00011108 | 9.8693e-05 | 0.00010252 | 0.00065282 | 0.00060587 | 0.00062085 | 0.00062085 | 0.00011415 | 0.00011415 | 0.00011415 | 0.00011416 | 0.00011415 | 0.00011415 | 0.00011028 | 0.00012072 | 0.00010105 | 9.1006e-05 | 0.00022929 | 0.00011415 | 0.00011415 | 0.00011415 | 0.00011415 | 6.0385e-06 | 7.1053e-05 | 0.00010064 | 0.00011777 | 0.00010818 | 0.0001159 | 0.0001141 | 0.00011327 | 8.6872e-05 | 0.00011573 | 0.00063598 | 0.00063598
02/26 21:00:00 | 2 | 26 | 21 | 1365 | WD | 0 | 0.00028612 | 0.00028612 | 1.0403e-05 | 0.00016673 | 0 | 0.00011415 | 0 | 0 | 0.00034849 | -7.8423e-05 | 0.00066468 | 0.00028612 | 0.00032323 | 0.00014762 | 0.00033047 | 0.00014762 | 0.00011415 | 0.00022925 | 0.00011415 | 0 | 6.5591e-05 | 0.0001126 | 0.00011003 | 9.5595e-05 | 0.00010006 | 0.00064662 | 0.00058686 | 0.00060592 | 0.00060592 | 0.00011415 | 0.00011415 | 0.00011415 | 0.00011416 | 0.00011415 | 0.00011415 | 0.00010984 | 0.00010476 | 8.6009e-05 | 7.6429e-05 | 0.00022929 | 0.00011415 | 0.00011415 | 0.00011415 | 0.00011415 | 4.8306e-06 | 5.9917e-05 | 8.4608e-05 | 9.8906e-05 | 0.00010656 | 0.00010984 | 0.00010445 | 0.00010196 | 8.688e-05 | 0.00011589 | 0.00068679 | 0.00068679
02/26 22:00:00 | 2 | 26 | 22 | 1366 | WD | 0 | 0.00026298 | 0.00026298 | 9.2265e-06 | 0.00016405 | 2.0698e-12 | 0.00011415 | 0 | 0 | 0.00023959 | -5.573e-05 | 0.00050165 | 0.00026298 | 0.00030567 | 0.00014405 | 0.00030438 | 0.00014405 | 0.00011415 | 0.00022925 | 0.00011415 | 0 | 6.5591e-05 | 0.0001126 | 0.00010414 | 8.1622e-05 | 8.8581e-05 | 0.00062752 | 0.00050108 | 0.00054142 | 0.00054142 | 0.00011415 | 0.00011415 | 0.00011415 | 0.00011415 | 0.00011415 | 0.00011415 | 0.00010924 | 9.2279e-05 | 7.4921e-05 | 6.6052e-05 | 0.00022929 | 0.00011415 | 0.00011415 | 0.00011415 | 0.00011415 | 3.2016e-06 | 4.5412e-05 | 7.0785e-05 | 8.5478e-05 | 0.00010485 | 9.8704e-05 | 9.8223e-05 | 9.7999e-05 | 8.9199e-05 | 9.5909e-05 | 0.00070984 | 0.00070984
02/26 23:00:00 | 2 | 26 | 23 | 1367 | WD | 0 | 0.00025198 | 0.00025198 | 3.5378e-06 | 7.9747e-05 | 7.9772e-13 | 0.00011415 | 0 | 0 | 0.00013341 | 0.0012553 | -0.0018774 | 0.00025198 | 0.00057506 | 0.00013614 | 0.00030865 | 0.00013614 | 0.00011415 | 0.00022925 | 0.00011415 | 0 | 6.5591e-05 | 0.0001118 | 9.522e-05 | 7.7089e-05 | 8.2692e-05 | 0.00058019 | 0.00049153 | 0.00051982 | 0.00051982 | 0.00011415 | 0.00011415 | 0.00011415 | 0.00011416 | 0.00011415 | 0.00011415 | 0.00010883 | 6.9436e-05 | 6.3877e-05 | 6.1037e-05 | 0.00022929 | 0.00011415 | 0.00011415 | 0.00011415 | 0.00011415 | 2.0797e-06 | 3.3003e-05 | 6.2124e-05 | 7.8988e-05 | 0.00010334 | 8.9948e-05 | 9.0414e-05 | 9.0631e-05 | 8.9289e-05 | 0.00010022 | 5.0233e-05 | 5.0233e-05
02/26 24:00:00 | 2 | 26 | 24 | 1368 | WD | 0 | 0.00023533 | 0.00023533 | 0.00099605 | 7.7826e-05 | -1.3906e-12 | 0.00011415 | 0 | 0 | 5.4452e-05 | 0.00076082 | -0.0046675 | 0.00023533 | 0.00040519 | 0.00012638 | 0.00029141 | 0.00012638 | 0.00011415 | 0.00022925 | 0.00011415 | 0 | 6.5591e-05 | 0.0001118 | 0.00012369 | 7.706e-05 | 9.147e-05 | 0.00074795 | 0.00049755 | 0.00057744 | 0.00057744 | 0.00011415 | 0.00011415 | 0.00011415 | 0.00011416 | 0.00011415 | 0.00011415 | 9.9691e-05 | 6.8344e-05 | 6.1493e-05 | 5.7992e-05 | 0.00022929 | 0.00011415 | 0.00011415 | 0.00011415 | 0.00011415 | 1.729e-06 | 2.6771e-05 | 5.7344e-05 | 7.5048e-05 | 9.8353e-05 | 8.9631e-05 | 8.9769e-05 | 8.9833e-05 | 8.9791e-05 | 0.00010199 | 0.00011904 | 0.00011904
02/27 01:00:00 | 2 | 27 | 1 | 1369 | WD | 0 | 0.00017343 | 0.00017343 | 9.2766e-07 | 7.5501e-05 | 0.00025245 | 0.00011415 | 0 | 0 | 2.1781e-05 | 0.00047718 | -0.0054246 | 0.00017343 | 0.00014771 | 9.19e-05 | 0.00021259 | 9.19e-05 | 0.00011415 | 0.00022925 | 0.00011415 | 0 | 6.5591e-05 | 0.0001118 | 8.8389e-05 | 7.7036e-05 | 8.0544e-05 | 0.00054151 | 0.00049747 | 0.00051152 | 0.00051152 | 0.00011415 | 0.00011415 | 0.00011415 | 0.00011416 | 0.00011415 | 0.00011415 | 4.5468e-05 | 6.8027e-05 | 5.8924e-05 | 5.4272e-05 | 0.00022929 | 0.00011415 | 0.00011415 | 0.00011415 | 0.00011415 | 1.2032e-06 | 2.496e-05 | 5.3631e-05 | 7.0234e-05 | 7.2865e-05 | 8.9541e-05 | 8.3532e-05 | 8.0744e-05 | 9.1196e-05 | 0.00010311 | 0.00018866 | 0.00018866
02/27 02:00:00 | 2 | 27 | 2 | 1370 | WD | 0 | 0.00019569 | 0.00019569 | -0.00097319 | 7.4691e-05 | 0.00023244 | 0.00011415 | 0 | 0 | 2.1781e-05 | 0.00048994 | -0.006112 | 0.00019569 | 0.00021269 | 8.5656e-05 | 0.00024571 | 8.5656e-05 | 0.00011415 | 0.00022925 | 0.00011415 | 0 | 6.5591e-05 | 0.0001118 | 8.7294e-05 | 7.7026e-05 | 8.0199e-05 | 0.00053557 | 0.00049745 | 0.00050961 | 0.00050961 | 0.00011415 | 0.00011415 | 0.00011415 | 0.00011416 | 0.00011415 | 0.00011415 | 3.6463e-05 | 6.7924e-05 | 5.8637e-05 | 5.3892e-05 | 0.00022929 | 0.00011415 | 0.00011415 | 0.00011415 | 0.00011415 | 1.2032e-06 | 2.437e-05 | 5.3103e-05 | 6.9742e-05 | 6.7647e-05 | 8.9515e-05 | 8.3384e-05 | 8.054e-05 | 9.1812e-05 | 0.00010381 | 0.00020903 | 0.00020903
02/27 03:00:00 | 2 | 27 | 3 | 1371 | WD | 0 | 0.00023752 | 0.00023752 | 0.00097102 | 0 | 0.00022975 | 0.00011415 | 0 | 0 | 2.1781e-05 | 0.00048947 | -0.0050732 | 0.00023752 | 0.00025329 | 8.3946e-05 | 0.00031689 | 8.3946e-05 | 0.00011415 | 0.00022925 | 0.00011415 | 0 | 6.5591e-05 | 0.0001118 | 8.7194e-05 | 7.7024e-05 | 8.0167e-05 | 0.0005354 | 0.00049748 | 0.00050958 | 0.00050958 | 0.00011415 | 0.00011415 | 0.00011415 | 0.00011416 | 0.00011415 | 0.00011415 | 3.6473e-05 | 6.819e-05 | 6.0618e-05 | 5.6748e-05 | 0.00022929 | 0.00011415 | 0.00011415 | 0.00011415 | 0.00011415 | 1.23e-06 | 2.5894e-05 | 5.6002e-05 | 7.3438e-05 | 6.6371e-05 | 8.9602e-05 | 8.3913e-05 | 8.1273e-05 | 9.1901e-05 | 0.00010433 | 0.00023493 | 0.00023493
02/27 04:00:00 | 2 | 27 | 4 | 1372 | WD | 0 | 0.00025385 | 0.00025385 | -0.00097102 | 7.4444e-05 | 0.00022651 | 0.00011415 | 0 | 0 | 2.1781e-05 | 0.00046011 | -0.0018146 | 0.00025385 | 0.00026972 | 8.2211e-05 | 0.00032927 | 8.2211e-05 | 0.00011415 | 0.00022925 | 0.00011415 | 0 | 6.5591e-05 | 0.0001118 | 8.803e-05 | 7.7024e-05 | 8.0425e-05 | 0.00054068 | 0.00049748 | 0.00051126 | 0.00051126 | 0.00011415 | 0.00011415 | 0.00011415 | 0.00011416 | 0.00011415 | 0.00011415 | 4.5596e-05 | 6.8975e-05 | 6.1912e-05 | 5.8304e-05 | 0.00022929 | 0.00011415 | 0.00011415 | 0.00011415 | 0.00011415 | 1.5508e-06 | 3.0373e-05 | 5.892e-05 | 7.5451e-05 | 7.1778e-05 | 8.9844e-05 | 8.4246e-05 | 8.1649e-05 | 9.186e-05 | 0.00010468 | 0.00024873 | 0.00024873
02/27 05:00:00 | 2 | 27 | 5 | 1373 | WD | 0 | 0.00024988 | 0.00024988 | 1.2694e-06 | 7.5185e-05 | 0.00021796 | 0.00011415 | 0 | 0 | 6.5342e-05 | 0.00043357 | 0.0017114 | 0.00024988 | 0.00029206 | 8.1198e-05 | 0.00032144 | 8.1198e-05 | 0.00011415 | 0.00022925 | 0.00011415 | 0 | 6.5591e-05 | 0.0001118 | 0.00014766 | 7.7025e-05 | 9.8855e-05 | 0.00088954 | 0.00049747 | 0.00062256 | 0.00062256 | 0.00011415 | 0.00011415 | 0.00011415 | 0.00011416 | 0.00011415 | 0.00011415 | 5.4768e-05 | 7.0282e-05 | 7.6832e-05 | 8.0178e-05 | 0.00022929 | 0.00011415 | 0.00011415 | 0.00011415 | 0.00011415 | 2.0054e-06 | 3.7834e-05 | 7.9583e-05 | 0.00010376 | 7.7719e-05 | 9.0237e-05 | 8.8932e-05 | 8.8326e-05 | 9.1434e-05 | 0.00010473 | 0.0002261 | 0.0002261
02/27 06:00:00 | 2 | 27 | 6 | 1374 | WD | 0 | 0.00024422 | 0.00024422 | 2.2572e-06 | 7.8341e-05 | -1.5577e-12 | 0.00011415 | 0 | 0 | 0.00013613 | 0.00041776 | 0.0030866 | 0.00024422 | 0.000303 | 8.7512e-05 | 0.00030788 | 8.7512e-05 | 0.00011415 | 0.00022925 | 0.00011415 | 0 | 6.5591e-05 | 0.0001118 | 0.00014102 | 8.1044e-05 | 9.9578e-05 | 0.00085283 | 0.00052211 | 0.00062763 | 0.00062763 | 0.00011415 | 0.00011415 | 0.00011415 | 0.00011416 | 0.00011415 | 0.00011415 | 9.1181e-05 | 9.299e-05 | 0.0001022 | 0.0001069 | 0.00022929 | 0.00011415 | 0.00011415 | 0.00011415 | 0.00011415 | 3.0749e-06 | 6.2531e-05 | 0.00011054 | 0.00013835 | 9.6369e-05 | 9.8498e-05 | 9.7031e-05 | 9.635e-05 | 9.0566e-05 | 0.00010457 | 0.00020181 | 0.00020181
02/27 07:00:00 | 2 | 27 | 7 | 1375 | WD | 0 | 0.00028465 | 0.00028465 | 0.0010448 | 0.0001701 | 7.5464e-14 | 0.00011415 | 0 | 0 | 0.00015247 | -0.001039 | 0.0035319 | 0.00028465 | -0.00017449 | 9.9871e-05 | 0.00035061 | 9.9871e-05 | 0.00011415 | 0.00022925 | 0.00011415 | 0 | 6.5591e-05 | 0.0001126 | 0.00012723 | 8.6769e-05 | 9.9272e-05 | 0.00075521 | 0.00053888 | 0.0006079 | 0.0006079 | 0.00011415 | 0.00011415 | 0.00011415 | 0.00011416 | 0.00011415 | 0.00011415 | 0.00012828 | 0.00012421 | 0.00013044 | 0.00013363 | 0.00022929 | 0.00011415 | 0.00011415 | 0.00011415 | 0.00011415 | 4.0107e-06 | 9.1597e-05 | 8.8347e-05 | 8.6466e-05 | 0.00011556 | 0.00011192 | 0.00010665 | 0.0001042 | 8.5037e-05 | 0.00012631 | 0.00070798 | 0.00070798
02/27 08:00:00 | 2 | 27 | 8 | 1376 | WD | 5.2667e-05 | 0.00028206 | 0.00028206 | -0.0010256 | 0.00025547 | 4.7973e-13 | 0.00011415 | 0.00022307 | 0.00022307 | 0.00013613 | -0.00047138 | 0.0033745 | 0.00028206 | -3.8709e-05 | 0.00011103 | 0.00033255 | 0.00011103 | 0.00011415 | 0 | 0.00011415 | 2.2901e-05 | 6.5591e-05 | 0.0001126 | 0.00010691 | 0.00010137 | 0.00010308 | 0.00063119 | 0.00062235 | 0.00062517 | 0.00062517 | 0.00011415 | 0.00011415 | 0.00011415 | 0.00011416 | 0.00011415 | 0.00011415 | 0.000149 | 0.00014059 | 0.00018905 | 0.00021381 | 0 | 0.00011415 | 0.00011415 | 0.00011415 | 0.00011415 | 5.889e-05 | 0.00012889 | 0.00013728 | 0.00014213 | 0.00012178 | 0.00011419 | 0.00011687 | 0.00011811 | 9.2896e-05 | 0.00012219 | 0.00076566 | 0.00076566
02/27 09:00:00 | 2 | 27 | 9 | 1377 | WD | 0.00015755 | 0.00028958 | 0.00028958 | 0.0010649 | 0.00018414 | 1.5523e-12 | 0.00011415 | 0.00025275 | 0.00025275 | 5.9897e-05 | -0.00023817 | 0.0029343 | 0.00028958 | 0.00014726 | 0.00011108 | 0.00035799 | 0.00011108 | 0.00011415 | 0 | 0.00011415 | 0.00014743 | 0.00016398 | 0.0001685 | 0.00011012 | 0.00010368 | 0.00010567 | 0.00064933 | 0.00063649 | 0.00064059 | 0.00064059 | 0.00011415 | 0.00011415 | 0.00011415 | 0.00011416 | 0.00011415 | 0.00011415 | 0.00016895 | 0.00015337 | 0.00019337 | 0.00021381 | 0 | 0.00011415 | 0.00011415 | 0.00011415 | 0.00011415 | 0.00015711 | 0.00018382 | 0.00016117 | 0.00014804 | 0.00013677 | 0.0001193 | 0.00014525 | 0.00015729 | 9.2787e-05 | 0.00011926 | 0.00061173 | 0.00061173
02/27 10:00:00 | 2 | 27 | 10 | 1378 | WD | 0.00023947 | 0.00031673 | 0.00031673 | 0.00054341 | 0.00017351 | 0.00021486 | 0.00011415 | 0.00027074 | 0.00027074 | 4.0839e-05 | -0.00018095 | 0.002468 | 0.00031673 | 0.00031496 | 0.00011156 | 0.00039913 | 0.00011156 | 0.00011415 | 0 | 0.00011415 | 0.00041692 | 0.00029516 | 0.0002244 | 0.00011341 | 0.00010363 | 0.00010665 | 0.00066832 | 0.00063619 | 0.00064644 | 0.00064644 | 0.00011415 | 0.00011415 | 0.00011415 | 0.00011416 | 0.00011415 | 0.00011415 | 0.0001871 | 0.00015456 | 0.00019377 | 0.00021381 | 0 | 0.00011415 | 0.00011415 | 0.00011415 | 0.00011415 | 0.0002624 | 0.00023211 | 0.00018214 | 0.0001532 | 0.00014744 | 0.00011992 | 0.00015037 | 0.0001645 | 9.2681e-05 | 0.0001174 | 0.00051108 | 0.00051108
02/27 11:00:00 | 2 | 27 | 11 | 1379 | WD | 0.00030609 | 0.00028522 | 0.00028522 | -0.00050519 | 0.0001697 | 0.00021991 | 0.00011415 | 0 | 0 | 4.0839e-05 | 0.0014233 | 0.0020987 | 0.00028522 | 0.00064482 | 0.00011463 | 0.00035421 | 0.00011463 | 0.00011415 | 0 | 0.00011415 | 0.00047113 | 0.00029516 | 0.0002244 | 0.0001139 | 0.00010358 | 0.00010677 | 0.00067077 | 0.00063588 | 0.00064702 | 0.00064702 | 0.00011415 | 0.00011415 | 0.00011415 | 0.00011416 | 0.00011415 | 0.00011415 | 0.00018706 | 0.00015413 | 0.00019363 | 0.00021381 | 0 | 0.00011415 | 0.00011415 | 0.00011415 | 0.00011415 | 0.00034753 | 0.00024653 | 0.00019015 | 0.0001575 | 0.00014876 | 0.00011975 | 0.00014918 | 0.00016283 | 9.2842e-05 | 0.00011626 | 0.00046315 | 0.00046315
02/27 12:00:00 | 2 | 27 | 12 | 1380 | WD | 0.0003463 | 0.00026544 | 0.00026544 | 9.9995e-06 | 0.00016598 | 0.00021998 | 0.00011415 | 0 | 0 | 4.0839e-05 | 0.0008117 | 0.001786 | 0.00026544 | 0.00051962 | 0.00011458 | 0.00032663 | 0.00011458 | 0.00011415 | 0 | 0.00011415 | 0.00047113 | 0.00029516 | 0.0002244 | 0.00014317 | 0.00010349 | 0.00011576 | 0.00084224 | 0.00063536 | 0.00070137 | 0.00070137 | 0.00011415 | 0.00011415 | 0.00011415 | 0.00011416 | 0.00011415 | 0.00011415 | 0.000187 | 0.00015348 | 0.00019341 | 0.00021381 | 0 | 0.00011415 | 0.00011415 | 0.00011415 | 0.00011415 | 0.00039718 | 0.00024632 | 0.00023486 | 0.00022822 | 0.00014893 | 0.00011951 | 0.00015058 | 0.00016499 | 9.3043e-05 | 0.00011507 | 0.00042008 | 0.00042008
02/27 13:00:00 | 2 | 27 | 13 | 1381 | WD | 0.00035485 | 0.00025116 | 0.00025116 | 0.0010179 | 0.00016314 | 0.00021627 | 0.00011415 | 0 | 0 | 4.0839e-05 | 0.00059178 | 0.0015575 | 0.00025116 | 0.00045545 | 0.00011115 | 0.00030745 | 0.00011115 | 0.00011415 | 0 | 0.00011415 | 0.00047113 | 0.00029516 | 0.0002244 | 0.0001141 | 0.00010352 | 0.00010679 | 0.0006716 | 0.00063553 | 0.00064704 | 0.00064704 | 0.00011415 | 0.00011415 | 0.00011415 | 0.00011416 | 0.00011415 | 0.00011415 | 0.00018694 | 0.0001532 | 0.00019331 | 0.00021381 | 0 | 0.00011415 | 0.00011415 | 0.00011415 | 0.00011415 | 0.00041236 | 0.00024586 | 0.00023521 | 0.00022903 | 0.00014859 | 0.00011942 | 0.00015396 | 0.00016998 | 9.3245e-05 | 0.00011434 | 0.00038528 | 0.00038528
02/27 14:00:00 | 2 | 27 | 14 | 1382 | WD | 0.00032644 | 0.00024644 | 0.00024644 | -0.0010014 | 0.00016138 | 0.00022375 | 0.00011415 | 0 | 0 | 4.0839e-05 | 0.00049856 | 0.0013498 | 0.00024644 | 0.0004313 | 0.00011051 | 0.00030113 | 0.00011051 | 0.00011415 | 0 | 0.00011415 | 0.00047113 | 0.00029516 | 0.0002244 | 0.00011501 | 0.00010774 | 0.00010998 | 0.00067689 | 0.00066141 | 0.00066635 | 0.00066635 | 0.00011415 | 0.00011415 | 0.00011415 | 0.00011416 | 0.00011415 | 0.00011415 | 0.00018653 | 0.00015279 | 0.00019317 | 0.00021381 | 0 | 0.00011415 | 0.00011415 | 0.00011415 | 0.00011415 | 0.00038773 | 0.00024525 | 0.00023426 | 0.00022789 | 0.00014689 | 0.00012078 | 0.00015235 | 0.00016699 | 9.3745e-05 | 0.00011388 | 0.000354 | 0.000354
02/27 15:00:00 | 2 | 27 | 15 | 1383 | WD | 0.00026643 | 0.00022029 | 0.00022029 | 0.0010073 | 7.9837e-05 | 0.00023635 | 0.00011415 | 0 | 0 | 4.0839e-05 | 0.00043556 | 0.0011952 | 0.00022029 | 0.00039058 | 0.00010956 | 0.00027641 | 0.00010956 | 0.00011415 | 0 | 0.00011415 | 0.00047004 | 0.00029516 | 0.0002244 | 0.00011489 | 0.00010735 | 0.00010968 | 0.00067608 | 0.00065906 | 0.00066449 | 0.00066449 | 0.00011415 | 0.00011415 | 0.00011415 | 0.00011416 | 0.00011415 | 0.00011415 | 0.00018548 | 0.00015218 | 0.00019297 | 0.00021381 | 0 | 0.00011415 | 0.00011415 | 0.00011415 | 0.00011415 | 0.00032512 | 0.00024285 | 0.00018827 | 0.00015666 | 0.00014618 | 0.00012045 | 0.00014991 | 0.00016358 | 9.3954e-05 | 0.00011352 | 0.00032321 | 0.00032321
02/27 16:00:00 | 2 | 27 | 16 | 1384 | WD | 0.00018924 | 0.00023984 | 0.00023984 | 6.1651e-06 | 0.00015452 | 0.00024949 | 0.00011415 | 0 | 0 | 7.0788e-05 | 0.00042933 | 0.0010518 | 0.00023984 | 0.00040727 | 0.00011092 | 0.00029111 | 0.00011092 | 0.00011415 | 0 | 0.00011415 | 0.0003693 | 0.00029516 | 0.0002244 | 0.00011181 | 0.00010349 | 0.00010606 | 0.0006579 | 0.00063536 | 0.00064255 | 0.00064255 | 0.00011415 | 0.00011415 | 0.00011415 | 0.00011416 | 0.00011415 | 0.00011415 | 0.00016661 | 0.00015069 | 0.00019246 | 0.00021381 | 0 | 0.00011415 | 0.00011415 | 0.00011415 | 0.00011415 | 0.00021321 | 0.00020945 | 0.00017313 | 0.00015211 | 0.00013433 | 0.00011864 | 0.00014937 | 0.00016362 | 9.3647e-05 | 0.00011338 | 0.00030894 | 0.00030894
02/27 17:00:00 | 2 | 27 | 17 | 1385 | WD | 9.5044e-05 | 0.00026647 | 0.00026647 | 4.2493e-06 | 8.5779e-05 | -2.0051e-12 | 0.00011415 | 0.00050673 | 0.00050673 | 0.00015247 | -0.00097442 | 0.00097589 | 0.00026647 | -5.7544e-05 | 0.00012 | 0.00033323 | 0.00012 | 0.00011415 | 0 | 0.00011415 | 0.00020902 | 0.00029516 | 0.0002244 | 0.0001036 | 0.00010286 | 0.00010309 | 0.00060967 | 0.0006315 | 0.00062453 | 0.00062453 | 0.00011415 | 0.00011415 | 0.00011415 | 0.00011416 | 0.00011415 | 0.00011415 | 0.00014779 | 0.00014413 | 0.00015206 | 0.00015611 | 0 | 0.00011415 | 0.00011415 | 0.00011415 | 0.00011415 | 0.00011357 | 0.00014748 | 0.00012183 | 0.00010697 | 0.00012322 | 0.00011645 | 0.00013957 | 0.00015029 | 8.6969e-05 | 0.00011395 | 0.00034403 | 0.00034403
02/27 18:00:00 | 2 | 27 | 18 | 1386 | WD | 0 | 0.00027916 | 0.00027916 | 9.2233e-06 | 0.00016469 | -7.5459e-13 | 0.00011415 | 0.00010506 | 0.00010506 | 0.00021236 | -0.00051415 | 0.00091006 | 0.00027916 | 0.00019 | 0.00013406 | 0.0003333 | 0.00013406 | 0.00011415 | 5.7313e-05 | 0.00011415 | 3.1113e-05 | 0.00029516 | 0.0002244 | 0.00010147 | 0.00010251 | 0.00010219 | 0.00059688 | 0.00062933 | 0.00061898 | 0.00061898 | 0.00011415 | 0.00011415 | 0.00011415 | 0.00011416 | 0.00011415 | 0.00011415 | 0.00012914 | 0.00014005 | 0.0001295 | 0.00012411 | 3.9149e-05 | 0.00011415 | 0.00011415 | 0.00011415 | 0.00011415 | 2.1569e-05 | 9.412e-05 | 8.5887e-05 | 8.1119e-05 | 0.00011445 | 0.00011702 | 0.00013362 | 0.00014133 | 8.6966e-05 | 0.00011467 | 0.00039257 | 0.00039257
02/27 19:00:00 | 2 | 27 | 19 | 1387 | WD | 0 | 0.00030545 | 0.00030545 | 1.1385e-05 | 0.00016823 | -3.8268e-13 | 0.00011415 | 0 | 0 | 0.00028587 | -0.00026725 | 0.00085276 | 0.00030545 | 0.00038957 | 0.00014271 | 0.00036208 | 0.00014271 | 0.00011415 | 0.00022925 | 0.00011415 | 0 | 6.5591e-05 | 0.0001126 | 0.00010162 | 0.00010039 | 0.00010077 | 0.00059752 | 0.00061632 | 0.00061032 | 0.00061032 | 0.00011415 | 0.00011415 | 0.00011415 | 0.00011416 | 0.00011415 | 0.00011415 | 0.00012867 | 0.00012924 | 0.00011284 | 0.00010446 | 0.00022929 | 0.00011415 | 0.00011415 | 0.00011415 | 0.00011415 | 4.7071e-06 | 8.1186e-05 | 7.2578e-05 | 6.7593e-05 | 0.00011759 | 0.00011905 | 0.00011914 | 0.00011919 | 8.6912e-05 | 0.00011506 | 0.00060193 | 0.00060193
02/27 20:00:00 | 2 | 27 | 20 | 1388 | WD | 0 | 0.00029414 | 0.00029414 | 0.0010421 | 0.00016892 | -2.8565e-13 | 0.00011415 | 0 | 0 | 0.00034305 | -0.00012649 | 0.00077081 | 0.00029414 | 0.00033909 | 0.00014653 | 0.00034208 | 0.00014653 | 0.00011415 | 0.00022925 | 0.00011415 | 0 | 6.5591e-05 | 0.0001126 | 9.9638e-05 | 9.8902e-05 | 9.913e-05 | 0.00058577 | 0.00060716 | 0.00060034 | 0.00060034 | 0.00011415 | 0.00011415 | 0.00011415 | 0.00011416 | 0.00011415 | 0.00011415 | 0.00011028 | 0.00012072 | 0.00010105 | 9.1006e-05 | 0.00022929 | 0.00011415 | 0.00011415 | 0.00011415 | 0.00011415 | 6.0385e-06 | 7.1053e-05 | 0.00010064 | 0.00011777 | 0.00010808 | 0.00011597 | 0.00011412 | 0.00011327 | 8.6844e-05 | 0.00011562 | 0.00064038 | 0.00064038
02/27 21:00:00 | 2 | 27 | 21 | 1389 | WD | 0 | 0.00028137 | 0.00028137 | 9.251e-06 | 0.0001667 | 0 | 0.00011415 | 0 | 0 | 0.00034849 | -7.9606e-05 | 0.00069387 | 0.00028137 | 0.00032161 | 0.00014762 | 0.00032372 | 0.00014762 | 0.00011415 | 0.00022925 | 0.00011415 | 0 | 6.5591e-05 | 0.0001126 | 9.9154e-05 | 9.5789e-05 | 9.6829e-05 | 0.00058286 | 0.00058804 | 0.00058639 | 0.00058639 | 0.00011415 | 0.00011415 | 0.00011415 | 0.00011416 | 0.00011415 | 0.00011415 | 0.00010984 | 0.00010476 | 8.6009e-05 | 7.6429e-05 | 0.00022929 | 0.00011415 | 0.00011415 | 0.00011415 | 0.00011415 | 4.8306e-06 | 5.9917e-05 | 8.4608e-05 | 9.8906e-05 | 0.00010647 | 0.0001099 | 0.00010448 | 0.00010196 | 8.686e-05 | 0.00011583 | 0.00069254 | 0.00069254
02/27 22:00:00 | 2 | 27 | 22 | 1390 | WD | 0 | 0.00028316 | 0.00028316 | 8.1789e-06 | 0.00016398 | 2.0698e-12 | 0.00011415 | 0 | 0 | 0.00023959 | -5.6738e-05 | 0.00050169 | 0.00028316 | 0.00031533 | 0.00014405 | 0.00033312 | 0.00014405 | 0.00011415 | 0.00022925 | 0.00011415 | 0 | 6.5591e-05 | 0.0001126 | 9.5721e-05 | 8.1742e-05 | 8.6062e-05 | 0.00057816 | 0.00050181 | 0.00052617 | 0.00052617 | 0.00011415 | 0.00011415 | 0.00011415 | 0.00011415 | 0.00011415 | 0.00011415 | 0.00010924 | 9.2279e-05 | 7.4921e-05 | 6.6052e-05 | 0.00022929 | 0.00011415 | 0.00011415 | 0.00011415 | 0.00011415 | 3.2016e-06 | 4.5412e-05 | 7.0785e-05 | 8.5478e-05 | 0.00010472 | 9.8745e-05 | 9.8236e-05 | 9.7999e-05 | 8.9241e-05 | 9.5881e-05 | 0.00070734 | 0.00070734
02/27 23:00:00 | 2 | 27 | 23 | 1391 | WD | 0 | 0.00024536 | 0.00024536 | -0.0009984 | 7.9766e-05 | 7.9772e-13 | 0.00011415 | 0 | 0 | 0.00013341 | 0.0010869 | -0.0019111 | 0.00024536 | 0.00057598 | 0.00013614 | 0.00029922 | 0.00013614 | 0.00011415 | 0.00022925 | 0.00011415 | 0 | 6.5591e-05 | 0.0001118 | 9.5287e-05 | 7.7219e-05 | 8.2803e-05 | 0.00058056 | 0.00049214 | 0.00052035 | 0.00052035 | 0.00011415 | 0.00011415 | 0.00011415 | 0.00011416 | 0.00011415 | 0.00011415 | 0.00010883 | 6.9436e-05 | 6.3877e-05 | 6.1037e-05 | 0.00022929 | 0.00011415 | 0.00011415 | 0.00011415 | 0.00011415 | 2.0797e-06 | 3.3003e-05 | 6.2124e-05 | 7.8988e-05 | 0.0001032 | 8.9986e-05 | 9.0384e-05 | 9.0568e-05 | 8.9343e-05 | 9.9898e-05 | 3.8983e-05 | 3.8983e-05
02/27 24:00:00 | 2 | 27 | 24 | 1392 | WD | 0 | 0.00020816 | 0.00020816 | 0.00099566 | 7.7817e-05 | -1.3906e-12 | 0.00011415 | 0 | 0 | 5.4452e-05 | 0.0007228 | -0.0050967 | 0.00020816 | 0.00038337 | 0.00012638 | 0.00025273 | 0.00012638 | 0.00011415 | 0.00022925 | 0.00011415 | 0 | 6.5591e-05 | 0.0001118 | 0.00012374 | 7.7197e-05 | 9.158e-05 | 0.00074826 | 0.00049814 | 0.00057794 | 0.00057794 | 0.00011415 | 0.00011415 | 0.00011415 | 0.00011416 | 0.00011415 | 0.00011415 | 9.9691e-05 | 6.8344e-05 | 6.1493e-05 | 5.7992e-05 | 0.00022929 | 0.00011415 | 0.00011415 | 0.00011415 | 0.00011415 | 1.729e-06 | 2.6771e-05 | 5.7344e-05 | 7.5048e-05 | 9.8094e-05 | 8.9665e-05 | 8.9766e-05 | 8.9813e-05 | 8.9367e-05 | 0.00010134 | 7.3518e-05 | 7.3518e-05
02/28 01:00:00 | 2 | 28 | 1 | 1393 | WE | 0 | 0.00015725 | 0.00015725 | 8.1348e-07 | 7.5784e-05 | 0.00025245 | 0.00011415 | 0 | 0 | 2.1781e-05 | 0.00046504 | -0.005331 | 0.00015725 | 0.00016281 | 9.281e-05 | 0.00018933 | 9.281e-05 | 0.00011415 | 0.00022925 | 0.00011415 | 0 | 1.6398e-05 | 1.3975e-05 | 9.0359e-05 | 7.7187e-05 | 8.1258e-05 | 0.00051629 | 0.00049813 | 0.00050392 | 0.00050392 | 0.00011415 | 0.00011415 | 0.00011415 | 0.00011416 | 0.00011415 | 0.00011415 | 9.1034e-05 | 6.7637e-05 | 6.0012e-05 | 5.6116e-05 | 0.00022929 | 0.00011415 | 0.00011415 | 0.00011415 | 0.00011415 | 2.6738e-06 | 2.2734e-05 | 5.4326e-05 | 7.262e-05 | 9.2212e-05 | 8.938e-05 | 8.397e-05 | 8.1461e-05 | 8.5004e-05 | 0.00010222 | 0.00012455 | 0.00012455
02/28 02:00:00 | 2 | 28 | 2 | 1394 | WE | 0 | 0.00016743 | 0.00016743 | -0.00090509 | 7.4799e-05 | 0.00023244 | 0.00011415 | 0 | 0 | 2.1781e-05 | 0.0004564 | -0.0056472 | 0.00016743 | 0.00019295 | 8.6205e-05 | 0.00020535 | 8.6205e-05 | 0.00011415 | 0.00022925 | 0.00011415 | 0 | 1.6398e-05 | 1.3975e-05 | 8.9262e-05 | 7.7182e-05 | 8.0915e-05 | 0.00049715 | 0.00049811 | 0.00049781 | 0.00049781 | 0.00011415 | 0.00011415 | 0.00011415 | 0.00011416 | 0.00011415 | 0.00011415 | 9.1034e-05 | 6.7538e-05 | 5.9021e-05 | 5.4669e-05 | 0.00022929 | 0.00011415 | 0.00011415 | 0.00011415 | 0.00011415 | 2.6738e-06 | 2.2169e-05 | 5.2933e-05 | 7.0747e-05 | 9.2245e-05 | 8.9356e-05 | 8.3243e-05 | 8.0408e-05 | 8.4941e-05 | 0.00010283 | 0.00015436 | 0.00015436
02/28 03:00:00 | 2 | 28 | 3 | 1395 | WE | 0 | 0.00018062 | 0.00018062 | 0.00090289 | 7.1294e-06 | 0.00022975 | 0.00011415 | 0 | 0 | 2.1781e-05 | 0.0004521 | -0.0049207 | 0.00018062 | 0.00025733 | 8.4304e-05 | 0.00023474 | 8.4304e-05 | 0.00011415 | 0.00022925 | 0.00011415 | 0 | 1.6398e-05 | 1.3975e-05 | 8.9033e-05 | 7.7188e-05 | 8.0848e-05 | 0.00049383 | 0.00049814 | 0.00049676 | 0.00049676 | 0.00011415 | 0.00011415 | 0.00011415 | 0.00011416 | 0.00011415 | 0.00011415 | 9.1034e-05 | 6.7578e-05 | 5.8145e-05 | 5.3326e-05 | 0.00022929 | 0.00011415 | 0.00011415 | 0.00011415 | 0.00011415 | 2.6738e-06 | 2.2396e-05 | 5.1915e-05 | 6.9009e-05 | 9.2254e-05 | 8.9374e-05 | 8.2888e-05 | 7.9879e-05 | 8.4948e-05 | 0.00010323 | 0.00016677 | 0.00016677
02/28 04:00:00 | 2 | 28 | 4 | 1396 | WE | 0 | 0.00020232 | 0.00020232 | -0.00052431 | 6.7386e-05 | 0.00022651 | 0.00011415 | 0 | 0 | 2.1781e-05 | 0.00042957 | -0.0017531 | 0.00020232 | 0.00029705 | 8.2413e-05 | 0.00025693 | 8.2413e-05 | 0.00011415 | 0.00022925 | 0.00011415 | 0 | 1.6398e-05 | 1.3975e-05 | 8.887e-05 | 7.7212e-05 | 8.0815e-05 | 0.00049159 | 0.00049825 | 0.00049613 | 0.00049613 | 0.00011415 | 0.00011415 | 0.00011415 | 0.00011416 | 0.00011415 | 0.00011415 | 9.1034e-05 | 6.8179e-05 | 5.8423e-05 | 5.3438e-05 | 0.00022929 | 0.00011415 | 0.00011415 | 0.00011415 | 0.00011415 | 2.6738e-06 | 2.5829e-05 | 5.3266e-05 | 6.9154e-05 | 9.2261e-05 | 8.9567e-05 | 8.297e-05 | 7.991e-05 | 8.4936e-05 | 0.00010351 | 0.00018384 | 0.00018384
02/28 05:00:00 | 2 | 28 | 5 | 1397 | WE | 0 | 0.00021382 | 0.00021382 | 0.00052731 | 7.5349e-05 | 0.00021796 | 0.00011415 | 0 | 0 | 6.5342e-05 | 0.00041739 | 0.0014209 | 0.00021382 | 0.0003204 | 8.158e-05 | 0.00027 | 8.158e-05 | 0.00011415 | 0.00022925 | 0.00011415 | 0 | 1.6398e-05 | 1.3975e-05 | 0.00010046 | 7.7244e-05 | 8.442e-05 | 0.00055846 | 0.00049839 | 0.00051755 | 0.00051755 | 0.00011415 | 0.00011415 | 0.00011415 | 0.00011416 | 0.00011415 | 0.00011415 | 9.1034e-05 | 6.9401e-05 | 6.1076e-05 | 5.6823e-05 | 0.00022929 | 0.00011415 | 0.00011415 | 0.00011415 | 0.00011415 | 2.6738e-06 | 3.2805e-05 | 5.8598e-05 | 7.3534e-05 | 9.238e-05 | 8.9949e-05 | 8.3724e-05 | 8.0836e-05 | 8.4925e-05 | 0.00010369 | 0.00019195 | 0.00019195
02/28 06:00:00 | 2 | 28 | 6 | 1398 | WE | 0 | 0.00021265 | 0.00021265 | 5.0823e-06 | 7.8792e-05 | -1.5577e-12 | 0.00011415 | 0 | 0 | 0.00013613 | 0.0004011 | 0.0033289 | 0.00021265 | 0.00031314 | 8.8117e-05 | 0.00026274 | 8.8117e-05 | 0.00011415 | 0.00022925 | 0.00011415 | 0 | 1.6398e-05 | 1.3975e-05 | 9.9582e-05 | 8.0467e-05 | 8.6375e-05 | 0.00055234 | 0.00051814 | 0.00052905 | 0.00052905 | 0.00011415 | 0.00011415 | 0.00011415 | 0.00011416 | 0.00011415 | 0.00011415 | 9.1034e-05 | 8.6668e-05 | 7.4596e-05 | 6.8429e-05 | 0.00022929 | 0.00011415 | 0.00011415 | 0.00011415 | 0.00011415 | 2.6738e-06 | 4.7626e-05 | 7.3544e-05 | 8.8553e-05 | 9.2379e-05 | 9.6293e-05 | 8.7905e-05 | 8.4014e-05 | 8.4924e-05 | 0.00010375 | 0.00020032 | 0.00020032
02/28 07:00:00 | 2 | 28 | 7 | 1399 | WE | 0 | 0.00023884 | 0.00023884 | 1.3236e-05 | 0.00018545 | 7.5442e-14 | 0.00011415 | 2.5995e-05 | 2.5995e-05 | 0.00015247 | -0.00084386 | 0.0036919 | 0.00023884 | -0.0001211 | 0.00010137 | 0.00028277 | 0.00010137 | 0.00011415 | 0.00017194 | 0.00011415 | 5.9569e-07 | 1.6398e-05 | 1.4769e-05 | 0.00010027 | 8.6427e-05 | 9.0706e-05 | 0.00054042 | 0.00053669 | 0.00053788 | 0.00053788 | 0.00011415 | 0.00011415 | 0.00011415 | 0.00011416 | 0.00011415 | 0.00011415 | 9.1034e-05 | 0.00011705 | 9.2851e-05 | 8.0485e-05 | 0.00019014 | 0.00011415 | 0.00011415 | 0.00011415 | 0.00011415 | 4.8904e-06 | 6.7873e-05 | 9.0908e-05 | 0.00010425 | 9.1449e-05 | 0.00010766 | 9.7066e-05 | 9.2154e-05 | 7.9924e-05 | 0.00012653 | 6.0362e-05 | 6.0362e-05
02/28 08:00:00 | 2 | 28 | 8 | 1400 | WE | 5.4584e-05 | 0.00023673 | 0.00023673 | 2.4438e-05 | 0.00025579 | 4.7973e-13 | 0.00011415 | 0.0002339 | 0.0002339 | 0.00013613 | -0.00046851 | 0.0034129 | 0.00023673 | 1.5054e-05 | 0.000114 | 0.00026735 | 0.000114 | 0.00011415 | 0 | 0.00011415 | 6.0032e-06 | 1.6398e-05 | 1.4769e-05 | 9.5926e-05 | 0.00010175 | 9.9952e-05 | 0.00050696 | 0.00062474 | 0.00058716 | 0.00058716 | 0.00011415 | 0.00011415 | 0.00011415 | 0.00011416 | 0.00011415 | 0.00011415 | 9.1034e-05 | 0.00013622 | 0.00010629 | 9.0996e-05 | 0 | 0.00011415 | 0.00011415 | 0.00011415 | 0.00011415 | 3.4805e-05 | 0.00010631 | 0.00011451 | 0.00011926 | 8.6621e-05 | 0.00011283 | 9.4915e-05 | 8.6608e-05 | 8.3552e-05 | 0.00012069 | 0.00013187 | 0.00013187
02/28 09:00:00 | 2 | 28 | 9 | 1401 | WE | 0.00015604 | 0.00025212 | 0.00025212 | 0.00066951 | 0.00025983 | 1.5523e-12 | 0.00011415 | 0.00025394 | 0.00025394 | 5.9897e-05 | -0.00023014 | 0.0029441 | 0.00025212 | 0.00019314 | 0.00011567 | 0.00029228 | 0.00011567 | 0.00011415 | 0 | 0.00011415 | 1.4813e-05 | 1.6398e-05 | 1.4769e-05 | 9.5871e-05 | 0.00010365 | 0.00010124 | 0.00049786 | 0.00063633 | 0.00059215 | 0.00059215 | 0.00011415 | 0.00011415 | 0.00011415 | 0.00011416 | 0.00011415 | 0.00011415 | 9.1034e-05 | 0.00014804 | 0.00011622 | 9.9958e-05 | 0 | 0.00011415 | 0.00011415 | 0.00011415 | 0.00011415 | 8.1287e-05 | 0.00016438 | 0.00014477 | 0.00013341 | 8.6591e-05 | 0.00011734 | 0.00010256 | 9.5705e-05 | 8.5227e-05 | 0.00011805 | 4.1751e-05 | 4.1751e-05
02/28 10:00:00 | 2 | 28 | 10 | 1402 | WE | 0.00024068 | 0.00028066 | 0.00028066 | 0.00042921 | 0.00018804 | 0.00021486 | 0.00011415 | 0.00027424 | 0.00027424 | 4.0839e-05 | -0.00016127 | 0.0024634 | 0.00028066 | 0.00036124 | 0.00011778 | 0.00034429 | 0.00011778 | 0.00011415 | 0 | 0.00011415 | 2.3461e-05 | 1.6398e-05 | 1.4769e-05 | 9.6491e-05 | 0.0001037 | 0.00010147 | 0.00049818 | 0.00063661 | 0.00059245 | 0.00059245 | 0.00011415 | 0.00011415 | 0.00011415 | 0.00011416 | 0.00011415 | 0.00011415 | 9.1034e-05 | 0.00014946 | 0.00011937 | 0.000104 | 0 | 0.00011415 | 0.00011415 | 0.00011415 | 0.00011415 | 0.00012651 | 0.00021182 | 0.00016704 | 0.00014111 | 8.6554e-05 | 0.00011823 | 0.00010493 | 9.8766e-05 | 8.551e-05 | 0.00011637 | 2.7154e-05 | 2.7154e-05
02/28 11:00:00 | 2 | 28 | 11 | 1403 | WE | 0.00030787 | 0.00023776 | 0.00023776 | 1.3606e-05 | 0.00017309 | 0.00021991 | 0.00011415 | 0 | 0 | 4.0839e-05 | 0.0012808 | 0.0020744 | 0.00023776 | 0.00054618 | 0.00012151 | 0.0002847 | 0.00012151 | 0.00011415 | 0 | 0.00011415 | 2.6174e-05 | 1.6398e-05 | 1.4769e-05 | 9.5777e-05 | 0.00010375 | 0.00010129 | 0.00049262 | 0.00063694 | 0.00059089 | 0.00059089 | 0.00011415 | 0.00011415 | 0.00011415 | 0.00011416 | 0.00011415 | 0.00011415 | 9.1034e-05 | 0.00014938 | 0.00011814 | 0.00010218 | 0 | 0.00011415 | 0.00011415 | 0.00011415 | 0.00011415 | 0.0001683 | 0.00022374 | 0.00017101 | 0.00014048 | 8.6529e-05 | 0.00011837 | 0.00010406 | 9.7429e-05 | 8.5672e-05 | 0.00011535 | 2.5994e-05 | 2.5994e-05
02/28 12:00:00 | 2 | 28 | 12 | 1404 | WE | 0.00034984 | 0.00022217 | 0.00022217 | -0.00085995 | 0.00016876 | 0.00021998 | 0.00011415 | 0 | 0 | 4.0839e-05 | 0.00081001 | 0.0017564 | 0.00022217 | 0.0004378 | 0.00012155 | 0.00026315 | 0.00012155 | 0.00011415 | 0 | 0.00011415 | 2.6174e-05 | 1.6398e-05 | 1.4769e-05 | 0.00012404 | 0.00010384 | 0.00011008 | 0.0006562 | 0.00063747 | 0.00064345 | 0.00064345 | 0.00011415 | 0.00011415 | 0.00011415 | 0.00011416 | 0.00011415 | 0.00011415 | 9.1034e-05 | 0.00014911 | 0.0001139 | 9.5904e-05 | 0 | 0.00011415 | 0.00011415 | 0.00011415 | 0.00011415 | 0.00019265 | 0.00022125 | 0.00016534 | 0.00013296 | 8.6795e-05 | 0.0001183 | 0.00010421 | 9.7667e-05 | 8.5759e-05 | 0.00011453 | 2.1726e-05 | 2.1726e-05
02/28 13:00:00 | 2 | 28 | 13 | 1405 | WE | 0.00035783 | 0.00021798 | 0.00021798 | 0.00087366 | 0.00016551 | 0.00021627 | 0.00011415 | 0 | 0 | 4.0839e-05 | 0.00055891 | 0.0014946 | 0.00021798 | 0.00038954 | 0.00011748 | 0.00025853 | 0.00011748 | 0.00011415 | 0 | 0.00011415 | 2.6174e-05 | 1.6398e-05 | 1.4769e-05 | 9.4323e-05 | 0.00010383 | 0.00010089 | 0.00048182 | 0.00063739 | 0.00058776 | 0.00058776 | 0.00011415 | 0.00011415 | 0.00011415 | 0.00011416 | 0.00011415 | 0.00011415 | 9.1034e-05 | 0.00014827 | 0.00011155 | 9.2781e-05 | 0 | 0.00011415 | 0.00011415 | 0.00011415 | 0.00011415 | 0.00019976 | 0.00021767 | 0.00016148 | 0.00012894 | 8.6514e-05 | 0.00011804 | 0.00010278 | 9.5695e-05 | 8.5835e-05 | 0.00011411 | 2.205e-05 | 2.205e-05
02/28 14:00:00 | 2 | 28 | 14 | 1406 | WE | 0.00032738 | 0.00022164 | 0.00022164 | 8.43e-06 | 0.00016343 | 0.00022375 | 0.00011415 | 0 | 0 | 4.0839e-05 | 0.00047168 | 0.0012699 | 0.00022164 | 0.00037804 | 0.00011631 | 0.0002643 | 0.00011631 | 0.00011415 | 0 | 0.00011415 | 2.6174e-05 | 1.6398e-05 | 1.4769e-05 | 9.6244e-05 | 0.00010807 | 0.00010441 | 0.00049206 | 0.00066343 | 0.00060875 | 0.00060875 | 0.00011415 | 0.00011415 | 0.00011415 | 0.00011416 | 0.00011415 | 0.00011415 | 9.1034e-05 | 0.00014778 | 0.00010773 | 8.7265e-05 | 0 | 0.00011415 | 0.00011415 | 0.00011415 | 0.00011415 | 0.00018659 | 0.00021561 | 0.00015555 | 0.00012076 | 8.654e-05 | 0.00011939 | 0.00010064 | 9.195e-05 | 8.5879e-05 | 0.00011397 | 2.9181e-05 | 2.9181e-05
02/28 15:00:00 | 2 | 28 | 15 | 1407 | WE | 0.00026787 | 0.00021489 | 0.00021489 | 7.4852e-06 | 0.00016138 | 0.00023635 | 0.00011415 | 0 | 0 | 4.0839e-05 | 0.00041768 | 0.0010784 | 0.00021489 | 0.00035651 | 0.00011474 | 0.00025533 | 0.00011474 | 0.00011415 | 0 | 0.00011415 | 2.6096e-05 | 1.6398e-05 | 1.4769e-05 | 9.6838e-05 | 0.00010768 | 0.00010433 | 0.00049459 | 0.00066104 | 0.00060793 | 0.00060793 | 0.00011415 | 0.00011415 | 0.00011415 | 0.00011416 | 0.00011415 | 0.00011415 | 9.1034e-05 | 0.0001471 | 0.00010447 | 8.269e-05 | 0 | 0.00011415 | 0.00011415 | 0.00011415 | 0.00011415 | 0.00015754 | 0.00021212 | 0.00014954 | 0.0001133 | 8.6545e-05 | 0.00011904 | 9.1227e-05 | 7.8325e-05 | 8.5945e-05 | 0.00011391 | 7.5188e-05 | 7.5188e-05
02/28 16:00:00 | 2 | 28 | 16 | 1408 | WE | 0.00019037 | 0.00021095 | 0.00021095 | 0.0010119 | 8.0684e-05 | 0.00024949 | 0.00011415 | 0 | 0 | 7.0788e-05 | 0.00039855 | 0.00092136 | 0.00021095 | 0.00035769 | 0.00011582 | 0.0002601 | 0.00011582 | 0.00011415 | 0 | 0.00011415 | 2.0462e-05 | 1.6398e-05 | 1.4769e-05 | 9.6118e-05 | 0.00010373 | 0.00010138 | 0.00048949 | 0.00063679 | 0.00058979 | 0.00058979 | 0.00011415 | 0.00011415 | 0.00011415 | 0.00011416 | 0.00011415 | 0.00011415 | 9.1034e-05 | 0.00014517 | 0.00010162 | 7.9372e-05 | 0 | 0.00011415 | 0.00011415 | 0.00011415 | 0.00011415 | 0.00011474 | 0.00017645 | 0.00013263 | 0.00010726 | 8.6536e-05 | 0.00011707 | 8.9218e-05 | 7.6299e-05 | 8.6013e-05 | 0.00011399 | 8.2314e-05 | 8.2314e-05
02/28 17:00:00 | 2 | 28 | 17 | 1409 | WE | 9.697e-05 | 0.0002497 | 0.0002497 | -0.00047563 | 0.00016334 | -2.0051e-12 | 0.00011415 | 0.00050935 | 0.00050935 | 0.00015247 | -0.000987 | 0.000842 | 0.0002497 | -6.659e-05 | 0.00012479 | 0.00029665 | 0.00012479 | 0.00011415 | 0 | 0.00011415 | 1.1672e-05 | 1.6398e-05 | 1.4769e-05 | 9.0698e-05 | 0.00010342 | 9.9488e-05 | 0.00045688 | 0.00063489 | 0.0005781 | 0.0005781 | 0.00011415 | 0.00011415 | 0.00011415 | 0.00011416 | 0.00011415 | 0.00011415 | 9.1034e-05 | 0.00014133 | 9.6564e-05 | 7.3692e-05 | 0 | 0.00011415 | 0.00011415 | 0.00011415 | 0.00011415 | 6.8903e-05 | 0.00012108 | 0.00010639 | 9.788e-05 | 8.6518e-05 | 0.00011581 | 8.7948e-05 | 7.5023e-05 | 8.5961e-05 | 0.00011446 | 0.00010353 | 0.00010353
02/28 18:00:00 | 2 | 28 | 18 | 1410 | WE | 0 | 0.00024842 | 0.00024842 | 0.00049908 | 0.00016715 | -7.5459e-13 | 0.00011415 | 0.00011226 | 0.00011226 | 0.00021236 | -0.00051267 | 0.00077982 | 0.00024842 | 0.00018071 | 0.00013881 | 0.00028818 | 0.00013881 | 0.00011415 | 5.7313e-05 | 0.00011415 | 1.8469e-06 | 1.6398e-05 | 1.4769e-05 | 9.0627e-05 | 0.00010033 | 9.7333e-05 | 0.00046271 | 0.00061594 | 0.00056705 | 0.00056705 | 0.00011415 | 0.00011415 | 0.00011415 | 0.00011416 | 0.00011415 | 0.00011415 | 9.1034e-05 | 0.00012633 | 8.9166e-05 | 7.0179e-05 | 3.9149e-05 | 0.00011415 | 0.00011415 | 0.00011415 | 0.00011415 | 1.4671e-05 | 7.2408e-05 | 8.4343e-05 | 9.1254e-05 | 8.749e-05 | 0.00011212 | 8.5574e-05 | 7.3263e-05 | 8.4931e-05 | 0.00011509 | 0.00013026 | 0.00013026
02/28 19:00:00 | 2 | 28 | 19 | 1411 | WE | 0 | 0.00029603 | 0.00029603 | 1.2357e-05 | 0.00017136 | -3.8268e-13 | 0.00011415 | 0 | 0 | 0.00028587 | -0.00025702 | 0.00071992 | 0.00029603 | 0.0003641 | 0.00014748 | 0.00034718 | 0.00014748 | 0.00011415 | 0.00022925 | 0.00011415 | 0 | 1.6398e-05 | 1.4769e-05 | 9.0545e-05 | 9.9481e-05 | 9.6719e-05 | 0.00046358 | 0.0006107 | 0.00056376 | 0.00056376 | 0.00011415 | 0.00011415 | 0.00011415 | 0.00011416 | 0.00011415 | 0.00011415 | 9.1034e-05 | 0.00012264 | 8.3483e-05 | 6.3475e-05 | 0.00022929 | 0.00011415 | 0.00011415 | 0.00011415 | 0.00011415 | 2.6738e-06 | 6.5305e-05 | 7.5968e-05 | 8.2143e-05 | 9.2299e-05 | 0.0001166 | 9.37e-05 | 8.3078e-05 | 8.4662e-05 | 0.00011611 | 0.00025112 | 0.00025112
02/28 20:00:00 | 2 | 28 | 20 | 1412 | WE | 0 | 0.0002757 | 0.0002757 | 1.9285e-05 | 0.00017245 | -2.8567e-13 | 0.00011415 | 0 | 0 | 0.00034305 | -0.00012652 | 0.00064014 | 0.0002757 | 0.00029846 | 0.0001514 | 0.00031427 | 0.0001514 | 0.00011415 | 0.00022925 | 0.00011415 | 0 | 1.6398e-05 | 1.4769e-05 | 0.00010218 | 9.8462e-05 | 9.9612e-05 | 0.00053146 | 0.00060445 | 0.00058116 | 0.00058116 | 0.00011415 | 0.00011415 | 0.00011415 | 0.00011416 | 0.00011415 | 0.00011415 | 9.1034e-05 | 0.00011781 | 8.0517e-05 | 6.1465e-05 | 0.00022929 | 0.00011415 | 0.00011415 | 0.00011415 | 0.00011415 | 2.6738e-06 | 6.1694e-05 | 7.2996e-05 | 7.9541e-05 | 9.2505e-05 | 0.00011448 | 9.2394e-05 | 8.2147e-05 | 8.4699e-05 | 0.00011681 | 0.00027498 | 0.00027498
02/28 21:00:00 | 2 | 28 | 21 | 1413 | WE | 0 | 0.00026139 | 0.00026139 | 1.1513e-05 | 0.00017 | 0 | 0.00011415 | 0 | 0 | 0.00034849 | -8.0102e-05 | 0.00053994 | 0.00026139 | 0.00026459 | 0.00015248 | 0.00029376 | 0.00015248 | 0.00011415 | 0.00022925 | 0.00011415 | 0 | 1.6398e-05 | 1.4769e-05 | 0.00010136 | 9.563e-05 | 9.7402e-05 | 0.00052629 | 0.00058707 | 0.00056768 | 0.00056768 | 0.00011415 | 0.00011415 | 0.00011415 | 0.00011416 | 0.00011415 | 0.00011415 | 9.1034e-05 | 0.00010413 | 7.5344e-05 | 6.0638e-05 | 0.00022929 | 0.00011415 | 0.00011415 | 0.00011415 | 0.00011415 | 2.6738e-06 | 5.5997e-05 | 7.023e-05 | 7.8471e-05 | 9.2596e-05 | 0.00010937 | 9.0592e-05 | 8.1881e-05 | 8.5299e-05 | 0.00011735 | 0.00029659 | 0.00029659
02/28 22:00:00 | 2 | 28 | 22 | 1414 | WE | 0 | 0.00025788 | 0.00025788 | 9.9998e-06 | 0.00016674 | 2.0697e-12 | 0.00011415 | 0 | 0 | 0.00023959 | -5.6925e-05 | 0.0003492 | 0.00025788 | 0.0002529 | 0.00014889 | 0.00029571 | 0.00014889 | 0.00011415 | 0.00022925 | 0.00011415 | 0 | 1.6398e-05 | 1.4769e-05 | 9.6102e-05 | 8.1005e-05 | 8.5671e-05 | 0.00051523 | 0.00049729 | 0.00050301 | 0.00050301 | 0.00011415 | 0.00011415 | 0.00011415 | 0.00011416 | 0.00011415 | 0.00011415 | 9.1034e-05 | 8.8189e-05 | 6.8193e-05 | 5.7976e-05 | 0.00022929 | 0.00011415 | 0.00011415 | 0.00011415 | 0.00011415 | 2.6738e-06 | 3.8487e-05 | 6.1627e-05 | 7.5027e-05 | 9.2704e-05 | 9.9104e-05 | 8.684e-05 | 8.1152e-05 | 8.7441e-05 | 0.00011794 | 0.00030856 | 0.00030856
02/28 23:00:00 | 2 | 28 | 23 | 1415 | WE | 0 | 0.00024465 | 0.00024465 | 0.00023412 | 0.00016142 | 7.9772e-13 | 0.00011415 | 0 | 0 | 0.00013341 | 0.0012412 | -0.001958 | 0.00024465 | 0.00053303 | 0.00013992 | 0.00028511 | 0.00013992 | 0.00011415 | 0.00022925 | 0.00011415 | 0 | 1.6398e-05 | 1.3975e-05 | 8.7654e-05 | 7.7108e-05 | 8.0367e-05 | 0.00047154 | 0.00049162 | 0.00048521 | 0.00048521 | 0.00011415 | 0.00011415 | 0.00011415 | 0.00011416 | 0.00011415 | 0.00011415 | 9.1034e-05 | 6.8383e-05 | 6.1574e-05 | 5.8095e-05 | 0.00022929 | 0.00011415 | 0.00011415 | 0.00011415 | 0.00011415 | 2.6738e-06 | 2.6995e-05 | 5.751e-05 | 7.5181e-05 | 9.265e-05 | 8.9529e-05 | 8.3829e-05 | 8.1185e-05 | 8.7005e-05 | 9.6347e-05 | 0.00033157 | 0.00033157
02/28 24:00:00 | 2 | 28 | 24 | 1416 | WE | 0 | 0.00020756 | 0.00020756 | -0.00022173 | 7.8719e-05 | -1.3906e-12 | 0.00011415 | 0 | 0 | 5.4452e-05 | 0.00073238 | -0.003702 | 0.00020756 | 0.00033755 | 0.00012686 | 0.00025165 | 0.00012686 | 0.00011415 | 0.00022925 | 0.00011415 | 0 | 1.6398e-05 | 1.3975e-05 | 0.00011733 | 7.7098e-05 | 8.9533e-05 | 0.00064597 | 0.00049772 | 0.00054502 | 0.00054502 | 0.00011415 | 0.00011415 | 0.00011415 | 0.00011416 | 0.00011415 | 0.00011415 | 9.1034e-05 | 6.7664e-05 | 6.0585e-05 | 5.6968e-05 | 0.00022929 | 0.00011415 | 0.00011415 | 0.00011415 | 0.00011415 | 2.6738e-06 | 2.2886e-05 | 5.5079e-05 | 7.3722e-05 | 9.2974e-05 | 8.9361e-05 | 8.3564e-05 | 8.0876e-05 | 8.6765e-05 | 0.00010121 | 0.00035647 | 0.00035647
03/01 01:00:00 | 3 | 1 | 1 | 1417 | WE | 0 | 0.00015489 | 0.00015489 | 8.9043e-07 | 7.5795e-05 | 0.00025245 | 0.00011415 | 0 | 0 | 2.1781e-05 | 0.00043996 | -0.0056098 | 0.00015489 | 8.2695e-05 | 9.281e-05 | 0.00018597 | 9.281e-05 | 0.00011415 | 0.00022925 | 0.00011415 | 0 | 1.6398e-05 | 1.3975e-05 | 8.7649e-05 | 7.7087e-05 | 8.0351e-05 | 0.00047424 | 0.00049769 | 0.00049021 | 0.00049021 | 0.00011415 | 0.00011415 | 0.00011415 | 0.00011416 | 0.00011415 | 0.00011415 | 9.1034e-05 | 6.7729e-05 | 5.9644e-05 | 5.5513e-05 | 0.00022929 | 0.00011415 | 0.00011415 | 0.00011415 | 0.00011415 | 2.6738e-06 | 2.3262e-05 | 5.4025e-05 | 7.184e-05 | 9.2734e-05 | 8.9399e-05 | 8.3304e-05 | 8.0478e-05 | 8.6494e-05 | 0.0001031 | 0.00038513 | 0.00038513
03/01 02:00:00 | 3 | 1 | 2 | 1418 | WE | 0 | 0.0001918 | 0.0001918 | 0.00097447 | 7.4811e-05 | 0.00023244 | 0.00011415 | 0 | 0 | 2.1781e-05 | 0.00047355 | -0.0063464 | 0.0001918 | 0.0001603 | 8.6205e-05 | 0.00024004 | 8.6205e-05 | 0.00011415 | 0.00022925 | 0.00011415 | 0 | 1.6398e-05 | 1.3975e-05 | 8.7642e-05 | 7.7067e-05 | 8.0335e-05 | 0.00047519 | 0.00049761 | 0.00049046 | 0.00049046 | 0.00011415 | 0.00011415 | 0.00011415 | 0.00011416 | 0.00011415 | 0.00011415 | 9.1034e-05 | 6.758e-05 | 5.8756e-05 | 5.4248e-05 | 0.00022929 | 0.00011415 | 0.00011415 | 0.00011415 | 0.00011415 | 2.6738e-06 | 2.2409e-05 | 5.2676e-05 | 7.0203e-05 | 9.2763e-05 | 8.936e-05 | 8.3056e-05 | 8.0131e-05 | 8.6273e-05 | 0.00010421 | 0.00040223 | 0.00040223
03/01 03:00:00 | 3 | 1 | 3 | 1419 | WE | 0 | 0.00021112 | 0.00021112 | -0.00097193 | 0 | 0.00022975 | 0.00011415 | 0 | 0 | 2.1781e-05 | 0.00044387 | -0.0051999 | 0.00021112 | 0.00020682 | 8.4304e-05 | 0.00027924 | 8.4304e-05 | 0.00011415 | 0.00022925 | 0.00011415 | 0 | 1.6398e-05 | 1.3975e-05 | 8.7638e-05 | 7.7053e-05 | 8.0324e-05 | 0.00047591 | 0.00049755 | 0.00049065 | 0.00049065 | 0.00011415 | 0.00011415 | 0.00011415 | 0.00011416 | 0.00011415 | 0.00011415 | 9.1034e-05 | 6.7485e-05 | 5.7794e-05 | 5.2843e-05 | 0.00022929 | 0.00011415 | 0.00011415 | 0.00011415 | 0.00011415 | 2.6738e-06 | 2.1869e-05 | 5.1326e-05 | 6.8384e-05 | 9.2774e-05 | 8.9336e-05 | 8.2785e-05 | 7.9747e-05 | 8.6121e-05 | 0.00010493 | 0.00042089 | 0.00042089
03/01 04:00:00 | 3 | 1 | 4 | 1420 | WE | 0 | 0.00022594 | 0.00022594 | 9.2557e-07 | 7.452e-05 | 0.00022651 | 0.00011415 | 0 | 0 | 2.1781e-05 | 0.00041374 | -0.0017697 | 0.00022594 | 0.00023714 | 8.2413e-05 | 0.00028948 | 8.2413e-05 | 0.00011415 | 0.00022925 | 0.00011415 | 0 | 1.6398e-05 | 1.3975e-05 | 8.7638e-05 | 7.7047e-05 | 8.032e-05 | 0.0004764 | 0.00049753 | 0.00049079 | 0.00049079 | 0.00011415 | 0.00011415 | 0.00011415 | 0.00011416 | 0.00011415 | 0.00011415 | 9.1034e-05 | 6.7544e-05 | 5.8391e-05 | 5.3714e-05 | 0.00022929 | 0.00011415 | 0.00011415 | 0.00011415 | 0.00011415 | 2.6738e-06 | 2.2203e-05 | 5.2163e-05 | 6.9512e-05 | 9.2762e-05 | 8.9355e-05 | 8.2954e-05 | 7.9985e-05 | 8.6123e-05 | 0.00010531 | 0.00041912 | 0.00041912
03/01 05:00:00 | 3 | 1 | 5 | 1421 | WE | 0 | 0.00022539 | 0.00022539 | 0.00097607 | 7.5351e-05 | 0.00021796 | 0.00011415 | 0 | 0 | 6.5342e-05 | 0.00038764 | 0.0012252 | 0.00022539 | 0.00023826 | 8.158e-05 | 0.00028647 | 8.158e-05 | 0.00011415 | 0.00022925 | 0.00011415 | 0 | 1.6398e-05 | 1.3975e-05 | 9.938e-05 | 7.7434e-05 | 8.4216e-05 | 0.00054568 | 0.00049987 | 0.00051448 | 0.00051448 | 0.00011415 | 0.00011415 | 0.00011415 | 0.00011416 | 0.00011415 | 0.00011415 | 9.1034e-05 | 6.9679e-05 | 5.9002e-05 | 5.3546e-05 | 0.00022929 | 0.00011415 | 0.00011415 | 0.00011415 | 0.00011415 | 2.6738e-06 | 2.4849e-05 | 5.2995e-05 | 6.9294e-05 | 9.2884e-05 | 9.0137e-05 | 8.317e-05 | 7.9939e-05 | 8.6e-05 | 0.00010554 | 0.00042083 | 0.00042083
03/01 06:00:00 | 3 | 1 | 6 | 1422 | WE | 0 | 0.00022884 | 0.00022884 | -0.00099192 | 7.8821e-05 | -1.5577e-12 | 0.00011415 | 0 | 0 | 0.00013613 | 0.00037932 | 0.0033578 | 0.00022884 | 0.00024077 | 8.8117e-05 | 0.00028578 | 8.8117e-05 | 0.00011415 | 0.00022925 | 0.00011415 | 0 | 1.6398e-05 | 1.3975e-05 | 9.8622e-05 | 8.0211e-05 | 8.5901e-05 | 0.0005419 | 0.00051693 | 0.0005249 | 0.0005249 | 0.00011415 | 0.00011415 | 0.00011415 | 0.00011416 | 0.00011415 | 0.00011415 | 9.1034e-05 | 8.4051e-05 | 6.7636e-05 | 5.9249e-05 | 0.00022929 | 0.00011415 | 0.00011415 | 0.00011415 | 0.00011415 | 2.6738e-06 | 3.4085e-05 | 6.1055e-05 | 7.6674e-05 | 9.2896e-05 | 9.5452e-05 | 8.5921e-05 | 8.1501e-05 | 8.5825e-05 | 0.0001057 | 0.00042846 | 0.00042846
03/01 07:00:00 | 3 | 1 | 7 | 1423 | WE | 0 | 0.00025836 | 0.00025836 | 0.0010533 | 0.0001727 | 7.5442e-14 | 0.00011415 | 2.7951e-05 | 2.7951e-05 | 0.00015247 | -0.0010849 | 0.0036989 | 0.00025836 | -0.00022429 | 0.00010137 | 0.00031248 | 0.00010137 | 0.00011415 | 0.00017194 | 0.00011415 | 6.4052e-07 | 1.6398e-05 | 1.4769e-05 | 9.9421e-05 | 8.618e-05 | 9.0272e-05 | 0.00053164 | 0.00053527 | 0.00053411 | 0.00053411 | 0.00011415 | 0.00011415 | 0.00011415 | 0.00011416 | 0.00011415 | 0.00011415 | 9.1034e-05 | 0.00011338 | 8.0918e-05 | 6.4334e-05 | 0.00019014 | 0.00011415 | 0.00011415 | 0.00011415 | 0.00011415 | 5.0601e-06 | 4.7303e-05 | 7.012e-05 | 8.3333e-05 | 9.1964e-05 | 0.0001045 | 8.7976e-05 | 8.0312e-05 | 8.3528e-05 | 0.00010575 | 0.00042855 | 0.00042855
03/01 08:00:00 | 3 | 1 | 8 | 1424 | WE | 6.2617e-05 | 0.00026297 | 0.00026297 | -0.00018074 | 0.00026896 | 4.7973e-13 | 0.00011415 | 0.00024832 | 0.00024832 | 0.00013613 | -0.00048481 | 0.0033962 | 0.00026297 | -7.41e-05 | 0.000114 | 0.00030271 | 0.000114 | 0.00011415 | 0 | 0.00011415 | 6.3733e-06 | 1.6398e-05 | 1.4769e-05 | 9.4974e-05 | 0.00010082 | 9.9017e-05 | 0.00049603 | 0.00061903 | 0.00057978 | 0.00057978 | 0.00011415 | 0.00011415 | 0.00011415 | 0.00011416 | 0.00011415 | 0.00011415 | 9.1034e-05 | 0.00012765 | 8.961e-05 | 7.0176e-05 | 0 | 0.00011415 | 0.00011415 | 0.00011415 | 0.00011415 | 3.677e-05 | 7.4154e-05 | 8.5485e-05 | 9.2047e-05 | 8.7021e-05 | 0.00010777 | 8.1289e-05 | 6.9005e-05 | 8.2611e-05 | 0.00010567 | 0.00042787 | 0.00042787
03/01 09:00:00 | 3 | 1 | 9 | 1425 | WE | 0.00016486 | 0.00025633 | 0.00025633 | -6.6359e-05 | 0.00021264 | 1.5523e-12 | 0.00011415 | 0.0002616 | 0.0002616 | 5.9897e-05 | -0.00023366 | 0.002914 | 0.00025633 | 0.00014328 | 0.00011567 | 0.00030539 | 0.00011567 | 0.00011415 | 0 | 0.00011415 | 1.5259e-05 | 1.6398e-05 | 1.4769e-05 | 9.5003e-05 | 0.00010333 | 0.00010076 | 0.00048703 | 0.00063437 | 0.00058736 | 0.00058736 | 0.00011415 | 0.00011415 | 0.00011415 | 0.00011416 | 0.00011415 | 0.00011415 | 9.1034e-05 | 0.00014105 | 9.65e-05 | 7.3736e-05 | 0 | 0.00011415 | 0.00011415 | 0.00011415 | 0.00011415 | 8.3616e-05 | 0.00012911 | 0.00010973 | 9.8503e-05 | 8.6953e-05 | 0.00011317 | 8.3665e-05 | 6.998e-05 | 8.5463e-05 | 0.00012585 | 0.00038983 | 0.00038983
03/01 10:00:00 | 3 | 1 | 10 | 1426 | WE | 0.00024854 | 0.00027948 | 0.00027948 | 0.00030933 | 0.00023446 | 0.00021486 | 0.00011415 | 0.00027827 | 0.00027827 | 4.0839e-05 | -0.00015996 | 0.0024548 | 0.00027948 | 0.00033328 | 0.00011778 | 0.0003356 | 0.00011778 | 0.00011415 | 0 | 0.00011415 | 2.3806e-05 | 1.6398e-05 | 1.4769e-05 | 9.5714e-05 | 0.0001035 | 0.00010109 | 0.00048801 | 0.0006354 | 0.00058838 | 0.00058838 | 0.00011415 | 0.00011415 | 0.00011415 | 0.00011416 | 0.00011415 | 0.00011415 | 9.1034e-05 | 0.00014285 | 9.7577e-05 | 7.4447e-05 | 0 | 0.00011415 | 0.00011415 | 0.00011415 | 0.00011415 | 0.00012946 | 0.0001772 | 0.00012901 | 0.00010111 | 8.6772e-05 | 0.00011372 | 8.3973e-05 | 7.0175e-05 | 8.5078e-05 | 0.00012239 | 0.0003487 | 0.0003487
03/01 11:00:00 | 3 | 1 | 11 | 1427 | WE | 0.00031302 | 0.00022687 | 0.00022687 | 0.001054 | 0.00017313 | 0.00021991 | 0.00011415 | 0 | 0 | 4.0839e-05 | 0.0013537 | 0.0020928 | 0.00022687 | 0.00053227 | 0.00012151 | 0.00026918 | 0.00012151 | 0.00011415 | 0 | 0.00011415 | 2.6174e-05 | 1.6398e-05 | 1.4769e-05 | 9.5058e-05 | 0.00010364 | 0.00010099 | 0.00048309 | 0.00063627 | 0.00058739 | 0.00058739 | 0.00011415 | 0.00011415 | 0.00011415 | 0.00011416 | 0.00011415 | 0.00011415 | 9.1034e-05 | 0.0001438 | 9.7766e-05 | 7.4243e-05 | 0 | 0.00011415 | 0.00011415 | 0.00011415 | 0.00011415 | 0.00017071 | 0.00019175 | 0.00013502 | 0.00010217 | 8.6628e-05 | 0.00011448 | 8.4175e-05 | 7.0119e-05 | 8.5474e-05 | 0.00011856 | 0.00031036 | 0.00031036
03/01 12:00:00 | 3 | 1 | 12 | 1428 | WE | 0.00035223 | 0.00020544 | 0.00020544 | -0.0010133 | 0.00016871 | 0.00021998 | 0.00011415 | 0 | 0 | 4.0839e-05 | 0.00072959 | 0.0018231 | 0.00020544 | 0.00040266 | 0.00012155 | 0.00023934 | 0.00012155 | 0.00011415 | 0 | 0.00011415 | 2.6174e-05 | 1.6398e-05 | 1.4769e-05 | 0.00012346 | 0.00010362 | 0.00010975 | 0.00064773 | 0.00063614 | 0.00063984 | 0.00063984 | 0.00011415 | 0.00011415 | 0.00011415 | 0.00011416 | 0.00011415 | 0.00011415 | 9.1034e-05 | 0.00014429 | 9.6799e-05 | 7.2535e-05 | 0 | 0.00011415 | 0.00011415 | 0.00011415 | 0.00011415 | 0.00019514 | 0.00019375 | 0.00013479 | 0.00010065 | 8.681e-05 | 0.00011459 | 8.3891e-05 | 6.9651e-05 | 8.5828e-05 | 0.00011666 | 0.00028007 | 0.00028007
03/01 13:00:00 | 3 | 1 | 13 | 1429 | WE | 0.00035616 | 0.00018779 | 0.00018779 | 0.0010249 | 0.00016547 | 0.00021627 | 0.00011415 | 0 | 0 | 4.0839e-05 | 0.00051228 | 0.0016324 | 0.00018779 | 0.00033573 | 0.00011748 | 0.00021556 | 0.00011748 | 0.00011415 | 0 | 0.00011415 | 2.6174e-05 | 1.6398e-05 | 1.4769e-05 | 9.3677e-05 | 0.00010309 | 0.00010018 | -0.00010856 | -3.6595e-09 | -3.4638e-05 | -3.4638e-05 | 0.00011415 | 0.00011415 | 0.00011415 | 0.00011416 | 0.00011415 | 0.00011415 | 9.1034e-05 | 0.00014175 | 9.4766e-05 | 7.0757e-05 | 0 | 0.00011415 | 0.00011415 | 0.00011415 | 0.00011415 | 0.00020226 | 0.00019045 | 0.00013217 | 9.8423e-05 | 8.6442e-05 | 0.00011393 | 8.3348e-05 | 6.9164e-05 | 8.6079e-05 | 0.00011502 | 0.00024131 | 0.00024131
03/01 14:00:00 | 3 | 1 | 14 | 1430 | WE | 0.00032396 | 0.00018489 | 0.00018489 | 7.8815e-06 | 0.00016346 | 0.00022375 | 0.00011415 | 0 | 0 | 4.0839e-05 | 0.00042688 | 0.0014878 | 0.00018489 | 0.00031597 | 0.00011631 | 0.00021197 | 0.00011631 | 0.00011415 | 0 | 0.00011415 | 2.6174e-05 | 1.6398e-05 | 1.4769e-05 | 9.5693e-05 | 0.00010688 | 0.00010342 | -0.00010968 | 2.2169e-09 | -3.4993e-05 | -3.4993e-05 | 0.00011415 | 0.00011415 | 0.00011415 | 0.00011416 | 0.00011415 | 0.00011415 | 9.1034e-05 | 0.00013915 | 9.3405e-05 | 7.0029e-05 | 0 | 0.00011415 | 0.00011415 | 0.00011415 | 0.00011415 | 0.00018907 | 0.00018646 | 0.0001298 | 9.6997e-05 | 8.6401e-05 | 0.00011446 | 8.3382e-05 | 6.8965e-05 | 8.6221e-05 | 0.00011407 | 0.00021932 | 0.00021932
03/01 15:00:00 | 3 | 1 | 15 | 1431 | WE | 0.00026496 | 0.00016425 | 0.00016425 | -0.00054589 | 8.7511e-05 | 0.00023635 | 0.00011415 | 0 | 0 | 4.0839e-05 | 0.00037184 | 0.0013426 | 0.00016425 | 0.00028395 | 0.00011474 | 0.00019439 | 0.00011474 | 0.00011415 | 0 | 0.00011415 | 2.6174e-05 | 1.6398e-05 | 1.4769e-05 | 9.6344e-05 | 0.00010542 | 0.00010261 | -0.00011023 | -1.0488e-09 | -3.5169e-05 | -3.5169e-05 | 0.00011415 | 0.00011415 | 0.00011415 | 0.00011416 | 0.00011415 | 0.00011415 | 9.1034e-05 | 0.00013361 | 9.3133e-05 | 7.2451e-05 | 0 | 0.00011415 | 0.00011415 | 0.00011415 | 0.00011415 | 0.00015997 | 0.00017881 | 0.0001285 | 9.9363e-05 | 8.6382e-05 | 0.00011227 | 8.3139e-05 | 6.9628e-05 | 8.6323e-05 | 0.00011358 | 0.00019952 | 0.00019952
03/01 16:00:00 | 3 | 1 | 16 | 1432 | WE | 0.00018914 | 0.0001699 | 0.0001699 | 0.00055663 | 0.00015454 | 0.00024949 | 0.00011415 | 0 | 0 | 7.0788e-05 | 0.00034828 | 0.0012431 | 0.0001699 | 0.00027417 | 0.00011582 | 0.00019053 | 0.00011582 | 0.00011415 | 0 | 0.00011415 | 2.093e-05 | 1.6398e-05 | 1.4769e-05 | 9.5663e-05 | 0.00010144 | 9.9654e-05 | -0.00011076 | -3.4534e-09 | -3.5341e-05 | -3.5341e-05 | 0.00011415 | 0.00011415 | 0.00011415 | 0.00011416 | 0.00011415 | 0.00011415 | 9.1034e-05 | 0.00013256 | 9.1594e-05 | 7.0664e-05 | 0 | 0.00011415 | 0.00011415 | 0.00011415 | 0.00011415 | 0.00011716 | 0.00015142 | 0.00011605 | 9.5574e-05 | 8.6366e-05 | 0.00011055 | 8.2259e-05 | 6.9139e-05 | 8.64e-05 | 0.00011339 | 0.00019473 | 0.00019473
03/01 17:00:00 | 3 | 1 | 17 | 1433 | WE | 9.6235e-05 | 0.00018771 | 0.00018771 | 7.6586e-06 | 0.00016326 | -2.0051e-12 | 0.00011415 | 0.00052515 | 0.00052515 | 0.00015247 | -0.0008334 | 0.0011681 | 0.00018771 | 3.6537e-05 | 0.00012479 | 0.00020841 | 0.00012479 | 0.00011415 | 0 | 0.00011415 | 1.2034e-05 | 1.6398e-05 | 1.4769e-05 | 9.0331e-05 | 0.00010046 | 9.7332e-05 | -0.00011116 | 9.7233e-10 | -3.5466e-05 | -3.5466e-05 | 0.00011415 | 0.00011415 | 0.00011415 | 0.00011416 | 0.00011415 | 0.00011415 | 9.1034e-05 | 0.00012705 | 8.7621e-05 | 6.7472e-05 | 0 | 0.00011415 | 0.00011415 | 0.00011415 | 0.00011415 | 7.0858e-05 | 0.00010524 | 9.5388e-05 | 8.9686e-05 | 8.6313e-05 | 0.00010854 | 8.1028e-05 | 6.8265e-05 | 8.6454e-05 | 0.00011346 | 0.00019138 | 0.00019138
03/01 18:00:00 | 3 | 1 | 18 | 1434 | WE | 0 | 0.00020485 | 0.00020485 | 9.8185e-06 | 0.00016713 | -7.5459e-13 | 0.00011415 | 0.00011293 | 0.00011293 | 0.00021236 | -0.00050144 | 0.0011035 | 0.00020485 | 0.00018808 | 0.00013881 | 0.00022616 | 0.00013881 | 0.00011415 | 5.7313e-05 | 0.00011415 | 1.858e-06 | 1.6398e-05 | 1.4769e-05 | 9.0331e-05 | 9.8059e-05 | 9.567e-05 | -0.00010111 | -1.2056e-09 | -3.2259e-05 | -3.2259e-05 | 0.00011415 | 0.00011415 | 0.00011415 | 0.00011416 | 0.00011415 | 0.00011415 | 9.1034e-05 | 0.00011539 | 8.1063e-05 | 6.3525e-05 | 3.9149e-05 | 0.00011415 | 0.00011415 | 0.00011415 | 0.00011415 | 1.4794e-05 | 6.0806e-05 | 7.4611e-05 | 8.2605e-05 | 8.7311e-05 | 0.00010572 | 8.1156e-05 | 6.9765e-05 | 8.5535e-05 | 0.00011075 | 0.00021023 | 0.00021023
03/01 19:00:00 | 3 | 1 | 19 | 1435 | WE | 0 | 0.00023943 | 0.00023943 | 0.0010496 | 0.00017132 | -3.8268e-13 | 0.00011415 | 0 | 0 | 0.00028587 | -0.00025421 | 0.0010311 | 0.00023943 | 0.00033381 | 0.00014748 | 0.00026662 | 0.00014748 | 0.00011415 | 0.00022925 | 0.00011415 | 0 | 1.6398e-05 | 1.4769e-05 | 9.0331e-05 | 9.7051e-05 | 9.4975e-05 | 0.00046088 | 0.0005958 | 0.00055275 | 0.00055275 | 0.00011415 | 0.00011415 | 0.00011415 | 0.00011416 | 0.00011415 | 0.00011415 | 9.1034e-05 | 0.00011003 | 7.7586e-05 | 6.1008e-05 | 0.00022929 | 0.00011415 | 0.00011415 | 0.00011415 | 0.00011415 | 2.6738e-06 | 5.0504e-05 | 6.8518e-05 | 7.895e-05 | 9.2138e-05 | 0.00010964 | 9.0744e-05 | 8.1982e-05 | 8.5349e-05 | 0.00011132 | 0.00023631 | 0.00023631
03/01 20:00:00 | 3 | 1 | 20 | 1436 | WE | 0 | 0.00022913 | 0.00022913 | -0.0010222 | 0.00017243 | -2.8567e-13 | 0.00011415 | 0 | 0 | 0.00034305 | -0.00012721 | 0.00093099 | 0.00022913 | 0.00027374 | 0.0001514 | 0.00024799 | 0.0001514 | 0.00011415 | 0.00022925 | 0.00011415 | 0 | 1.6398e-05 | 1.4769e-05 | 0.00010208 | 9.5728e-05 | 9.7691e-05 | 0.0005303 | 0.00058768 | 0.00056937 | 0.00056937 | 0.00011415 | 0.00011415 | 0.00011415 | 0.00011415 | 0.00011415 | 0.00011415 | 9.1034e-05 | 0.00010294 | 7.5135e-05 | 6.0927e-05 | 0.00022929 | 0.00011415 | 0.00011415 | 0.00011415 | 0.00011415 | 2.6738e-06 | 4.5251e-05 | 6.6526e-05 | 7.8846e-05 | 9.2356e-05 | 0.0001065 | 8.9735e-05 | 8.196e-05 | 8.5037e-05 | 9.6086e-05 | 0.00027253 | 0.00027253
03/01 21:00:00 | 3 | 1 | 21 | 1437 | WE | 0 | 0.0002243 | 0.0002243 | 1.1234e-05 | 0.00016994 | 0 | 0.00011415 | 0 | 0 | 0.00034849 | -8.074e-05 | 0.00077945 | 0.0002243 | 0.00025262 | 0.00015248 | 0.00024096 | 0.00015248 | 0.00011415 | 0.00022925 | 0.00011415 | 0 | 1.6398e-05 | 1.4769e-05 | 0.00010132 | 9.3382e-05 | 9.5835e-05 | 0.00052621 | 0.00057328 | 0.00055826 | 0.00055826 | 0.00011415 | 0.00011415 | 0.00011415 | 0.00011416 | 0.00011415 | 0.00011415 | 9.1034e-05 | 9.0849e-05 | 6.9112e-05 | 5.8004e-05 | 0.00022929 | 0.00011415 | 0.00011415 | 0.00011415 | 0.00011415 | 2.6738e-06 | 3.7324e-05 | 6.1224e-05 | 7.5064e-05 | 9.2407e-05 | 0.00010206 | 8.7784e-05 | 8.116e-05 | 8.4841e-05 | 9.9891e-05 | 0.00029364 | 0.00029364
03/01 22:00:00 | 3 | 1 | 22 | 1438 | WE | 0 | 0.00022058 | 0.00022058 | 0.00065606 | 0.00016669 | 2.0697e-12 | 0.00011415 | 0 | 0 | 0.00023959 | -5.837e-05 | 0.00055112 | 0.00022058 | 0.00025107 | 0.00014889 | 0.00024261 | 0.00014889 | 0.00011415 | 0.00022925 | 0.00011415 | 0 | 1.6398e-05 | 1.4769e-05 | 9.6097e-05 | 7.7765e-05 | 8.343e-05 | 0.00051537 | 0.0004774 | 0.00048951 | 0.00048951 | 0.00011415 | 0.00011415 | 0.00011415 | 0.00011416 | 0.00011415 | 0.00011415 | 9.1034e-05 | 7.192e-05 | 6.0961e-05 | 5.5362e-05 | 0.00022929 | 0.00011415 | 0.00011415 | 0.00011415 | 0.00011415 | 2.6738e-06 | 2.9495e-05 | 5.6187e-05 | 7.1643e-05 | 9.2456e-05 | 9.0866e-05 | 8.3741e-05 | 8.0436e-05 | 8.6532e-05 | 0.0001015 | 0.00030762 | 0.00030762
03/01 23:00:00 | 3 | 1 | 23 | 1439 | WE | 0 | 0.00020093 | 0.00020093 | -0.00063178 | 0.00016142 | 7.9772e-13 | 0.00011415 | 0 | 0 | 0.00013341 | 0.0011698 | -0.0018654 | 0.00020093 | 0.0004582 | 0.00013992 | 0.00022286 | 0.00013992 | 0.00011415 | 0.00022925 | 0.00011415 | 0 | 1.6398e-05 | 1.3975e-05 | 8.7649e-05 | 7.7084e-05 | 8.0349e-05 | 0.00047138 | 0.0004915 | 0.00048508 | 0.00048508 | 0.00011415 | 0.00011415 | 0.00011415 | 0.00011416 | 0.00011415 | 0.00011415 | 9.1034e-05 | 6.8193e-05 | 5.8822e-05 | 5.4034e-05 | 0.00022929 | 0.00011415 | 0.00011415 | 0.00011415 | 0.00011415 | 2.6738e-06 | 2.591e-05 | 5.3784e-05 | 6.9926e-05 | 9.2421e-05 | 8.9514e-05 | 8.3064e-05 | 8.0073e-05 | 8.609e-05 | 0.00010247 | 0.00031659 | 0.00031659
03/01 24:00:00 | 3 | 1 | 24 | 1440 | WE | 0 | 0.00016761 | 0.00016761 | 0.0010022 | 7.8716e-05 | -1.3906e-12 | 0.00011415 | 0 | 0 | 5.4452e-05 | 0.00066459 | -0.0054551 | 0.00016761 | 0.00027615 | 0.00012686 | 0.00019478 | 0.00012686 | 0.00011415 | 0.00022925 | 0.00011415 | 0 | 1.6398e-05 | 1.3975e-05 | 0.00011741 | 7.7082e-05 | 8.9545e-05 | 0.00064618 | 0.00049765 | 0.00054504 | 0.00054504 | 0.00011415 | 0.00011415 | 0.00011415 | 0.00011416 | 0.00011415 | 0.00011415 | 9.1034e-05 | 6.8114e-05 | 5.8122e-05 | 5.3017e-05 | 0.00022929 | 0.00011415 | 0.00011415 | 0.00011415 | 0.00011415 | 2.6738e-06 | 2.5458e-05 | 5.2785e-05 | 6.8609e-05 | 9.2799e-05 | 8.9498e-05 | 8.2869e-05 | 7.9794e-05 | 8.6306e-05 | 0.00010317 | 0.00033721 | 0.00033721
03/02 01:00:00 | 3 | 2 | 1 | 1441 | WD | 0 | 0.00013007 | 0.00013007 | 6.9031e-07 | 7.5582e-05 | 0.00025245 | 0.00011415 | 0 | 0 | 2.1781e-05 | 0.00043127 | -0.0054357 | 0.00013007 | 0.00010113 | 9.19e-05 | 0.00015086 | 9.19e-05 | 0.00011415 | 0.00022925 | 0.00011415 | 0 | 6.5591e-05 | 0.0001118 | 8.5694e-05 | 7.7079e-05 | 7.9741e-05 | 0.0004979 | 0.00049766 | 0.00049774 | 0.00049774 | 0.00011415 | 0.00011415 | 0.00011415 | 0.00011416 | 0.00011415 | 0.00011415 | 4.5468e-05 | 6.8027e-05 | 5.8924e-05 | 5.4272e-05 | 0.00022929 | 0.00011415 | 0.00011415 | 0.00011415 | 0.00011415 | 1.2032e-06 | 2.496e-05 | 5.3631e-05 | 7.0234e-05 | 7.295e-05 | 8.9556e-05 | 8.3122e-05 | 8.0138e-05 | 9.1977e-05 | 0.00010366 | 0.0003462 | 0.0003462
03/02 02:00:00 | 3 | 2 | 2 | 1442 | WD | 0 | 0.00014822 | 0.00014822 | 0 | 7.4677e-05 | 0.00023244 | 0.00011415 | 0 | 0 | 2.1781e-05 | 0.00042937 | -0.0058081 | 0.00014822 | 0.0001453 | 8.5656e-05 | 0.00017814 | 8.5656e-05 | 0.00011415 | 0.00022925 | 0.00011415 | 0 | 6.5591e-05 | 0.0001118 | 8.5567e-05 | 7.7081e-05 | 7.9703e-05 | 0.00050913 | 0.00049767 | 0.00050133 | 0.00050133 | 0.00011415 | 0.00011415 | 0.00011415 | 0.00011416 | 0.00011415 | 0.00011415 | 3.6463e-05 | 6.7924e-05 | 5.8637e-05 | 5.3892e-05 | 0.00022929 | 0.00011415 | 0.00011415 | 0.00011415 | 0.00011415 | 1.2032e-06 | 2.437e-05 | 5.3103e-05 | 6.9742e-05 | 6.7623e-05 | 8.9529e-05 | 8.3043e-05 | 8.0034e-05 | 9.1638e-05 | 0.00010399 | 0.00035186 | 0.00035186
03/02 03:00:00 | 3 | 2 | 3 | 1443 | WD | 0 | 0.00015986 | 0.00015986 | -5.8247e-07 | 0 | 0.00022975 | 0.00011415 | 0 | 0 | 2.1781e-05 | 0.00042163 | -0.0051599 | 0.00015986 | 0.00020605 | 8.3946e-05 | 0.00020635 | 8.3946e-05 | 0.00011415 | 0.00022925 | 0.00011415 | 0 | 6.5591e-05 | 0.0001118 | 8.564e-05 | 7.7084e-05 | 7.9728e-05 | 0.00051143 | 0.00049769 | 0.00050207 | 0.00050207 | 0.00011415 | 0.00011415 | 0.00011415 | 0.00011416 | 0.00011415 | 0.00011415 | 3.6473e-05 | 6.819e-05 | 6.0618e-05 | 5.6748e-05 | 0.00022929 | 0.00011415 | 0.00011415 | 0.00011415 | 0.00011415 | 1.23e-06 | 2.5894e-05 | 5.6002e-05 | 7.3438e-05 | 6.6306e-05 | 8.9613e-05 | 8.3603e-05 | 8.0816e-05 | 9.1445e-05 | 0.00010421 | 0.0003559 | 0.0003559
03/02 04:00:00 | 3 | 2 | 4 | 1444 | WD | 0 | 0.00018171 | 0.00018171 | -0.00097051 | 7.444e-05 | 0.00022651 | 0.00011415 | 0 | 0 | 2.1781e-05 | 0.00039248 | -0.001919 | 0.00018171 | 0.00023678 | 8.2211e-05 | 0.00022658 | 8.2211e-05 | 0.00011415 | 0.00022925 | 0.00011415 | 0 | 6.5591e-05 | 0.0001118 | 8.6591e-05 | 7.7066e-05 | 8.001e-05 | 0.00051836 | 0.00049761 | 0.00050423 | 0.00050423 | 0.00011415 | 0.00011415 | 0.00011415 | 0.00011416 | 0.00011415 | 0.00011415 | 4.5596e-05 | 6.8975e-05 | 6.1912e-05 | 5.8304e-05 | 0.00022929 | 0.00011415 | 0.00011415 | 0.00011415 | 0.00011415 | 1.5508e-06 | 3.0373e-05 | 5.892e-05 | 7.5451e-05 | 7.1758e-05 | 8.9848e-05 | 8.3969e-05 | 8.1242e-05 | 9.1673e-05 | 0.0001045 | 0.00036444 | 0.00036444
03/02 05:00:00 | 3 | 2 | 5 | 1445 | WD | 0 | 0.00018073 | 0.00018073 | 0.00097507 | 1.3089e-05 | 0.00021796 | 0.00011415 | 0 | 0 | 6.5342e-05 | 0.00037283 | 0.0012359 | 0.00018073 | 0.00025132 | 8.1198e-05 | 0.00023237 | 8.1198e-05 | 0.00011415 | 0.00022925 | 0.00011415 | 0 | 6.5591e-05 | 0.0001118 | 9.9297e-05 | 7.7069e-05 | 8.3939e-05 | 0.00059402 | 0.00049763 | 0.00052838 | 0.00052838 | 0.00011415 | 0.00011415 | 0.00011415 | 0.00011416 | 0.00011415 | 0.00011415 | 5.4768e-05 | 7.0282e-05 | 7.6832e-05 | 8.0178e-05 | 0.00022929 | 0.00011415 | 0.00011415 | 0.00011415 | 0.00011415 | 2.0054e-06 | 3.7834e-05 | 7.9583e-05 | 0.00010376 | 7.7311e-05 | 9.0246e-05 | 8.8186e-05 | 8.7231e-05 | 9.1584e-05 | 0.00010471 | 0.00034152 | 0.00034152
03/02 06:00:00 | 3 | 2 | 6 | 1446 | WD | 0 | 0.00020502 | 0.00020502 | -0.00070279 | 0.000143 | -1.5577e-12 | 0.00011415 | 0 | 0 | 0.00013613 | 0.0003685 | 0.0032398 | 0.00020502 | 0.00025924 | 8.7512e-05 | 0.00024233 | 8.7512e-05 | 0.00011415 | 0.00022925 | 0.00011415 | 0 | 6.5591e-05 | 0.0001118 | 0.00010227 | 8.1085e-05 | 8.7632e-05 | 0.00061258 | 0.00052228 | 0.00055109 | 0.00055109 | 0.00011415 | 0.00011415 | 0.00011415 | 0.00011416 | 0.00011415 | 0.00011415 | 9.1181e-05 | 9.299e-05 | 0.0001022 | 0.0001069 | 0.00022929 | 0.00011415 | 0.00011415 | 0.00011415 | 0.00011415 | 3.0749e-06 | 6.2531e-05 | 0.00011054 | 0.00013835 | 9.6233e-05 | 9.8512e-05 | 9.5835e-05 | 9.4594e-05 | 9.1978e-05 | 0.00010483 | 0.00033036 | 0.00033036
03/02 07:00:00 | 3 | 2 | 7 | 1447 | WD | 0 | 0.00022297 | 0.00022297 | 0.00074574 | 0.00016993 | 7.5464e-14 | 0.00011415 | 2.7693e-05 | 2.7693e-05 | 0.00015247 | -0.00086065 | 0.003564 | 0.00022297 | -0.00016788 | 9.9871e-05 | 0.00026283 | 9.9871e-05 | 0.00011415 | 0.00017194 | 0.00011415 | 2.5384e-06 | 6.5591e-05 | 0.0001126 | 0.00010724 | 8.678e-05 | 9.3104e-05 | 0.00062666 | 0.00053896 | 0.00056694 | 0.00056694 | 0.00011415 | 0.00011415 | 0.00011415 | 0.00011416 | 0.00011415 | 0.00011415 | 0.00012828 | 0.00012413 | 0.00013042 | 0.00013363 | 0.00019014 | 0.00011415 | 0.00011415 | 0.00011415 | 0.00011415 | 7.3563e-06 | 9.3186e-05 | 8.9047e-05 | 8.6649e-05 | 0.00011492 | 0.00011 | 0.00010268 | 9.9286e-05 | 8.8813e-05 | 0.00012628 | 0.0010441 | 0.0010441
03/02 08:00:00 | 3 | 2 | 8 | 1448 | WD | 6.2149e-05 | 0.00021458 | 0.00021458 | 1.4039e-05 | 0.00017546 | 4.7973e-13 | 0.00011415 | 0.00025104 | 0.00025104 | 0.00013613 | -0.00047949 | 0.0032898 | 0.00021458 | -2.1025e-05 | 0.00011103 | 0.00024857 | 0.00011103 | 0.00011415 | 0 | 0.00011415 | 2.5772e-05 | 6.5591e-05 | 0.0001126 | 0.00010581 | 0.00010137 | 0.00010274 | 0.00061374 | 0.00062241 | 0.00061964 | 0.00061964 | 0.00011415 | 0.00011415 | 0.00011415 | 0.00011416 | 0.00011415 | 0.00011415 | 0.000149 | 0.0001405 | 0.00018902 | 0.00021381 | 0 | 0.00011415 | 0.00011415 | 0.00011415 | 0.00011415 | 6.5197e-05 | 0.00013096 | 0.00013834 | 0.00014261 | 0.00012215 | 0.00011417 | 0.00011686 | 0.00011811 | 9.5943e-05 | 0.00012253 | 0.0011627 | 0.0011627
03/02 09:00:00 | 3 | 2 | 9 | 1449 | WD | 0.00016418 | 0.00021849 | 0.00021849 | 2.1916e-05 | 0.00026408 | 1.5523e-12 | 0.00011415 | 0.00026931 | 0.00026931 | 5.9897e-05 | -0.00023138 | 0.0028256 | 0.00021849 | 0.00020038 | 0.00011108 | 0.00024473 | 0.00011108 | 0.00011415 | 0 | 0.00011415 | 0.00015709 | 0.00016398 | 0.0001685 | 0.00010917 | 0.00010371 | 0.0001054 | 0.00063299 | 0.0006367 | 0.00063552 | 0.00063552 | 0.00011415 | 0.00011415 | 0.00011415 | 0.00011416 | 0.00011415 | 0.00011415 | 0.00016895 | 0.00015337 | 0.00019337 | 0.00021381 | 0 | 0.00011415 | 0.00011415 | 0.00011415 | 0.00011415 | 0.00016634 | 0.00018844 | 0.00016325 | 0.00014867 | 0.0001368 | 0.00011929 | 0.000145 | 0.00015692 | 9.4229e-05 | 0.00011843 | 0.00089029 | 0.00089029
03/02 10:00:00 | 3 | 2 | 10 | 1450 | WD | 0.00024446 | 0.00021797 | 0.00021797 | 0.0010558 | 0.0001734 | 0.00021486 | 0.00011415 | 0.00028335 | 0.00028335 | 4.0839e-05 | -0.00015292 | 0.0023796 | 0.00021797 | 0.00032333 | 0.00011156 | 0.00025857 | 0.00011156 | 0.00011415 | 0 | 0.00011415 | 0.00043634 | 0.00029516 | 0.0002244 | 0.00011259 | 0.00010372 | 0.00010646 | -9.1821e-06 | 3.2977e-08 | -2.9071e-06 | -2.9071e-06 | 0.00011415 | 0.00011415 | 0.00011415 | 0.00011416 | 0.00011415 | 0.00011415 | 0.0001871 | 0.00015456 | 0.00019377 | 0.00021381 | 0 | 0.00011415 | 0.00011415 | 0.00011415 | 0.00011415 | 0.00027878 | 0.00023725 | 0.00018458 | 0.00015408 | 0.00014726 | 0.00011991 | 0.00015024 | 0.00016432 | 9.4029e-05 | 0.00011525 | 0.00070599 | 0.00070599
03/02 11:00:00 | 3 | 2 | 11 | 1451 | WD | 0.0003093 | 0.000162 | 0.000162 | 1.16e-05 | 0.00016965 | 0.00021991 | 0.00011415 | 0 | 0 | 4.0839e-05 | 0.0012251 | 0.0020463 | 0.000162 | 0.00041517 | 0.00011463 | 0.00017882 | 0.00011463 | 0.00011415 | 0 | 0.00011415 | 0.00047113 | 0.00029516 | 0.0002244 | 0.00011351 | 0.00010381 | 0.00010681 | -8.5653e-06 | 2.9011e-08 | -2.713e-06 | -2.713e-06 | 0.00011415 | 0.00011415 | 0.00011415 | 0.00011416 | 0.00011415 | 0.00011415 | 0.00018706 | 0.00015413 | 0.00019363 | 0.00021381 | 0 | 0.00011415 | 0.00011415 | 0.00011415 | 0.00011415 | 0.00036718 | 0.00024653 | 0.00019086 | 0.00015862 | 0.00014852 | 0.00011978 | 0.00014925 | 0.00016292 | 9.3896e-05 | 0.00011323 | 0.00059316 | 0.00059316
03/02 12:00:00 | 3 | 2 | 12 | 1452 | WD | 0.0003454 | 0.00014795 | 0.00014795 | 9.2133e-06 | 0.0001659 | 0.00021998 | 0.00011415 | 0 | 0 | 4.0839e-05 | 0.00067848 | 0.0018054 | 0.00014795 | 0.00031 | 0.00011458 | 0.00015939 | 0.00011458 | 0.00011415 | 0 | 0.00011415 | 0.00047113 | 0.00029516 | 0.0002244 | 0.00014356 | 0.00010435 | 0.00011647 | -7.7414e-06 | 3.4857e-08 | -2.4462e-06 | -2.4462e-06 | 0.00011415 | 0.00011415 | 0.00011415 | 0.00011416 | 0.00011415 | 0.00011415 | 0.000187 | 0.00015348 | 0.00019341 | 0.00021381 | 0 | 0.00011415 | 0.00011415 | 0.00011415 | 0.00011415 | 0.00041761 | 0.00024632 | 0.00023554 | 0.00022929 | 0.00014867 | 0.00011974 | 0.00015097 | 0.00016545 | 9.3866e-05 | 0.00011146 | 0.00050411 | 0.00050411
03/02 13:00:00 | 3 | 2 | 13 | 1453 | WD | 0.00035047 | 0.00013952 | 0.00013952 | 8.3442e-06 | 0.00016313 | 0.00021627 | 0.00011415 | 0 | 0 | 4.0839e-05 | 0.0004672 | 0.0016322 | 0.00013952 | 0.00026101 | 0.00011115 | 0.00014853 | 0.00011115 | 0.00011415 | 0 | 0.00011415 | 0.00047113 | 0.00029516 | 0.0002244 | 0.00011598 | 0.00010481 | 0.00010826 | -6.7341e-06 | 2.8531e-08 | -2.1291e-06 | -2.1291e-06 | 0.00011415 | 0.00011415 | 0.00011415 | 0.00011416 | 0.00011415 | 0.00011415 | 0.00018694 | 0.0001532 | 0.00019331 | 0.00021381 | 0 | 0.00011415 | 0.00011415 | 0.00011415 | 0.00011415 | 0.00043198 | 0.00024586 | 0.00023586 | 0.00023007 | 0.00014832 | 0.0001198 | 0.00015462 | 0.00017077 | 9.3915e-05 | 0.00011031 | 0.0004327 | 0.0004327
03/02 14:00:00 | 3 | 2 | 14 | 1454 | WD | 0.00031942 | 0.00012327 | 0.00012327 | 3.6456e-06 | 8.0709e-05 | 0.00022375 | 0.00011415 | 0 | 0 | 4.0839e-05 | 0.00037304 | 0.0015108 | 0.00012327 | 0.00022539 | 0.00011051 | 0.00013796 | 0.00011051 | 0.00011415 | 0 | 0.00011415 | 0.00047113 | 0.00029516 | 0.0002244 | 0.00011759 | 0.00010934 | 0.00011189 | -5.6165e-06 | 2.5044e-08 | -1.7749e-06 | -1.7749e-06 | 0.00011415 | 0.00011415 | 0.00011415 | 0.00011416 | 0.00011415 | 0.00011415 | 0.00018653 | 0.00015279 | 0.00019317 | 0.00021381 | 0 | 0.00011415 | 0.00011415 | 0.00011415 | 0.00011415 | 0.0004032 | 0.00024525 | 0.00023478 | 0.00022872 | 0.00014661 | 0.00012126 | 0.00015316 | 0.00016796 | 9.4129e-05 | 0.00010962 | 0.00037452 | 0.00037452
03/02 15:00:00 | 3 | 2 | 15 | 1455 | WD | 0.0002617 | 0.00013095 | 0.00013095 | 6.7181e-06 | 0.00015965 | 0.00023635 | 0.00011415 | 0 | 0 | 4.0839e-05 | 0.00033676 | 0.0013866 | 0.00013095 | 0.00021204 | 0.00010956 | 0.00013719 | 0.00010956 | 0.00011415 | 0 | 0.00011415 | 0.00047113 | 0.00029516 | 0.0002244 | 0.00011784 | 0.00010913 | 0.00011182 | -5.0522e-06 | 2.1075e-08 | -1.5976e-06 | -1.5976e-06 | 0.00011415 | 0.00011415 | 0.00011415 | 0.00011416 | 0.00011415 | 0.00011415 | 0.00018548 | 0.00015218 | 0.00019297 | 0.00021381 | 0 | 0.00011415 | 0.00011415 | 0.00011415 | 0.00011415 | 0.00033888 | 0.00024314 | 0.00018888 | 0.00015747 | 0.00014591 | 0.00012099 | 0.00015078 | 0.0001646 | 9.4223e-05 | 0.00010925 | 0.00033089 | 0.00033089
03/02 16:00:00 | 3 | 2 | 16 | 1456 | WD | 0.00018397 | 0.00011678 | 0.00011678 | 0.0010065 | 7.9812e-05 | 0.00024949 | 0.00011415 | 0 | 0 | 7.0788e-05 | 0.000328 | 0.0012875 | 0.00011678 | 0.00019339 | 0.00011092 | 0.00012721 | 0.00011092 | 0.00011415 | 0 | 0.00011415 | 0.0003847 | 0.00029516 | 0.0002244 | 0.0001147 | 0.00010525 | 0.00010817 | -4.8384e-06 | 1.0649e-08 | -1.5365e-06 | -1.5365e-06 | 0.00011415 | 0.00011415 | 0.00011415 | 0.00011416 | 0.00011415 | 0.00011415 | 0.00016661 | 0.00015069 | 0.00019246 | 0.00021381 | 0 | 0.00011415 | 0.00011415 | 0.00011415 | 0.00011415 | 0.0002225 | 0.00021345 | 0.00017495 | 0.00015265 | 0.00013406 | 0.00011917 | 0.00015027 | 0.0001647 | 9.4097e-05 | 0.00010905 | 0.00030076 | 0.00030076
03/02 17:00:00 | 3 | 2 | 17 | 1457 | WD | 9.2033e-05 | 0.00013665 | 0.00013665 | -0.0010001 | 0.00016122 | -2.0051e-12 | 0.00011415 | 0.00052938 | 0.00052938 | 0.00015247 | -0.00078386 | 0.0012446 | 0.00013665 | -3.106e-05 | 0.00012 | 0.00013704 | 0.00012 | 0.00011415 | 0 | 0.00011415 | 0.00021836 | 0.00029516 | 0.0002244 | 0.00010636 | 0.00010459 | 0.00010513 | -4.712e-06 | -1.2639e-09 | -1.5043e-06 | -1.5043e-06 | 0.00011415 | 0.00011415 | 0.00011415 | 0.00011416 | 0.00011415 | 0.00011415 | 0.00014779 | 0.00014413 | 0.00015206 | 0.00015611 | 0 | 0.00011415 | 0.00011415 | 0.00011415 | 0.00011415 | 0.00011817 | 0.00014985 | 0.00012286 | 0.00010723 | 0.00012291 | 0.00011697 | 0.00014058 | 0.00015153 | 8.7692e-05 | 0.00010923 | 0.00030276 | 0.00030276
03/02 18:00:00 | 3 | 2 | 18 | 1458 | WD | 0 | 0.00016037 | 0.00016037 | 1.0052e-05 | 0.00015614 | -7.5459e-13 | 0.00011415 | 0.00012045 | 0.00012045 | 0.00021236 | -0.00048958 | 0.0011853 | 0.00016037 | 0.00013775 | 0.00013406 | 0.00016549 | 0.00013406 | 0.00011415 | 5.7313e-05 | 0.00011415 | 3.567e-05 | 0.00029516 | 0.0002244 | 0.00010339 | 0.00010366 | 0.00010357 | -4.4023e-06 | -5.0422e-09 | -1.408e-06 | -1.408e-06 | 0.00011415 | 0.00011415 | 0.00011415 | 0.00011416 | 0.00011415 | 0.00011415 | 0.00012914 | 0.00014 | 0.00012948 | 0.00012411 | 3.9149e-05 | 0.00011415 | 0.00011415 | 0.00011415 | 0.00011415 | 2.3737e-05 | 9.4677e-05 | 8.6161e-05 | 8.1229e-05 | 0.00011415 | 0.00011732 | 0.00013444 | 0.00014238 | 8.766e-05 | 0.00011018 | 0.00036309 | 0.00036309
03/02 19:00:00 | 3 | 2 | 19 | 1459 | WD | 0 | 0.00019931 | 0.00019931 | 1.2526e-05 | 0.00017386 | -3.8268e-13 | 0.00011415 | 0 | 0 | 0.00028587 | -0.00025386 | 0.0011092 | 0.00019931 | 0.00028794 | 0.00014271 | 0.00021012 | 0.00014271 | 0.00011415 | 0.00022925 | 0.00011415 | 0 | 6.5591e-05 | 0.0001126 | 0.0001026 | 0.00010104 | 0.00010152 | -4.0506e-06 | -4.7444e-09 | -1.2956e-06 | -1.2956e-06 | 0.00011415 | 0.00011415 | 0.00011415 | 0.00011416 | 0.00011415 | 0.00011415 | 0.00012867 | 0.00012924 | 0.00011284 | 0.00010446 | 0.00022929 | 0.00011415 | 0.00011415 | 0.00011415 | 0.00011415 | 4.7071e-06 | 8.1186e-05 | 7.2578e-05 | 6.7593e-05 | 0.00011729 | 0.0001192 | 0.00011919 | 0.00011919 | 8.7581e-05 | 0.00011105 | 0.00045409 | 0.00045409
03/02 20:00:00 | 3 | 2 | 20 | 1460 | WD | 0 | 0.00018386 | 0.00018386 | 0.0010437 | 0.00017186 | -2.8565e-13 | 0.00011415 | 0 | 0 | 0.00034305 | -0.00012847 | 0.0010154 | 0.00018386 | 0.00022825 | 0.00014653 | 0.00018464 | 0.00014653 | 0.00011415 | 0.00022925 | 0.00011415 | 0 | 6.5591e-05 | 0.0001126 | 0.00011165 | 9.92e-05 | 0.00010305 | -3.8109e-06 | -1.4231e-08 | -1.2256e-06 | -1.2256e-06 | 0.00011415 | 0.00011415 | 0.00011415 | 0.00011416 | 0.00011415 | 0.00011415 | 0.00011028 | 0.00012072 | 0.00010105 | 9.1006e-05 | 0.00022929 | 0.00011415 | 0.00011415 | 0.00011415 | 0.00011415 | 6.0385e-06 | 7.1053e-05 | 0.00010064 | 0.00011777 | 0.00010788 | 0.000116 | 0.00011413 | 0.00011327 | 8.7563e-05 | 0.00011186 | 0.00049509 | 0.00049509
03/02 21:00:00 | 3 | 2 | 21 | 1461 | WD | 0 | 0.00017925 | 0.00017925 | 1.1656e-05 | 0.00015127 | 0 | 0.00011415 | 0 | 0 | 0.00034849 | -8.114e-05 | 0.00086584 | 0.00017925 | 0.00021106 | 0.00014762 | 0.00018067 | 0.00014762 | 0.00011415 | 0.00022925 | 0.00011415 | 0 | 6.5591e-05 | 0.0001126 | 0.00011008 | 9.5935e-05 | 0.00010031 | -3.6453e-06 | -2.0059e-08 | -1.1767e-06 | -1.1767e-06 | 0.00011415 | 0.00011415 | 0.00011415 | 0.00011416 | 0.00011415 | 0.00011415 | 0.00010984 | 0.00010476 | 8.6009e-05 | 7.6429e-05 | 0.00022929 | 0.00011415 | 0.00011415 | 0.00011415 | 0.00011415 | 4.8306e-06 | 5.9917e-05 | 8.4608e-05 | 9.8906e-05 | 0.00010629 | 0.00010989 | 0.00010447 | 0.00010196 | 8.749e-05 | 0.00011247 | 0.0005656 | 0.0005656
03/02 22:00:00 | 3 | 2 | 22 | 1462 | WD | 0 | 0.000173 | 0.000173 | 1.0308e-05 | 9.7141e-05 | 2.0698e-12 | 0.00011415 | 0 | 0 | 0.00023959 | -5.7691e-05 | 0.00062339 | 0.000173 | 0.00021158 | 0.00014405 | 0.00018639 | 0.00014405 | 0.00011415 | 0.00022925 | 0.00011415 | 0 | 6.5591e-05 | 0.0001126 | 0.00010404 | 8.1796e-05 | 8.8672e-05 | 1.8442e-05 | -1.0192e-08 | 5.8771e-06 | 5.8771e-06 | 0.00011415 | 0.00011415 | 0.00011415 | 0.00011415 | 0.00011415 | 0.00011415 | 0.00010924 | 9.2279e-05 | 7.4921e-05 | 6.6052e-05 | 0.00022929 | 0.00011415 | 0.00011415 | 0.00011415 | 0.00011415 | 3.2016e-06 | 4.5412e-05 | 7.0785e-05 | 8.5478e-05 | 0.00010453 | 9.8752e-05 | 9.8238e-05 | 9.7999e-05 | 8.9355e-05 | 9.6884e-05 | 0.00060258 | 0.00060258
03/02 23:00:00 | 3 | 2 | 23 | 1463 | WD | 0 | 0.00016063 | 0.00016063 | 3.6983e-06 | 0.00015946 | 7.9772e-13 | 0.00011415 | 0 | 0 | 0.00013341 | 0.0011406 | -0.0017333 | 0.00016063 | 0.00039169 | 0.00013614 | 0.00016659 | 0.00013614 | 0.00011415 | 0.00022925 | 0.00011415 | 0 | 6.5591e-05 | 0.0001118 | 9.5181e-05 | 7.7268e-05 | 8.2804e-05 | 2.6502e-05 | 2.574e-05 | 2.5983e-05 | 2.5983e-05 | 0.00011415 | 0.00011415 | 0.00011415 | 0.00011416 | 0.00011415 | 0.00011415 | 0.00010883 | 6.9436e-05 | 6.3877e-05 | 6.1037e-05 | 0.00022929 | 0.00011415 | 0.00011415 | 0.00011415 | 0.00011415 | 2.0797e-06 | 3.3003e-05 | 6.2124e-05 | 7.8988e-05 | 0.00010293 | 8.9968e-05 | 8.99e-05 | 8.9868e-05 | 8.9544e-05 | 9.8173e-05 | 3.0159e-05 | 3.0159e-05
03/02 24:00:00 | 3 | 2 | 24 | 1464 | WD | 0 | 0.00012443 | 0.00012443 | 0.00099617 | 7.7803e-05 | -1.3906e-12 | 0.00011415 | 0 | 0 | 5.4452e-05 | 0.00057652 | -0.0046239 | 0.00012443 | 0.00022294 | 0.00012638 | 0.00013354 | 0.00012638 | 0.00011415 | 0.00022925 | 0.00011415 | 0 | 6.5591e-05 | 0.0001118 | 0.00012358 | 7.7285e-05 | 9.1593e-05 | 2.8065e-05 | 3.4388e-05 | 3.237e-05 | 3.237e-05 | 0.00011415 | 0.00011415 | 0.00011415 | 0.00011416 | 0.00011415 | 0.00011415 | 9.9691e-05 | 6.8344e-05 | 6.1493e-05 | 5.7992e-05 | 0.00022929 | 0.00011415 | 0.00011415 | 0.00011415 | 0.00011415 | 1.729e-06 | 2.6771e-05 | 5.7344e-05 | 7.5048e-05 | 9.7818e-05 | 8.9667e-05 | 8.9296e-05 | 8.9124e-05 | 8.9569e-05 | 0.00010015 | 3.4471e-05 | 3.4471e-05
03/03 01:00:00 | 3 | 3 | 1 | 1465 | WD | 0 | 9.3854e-05 | 9.3854e-05 | -0.0009785 | 7.5582e-05 | 0.00025245 | 0.00011415 | 0 | 0 | 2.1781e-05 | 0.00052776 | -0.0048137 | 9.3854e-05 | 7.3467e-05 | 9.19e-05 | 9.9304e-05 | 9.19e-05 | 0.00011415 | 0.00022925 | 0.00011415 | 0 | 6.5591e-05 | 0.0001118 | 8.8503e-05 | 7.7312e-05 | 8.077e-05 | 2.9092e-05 | 3.4359e-05 | 3.2679e-05 | 3.2679e-05 | 0.00011415 | 0.00011415 | 0.00011415 | 0.00011416 | 0.00011415 | 0.00011415 | 4.5468e-05 | 6.8027e-05 | 5.8924e-05 | 5.4272e-05 | 0.00022929 | 0.00011415 | 0.00011415 | 0.00011415 | 0.00011415 | 1.2032e-06 | 2.496e-05 | 5.3631e-05 | 7.0234e-05 | 7.2196e-05 | 8.9593e-05 | 8.3354e-05 | 8.0461e-05 | 8.9959e-05 | 0.00010103 | 5.9727e-05 | 5.9727e-05
03/03 02:00:00 | 3 | 3 | 2 | 1466 | WD | 0 | 0.00010341 | 0.00010341 | 7.8546e-07 | 0 | 0.00023244 | 0.00011415 | 0 | 0 | 2.1781e-05 | 0.0004048 | -0.0045435 | 0.00010341 | 0.00011228 | 8.5656e-05 | 0.00012562 | 8.5656e-05 | 0.00011415 | 0.00022925 | 0.00011415 | 0 | 6.5591e-05 | 0.0001118 | 8.7442e-05 | 7.7329e-05 | 8.0454e-05 | 3.0106e-05 | 3.4324e-05 | 3.2978e-05 | 3.2978e-05 | 0.00011415 | 0.00011415 | 0.00011415 | 0.00011416 | 0.00011415 | 0.00011415 | 3.6463e-05 | 6.7924e-05 | 5.8637e-05 | 5.3892e-05 | 0.00022929 | 0.00011415 | 0.00011415 | 0.00011415 | 0.00011415 | 1.2032e-06 | 2.437e-05 | 5.3103e-05 | 6.9742e-05 | 6.693e-05 | 8.9576e-05 | 8.3239e-05 | 8.03e-05 | 9.0137e-05 | 0.00010159 | 8.5254e-05 | 8.5254e-05
03/03 03:00:00 | 3 | 3 | 3 | 1467 | WD | 0 | 0.00013121 | 0.00013121 | 5.2308e-07 | 7.4377e-05 | 0.00022975 | 0.00011415 | 0 | 0 | 2.1781e-05 | 0.00042941 | -0.0051026 | 0.00013121 | 0.00017127 | 8.3946e-05 | 0.00015434 | 8.3946e-05 | 0.00011415 | 0.00022925 | 0.00011415 | 0 | 6.5591e-05 | 0.0001118 | 8.7386e-05 | 7.7364e-05 | 8.0461e-05 | 3.0323e-05 | 3.4237e-05 | 3.2988e-05 | 3.2988e-05 | 0.00011415 | 0.00011415 | 0.00011415 | 0.00011416 | 0.00011415 | 0.00011415 | 3.6473e-05 | 6.819e-05 | 6.0618e-05 | 5.6748e-05 | 0.00022929 | 0.00011415 | 0.00011415 | 0.00011415 | 0.00011415 | 1.23e-06 | 2.5894e-05 | 5.6002e-05 | 7.3438e-05 | 6.5632e-05 | 8.9674e-05 | 8.3798e-05 | 8.1073e-05 | 9.0193e-05 | 0.00010198 | 9.7677e-05 | 9.7677e-05
03/03 04:00:00 | 3 | 3 | 4 | 1468 | WD | 0 | 0.00014152 | 0.00014152 | 0 | 7.4429e-05 | 0.00022651 | 0.00011415 | 0 | 0 | 2.1781e-05 | 0.00039725 | -0.0020753 | 0.00014152 | 0.00019938 | 8.2211e-05 | 0.00016936 | 8.2211e-05 | 0.00011415 | 0.00022925 | 0.00011415 | 0 | 6.5591e-05 | 0.0001118 | 8.8259e-05 | 7.7377e-05 | 8.074e-05 | 3.0976e-05 | 3.4201e-05 | 3.3172e-05 | 3.3172e-05 | 0.00011415 | 0.00011415 | 0.00011415 | 0.00011416 | 0.00011415 | 0.00011415 | 4.5596e-05 | 6.8975e-05 | 6.1912e-05 | 5.8304e-05 | 0.00022929 | 0.00011415 | 0.00011415 | 0.00011415 | 0.00011415 | 1.5508e-06 | 3.0373e-05 | 5.892e-05 | 7.5451e-05 | 7.1025e-05 | 8.9918e-05 | 8.416e-05 | 8.1489e-05 | 9.0098e-05 | 0.00010227 | 0.00011352 | 0.00011352
03/03 05:00:00 | 3 | 3 | 5 | 1469 | WD | 0 | 0.00014002 | 0.00014002 | 8.7347e-07 | 0 | 0.00021796 | 0.00011415 | 0 | 0 | 6.5342e-05 | 0.00037337 | 0.00088621 | 0.00014002 | 0.00021328 | 8.1198e-05 | 0.0001764 | 8.1198e-05 | 0.00011415 | 0.00022925 | 0.00011415 | 0 | 6.5591e-05 | 0.0001118 | 0.00014781 | 7.7377e-05 | 9.9142e-05 | 3.0852e-05 | 3.4201e-05 | 3.3133e-05 | 3.3133e-05 | 0.00011415 | 0.00011415 | 0.00011415 | 0.00011416 | 0.00011415 | 0.00011415 | 5.4768e-05 | 7.0282e-05 | 7.6832e-05 | 8.0178e-05 | 0.00022929 | 0.00011415 | 0.00011415 | 0.00011415 | 0.00011415 | 2.0054e-06 | 3.7834e-05 | 7.9583e-05 | 0.00010376 | 7.7025e-05 | 9.0313e-05 | 8.8736e-05 | 8.8004e-05 | 8.9982e-05 | 0.00010245 | 9.582e-05 | 9.582e-05
03/03 06:00:00 | 3 | 3 | 6 | 1470 | WD | 0 | 0.00016263 | 0.00016263 | 2.6385e-06 | 0.00015661 | -1.5577e-12 | 0.00011415 | 0 | 0 | 0.00013613 | 0.00036498 | 0.0029991 | 0.00016263 | 0.00022073 | 8.7512e-05 | 0.00017992 | 8.7512e-05 | 0.00011415 | 0.00022925 | 0.00011415 | 0 | 6.5591e-05 | 0.0001118 | 0.00014134 | 8.1392e-05 | 9.9919e-05 | 3.3968e-05 | 3.4203e-05 | 3.4128e-05 | 3.4128e-05 | 0.00011415 | 0.00011415 | 0.00011415 | 0.00011416 | 0.00011415 | 0.00011415 | 9.1181e-05 | 9.299e-05 | 0.0001022 | 0.0001069 | 0.00022929 | 0.00011415 | 0.00011415 | 0.00011415 | 0.00011415 | 3.0749e-06 | 6.2531e-05 | 0.00011054 | 0.00013835 | 9.5766e-05 | 9.8576e-05 | 9.6599e-05 | 9.5682e-05 | 8.9648e-05 | 0.00010243 | 8.6978e-05 | 8.6978e-05
03/03 07:00:00 | 3 | 3 | 7 | 1471 | WD | 0 | 0.00017526 | 0.00017526 | 0.0010451 | 0.00016992 | 7.5464e-14 | 0.00011415 | 2.9565e-05 | 2.9565e-05 | 0.00015247 | -0.00095701 | 0.0033623 | 0.00017526 | -7.7514e-05 | 9.9871e-05 | 0.00019492 | 9.9871e-05 | 0.00011415 | 0.00017194 | 0.00011415 | 2.71e-06 | 6.5591e-05 | 0.0001126 | 0.00012749 | 8.7096e-05 | 9.9578e-05 | 1.0883e-05 | 8.6897e-06 | 9.3896e-06 | 9.3896e-06 | 0.00011415 | 0.00011415 | 0.00011415 | 0.00011416 | 0.00011415 | 0.00011415 | 0.00012828 | 0.00012412 | 0.00013041 | 0.00013363 | 0.00019014 | 0.00011415 | 0.00011415 | 0.00011415 | 0.00011415 | 7.5878e-06 | 9.329e-05 | 8.9093e-05 | 8.6662e-05 | 0.00011406 | 0.00011006 | 0.00010377 | 0.00010085 | 8.5864e-05 | 0.00012491 | 0.00058195 | 0.00058195
03/03 08:00:00 | 3 | 3 | 8 | 1472 | WD | 6.1814e-05 | 0.0001663 | 0.0001663 | -0.0010226 | 0.00017544 | 4.7973e-13 | 0.00011415 | 0.00026497 | 0.00026497 | 0.00013613 | -0.00046465 | 0.0031725 | 0.0001663 | 6.7905e-05 | 0.00011103 | 0.00017983 | 0.00011103 | 0.00011415 | 0 | 0.00011415 | 2.7203e-05 | 6.5591e-05 | 0.0001126 | 0.00010722 | 0.00010188 | 0.00010353 | 4.0246e-06 | 1.2791e-07 | 1.3712e-06 | 1.3712e-06 | 0.00011415 | 0.00011415 | 0.00011415 | 0.00011416 | 0.00011415 | 0.00011415 | 0.000149 | 0.00014046 | 0.00018901 | 0.00021381 | 0 | 0.00011415 | 0.00011415 | 0.00011415 | 0.00011415 | 6.8333e-05 | 0.00013211 | 0.00013891 | 0.00014285 | 0.00012129 | 0.00011425 | 0.00011688 | 0.00011811 | 9.3072e-05 | 0.00011756 | 0.00055102 | 0.00055102
03/03 09:00:00 | 3 | 3 | 9 | 1473 | WD | 0.00016168 | 0.00017782 | 0.00017782 | 0.0010649 | 0.00022093 | 1.5523e-12 | 0.00011415 | 0.00027495 | 0.00027495 | 5.9897e-05 | -0.0002283 | 0.0027615 | 0.00017782 | 0.00017396 | 0.00011108 | 0.00019335 | 0.00011108 | 0.00011415 | 0 | 0.00011415 | 0.00016038 | 0.00016398 | 0.0001685 | 0.00011082 | 0.00010416 | 0.00010622 | 3.24e-06 | 4.4444e-08 | 1.064e-06 | 1.064e-06 | 0.00011415 | 0.00011415 | 0.00011415 | 0.00011416 | 0.00011415 | 0.00011415 | 0.00016895 | 0.00015337 | 0.00019337 | 0.00021381 | 0 | 0.00011415 | 0.00011415 | 0.00011415 | 0.00011415 | 0.0001697 | 0.00019001 | 0.00016397 | 0.00014889 | 0.00013631 | 0.00011938 | 0.00014618 | 0.00015861 | 9.3256e-05 | 0.00011482 | 0.00038879 | 0.00038879
03/03 10:00:00 | 3 | 3 | 10 | 1474 | WD | 0.00024056 | 0.00021102 | 0.00021102 | 0.00021465 | 0.00021572 | 0.00021486 | 0.00011415 | 0.00028294 | 0.00028294 | 4.0839e-05 | -0.00015155 | 0.0023599 | 0.00021102 | 0.00031859 | 0.00011156 | 0.00024228 | 0.00011156 | 0.00011415 | 0 | 0.00011415 | 0.00043571 | 0.00029516 | 0.0002244 | 0.00011457 | 0.00010433 | 0.0001075 | 2.9989e-06 | 3.0064e-08 | 9.7727e-07 | 9.7727e-07 | 0.00011415 | 0.00011415 | 0.00011415 | 0.00011416 | 0.00011415 | 0.00011415 | 0.0001871 | 0.00015456 | 0.00019377 | 0.00021381 | 0 | 0.00011415 | 0.00011415 | 0.00011415 | 0.00011415 | 0.0002787 | 0.00023708 | 0.00018452 | 0.00015409 | 0.00014702 | 0.00012008 | 0.0001514 | 0.00016592 | 9.4225e-05 | 0.00011291 | 0.00028116 | 0.00028116
03/03 11:00:00 | 3 | 3 | 11 | 1475 | WD | 0.00030811 | 0.00016061 | 0.00016061 | -0.00017841 | 0.00016959 | 0.00021991 | 0.00011415 | 0 | 0 | 4.0839e-05 | 0.0011812 | 0.0020339 | 0.00016061 | 0.00040944 | 0.00011463 | 0.00017684 | 0.00011463 | 0.00011415 | 0 | 0.00011415 | 0.00047113 | 0.00029516 | 0.0002244 | 0.00011597 | 0.00010471 | 0.00010819 | 2.781e-06 | 3.7691e-08 | 9.1295e-07 | 9.1295e-07 | 0.00011415 | 0.00011415 | 0.00011415 | 0.00011416 | 0.00011415 | 0.00011415 | 0.00018706 | 0.00015413 | 0.00019363 | 0.00021381 | 0 | 0.00011415 | 0.00011415 | 0.00011415 | 0.00011415 | 0.00036743 | 0.00024653 | 0.00019088 | 0.00015865 | 0.00014839 | 0.00012007 | 0.00015028 | 0.00016429 | 9.4654e-05 | 0.00011173 | 0.00022818 | 0.00022818
03/03 12:00:00 | 3 | 3 | 12 | 1476 | WD | 0.00034894 | 0.00015228 | 0.00015228 | 0.0010271 | 0.00016587 | 0.00021998 | 0.00011415 | 0 | 0 | 4.0839e-05 | 0.0007116 | 0.0017711 | 0.00015228 | 0.00031929 | 0.00011458 | 0.00016556 | 0.00011458 | 0.00011415 | 0 | 0.00011415 | 0.00047113 | 0.00029516 | 0.0002244 | 0.00014504 | 0.00010522 | 0.00011752 | 2.9168e-06 | 3.3165e-07 | 1.1565e-06 | 1.1565e-06 | 0.00011415 | 0.00011415 | 0.00011415 | 0.00011416 | 0.00011415 | 0.00011415 | 0.000187 | 0.00015348 | 0.00019341 | 0.00021381 | 0 | 0.00011415 | 0.00011415 | 0.00011415 | 0.00011415 | 0.00042081 | 0.00024632 | 0.00023565 | 0.00022947 | 0.0001486 | 0.00012003 | 0.00015175 | 0.00016646 | 9.4914e-05 | 0.00011056 | 0.00018 | 0.00018
03/03 13:00:00 | 3 | 3 | 13 | 1477 | WD | 0.00035378 | 0.00013365 | 0.00013365 | 8.7308e-06 | 8.566e-05 | 0.00021627 | 0.00011415 | 0 | 0 | 4.0839e-05 | 0.00049901 | 0.0015747 | 0.00013365 | 0.0002717 | 0.00011115 | 0.00015186 | 0.00011115 | 0.00011415 | 0 | 0.00011415 | 0.00047113 | 0.00029516 | 0.0002244 | 0.0001172 | 0.000107 | 0.00011016 | 2.5494e-06 | 5.8046e-07 | 1.2087e-06 | 1.2087e-06 | 0.00011415 | 0.00011415 | 0.00011415 | 0.00011416 | 0.00011415 | 0.00011415 | 0.00018694 | 0.0001532 | 0.00019331 | 0.00021381 | 0 | 0.00011415 | 0.00011415 | 0.00011415 | 0.00011415 | 0.00043251 | 0.00024586 | 0.00023588 | 0.00023011 | 0.00014829 | 0.00012056 | 0.00015531 | 0.00017143 | 9.495e-05 | 0.0001099 | 0.00014993 | 0.00014993
03/03 14:00:00 | 3 | 3 | 14 | 1478 | WD | 0.00032648 | 0.00014261 | 0.00014261 | -0.00099979 | 0.00015728 | 0.00022375 | 0.00011415 | 0 | 0 | 4.0839e-05 | 0.00041105 | 0.0013805 | 0.00014261 | 0.00025919 | 0.00011051 | 0.00015395 | 0.00011051 | 0.00011415 | 0 | 0.00011415 | 0.00047113 | 0.00029516 | 0.0002244 | 0.00011831 | 0.00011286 | 0.00011454 | 2.5201e-06 | 4.4675e-07 | 1.1082e-06 | 1.1082e-06 | 0.00011415 | 0.00011415 | 0.00011415 | 0.00011416 | 0.00011415 | 0.00011415 | 0.00018653 | 0.00015279 | 0.00019317 | 0.00021381 | 0 | 0.00011415 | 0.00011415 | 0.00011415 | 0.00011415 | 0.00040636 | 0.00024525 | 0.00023489 | 0.0002289 | 0.00014661 | 0.0001225 | 0.00015384 | 0.00016837 | 9.4966e-05 | 0.00010957 | 0.0001281 | 0.0001281
03/03 15:00:00 | 3 | 3 | 15 | 1479 | WD | 0.00026534 | 0.00013619 | 0.00013619 | 0.0010067 | 0.00013381 | 0.00023635 | 0.00011415 | 0 | 0 | 4.0839e-05 | 0.00037752 | 0.0012274 | 0.00013619 | 0.00024337 | 0.00010956 | 0.00014855 | 0.00010956 | 0.00011415 | 0 | 0.00011415 | 0.00047113 | 0.00029516 | 0.0002244 | 0.0001183 | 0.00011377 | 0.00011517 | 2.4273e-06 | 3.6809e-07 | 1.0251e-06 | 1.0251e-06 | 0.00011415 | 0.00011415 | 0.00011415 | 0.00011416 | 0.00011415 | 0.00011415 | 0.00018548 | 0.00015218 | 0.00019297 | 0.00021381 | 0 | 0.00011415 | 0.00011415 | 0.00011415 | 0.00011415 | 0.00033866 | 0.00024314 | 0.00018888 | 0.00015746 | 0.00014593 | 0.00012264 | 0.00015148 | 0.00016486 | 9.4981e-05 | 0.00010946 | 0.00011154 | 0.00011154
03/03 16:00:00 | 3 | 3 | 16 | 1480 | WD | 0.00018905 | 0.0001404 | 0.0001404 | -0.00099621 | 0.00010554 | 0.00024949 | 0.00011415 | 0 | 0 | 7.0788e-05 | 0.00036962 | 0.0010767 | 0.0001404 | 0.00024897 | 0.00011092 | 0.00015695 | 0.00011092 | 0.00011415 | 0 | 0.00011415 | 0.00038484 | 0.00029516 | 0.0002244 | 0.00011489 | 0.00011102 | 0.00011222 | 2.2869e-06 | 3.5157e-07 | 9.6905e-07 | 9.6905e-07 | 0.00011415 | 0.00011415 | 0.00011415 | 0.00011416 | 0.00011415 | 0.00011415 | 0.00016661 | 0.00015069 | 0.00019246 | 0.00021381 | 0 | 0.00011415 | 0.00011415 | 0.00011415 | 0.00011415 | 0.00022274 | 0.00021349 | 0.00017498 | 0.00015267 | 0.00013409 | 0.00012122 | 0.00015097 | 0.00016477 | 9.4952e-05 | 0.00010963 | 0.00011256 | 0.00011256
03/03 17:00:00 | 3 | 3 | 17 | 1481 | WD | 9.8072e-05 | 0.00016454 | 0.00016454 | 0.0010125 | 0.0001612 | -2.0051e-12 | 0.00011415 | 0.00054193 | 0.00054193 | 0.00015247 | -0.00090509 | 0.00096451 | 0.00016454 | 2.1257e-05 | 0.00012 | 0.00017674 | 0.00012 | 0.00011415 | 0 | 0.00011415 | 0.00022354 | 0.00029516 | 0.0002244 | 0.00010631 | 0.00011014 | 0.00010896 | 2.1826e-06 | 7.5099e-08 | 7.4752e-07 | 7.4752e-07 | 0.00011415 | 0.00011415 | 0.00011415 | 0.00011416 | 0.00011415 | 0.00011415 | 0.00014779 | 0.00014413 | 0.00015206 | 0.00015611 | 0 | 0.00011415 | 0.00011415 | 0.00011415 | 0.00011415 | 0.00012067 | 0.00015117 | 0.00012343 | 0.00010737 | 0.00012295 | 0.00011894 | 0.00014118 | 0.00015149 | 8.7373e-05 | 0.00011015 | 0.00013925 | 0.00013925
03/03 18:00:00 | 3 | 3 | 18 | 1482 | WD | 0 | 0.00017329 | 0.00017329 | 1.0534e-05 | 8.2296e-05 | -7.5459e-13 | 0.00011415 | 0.00012087 | 0.00012087 | 0.00021236 | -0.00049419 | 0.00088965 | 0.00017329 | 0.00019454 | 0.00013406 | 0.00019503 | 0.00013406 | 0.00011415 | 5.7313e-05 | 0.00011415 | 3.5795e-05 | 0.00029516 | 0.0002244 | 0.00010438 | 0.00010957 | 0.00010797 | 1.9874e-06 | -2.7261e-09 | 6.3225e-07 | 6.3225e-07 | 0.00011415 | 0.00011415 | 0.00011415 | 0.00011416 | 0.00011415 | 0.00011415 | 0.00012914 | 0.00014 | 0.00012948 | 0.00012411 | 3.9149e-05 | 0.00011415 | 0.00011415 | 0.00011415 | 0.00011415 | 2.3876e-05 | 9.4664e-05 | 8.6161e-05 | 8.1236e-05 | 0.00011416 | 0.00011941 | 0.00013526 | 0.00014261 | 8.7398e-05 | 0.00011074 | 0.00017185 | 0.00017185
03/03 19:00:00 | 3 | 3 | 19 | 1483 | WD | 0 | 0.00021177 | 0.00021177 | 1.3031e-05 | 0.00016823 | -3.8268e-13 | 0.00011415 | 0 | 0 | 0.00028587 | -0.00025889 | 0.00083724 | 0.00021177 | 0.00032543 | 0.00014271 | 0.00022871 | 0.00014271 | 0.00011415 | 0.00022925 | 0.00011415 | 0 | 6.5591e-05 | 0.0001126 | 0.0001048 | 0.00010815 | 0.00010711 | 1.7772e-06 | 1.3614e-07 | 6.5973e-07 | 6.5973e-07 | 0.00011415 | 0.00011415 | 0.00011415 | 0.00011416 | 0.00011415 | 0.00011415 | 0.00012867 | 0.00012924 | 0.00011284 | 0.00010446 | 0.00022929 | 0.00011415 | 0.00011415 | 0.00011415 | 0.00011415 | 4.7071e-06 | 8.1186e-05 | 7.2578e-05 | 6.7593e-05 | 0.00011726 | 0.00012171 | 0.00011998 | 0.00011919 | 8.7408e-05 | 0.00011101 | 0.00036706 | 0.00036706
03/03 20:00:00 | 3 | 3 | 20 | 1484 | WD | 0 | 0.00019542 | 0.00019542 | 0.00038077 | 0.00017643 | -2.8565e-13 | 0.00011415 | 0 | 0 | 0.00034305 | -0.00012289 | 0.00075022 | 0.00019542 | 0.00027567 | 0.00014653 | 0.00020041 | 0.00014653 | 0.00011415 | 0.00022925 | 0.00011415 | 0 | 6.5591e-05 | 0.0001126 | 0.00010286 | 0.00010744 | 0.00010603 | 1.6401e-06 | 1.7673e-07 | 6.4362e-07 | 6.4362e-07 | 0.00011415 | 0.00011415 | 0.00011415 | 0.00011416 | 0.00011415 | 0.00011415 | 0.00011028 | 0.00012072 | 0.00010105 | 9.1006e-05 | 0.00022929 | 0.00011415 | 0.00011415 | 0.00011415 | 0.00011415 | 6.0385e-06 | 7.1053e-05 | 0.00010064 | 0.00011777 | 0.00010771 | 0.0001189 | 0.00011505 | 0.00011327 | 8.7411e-05 | 0.00011137 | 0.00037758 | 0.00037758
03/03 21:00:00 | 3 | 3 | 21 | 1485 | WD | 0 | 0.00018584 | 0.00018584 | 0.00067142 | 0.00015919 | 0 | 0.00011415 | 0 | 0 | 0.00034849 | -7.9687e-05 | 0.00065698 | 0.00018584 | 0.00025323 | 0.00014762 | 0.00018887 | 0.00014762 | 0.00011415 | 0.00022925 | 0.00011415 | 0 | 6.5591e-05 | 0.0001126 | 0.00010274 | 0.00010454 | 0.00010399 | 1.5381e-06 | 5.6523e-08 | 5.2921e-07 | 5.2921e-07 | 0.00011415 | 0.00011415 | 0.00011415 | 0.00011416 | 0.00011415 | 0.00011415 | 0.00010984 | 0.00010476 | 8.6009e-05 | 7.6429e-05 | 0.00022929 | 0.00011415 | 0.00011415 | 0.00011415 | 0.00011415 | 4.8306e-06 | 5.9917e-05 | 8.4608e-05 | 9.8906e-05 | 0.00010608 | 0.0001129 | 0.00010543 | 0.00010196 | 8.7446e-05 | 0.00011134 | 0.00041331 | 0.00041331
03/03 22:00:00 | 3 | 3 | 22 | 1486 | WD | 0 | 0.00018371 | 0.00018371 | -0.00033649 | 0.00016394 | 2.0698e-12 | 0.00011415 | 0 | 0 | 0.00023959 | -5.5412e-05 | 0.00050808 | 0.00018371 | 0.00025488 | 0.00014405 | 0.00019156 | 0.00014405 | 0.00011415 | 0.00022925 | 0.00011415 | 0 | 6.5591e-05 | 0.0001126 | 9.9357e-05 | 9.0152e-05 | 9.2997e-05 | 1.9953e-05 | 1.2374e-07 | 6.4505e-06 | 6.4505e-06 | 0.00011415 | 0.00011415 | 0.00011415 | 0.00011415 | 0.00011415 | 0.00011415 | 0.00010924 | 9.2279e-05 | 7.4921e-05 | 6.6052e-05 | 0.00022929 | 0.00011415 | 0.00011415 | 0.00011415 | 0.00011415 | 3.2016e-06 | 4.5412e-05 | 7.0785e-05 | 8.5478e-05 | 0.00010421 | 0.0001017 | 9.9171e-05 | 9.7999e-05 | 8.8614e-05 | 9.7865e-05 | 0.00041713 | 0.00041713
03/03 23:00:00 | 3 | 3 | 23 | 1487 | WD | 0 | 0.00015065 | 0.00015065 | 0.00034474 | 0.00015937 | 7.9772e-13 | 0.00011415 | 0 | 0 | 0.00013341 | 0.0011264 | -0.001768 | 0.00015065 | 0.00037649 | 0.00013614 | 0.00015239 | 0.00013614 | 0.00011415 | 0.00022925 | 0.00011415 | 0 | 6.5591e-05 | 0.0001118 | 9.8608e-05 | 8.6141e-05 | 8.9994e-05 | 2.7097e-05 | 5.5791e-06 | 1.2444e-05 | 1.2444e-05 | 0.00011415 | 0.00011415 | 0.00011415 | 0.00011415 | 0.00011415 | 0.00011415 | 0.00010883 | 6.9436e-05 | 6.3877e-05 | 6.1037e-05 | 0.00022929 | 0.00011415 | 0.00011415 | 0.00011415 | 0.00011415 | 2.0797e-06 | 3.3003e-05 | 6.2124e-05 | 7.8988e-05 | 0.00010267 | 9.308e-05 | 9.1591e-05 | 9.09e-05 | 8.872e-05 | 9.7661e-05 | 2.1879e-05 | 2.1879e-05
03/03 24:00:00 | 3 | 3 | 24 | 1488 | WD | 0 | 0.00010588 | 0.00010588 | -0.00098858 | 7.7782e-05 | -1.3906e-12 | 0.00011415 | 0 | 0 | 5.4452e-05 | 0.00058857 | 0 | 0.00010588 | 0.00020299 | 0.00012638 | 0.00010715 | 0.00012638 | 0.00011415 | 0.00022925 | 0.00011415 | 0 | 6.5591e-05 | 0.0001118 | 0.00012586 | 8.631e-05 | 9.8532e-05 | 2.8146e-05 | 1.1251e-05 | 1.6641e-05 | 1.6641e-05 | 0.00011415 | 0.00011415 | 0.00011415 | 0.00011416 | 0.00011415 | 0.00011415 | 9.9691e-05 | 6.8344e-05 | 6.1493e-05 | 5.7992e-05 | 0.00022929 | 0.00011415 | 0.00011415 | 0.00011415 | 0.00011415 | 1.729e-06 | 2.6771e-05 | 5.7344e-05 | 7.5048e-05 | 9.754e-05 | 9.2821e-05 | 9.1055e-05 | 9.0236e-05 | 8.8731e-05 | 9.8727e-05 | 4.9487e-06 | 4.9487e-06
03/04 01:00:00 | 3 | 4 | 1 | 1489 | WD | 0 | 5.2858e-05 | 5.2858e-05 | 0.00097952 | 7.5582e-05 | 0.00025245 | 0.00011415 | 0 | 0 | 2.1781e-05 | 0.00037214 | -0.0057978 | 5.2858e-05 | 1.5791e-06 | 9.19e-05 | 4.0946e-05 | 9.19e-05 | 0.00011415 | 0.00022925 | 0.00011415 | 0 | 6.5591e-05 | 0.0001118 | 9.168e-05 | 8.6373e-05 | 8.8013e-05 | 2.8317e-05 | 1.2549e-05 | 1.758e-05 | 1.758e-05 | 0.00011415 | 0.00011415 | 0.00011415 | 0.00011416 | 0.00011415 | 0.00011415 | 4.5468e-05 | 6.8027e-05 | 5.8924e-05 | 5.4272e-05 | 0.00022929 | 0.00011415 | 0.00011415 | 0.00011415 | 0.00011415 | 1.2032e-06 | 2.496e-05 | 5.3631e-05 | 7.0234e-05 | 7.1858e-05 | 9.2757e-05 | 8.493e-05 | 8.13e-05 | 8.8918e-05 | 9.9623e-05 | 1.0441e-05 | 1.0441e-05
03/04 02:00:00 | 3 | 4 | 2 | 1490 | WD | 0 | 6.9932e-05 | 6.9932e-05 | 2.8996e-07 | 0 | 0.00023244 | 0.00011415 | 0 | 0 | 2.1781e-05 | 0.0003818 | -0.0054097 | 6.9932e-05 | 7.3244e-05 | 8.5656e-05 | 7.7966e-05 | 8.5656e-05 | 0.00011415 | 0.00022925 | 0.00011415 | 0 | 6.5591e-05 | 0.0001118 | 9.0771e-05 | 8.6558e-05 | 8.786e-05 | 2.8889e-05 | 1.285e-05 | 1.7968e-05 | 1.7968e-05 | 0.00011415 | 0.00011415 | 0.00011415 | 0.00011416 | 0.00011415 | 0.00011415 | 3.6463e-05 | 6.7924e-05 | 5.8637e-05 | 5.3892e-05 | 0.00022929 | 0.00011415 | 0.00011415 | 0.00011415 | 0.00011415 | 1.2032e-06 | 2.437e-05 | 5.3103e-05 | 6.9742e-05 | 6.6539e-05 | 9.2796e-05 | 8.4808e-05 | 8.1103e-05 | 8.8992e-05 | 0.00010006 | 4.5178e-06 | 4.5178e-06
03/04 03:00:00 | 3 | 4 | 3 | 1491 | WD | 0 | 9.1184e-05 | 9.1184e-05 | 2.4455e-07 | 7.4368e-05 | 0.00022975 | 0.00011415 | 0 | 0 | 2.1781e-05 | 0.00040451 | -0.0054612 | 9.1184e-05 | 0.00011688 | 8.3946e-05 | 9.7357e-05 | 8.3946e-05 | 0.00011415 | 0.00022925 | 0.00011415 | 0 | 6.5591e-05 | 0.0001118 | 9.1112e-05 | 8.7241e-05 | 8.8437e-05 | 2.9268e-05 | 1.2757e-05 | 1.8025e-05 | 1.8025e-05 | 0.00011415 | 0.00011415 | 0.00011415 | 0.00011416 | 0.00011415 | 0.00011415 | 3.6473e-05 | 6.819e-05 | 6.0618e-05 | 5.6748e-05 | 0.00022929 | 0.00011415 | 0.00011415 | 0.00011415 | 0.00011415 | 1.23e-06 | 2.5894e-05 | 5.6002e-05 | 7.3438e-05 | 6.5213e-05 | 9.3119e-05 | 8.5434e-05 | 8.1869e-05 | 8.9008e-05 | 0.00010027 | 8.5155e-06 | 8.5155e-06
03/04 04:00:00 | 3 | 4 | 4 | 1492 | WD | 0 | 9.2506e-05 | 9.2506e-05 | 0 | 0 | 0.00022651 | 0.00011415 | 0 | 0 | 2.1781e-05 | 0.00038515 | -0.0024329 | 9.2506e-05 | 0.00014289 | 8.2211e-05 | 0.00011082 | 8.2211e-05 | 0.00011415 | 0.00022925 | 0.00011415 | 0 | 6.5591e-05 | 0.0001118 | 9.1994e-05 | 8.7738e-05 | 8.9053e-05 | 2.9643e-05 | 1.2549e-05 | 1.8003e-05 | 1.8003e-05 | 0.00011415 | 0.00011415 | 0.00011415 | 0.00011416 | 0.00011415 | 0.00011415 | 4.5596e-05 | 6.8975e-05 | 6.1912e-05 | 5.8304e-05 | 0.00022929 | 0.00011415 | 0.00011415 | 0.00011415 | 0.00011415 | 1.5508e-06 | 3.0373e-05 | 5.892e-05 | 7.5451e-05 | 7.0611e-05 | 9.3532e-05 | 8.5844e-05 | 8.2278e-05 | 8.8973e-05 | 0.00010043 | 1.029e-05 | 1.029e-05
03/04 05:00:00 | 3 | 4 | 5 | 1493 | WD | 0 | 0.00010804 | 0.00010804 | 7.7759e-07 | 7.5171e-05 | 0.00021796 | 0.00011415 | 0 | 0 | 6.5342e-05 | 0.00037027 | 0.0006636 | 0.00010804 | 0.00016076 | 8.1198e-05 | 0.00011953 | 8.1198e-05 | 0.00011415 | 0.00022925 | 0.00011415 | 0 | 6.5591e-05 | 0.0001118 | 0.00010461 | 8.7647e-05 | 9.2889e-05 | 3.0163e-05 | 1.256e-05 | 1.8177e-05 | 1.8177e-05 | 0.00011415 | 0.00011415 | 0.00011415 | 0.00011416 | 0.00011415 | 0.00011415 | 5.4768e-05 | 7.0282e-05 | 7.6832e-05 | 8.0178e-05 | 0.00022929 | 0.00011415 | 0.00011415 | 0.00011415 | 0.00011415 | 2.0054e-06 | 3.7834e-05 | 7.9583e-05 | 0.00010376 | 7.6169e-05 | 9.3895e-05 | 9.0645e-05 | 8.9137e-05 | 8.8922e-05 | 0.00010054 | 5.6038e-06 | 5.6038e-06
03/04 06:00:00 | 3 | 4 | 6 | 1494 | WD | 0 | 0.00010554 | 0.00010554 | 2.5838e-06 | 7.8287e-05 | -1.5577e-12 | 0.00011415 | 0 | 0 | 0.00013613 | 0.00034558 | 0.0026815 | 0.00010554 | 0.00015038 | 8.7512e-05 | 0.00011048 | 8.7512e-05 | 0.00011415 | 0.00022925 | 0.00011415 | 0 | 6.5591e-05 | 0.0001118 | 0.00010773 | 9.2134e-05 | 9.6955e-05 | 3.0481e-05 | 1.2425e-05 | 1.8186e-05 | 1.8186e-05 | 0.00011415 | 0.00011415 | 0.00011415 | 0.00011416 | 0.00011415 | 0.00011415 | 9.1181e-05 | 9.299e-05 | 0.0001022 | 0.0001069 | 0.00022929 | 0.00011415 | 0.00011415 | 0.00011415 | 0.00011415 | 3.0749e-06 | 6.2531e-05 | 0.00011054 | 0.00013835 | 9.5016e-05 | 0.00010232 | 9.874e-05 | 9.7078e-05 | 8.873e-05 | 0.00010053 | -3.5094e-06 | -3.5094e-06
03/04 07:00:00 | 3 | 4 | 7 | 1495 | WD | 0 | 0.0001289 | 0.0001289 | 0.00014075 | 0.00018205 | 7.5464e-14 | 0.00011415 | 3.137e-05 | 3.137e-05 | 0.00015247 | -0.00087302 | 0.0031879 | 0.0001289 | -6.7206e-05 | 9.9871e-05 | 0.00012709 | 9.9871e-05 | 0.00011415 | 0.00017194 | 0.00011415 | 2.8754e-06 | 6.5591e-05 | 0.0001126 | 0.00011298 | 9.8156e-05 | 0.00010274 | 1.1442e-05 | 7.4813e-06 | 8.7451e-06 | 8.7451e-06 | 0.00011415 | 0.00011415 | 0.00011415 | 0.00011416 | 0.00011415 | 0.00011415 | 0.00012828 | 0.00012412 | 0.00013041 | 0.00013363 | 0.00019014 | 0.00011415 | 0.00011415 | 0.00011415 | 0.00011415 | 7.812e-06 | 9.3389e-05 | 8.9137e-05 | 8.6675e-05 | 0.00011358 | 0.00011389 | 0.00010595 | 0.00010227 | 8.6411e-05 | 0.00012066 | 0.00035995 | 0.00035995
03/04 08:00:00 | 3 | 4 | 8 | 1496 | WD | 6.0887e-05 | 0.000137 | 0.000137 | -0.00010444 | 0.00025064 | 4.7973e-13 | 0.00011415 | 0.00027458 | 0.00027458 | 0.00013613 | -0.00045396 | 0.0030505 | 0.000137 | 4.6655e-05 | 0.00011103 | 0.00012678 | 0.00011103 | 0.00011415 | 0 | 0.00011415 | 2.8189e-05 | 6.5591e-05 | 0.0001126 | 0.00011181 | 0.00011375 | 0.00011315 | 5.5534e-06 | 2.4932e-06 | 3.4696e-06 | 3.4696e-06 | 0.00011415 | 0.00011415 | 0.00011415 | 0.00011416 | 0.00011415 | 0.00011415 | 0.000149 | 0.00014042 | 0.00018899 | 0.00021381 | 0 | 0.00011415 | 0.00011415 | 0.00011415 | 0.00011415 | 7.0694e-05 | 0.00013278 | 0.00013927 | 0.00014303 | 0.00012111 | 0.00011836 | 0.00011846 | 0.00011851 | 9.3429e-05 | 0.00011425 | 0.00028002 | 0.00028002
03/04 09:00:00 | 3 | 4 | 9 | 1497 | WD | 0.0001553 | 0.00015149 | 0.00015149 | 0.001065 | 0.00017589 | 1.5523e-12 | 0.00011415 | 0.00027336 | 0.00027336 | 5.9897e-05 | -0.00022812 | 0.0026831 | 0.00015149 | 0.00016627 | 0.00011108 | 0.00016267 | 0.00011108 | 0.00011415 | 0 | 0.00011415 | 0.00015945 | 0.00016398 | 0.0001685 | 0.00011527 | 0.00011533 | 0.00011531 | 4.8723e-06 | 6.7325e-07 | 2.013e-06 | 2.013e-06 | 0.00011415 | 0.00011415 | 0.00011415 | 0.00011416 | 0.00011415 | 0.00011415 | 0.00016895 | 0.00015337 | 0.00019337 | 0.00021381 | 0 | 0.00011415 | 0.00011415 | 0.00011415 | 0.00011415 | 0.00016955 | 0.00018957 | 0.00016377 | 0.00014884 | 0.00013619 | 0.00012327 | 0.00014817 | 0.00015972 | 9.3925e-05 | 0.00011222 | 0.0001691 | 0.0001691
03/04 10:00:00 | 3 | 4 | 10 | 1498 | WD | 0.00023828 | 0.0001834 | 0.0001834 | -0.0010191 | 0.00021915 | 0.00021486 | 0.00011415 | 0.00028602 | 0.00028602 | 4.0839e-05 | -0.0001769 | 0.0022898 | 0.0001834 | 0.00025217 | 0.00011156 | 0.00020246 | 0.00011156 | 0.00011415 | 0 | 0.00011415 | 0.00044046 | 0.00029516 | 0.0002244 | 0.00011888 | 0.00011559 | 0.00011661 | 4.5433e-06 | 2.4444e-07 | 1.616e-06 | 1.616e-06 | 0.00011415 | 0.00011415 | 0.00011415 | 0.00011416 | 0.00011415 | 0.00011415 | 0.0001871 | 0.00015456 | 0.00019377 | 0.00021381 | 0 | 0.00011415 | 0.00011415 | 0.00011415 | 0.00011415 | 0.0002825 | 0.00023834 | 0.00018512 | 0.0001543 | 0.00014694 | 0.00012401 | 0.00015326 | 0.00016683 | 9.4972e-05 | 0.0001107 | 0.00010837 | 0.00010837
03/04 11:00:00 | 3 | 4 | 11 | 1499 | WD | 0.00030612 | 0.00013673 | 0.00013673 | 0.0010447 | 0.00020947 | 0.00021991 | 0.00011415 | 0 | 0 | 4.0839e-05 | 0.0010507 | 0.0019496 | 0.00013673 | 0.00033842 | 0.00011463 | 0.00013684 | 0.00011463 | 0.00011415 | 0 | 0.00011415 | 0.00047113 | 0.00029516 | 0.0002244 | 0.00011949 | 0.00011564 | 0.00011683 | 4.2375e-06 | 6.9887e-08 | 1.3996e-06 | 1.3996e-06 | 0.00011415 | 0.00011415 | 0.00011415 | 0.00011416 | 0.00011415 | 0.00011415 | 0.00018706 | 0.00015413 | 0.00019363 | 0.00021381 | 0 | 0.00011415 | 0.00011415 | 0.00011415 | 0.00011415 | 0.00037176 | 0.00024653 | 0.00019104 | 0.0001589 | 0.00014833 | 0.00012389 | 0.00015211 | 0.00016521 | 9.5017e-05 | 0.00010979 | 7.6528e-05 | 7.6528e-05
03/04 12:00:00 | 3 | 4 | 12 | 1500 | WD | 0.00034823 | 0.00011903 | 0.00011903 | 1.0738e-05 | 0.00010118 | 0.00021998 | 0.00011415 | 0 | 0 | 4.0839e-05 | 0.00070804 | 0.0016738 | 0.00011903 | 0.00026203 | 0.00011458 | 0.00012799 | 0.00011458 | 0.00011415 | 0 | 0.00011415 | 0.00047113 | 0.00029516 | 0.0002244 | 0.00014644 | 0.00011486 | 0.00012462 | 4.6048e-06 | -8.1176e-08 | 1.4139e-06 | 1.4139e-06 | 0.00011415 | 0.00011415 | 0.00011415 | 0.00011416 | 0.00011415 | 0.00011415 | 0.000187 | 0.00015348 | 0.00019341 | 0.00021381 | 0 | 0.00011415 | 0.00011415 | 0.00011415 | 0.00011415 | 0.00042529 | 0.00024632 | 0.00023581 | 0.00022972 | 0.00014855 | 0.0001234 | 0.00015337 | 0.00016727 | 9.502e-05 | 0.000109 | 5.973e-05 | 5.973e-05
03/04 13:00:00 | 3 | 4 | 13 | 1501 | WD | 0.00035252 | 0.00012212 | 0.00012212 | 4.1921e-06 | 0.00014505 | 0.00021627 | 0.00011415 | 0 | 0 | 4.0839e-05 | 0.00050661 | 0.0014443 | 0.00012212 | 0.00022986 | 0.00011115 | 0.00012649 | 0.00011115 | 0.00011415 | 0 | 0.00011415 | 0.00047113 | 0.00029516 | 0.0002244 | 0.00011931 | 0.00011467 | 0.00011611 | 3.873e-06 | -4.6638e-08 | 1.2039e-06 | 1.2039e-06 | 0.00011415 | 0.00011415 | 0.00011415 | 0.00011416 | 0.00011415 | 0.00011415 | 0.00018694 | 0.0001532 | 0.00019331 | 0.00021381 | 0 | 0.00011415 | 0.00011415 | 0.00011415 | 0.00011415 | 0.00043622 | 0.00024586 | 0.00023601 | 0.00023031 | 0.00014825 | 0.00012325 | 0.00015671 | 0.00017222 | 9.5025e-05 | 0.0001086 | 4.5956e-05 | 4.5956e-05
03/04 14:00:00 | 3 | 4 | 14 | 1502 | WD | 0.00032374 | 0.00012754 | 0.00012754 | 8.8254e-06 | 0.0001613 | 0.00022375 | 0.00011415 | 0 | 0 | 4.0839e-05 | 0.00042872 | 0.0012464 | 0.00012754 | 0.00022018 | 0.00011051 | 0.00013189 | 0.00011051 | 0.00011415 | 0 | 0.00011415 | 0.00047113 | 0.00029516 | 0.0002244 | 0.00012011 | 0.00011853 | 0.00011902 | 3.8272e-06 | -7.6163e-08 | 1.1692e-06 | 1.1692e-06 | 0.00011415 | 0.00011415 | 0.00011415 | 0.00011416 | 0.00011415 | 0.00011415 | 0.00018653 | 0.00015279 | 0.00019317 | 0.00021381 | 0 | 0.00011415 | 0.00011415 | 0.00011415 | 0.00011415 | 0.00040719 | 0.00024525 | 0.00023493 | 0.00022895 | 0.00014658 | 0.00012448 | 0.00015508 | 0.00016928 | 9.5028e-05 | 0.00010845 | 3.8682e-05 | 3.8682e-05
03/04 15:00:00 | 3 | 4 | 15 | 1503 | WD | 0.00026621 | 0.00011508 | 0.00011508 | 0.001007 | 7.9774e-05 | 0.00023635 | 0.00011415 | 0 | 0 | 4.0839e-05 | 0.00037633 | 0.0010496 | 0.00011508 | 0.000203 | 0.00010956 | 0.00012665 | 0.00010956 | 0.00011415 | 0 | 0.00011415 | 0.00047113 | 0.00029516 | 0.0002244 | 0.00011984 | 0.00011726 | 0.00011806 | 3.7153e-06 | -1.7553e-07 | 1.0659e-06 | 1.0659e-06 | 0.00011415 | 0.00011415 | 0.00011415 | 0.00011416 | 0.00011415 | 0.00011415 | 0.00018548 | 0.00015218 | 0.00019297 | 0.00021381 | 0 | 0.00011415 | 0.00011415 | 0.00011415 | 0.00011415 | 0.00034296 | 0.00024314 | 0.00018904 | 0.00015772 | 0.00014589 | 0.00012385 | 0.00015256 | 0.00016587 | 9.504e-05 | 0.00010839 | 2.927e-05 | 2.927e-05
03/04 16:00:00 | 3 | 4 | 16 | 1504 | WD | 0.00018958 | 0.00013046 | 0.00013046 | -0.00099502 | 0.00015954 | 0.00024949 | 0.00011415 | 0 | 0 | 7.0788e-05 | 0.00037211 | 0.0008999 | 0.00013046 | 0.00020866 | 0.00011092 | 0.00013465 | 0.00011092 | 0.00011415 | 0 | 0.00011415 | 0.00039307 | 0.00029516 | 0.0002244 | 0.00011666 | 0.00011293 | 0.00011408 | 3.5229e-06 | -1.3382e-07 | 1.0329e-06 | 1.0329e-06 | 0.00011415 | 0.00011415 | 0.00011415 | 0.00011416 | 0.00011415 | 0.00011415 | 0.00016661 | 0.00015069 | 0.00019246 | 0.00021381 | 0 | 0.00011415 | 0.00011415 | 0.00011415 | 0.00011415 | 0.00022701 | 0.00021563 | 0.00017594 | 0.00015296 | 0.00013404 | 0.00012187 | 0.00015201 | 0.00016599 | 9.5054e-05 | 0.00010837 | 2.4574e-05 | 2.4574e-05
03/04 17:00:00 | 3 | 4 | 17 | 1505 | WD | 9.9719e-05 | 0.00013156 | 0.00013156 | 0.0010129 | 8.0578e-05 | -2.0051e-12 | 0.00011415 | 0.00056081 | 0.00056081 | 0.00015247 | -0.00069617 | 0.00080267 | 0.00013156 | -1.3009e-05 | 0.00012 | 0.00014197 | 0.00012 | 0.00011415 | 0 | 0.00011415 | 0.00023133 | 0.00029516 | 0.0002244 | 0.00010829 | 0.00011135 | 0.0001104 | 3.366e-06 | -2.1369e-07 | 9.2843e-07 | 9.2843e-07 | 0.00011415 | 0.00011415 | 0.00011415 | 0.00011416 | 0.00011415 | 0.00011415 | 0.00014779 | 0.00014413 | 0.00015206 | 0.00015611 | 0 | 0.00011415 | 0.00011415 | 0.00011415 | 0.00011415 | 0.00012436 | 0.00015315 | 0.00012429 | 0.00010757 | 0.00012288 | 0.00011934 | 0.00014202 | 0.00015253 | 8.7469e-05 | 0.00010871 | 3.5409e-05 | 3.5409e-05
03/04 18:00:00 | 3 | 4 | 18 | 1506 | WD | 1.185e-05 | 0.00015771 | 0.00015771 | 1.1797e-05 | 0.00016463 | -7.5459e-13 | 0.00011415 | 0.00012953 | 0.00012953 | 0.00021236 | -0.00047246 | 0.00073864 | 0.00015771 | 0.00013253 | 0.00013406 | 0.00016042 | 0.00013406 | 0.00011415 | 5.7313e-05 | 0.00011415 | 3.836e-05 | 0.00029516 | 0.0002244 | 0.00010592 | 0.00010992 | 0.00010868 | 3.0965e-06 | -2.2803e-07 | 8.3268e-07 | 8.3268e-07 | 0.00011415 | 0.00011415 | 0.00011415 | 0.00011416 | 0.00011415 | 0.00011415 | 0.00012914 | 0.00013997 | 0.00012947 | 0.00012411 | 3.9149e-05 | 0.00011415 | 0.00011415 | 0.00011415 | 0.00011415 | 2.5085e-05 | 9.5005e-05 | 8.6324e-05 | 8.1298e-05 | 0.00011409 | 0.0001195 | 0.0001357 | 0.00014322 | 8.7465e-05 | 0.0001094 | 6.8329e-05 | 6.8329e-05
03/04 19:00:00 | 3 | 4 | 19 | 1507 | WD | 0 | 0.00019274 | 0.00019274 | 1.4116e-05 | 0.00016808 | -3.8268e-13 | 0.00011415 | 0 | 0 | 0.00028587 | -0.00024714 | 0.00067889 | 0.00019274 | 0.00029479 | 0.00014271 | 0.00020165 | 0.00014271 | 0.00011415 | 0.00022925 | 0.00011415 | 0 | 6.5591e-05 | 0.0001126 | 0.00010576 | 0.00010663 | 0.00010636 | 2.8293e-06 | -2.5788e-07 | 7.2709e-07 | 7.2709e-07 | 0.00011415 | 0.00011415 | 0.00011415 | 0.00011416 | 0.00011415 | 0.00011415 | 0.00012867 | 0.00012924 | 0.00011284 | 0.00010446 | 0.00022929 | 0.00011415 | 0.00011415 | 0.00011415 | 0.00011415 | 4.7071e-06 | 8.1186e-05 | 7.2578e-05 | 6.7593e-05 | 0.0001172 | 0.00012115 | 0.00011985 | 0.00011925 | 8.7463e-05 | 0.00010982 | 0.00025486 | 0.00025486
03/04 20:00:00 | 3 | 4 | 20 | 1508 | WD | 0 | 0.00018396 | 0.00018396 | 1.4462e-05 | 0.00016878 | -2.8565e-13 | 0.00011415 | 0 | 0 | 0.00034305 | -0.00012297 | 0.00062576 | 0.00018396 | 0.00025381 | 0.00014653 | 0.00018526 | 0.00014653 | 0.00011415 | 0.00022925 | 0.00011415 | 0 | 6.5591e-05 | 0.0001126 | 0.00011539 | 0.00010438 | 0.00010778 | 2.6327e-06 | -2.1727e-07 | 6.9204e-07 | 6.9204e-07 | 0.00011415 | 0.00011415 | 0.00011415 | 0.00011416 | 0.00011415 | 0.00011415 | 0.00011028 | 0.00012072 | 0.00010105 | 9.1006e-05 | 0.00022929 | 0.00011415 | 0.00011415 | 0.00011415 | 0.00011415 | 6.0385e-06 | 7.1053e-05 | 0.00010064 | 0.00011777 | 0.00010776 | 0.0001178 | 0.0001147 | 0.00011327 | 8.7467e-05 | 0.00011028 | 0.00027505 | 0.00027505
03/04 21:00:00 | 3 | 4 | 21 | 1509 | WD | 0 | 0.00017615 | 0.00017615 | 1.3319e-05 | 0.00016659 | 0 | 0.00011415 | 0 | 0 | 0.00034849 | -7.8813e-05 | 0.00054016 | 0.00017615 | 0.00022589 | 0.00014762 | 0.00017395 | 0.00014762 | 0.00011415 | 0.00022925 | 0.00011415 | 0 | 6.5591e-05 | 0.0001126 | 0.00011373 | 0.00010022 | 0.0001044 | 2.4714e-06 | -2.3342e-07 | 6.2957e-07 | 6.2957e-07 | 0.00011415 | 0.00011415 | 0.00011415 | 0.00011416 | 0.00011415 | 0.00011415 | 0.00010984 | 0.00010476 | 8.6009e-05 | 7.6429e-05 | 0.00022929 | 0.00011415 | 0.00011415 | 0.00011415 | 0.00011415 | 4.8306e-06 | 5.9917e-05 | 8.4608e-05 | 9.8906e-05 | 0.00010614 | 0.00011137 | 0.00010494 | 0.00010196 | 8.7455e-05 | 0.00011066 | 0.00033081 | 0.00033081
03/04 22:00:00 | 3 | 4 | 22 | 1510 | WD | 0 | 0.00016768 | 0.00016768 | 1.1686e-05 | 0.00016388 | 2.0698e-12 | 0.00011415 | 0 | 0 | 0.00023959 | -5.581e-05 | 0.00037864 | 0.00016768 | 0.00021542 | 0.00014405 | 0.00016875 | 0.00014405 | 0.00011415 | 0.00022925 | 0.00011415 | 0 | 6.5591e-05 | 0.0001126 | 0.00010736 | 8.5102e-05 | 9.1982e-05 | 2.1583e-05 | -1.5721e-07 | 6.779e-06 | 6.779e-06 | 0.00011415 | 0.00011415 | 0.00011415 | 0.00011415 | 0.00011415 | 0.00011415 | 0.00010924 | 9.2279e-05 | 7.4921e-05 | 6.6052e-05 | 0.00022929 | 0.00011415 | 0.00011415 | 0.00011415 | 0.00011415 | 3.2016e-06 | 4.5412e-05 | 7.0785e-05 | 8.5478e-05 | 0.00010426 | 9.9917e-05 | 9.8607e-05 | 9.7999e-05 | 8.8467e-05 | 9.8251e-05 | 0.00035605 | 0.00035605
03/04 23:00:00 | 3 | 4 | 23 | 1511 | WD | 0 | 0.00014173 | 0.00014173 | 0.0010076 | 7.9711e-05 | 7.9772e-13 | 0.00011415 | 0 | 0 | 0.00013341 | 0.0010493 | -0.0018929 | 0.00014173 | 0.00036987 | 0.00013614 | 0.00015171 | 0.00013614 | 0.00011415 | 0.00022925 | 0.00011415 | 0 | 6.5591e-05 | 0.0001118 | 9.8066e-05 | 8.0335e-05 | 8.5815e-05 | 2.864e-05 | 7.5229e-06 | 1.426e-05 | 1.426e-05 | 0.00011415 | 0.00011415 | 0.00011415 | 0.00011415 | 0.00011415 | 0.00011415 | 0.00010883 | 6.9436e-05 | 6.3877e-05 | 6.1037e-05 | 0.00022929 | 0.00011415 | 0.00011415 | 0.00011415 | 0.00011415 | 2.0797e-06 | 3.3003e-05 | 6.2124e-05 | 7.8988e-05 | 0.00010263 | 9.1032e-05 | 9.1526e-05 | 9.1756e-05 | 8.8597e-05 | 9.7845e-05 | 1.3883e-05 | 1.3883e-05
03/04 24:00:00 | 3 | 4 | 24 | 1512 | WD | 0 | 0.00012322 | 0.00012322 | -0.00098757 | 8.4218e-05 | -1.3906e-12 | 0.00011415 | 0 | 0 | 5.4452e-05 | 0.00061949 | -0.0030515 | 0.00012322 | 0.00023629 | 0.00012638 | 0.00013086 | 0.00012638 | 0.00011415 | 0.00022925 | 0.00011415 | 0 | 6.5591e-05 | 0.0001118 | 0.0001252 | 8.0006e-05 | 9.3972e-05 | 2.983e-05 | 1.3425e-05 | 1.8659e-05 | 1.8659e-05 | 0.00011415 | 0.00011415 | 0.00011415 | 0.00011416 | 0.00011415 | 0.00011415 | 9.9691e-05 | 6.8344e-05 | 6.1493e-05 | 5.7992e-05 | 0.00022929 | 0.00011415 | 0.00011415 | 0.00011415 | 0.00011415 | 1.729e-06 | 2.6771e-05 | 5.7344e-05 | 7.5048e-05 | 9.7514e-05 | 9.0597e-05 | 9.0915e-05 | 9.1062e-05 | 8.8627e-05 | 9.8608e-05 | 4.3715e-06 | 4.3715e-06
03/05 01:00:00 | 3 | 5 | 1 | 1513 | WD | 0 | 8.2847e-05 | 8.2847e-05 | 0.00097935 | 6.919e-05 | 0.00025245 | 0.00011415 | 0 | 0 | 2.1781e-05 | 0.00062272 | -0.0063997 | 8.2847e-05 | 7.4918e-05 | 9.19e-05 | 8.46e-05 | 9.19e-05 | 0.00011415 | 0.00022925 | 0.00011415 | 0 | 6.5591e-05 | 0.0001118 | 9.0807e-05 | 7.9217e-05 | 8.2799e-05 | 3.037e-05 | 1.4883e-05 | 1.9824e-05 | 1.9824e-05 | 0.00011415 | 0.00011415 | 0.00011415 | 0.00011416 | 0.00011415 | 0.00011415 | 4.5468e-05 | 6.8027e-05 | 5.8924e-05 | 5.4272e-05 | 0.00022929 | 0.00011415 | 0.00011415 | 0.00011415 | 0.00011415 | 1.2032e-06 | 2.496e-05 | 5.3631e-05 | 7.0234e-05 | 7.183e-05 | 9.0235e-05 | 8.4645e-05 | 8.2053e-05 | 8.8808e-05 | 9.9641e-05 | 5.0035e-06 | 5.0035e-06
03/05 02:00:00 | 3 | 5 | 2 | 1514 | WD | 0 | 9.4512e-05 | 9.4512e-05 | 2.925e-07 | 7.4676e-05 | 0.00023244 | 0.00011415 | 0 | 0 | 2.1781e-05 | 0.00040563 | -0.0048036 | 9.4512e-05 | 9.9742e-05 | 8.5656e-05 | 0.00010169 | 8.5656e-05 | 0.00011415 | 0.00022925 | 0.00011415 | 0 | 6.5591e-05 | 0.0001118 | 8.9306e-05 | 7.8145e-05 | 8.1594e-05 | 3.1161e-05 | 1.8467e-05 | 2.2517e-05 | 2.2517e-05 | 0.00011415 | 0.00011415 | 0.00011415 | 0.00011416 | 0.00011415 | 0.00011415 | 3.6463e-05 | 6.7924e-05 | 5.8637e-05 | 5.3892e-05 | 0.00022929 | 0.00011415 | 0.00011415 | 0.00011415 | 0.00011415 | 1.2032e-06 | 2.437e-05 | 5.3103e-05 | 6.9742e-05 | 6.6536e-05 | 8.9833e-05 | 8.4342e-05 | 8.1795e-05 | 8.89e-05 | 0.00010019 | 4.7283e-06 | 4.7283e-06
03/05 03:00:00 | 3 | 5 | 3 | 1515 | WD | 0 | 0.00011355 | 0.00011355 | -0.00097056 | 7.1777e-05 | 0.00022975 | 0.00011415 | 0 | 0 | 2.1781e-05 | 0.00043023 | -0.0048205 | 0.00011355 | 0.00015117 | 8.3946e-05 | 0.00012959 | 8.3946e-05 | 0.00011415 | 0.00022925 | 0.00011415 | 0 | 6.5591e-05 | 0.0001118 | 8.8862e-05 | 7.7876e-05 | 8.1271e-05 | 3.1778e-05 | 3.0653e-05 | 3.1012e-05 | 3.1012e-05 | 0.00011415 | 0.00011415 | 0.00011415 | 0.00011416 | 0.00011415 | 0.00011415 | 3.6473e-05 | 6.819e-05 | 6.0618e-05 | 5.6748e-05 | 0.00022929 | 0.00011415 | 0.00011415 | 0.00011415 | 0.00011415 | 1.23e-06 | 2.5894e-05 | 5.6002e-05 | 7.3438e-05 | 6.5247e-05 | 8.9824e-05 | 8.4818e-05 | 8.2497e-05 | 8.8952e-05 | 0.00010055 | 6.345e-06 | 6.345e-06
03/05 04:00:00 | 3 | 5 | 4 | 1516 | WD | 0 | 0.00011199 | 0.00011199 | 0.00097089 | 2.5896e-06 | 0.00022651 | 0.00011415 | 0 | 0 | 2.1781e-05 | 0.00041128 | -0.0022677 | 0.00011199 | 0.00016862 | 8.2211e-05 | 0.00013816 | 8.2211e-05 | 0.00011415 | 0.00022925 | 0.00011415 | 0 | 6.5591e-05 | 0.0001118 | 8.9222e-05 | 7.7633e-05 | 8.1215e-05 | 3.2377e-05 | 3.3779e-05 | 3.3332e-05 | 3.3332e-05 | 0.00011415 | 0.00011415 | 0.00011415 | 0.00011416 | 0.00011415 | 0.00011415 | 4.5596e-05 | 6.8975e-05 | 6.1912e-05 | 5.8304e-05 | 0.00022929 | 0.00011415 | 0.00011415 | 0.00011415 | 0.00011415 | 1.5508e-06 | 3.0373e-05 | 5.892e-05 | 7.5451e-05 | 7.0673e-05 | 8.9979e-05 | 8.51e-05 | 8.2837e-05 | 8.8947e-05 | 0.00010085 | 1.9458e-05 | 1.9458e-05
03/05 05:00:00 | 3 | 5 | 5 | 1517 | WD | 0 | 0.00012698 | 0.00012698 | 7.5771e-07 | 7.5167e-05 | 0.00021796 | 0.00011415 | 0 | 0 | 6.5342e-05 | 0.00038753 | 0.00072799 | 0.00012698 | 0.00018322 | 8.1198e-05 | 0.00014649 | 8.1198e-05 | 0.00011415 | 0.00022925 | 0.00011415 | 0 | 6.5591e-05 | 0.0001118 | 0.00010153 | 7.7501e-05 | 8.4927e-05 | 3.2871e-05 | 3.3876e-05 | 3.3556e-05 | 3.3556e-05 | 0.00011415 | 0.00011415 | 0.00011415 | 0.00011416 | 0.00011415 | 0.00011415 | 5.4768e-05 | 7.0282e-05 | 7.6832e-05 | 8.0178e-05 | 0.00022929 | 0.00011415 | 0.00011415 | 0.00011415 | 0.00011415 | 2.0054e-06 | 3.7834e-05 | 7.9583e-05 | 0.00010376 | 7.6256e-05 | 9.033e-05 | 8.9864e-05 | 8.9648e-05 | 8.8925e-05 | 0.00010108 | 1.2324e-05 | 1.2324e-05
03/05 06:00:00 | 3 | 5 | 6 | 1518 | WD | 0 | 0.00013048 | 0.00013048 | 2.7878e-06 | 7.8281e-05 | -1.5577e-12 | 0.00011415 | 0 | 0 | 0.00013613 | 0.00036993 | 0.0026961 | 0.00013048 | 0.00018484 | 8.7512e-05 | 0.00014599 | 8.7512e-05 | 0.00011415 | 0.00022925 | 0.00011415 | 0 | 6.5591e-05 | 0.0001118 | 0.0001043 | 8.1483e-05 | 8.8536e-05 | 3.3455e-05 | 3.3961e-05 | 3.38e-05 | 3.38e-05 | 0.00011415 | 0.00011415 | 0.00011415 | 0.00011416 | 0.00011415 | 0.00011415 | 9.1181e-05 | 9.299e-05 | 0.0001022 | 0.0001069 | 0.00022929 | 0.00011415 | 0.00011415 | 0.00011415 | 0.00011415 | 3.0749e-06 | 6.2531e-05 | 0.00011054 | 0.00013835 | 9.5113e-05 | 9.8583e-05 | 9.7862e-05 | 9.7527e-05 | 8.8775e-05 | 0.00010117 | 1.1474e-05 | 1.1474e-05
03/05 07:00:00 | 3 | 5 | 7 | 1519 | WD | 0 | 0.00016231 | 0.00016231 | 1.3558e-05 | 0.00016991 | 7.5464e-14 | 0.00011415 | 3.1397e-05 | 3.1397e-05 | 0.00015247 | -0.00072868 | 0.0031392 | 0.00016231 | -2.4749e-05 | 9.9871e-05 | 0.00017649 | 9.9871e-05 | 0.00011415 | 0.00017194 | 0.00011415 | 2.8779e-06 | 6.5591e-05 | 0.0001126 | 0.00010917 | 8.7178e-05 | 9.3974e-05 | 1.2803e-05 | 8.6413e-06 | 9.969e-06 | 9.969e-06 | 0.00011415 | 0.00011415 | 0.00011415 | 0.00011416 | 0.00011415 | 0.00011415 | 0.00012828 | 0.00012411 | 0.00013041 | 0.00013363 | 0.00019014 | 0.00011415 | 0.00011415 | 0.00011415 | 0.00011415 | 7.8353e-06 | 9.3384e-05 | 8.9136e-05 | 8.6676e-05 | 0.0001137 | 0.00011006 | 0.00010501 | 0.00010266 | 8.5983e-05 | 0.00012296 | 0.0004109 | 0.0004109
03/05 08:00:00 | 3 | 5 | 8 | 1520 | WD | 6.5176e-05 | 0.00017441 | 0.00017441 | 2.5924e-05 | 0.00025829 | 4.7973e-13 | 0.00011415 | 0.00027699 | 0.00027699 | 0.00013613 | -0.00046177 | 0.0029519 | 0.00017441 | 7.2869e-05 | 0.00011103 | 0.00017888 | 0.00011103 | 0.00011415 | 0 | 0.00011415 | 2.8436e-05 | 6.5591e-05 | 0.0001126 | 0.00010774 | 0.00010204 | 0.0001038 | 6.4017e-06 | 1.3611e-07 | 2.1352e-06 | 2.1352e-06 | 0.00011415 | 0.00011415 | 0.00011415 | 0.00011416 | 0.00011415 | 0.00011415 | 0.000149 | 0.00014042 | 0.00018899 | 0.00021381 | 0 | 0.00011415 | 0.00011415 | 0.00011415 | 0.00011415 | 7.1561e-05 | 0.00013302 | 0.0001394 | 0.0001431 | 0.00012122 | 0.00011428 | 0.00011689 | 0.00011811 | 9.3207e-05 | 0.00011665 | 0.00037836 | 0.00037836
03/05 09:00:00 | 3 | 5 | 9 | 1521 | WD | 0.0001649 | 0.00017842 | 0.00017842 | 0.001066 | 0.00018063 | 1.5523e-12 | 0.00011415 | 0.00027813 | 0.00027813 | 5.9897e-05 | -0.0002898 | 0.0025605 | 0.00017842 | 0.00017646 | 0.00011108 | 0.00020028 | 0.00011108 | 0.00011415 | 0 | 0.00011415 | 0.00016224 | 0.00016398 | 0.0001685 | 0.00011134 | 0.00010434 | 0.0001065 | 5.5845e-06 | 4.8149e-08 | 1.8146e-06 | 1.8146e-06 | 0.00011415 | 0.00011415 | 0.00011415 | 0.00011416 | 0.00011415 | 0.00011415 | 0.00016895 | 0.00015337 | 0.00019337 | 0.00021381 | 0 | 0.00011415 | 0.00011415 | 0.00011415 | 0.00011415 | 0.00017364 | 0.0001909 | 0.00016442 | 0.00014909 | 0.00013628 | 0.00011944 | 0.00014654 | 0.00015912 | 9.3878e-05 | 0.00011449 | 0.00026448 | 0.00026448
03/05 10:00:00 | 3 | 5 | 10 | 1522 | WD | 0.00024935 | 0.00019424 | 0.00019424 | -0.0010177 | 0.00017326 | 0.00021486 | 0.00011415 | 0.00028824 | 0.00028824 | 4.0839e-05 | -0.00015635 | 0.0021479 | 0.00019424 | 0.00029266 | 0.00011156 | 0.00022481 | 0.00011156 | 0.00011415 | 0 | 0.00011415 | 0.00044387 | 0.00029516 | 0.0002244 | 0.0001149 | 0.00010444 | 0.00010768 | 5.2023e-06 | 1.9474e-08 | 1.6731e-06 | 1.6731e-06 | 0.00011415 | 0.00011415 | 0.00011415 | 0.00011416 | 0.00011415 | 0.00011415 | 0.0001871 | 0.00015456 | 0.00019377 | 0.00021381 | 0 | 0.00011415 | 0.00011415 | 0.00011415 | 0.00011415 | 0.00028831 | 0.00023924 | 0.0001856 | 0.00015453 | 0.00014701 | 0.00012012 | 0.00015162 | 0.00016623 | 9.4753e-05 | 0.0001128 | 0.00019362 | 0.00019362
03/05 11:00:00 | 3 | 5 | 11 | 1523 | WD | 0.00031729 | 0.0001444 | 0.0001444 | 1.3607e-05 | 0.0001695 | 0.00021991 | 0.00011415 | 0 | 0 | 4.0839e-05 | 0.0011026 | 0.0017933 | 0.0001444 | 0.00036878 | 0.00011463 | 0.00015378 | 0.00011463 | 0.00011415 | 0 | 0.00011415 | 0.00047113 | 0.00029516 | 0.0002244 | 0.00011562 | 0.00010446 | 0.00010791 | 4.8225e-06 | 1.0382e-08 | 1.5457e-06 | 1.5457e-06 | 0.00011415 | 0.00011415 | 0.00011415 | 0.00011416 | 0.00011415 | 0.00011415 | 0.00018706 | 0.00015413 | 0.00019363 | 0.00021381 | 0 | 0.00011415 | 0.00011415 | 0.00011415 | 0.00011415 | 0.00037422 | 0.00024653 | 0.00019114 | 0.00015906 | 0.00014839 | 0.00011998 | 0.00015035 | 0.00016444 | 9.4822e-05 | 0.00011178 | 0.00015544 | 0.00015544
03/05 12:00:00 | 3 | 5 | 12 | 1524 | WD | 0.00035645 | 0.00014369 | 0.00014369 | 1.1625e-05 | 0.00016582 | 0.00021998 | 0.00011415 | 0 | 0 | 4.0839e-05 | 0.00073194 | 0.0015245 | 0.00014369 | 0.00030212 | 0.00011458 | 0.00015335 | 0.00011458 | 0.00011415 | 0 | 0.00011415 | 0.00047113 | 0.00029516 | 0.0002244 | 0.00014452 | 0.00010451 | 0.00011687 | 4.9094e-06 | 7.6769e-09 | 1.5716e-06 | 1.5716e-06 | 0.00011415 | 0.00011415 | 0.00011415 | 0.00011416 | 0.00011415 | 0.00011415 | 0.000187 | 0.00015348 | 0.00019341 | 0.00021381 | 0 | 0.00011415 | 0.00011415 | 0.00011415 | 0.00011415 | 0.00042341 | 0.00024632 | 0.00023576 | 0.00022965 | 0.00014862 | 0.00011978 | 0.00015172 | 0.00016653 | 9.4866e-05 | 0.00011083 | 0.00013022 | 0.00013022
03/05 13:00:00 | 3 | 5 | 13 | 1525 | WD | 0.00036373 | 0.00014412 | 0.00014412 | 0.0010181 | 0.000163 | 0.00021627 | 0.00011415 | 0 | 0 | 4.0839e-05 | 0.00049545 | 0.0013154 | 0.00014412 | 0.00027226 | 0.00011115 | 0.0001551 | 0.00011115 | 0.00011415 | 0 | 0.00011415 | 0.00047113 | 0.00029516 | 0.0002244 | 0.00011626 | 0.0001046 | 0.00010821 | 4.2976e-06 | 8.8455e-09 | 1.3772e-06 | 1.3772e-06 | 0.00011415 | 0.00011415 | 0.00011415 | 0.00011416 | 0.00011415 | 0.00011415 | 0.00018694 | 0.0001532 | 0.00019331 | 0.00021381 | 0 | 0.00011415 | 0.00011415 | 0.00011415 | 0.00011415 | 0.00043731 | 0.00024586 | 0.00023608 | 0.00023041 | 0.0001483 | 0.00011973 | 0.0001551 | 0.0001715 | 9.4898e-05 | 0.00011032 | 0.00011641 | 0.00011641
03/05 14:00:00 | 3 | 5 | 14 | 1526 | WD | 0.00033372 | 0.00014515 | 0.00014515 | 8.5951e-06 | 0.00014957 | 0.00022375 | 0.00011415 | 0 | 0 | 4.0839e-05 | 0.00041894 | 0.0011252 | 0.00014515 | 0.00026051 | 0.00011051 | 0.00015872 | 0.00011051 | 0.00011415 | 0 | 0.00011415 | 0.00047113 | 0.00029516 | 0.0002244 | 0.00011733 | 0.00010889 | 0.0001115 | 4.1903e-06 | 1.118e-08 | 1.3445e-06 | 1.3445e-06 | 0.00011415 | 0.00011415 | 0.00011415 | 0.00011416 | 0.00011415 | 0.00011415 | 0.00018653 | 0.00015279 | 0.00019317 | 0.00021381 | 0 | 0.00011415 | 0.00011415 | 0.00011415 | 0.00011415 | 0.00040929 | 0.00024525 | 0.00023503 | 0.00022911 | 0.00014662 | 0.00012111 | 0.00015352 | 0.00016854 | 9.4917e-05 | 0.00011006 | 0.00010163 | 0.00010163
03/05 15:00:00 | 3 | 5 | 15 | 1527 | WD | 0.00027339 | 0.000134 | 0.000134 | 3.8506e-06 | 9.1356e-05 | 0.00023635 | 0.00011415 | 0 | 0 | 4.0839e-05 | 0.0003897 | 0.00096857 | 0.000134 | 0.00024172 | 0.00010956 | 0.00015184 | 0.00010956 | 0.00011415 | 0 | 0.00011415 | 0.00047113 | 0.00029516 | 0.0002244 | 0.00011745 | 0.00010865 | 0.00011137 | 4.0317e-06 | 5.0361e-09 | 1.2898e-06 | 1.2898e-06 | 0.00011415 | 0.00011415 | 0.00011415 | 0.00011416 | 0.00011415 | 0.00011415 | 0.00018548 | 0.00015218 | 0.00019297 | 0.00021381 | 0 | 0.00011415 | 0.00011415 | 0.00011415 | 0.00011415 | 0.00034546 | 0.00024314 | 0.00018916 | 0.0001579 | 0.00014592 | 0.00012084 | 0.00015121 | 0.00016529 | 9.4953e-05 | 0.00010982 | 8.1809e-05 | 8.1809e-05
03/05 16:00:00 | 3 | 5 | 16 | 1528 | WD | 0.00019228 | 0.00013666 | 0.00013666 | 8.0737e-06 | 0.00010412 | 0.00024949 | 0.00011415 | 0 | 0 | 7.0788e-05 | 0.0003716 | 0.00085795 | 0.00013666 | 0.00023772 | 0.00011092 | 0.00015185 | 0.00011092 | 0.00011415 | 0 | 0.00011415 | 0.00039069 | 0.00029516 | 0.0002244 | 0.00011438 | 0.00010478 | 0.00010775 | 3.8134e-06 | -3.6516e-10 | 1.2165e-06 | 1.2165e-06 | 0.00011415 | 0.00011415 | 0.00011415 | 0.00011416 | 0.00011415 | 0.00011415 | 0.00016661 | 0.00015069 | 0.00019246 | 0.00021381 | 0 | 0.00011415 | 0.00011415 | 0.00011415 | 0.00011415 | 0.00022611 | 0.00021501 | 0.00017569 | 0.00015291 | 0.00013407 | 0.00011902 | 0.00015075 | 0.00016547 | 9.4983e-05 | 0.00010968 | 6.8372e-05 | 6.8372e-05
03/05 17:00:00 | 3 | 5 | 17 | 1529 | WD | 0.00010218 | 0.00015994 | 0.00015994 | 0.0010122 | 0.00013656 | -2.0051e-12 | 0.00011415 | 0.00055017 | 0.00055017 | 0.00015247 | -0.00091601 | 0.00078738 | 0.00015994 | 2.2993e-06 | 0.00012 | 0.00017391 | 0.00012 | 0.00011415 | 0 | 0.00011415 | 0.00022693 | 0.00029516 | 0.0002244 | 0.00010577 | 0.00010396 | 0.00010452 | 3.6311e-06 | 2.2151e-10 | 1.1587e-06 | 1.1587e-06 | 0.00011415 | 0.00011415 | 0.00011415 | 0.00011416 | 0.00011415 | 0.00011415 | 0.00014779 | 0.00014413 | 0.00015206 | 0.00015611 | 0 | 0.00011415 | 0.00011415 | 0.00011415 | 0.00011415 | 0.0001237 | 0.00015203 | 0.00012387 | 0.00010757 | 0.00012292 | 0.00011676 | 0.00014071 | 0.00015181 | 8.7364e-05 | 0.00011018 | 9.3929e-05 | 9.3929e-05
03/05 18:00:00 | 3 | 5 | 18 | 1530 | WD | 1.2514e-05 | 0.00017477 | 0.00017477 | 1.0977e-05 | 0.00016458 | -7.5459e-13 | 0.00011415 | 0.00026363 | 0.00026363 | 0.00021236 | -0.00045693 | 0.00073087 | 0.00017477 | 0.00016446 | 0.00013406 | 0.00018472 | 0.00013406 | 0.00011415 | 0 | 0.00011415 | 7.807e-05 | 0.00029516 | 0.0002244 | 0.00010317 | 0.0001033 | 0.00010326 | 3.3236e-06 | -4.2397e-09 | 1.0575e-06 | 1.0575e-06 | 0.00011415 | 0.00011415 | 0.00011415 | 0.00011416 | 0.00011415 | 0.00011415 | 0.00012914 | 0.0001396 | 0.00012935 | 0.00012411 | 0 | 0.00011415 | 0.00011415 | 0.00011415 | 0.00011415 | 4.2467e-05 | 0.00010074 | 8.8991e-05 | 8.2189e-05 | 0.00011321 | 0.00011519 | 0.00013225 | 0.00014016 | 8.7335e-05 | 0.00011107 | 0.0001419 | 0.0001419
03/05 19:00:00 | 3 | 5 | 19 | 1531 | WD | 0 | 0.00020509 | 0.00020509 | 1.3111e-05 | 0.00016803 | -3.8268e-13 | 0.00011415 | 0 | 0 | 0.00028587 | -0.00024977 | 0.00069087 | 0.00020509 | 0.00029839 | 0.00014271 | 0.00021923 | 0.00014271 | 0.00011415 | 0.00022925 | 0.00011415 | 0 | 6.5591e-05 | 0.0001126 | 0.00010262 | 0.00010082 | 0.00010138 | 3.0328e-06 | -1.8653e-08 | 9.5492e-07 | 9.5492e-07 | 0.00011415 | 0.00011415 | 0.00011415 | 0.00011416 | 0.00011415 | 0.00011415 | 0.00012867 | 0.00012924 | 0.00011284 | 0.00010446 | 0.00022929 | 0.00011415 | 0.00011415 | 0.00011415 | 0.00011415 | 4.7071e-06 | 8.1186e-05 | 7.2578e-05 | 6.7593e-05 | 0.00011728 | 0.00011914 | 0.00011917 | 0.00011919 | 8.7287e-05 | 0.0001117 | 0.0003436 | 0.0003436
03/05 20:00:00 | 3 | 5 | 20 | 1532 | WD | 0 | 0.00019175 | 0.00019175 | 1.3698e-05 | 0.00016879 | -2.8565e-13 | 0.00011415 | 0 | 0 | 0.00034305 | -0.00012514 | 0.00062268 | 0.00019175 | 0.00024394 | 0.00014653 | 0.00019634 | 0.00014653 | 0.00011415 | 0.00022925 | 0.00011415 | 0 | 6.5591e-05 | 0.0001126 | 0.00011208 | 9.9172e-05 | 0.00010316 | 2.8087e-06 | -1.7123e-08 | 8.8448e-07 | 8.8448e-07 | 0.00011415 | 0.00011415 | 0.00011415 | 0.00011416 | 0.00011415 | 0.00011415 | 0.00011028 | 0.00012072 | 0.00010105 | 9.1006e-05 | 0.00022929 | 0.00011415 | 0.00011415 | 0.00011415 | 0.00011415 | 6.0385e-06 | 7.1053e-05 | 0.00010064 | 0.00011777 | 0.00010786 | 0.000116 | 0.00011413 | 0.00011327 | 8.7236e-05 | 0.00011242 | 0.00038123 | 0.00038123
03/05 21:00:00 | 3 | 5 | 21 | 1533 | WD | 0 | 0.00018593 | 0.00018593 | 1.217e-05 | 0.0001666 | 0 | 0.00011415 | 0 | 0 | 0.00034849 | -7.8998e-05 | 0.00051602 | 0.00018593 | 0.00022345 | 0.00014762 | 0.00018788 | 0.00014762 | 0.00011415 | 0.00022925 | 0.00011415 | 0 | 6.5591e-05 | 0.0001126 | 0.00011083 | 9.6074e-05 | 0.00010063 | 2.6196e-06 | -1.2011e-08 | 8.2763e-07 | 8.2763e-07 | 0.00011415 | 0.00011415 | 0.00011415 | 0.00011416 | 0.00011415 | 0.00011415 | 0.00010984 | 0.00010476 | 8.6009e-05 | 7.6429e-05 | 0.00022929 | 0.00011415 | 0.00011415 | 0.00011415 | 0.00011415 | 4.8306e-06 | 5.9917e-05 | 8.4608e-05 | 9.8906e-05 | 0.00010626 | 0.00010995 | 0.00010449 | 0.00010196 | 8.7213e-05 | 0.00011288 | 0.00045058 | 0.00045058
03/05 22:00:00 | 3 | 5 | 22 | 1534 | WD | 0 | 0.00017891 | 0.00017891 | 1.0295e-05 | 0.00016389 | 2.0698e-12 | 0.00011415 | 0 | 0 | 0.00023959 | -5.5924e-05 | 0.00033653 | 0.00017891 | 0.00021599 | 0.00014405 | 0.00018473 | 0.00014405 | 0.00011415 | 0.00022925 | 0.00011415 | 0 | 6.5591e-05 | 0.0001126 | 0.00010472 | 8.1903e-05 | 8.8955e-05 | 2.2529e-05 | -4.3218e-09 | 7.185e-06 | 7.185e-06 | 0.00011415 | 0.00011415 | 0.00011415 | 0.00011415 | 0.00011415 | 0.00011415 | 0.00010924 | 9.2279e-05 | 7.4921e-05 | 6.6052e-05 | 0.00022929 | 0.00011415 | 0.00011415 | 0.00011415 | 0.00011415 | 3.2016e-06 | 4.5412e-05 | 7.0785e-05 | 8.5478e-05 | 0.00010442 | 9.8789e-05 | 9.825e-05 | 9.7999e-05 | 8.8654e-05 | 9.6704e-05 | 0.00047278 | 0.00047278
03/05 23:00:00 | 3 | 5 | 23 | 1535 | WD | 0 | 0.00015318 | 0.00015318 | 0.0010089 | 7.9706e-05 | 7.9772e-13 | 0.00011415 | 0 | 0 | 0.00013341 | 0.00109 | -0.0017683 | 0.00015318 | 0.00039458 | 0.00013614 | 0.00016802 | 0.00013614 | 0.00011415 | 0.00022925 | 0.00011415 | 0 | 6.5591e-05 | 0.0001118 | 9.5745e-05 | 7.7383e-05 | 8.3058e-05 | 2.9907e-05 | 2.551e-05 | 2.6913e-05 | 2.6913e-05 | 0.00011415 | 0.00011415 | 0.00011415 | 0.00011416 | 0.00011415 | 0.00011415 | 0.00010883 | 6.9436e-05 | 6.3877e-05 | 6.1037e-05 | 0.00022929 | 0.00011415 | 0.00011415 | 0.00011415 | 0.00011415 | 2.0797e-06 | 3.3003e-05 | 6.2124e-05 | 7.8988e-05 | 0.00010283 | 9.001e-05 | 9.1111e-05 | 9.1622e-05 | 8.8862e-05 | 9.8238e-05 | 2.139e-05 | 2.139e-05
03/05 24:00:00 | 3 | 5 | 24 | 1536 | WD | 0 | 0.00013753 | 0.00013753 | -0.00098825 | 7.7782e-05 | -1.3906e-12 | 0.00011415 | 0 | 0 | 5.4452e-05 | 0.00060033 | -0.0049786 | 0.00013753 | 0.00025816 | 0.00012638 | 0.0001522 | 0.00012638 | 0.00011415 | 0.00022925 | 0.00011415 | 0 | 6.5591e-05 | 0.0001118 | 0.00012402 | 7.7395e-05 | 9.1806e-05 | 3.1084e-05 | 3.4097e-05 | 3.3136e-05 | 3.3136e-05 | 0.00011415 | 0.00011415 | 0.00011415 | 0.00011416 | 0.00011415 | 0.00011415 | 9.9691e-05 | 6.8344e-05 | 6.1493e-05 | 5.7992e-05 | 0.00022929 | 0.00011415 | 0.00011415 | 0.00011415 | 0.00011415 | 1.729e-06 | 2.6771e-05 | 5.7344e-05 | 7.5048e-05 | 9.7742e-05 | 8.9708e-05 | 9.054e-05 | 9.0925e-05 | 8.8959e-05 | 0.00010022 | 4.9436e-06 | 4.9436e-06
03/06 01:00:00 | 3 | 6 | 1 | 1537 | WD | 0 | 9.0674e-05 | 9.0674e-05 | 0.00097952 | 7.5569e-05 | 0.00025245 | 0.00011415 | 0 | 0 | 2.1781e-05 | 0.00052426 | -0.0057303 | 9.0674e-05 | 7.0348e-05 | 9.19e-05 | 9.478e-05 | 9.19e-05 | 0.00011415 | 0.00022925 | 0.00011415 | 0 | 6.5591e-05 | 0.0001118 | 8.909e-05 | 7.7456e-05 | 8.1052e-05 | 3.0955e-05 | 3.3988e-05 | 3.302e-05 | 3.302e-05 | 0.00011415 | 0.00011415 | 0.00011415 | 0.00011416 | 0.00011415 | 0.00011415 | 4.5468e-05 | 6.8027e-05 | 5.8924e-05 | 5.4272e-05 | 0.00022929 | 0.00011415 | 0.00011415 | 0.00011415 | 0.00011415 | 1.2032e-06 | 2.496e-05 | 5.3631e-05 | 7.0234e-05 | 7.2068e-05 | 8.9643e-05 | 8.4338e-05 | 8.1877e-05 | 8.9182e-05 | 0.00010098 | 2.8237e-05 | 2.8237e-05
03/06 02:00:00 | 3 | 6 | 2 | 1538 | WD | 0 | 0.0001056 | 0.0001056 | 1.0407e-07 | 7.4678e-05 | 0.00023244 | 0.00011415 | 0 | 0 | 2.1781e-05 | 0.00040536 | -0.0048447 | 0.0001056 | 0.00010645 | 8.5656e-05 | 0.00011747 | 8.5656e-05 | 0.00011415 | 0.00022925 | 0.00011415 | 0 | 6.5591e-05 | 0.0001118 | 8.8043e-05 | 7.7487e-05 | 8.075e-05 | 3.1523e-05 | 3.3916e-05 | 3.3152e-05 | 3.3152e-05 | 0.00011415 | 0.00011415 | 0.00011415 | 0.00011416 | 0.00011415 | 0.00011415 | 3.6463e-05 | 6.7924e-05 | 5.8637e-05 | 5.3892e-05 | 0.00022929 | 0.00011415 | 0.00011415 | 0.00011415 | 0.00011415 | 1.2032e-06 | 2.437e-05 | 5.3103e-05 | 6.9742e-05 | 6.6762e-05 | 8.9628e-05 | 8.4147e-05 | 8.1605e-05 | 8.9272e-05 | 0.00010141 | 3.1646e-05 | 3.1646e-05
03/06 03:00:00 | 3 | 6 | 3 | 1539 | WD | 0 | 0.00011454 | 0.00011454 | -0.00097057 | 0 | 0.00022975 | 0.00011415 | 0 | 0 | 2.1781e-05 | 0.00041653 | -0.0050743 | 0.00011454 | 0.00015999 | 8.3946e-05 | 0.00014182 | 8.3946e-05 | 0.00011415 | 0.00022925 | 0.00011415 | 0 | 6.5591e-05 | 0.0001118 | 8.8031e-05 | 7.7517e-05 | 8.0766e-05 | 3.1948e-05 | 3.3781e-05 | 3.3196e-05 | 3.3196e-05 | 0.00011415 | 0.00011415 | 0.00011415 | 0.00011416 | 0.00011415 | 0.00011415 | 3.6473e-05 | 6.819e-05 | 6.0618e-05 | 5.6748e-05 | 0.00022929 | 0.00011415 | 0.00011415 | 0.00011415 | 0.00011415 | 1.23e-06 | 2.5894e-05 | 5.6002e-05 | 7.3438e-05 | 6.5462e-05 | 8.9722e-05 | 8.4654e-05 | 8.2303e-05 | 8.9325e-05 | 0.00010172 | 4.0993e-05 | 4.0993e-05
03/06 04:00:00 | 3 | 6 | 4 | 1540 | WD | 0 | 0.00012343 | 0.00012343 | 0.00097083 | 7.4424e-05 | 0.00022651 | 0.00011415 | 0 | 0 | 2.1781e-05 | 0.00038063 | -0.0020874 | 0.00012343 | 0.00017246 | 8.2211e-05 | 0.00014362 | 8.2211e-05 | 0.00011415 | 0.00022925 | 0.00011415 | 0 | 6.5591e-05 | 0.0001118 | 8.8912e-05 | 7.7531e-05 | 8.1049e-05 | 3.2421e-05 | 3.3542e-05 | 3.3185e-05 | 3.3185e-05 | 0.00011415 | 0.00011415 | 0.00011415 | 0.00011416 | 0.00011415 | 0.00011415 | 4.5596e-05 | 6.8975e-05 | 6.1912e-05 | 5.8304e-05 | 0.00022929 | 0.00011415 | 0.00011415 | 0.00011415 | 0.00011415 | 1.5508e-06 | 3.0373e-05 | 5.892e-05 | 7.5451e-05 | 7.0823e-05 | 8.9963e-05 | 8.4967e-05 | 8.2649e-05 | 8.9249e-05 | 0.00010182 | 3.9164e-05 | 3.9164e-05
03/06 05:00:00 | 3 | 6 | 5 | 1541 | WD | 0 | 0.0001329 | 0.0001329 | -0.00062986 | 7.5157e-05 | 0.00021796 | 0.00011415 | 0 | 0 | 6.5342e-05 | 0.00035937 | 0.0010512 | 0.0001329 | 0.00018939 | 8.1198e-05 | 0.00015492 | 8.1198e-05 | 0.00011415 | 0.00022925 | 0.00011415 | 0 | 6.5591e-05 | 0.0001118 | 0.00014829 | 7.75e-05 | 9.9377e-05 | 3.1851e-05 | 3.3876e-05 | 3.3229e-05 | 3.3229e-05 | 0.00011415 | 0.00011415 | 0.00011415 | 0.00011416 | 0.00011415 | 0.00011415 | 5.4768e-05 | 7.0282e-05 | 7.6832e-05 | 8.0178e-05 | 0.00022929 | 0.00011415 | 0.00011415 | 0.00011415 | 0.00011415 | 2.0054e-06 | 3.7834e-05 | 7.9583e-05 | 0.00010376 | 7.6838e-05 | 9.0346e-05 | 8.9781e-05 | 8.9519e-05 | 8.9203e-05 | 0.00010193 | 3.4486e-05 | 3.4486e-05
03/06 06:00:00 | 3 | 6 | 6 | 1542 | WD | 0 | 0.00014044 | 0.00014044 | 0.00064531 | 7.8276e-05 | -1.5577e-12 | 0.00011415 | 0 | 0 | 0.00013613 | 0.00035051 | 0.0030217 | 0.00014044 | 0.00019571 | 8.7512e-05 | 0.00016015 | 8.7512e-05 | 0.00011415 | 0.00022925 | 0.00011415 | 0 | 6.5591e-05 | 0.0001118 | 0.00014172 | 8.1471e-05 | 0.00010009 | 3.492e-05 | 3.3991e-05 | 3.4287e-05 | 3.4287e-05 | 0.00011415 | 0.00011415 | 0.00011415 | 0.00011416 | 0.00011415 | 0.00011415 | 9.1181e-05 | 9.299e-05 | 0.0001022 | 0.0001069 | 0.00022929 | 0.00011415 | 0.00011415 | 0.00011415 | 0.00011415 | 3.0749e-06 | 6.2531e-05 | 0.00011054 | 0.00013835 | 9.5659e-05 | 9.8596e-05 | 9.7789e-05 | 9.7415e-05 | 8.9068e-05 | 0.00010204 | 2.9922e-05 | 2.9922e-05
03/06 07:00:00 | 3 | 6 | 7 | 1543 | WD | 0 | 0.00017207 | 0.00017207 | 1.2421e-05 | 0.00016981 | 7.5464e-14 | 0.00011415 | 3.3289e-05 | 3.3289e-05 | 0.00015247 | -0.0007892 | 0.0034185 | 0.00017207 | -3.308e-05 | 9.9871e-05 | 0.0001904 | 9.9871e-05 | 0.00011415 | 0.00017194 | 0.00011415 | 3.0514e-06 | 6.5591e-05 | 0.0001126 | 0.00012775 | 8.7152e-05 | 9.9698e-05 | 1.3344e-05 | 8.6602e-06 | 1.0155e-05 | 1.0155e-05 | 0.00011415 | 0.00011415 | 0.00011415 | 0.00011416 | 0.00011415 | 0.00011415 | 0.00012828 | 0.00012406 | 0.00013039 | 0.00013363 | 0.0001538 | 0.00011415 | 0.00011415 | 0.00011415 | 0.00011415 | 1.0338e-05 | 9.2881e-05 | 8.9039e-05 | 8.6814e-05 | 0.0001131 | 0.00010982 | 0.0001031 | 9.9976e-05 | 8.5657e-05 | 0.00012474 | 0.00048861 | 0.00048861
03/06 08:00:00 | 3 | 6 | 8 | 1544 | WD | 7.1028e-05 | 0.00016421 | 0.00016421 | 2.4416e-05 | 0.0001753 | 4.7973e-13 | 0.00011415 | 0.00029104 | 0.00029104 | 0.00013613 | -0.00047263 | 0.0032033 | 0.00016421 | 5.9273e-05 | 0.00011103 | 0.00017689 | 0.00011103 | 0.00011415 | 0 | 0.00011415 | 2.9879e-05 | 6.5591e-05 | 0.0001126 | 0.0001075 | 0.00010196 | 0.00010368 | 6.5654e-06 | 1.3776e-07 | 2.1885e-06 | 2.1885e-06 | 0.00011415 | 0.00011415 | 0.00011415 | 0.00011416 | 0.00011415 | 0.00011415 | 0.000149 | 0.00014038 | 0.00018898 | 0.00021381 | 0 | 0.00011415 | 0.00011415 | 0.00011415 | 0.00011415 | 7.4766e-05 | 0.00013418 | 0.00013998 | 0.00014334 | 0.00012132 | 0.00011426 | 0.00011689 | 0.00011811 | 9.3108e-05 | 0.00011778 | 0.00044557 | 0.00044557
03/06 09:00:00 | 3 | 6 | 9 | 1545 | WD | 0.00017084 | 0.00018575 | 0.00018575 | 1.6657e-05 | 0.00026374 | 1.5523e-12 | 0.00011415 | 0.00028541 | 0.00028541 | 5.9897e-05 | -0.00023256 | 0.0027888 | 0.00018575 | 0.00017511 | 0.00011108 | 0.00019818 | 0.00011108 | 0.00011415 | 0 | 0.00011415 | 0.00016648 | 0.00016398 | 0.0001685 | 0.00011109 | 0.00010423 | 0.00010635 | 5.577e-06 | 4.4875e-08 | 1.8099e-06 | 1.8099e-06 | 0.00011415 | 0.00011415 | 0.00011415 | 0.00011416 | 0.00011415 | 0.00011415 | 0.00016895 | 0.00015337 | 0.00019337 | 0.00021381 | 0 | 0.00011415 | 0.00011415 | 0.00011415 | 0.00011415 | 0.00017786 | 0.00019292 | 0.00016535 | 0.00014937 | 0.00013634 | 0.00011942 | 0.00014627 | 0.00015873 | 9.4361e-05 | 0.00011522 | 0.00031608 | 0.00031608
03/06 10:00:00 | 3 | 6 | 10 | 1546 | WD | 0.00025546 | 0.00020181 | 0.00020181 | 2.2869e-05 | 0.0001732 | 0.00021486 | 0.00011415 | 0.00029088 | 0.00029088 | 4.0839e-05 | -0.00015499 | 0.0023448 | 0.00020181 | 0.00030534 | 0.00011156 | 0.0002356 | 0.00011156 | 0.00011415 | 0 | 0.00011415 | 0.00044794 | 0.00029516 | 0.0002244 | 0.00011432 | 0.00010415 | 0.00010729 | 5.1892e-06 | 1.7494e-08 | 1.6675e-06 | 1.6675e-06 | 0.00011415 | 0.00011415 | 0.00011415 | 0.00011416 | 0.00011415 | 0.00011415 | 0.0001871 | 0.00015456 | 0.00019377 | 0.00021381 | 0 | 0.00011415 | 0.00011415 | 0.00011415 | 0.00011415 | 0.00029313 | 0.00024032 | 0.00018617 | 0.00015481 | 0.00014705 | 0.00012003 | 0.00015143 | 0.000166 | 9.4682e-05 | 0.00011335 | 0.00022974 | 0.00022974
03/06 11:00:00 | 3 | 6 | 11 | 1547 | WD | 0.00032389 | 0.00015523 | 0.00015523 | 1.2979e-05 | 0.0001695 | 0.00021991 | 0.00011415 | 0 | 0 | 4.0839e-05 | 0.0011877 | 0.0019839 | 0.00015523 | 0.00039446 | 0.00011463 | 0.00016921 | 0.00011463 | 0.00011415 | 0 | 0.00011415 | 0.00047113 | 0.00029516 | 0.0002244 | 0.00011482 | 0.00010406 | 0.00010738 | 4.8072e-06 | 1.0294e-08 | 1.5408e-06 | 1.5408e-06 | 0.00011415 | 0.00011415 | 0.00011415 | 0.00011416 | 0.00011415 | 0.00011415 | 0.00018706 | 0.00015413 | 0.00019363 | 0.00021381 | 0 | 0.00011415 | 0.00011415 | 0.00011415 | 0.00011415 | 0.00037908 | 0.00024653 | 0.00019132 | 0.00015935 | 0.00014842 | 0.00011985 | 0.00015016 | 0.00016422 | 9.4726e-05 | 0.0001123 | 0.00019511 | 0.00019511
03/06 12:00:00 | 3 | 6 | 12 | 1548 | WD | 0.00035985 | 0.00013933 | 0.00013933 | 1.0382e-05 | 0.0001658 | 0.00021998 | 0.00011415 | 0 | 0 | 4.0839e-05 | 0.00067742 | 0.0017033 | 0.00013933 | 0.00028873 | 0.00011458 | 0.00014714 | 0.00011458 | 0.00011415 | 0 | 0.00011415 | 0.00047113 | 0.00029516 | 0.0002244 | 0.00014433 | 0.0001043 | 0.00011667 | 4.8778e-06 | 1.0629e-08 | 1.5635e-06 | 1.5635e-06 | 0.00011415 | 0.00011415 | 0.00011415 | 0.00011416 | 0.00011415 | 0.00011415 | 0.000187 | 0.00015348 | 0.00019341 | 0.00021381 | 0 | 0.00011415 | 0.00011415 | 0.00011415 | 0.00011415 | 0.00042745 | 0.00024632 | 0.00023591 | 0.00022987 | 0.00014863 | 0.00011972 | 0.00015162 | 0.00016642 | 9.4821e-05 | 0.00011106 | 0.00015517 | 0.00015517
03/06 13:00:00 | 3 | 6 | 13 | 1549 | WD | 0.00036241 | 0.00013035 | 0.00013035 | 0.0010175 | 0.00016299 | 0.00021627 | 0.00011415 | 0 | 0 | 4.0839e-05 | 0.00047559 | 0.0014886 | 0.00013035 | 0.00024347 | 0.00011115 | 0.0001355 | 0.00011115 | 0.00011415 | 0 | 0.00011415 | 0.00047113 | 0.00029516 | 0.0002244 | 0.00011651 | 0.00010473 | 0.00010837 | 4.2757e-06 | 1.4127e-08 | 1.3738e-06 | 1.3738e-06 | 0.00011415 | 0.00011415 | 0.00011415 | 0.00011416 | 0.00011415 | 0.00011415 | 0.00018694 | 0.0001532 | 0.00019331 | 0.00021381 | 0 | 0.00011415 | 0.00011415 | 0.00011415 | 0.00011415 | 0.00043843 | 0.00024586 | 0.00023612 | 0.00023048 | 0.00014829 | 0.00011977 | 0.00015516 | 0.00017157 | 9.4915e-05 | 0.00011007 | 0.00011243 | 0.00011243
03/06 14:00:00 | 3 | 6 | 14 | 1550 | WD | 0.0003334 | 0.0001131 | 0.0001131 | 8.338e-06 | 8.0648e-05 | 0.00022375 | 0.00011415 | 0 | 0 | 4.0839e-05 | 0.00037755 | 0.0013216 | 0.0001131 | 0.00020934 | 0.00011051 | 0.0001235 | 0.00011051 | 0.00011415 | 0 | 0.00011415 | 0.00047113 | 0.00029516 | 0.0002244 | 0.00011783 | 0.00010914 | 0.00011183 | 4.1953e-06 | 2.5854e-09 | 1.3403e-06 | 1.3403e-06 | 0.00011415 | 0.00011415 | 0.00011415 | 0.00011416 | 0.00011415 | 0.00011415 | 0.00018653 | 0.00015279 | 0.00019317 | 0.00021381 | 0 | 0.00011415 | 0.00011415 | 0.00011415 | 0.00011415 | 0.00041301 | 0.00024525 | 0.00023516 | 0.00022931 | 0.00014659 | 0.00012119 | 0.00015378 | 0.00016889 | 9.4966e-05 | 0.0001094 | 7.5506e-05 | 7.5506e-05
03/06 15:00:00 | 3 | 6 | 15 | 1551 | WD | 0.00027061 | 0.00012074 | 0.00012074 | 3.8168e-06 | 0.00015957 | 0.00023635 | 0.00011415 | 0 | 0 | 4.0839e-05 | 0.00033786 | 0.0011571 | 0.00012074 | 0.0001972 | 0.00010956 | 0.00012267 | 0.00010956 | 0.00011415 | 0 | 0.00011415 | 0.00047113 | 0.00029516 | 0.0002244 | 0.00011817 | 0.00010898 | 0.00011182 | 4.0492e-06 | -9.6345e-09 | 1.2854e-06 | 1.2854e-06 | 0.00011415 | 0.00011415 | 0.00011415 | 0.00011416 | 0.00011415 | 0.00011415 | 0.00018548 | 0.00015218 | 0.00019297 | 0.00021381 | 0 | 0.00011415 | 0.00011415 | 0.00011415 | 0.00011415 | 0.00034664 | 0.00024314 | 0.00018921 | 0.00015798 | 0.00014589 | 0.00012094 | 0.00015161 | 0.00016584 | 9.5016e-05 | 0.00010893 | 4.4735e-05 | 4.4735e-05
03/06 16:00:00 | 3 | 6 | 16 | 1552 | WD | 0.00019466 | 0.00011477 | 0.00011477 | 7.2802e-06 | 7.9753e-05 | 0.00024949 | 0.00011415 | 0 | 0 | 7.0788e-05 | 0.00032619 | 0.0010546 | 0.00011477 | 0.0001937 | 0.00011092 | 0.00012436 | 0.00011092 | 0.00011415 | 0 | 0.00011415 | 0.00039842 | 0.00029516 | 0.0002244 | 0.00011485 | 0.00010494 | 0.000108 | 3.9379e-06 | -1.4118e-08 | 1.2468e-06 | 1.2468e-06 | 0.00011415 | 0.00011415 | 0.00011415 | 0.00011416 | 0.00011415 | 0.00011415 | 0.00016661 | 0.00015069 | 0.00019246 | 0.00021381 | 0 | 0.00011415 | 0.00011415 | 0.00011415 | 0.00011415 | 0.00023007 | 0.00021702 | 0.00017659 | 0.00015318 | 0.00013404 | 0.00011906 | 0.00015107 | 0.00016591 | 9.5033e-05 | 0.00010886 | 3.4724e-05 | 3.4724e-05
03/06 17:00:00 | 3 | 6 | 17 | 1553 | WD | 0.0001056 | 0.00014783 | 0.00014783 | 4.2542e-06 | 0.00016118 | -2.0051e-12 | 0.00011415 | 0.00056838 | 0.00056838 | 0.00015247 | -0.00091301 | 0.00097949 | 0.00014783 | -1.7306e-05 | 0.00012 | 0.00015296 | 0.00012 | 0.00011415 | 0 | 0.00011415 | 0.00023445 | 0.00029516 | 0.0002244 | 0.00010618 | 0.00010408 | 0.00010473 | 3.6351e-06 | 7.9166e-09 | 1.1652e-06 | 1.1652e-06 | 0.00011415 | 0.00011415 | 0.00011415 | 0.00011416 | 0.00011415 | 0.00011415 | 0.00014779 | 0.00014413 | 0.00015206 | 0.00015611 | 0 | 0.00011415 | 0.00011415 | 0.00011415 | 0.00011415 | 0.00012738 | 0.00015394 | 0.0001247 | 0.00010777 | 0.0001229 | 0.00011679 | 0.00014088 | 0.00015205 | 8.7406e-05 | 0.00010943 | 6.9385e-05 | 6.9385e-05
03/06 18:00:00 | 3 | 6 | 18 | 1554 | WD | 1.4347e-05 | 0.00016472 | 0.00016472 | 1.1007e-05 | 0.00016453 | -7.5459e-13 | 0.00011415 | 0.00028218 | 0.00028218 | 0.00021236 | -0.00049409 | 0.00092969 | 0.00016472 | 0.00014689 | 0.00013406 | 0.00017041 | 0.00013406 | 0.00011415 | 0 | 0.00011415 | 8.3564e-05 | 0.00029516 | 0.0002244 | 0.00010384 | 0.00010356 | 0.00010365 | 3.2881e-06 | 2.2506e-08 | 1.0644e-06 | 1.0644e-06 | 0.00011415 | 0.00011415 | 0.00011415 | 0.00011416 | 0.00011415 | 0.00011415 | 0.00012914 | 0.00013956 | 0.00012933 | 0.00012411 | 0 | 0.00011415 | 0.00011415 | 0.00011415 | 0.00011415 | 4.4929e-05 | 0.00010167 | 8.9413e-05 | 8.2314e-05 | 0.00011319 | 0.00011525 | 0.00013239 | 0.00014034 | 8.7386e-05 | 0.00011032 | 0.00011309 | 0.00011309
03/06 19:00:00 | 3 | 6 | 19 | 1555 | WD | 0 | 0.00019939 | 0.00019939 | 0.0010411 | 0.00016801 | -3.8268e-13 | 0.00011415 | 0 | 0 | 0.00028587 | -0.00025283 | 0.00086849 | 0.00019939 | 0.00029362 | 0.00014271 | 0.00021112 | 0.00014271 | 0.00011415 | 0.00022925 | 0.00011415 | 0 | 6.5591e-05 | 0.0001126 | 0.00010348 | 0.00010121 | 0.00010191 | 2.9775e-06 | 1.2897e-08 | 9.5877e-07 | 9.5877e-07 | 0.00011415 | 0.00011415 | 0.00011415 | 0.00011416 | 0.00011415 | 0.00011415 | 0.00012867 | 0.00012924 | 0.00011284 | 0.00010446 | 0.00022929 | 0.00011415 | 0.00011415 | 0.00011415 | 0.00011415 | 4.7071e-06 | 8.1186e-05 | 7.2578e-05 | 6.7593e-05 | 0.00011726 | 0.00011926 | 0.00011921 | 0.00011919 | 8.735e-05 | 0.00011097 | 0.00032086 | 0.00032086
03/06 20:00:00 | 3 | 6 | 20 | 1556 | WD | 0 | 0.00018828 | 0.00018828 | 1.3613e-05 | 0.00016872 | -2.8565e-13 | 0.00011415 | 0 | 0 | 0.00034305 | -0.00012685 | 0.00078409 | 0.00018828 | 0.00024283 | 0.00014653 | 0.00019141 | 0.00014653 | 0.00011415 | 0.00022925 | 0.00011415 | 0 | 6.5591e-05 | 0.0001126 | 0.0001008 | 9.9407e-05 | 9.9837e-05 | 2.762e-06 | 1.1867e-09 | 8.8205e-07 | 8.8205e-07 | 0.00011415 | 0.00011415 | 0.00011415 | 0.00011416 | 0.00011415 | 0.00011415 | 0.00011028 | 0.00012072 | 0.00010105 | 9.1006e-05 | 0.00022929 | 0.00011415 | 0.00011415 | 0.00011415 | 0.00011415 | 6.0385e-06 | 7.1053e-05 | 0.00010064 | 0.00011777 | 0.00010773 | 0.00011607 | 0.00011415 | 0.00011327 | 8.7286e-05 | 0.00011176 | 0.00036011 | 0.00036011
03/06 21:00:00 | 3 | 6 | 21 | 1557 | WD | 0 | 0.00018428 | 0.00018428 | 1.2367e-05 | 0.00016522 | 0 | 0.00011415 | 0 | 0 | 0.00034849 | -8.0471e-05 | 0.00066095 | 0.00018428 | 0.00022578 | 0.00014762 | 0.00018573 | 0.00014762 | 0.00011415 | 0.00022925 | 0.00011415 | 0 | 6.5591e-05 | 0.0001126 | 0.00010007 | 9.622e-05 | 9.7409e-05 | 2.5817e-06 | -4.7105e-09 | 8.205e-07 | 8.205e-07 | 0.00011415 | 0.00011415 | 0.00011415 | 0.00011416 | 0.00011415 | 0.00011415 | 0.00010984 | 0.00010476 | 8.6009e-05 | 7.6429e-05 | 0.00022929 | 0.00011415 | 0.00011415 | 0.00011415 | 0.00011415 | 4.8306e-06 | 5.9917e-05 | 8.4608e-05 | 9.8906e-05 | 0.00010614 | 0.00010998 | 0.0001045 | 0.00010196 | 8.7248e-05 | 0.00011227 | 0.00043186 | 0.00043186
03/06 22:00:00 | 3 | 6 | 22 | 1558 | WD | 0 | 0.00017241 | 0.00017241 | 1.0863e-05 | 8.3232e-05 | 2.0698e-12 | 0.00011415 | 0 | 0 | 0.00023959 | -5.6663e-05 | 0.00044803 | 0.00017241 | 0.00022671 | 0.00014405 | 0.00018765 | 0.00014405 | 0.00011415 | 0.00022925 | 0.00011415 | 0 | 6.5591e-05 | 0.0001126 | 9.6635e-05 | 8.2025e-05 | 8.654e-05 | 2.2099e-05 | 3.9446e-09 | 7.0536e-06 | 7.0536e-06 | 0.00011415 | 0.00011415 | 0.00011415 | 0.00011415 | 0.00011415 | 0.00011415 | 0.00010924 | 9.2279e-05 | 7.4921e-05 | 6.6052e-05 | 0.00022929 | 0.00011415 | 0.00011415 | 0.00011415 | 0.00011415 | 3.2016e-06 | 4.5412e-05 | 7.0785e-05 | 8.5478e-05 | 0.00010431 | 9.8832e-05 | 9.8263e-05 | 9.7999e-05 | 8.8604e-05 | 9.7156e-05 | 0.00045426 | 0.00045426
03/06 23:00:00 | 3 | 6 | 23 | 1559 | WD | 0 | 0.00016133 | 0.00016133 | 3.7903e-06 | 0.00015936 | 7.9772e-13 | 0.00011415 | 0 | 0 | 0.00013341 | 0.0011406 | -0.0018108 | 0.00016133 | 0.00039967 | 0.00013614 | 0.0001676 | 0.00013614 | 0.00011415 | 0.00022925 | 0.00011415 | 0 | 6.5591e-05 | 0.0001118 | 9.6249e-05 | 7.7562e-05 | 8.3337e-05 | 2.9059e-05 | 1.6235e-05 | 2.0326e-05 | 2.0326e-05 | 0.00011415 | 0.00011415 | 0.00011415 | 0.00011416 | 0.00011415 | 0.00011415 | 0.00010883 | 6.9436e-05 | 6.3877e-05 | 6.1037e-05 | 0.00022929 | 0.00011415 | 0.00011415 | 0.00011415 | 0.00011415 | 2.0797e-06 | 3.3003e-05 | 6.2124e-05 | 7.8988e-05 | 0.00010277 | 9.0063e-05 | 9.1116e-05 | 9.1604e-05 | 8.8736e-05 | 9.778e-05 | 2.0033e-05 | 2.0033e-05
03/06 24:00:00 | 3 | 6 | 24 | 1560 | WD | 0 | 0.00012709 | 0.00012709 | 5.0189e-06 | 7.7778e-05 | -1.3906e-12 | 0.00011415 | 0 | 0 | 5.4452e-05 | 0.00059154 | -0.0044276 | 0.00012709 | 0.00024059 | 0.00012638 | 0.00013734 | 0.00012638 | 0.00011415 | 0.00022925 | 0.00011415 | 0 | 6.5591e-05 | 0.0001118 | 0.0001246 | 7.809e-05 | 9.2463e-05 | 2.9991e-05 | 1.3699e-05 | 1.8897e-05 | 1.8897e-05 | 0.00011415 | 0.00011415 | 0.00011415 | 0.00011416 | 0.00011415 | 0.00011415 | 9.9691e-05 | 6.8344e-05 | 6.1493e-05 | 5.7992e-05 | 0.00022929 | 0.00011415 | 0.00011415 | 0.00011415 | 0.00011415 | 1.729e-06 | 2.6771e-05 | 5.7344e-05 | 7.5048e-05 | 9.7662e-05 | 8.994e-05 | 9.0613e-05 | 9.0925e-05 | 8.8799e-05 | 9.9633e-05 | 3.1461e-06 | 3.1461e-06
03/07 01:00:00 | 3 | 7 | 1 | 1561 | WE | 0 | 9.9731e-05 | 9.9731e-05 | 1.2422e-06 | 7.5785e-05 | 0.00025245 | 0.00011415 | 0 | 0 | 2.1781e-05 | 0.00040697 | -0.0059157 | 9.9731e-05 | 9.6509e-05 | 9.281e-05 | 0.00010745 | 9.281e-05 | 0.00011415 | 0.00022925 | 0.00011415 | 0 | 1.6398e-05 | 1.3975e-05 | 9.1776e-05 | 7.9355e-05 | 8.3193e-05 | -1.6043e-05 | 1.4492e-05 | 4.7497e-06 | 4.7497e-06 | 0.00011415 | 0.00011415 | 0.00011415 | 0.00011416 | 0.00011415 | 0.00011415 | 9.1034e-05 | 6.7637e-05 | 6.0012e-05 | 5.6116e-05 | 0.00022929 | 0.00011415 | 0.00011415 | 0.00011415 | 0.00011415 | 2.6738e-06 | 2.2734e-05 | 5.4326e-05 | 7.262e-05 | 9.1942e-05 | 9.0105e-05 | 8.493e-05 | 8.253e-05 | 8.6237e-05 | 0.00010046 | 1.7363e-05 | 1.7363e-05
03/07 02:00:00 | 3 | 7 | 2 | 1562 | WE | 0 | 0.00010385 | 0.00010385 | 0 | 0 | 0.00023244 | 0.00011415 | 0 | 0 | 2.1781e-05 | 0.00041597 | -0.0042702 | 0.00010385 | 0.00012793 | 8.6205e-05 | 0.00012613 | 8.6205e-05 | 0.00011415 | 0.00022925 | 0.00011415 | 0 | 1.6398e-05 | 1.3975e-05 | 9.0878e-05 | 8.0441e-05 | 8.3667e-05 | -3.2198e-05 | 1.4502e-05 | -3.9808e-07 | -3.9808e-07 | 0.00011415 | 0.00011415 | 0.00011415 | 0.00011416 | 0.00011415 | 0.00011415 | 9.1034e-05 | 6.7538e-05 | 5.9021e-05 | 5.4669e-05 | 0.00022929 | 0.00011415 | 0.00011415 | 0.00011415 | 0.00011415 | 2.6738e-06 | 2.2169e-05 | 5.2933e-05 | 7.0747e-05 | 9.193e-05 | 9.0463e-05 | 8.4245e-05 | 8.136e-05 | 8.6223e-05 | 0.00010088 | 2.4024e-05 | 2.4024e-05
03/07 03:00:00 | 3 | 7 | 3 | 1563 | WE | 0 | 0.00012609 | 0.00012609 | 4.1556e-07 | 7.4457e-05 | 0.00022975 | 0.00011415 | 0 | 0 | 2.1781e-05 | 0.00044175 | -0.005158 | 0.00012609 | 0.00017691 | 8.4304e-05 | 0.00014695 | 8.4304e-05 | 0.00011415 | 0.00022925 | 0.00011415 | 0 | 1.6398e-05 | 1.3975e-05 | 9.0702e-05 | 8.0846e-05 | 8.3892e-05 | -3.4623e-05 | 1.4385e-05 | -1.251e-06 | -1.251e-06 | 0.00011415 | 0.00011415 | 0.00011415 | 0.00011416 | 0.00011415 | 0.00011415 | 9.1034e-05 | 6.7578e-05 | 5.8145e-05 | 5.3326e-05 | 0.00022929 | 0.00011415 | 0.00011415 | 0.00011415 | 0.00011415 | 2.6738e-06 | 2.2396e-05 | 5.1915e-05 | 6.9009e-05 | 9.1913e-05 | 9.062e-05 | 8.379e-05 | 8.0623e-05 | 8.6263e-05 | 0.00010106 | 3.2471e-05 | 3.2471e-05
03/07 04:00:00 | 3 | 7 | 4 | 1564 | WE | 0 | 0.00014636 | 0.00014636 | 0.00097121 | 7.4514e-05 | 0.00022651 | 0.00011415 | 0 | 0 | 2.1781e-05 | 0.00043554 | -0.0019847 | 0.00014636 | 0.00022869 | 8.2413e-05 | 0.0001762 | 8.2413e-05 | 0.00011415 | 0.00022925 | 0.00011415 | 0 | 1.6398e-05 | 1.3975e-05 | 9.0628e-05 | 8.127e-05 | 8.4162e-05 | -3.6025e-05 | 1.4228e-05 | -1.8053e-06 | -1.8053e-06 | 0.00011415 | 0.00011415 | 0.00011415 | 0.00011416 | 0.00011415 | 0.00011415 | 9.1034e-05 | 6.8179e-05 | 5.8423e-05 | 5.3438e-05 | 0.00022929 | 0.00011415 | 0.00011415 | 0.00011415 | 0.00011415 | 2.6738e-06 | 2.5829e-05 | 5.3266e-05 | 6.9154e-05 | 9.1907e-05 | 9.0952e-05 | 8.3732e-05 | 8.0382e-05 | 8.6261e-05 | 0.00010125 | 3.5033e-05 | 3.5033e-05
03/07 05:00:00 | 3 | 7 | 5 | 1565 | WE | 0 | 0.00013972 | 0.00013972 | -0.00097558 | 0 | 0.00021796 | 0.00011415 | 0 | 0 | 6.5342e-05 | 0.00040564 | 0.0010378 | 0.00013972 | 0.00023231 | 8.158e-05 | 0.00017589 | 8.158e-05 | 0.00011415 | 0.00022925 | 0.00011415 | 0 | 1.6398e-05 | 1.3975e-05 | 0.00010239 | 8.212e-05 | 8.8384e-05 | -3.704e-05 | 1.3894e-05 | -2.3568e-06 | -2.3568e-06 | 0.00011415 | 0.00011415 | 0.00011415 | 0.00011416 | 0.00011415 | 0.00011415 | 9.1034e-05 | 6.9401e-05 | 6.1076e-05 | 5.6823e-05 | 0.00022929 | 0.00011415 | 0.00011415 | 0.00011415 | 0.00011415 | 2.6738e-06 | 3.2805e-05 | 5.8598e-05 | 7.3534e-05 | 9.2021e-05 | 9.1621e-05 | 8.4446e-05 | 8.1118e-05 | 8.6244e-05 | 0.00010138 | 4.2626e-05 | 4.2626e-05
03/07 06:00:00 | 3 | 7 | 6 | 1566 | WE | 0 | 0.00015285 | 0.00015285 | 0.00099948 | 0.00015752 | -1.5577e-12 | 0.00011415 | 0 | 0 | 0.00013613 | 0.000382 | 0.0029709 | 0.00015285 | 0.00021996 | 8.8117e-05 | 0.00016575 | 8.8117e-05 | 0.00011415 | 0.00022925 | 0.00011415 | 0 | 1.6398e-05 | 1.3975e-05 | 0.00010155 | 8.5667e-05 | 9.0574e-05 | -3.8219e-05 | 1.3702e-05 | -2.8639e-06 | -2.8639e-06 | 0.00011415 | 0.00011415 | 0.00011415 | 0.00011416 | 0.00011415 | 0.00011415 | 9.1034e-05 | 8.6668e-05 | 7.4596e-05 | 6.8429e-05 | 0.00022929 | 0.00011415 | 0.00011415 | 0.00011415 | 0.00011415 | 2.6738e-06 | 4.7626e-05 | 7.3544e-05 | 8.8553e-05 | 9.2017e-05 | 9.8079e-05 | 8.8663e-05 | 8.4295e-05 | 8.6249e-05 | 0.00010141 | 4.0492e-05 | 4.0492e-05
03/07 07:00:00 | 3 | 7 | 7 | 1567 | WE | 0 | 0.0001672 | 0.0001672 | -0.0010176 | 0.00017238 | 7.5442e-14 | 0.00011415 | 3.5123e-05 | 3.5123e-05 | 0.00015247 | -0.00076049 | 0.0033952 | 0.0001672 | -3.2267e-06 | 0.00010137 | 0.00018276 | 0.00010137 | 0.00011415 | 0.00017194 | 0.00011415 | 8.0486e-07 | 1.6398e-05 | 1.4769e-05 | 0.00010225 | 9.1666e-05 | 9.4936e-05 | -5.8086e-05 | 7.3931e-06 | -1.3498e-05 | -1.3498e-05 | 0.00011415 | 0.00011415 | 0.00011415 | 0.00011416 | 0.00011415 | 0.00011415 | 9.1034e-05 | 0.00011699 | 9.283e-05 | 8.0485e-05 | 0.0001538 | 0.00011415 | 0.00011415 | 0.00011415 | 0.00011415 | 7.4151e-06 | 6.7969e-05 | 9.101e-05 | 0.00010435 | 9.0136e-05 | 0.00010918 | 9.6592e-05 | 9.0755e-05 | 8.3437e-05 | 0.00012333 | 1.3701e-05 | 1.3701e-05
03/07 08:00:00 | 3 | 7 | 8 | 1568 | WE | 7.3178e-05 | 0.00017241 | 0.00017241 | 0.0010747 | 0.0002431 | 4.7973e-13 | 0.00011415 | 0.00030462 | 0.00030462 | 0.00013613 | -0.00045879 | 0.0032002 | 0.00017241 | 9.4115e-05 | 0.000114 | 0.0001777 | 0.000114 | 0.00011415 | 0 | 0.00011415 | 7.8181e-06 | 1.6398e-05 | 1.4769e-05 | 9.8194e-05 | 0.00010761 | 0.0001047 | -6.7669e-05 | 2.2866e-06 | -2.0033e-05 | -2.0033e-05 | 0.00011415 | 0.00011415 | 0.00011415 | 0.00011416 | 0.00011415 | 0.00011415 | 9.1034e-05 | 0.00013607 | 0.00010624 | 9.0996e-05 | 0 | 0.00011415 | 0.00011415 | 0.00011415 | 0.00011415 | 4.4865e-05 | 0.00011265 | 0.00011714 | 0.00011974 | 8.6295e-05 | 0.00011477 | 9.5516e-05 | 8.6585e-05 | 8.5317e-05 | 0.00011653 | -3.7825e-05 | -3.7825e-05
03/07 09:00:00 | 3 | 7 | 9 | 1569 | WE | 0.00017227 | 0.00017207 | 0.00017207 | 2.8575e-05 | 0.00020545 | 1.5523e-12 | 0.00011415 | 0.00029067 | 0.00029067 | 5.9897e-05 | -0.00023662 | 0.0027956 | 0.00017207 | 0.0001749 | 0.00011567 | 0.00018653 | 0.00011567 | 0.00011415 | 0 | 0.00011415 | 1.6955e-05 | 1.6398e-05 | 1.4769e-05 | 9.8126e-05 | 0.00010932 | 0.00010586 | -7.9755e-05 | 6.849e-07 | -2.498e-05 | -2.498e-05 | 0.00011415 | 0.00011415 | 0.00011415 | 0.00011416 | 0.00011415 | 0.00011415 | 9.1034e-05 | 0.00014804 | 0.00011622 | 9.9958e-05 | 0 | 0.00011415 | 0.00011415 | 0.00011415 | 0.00011415 | 9.3761e-05 | 0.00017448 | 0.00014886 | 0.00013403 | 8.6297e-05 | 0.00011927 | 0.00010318 | 9.5722e-05 | 8.6264e-05 | 0.00011428 | -9.7914e-05 | -9.7914e-05
03/07 10:00:00 | 3 | 7 | 10 | 1570 | WE | 0.0002536 | 0.00019932 | 0.00019932 | 2.5707e-05 | 0.00026309 | 0.00021486 | 0.00011415 | 0.00029067 | 0.00029067 | 4.0839e-05 | -0.00015654 | 0.0023588 | 0.00019932 | 0.00029702 | 0.00011778 | 0.00021718 | 0.00011778 | 0.00011415 | 0 | 0.00011415 | 2.4867e-05 | 1.6398e-05 | 1.4769e-05 | 9.9039e-05 | 0.00010966 | 0.00010637 | -8.4119e-05 | 2.5813e-07 | -2.6663e-05 | -2.6663e-05 | 0.00011415 | 0.00011415 | 0.00011415 | 0.00011416 | 0.00011415 | 0.00011415 | 9.1034e-05 | 0.00014946 | 0.00011937 | 0.000104 | 0 | 0.00011415 | 0.00011415 | 0.00011415 | 0.00011415 | 0.00013929 | 0.00021846 | 0.00016985 | 0.0001417 | 8.6293e-05 | 0.00012026 | 0.00010559 | 9.8784e-05 | 8.6389e-05 | 0.00011266 | -0.00010116 | -0.00010116
03/07 11:00:00 | 3 | 7 | 11 | 1571 | WE | 0.00032281 | 0.00014584 | 0.00014584 | 1.4304e-05 | 0.00017551 | 0.00021991 | 0.00011415 | 0 | 0 | 4.0839e-05 | 0.001085 | 0.0020028 | 0.00014584 | 0.00036743 | 0.00012151 | 0.00015349 | 0.00012151 | 0.00011415 | 0 | 0.00011415 | 2.6174e-05 | 1.6398e-05 | 1.4769e-05 | 9.8781e-05 | 0.00011082 | 0.0001071 | -8.5131e-05 | 2.7403e-07 | -2.6975e-05 | -2.6975e-05 | 0.00011415 | 0.00011415 | 0.00011415 | 0.00011416 | 0.00011415 | 0.00011415 | 9.1034e-05 | 0.00014938 | 0.00011814 | 0.00010218 | 0 | 0.00011415 | 0.00011415 | 0.00011415 | 0.00011415 | 0.00018142 | 0.00022374 | 0.00017144 | 0.00014115 | 8.6282e-05 | 0.00012079 | 0.00010483 | 9.7429e-05 | 8.6484e-05 | 0.00011159 | -0.000104 | -0.000104
03/07 12:00:00 | 3 | 7 | 12 | 1572 | WE | 0.0003657 | 0.00013898 | 0.00013898 | 1.1541e-05 | 0.00016853 | 0.00021998 | 0.00011415 | 0 | 0 | 4.0839e-05 | 0.0007171 | 0.0016968 | 0.00013898 | 0.00028884 | 0.00012155 | 0.00014476 | 0.00012155 | 0.00011415 | 0 | 0.00011415 | 2.6174e-05 | 1.6398e-05 | 1.4769e-05 | 0.00012629 | 0.0001116 | 0.00011614 | -8.9042e-05 | 2.0715e-07 | -2.8268e-05 | -2.8268e-05 | 0.00011415 | 0.00011415 | 0.00011415 | 0.00011416 | 0.00011415 | 0.00011415 | 9.1034e-05 | 0.00014911 | 0.0001139 | 9.5904e-05 | 0 | 0.00011415 | 0.00011415 | 0.00011415 | 0.00011415 | 0.00020696 | 0.00022125 | 0.00016577 | 0.00013364 | 8.6541e-05 | 0.00012097 | 0.00010505 | 9.7667e-05 | 8.6534e-05 | 0.00011078 | -0.00010146 | -0.00010146
03/07 13:00:00 | 3 | 7 | 13 | 1573 | WE | 0.00037 | 0.00013474 | 0.00013474 | 1.0488e-05 | 0.00016528 | 0.00021627 | 0.00011415 | 0 | 0 | 4.0839e-05 | 0.00048578 | 0.0014593 | 0.00013474 | 0.00025145 | 0.00011748 | 0.00014008 | 0.00011748 | 0.00011415 | 0 | 0.00011415 | 2.6174e-05 | 1.6398e-05 | 1.4769e-05 | 9.7368e-05 | 0.00011196 | 0.00010745 | -8.7805e-05 | 1.3058e-07 | -2.7926e-05 | -2.7926e-05 | 0.00011415 | 0.00011415 | 0.00011415 | 0.00011416 | 0.00011415 | 0.00011415 | 9.1034e-05 | 0.00014827 | 0.00011155 | 9.2781e-05 | 0 | 0.00011415 | 0.00011415 | 0.00011415 | 0.00011415 | 0.00021222 | 0.00021767 | 0.00016185 | 0.00012952 | 8.6267e-05 | 0.00012084 | 0.00010366 | 9.5695e-05 | 8.658e-05 | 0.00011036 | -0.00010505 | -0.00010505
03/07 14:00:00 | 3 | 7 | 14 | 1574 | WE | 0.00034036 | 0.00012307 | 0.00012307 | 9.891e-06 | 8.1611e-05 | 0.00022375 | 0.00011415 | 0 | 0 | 4.0839e-05 | 0.00040212 | 0.0012476 | 0.00012307 | 0.00022882 | 0.00011631 | 0.00013633 | 0.00011631 | 0.00011415 | 0 | 0.00011415 | 2.6174e-05 | 1.6398e-05 | 1.4769e-05 | 9.9233e-05 | 0.00011626 | 0.000111 | -8.9152e-05 | 5.9363e-08 | -2.8404e-05 | -2.8404e-05 | 0.00011415 | 0.00011415 | 0.00011415 | 0.00011416 | 0.00011415 | 0.00011415 | 9.1034e-05 | 0.00014778 | 0.00010773 | 8.7265e-05 | 0 | 0.00011415 | 0.00011415 | 0.00011415 | 0.00011415 | 0.00019911 | 0.00021561 | 0.0001559 | 0.00012131 | 8.6287e-05 | 0.0001222 | 0.00010154 | 9.195e-05 | 8.6618e-05 | 0.00011013 | -0.00010414 | -0.00010414
03/07 15:00:00 | 3 | 7 | 15 | 1575 | WE | 0.00028219 | 0.00014002 | 0.00014002 | 0.0010123 | 0.0001613 | 0.00023635 | 0.00011415 | 0 | 0 | 4.0839e-05 | 0.00037758 | 0.0010556 | 0.00014002 | 0.00023855 | 0.00011474 | 0.00014876 | 0.00011474 | 0.00011415 | 0 | 0.00011415 | 2.6174e-05 | 1.6398e-05 | 1.4769e-05 | 9.9819e-05 | 0.00011586 | 0.0001109 | -9.0392e-05 | 2.1681e-08 | -2.8825e-05 | -2.8825e-05 | 0.00011415 | 0.00011415 | 0.00011415 | 0.00011416 | 0.00011415 | 0.00011415 | 9.1034e-05 | 0.0001471 | 0.00010447 | 8.269e-05 | 0 | 0.00011415 | 0.00011415 | 0.00011415 | 0.00011415 | 0.00017007 | 0.00021248 | 0.00015001 | 0.00011384 | 8.6293e-05 | 0.00012186 | 9.2118e-05 | 7.8325e-05 | 8.665e-05 | 0.00011014 | -9.066e-05 | -9.066e-05
03/07 16:00:00 | 3 | 7 | 16 | 1576 | WE | 0.00020288 | 0.00014238 | 0.00014238 | 7.9897e-06 | 0.00016123 | 0.00024949 | 0.00011415 | 0 | 0 | 7.0788e-05 | 0.00035372 | 0.00090795 | 0.00014238 | 0.00023603 | 0.00011582 | 0.00015034 | 0.00011582 | 0.00011415 | 0 | 0.00011415 | 2.2456e-05 | 1.6398e-05 | 1.4769e-05 | 9.9143e-05 | 0.00011198 | 0.00010801 | -9.1374e-05 | 2.3423e-08 | -2.9138e-05 | -2.9138e-05 | 0.00011415 | 0.00011415 | 0.00011415 | 0.00011416 | 0.00011415 | 0.00011415 | 9.1034e-05 | 0.00014517 | 0.00010162 | 7.9372e-05 | 0 | 0.00011415 | 0.00011415 | 0.00011415 | 0.00011415 | 0.0001263 | 0.00018584 | 0.00013634 | 0.00010768 | 8.6287e-05 | 0.00011991 | 9.0117e-05 | 7.6299e-05 | 8.6684e-05 | 0.00011034 | -9.0068e-05 | -9.0068e-05
03/07 17:00:00 | 3 | 7 | 17 | 1577 | WE | 0.00010776 | 0.00014944 | 0.00014944 | 4.7502e-06 | 8.1567e-05 | -2.0051e-12 | 0.00011415 | 0.0005674 | 0.0005674 | 0.00015247 | -0.00090437 | 0.0008023 | 0.00014944 | 5.4469e-06 | 0.00012479 | 0.00016626 | 0.00012479 | 0.00011415 | 0 | 0.00011415 | 1.3002e-05 | 1.6398e-05 | 1.4769e-05 | 9.3757e-05 | 0.00011172 | 0.00010617 | -9.2348e-05 | 2.0193e-08 | -2.945e-05 | -2.945e-05 | 0.00011415 | 0.00011415 | 0.00011415 | 0.00011416 | 0.00011415 | 0.00011415 | 9.1034e-05 | 0.00014133 | 9.6564e-05 | 7.3692e-05 | 0 | 0.00011415 | 0.00011415 | 0.00011415 | 0.00011415 | 7.7062e-05 | 0.00012729 | 0.00010887 | 9.8201e-05 | 8.6235e-05 | 0.00011867 | 8.8851e-05 | 7.5023e-05 | 8.6717e-05 | 0.00011058 | -8.6901e-05 | -8.6901e-05
03/07 18:00:00 | 3 | 7 | 18 | 1578 | WE | 1.4716e-05 | 0.00017789 | 0.00017789 | 0.00074507 | 0.00016693 | -7.5459e-13 | 0.00011415 | 0.00028073 | 0.00028073 | 0.00021236 | -0.00049385 | 0.00074864 | 0.00017789 | 0.00018196 | 0.00013881 | 0.00018781 | 0.00013881 | 0.00011415 | 0 | 0.00011415 | 4.6186e-06 | 1.6398e-05 | 1.4769e-05 | 9.3713e-05 | 0.00010853 | 0.00010395 | -8.3185e-05 | -1.9584e-08 | -2.6554e-05 | -2.6554e-05 | 0.00011415 | 0.00011415 | 0.00011415 | 0.00011416 | 0.00011415 | 0.00011415 | 9.1034e-05 | 0.00012597 | 8.9047e-05 | 7.0179e-05 | 0 | 0.00011415 | 0.00011415 | 0.00011415 | 0.00011415 | 3.0373e-05 | 7.9916e-05 | 8.7459e-05 | 9.1827e-05 | 8.6237e-05 | 0.00011292 | 8.4065e-05 | 7.0682e-05 | 8.6107e-05 | 0.00011112 | -7.7977e-05 | -7.7977e-05
03/07 19:00:00 | 3 | 7 | 19 | 1579 | WE | 0 | 0.00020643 | 0.00020643 | -0.00072174 | 0.00017427 | -3.8268e-13 | 0.00011415 | 0 | 0 | 0.00028587 | -0.00025227 | 0.00069625 | 0.00020643 | 0.00031154 | 0.00014748 | 0.00021921 | 0.00014748 | 0.00011415 | 0.00022925 | 0.00011415 | 0 | 1.6398e-05 | 1.4769e-05 | 9.3256e-05 | 0.00010685 | 0.00010265 | -8.1218e-05 | -1.4342e-07 | -2.6011e-05 | -2.6011e-05 | 0.00011415 | 0.00011415 | 0.00011415 | 0.00011416 | 0.00011415 | 0.00011415 | 9.1034e-05 | 0.00012264 | 8.3483e-05 | 6.3475e-05 | 0.00022929 | 0.00011415 | 0.00011415 | 0.00011415 | 0.00011415 | 2.6738e-06 | 6.5305e-05 | 7.5968e-05 | 8.2143e-05 | 9.1928e-05 | 0.00011912 | 9.4537e-05 | 8.3135e-05 | 8.6026e-05 | 0.00011191 | 6.4854e-05 | 6.4854e-05
03/07 20:00:00 | 3 | 7 | 20 | 1580 | WE | 0 | 0.000194 | 0.000194 | 1.4436e-05 | 0.00025513 | -2.8567e-13 | 0.00011415 | 0 | 0 | 0.00034305 | -0.00012642 | 0.00063439 | 0.000194 | 0.0002464 | 0.0001514 | 0.0001855 | 0.0001514 | 0.00011415 | 0.00022925 | 0.00011415 | 0 | 1.6398e-05 | 1.4769e-05 | 0.00010471 | 0.00010478 | 0.00010476 | -8.209e-05 | -2.1718e-07 | -2.6339e-05 | -2.6339e-05 | 0.00011415 | 0.00011415 | 0.00011415 | 0.00011416 | 0.00011415 | 0.00011415 | 9.1034e-05 | 0.00011781 | 8.0517e-05 | 6.1465e-05 | 0.00022929 | 0.00011415 | 0.00011415 | 0.00011415 | 0.00011415 | 2.6738e-06 | 6.1694e-05 | 7.2996e-05 | 7.9541e-05 | 9.2042e-05 | 0.00011662 | 9.3064e-05 | 8.2138e-05 | 8.6007e-05 | 0.00011208 | 6.911e-05 | 6.911e-05
03/07 21:00:00 | 3 | 7 | 21 | 1581 | WE | 0 | 0.00017161 | 0.00017161 | 0.0010463 | 0.00016964 | 0 | 0.00011415 | 0 | 0 | 0.00034849 | -7.977e-05 | 0.00054779 | 0.00017161 | 0.0002133 | 0.00015248 | 0.00016601 | 0.00015248 | 0.00011415 | 0.00022925 | 0.00011415 | 0 | 1.6398e-05 | 1.4769e-05 | 0.00010433 | 0.00010219 | 0.00010285 | -8.2157e-05 | -4.5834e-08 | -2.6244e-05 | -2.6244e-05 | 0.00011415 | 0.00011415 | 0.00011415 | 0.00011416 | 0.00011415 | 0.00011415 | 9.1034e-05 | 0.00010413 | 7.5344e-05 | 6.0638e-05 | 0.00022929 | 0.00011415 | 0.00011415 | 0.00011415 | 0.00011415 | 2.6738e-06 | 5.5997e-05 | 7.023e-05 | 7.8471e-05 | 9.2023e-05 | 0.00011158 | 9.1291e-05 | 8.1881e-05 | 8.6056e-05 | 0.00011201 | 6.362e-05 | 6.362e-05
03/07 22:00:00 | 3 | 7 | 22 | 1582 | WE | 0 | 0.00016073 | 0.00016073 | 1.0208e-05 | 0.00016643 | 2.0697e-12 | 0.00011415 | 0 | 0 | 0.00023959 | -5.6455e-05 | 0.00041405 | 0.00016073 | 0.00020138 | 0.00014889 | 0.00015746 | 0.00014889 | 0.00011415 | 0.00022925 | 0.00011415 | 0 | 1.6398e-05 | 1.4769e-05 | 9.9229e-05 | 8.766e-05 | 9.1235e-05 | -6.0584e-05 | 1.3188e-07 | -1.924e-05 | -1.924e-05 | 0.00011415 | 0.00011415 | 0.00011415 | 0.00011416 | 0.00011415 | 0.00011415 | 9.1034e-05 | 8.8189e-05 | 6.8193e-05 | 5.7976e-05 | 0.00022929 | 0.00011415 | 0.00011415 | 0.00011415 | 0.00011415 | 2.6738e-06 | 3.8487e-05 | 6.1627e-05 | 7.5027e-05 | 9.1985e-05 | 0.00010134 | 8.7548e-05 | 8.1152e-05 | 8.7045e-05 | 0.00011205 | 6.3229e-05 | 6.3229e-05
03/07 23:00:00 | 3 | 7 | 23 | 1583 | WE | 0 | 0.00013401 | 0.00013401 | 8.0387e-06 | 8.0656e-05 | 7.9772e-13 | 0.00011415 | 0 | 0 | 0.00013341 | 0.0011034 | -0.0016903 | 0.00013401 | 0.00035426 | 0.00013992 | 0.0001398 | 0.00013992 | 0.00011415 | 0.00022925 | 0.00011415 | 0 | 1.6398e-05 | 1.3975e-05 | 9.1182e-05 | 8.5079e-05 | 8.6965e-05 | -5.457e-05 | 5.472e-06 | -1.3685e-05 | -1.3685e-05 | 0.00011415 | 0.00011415 | 0.00011415 | 0.00011415 | 0.00011415 | 0.00011415 | 9.1034e-05 | 6.8383e-05 | 6.1574e-05 | 5.8095e-05 | 0.00022929 | 0.00011415 | 0.00011415 | 0.00011415 | 0.00011415 | 2.6738e-06 | 2.6995e-05 | 5.751e-05 | 7.5181e-05 | 9.1888e-05 | 9.2309e-05 | 8.4709e-05 | 8.1185e-05 | 8.691e-05 | 9.7455e-05 | 5.7362e-05 | 5.7362e-05
03/07 24:00:00 | 3 | 7 | 24 | 1584 | WE | 0 | 0.00011577 | 0.00011577 | 2.6376e-06 | 0.000154 | -1.3906e-12 | 0.00011415 | 0 | 0 | 5.4452e-05 | 0.00058986 | -0.00047244 | 0.00011577 | 0.00020656 | 0.00012686 | 0.00010963 | 0.00012686 | 0.00011415 | 0.00022925 | 0.00011415 | 0 | 1.6398e-05 | 1.3975e-05 | 0.00011999 | 8.6243e-05 | 9.6673e-05 | -5.7043e-05 | 1.1228e-05 | -1.0554e-05 | -1.0554e-05 | 0.00011415 | 0.00011415 | 0.00011415 | 0.00011415 | 0.00011415 | 0.00011415 | 9.1034e-05 | 6.7664e-05 | 6.0585e-05 | 5.6968e-05 | 0.00022929 | 0.00011415 | 0.00011415 | 0.00011415 | 0.00011415 | 2.6738e-06 | 2.2886e-05 | 5.5079e-05 | 7.3722e-05 | 9.2147e-05 | 9.2504e-05 | 8.456e-05 | 8.0876e-05 | 8.69e-05 | 9.755e-05 | 5.895e-05 | 5.895e-05
03/08 01:00:00 | 3 | 8 | 1 | 1585 | WE | 0 | 5.7763e-05 | 5.7763e-05 | 1.0237e-06 | 3.1742e-06 | 0.00025245 | 0.00011415 | 0 | 0 | 2.1781e-05 | 0.00038244 | -0.0063014 | 5.7763e-05 | 2.7286e-05 | 9.281e-05 | 5.8663e-05 | 9.281e-05 | 0.00011415 | 0.00022925 | 0.00011415 | 0 | 1.6398e-05 | 1.3975e-05 | 9.2026e-05 | 8.7261e-05 | 8.8733e-05 | -5.2787e-05 | 1.2303e-05 | -8.4641e-06 | -8.4641e-06 | 0.00011415 | 0.00011415 | 0.00011415 | 0.00011416 | 0.00011415 | 0.00011415 | 9.1034e-05 | 6.7729e-05 | 5.9644e-05 | 5.5513e-05 | 0.00022929 | 0.00011415 | 0.00011415 | 0.00011415 | 0.00011415 | 2.6738e-06 | 2.3262e-05 | 5.4025e-05 | 7.184e-05 | 9.1869e-05 | 9.2896e-05 | 8.4412e-05 | 8.0478e-05 | 8.6904e-05 | 9.8902e-05 | 5.4673e-05 | 5.4673e-05
03/08 02:00:00 | 3 | 8 | 2 | 1586 | WE | 0 | 9.3238e-05 | 9.3238e-05 | 5.2644e-07 | 7.4797e-05 | 0.00023244 | 0.00011415 | 0 | 0 | 2.1781e-05 | 0.00039969 | -0.0051267 | 9.3238e-05 | 0.00010519 | 8.6205e-05 | 9.9742e-05 | 8.6205e-05 | 0.00011415 | 0.00022925 | 0.00011415 | 0 | 1.6398e-05 | 1.3975e-05 | 9.1945e-05 | 8.7675e-05 | 8.8995e-05 | -5.2322e-05 | 1.241e-05 | -8.2431e-06 | -8.2431e-06 | 0.00011415 | 0.00011415 | 0.00011415 | 0.00011416 | 0.00011415 | 0.00011415 | 9.1034e-05 | 6.758e-05 | 5.8756e-05 | 5.4248e-05 | 0.00022929 | 0.00011415 | 0.00011415 | 0.00011415 | 0.00011415 | 2.6738e-06 | 2.2409e-05 | 5.2676e-05 | 7.0203e-05 | 9.1875e-05 | 9.3006e-05 | 8.4211e-05 | 8.0131e-05 | 8.6863e-05 | 9.9713e-05 | 6.235e-05 | 6.235e-05
03/08 03:00:00 | 3 | 8 | 3 | 1587 | WE | 0 | 0.00010374 | 0.00010374 | 0 | 7.4448e-05 | 0.00022975 | 0.00011415 | 0 | 0 | 2.1781e-05 | 0.0004192 | -0.005039 | 0.00010374 | 0.00014058 | 8.4304e-05 | 0.00011514 | 8.4304e-05 | 0.00011415 | 0.00022925 | 0.00011415 | 0 | 1.6398e-05 | 1.3975e-05 | 9.1471e-05 | 8.6983e-05 | 8.837e-05 | -5.2441e-05 | 1.2634e-05 | -8.1289e-06 | -8.1289e-06 | 0.00011415 | 0.00011415 | 0.00011415 | 0.00011416 | 0.00011415 | 0.00011415 | 9.1034e-05 | 6.7485e-05 | 5.7794e-05 | 5.2843e-05 | 0.00022929 | 0.00011415 | 0.00011415 | 0.00011415 | 0.00011415 | 2.6738e-06 | 2.1869e-05 | 5.1326e-05 | 6.8384e-05 | 9.1885e-05 | 9.2738e-05 | 8.3863e-05 | 7.9747e-05 | 8.6808e-05 | 0.00010017 | 6.5847e-05 | 6.5847e-05
03/08 04:00:00 | 3 | 8 | 4 | 1588 | WE | 0 | 0.00010736 | 0.00010736 | 4.0525e-07 | 0 | 0.00022651 | 0.00011415 | 0 | 0 | 2.1781e-05 | 0.00040497 | -0.0023204 | 0.00010736 | 0.00017138 | 8.2413e-05 | 0.00013193 | 8.2413e-05 | 0.00011415 | 0.00022925 | 0.00011415 | 0 | 1.6398e-05 | 1.3975e-05 | 9.1265e-05 | 8.6323e-05 | 8.785e-05 | -5.2456e-05 | 1.2885e-05 | -7.962e-06 | -7.962e-06 | 0.00011415 | 0.00011415 | 0.00011415 | 0.00011416 | 0.00011415 | 0.00011415 | 9.1034e-05 | 6.7544e-05 | 5.8391e-05 | 5.3714e-05 | 0.00022929 | 0.00011415 | 0.00011415 | 0.00011415 | 0.00011415 | 2.6738e-06 | 2.2203e-05 | 5.2163e-05 | 6.9512e-05 | 9.1888e-05 | 9.2527e-05 | 8.3959e-05 | 7.9985e-05 | 8.6781e-05 | 0.00010045 | 6.9198e-05 | 6.9198e-05
03/08 05:00:00 | 3 | 8 | 5 | 1589 | WE | 0 | 0.00012914 | 0.00012914 | 8.6304e-07 | 7.5328e-05 | 0.00021796 | 0.00011415 | 0 | 0 | 6.5342e-05 | 0.00039499 | 0.00080495 | 0.00012914 | 0.00019691 | 8.158e-05 | 0.00014946 | 8.158e-05 | 0.00011415 | 0.00022925 | 0.00011415 | 0 | 1.6398e-05 | 1.3975e-05 | 0.00010231 | 8.4973e-05 | 9.0331e-05 | -5.2968e-05 | 1.3419e-05 | -7.762e-06 | -7.762e-06 | 0.00011415 | 0.00011415 | 0.00011415 | 0.00011416 | 0.00011415 | 0.00011415 | 9.1034e-05 | 6.9679e-05 | 5.9002e-05 | 5.3546e-05 | 0.00022929 | 0.00011415 | 0.00011415 | 0.00011415 | 0.00011415 | 2.6738e-06 | 2.4849e-05 | 5.2995e-05 | 6.9294e-05 | 9.2012e-05 | 9.2699e-05 | 8.3982e-05 | 7.9939e-05 | 8.6714e-05 | 0.00010072 | 8.3531e-05 | 8.3531e-05
03/08 06:00:00 | 3 | 8 | 6 | 1590 | WE | 0 | 0.00014839 | 0.00014839 | 2.733e-06 | 7.8767e-05 | -1.5577e-12 | 0.00011415 | 0 | 0 | 0.00013613 | 0.00040206 | 0.0027949 | 0.00014839 | 0.00022758 | 8.8117e-05 | 0.00017128 | 8.8117e-05 | 0.00011415 | 0.00022925 | 0.00011415 | 0 | 1.6398e-05 | 1.3975e-05 | 0.00010056 | 8.537e-05 | 9.0065e-05 | -5.361e-05 | 1.3542e-05 | -7.8835e-06 | -7.8835e-06 | 0.00011415 | 0.00011415 | 0.00011415 | 0.00011416 | 0.00011415 | 0.00011415 | 9.1034e-05 | 8.4051e-05 | 6.7636e-05 | 5.9249e-05 | 0.00022929 | 0.00011415 | 0.00011415 | 0.00011415 | 0.00011415 | 2.6738e-06 | 3.4085e-05 | 6.1055e-05 | 7.6674e-05 | 9.2033e-05 | 9.7179e-05 | 8.6469e-05 | 8.1501e-05 | 8.6604e-05 | 0.00010103 | 9.8229e-05 | 9.8229e-05
03/08 07:00:00 | 3 | 8 | 7 | 1591 | WE | 0 | 0.00018182 | 0.00018182 | 1.3689e-05 | 0.00023685 | 7.5442e-14 | 0.00011415 | 3.4913e-05 | 3.4913e-05 | 0.00015247 | -0.00073076 | 0.0032316 | 0.00018182 | 5.054e-06 | 0.00010137 | 0.00019384 | 0.00010137 | 0.00011415 | 0.00017194 | 0.00011415 | 8.0004e-07 | 1.6398e-05 | 1.4769e-05 | 0.00010101 | 9.0324e-05 | 9.3627e-05 | -7.2681e-05 | 7.4774e-06 | -1.8098e-05 | -1.8098e-05 | 0.00011415 | 0.00011415 | 0.00011415 | 0.00011416 | 0.00011415 | 0.00011415 | 9.1034e-05 | 0.00011334 | 8.0905e-05 | 6.4334e-05 | 0.0001538 | 0.00011415 | 0.00011415 | 0.00011415 | 0.00011415 | 7.3982e-06 | 4.7461e-05 | 7.0227e-05 | 8.3411e-05 | 9.0163e-05 | 0.00010562 | 8.6567e-05 | 7.773e-05 | 8.3632e-05 | 0.00010123 | 0.00011059 | 0.00011059
03/08 08:00:00 | 3 | 8 | 8 | 1592 | WE | 7.3639e-05 | 0.00018285 | 0.00018285 | 2.5107e-05 | 0.00020142 | 4.7973e-13 | 0.00011415 | 0.00030371 | 0.00030371 | 0.00013613 | -0.00045814 | 0.0030452 | 0.00018285 | 0.00010906 | 0.000114 | 0.00019886 | 0.000114 | 0.00011415 | 0 | 0.00011415 | 7.795e-06 | 1.6398e-05 | 1.4769e-05 | 9.6615e-05 | 0.00010436 | 0.00010197 | -8.2558e-05 | 1.6683e-06 | -2.5205e-05 | -2.5205e-05 | 0.00011415 | 0.00011415 | 0.00011415 | 0.00011416 | 0.00011415 | 0.00011415 | 9.1034e-05 | 0.00012758 | 8.9589e-05 | 7.0176e-05 | 0 | 0.00011415 | 0.00011415 | 0.00011415 | 0.00011415 | 4.4835e-05 | 7.9555e-05 | 8.7652e-05 | 9.2341e-05 | 8.6319e-05 | 0.00010892 | 8.1651e-05 | 6.9005e-05 | 8.5357e-05 | 0.00010133 | 0.00011161 | 0.00011161
03/08 09:00:00 | 3 | 8 | 9 | 1593 | WE | 0.00017473 | 0.00021273 | 0.00021273 | 0.0003685 | 0.00026996 | 1.5523e-12 | 0.00011415 | 0.00029158 | 0.00029158 | 5.9897e-05 | -0.00023814 | 0.0026468 | 0.00021273 | 0.000225 | 0.00011567 | 0.00023467 | 0.00011567 | 0.00011415 | 0 | 0.00011415 | 1.7008e-05 | 1.6398e-05 | 1.4769e-05 | 9.6546e-05 | 0.00010579 | 0.00010294 | -9.439e-05 | 2.5808e-07 | -2.994e-05 | -2.994e-05 | 0.00011415 | 0.00011415 | 0.00011415 | 0.00011416 | 0.00011415 | 0.00011415 | 9.1034e-05 | 0.00014105 | 9.65e-05 | 7.3736e-05 | 0 | 0.00011415 | 0.00011415 | 0.00011415 | 0.00011415 | 9.4137e-05 | 0.00013736 | 0.00011299 | 9.8884e-05 | 8.6339e-05 | 0.00011396 | 8.3915e-05 | 6.998e-05 | 8.6306e-05 | 0.00012319 | 0.00012421 | 0.00012421
03/08 10:00:00 | 3 | 8 | 10 | 1594 | WE | 0.00026167 | 0.00023206 | 0.00023206 | 0.00072794 | 0.00017706 | 0.00021486 | 0.00011415 | 0.00029302 | 0.00029302 | 4.0839e-05 | -0.0001654 | 0.0022076 | 0.00023206 | 0.00034972 | 0.00011778 | 0.00027677 | 0.00011778 | 0.00011415 | 0 | 0.00011415 | 2.5069e-05 | 1.6398e-05 | 1.4769e-05 | 9.7104e-05 | 0.00010508 | 0.00010262 | -9.8433e-05 | -5.782e-08 | -3.1445e-05 | -3.1445e-05 | 0.00011415 | 0.00011415 | 0.00011415 | 0.00011416 | 0.00011415 | 0.00011415 | 9.1034e-05 | 0.00014285 | 9.7577e-05 | 7.4447e-05 | 0 | 0.00011415 | 0.00011415 | 0.00011415 | 0.00011415 | 0.00014153 | 0.00018318 | 0.00013147 | 0.00010152 | 8.6356e-05 | 0.00011418 | 8.412e-05 | 7.0175e-05 | 8.6349e-05 | 0.0001168 | 0.00012723 | 0.00012723
03/08 11:00:00 | 3 | 8 | 11 | 1595 | WE | 0.00033296 | 0.00021525 | 0.00021525 | 1.3118e-05 | 0.00017276 | 0.00021991 | 0.00011415 | 0 | 0 | 4.0839e-05 | 0.0010484 | 0.0018383 | 0.00021525 | 0.00050983 | 0.00012151 | 0.00025271 | 0.00012151 | 0.00011415 | 0 | 0.00011415 | 2.6174e-05 | 1.6398e-05 | 1.4769e-05 | 9.6357e-05 | 0.00010467 | 0.0001021 | -9.9527e-05 | -8.6104e-08 | -3.1813e-05 | -3.1813e-05 | 0.00011415 | 0.00011415 | 0.00011415 | 0.00011416 | 0.00011415 | 0.00011415 | 9.1034e-05 | 0.0001438 | 9.7766e-05 | 7.4243e-05 | 0 | 0.00011415 | 0.00011415 | 0.00011415 | 0.00011415 | 0.00018352 | 0.00019175 | 0.00013532 | 0.00010264 | 8.6377e-05 | 0.00011478 | 8.427e-05 | 7.0119e-05 | 8.6354e-05 | 0.000115 | 0.00014129 | 0.00014129
03/08 12:00:00 | 3 | 8 | 12 | 1596 | WE | 0.00037483 | 0.00019692 | 0.00019692 | 0.00061774 | 0.00016851 | 0.00021998 | 0.00011415 | 0 | 0 | 4.0839e-05 | 0.00081103 | 0.0015011 | 0.00019692 | 0.00039726 | 0.00012155 | 0.00022724 | 0.00012155 | 0.00011415 | 0 | 0.00011415 | 2.6174e-05 | 1.6398e-05 | 1.4769e-05 | 0.00012401 | 0.00010438 | 0.00011045 | -0.0001039 | -2.0536e-08 | -3.3165e-05 | -3.3165e-05 | 0.00011415 | 0.00011415 | 0.00011415 | 0.00011416 | 0.00011415 | 0.00011415 | 9.1034e-05 | 0.00014429 | 9.6799e-05 | 7.2535e-05 | 0 | 0.00011415 | 0.00011415 | 0.00011415 | 0.00011415 | 0.00020772 | 0.00019375 | 0.00013508 | 0.00010111 | 8.6655e-05 | 0.00011482 | 8.3962e-05 | 6.9651e-05 | 8.6367e-05 | 0.0001143 | 0.00014593 | 0.00014593
03/08 13:00:00 | 3 | 8 | 13 | 1597 | WE | 0.00038278 | 0.00019681 | 0.00019681 | 0.00042625 | 0.0001653 | 0.00021627 | 0.00011415 | 0 | 0 | 4.0839e-05 | 0.00056673 | 0.0012488 | 0.00019681 | 0.00036624 | 0.00011748 | 0.00022843 | 0.00011748 | 0.00011415 | 0 | 0.00011415 | 2.6174e-05 | 1.6398e-05 | 1.4769e-05 | 9.4462e-05 | 0.00010375 | 0.00010088 | -0.00010291 | -2.7599e-08 | -3.2853e-05 | -3.2853e-05 | 0.00011415 | 0.00011415 | 0.00011415 | 0.00011416 | 0.00011415 | 0.00011415 | 9.1034e-05 | 0.00014175 | 9.4766e-05 | 7.0757e-05 | 0 | 0.00011415 | 0.00011415 | 0.00011415 | 0.00011415 | 0.00021468 | 0.00019045 | 0.00013245 | 9.8864e-05 | 8.6375e-05 | 0.00011414 | 8.3414e-05 | 6.9164e-05 | 8.64e-05 | 0.00011364 | 0.00015074 | 0.00015074
03/08 14:00:00 | 3 | 8 | 14 | 1598 | WE | 0.00035307 | 0.0002015 | 0.0002015 | -0.0010062 | 0.00016325 | 0.00022375 | 0.00011415 | 0 | 0 | 4.0839e-05 | 0.00048545 | 0.0010226 | 0.0002015 | 0.00035493 | 0.00011631 | 0.00023566 | 0.00011631 | 0.00011415 | 0 | 0.00011415 | 2.6174e-05 | 1.6398e-05 | 1.4769e-05 | 9.6407e-05 | 0.00010746 | 0.00010405 | -0.00010366 | -1.8856e-08 | -3.3087e-05 | -3.3087e-05 | 0.00011415 | 0.00011415 | 0.00011415 | 0.00011416 | 0.00011415 | 0.00011415 | 9.1034e-05 | 0.00013915 | 9.3405e-05 | 7.0029e-05 | 0 | 0.00011415 | 0.00011415 | 0.00011415 | 0.00011415 | 0.00020133 | 0.00018646 | 0.00013008 | 9.7432e-05 | 8.6424e-05 | 0.00011466 | 8.3445e-05 | 6.8965e-05 | 8.6404e-05 | 0.0001136 | 0.00015934 | 0.00015934
03/08 15:00:00 | 3 | 8 | 15 | 1599 | WE | 0.00029031 | 0.00020903 | 0.00020903 | 7.726e-06 | 0.00016122 | 0.00023635 | 0.00011415 | 0 | 0 | 4.0839e-05 | 0.00044272 | 0.00081891 | 0.00020903 | 0.00036191 | 0.00011474 | 0.00024702 | 0.00011474 | 0.00011415 | 0 | 0.00011415 | 2.6174e-05 | 1.6398e-05 | 1.4769e-05 | 9.7008e-05 | 0.00010599 | 0.00010322 | -0.00010433 | -9.35e-09 | -3.3293e-05 | -3.3293e-05 | 0.00011415 | 0.00011415 | 0.00011415 | 0.00011416 | 0.00011415 | 0.00011415 | 9.1034e-05 | 0.00013361 | 9.3133e-05 | 7.2451e-05 | 0 | 0.00011415 | 0.00011415 | 0.00011415 | 0.00011415 | 0.0001704 | 0.00017881 | 0.00012875 | 9.9755e-05 | 8.6449e-05 | 0.00011248 | 8.3205e-05 | 6.9628e-05 | 8.6411e-05 | 0.00011373 | 0.00017274 | 0.00017274
03/08 16:00:00 | 3 | 8 | 16 | 1600 | WE | 0.00021017 | 0.00019512 | 0.00019512 | 0.0010109 | 8.0603e-05 | 0.00024949 | 0.00011415 | 0 | 0 | 7.0788e-05 | 0.00040678 | 0.0006591 | 0.00019512 | 0.00034109 | 0.00011582 | 0.00023758 | 0.00011582 | 0.00011415 | 0 | 0.00011415 | 2.2532e-05 | 1.6398e-05 | 1.4769e-05 | 9.6369e-05 | 0.00010205 | 0.0001003 | -0.00010466 | -1.2572e-09 | -3.3395e-05 | -3.3395e-05 | 0.00011415 | 0.00011415 | 0.00011415 | 0.00011416 | 0.00011415 | 0.00011415 | 9.1034e-05 | 0.00013256 | 9.1594e-05 | 7.0664e-05 | 0 | 0.00011415 | 0.00011415 | 0.00011415 | 0.00011415 | 0.00012681 | 0.00015846 | 0.00011883 | 9.5885e-05 | 8.6443e-05 | 0.00011077 | 8.2331e-05 | 6.9139e-05 | 8.6443e-05 | 0.00011381 | 0.00017322 | 0.00017322
03/08 17:00:00 | 3 | 8 | 17 | 1601 | WE | 0.00011696 | 0.00023229 | 0.00023229 | 8.137e-06 | 0.00016317 | -2.0051e-12 | 0.00011415 | 0.0005853 | 0.0005853 | 0.00015247 | -0.00094603 | 0.00058243 | 0.00023229 | -1.8445e-05 | 0.00012479 | 0.00027189 | 0.00012479 | 0.00011415 | 0 | 0.00011415 | 1.3413e-05 | 1.6398e-05 | 1.4769e-05 | 9.075e-05 | 0.00010099 | 9.7825e-05 | 0.0004563 | 0.00061997 | 0.00056775 | 0.00056775 | 0.00011415 | 0.00011415 | 0.00011415 | 0.00011416 | 0.00011415 | 0.00011415 | 9.1034e-05 | 0.00012705 | 8.7621e-05 | 6.7472e-05 | 0 | 0.00011415 | 0.00011415 | 0.00011415 | 0.00011415 | 7.929e-05 | 0.00011107 | 9.7721e-05 | 8.9991e-05 | 8.6418e-05 | 0.00010875 | 8.1091e-05 | 6.8265e-05 | 8.6435e-05 | 0.00011417 | 0.00018898 | 0.00018898
03/08 18:00:00 | 3 | 8 | 18 | 1602 | WE | 1.8066e-05 | 0.00024645 | 0.00024645 | 9.746e-06 | 0.0001669 | -7.5459e-13 | 0.00011415 | 0.00029981 | 0.00029981 | 0.00021236 | -0.00050501 | 0.00051947 | 0.00024645 | 0.00021405 | 0.00013881 | 0.00028541 | 0.00013881 | 0.00011415 | 0 | 0.00011415 | 4.9325e-06 | 1.6398e-05 | 1.4769e-05 | 9.0599e-05 | 9.8498e-05 | 9.6057e-05 | 0.00046083 | 0.00060467 | 0.00055878 | 0.00055878 | 0.00011415 | 0.00011415 | 0.00011415 | 0.00011416 | 0.00011415 | 0.00011415 | 9.1034e-05 | 0.00011508 | 8.0958e-05 | 6.3525e-05 | 0 | 0.00011415 | 0.00011415 | 0.00011415 | 0.00011415 | 3.2169e-05 | 6.9043e-05 | 7.7995e-05 | 8.3179e-05 | 8.644e-05 | 0.00010388 | 7.8812e-05 | 6.7184e-05 | 8.557e-05 | 0.00011113 | 0.00019901 | 0.00019901
03/08 19:00:00 | 3 | 8 | 19 | 1603 | WE | 0 | 0.00026766 | 0.00026766 | 1.2323e-05 | 0.00017103 | -3.8268e-13 | 0.00011415 | 0 | 0 | 0.00028587 | -0.00025237 | 0.00049069 | 0.00026766 | 0.00039221 | 0.00014748 | 0.00030686 | 0.00014748 | 0.00011415 | 0.00022925 | 0.00011415 | 0 | 1.6398e-05 | 1.4769e-05 | 9.0617e-05 | 9.7466e-05 | 9.5349e-05 | 0.00046322 | 0.00059834 | 0.00055523 | 0.00055523 | 0.00011415 | 0.00011415 | 0.00011415 | 0.00011416 | 0.00011415 | 0.00011415 | 9.1034e-05 | 0.00011003 | 7.7586e-05 | 6.1008e-05 | 0.00022929 | 0.00011415 | 0.00011415 | 0.00011415 | 0.00011415 | 2.6738e-06 | 5.0504e-05 | 6.8518e-05 | 7.895e-05 | 9.2147e-05 | 0.00010978 | 9.0792e-05 | 8.1982e-05 | 8.5456e-05 | 0.00011152 | 0.00021311 | 0.00021311
03/08 20:00:00 | 3 | 8 | 20 | 1604 | WE | 0 | 0.0002428 | 0.0002428 | 1.8706e-05 | 0.00017208 | -2.8567e-13 | 0.00011415 | 0 | 0 | 0.00034305 | -0.00012543 | 0.00044582 | 0.0002428 | 0.00031291 | 0.0001514 | 0.0002675 | 0.0001514 | 0.00011415 | 0.00022925 | 0.00011415 | 0 | 1.6398e-05 | 1.4769e-05 | 0.0001024 | 9.6127e-05 | 9.8066e-05 | 0.00053324 | 0.00059013 | 0.00057198 | 0.00057198 | 0.00011415 | 0.00011415 | 0.00011415 | 0.00011415 | 0.00011415 | 0.00011415 | 9.1034e-05 | 0.00010294 | 7.5135e-05 | 6.0927e-05 | 0.00022929 | 0.00011415 | 0.00011415 | 0.00011415 | 0.00011415 | 2.6738e-06 | 4.5251e-05 | 6.6526e-05 | 7.8846e-05 | 9.2299e-05 | 0.00010664 | 8.9779e-05 | 8.196e-05 | 8.532e-05 | 9.6002e-05 | 0.00022304 | 0.00022304
03/08 21:00:00 | 3 | 8 | 21 | 1605 | WE | 0 | 0.00023943 | 0.00023943 | 1.1519e-05 | 0.00016969 | 0 | 0.00011415 | 0 | 0 | 0.00034849 | -7.8926e-05 | 0.00038695 | 0.00023943 | 0.00029138 | 0.00015248 | 0.00026254 | 0.00015248 | 0.00011415 | 0.00022925 | 0.00011415 | 0 | 1.6398e-05 | 1.4769e-05 | 0.00010151 | 9.3741e-05 | 9.6142e-05 | 0.00052682 | 0.00057547 | 0.00055995 | 0.00055995 | 0.00011415 | 0.00011415 | 0.00011415 | 0.00011416 | 0.00011415 | 0.00011415 | 9.1034e-05 | 9.0849e-05 | 6.9112e-05 | 5.8004e-05 | 0.00022929 | 0.00011415 | 0.00011415 | 0.00011415 | 0.00011415 | 2.6738e-06 | 3.7324e-05 | 6.1224e-05 | 7.5064e-05 | 9.2333e-05 | 0.00010219 | 8.7823e-05 | 8.116e-05 | 8.5164e-05 | 9.972e-05 | 0.00023993 | 0.00023993
03/08 22:00:00 | 3 | 8 | 22 | 1606 | WE | 0 | 0.00023741 | 0.00023741 | 9.7434e-06 | 0.00016648 | 2.0697e-12 | 0.00011415 | 0 | 0 | 0.00023959 | -5.5874e-05 | 0.00022887 | 0.00023741 | 0.00028875 | 0.00014889 | 0.0002666 | 0.00014889 | 0.00011415 | 0.00022925 | 0.00011415 | 0 | 1.6398e-05 | 1.4769e-05 | 9.616e-05 | 7.796e-05 | 8.3585e-05 | 0.00051428 | 0.0004786 | 0.00048998 | 0.00048998 | 0.00011415 | 0.00011415 | 0.00011415 | 0.00011416 | 0.00011415 | 0.00011415 | 9.1034e-05 | 7.192e-05 | 6.0961e-05 | 5.5362e-05 | 0.00022929 | 0.00011415 | 0.00011415 | 0.00011415 | 0.00011415 | 2.6738e-06 | 2.9495e-05 | 5.6187e-05 | 7.1643e-05 | 9.2409e-05 | 9.0932e-05 | 8.3762e-05 | 8.0436e-05 | 8.6511e-05 | 0.00010135 | 0.00025875 | 0.00025875
03/08 23:00:00 | 3 | 8 | 23 | 1607 | WE | 0 | 0.00021407 | 0.00021407 | 0.0010135 | 0.00016119 | 7.9772e-13 | 0.00011415 | 0 | 0 | 0.00013341 | 0.0010287 | -0.0020614 | 0.00021407 | 0.0004941 | 0.00013992 | 0.00024161 | 0.00013992 | 0.00011415 | 0.00022925 | 0.00011415 | 0 | 1.6398e-05 | 1.3975e-05 | 8.7703e-05 | 7.7268e-05 | 8.0493e-05 | 0.00047005 | 0.00049237 | 0.00048525 | 0.00048525 | 0.00011415 | 0.00011415 | 0.00011415 | 0.00011416 | 0.00011415 | 0.00011415 | 9.1034e-05 | 6.8193e-05 | 5.8822e-05 | 5.4034e-05 | 0.00022929 | 0.00011415 | 0.00011415 | 0.00011415 | 0.00011415 | 2.6738e-06 | 2.591e-05 | 5.3784e-05 | 6.9926e-05 | 9.2305e-05 | 8.9573e-05 | 8.3083e-05 | 8.0073e-05 | 8.6251e-05 | 0.00010213 | 0.00025557 | 0.00025557
03/08 24:00:00 | 3 | 8 | 24 | 1608 | WE | 0 | 0.0001705 | 0.0001705 | -0.00099342 | 7.8654e-05 | -1.3906e-12 | 0.00011415 | 0 | 0 | 5.4452e-05 | 0.00067015 | -0.0055995 | 0.0001705 | 0.00031011 | 0.00012686 | 0.00019891 | 0.00012686 | 0.00011415 | 0.00022925 | 0.00011415 | 0 | 1.6398e-05 | 1.3975e-05 | 0.00011723 | 7.7263e-05 | 8.9614e-05 | 0.00064237 | 0.00049843 | 0.00054435 | 0.00054435 | 0.00011415 | 0.00011415 | 0.00011415 | 0.00011416 | 0.00011415 | 0.00011415 | 9.1034e-05 | 6.8114e-05 | 5.8122e-05 | 5.3017e-05 | 0.00022929 | 0.00011415 | 0.00011415 | 0.00011415 | 0.00011415 | 2.6738e-06 | 2.5458e-05 | 5.2785e-05 | 6.8609e-05 | 9.2558e-05 | 8.9551e-05 | 8.2886e-05 | 7.9794e-05 | 8.6239e-05 | 0.00010257 | 0.00025376 | 0.00025376
03/09 01:00:00 | 3 | 9 | 1 | 1609 | WD | 0 | 0.00012506 | 0.00012506 | 9.0138e-07 | 7.5576e-05 | 0.00025245 | 0.00011415 | 0 | 0 | 2.1781e-05 | 0.00043578 | -0.0055056 | 0.00012506 | 0.00011019 | 9.19e-05 | 0.00014373 | 9.19e-05 | 0.00011415 | 0.00022925 | 0.00011415 | 0 | 6.5591e-05 | 0.0001118 | 8.5879e-05 | 7.7262e-05 | 7.9925e-05 | 0.00049842 | 0.00049845 | 0.00049844 | 0.00049844 | 0.00011415 | 0.00011415 | 0.00011415 | 0.00011416 | 0.00011415 | 0.00011415 | 4.5468e-05 | 6.8027e-05 | 5.8924e-05 | 5.4272e-05 | 0.00022929 | 0.00011415 | 0.00011415 | 0.00011415 | 0.00011415 | 1.2032e-06 | 2.496e-05 | 5.3631e-05 | 7.0234e-05 | 7.2724e-05 | 8.9606e-05 | 8.3138e-05 | 8.0138e-05 | 9.2182e-05 | 0.00010288 | 0.0002508 | 0.0002508
03/09 02:00:00 | 3 | 9 | 2 | 1610 | WD | 0 | 0.00013751 | 0.00013751 | 0.0009736 | 7.4668e-05 | 0.00023244 | 0.00011415 | 0 | 0 | 2.1781e-05 | 0.00041907 | -0.0056334 | 0.00013751 | 0.00014272 | 8.5656e-05 | 0.0001629 | 8.5656e-05 | 0.00011415 | 0.00022925 | 0.00011415 | 0 | 6.5591e-05 | 0.0001118 | 8.5777e-05 | 7.7261e-05 | 7.9892e-05 | 0.00051015 | 0.00049845 | 0.00050219 | 0.00050219 | 0.00011415 | 0.00011415 | 0.00011415 | 0.00011416 | 0.00011415 | 0.00011415 | 3.6463e-05 | 6.7924e-05 | 5.8637e-05 | 5.3892e-05 | 0.00022929 | 0.00011415 | 0.00011415 | 0.00011415 | 0.00011415 | 1.2032e-06 | 2.437e-05 | 5.3103e-05 | 6.9742e-05 | 6.7415e-05 | 8.9577e-05 | 8.3057e-05 | 8.0034e-05 | 9.1902e-05 | 0.00010313 | 0.00025639 | 0.00025639
03/09 03:00:00 | 3 | 9 | 3 | 1611 | WD | 0 | 0.00015417 | 0.00015417 | -0.00097066 | 0 | 0.00022975 | 0.00011415 | 0 | 0 | 2.1781e-05 | 0.00042745 | -0.0050805 | 0.00015417 | 0.00021074 | 8.3946e-05 | 0.00019824 | 8.3946e-05 | 0.00011415 | 0.00022925 | 0.00011415 | 0 | 6.5591e-05 | 0.0001118 | 8.5835e-05 | 7.7258e-05 | 7.9909e-05 | 0.00051239 | 0.00049844 | 0.00050289 | 0.00050289 | 0.00011415 | 0.00011415 | 0.00011415 | 0.00011416 | 0.00011415 | 0.00011415 | 3.6473e-05 | 6.819e-05 | 6.0618e-05 | 5.6748e-05 | 0.00022929 | 0.00011415 | 0.00011415 | 0.00011415 | 0.00011415 | 1.23e-06 | 2.5894e-05 | 5.6002e-05 | 7.3438e-05 | 6.6128e-05 | 8.966e-05 | 8.3618e-05 | 8.0816e-05 | 9.16e-05 | 0.00010341 | 0.000264 | 0.000264
03/09 04:00:00 | 3 | 9 | 4 | 1612 | WD | 0 | 0.00017013 | 0.00017013 | 0.00097086 | 7.4434e-05 | 0.00022651 | 0.00011415 | 0 | 0 | 2.1781e-05 | 0.00039778 | -0.0019716 | 0.00017013 | 0.00023468 | 8.2211e-05 | 0.00021009 | 8.2211e-05 | 0.00011415 | 0.00022925 | 0.00011415 | 0 | 6.5591e-05 | 0.0001118 | 8.6796e-05 | 7.7259e-05 | 8.0207e-05 | 0.00051949 | 0.00049845 | 0.00050516 | 0.00050516 | 0.00011415 | 0.00011415 | 0.00011415 | 0.00011416 | 0.00011415 | 0.00011415 | 4.5596e-05 | 6.8975e-05 | 6.1912e-05 | 5.8304e-05 | 0.00022929 | 0.00011415 | 0.00011415 | 0.00011415 | 0.00011415 | 1.5508e-06 | 3.0373e-05 | 5.892e-05 | 7.5451e-05 | 7.1543e-05 | 8.99e-05 | 8.3985e-05 | 8.1242e-05 | 9.1508e-05 | 0.00010363 | 0.00027629 | 0.00027629
03/09 05:00:00 | 3 | 9 | 5 | 1613 | WD | 0 | 0.00017118 | 0.00017118 | 1.967e-07 | 2.6046e-05 | 0.00021796 | 0.00011415 | 0 | 0 | 6.5342e-05 | 0.00037382 | 0.0012348 | 0.00017118 | 0.00024381 | 8.1198e-05 | 0.00021683 | 8.1198e-05 | 0.00011415 | 0.00022925 | 0.00011415 | 0 | 6.5591e-05 | 0.0001118 | 9.9496e-05 | 7.7258e-05 | 8.4131e-05 | 0.00059517 | 0.00049844 | 0.0005293 | 0.0005293 | 0.00011415 | 0.00011415 | 0.00011415 | 0.00011416 | 0.00011415 | 0.00011415 | 5.4768e-05 | 7.0282e-05 | 7.6832e-05 | 8.0178e-05 | 0.00022929 | 0.00011415 | 0.00011415 | 0.00011415 | 0.00011415 | 2.0054e-06 | 3.7834e-05 | 7.9583e-05 | 0.00010376 | 7.7152e-05 | 9.0296e-05 | 8.823e-05 | 8.7272e-05 | 9.1364e-05 | 0.00010386 | 0.00025681 | 0.00025681
03/09 06:00:00 | 3 | 9 | 6 | 1614 | WD | 0 | 0.00018956 | 0.00018956 | 2.1782e-06 | 0.00012943 | -1.5577e-12 | 0.00011415 | 0 | 0 | 0.00013613 | 0.00036477 | 0.0032075 | 0.00018956 | 0.00024844 | 8.7512e-05 | 0.00022236 | 8.7512e-05 | 0.00011415 | 0.00022925 | 0.00011415 | 0 | 6.5591e-05 | 0.0001118 | 0.00010244 | 8.1268e-05 | 8.781e-05 | 0.00061346 | 0.00052307 | 0.00055191 | 0.00055191 | 0.00011415 | 0.00011415 | 0.00011415 | 0.00011416 | 0.00011415 | 0.00011415 | 9.1181e-05 | 9.299e-05 | 0.0001022 | 0.0001069 | 0.00022929 | 0.00011415 | 0.00011415 | 0.00011415 | 0.00011415 | 3.0749e-06 | 6.2531e-05 | 0.00011054 | 0.00013835 | 9.6116e-05 | 9.8563e-05 | 9.5852e-05 | 9.4595e-05 | 9.1836e-05 | 0.00010409 | 0.00026128 | 0.00026128
03/09 07:00:00 | 3 | 9 | 7 | 1615 | WD | 0 | 0.00021908 | 0.00021908 | -2.6069e-05 | 0.00016967 | 7.5464e-14 | 0.00011415 | 5.0698e-05 | 5.0698e-05 | 0.00015247 | -0.00083818 | 0.0035603 | 0.00021908 | -0.00014395 | 9.9871e-05 | 0.00025733 | 9.9871e-05 | 0.00011415 | 0.00011463 | 0.00011415 | 4.6471e-06 | 6.5591e-05 | 0.0001126 | 0.00010742 | 8.697e-05 | 9.3289e-05 | 0.00062765 | 0.00054004 | 0.00056799 | 0.00056799 | 0.00011415 | 0.00011415 | 0.00011415 | 0.00011416 | 0.00011415 | 0.00011415 | 0.00012828 | 0.00012404 | 0.00013039 | 0.00013363 | 0.000151 | 0.00011415 | 0.00011415 | 0.00011415 | 0.00011415 | 1.104e-05 | 9.4234e-05 | 8.956e-05 | 8.6853e-05 | 0.00011388 | 0.00010814 | 0.00010036 | 9.6748e-05 | 8.8991e-05 | 0.00012667 | 0.00092351 | 0.00092351
03/09 08:00:00 | 3 | 9 | 8 | 1616 | WD | 8.3939e-05 | 0.00021071 | 0.00021071 | 5.7718e-05 | 0.00017517 | 4.7973e-13 | 0.00011415 | 0.00031808 | 0.00031808 | 0.00013613 | -0.00046699 | 0.0032787 | 0.00021071 | 5.2925e-06 | 0.00011103 | 0.0002431 | 0.00011103 | 0.00011415 | 0 | 0.00011415 | 3.2654e-05 | 6.5591e-05 | 0.0001126 | 0.00010599 | 0.00010168 | 0.00010301 | 0.00061489 | 0.00062428 | 0.00062129 | 0.00062129 | 0.00011415 | 0.00011415 | 0.00011415 | 0.00011416 | 0.00011415 | 0.00011415 | 0.000149 | 0.00014034 | 0.00018896 | 0.00021381 | 0 | 0.00011415 | 0.00011415 | 0.00011415 | 0.00011415 | 8.1101e-05 | 0.00013666 | 0.0001412 | 0.00014383 | 0.00012194 | 0.00011421 | 0.00011687 | 0.00011811 | 9.4608e-05 | 0.00012146 | 0.0010531 | 0.0010531
03/09 09:00:00 | 3 | 9 | 9 | 1617 | WD | 0.00018537 | 0.00022453 | 0.00022453 | 0.00084895 | 0.00026357 | 1.5523e-12 | 0.00011415 | 0.00029909 | 0.00029909 | 5.9897e-05 | -0.00023006 | 0.0028141 | 0.00022453 | 0.00020834 | 0.00011108 | 0.00025341 | 0.00011108 | 0.00011415 | 0 | 0.00011415 | 0.00017446 | 0.00016398 | 0.0001685 | 0.00010962 | 0.00010402 | 0.00010575 | 0.00063593 | 0.00063861 | 0.00063776 | 0.00063776 | 0.00011415 | 0.00011415 | 0.00011415 | 0.00011416 | 0.00011415 | 0.00011415 | 0.00016895 | 0.00015337 | 0.00019337 | 0.00021381 | 0 | 0.00011415 | 0.00011415 | 0.00011415 | 0.00011415 | 0.00018614 | 0.00019673 | 0.00016709 | 0.00014993 | 0.00013674 | 0.00011939 | 0.00014509 | 0.000157 | 9.3859e-05 | 0.00011802 | 0.00081938 | 0.00081938
03/09 10:00:00 | 3 | 9 | 10 | 1618 | WD | 0.00027298 | 0.00024703 | 0.00024703 | -0.00081075 | 0.00017308 | 0.00021486 | 0.00011415 | 0.00029577 | 0.00029577 | 4.0839e-05 | -0.00015162 | 0.0023573 | 0.00024703 | 0.00036568 | 0.00011156 | 0.00029998 | 0.00011156 | 0.00011415 | 0 | 0.00011415 | 0.00045546 | 0.00029516 | 0.0002244 | 0.00011299 | 0.00010399 | 0.00010677 | 0.00065591 | 0.00063842 | 0.000644 | 0.000644 | 0.00011415 | 0.00011415 | 0.00011415 | 0.00011416 | 0.00011415 | 0.00011415 | 0.0001871 | 0.00015456 | 0.00019377 | 0.00021381 | 0 | 0.00011415 | 0.00011415 | 0.00011415 | 0.00011415 | 0.00030367 | 0.00024231 | 0.00018726 | 0.00015538 | 0.00014737 | 0.00012002 | 0.00015023 | 0.00016425 | 9.3713e-05 | 0.00011589 | 0.00070896 | 0.00070896
03/09 11:00:00 | 3 | 9 | 11 | 1619 | WD | 0.00034218 | 0.00020143 | 0.00020143 | 1.1187e-05 | 0.00016937 | 0.00021991 | 0.00011415 | 0 | 0 | 4.0839e-05 | 0.0012674 | 0.0019869 | 0.00020143 | 0.0004877 | 0.00011463 | 0.00023499 | 0.00011463 | 0.00011415 | 0 | 0.00011415 | 0.00047113 | 0.00029516 | 0.0002244 | 0.00011354 | 0.00010392 | 0.00010689 | 0.00065952 | 0.00063796 | 0.00064484 | 0.00064484 | 0.00011415 | 0.00011415 | 0.00011415 | 0.00011416 | 0.00011415 | 0.00011415 | 0.00018706 | 0.00015413 | 0.00019363 | 0.00021381 | 0 | 0.00011415 | 0.00011415 | 0.00011415 | 0.00011415 | 0.00038851 | 0.00024653 | 0.00019168 | 0.00015992 | 0.00014871 | 0.00011984 | 0.00014903 | 0.00016257 | 9.3589e-05 | 0.00011472 | 0.00064759 | 0.00064759
03/09 12:00:00 | 3 | 9 | 12 | 1620 | WD | 0.00038232 | 0.00019573 | 0.00019573 | 9.257e-06 | 0.00016568 | 0.00021998 | 0.00011415 | 0 | 0 | 4.0839e-05 | 0.00074849 | 0.0017096 | 0.00019573 | 0.00038921 | 0.00011458 | 0.00022745 | 0.00011458 | 0.00011415 | 0 | 0.00011415 | 0.00047113 | 0.00029516 | 0.0002244 | 0.00014271 | 0.0001038 | 0.00011582 | 0.00083101 | 0.00063725 | 0.00069907 | 0.00069907 | 0.00011415 | 0.00011415 | 0.00011415 | 0.00011416 | 0.00011415 | 0.00011415 | 0.000187 | 0.00015348 | 0.00019341 | 0.00021381 | 0 | 0.00011415 | 0.00011415 | 0.00011415 | 0.00011415 | 0.00043701 | 0.00024632 | 0.00023625 | 0.00023042 | 0.00014891 | 0.00011959 | 0.00015029 | 0.00016454 | 9.3511e-05 | 0.00011368 | 0.00059786 | 0.00059786
03/09 13:00:00 | 3 | 9 | 13 | 1621 | WD | 0.0003864 | 0.00019421 | 0.00019421 | 0.00055065 | 0.00013446 | 0.00021627 | 0.00011415 | 0 | 0 | 4.0839e-05 | 0.00054318 | 0.0014952 | 0.00019421 | 0.00035917 | 0.00011115 | 0.00023071 | 0.00011115 | 0.00011415 | 0 | 0.00011415 | 0.00047113 | 0.00029516 | 0.0002244 | 0.00011383 | 0.00010381 | 0.00010691 | -6.4789e-06 | 1.376e-08 | -2.0578e-06 | -2.0578e-06 | 0.00011415 | 0.00011415 | 0.00011415 | 0.00011416 | 0.00011415 | 0.00011415 | 0.00018694 | 0.0001532 | 0.00019331 | 0.00021381 | 0 | 0.00011415 | 0.00011415 | 0.00011415 | 0.00011415 | 0.00044803 | 0.00024586 | 0.00023646 | 0.00023102 | 0.00014855 | 0.0001195 | 0.00015378 | 0.00016968 | 9.3594e-05 | 0.00011304 | 0.00055921 | 0.00055921
03/09 14:00:00 | 3 | 9 | 14 | 1622 | WD | 0.00035886 | 0.00019994 | 0.00019994 | 0.00047097 | 0.00010876 | 0.00022375 | 0.00011415 | 0 | 0 | 4.0839e-05 | 0.0004655 | 0.0013275 | 0.00019994 | 0.00035686 | 0.00011051 | 0.00024288 | 0.00011051 | 0.00011415 | 0 | 0.00011415 | 0.00047113 | 0.00029516 | 0.0002244 | 0.0001147 | 0.00010798 | 0.00011006 | -5.4957e-06 | 2.0472e-09 | -1.752e-06 | -1.752e-06 | 0.00011415 | 0.00011415 | 0.00011415 | 0.00011416 | 0.00011415 | 0.00011415 | 0.00018653 | 0.00015279 | 0.00019317 | 0.00021381 | 0 | 0.00011415 | 0.00011415 | 0.00011415 | 0.00011415 | 0.00042254 | 0.00024525 | 0.0002355 | 0.00022985 | 0.00014686 | 0.00012084 | 0.00015216 | 0.00016669 | 9.3571e-05 | 0.00011278 | 0.00053006 | 0.00053006
03/09 15:00:00 | 3 | 9 | 15 | 1623 | WD | 0.00029636 | 0.00020561 | 0.00020561 | -0.0009968 | 0.00015945 | 0.00023635 | 0.00011415 | 0 | 0 | 4.0839e-05 | 0.00041719 | 0.0011472 | 0.00020561 | 0.00034667 | 0.00010956 | 0.0002435 | 0.00010956 | 0.00011415 | 0 | 0.00011415 | 0.00047113 | 0.00029516 | 0.0002244 | 0.0001145 | 0.00010753 | 0.00010969 | 0.00066737 | 0.00066014 | 0.00066245 | 0.00066245 | 0.00011415 | 0.00011415 | 0.00011415 | 0.00011416 | 0.00011415 | 0.00011415 | 0.00018548 | 0.00015218 | 0.00019297 | 0.00021381 | 0 | 0.00011415 | 0.00011415 | 0.00011415 | 0.00011415 | 0.00035592 | 0.00024314 | 0.00018956 | 0.00015854 | 0.00014619 | 0.0001205 | 0.00014962 | 0.00016313 | 9.3527e-05 | 0.00011287 | 0.00051585 | 0.00051585
03/09 16:00:00 | 3 | 9 | 16 | 1624 | WD | 0.0002161 | 0.00020058 | 0.00020058 | 0.001006 | 7.9734e-05 | 0.00024949 | 0.00011415 | 0 | 0 | 7.0788e-05 | 0.00039653 | 0.0010132 | 0.00020058 | 0.00034521 | 0.00011092 | 0.00024652 | 0.00011092 | 0.00011415 | 0 | 0.00011415 | 0.000413 | 0.00029516 | 0.0002244 | 0.00011134 | 0.00010361 | 0.000106 | 0.00064896 | 0.00063607 | 0.00064018 | 0.00064018 | 0.00011415 | 0.00011415 | 0.00011415 | 0.00011416 | 0.00011415 | 0.00011415 | 0.00016661 | 0.00015069 | 0.00019246 | 0.00021381 | 0 | 0.00011415 | 0.00011415 | 0.00011415 | 0.00011415 | 0.00023946 | 0.00022081 | 0.00017834 | 0.00015374 | 0.00013435 | 0.00011867 | 0.00014907 | 0.00016317 | 9.3534e-05 | 0.00011292 | 0.00050148 | 0.00050148
03/09 17:00:00 | 3 | 9 | 17 | 1625 | WD | 0.00012066 | 0.00023442 | 0.00023442 | 6.8328e-06 | 0.00016105 | -2.0051e-12 | 0.00011415 | 0.00060015 | 0.00060015 | 0.00015247 | -0.00081777 | 0.00091535 | 0.00023442 | 2.535e-05 | 0.00012 | 0.00027624 | 0.00012 | 0.00011415 | 0 | 0.00011415 | 0.00024755 | 0.00029516 | 0.0002244 | 0.00010307 | 0.00010293 | 0.00010297 | 0.00060048 | 0.0006319 | 0.00062187 | 0.00062187 | 0.00011415 | 0.00011415 | 0.00011415 | 0.00011416 | 0.00011415 | 0.00011415 | 0.00014779 | 0.00014413 | 0.00015206 | 0.00015611 | 0 | 0.00011415 | 0.00011415 | 0.00011415 | 0.00011415 | 0.0001341 | 0.00015727 | 0.00012616 | 0.00010815 | 0.00012321 | 0.00011646 | 0.00013935 | 0.00014997 | 8.7305e-05 | 0.00011334 | 0.00051897 | 0.00051897
03/09 18:00:00 | 3 | 9 | 18 | 1626 | WD | 1.8212e-05 | 0.00024336 | 0.00024336 | 0.00070858 | 8.2209e-05 | -7.5459e-13 | 0.00011415 | 0.00030038 | 0.00030038 | 0.00021236 | -0.00049599 | 0.00085653 | 0.00024336 | 0.00020274 | 0.00013406 | 0.00029479 | 0.00013406 | 0.00011415 | 0 | 0.00011415 | 8.8955e-05 | 0.00029516 | 0.0002244 | 0.00010098 | 0.00010252 | 0.00010205 | 0.00058858 | 0.00062938 | 0.00061637 | 0.00061637 | 0.00011415 | 0.00011415 | 0.00011415 | 0.00011416 | 0.00011415 | 0.00011415 | 0.00012914 | 0.00013953 | 0.00012932 | 0.00012411 | 0 | 0.00011415 | 0.00011415 | 0.00011415 | 0.00011415 | 4.758e-05 | 0.00010262 | 8.9846e-05 | 8.245e-05 | 0.00011351 | 0.00011495 | 0.00013098 | 0.00013842 | 8.7296e-05 | 0.00011414 | 0.00056697 | 0.00056697
03/09 19:00:00 | 3 | 9 | 19 | 1627 | WD | 0 | 0.00029234 | 0.00029234 | 0.00017816 | 0.00016802 | -3.8268e-13 | 0.00011415 | 0 | 0 | 0.00028587 | -0.00025906 | 0.00078775 | 0.00029234 | 0.00039118 | 0.00014271 | 0.00034345 | 0.00014271 | 0.00011415 | 0.00022925 | 0.00011415 | 0 | 6.5591e-05 | 0.0001126 | 0.00010122 | 0.00010041 | 0.00010066 | 0.00059031 | 0.00061642 | 0.00060809 | 0.00060809 | 0.00011415 | 0.00011415 | 0.00011415 | 0.00011416 | 0.00011415 | 0.00011415 | 0.00012867 | 0.00012924 | 0.00011284 | 0.00010446 | 0.00022929 | 0.00011415 | 0.00011415 | 0.00011415 | 0.00011415 | 4.7071e-06 | 8.1186e-05 | 7.2578e-05 | 6.7593e-05 | 0.00011762 | 0.00011905 | 0.00011914 | 0.00011919 | 8.7201e-05 | 0.00011479 | 0.0006612 | 0.0006612
03/09 20:00:00 | 3 | 9 | 20 | 1628 | WD | 0 | 0.00026863 | 0.00026863 | -0.00086467 | 0.00017743 | -2.8565e-13 | 0.00011415 | 0 | 0 | 0.00034305 | -0.00012626 | 0.00069549 | 0.00026863 | 0.00033961 | 0.00014653 | 0.00030447 | 0.00014653 | 0.00011415 | 0.00022925 | 0.00011415 | 0 | 6.5591e-05 | 0.0001126 | 0.00011091 | 9.8886e-05 | 0.0001026 | 0.00064729 | 0.00060705 | 0.00061989 | 0.00061989 | 0.00011415 | 0.00011415 | 0.00011415 | 0.00011416 | 0.00011415 | 0.00011415 | 0.00011028 | 0.00012072 | 0.00010105 | 9.1006e-05 | 0.00022929 | 0.00011415 | 0.00011415 | 0.00011415 | 0.00011415 | 6.0385e-06 | 7.1053e-05 | 0.00010064 | 0.00011777 | 0.00010823 | 0.00011596 | 0.00011412 | 0.00011327 | 8.7179e-05 | 0.0001154 | 0.00069697 | 0.00069697
03/09 21:00:00 | 3 | 9 | 21 | 1629 | WD | 0 | 0.00026572 | 0.00026572 | 1.0333e-05 | 0.00015781 | 0 | 0.00011415 | 0 | 0 | 0.00034849 | -7.8531e-05 | 0.00059437 | 0.00026572 | 0.00031357 | 0.00014762 | 0.00030278 | 0.00014762 | 0.00011415 | 0.00022925 | 0.00011415 | 0 | 6.5591e-05 | 0.0001126 | 0.00010976 | 9.5794e-05 | 0.00010011 | 0.00064063 | 0.00058808 | 0.00060484 | 0.00060484 | 0.00011415 | 0.00011415 | 0.00011415 | 0.00011416 | 0.00011415 | 0.00011415 | 0.00010984 | 0.00010476 | 8.6009e-05 | 7.6429e-05 | 0.00022929 | 0.00011415 | 0.00011415 | 0.00011415 | 0.00011415 | 4.8306e-06 | 5.9917e-05 | 8.4608e-05 | 9.8906e-05 | 0.00010663 | 0.0001099 | 0.00010448 | 0.00010196 | 8.7126e-05 | 0.00011576 | 0.00075482 | 0.00075482
03/09 22:00:00 | 3 | 9 | 22 | 1630 | WD | 0 | 0.00025856 | 0.00025856 | 0.0010202 | 0.00016377 | 2.0698e-12 | 0.00011415 | 0 | 0 | 0.00023959 | -5.5993e-05 | 0.00040656 | 0.00025856 | 0.00030242 | 0.00014405 | 0.00029813 | 0.00014405 | 0.00011415 | 0.00022925 | 0.00011415 | 0 | 6.5591e-05 | 0.0001126 | 0.00010379 | 8.1748e-05 | 8.856e-05 | 0.00062136 | 0.00050185 | 0.00053998 | 0.00053998 | 0.00011415 | 0.00011415 | 0.00011415 | 0.00011415 | 0.00011415 | 0.00011415 | 0.00010924 | 9.2279e-05 | 7.4921e-05 | 6.6052e-05 | 0.00022929 | 0.00011415 | 0.00011415 | 0.00011415 | 0.00011415 | 3.2016e-06 | 4.5412e-05 | 7.0785e-05 | 8.5478e-05 | 0.00010492 | 9.8747e-05 | 9.8236e-05 | 9.7999e-05 | 8.9654e-05 | 9.5915e-05 | 0.00077694 | 0.00077694
03/09 23:00:00 | 3 | 9 | 23 | 1631 | WD | 0 | 0.00024374 | 0.00024374 | 6.8017e-06 | 0.00015927 | 7.9772e-13 | 0.00011415 | 0 | 0 | 0.00013341 | 0.0010632 | -0.0019872 | 0.00024374 | 0.00055172 | 0.00013614 | 0.00028492 | 0.00013614 | 0.00011415 | 0.00022925 | 0.00011415 | 0 | 6.5591e-05 | 0.0001118 | 9.4923e-05 | 7.7224e-05 | 8.2694e-05 | 0.00057464 | 0.00049217 | 0.00051848 | 0.00051848 | 0.00011415 | 0.00011415 | 0.00011415 | 0.00011416 | 0.00011415 | 0.00011415 | 0.00010883 | 6.9436e-05 | 6.3877e-05 | 6.1037e-05 | 0.00022929 | 0.00011415 | 0.00011415 | 0.00011415 | 0.00011415 | 2.0797e-06 | 3.3003e-05 | 6.2124e-05 | 7.8988e-05 | 0.00010334 | 8.9989e-05 | 8.9876e-05 | 8.9824e-05 | 8.9839e-05 | 9.9974e-05 | 5.6619e-05 | 5.6619e-05
03/09 24:00:00 | 3 | 9 | 24 | 1632 | WD | 0 | 0.00022317 | 0.00022317 | 1.783e-06 | 7.7741e-05 | -1.3906e-12 | 0.00011415 | 0 | 0 | 5.4452e-05 | 0.00073136 | -0.0053324 | 0.00022317 | 0.00040774 | 0.00012638 | 0.00027412 | 0.00012638 | 0.00011415 | 0.00022925 | 0.00011415 | 0 | 6.5591e-05 | 0.0001118 | 0.00012336 | 7.7218e-05 | 9.1477e-05 | 0.00074239 | 0.00049823 | 0.00057613 | 0.00057613 | 0.00011415 | 0.00011415 | 0.00011415 | 0.00011416 | 0.00011415 | 0.00011415 | 9.9691e-05 | 6.8344e-05 | 6.1493e-05 | 5.7992e-05 | 0.00022929 | 0.00011415 | 0.00011415 | 0.00011415 | 0.00011415 | 1.729e-06 | 2.6771e-05 | 5.7344e-05 | 7.5048e-05 | 9.8241e-05 | 8.9676e-05 | 8.9255e-05 | 8.9059e-05 | 8.9876e-05 | 0.00010151 | 0.00011167 | 0.00011167
03/10 01:00:00 | 3 | 10 | 1 | 1633 | WD | 0 | 0.00016722 | 0.00016722 | 9.7422e-07 | 6.5179e-05 | 0.00025245 | 0.00011415 | 0 | 0 | 2.1781e-05 | 0.00048246 | -0.0054289 | 0.00016722 | 0.00018444 | 9.19e-05 | 0.00020531 | 9.19e-05 | 0.00011415 | 0.00022925 | 0.00011415 | 0 | 6.5591e-05 | 0.0001118 | 8.732e-05 | 7.7216e-05 | 8.0339e-05 | 0.00053195 | 0.00049825 | 0.000509 | 0.000509 | 0.00011415 | 0.00011415 | 0.00011415 | 0.00011416 | 0.00011415 | 0.00011415 | 3.6463e-05 | 6.7924e-05 | 5.8637e-05 | 5.3892e-05 | 0.00022929 | 0.00011415 | 0.00011415 | 0.00011415 | 0.00011415 | 1.2032e-06 | 2.437e-05 | 5.3103e-05 | 6.9742e-05 | 6.7318e-05 | 8.9558e-05 | 8.3219e-05 | 8.0279e-05 | 9.0577e-05 | 0.00010234 | 0.00016113 | 0.00016113
03/10 02:00:00 | 3 | 10 | 2 | 1634 | WD | 0 | 0.00017068 | 0.00017068 | -0.00097303 | 1.0242e-05 | 0.00023244 | 0.00011415 | 0 | 0 | 2.1781e-05 | 0.0004679 | -0.0056764 | 0.00017068 | 0.00021365 | 8.5656e-05 | 0.00021983 | 8.5656e-05 | 0.00011415 | 0.00022925 | 0.00011415 | 0 | 6.5591e-05 | 0.0001118 | 8.7175e-05 | 7.7216e-05 | 8.0294e-05 | 0.00053185 | 0.00049826 | 0.00050898 | 0.00050898 | 0.00011415 | 0.00011415 | 0.00011415 | 0.00011416 | 0.00011415 | 0.00011415 | 3.6473e-05 | 6.819e-05 | 6.0618e-05 | 5.6748e-05 | 0.00022929 | 0.00011415 | 0.00011415 | 0.00011415 | 0.00011415 | 1.23e-06 | 2.5894e-05 | 5.6002e-05 | 7.3438e-05 | 6.6023e-05 | 8.9643e-05 | 8.376e-05 | 8.1031e-05 | 9.0712e-05 | 0.00010283 | 0.00017013 | 0.00017013
03/10 03:00:00 | 3 | 10 | 3 | 1635 | WD | 0 | 0.00019042 | 0.00019042 | 0.00097093 | 7.4374e-05 | 0.00022975 | 0.00011415 | 0 | 0 | 2.1781e-05 | 0.00045873 | -0.0049977 | 0.00019042 | 0.00026328 | 8.3946e-05 | 0.00023862 | 8.3946e-05 | 0.00011415 | 0.00022925 | 0.00011415 | 0 | 6.5591e-05 | 0.0001118 | 8.804e-05 | 7.7217e-05 | 8.0562e-05 | 0.0005376 | 0.00049827 | 0.00051082 | 0.00051082 | 0.00011415 | 0.00011415 | 0.00011415 | 0.00011416 | 0.00011415 | 0.00011415 | 4.5596e-05 | 6.8975e-05 | 6.1912e-05 | 5.8304e-05 | 0.00022929 | 0.00011415 | 0.00011415 | 0.00011415 | 0.00011415 | 1.5508e-06 | 3.0373e-05 | 5.892e-05 | 7.5451e-05 | 7.1412e-05 | 8.9882e-05 | 8.4114e-05 | 8.1439e-05 | 9.0558e-05 | 0.00010312 | 0.00018459 | 0.00018459
03/10 04:00:00 | 3 | 10 | 4 | 1636 | WD | 0 | 0.00018237 | 0.00018237 | 1.8296e-07 | 0 | 0.00022651 | 0.00011415 | 0 | 0 | 2.1781e-05 | 0.00041373 | -0.0018639 | 0.00018237 | 0.00027251 | 8.2211e-05 | 0.00023874 | 8.2211e-05 | 0.00011415 | 0.00022925 | 0.00011415 | 0 | 6.5591e-05 | 0.0001118 | 0.00014763 | 7.7223e-05 | 9.8982e-05 | 0.0008866 | 0.00049829 | 0.00062219 | 0.00062219 | 0.00011415 | 0.00011415 | 0.00011415 | 0.00011416 | 0.00011415 | 0.00011415 | 5.4768e-05 | 7.0282e-05 | 7.6832e-05 | 8.0178e-05 | 0.00022929 | 0.00011415 | 0.00011415 | 0.00011415 | 0.00011415 | 2.0054e-06 | 3.7834e-05 | 7.9583e-05 | 0.00010376 | 7.7409e-05 | 9.028e-05 | 8.8685e-05 | 8.7945e-05 | 9.0349e-05 | 0.00010331 | 0.00016525 | 0.00016525
03/10 05:00:00 | 3 | 10 | 5 | 1637 | WD | 0 | 0.00019526 | 0.00019526 | -0.00029236 | 7.5156e-05 | 0.00021796 | 0.00011415 | 0 | 0 | 6.5342e-05 | 0.00039118 | 0.0013668 | 0.00019526 | 0.00027937 | 8.1198e-05 | 0.00024369 | 8.1198e-05 | 0.00011415 | 0.00022925 | 0.00011415 | 0 | 6.5591e-05 | 0.0001118 | 0.00014107 | 8.1262e-05 | 9.9745e-05 | 0.00085031 | 0.00052305 | 0.00062746 | 0.00062746 | 0.00011415 | 0.00011415 | 0.00011415 | 0.00011416 | 0.00011415 | 0.00011415 | 9.1181e-05 | 9.299e-05 | 0.0001022 | 0.0001069 | 0.00022929 | 0.00011415 | 0.00011415 | 0.00011415 | 0.00011415 | 3.0749e-06 | 6.2531e-05 | 0.00011054 | 0.00013835 | 9.6183e-05 | 9.8553e-05 | 9.6551e-05 | 9.5622e-05 | 8.9852e-05 | 0.00010344 | 0.00016555 | 0.00016555
03/10 06:00:00 | 3 | 10 | 6 | 1638 | WD | 0 | 0.00019492 | 0.00019492 | 0.00030192 | 7.8241e-05 | -1.5577e-12 | 0.00011415 | 0 | 0 | 0.00013613 | 0.00038142 | 0.0032963 | 0.00019492 | 0.00027729 | 8.7512e-05 | 0.00023772 | 8.7512e-05 | 0.00011415 | 0.00022925 | 0.00011415 | 0 | 6.5591e-05 | 0.0001126 | 0.00012724 | 8.6977e-05 | 9.9419e-05 | 0.00075297 | 0.00054008 | 0.00060801 | 0.00060801 | 0.00011415 | 0.00011415 | 0.00011415 | 0.00011416 | 0.00011415 | 0.00011415 | 0.00012828 | 0.00012421 | 0.00013044 | 0.00013363 | 0.00022929 | 0.00011415 | 0.00011415 | 0.00011415 | 0.00011415 | 6.0161e-06 | 9.1597e-05 | 0.0001431 | 0.00017293 | 0.00011539 | 0.00011199 | 0.00010605 | 0.00010329 | 8.5091e-05 | 0.00012625 | 0.00066257 | 0.00066257
03/10 07:00:00 | 3 | 10 | 7 | 1639 | WD | 0 | 0.00022452 | 0.00022452 | 1.1112e-05 | 0.00016975 | 7.5464e-14 | 0.00011415 | 5.3761e-05 | 5.3761e-05 | 0.00015247 | -0.00083468 | 0.0036652 | 0.00022452 | -0.00012681 | 9.9871e-05 | 0.00026506 | 9.9871e-05 | 0.00011415 | 0.00011463 | 0.00011415 | 4.9279e-06 | 6.5591e-05 | 0.0001126 | 0.00010697 | 0.00010172 | 0.00010334 | 0.00062946 | 0.00062454 | 0.00062611 | 0.00062611 | 0.00011415 | 0.00011415 | 0.00011415 | 0.00011416 | 0.00011415 | 0.00011415 | 0.000149 | 0.00014156 | 0.00018938 | 0.00021381 | 0.000151 | 0.00011415 | 0.00011415 | 0.00011415 | 0.00011415 | 1.7541e-05 | 0.0001202 | 0.00013211 | 0.000139 | 0.00012543 | 0.00011887 | 0.0001254 | 0.00012843 | 8.6436e-05 | 0.00012045 | 0.00072278 | 0.00072278
03/10 08:00:00 | 3 | 10 | 8 | 1640 | WD | 8.9871e-05 | 0.00022804 | 0.00022804 | 0.00044239 | 0.00026268 | 4.7973e-13 | 0.00011415 | 0.00033939 | 0.00033939 | 0.00013613 | -0.0004712 | 0.0033885 | 0.00022804 | 1.3852e-05 | 0.00011103 | 0.00025457 | 0.00011103 | 0.00011415 | 0 | 0.00011415 | 8.7107e-05 | 0.00016398 | 0.0001685 | 0.00011043 | 0.00010401 | 0.000106 | 0.00064914 | 0.00063858 | 0.00064195 | 0.00064195 | 0.00011415 | 0.00011415 | 0.00011415 | 0.00011416 | 0.00011415 | 0.00011415 | 0.00016895 | 0.00015345 | 0.0001934 | 0.00021381 | 0 | 0.00011415 | 0.00011415 | 0.00011415 | 0.00011415 | 9.9395e-05 | 0.00015586 | 0.00014845 | 0.00014417 | 0.00013666 | 0.00011942 | 0.00014536 | 0.0001574 | 9.2705e-05 | 0.00011804 | 0.00057896 | 0.00057896
03/10 09:00:00 | 3 | 10 | 9 | 1641 | WD | 0.00018968 | 0.00022317 | 0.00022317 | -0.00040746 | 0.0001756 | 1.5523e-12 | 0.00011415 | 0.00030635 | 0.00030635 | 5.9897e-05 | -0.00022941 | 0.0029302 | 0.00022317 | 0.00021364 | 0.00011108 | 0.00026474 | 0.00011108 | 0.00011415 | 0 | 0.00011415 | 0.00032166 | 0.00029516 | 0.0002244 | 0.00011374 | 0.00010397 | 0.00010699 | 0.00066837 | 0.00063827 | 0.00064788 | 0.00064788 | 0.00011415 | 0.00011415 | 0.00011415 | 0.00011416 | 0.00011415 | 0.00011415 | 0.0001871 | 0.00015456 | 0.00019377 | 0.00021381 | 0 | 0.00011415 | 0.00011415 | 0.00011415 | 0.00011415 | 0.00020996 | 0.00020691 | 0.00017101 | 0.00015023 | 0.00014732 | 0.00012002 | 0.00015055 | 0.00016471 | 9.2943e-05 | 0.00011614 | 0.00047024 | 0.00047024
03/10 10:00:00 | 3 | 10 | 10 | 1642 | WD | 0.00027628 | 0.00025111 | 0.00025111 | 0.0010545 | 0.00017302 | 0.00021486 | 0.00011415 | 0.0002984 | 0.0002984 | 4.0839e-05 | -0.00015375 | 0.0024613 | 0.00025111 | 0.00037398 | 0.00011156 | 0.00030579 | 0.00011156 | 0.00011415 | 0 | 0.00011415 | 0.00045951 | 0.00029516 | 0.0002244 | 0.00011428 | 0.0001039 | 0.0001071 | 0.0006714 | 0.00063783 | 0.00064854 | 0.00064854 | 0.00011415 | 0.00011415 | 0.00011415 | 0.00011416 | 0.00011415 | 0.00011415 | 0.00018706 | 0.00015413 | 0.00019363 | 0.00021381 | 0 | 0.00011415 | 0.00011415 | 0.00011415 | 0.00011415 | 0.00030833 | 0.00024347 | 0.00018787 | 0.00015566 | 0.00014864 | 0.00011984 | 0.00014939 | 0.0001631 | 9.3201e-05 | 0.00011487 | 0.0004068 | 0.0004068
03/10 11:00:00 | 3 | 10 | 11 | 1643 | WD | 0.00034636 | 0.00021116 | 0.00021116 | 1.1644e-05 | 0.00020551 | 0.00021991 | 0.00011415 | 0 | 0 | 4.0839e-05 | 0.0012285 | 0.0020868 | 0.00021116 | 0.00049083 | 0.00011463 | 0.00024338 | 0.00011463 | 0.00011415 | 0 | 0.00011415 | 0.00047113 | 0.00029516 | 0.0002244 | 0.00014336 | 0.00010375 | 0.00011599 | 0.00084192 | 0.00063693 | 0.00070233 | 0.00070233 | 0.00011415 | 0.00011415 | 0.00011415 | 0.00011416 | 0.00011415 | 0.00011415 | 0.000187 | 0.00015348 | 0.00019341 | 0.00021381 | 0 | 0.00011415 | 0.00011415 | 0.00011415 | 0.00011415 | 0.00039317 | 0.00024632 | 0.00019178 | 0.0001602 | 0.00014885 | 0.00011958 | 0.00015073 | 0.00016518 | 9.3255e-05 | 0.00011385 | 0.00036902 | 0.00036902
03/10 12:00:00 | 3 | 10 | 12 | 1644 | WD | 0.00038502 | 0.00018496 | 0.00018496 | 9.4151e-06 | 0.00013023 | 0.00021998 | 0.00011415 | 0 | 0 | 4.0839e-05 | 0.00074488 | 0.0017794 | 0.00018496 | 0.00037695 | 0.00011458 | 0.00021746 | 0.00011458 | 0.00011415 | 0 | 0.00011415 | 0.00047113 | 0.00029516 | 0.0002244 | 0.00011439 | 0.00010375 | 0.00010704 | 2.3018e-06 | 1.1532e-08 | 7.4225e-07 | 7.4225e-07 | 0.00011415 | 0.00011415 | 0.00011415 | 0.00011416 | 0.00011415 | 0.00011415 | 0.00018694 | 0.0001532 | 0.00019331 | 0.00021381 | 0 | 0.00011415 | 0.00011415 | 0.00011415 | 0.00011415 | 0.00044169 | 0.00024586 | 0.00023625 | 0.00023068 | 0.00014851 | 0.00011948 | 0.00015412 | 0.00017019 | 9.3564e-05 | 0.00011302 | 0.00032854 | 0.00032854
03/10 13:00:00 | 3 | 10 | 13 | 1645 | WD | 0.00038896 | 0.00018233 | 0.00018233 | 7.9529e-06 | 0.00016289 | 0.00021627 | 0.00011415 | 0 | 0 | 4.0839e-05 | 0.0005308 | 0.0015599 | 0.00018233 | 0.00032995 | 0.00011115 | 0.00020951 | 0.00011115 | 0.00011415 | 0 | 0.00011415 | 0.00047113 | 0.00029516 | 0.0002244 | 0.00011527 | 0.00010795 | 0.00011022 | 2.3163e-06 | 5.5344e-09 | 7.4278e-07 | 7.4278e-07 | 0.00011415 | 0.00011415 | 0.00011415 | 0.00011416 | 0.00011415 | 0.00011415 | 0.00018653 | 0.00015279 | 0.00019317 | 0.00021381 | 0 | 0.00011415 | 0.00011415 | 0.00011415 | 0.00011415 | 0.00045051 | 0.00024525 | 0.00023638 | 0.00023125 | 0.00014681 | 0.00012083 | 0.00015252 | 0.00016723 | 9.4112e-05 | 0.00011243 | 0.00029062 | 0.00029062
03/10 14:00:00 | 3 | 10 | 14 | 1646 | WD | 0.00035876 | 0.00018668 | 0.00018668 | 3.4451e-06 | 0.00016116 | 0.00022375 | 0.00011415 | 0 | 0 | 4.0839e-05 | 0.00044534 | 0.0013452 | 0.00018668 | 0.00032049 | 0.00011051 | 0.00021609 | 0.00011051 | 0.00011415 | 0 | 0.00011415 | 0.00047113 | 0.00029516 | 0.0002244 | 0.00011504 | 0.00010751 | 0.00010984 | 2.2708e-06 | -2.4389e-09 | 7.2286e-07 | 7.2286e-07 | 0.00011415 | 0.00011415 | 0.00011415 | 0.00011416 | 0.00011415 | 0.00011415 | 0.00018548 | 0.00015218 | 0.00019297 | 0.00021381 | 0 | 0.00011415 | 0.00011415 | 0.00011415 | 0.00011415 | 0.00041959 | 0.00024314 | 0.00023477 | 0.00022992 | 0.00014612 | 0.00012048 | 0.00015002 | 0.00016372 | 9.4336e-05 | 0.00011225 | 0.00027559 | 0.00027559
03/10 15:00:00 | 3 | 10 | 15 | 1647 | WD | 0.00029778 | 0.00017261 | 0.00017261 | 6.1431e-06 | 7.9743e-05 | 0.00023635 | 0.00011415 | 0 | 0 | 4.0839e-05 | 0.00039343 | 0.001178 | 0.00017261 | 0.00029984 | 0.00010956 | 0.00020855 | 0.00010956 | 0.00011415 | 0 | 0.00011415 | 0.00047113 | 0.00029516 | 0.0002244 | 0.00011186 | 0.00010358 | 0.00010614 | 2.2164e-06 | -2.3249e-09 | 7.0557e-07 | 7.0557e-07 | 0.00011415 | 0.00011415 | 0.00011415 | 0.00011416 | 0.00011415 | 0.00011415 | 0.00016661 | 0.00015069 | 0.00019246 | 0.00021381 | 0 | 0.00011415 | 0.00011415 | 0.00011415 | 0.00011415 | 0.00032242 | 0.00023592 | 0.00018706 | 0.00015876 | 0.00013427 | 0.00011865 | 0.00014946 | 0.00016375 | 9.4532e-05 | 0.00011216 | 0.00026288 | 0.00026288
03/10 16:00:00 | 3 | 10 | 16 | 1648 | WD | 0.0002137 | 0.00019336 | 0.00019336 | 0.0002978 | 0.00015941 | 0.00024949 | 0.00011415 | 0 | 0 | 7.0788e-05 | 0.00038459 | 0.0010202 | 0.00019336 | 0.00031805 | 0.00011092 | 0.00022421 | 0.00011092 | 0.00011415 | 0 | 0.00011415 | 0.00041229 | 0.00029516 | 0.0002244 | 0.00010364 | 0.00010292 | 0.00010314 | 2.1889e-06 | -5.4484e-09 | 6.9467e-07 | 6.9467e-07 | 0.00011415 | 0.00011415 | 0.00011415 | 0.00011416 | 0.00011415 | 0.00011415 | 0.00014779 | 0.00014413 | 0.00015206 | 0.00015611 | 0 | 0.00011415 | 0.00011415 | 0.00011415 | 0.00011415 | 0.000212 | 0.00019913 | 0.00014412 | 0.00011226 | 0.00012313 | 0.00011644 | 0.00013974 | 0.00015054 | 9.4207e-05 | 0.00011251 | 0.0002845 | 0.0002845
03/10 17:00:00 | 3 | 10 | 17 | 1649 | WD | 0.00011906 | 0.00019349 | 0.00019349 | -0.00028912 | 8.0524e-05 | -2.0051e-12 | 0.00011415 | 0.00060187 | 0.00060187 | 0.00015247 | -0.00081463 | 0.00092249 | 0.00019349 | 4.3908e-05 | 0.00012 | 0.00023013 | 0.00012 | 0.00011415 | 0 | 0.00011415 | 0.00024826 | 0.00029516 | 0.0002244 | 0.00010164 | 0.0001026 | 0.0001023 | 1.9329e-06 | 1.1156e-09 | 6.1746e-07 | 6.1746e-07 | 0.00011415 | 0.00011415 | 0.00011415 | 0.00011416 | 0.00011415 | 0.00011415 | 0.00012914 | 0.00013924 | 0.00012923 | 0.00012411 | 0 | 0.00011415 | 0.00011415 | 0.00011415 | 0.00011415 | 0.00011688 | 0.00013931 | 0.00010553 | 8.5969e-05 | 0.00011339 | 0.00011487 | 0.00013141 | 0.00013908 | 8.7112e-05 | 0.00011307 | 0.0003225 | 0.0003225
03/10 18:00:00 | 3 | 10 | 18 | 1650 | WD | 2.0007e-05 | 0.00020894 | 0.00020894 | 8.4253e-06 | 0.00016444 | -7.5459e-13 | 0.00011415 | 0.00031738 | 0.00031738 | 0.00021236 | -0.00049187 | 0.00085664 | 0.00020894 | 0.00020066 | 0.00013406 | 0.00023337 | 0.00013406 | 0.00011415 | 0 | 0.00011415 | 2.0886e-05 | 6.5591e-05 | 0.0001126 | 0.00010186 | 0.0001005 | 0.00010092 | 1.7082e-06 | -3.2525e-09 | 5.428e-07 | 5.428e-07 | 0.00011415 | 0.00011415 | 0.00011415 | 0.00011416 | 0.00011415 | 0.00011415 | 0.00012867 | 0.0001284 | 0.00011256 | 0.00010446 | 0 | 0.00011415 | 0.00011415 | 0.00011415 | 0.00011415 | 4.8797e-05 | 9.3319e-05 | 7.8231e-05 | 6.9494e-05 | 0.00011177 | 0.0001107 | 0.00010592 | 0.0001037 | 8.7141e-05 | 0.00011335 | 0.00050789 | 0.00050789
03/10 19:00:00 | 3 | 10 | 19 | 1651 | WD | 0 | 0.00023127 | 0.00023127 | 1.0346e-05 | 0.00016787 | -3.8268e-13 | 0.00011415 | 0 | 0 | 0.00028587 | -0.00025456 | 0.00080734 | 0.00023127 | 0.00032976 | 0.00014271 | 0.00025653 | 0.00014271 | 0.00011415 | 0.00022925 | 0.00011415 | 0 | 6.5591e-05 | 0.0001126 | 9.9725e-05 | 9.8935e-05 | 9.9179e-05 | 1.5756e-06 | -1.6482e-08 | 4.9149e-07 | 4.9149e-07 | 0.00011415 | 0.00011415 | 0.00011415 | 0.00011416 | 0.00011415 | 0.00011415 | 0.00011028 | 0.00012072 | 0.00010105 | 9.1006e-05 | 0.00022929 | 0.00011415 | 0.00011415 | 0.00011415 | 0.00011415 | 4.0257e-06 | 7.1053e-05 | 6.3347e-05 | 5.8885e-05 | 0.00010789 | 0.00011594 | 0.00011411 | 0.00011327 | 8.7165e-05 | 0.00011372 | 0.00052446 | 0.00052446
03/10 20:00:00 | 3 | 10 | 20 | 1652 | WD | 0 | 0.00021251 | 0.00021251 | 0.00085541 | 0.00016858 | -2.8565e-13 | 0.00011415 | 0 | 0 | 0.00034305 | -0.00012474 | 0.0007442 | 0.00021251 | 0.00026548 | 0.00014653 | 0.00022592 | 0.00014653 | 0.00011415 | 0.00022925 | 0.00011415 | 0 | 6.5591e-05 | 0.0001126 | 9.9255e-05 | 9.5794e-05 | 9.6864e-05 | 0.00058271 | 0.00058807 | 0.00058636 | 0.00058636 | 0.00011415 | 0.00011415 | 0.00011415 | 0.00011416 | 0.00011415 | 0.00011415 | 0.00010984 | 0.00010476 | 8.6009e-05 | 7.6429e-05 | 0.00022929 | 0.00011415 | 0.00011415 | 0.00011415 | 0.00011415 | 4.8306e-06 | 5.9917e-05 | 8.4608e-05 | 9.8906e-05 | 0.0001063 | 0.00010987 | 0.00010446 | 0.00010196 | 8.7147e-05 | 0.00011396 | 0.00058039 | 0.00058039
03/10 21:00:00 | 3 | 10 | 21 | 1653 | WD | 0 | 0.00021182 | 0.00021182 | 0.00019378 | 0.00016641 | 0 | 0.00011415 | 0 | 0 | 0.00034849 | -7.8304e-05 | 0.00065869 | 0.00021182 | 0.00024923 | 0.00014762 | 0.00022476 | 0.00014762 | 0.00011415 | 0.00022925 | 0.00011415 | 0 | 6.5591e-05 | 0.0001126 | 9.5824e-05 | 8.1748e-05 | 8.6098e-05 | 0.000578 | 0.00050185 | 0.00052615 | 0.00052615 | 0.00011415 | 0.00011415 | 0.00011415 | 0.00011415 | 0.00011415 | 0.00011415 | 0.00010924 | 9.2279e-05 | 7.4921e-05 | 6.6052e-05 | 0.00022929 | 0.00011415 | 0.00011415 | 0.00011415 | 0.00011415 | 3.2016e-06 | 4.5412e-05 | 7.0785e-05 | 8.5478e-05 | 0.00010459 | 9.8737e-05 | 9.8233e-05 | 9.7999e-05 | 8.9148e-05 | 9.6131e-05 | 0.00062137 | 0.00062137
03/10 22:00:00 | 3 | 10 | 22 | 1654 | WD | 0 | 0.00020709 | 0.00020709 | -0.00032272 | 0.00016376 | 2.0698e-12 | 0.00011415 | 0 | 0 | 0.00023959 | -5.599e-05 | 0.00047645 | 0.00020709 | 0.00024406 | 0.00014405 | 0.00022486 | 0.00014405 | 0.00011415 | 0.00022925 | 0.00011415 | 0 | 6.5591e-05 | 0.0001118 | 9.5371e-05 | 7.7226e-05 | 8.2834e-05 | 0.00058053 | 0.00049218 | 0.00052037 | 0.00052037 | 0.00011415 | 0.00011415 | 0.00011415 | 0.00011416 | 0.00011415 | 0.00011415 | 0.00010883 | 6.9436e-05 | 6.3877e-05 | 6.1037e-05 | 0.00022929 | 0.00011415 | 0.00011415 | 0.00011415 | 0.00011415 | 2.0797e-06 | 3.3003e-05 | 6.2124e-05 | 7.8988e-05 | 0.0001031 | 8.9973e-05 | 9.0312e-05 | 9.0469e-05 | 8.9284e-05 | 9.9188e-05 | 2.8183e-05 | 2.8183e-05
03/10 23:00:00 | 3 | 10 | 23 | 1655 | WD | 0 | 0.00018253 | 0.00018253 | 0.00032966 | 7.9656e-05 | 7.9772e-13 | 0.00011415 | 0 | 0 | 0.00013341 | 0.0011558 | -0.0018918 | 0.00018253 | 0.00044438 | 0.00013614 | 0.00020981 | 0.00013614 | 0.00011415 | 0.00022925 | 0.00011415 | 0 | 6.5591e-05 | 0.0001118 | 0.00012378 | 7.7202e-05 | 9.1596e-05 | 0.00074803 | 0.00049816 | 0.00057788 | 0.00057788 | 0.00011415 | 0.00011415 | 0.00011415 | 0.00011416 | 0.00011415 | 0.00011415 | 9.9691e-05 | 6.8344e-05 | 6.1493e-05 | 5.7992e-05 | 0.00022929 | 0.00011415 | 0.00011415 | 0.00011415 | 0.00011415 | 1.729e-06 | 2.6771e-05 | 5.7344e-05 | 7.5048e-05 | 9.8032e-05 | 8.9657e-05 | 8.9702e-05 | 8.9723e-05 | 8.93e-05 | 0.00010101 | 5.0378e-05 | 5.0378e-05
03/10 24:00:00 | 3 | 10 | 24 | 1656 | WD | 0 | 0.00015759 | 0.00015759 | 2.1296e-06 | 7.7742e-05 | -1.3906e-12 | 0.00011415 | 0 | 0 | 5.4452e-05 | 0.00064519 | -0.0055311 | 0.00015759 | 0.00027314 | 0.00012638 | 0.00018076 | 0.00012638 | 0.00011415 | 0.00022925 | 0.00011415 | 0 | 6.5591e-05 | 0.0001118 | 8.859e-05 | 7.7202e-05 | 8.0722e-05 | 0.00054225 | 0.00049819 | 0.00051225 | 0.00051225 | 0.00011415 | 0.00011415 | 0.00011415 | 0.00011416 | 0.00011415 | 0.00011415 | 4.5468e-05 | 6.8027e-05 | 5.8924e-05 | 5.4272e-05 | 0.00022929 | 0.00011415 | 0.00011415 | 0.00011415 | 0.00011415 | 1.2032e-06 | 2.496e-05 | 5.3631e-05 | 7.0234e-05 | 7.2471e-05 | 8.9575e-05 | 8.3565e-05 | 8.0777e-05 | 8.9622e-05 | 0.00010198 | 0.00010126 | 0.00010126
03/11 01:00:00 | 3 | 11 | 1 | 1657 | WD | 0 | 0.00010977 | 0.00010977 | 8.7114e-07 | 7.557e-05 | 0.00025245 | 0.00011415 | 0 | 0 | 5.4452e-05 | 0.00041939 | -0.0055027 | 0.00010977 | 5.9876e-05 | 9.19e-05 | 0.00012197 | 9.19e-05 | 0.00011415 | 0.00022925 | 0.00011415 | 0 | 6.5591e-05 | 0.0001118 | 8.7511e-05 | 7.7239e-05 | 8.0414e-05 | 0.00053643 | 0.00049836 | 0.00051051 | 0.00051051 | 0.00011415 | 0.00011415 | 0.00011415 | 0.00011416 | 0.00011415 | 0.00011415 | 3.6463e-05 | 6.7924e-05 | 5.8637e-05 | 5.3892e-05 | 0.00022929 | 0.00011415 | 0.00011415 | 0.00011415 | 0.00011415 | 1.2032e-06 | 2.437e-05 | 5.3103e-05 | 6.9742e-05 | 6.7232e-05 | 8.9566e-05 | 8.3429e-05 | 8.0583e-05 | 8.9802e-05 | 0.00010266 | 0.00013438 | 0.00013438
03/11 02:00:00 | 3 | 11 | 2 | 1658 | WD | 0 | 0.00013724 | 0.00013724 | 4.5651e-07 | 7.4672e-05 | 0.00023244 | 0.00011415 | 0 | 0 | 2.1781e-05 | 0.00042577 | -0.0055619 | 0.00013724 | 0.00013979 | 8.5656e-05 | 0.00016252 | 8.5656e-05 | 0.00011415 | 0.00022925 | 0.00011415 | 0 | 6.5591e-05 | 0.0001118 | 8.742e-05 | 7.7253e-05 | 8.0395e-05 | 0.00053636 | 0.00049842 | 0.00051053 | 0.00051053 | 0.00011415 | 0.00011415 | 0.00011415 | 0.00011416 | 0.00011415 | 0.00011415 | 3.6473e-05 | 6.819e-05 | 6.0618e-05 | 5.6748e-05 | 0.00022929 | 0.00011415 | 0.00011415 | 0.00011415 | 0.00011415 | 1.23e-06 | 2.5894e-05 | 5.6002e-05 | 7.3438e-05 | 6.5949e-05 | 8.9657e-05 | 8.3965e-05 | 8.1325e-05 | 8.9916e-05 | 0.00010313 | 0.0001474 | 0.0001474
03/11 03:00:00 | 3 | 11 | 3 | 1659 | WD | 0 | 0.00015268 | 0.00015268 | 3.2611e-07 | 0 | 0.00022975 | 0.00011415 | 0 | 0 | 2.1781e-05 | 0.00042701 | -0.0051001 | 0.00015268 | 0.00020705 | 8.3946e-05 | 0.00019612 | 8.3946e-05 | 0.00011415 | 0.00022925 | 0.00011415 | 0 | 6.5591e-05 | 0.0001118 | 8.8266e-05 | 7.7252e-05 | 8.0656e-05 | 0.00054174 | 0.00049842 | 0.00051224 | 0.00051224 | 0.00011415 | 0.00011415 | 0.00011415 | 0.00011416 | 0.00011415 | 0.00011415 | 4.5596e-05 | 6.8975e-05 | 6.1912e-05 | 5.8304e-05 | 0.00022929 | 0.00011415 | 0.00011415 | 0.00011415 | 0.00011415 | 1.5508e-06 | 3.0373e-05 | 5.892e-05 | 7.5451e-05 | 7.1353e-05 | 8.9898e-05 | 8.4307e-05 | 8.1714e-05 | 8.9872e-05 | 0.00010347 | 0.0001666 | 0.0001666
03/11 04:00:00 | 3 | 11 | 4 | 1660 | WD | 0 | 0.0001708 | 0.0001708 | 0 | 7.442e-05 | 0.00022651 | 0.00011415 | 0 | 0 | 2.1781e-05 | 0.0003986 | -0.0019762 | 0.0001708 | 0.00023577 | 8.2211e-05 | 0.00021105 | 8.2211e-05 | 0.00011415 | 0.00022925 | 0.00011415 | 0 | 6.5591e-05 | 0.0001118 | 0.00010087 | 7.7257e-05 | 8.4556e-05 | 0.00061601 | 0.00049844 | 0.00053595 | 0.00053595 | 0.00011415 | 0.00011415 | 0.00011415 | 0.00011416 | 0.00011415 | 0.00011415 | 5.4768e-05 | 7.0282e-05 | 7.6832e-05 | 8.0178e-05 | 0.00022929 | 0.00011415 | 0.00011415 | 0.00011415 | 0.00011415 | 2.0054e-06 | 3.7834e-05 | 7.9583e-05 | 0.00010376 | 7.6917e-05 | 9.0296e-05 | 8.8985e-05 | 8.8377e-05 | 8.9801e-05 | 0.00010368 | 0.00015024 | 0.00015024
03/11 05:00:00 | 3 | 11 | 5 | 1661 | WD | 0 | 0.00017487 | 0.00017487 | 6.6453e-07 | 7.5147e-05 | 0.00021796 | 0.00011415 | 0 | 0 | 6.5342e-05 | 0.00037382 | 0.0010734 | 0.00017487 | 0.00024406 | 8.1198e-05 | 0.00021466 | 8.1198e-05 | 0.00011415 | 0.00022925 | 0.00011415 | 0 | 6.5591e-05 | 0.0001118 | 0.00010376 | 8.1269e-05 | 8.8219e-05 | 0.00063326 | 0.00052308 | 0.00055823 | 0.00055823 | 0.00011415 | 0.00011415 | 0.00011415 | 0.00011416 | 0.00011415 | 0.00011415 | 9.1181e-05 | 9.299e-05 | 0.0001022 | 0.0001069 | 0.00022929 | 0.00011415 | 0.00011415 | 0.00011415 | 0.00011415 | 3.0749e-06 | 6.2531e-05 | 0.00011054 | 0.00013835 | 9.5735e-05 | 9.8558e-05 | 9.7086e-05 | 9.6403e-05 | 8.941e-05 | 0.00010366 | 0.00014105 | 0.00014105
03/11 06:00:00 | 3 | 11 | 6 | 1662 | WD | 0 | 0.00017907 | 0.00017907 | 2.1557e-06 | 7.8238e-05 | -1.5577e-12 | 0.00011415 | 0 | 0 | 0.00013613 | 0.00036709 | 0.00314 | 0.00017907 | 0.00024803 | 8.7512e-05 | 0.00021515 | 8.7512e-05 | 0.00011415 | 0.00022925 | 0.00011415 | 0 | 6.5591e-05 | 0.0001126 | 0.00010864 | 8.6963e-05 | 9.3662e-05 | 0.000646 | 0.00054 | 0.00057382 | 0.00057382 | 0.00011415 | 0.00011415 | 0.00011415 | 0.00011416 | 0.00011415 | 0.00011415 | 0.00012828 | 0.00012421 | 0.00013044 | 0.00013363 | 0.00022929 | 0.00011415 | 0.00011415 | 0.00011415 | 0.00011415 | 6.0161e-06 | 9.1597e-05 | 0.0001431 | 0.00017293 | 0.00011516 | 0.00011198 | 0.00010669 | 0.00010423 | 8.4771e-05 | 0.00012646 | 0.00063028 | 0.00063028
03/11 07:00:00 | 3 | 11 | 7 | 1663 | WD | 0 | 0.00020349 | 0.00020349 | 1.1499e-05 | 0.00016964 | 7.5464e-14 | 0.00011415 | 5.8824e-05 | 5.8824e-05 | 0.00015247 | -0.0010037 | 0.0035516 | 0.00020349 | -0.00015458 | 9.9871e-05 | 0.00023514 | 9.9871e-05 | 0.00011415 | 0.00011463 | 0.00011415 | 5.3919e-06 | 6.5591e-05 | 0.0001126 | 0.00010714 | 0.00010171 | 0.00010339 | 0.00063226 | 0.00062448 | 0.00062696 | 0.00062696 | 0.00011415 | 0.00011415 | 0.00011415 | 0.00011416 | 0.00011415 | 0.00011415 | 0.000149 | 0.00014155 | 0.00018937 | 0.00021381 | 0.000151 | 0.00011415 | 0.00011415 | 0.00011415 | 0.00011415 | 1.8238e-05 | 0.00012054 | 0.00013227 | 0.00013905 | 0.00012534 | 0.00011886 | 0.0001254 | 0.00012843 | 8.6447e-05 | 0.00012027 | 0.00065551 | 0.00065551
03/11 08:00:00 | 3 | 11 | 8 | 1664 | WD | 9.2635e-05 | 0.00018866 | 0.00018866 | 2.1247e-05 | 0.00017508 | 4.7973e-13 | 0.00011415 | 0.0003531 | 0.0003531 | 0.00013613 | -0.00044801 | 0.0033163 | 0.00018866 | 7.1746e-05 | 0.00011103 | 0.00021172 | 0.00011103 | 0.00011415 | 0 | 0.00011415 | 9.0624e-05 | 0.00016398 | 0.0001685 | 0.00011064 | 0.00010403 | 0.00010607 | 0.00065195 | 0.00063867 | 0.0006429 | 0.0006429 | 0.00011415 | 0.00011415 | 0.00011415 | 0.00011416 | 0.00011415 | 0.00011415 | 0.00016895 | 0.00015343 | 0.00019339 | 0.00021381 | 0 | 0.00011415 | 0.00011415 | 0.00011415 | 0.00011415 | 0.00010306 | 0.00015731 | 0.00014914 | 0.00014441 | 0.00013652 | 0.0001194 | 0.0001457 | 0.0001579 | 9.292e-05 | 0.00011735 | 0.00048775 | 0.00048775
03/11 09:00:00 | 3 | 11 | 9 | 1665 | WD | 0.00019007 | 0.00020656 | 0.00020656 | 0.0010622 | 0.00026336 | 1.5523e-12 | 0.00011415 | 0.00031199 | 0.00031199 | 5.9897e-05 | -0.00022916 | 0.00288 | 0.00020656 | 0.00020613 | 0.00011108 | 0.00022787 | 0.00011108 | 0.00011415 | 0 | 0.00011415 | 0.00032758 | 0.00029516 | 0.0002244 | 0.000114 | 0.00010401 | 0.0001071 | 4.6197e-06 | 3.07e-08 | 1.4948e-06 | 1.4948e-06 | 0.00011415 | 0.00011415 | 0.00011415 | 0.00011416 | 0.00011415 | 0.00011415 | 0.0001871 | 0.00015456 | 0.00019377 | 0.00021381 | 0 | 0.00011415 | 0.00011415 | 0.00011415 | 0.00011415 | 0.00021378 | 0.00020847 | 0.00017173 | 0.00015046 | 0.0001472 | 0.00012002 | 0.00015092 | 0.00016525 | 9.3203e-05 | 0.00011533 | 0.00037392 | 0.00037392
03/11 10:00:00 | 3 | 11 | 10 | 1666 | WD | 0.00027222 | 0.00022519 | 0.00022519 | 1.348e-05 | 0.00017299 | 0.00021486 | 0.00011415 | 0.00029836 | 0.00029836 | 4.0839e-05 | -0.00016345 | 0.0024435 | 0.00022519 | 0.00034071 | 0.00011156 | 0.00026891 | 0.00011156 | 0.00011415 | 0 | 0.00011415 | 0.00045946 | 0.00029516 | 0.0002244 | 0.00011458 | 0.00010399 | 0.00010726 | 4.239e-06 | 2.5279e-08 | 1.3697e-06 | 1.3697e-06 | 0.00011415 | 0.00011415 | 0.00011415 | 0.00011416 | 0.00011415 | 0.00011415 | 0.00018706 | 0.00015413 | 0.00019363 | 0.00021381 | 0 | 0.00011415 | 0.00011415 | 0.00011415 | 0.00011415 | 0.00030844 | 0.00024346 | 0.00018787 | 0.00015568 | 0.00014854 | 0.00011986 | 0.00014975 | 0.00016361 | 9.3308e-05 | 0.00011401 | 0.00032343 | 0.00032343
03/11 11:00:00 | 3 | 11 | 11 | 1667 | WD | 0.00033976 | 0.00017439 | 0.00017439 | -0.0010139 | 0.00016927 | 0.00021991 | 0.00011415 | 0 | 0 | 4.0839e-05 | 0.0012312 | 0.0020917 | 0.00017439 | 0.00043861 | 0.00011463 | 0.0001965 | 0.00011463 | 0.00011415 | 0 | 0.00011415 | 0.00047113 | 0.00029516 | 0.0002244 | 0.00014362 | 0.00010386 | 0.00011615 | 4.305e-06 | 1.4322e-08 | 1.3833e-06 | 1.3833e-06 | 0.00011415 | 0.00011415 | 0.00011415 | 0.00011416 | 0.00011415 | 0.00011415 | 0.000187 | 0.00015348 | 0.00019341 | 0.00021381 | 0 | 0.00011415 | 0.00011415 | 0.00011415 | 0.00011415 | 0.0003929 | 0.00024632 | 0.00019178 | 0.0001602 | 0.00014873 | 0.00011959 | 0.00015114 | 0.00016578 | 9.3892e-05 | 0.00011271 | 0.00027363 | 0.00027363
03/11 12:00:00 | 3 | 11 | 12 | 1668 | WD | 0.00037865 | 0.00016664 | 0.00016664 | 0.0010258 | 0.00016563 | 0.00021998 | 0.00011415 | 0 | 0 | 4.0839e-05 | 0.00071732 | 0.0018357 | 0.00016664 | 0.00034066 | 0.00011458 | 0.00018604 | 0.00011458 | 0.00011415 | 0 | 0.00011415 | 0.00047113 | 0.00029516 | 0.0002244 | 0.00011454 | 0.00010379 | 0.00010711 | 3.8792e-06 | 1.7704e-09 | 1.2389e-06 | 1.2389e-06 | 0.00011415 | 0.00011415 | 0.00011415 | 0.00011416 | 0.00011415 | 0.00011415 | 0.00018694 | 0.0001532 | 0.00019331 | 0.00021381 | 0 | 0.00011415 | 0.00011415 | 0.00011415 | 0.00011415 | 0.00044233 | 0.00024586 | 0.00023628 | 0.00023073 | 0.00014837 | 0.00011947 | 0.00015459 | 0.00017088 | 9.4462e-05 | 0.00011174 | 0.0002323 | 0.0002323
03/11 13:00:00 | 3 | 11 | 13 | 1669 | WD | 0.00038412 | 0.00015295 | 0.00015295 | 7.9928e-06 | 0.00016286 | 0.00021627 | 0.00011415 | 0 | 0 | 4.0839e-05 | 0.00049224 | 0.0016275 | 0.00015295 | 0.00028336 | 0.00011115 | 0.00016768 | 0.00011115 | 0.00011415 | 0 | 0.00011415 | 0.00047113 | 0.00029516 | 0.0002244 | 0.00011585 | 0.00010818 | 0.00011055 | 3.8161e-06 | 4.0963e-09 | 1.2203e-06 | 1.2203e-06 | 0.00011415 | 0.00011415 | 0.00011415 | 0.00011416 | 0.00011415 | 0.00011415 | 0.00018653 | 0.00015279 | 0.00019317 | 0.00021381 | 0 | 0.00011415 | 0.00011415 | 0.00011415 | 0.00011415 | 0.00045494 | 0.00024525 | 0.00023654 | 0.00023149 | 0.00014666 | 0.00012088 | 0.00015307 | 0.00016801 | 9.4774e-05 | 0.00011091 | 0.00018452 | 0.00018452
03/11 14:00:00 | 3 | 11 | 14 | 1670 | WD | 0.0003526 | 0.00014059 | 0.00014059 | 7.3263e-06 | 8.0601e-05 | 0.00022375 | 0.00011415 | 0 | 0 | 4.0839e-05 | 0.00039864 | 0.001453 | 0.00014059 | 0.00025862 | 0.00011051 | 0.00016264 | 0.00011051 | 0.00011415 | 0 | 0.00011415 | 0.00047113 | 0.00029516 | 0.0002244 | 0.00011593 | 0.00010788 | 0.00011036 | 3.6866e-06 | 4.5648e-09 | 1.1793e-06 | 1.1793e-06 | 0.00011415 | 0.00011415 | 0.00011415 | 0.00011416 | 0.00011415 | 0.00011415 | 0.00018548 | 0.00015218 | 0.00019297 | 0.00021381 | 0 | 0.00011415 | 0.00011415 | 0.00011415 | 0.00011415 | 0.00042354 | 0.00024314 | 0.00023491 | 0.00023014 | 0.00014597 | 0.00012058 | 0.00015064 | 0.00016458 | 9.4828e-05 | 0.00011047 | 0.00015736 | 0.00015736
03/11 15:00:00 | 3 | 11 | 15 | 1671 | WD | 0.00029079 | 0.0001488 | 0.0001488 | 0.00015037 | 0.00015942 | 0.00023635 | 0.00011415 | 0 | 0 | 4.0839e-05 | 0.0003742 | 0.0012819 | 0.0001488 | 0.00024983 | 0.00010956 | 0.00016264 | 0.00010956 | 0.00011415 | 0 | 0.00011415 | 0.00047113 | 0.00029516 | 0.0002244 | 0.00011276 | 0.00010399 | 0.0001067 | 3.4845e-06 | 6.1699e-09 | 1.116e-06 | 1.116e-06 | 0.00011415 | 0.00011415 | 0.00011415 | 0.00011416 | 0.00011415 | 0.00011415 | 0.00016661 | 0.00015069 | 0.00019246 | 0.00021381 | 0 | 0.00011415 | 0.00011415 | 0.00011415 | 0.00011415 | 0.00032328 | 0.00023592 | 0.0001871 | 0.00015882 | 0.00013412 | 0.00011875 | 0.00015008 | 0.00016461 | 9.4817e-05 | 0.00011036 | 0.00014729 | 0.00014729
03/11 16:00:00 | 3 | 11 | 16 | 1672 | WD | 0.00021307 | 0.00014855 | 0.00014855 | -0.00014124 | 7.9724e-05 | 0.00024949 | 0.00011415 | 0 | 0 | 4.0839e-05 | 0.00035925 | 0.0011376 | 0.00014855 | 0.00025817 | 0.00011092 | 0.00017246 | 0.00011092 | 0.00011415 | 0 | 0.00011415 | 0.0004183 | 0.00029516 | 0.0002244 | 0.00010424 | 0.00010322 | 0.00010354 | 3.311e-06 | 9.482e-09 | 1.0629e-06 | 1.0629e-06 | 0.00011415 | 0.00011415 | 0.00011415 | 0.00011416 | 0.00011415 | 0.00011415 | 0.00014779 | 0.00014413 | 0.00015206 | 0.00015611 | 0 | 0.00011415 | 0.00011415 | 0.00011415 | 0.00011415 | 0.00021536 | 0.00020065 | 0.00014479 | 0.00011245 | 0.00012298 | 0.00011652 | 0.00014028 | 0.00015129 | 9.4693e-05 | 0.00011088 | 0.00017498 | 0.00017498
03/11 17:00:00 | 3 | 11 | 17 | 1673 | WD | 0.00011939 | 0.00017779 | 0.00017779 | 0.0010114 | 0.00016101 | -2.0051e-12 | 0.00011415 | 0.00061637 | 0.00061637 | 7.0788e-05 | -0.00094428 | 0.0010387 | 0.00017779 | 8.1355e-06 | 0.00012 | 0.00019564 | 0.00012 | 0.00011415 | 0 | 0.00011415 | 0.00025424 | 0.00029516 | 0.0002244 | 0.00010209 | 0.0001028 | 0.00010258 | 3.011e-06 | 8.8621e-09 | 9.667e-07 | 9.667e-07 | 0.00011415 | 0.00011415 | 0.00011415 | 0.00011416 | 0.00011415 | 0.00011415 | 0.00012914 | 0.00013924 | 0.00012923 | 0.00012411 | 0 | 0.00011415 | 0.00011415 | 0.00011415 | 0.00011415 | 0.00011949 | 0.00014081 | 0.00010616 | 8.6102e-05 | 0.00011326 | 0.00011491 | 0.00013188 | 0.00013975 | 8.723e-05 | 0.00011163 | 0.00022372 | 0.00022372
03/11 18:00:00 | 3 | 11 | 18 | 1674 | WD | 1.9509e-05 | 0.00019505 | 0.00019505 | 9.2414e-06 | 0.00011168 | -7.5459e-13 | 0.00011415 | 0.00031783 | 0.00031783 | 0.00015247 | -0.00046421 | 0.00096064 | 0.00019505 | 0.00020104 | 0.00013406 | 0.00022157 | 0.00013406 | 0.00011415 | 0 | 0.00011415 | 2.0916e-05 | 6.5591e-05 | 0.0001126 | 0.00010231 | 0.00010071 | 0.0001012 | 2.7258e-06 | 4.434e-10 | 8.6999e-07 | 8.6999e-07 | 0.00011415 | 0.00011415 | 0.00011415 | 0.00011416 | 0.00011415 | 0.00011415 | 0.00012867 | 0.0001284 | 0.00011256 | 0.00010446 | 0 | 0.00011415 | 0.00011415 | 0.00011415 | 0.00011415 | 4.899e-05 | 9.3345e-05 | 7.8246e-05 | 6.9503e-05 | 0.00011168 | 0.00011076 | 0.00010594 | 0.0001037 | 8.7183e-05 | 0.00011245 | 0.0004368 | 0.0004368
03/11 19:00:00 | 3 | 11 | 19 | 1675 | WD | 0 | 0.00023239 | 0.00023239 | 1.1122e-05 | 0.00016324 | -3.8268e-13 | 0.00011415 | 0 | 0 | 0.00021236 | -0.00025679 | 0.00085525 | 0.00023239 | 0.00033874 | 0.00014271 | 0.00025883 | 0.00014271 | 0.00011415 | 0.00022925 | 0.00011415 | 0 | 6.5591e-05 | 0.0001126 | 0.00011189 | 9.916e-05 | 0.0001031 | 2.5241e-06 | -1.21e-08 | 7.9708e-07 | 7.9708e-07 | 0.00011415 | 0.00011415 | 0.00011415 | 0.00011416 | 0.00011415 | 0.00011415 | 0.00011028 | 0.00012072 | 0.00010105 | 9.1006e-05 | 0.00022929 | 0.00011415 | 0.00011415 | 0.00011415 | 0.00011415 | 4.0257e-06 | 7.1053e-05 | 6.3347e-05 | 5.8885e-05 | 0.00010798 | 0.00011602 | 0.00011414 | 0.00011327 | 8.7144e-05 | 0.00011348 | 0.00049304 | 0.00049304
03/11 20:00:00 | 3 | 11 | 20 | 1676 | WD | 0 | 0.00021866 | 0.00021866 | 1.129e-05 | 0.00018696 | -2.8565e-13 | 0.00011415 | 0 | 0 | 0.00028587 | -0.00012643 | 0.00073861 | 0.00021866 | 0.00027474 | 0.00014653 | 0.0002319 | 0.00014653 | 0.00011415 | 0.00022925 | 0.00011415 | 0 | 6.5591e-05 | 0.0001126 | 0.00011062 | 9.6047e-05 | 0.00010055 | 0.00064989 | 0.00058963 | 0.00060886 | 0.00060886 | 0.00011415 | 0.00011415 | 0.00011415 | 0.00011416 | 0.00011415 | 0.00011415 | 0.00010984 | 0.00010476 | 8.6009e-05 | 7.6429e-05 | 0.00022929 | 0.00011415 | 0.00011415 | 0.00011415 | 0.00011415 | 4.8306e-06 | 5.9917e-05 | 8.4608e-05 | 9.8906e-05 | 0.00010641 | 0.00010996 | 0.00010449 | 0.00010196 | 8.7102e-05 | 0.00011412 | 0.00057115 | 0.00057115
03/11 21:00:00 | 3 | 11 | 21 | 1677 | WD | 0 | 0.00020804 | 0.00020804 | 1.0776e-05 | 0.00012289 | 0 | 0.00011415 | 0 | 0 | 0.00034305 | -7.8896e-05 | 0.00058547 | 0.00020804 | 0.00025459 | 0.00014762 | 0.00022594 | 0.00014762 | 0.00011415 | 0.00022925 | 0.00011415 | 0 | 6.5591e-05 | 0.0001126 | 0.0001045 | 8.1892e-05 | 8.888e-05 | 0.00062813 | 0.00050274 | 0.00054274 | 0.00054274 | 0.00011415 | 0.00011415 | 0.00011415 | 0.00011415 | 0.00011415 | 0.00011415 | 0.00010924 | 9.2279e-05 | 7.4921e-05 | 6.6052e-05 | 0.00022929 | 0.00011415 | 0.00011415 | 0.00011415 | 0.00011415 | 3.2016e-06 | 4.5412e-05 | 7.0785e-05 | 8.5478e-05 | 0.00010467 | 9.8788e-05 | 9.8249e-05 | 9.7999e-05 | 8.906e-05 | 9.608e-05 | 0.00061137 | 0.00061137
03/11 22:00:00 | 3 | 11 | 22 | 1678 | WD | 0 | 0.00021539 | 0.00021539 | 8.9676e-06 | 0.00016373 | 2.0698e-12 | 0.00011415 | 0 | 0 | 0.00034849 | -5.6081e-05 | 0.00038634 | 0.00021539 | 0.00026429 | 0.00014405 | 0.00023668 | 0.00014405 | 0.00011415 | 0.00022925 | 0.00011415 | 0 | 6.5591e-05 | 0.0001118 | 9.5506e-05 | 7.737e-05 | 8.2975e-05 | 0.00058071 | 0.00049285 | 0.00052089 | 0.00052089 | 0.00011415 | 0.00011415 | 0.00011415 | 0.00011416 | 0.00011415 | 0.00011415 | 0.00010883 | 6.9436e-05 | 6.3877e-05 | 6.1037e-05 | 0.00022929 | 0.00011415 | 0.00011415 | 0.00011415 | 0.00011415 | 2.0797e-06 | 3.3003e-05 | 6.2124e-05 | 7.8988e-05 | 0.00010309 | 9.0024e-05 | 9.0626e-05 | 9.0905e-05 | 8.9199e-05 | 9.923e-05 | 2.5799e-05 | 2.5799e-05
03/11 23:00:00 | 3 | 11 | 23 | 1679 | WD | 0 | 0.00019427 | 0.00019427 | 0.0010079 | 0.00015923 | 7.9772e-13 | 0.00011415 | 0 | 0 | 0.00023959 | 0.0011528 | -0.0019786 | 0.00019427 | 0.00044962 | 0.00013614 | 0.00021451 | 0.00013614 | 0.00011415 | 0.00022925 | 0.00011415 | 0 | 6.5591e-05 | 0.0001118 | 0.00012381 | 7.7364e-05 | 9.1718e-05 | 0.00074809 | 0.00049886 | 0.00057838 | 0.00057838 | 0.00011415 | 0.00011415 | 0.00011415 | 0.00011416 | 0.00011415 | 0.00011415 | 9.9691e-05 | 6.8344e-05 | 6.1493e-05 | 5.7992e-05 | 0.00022929 | 0.00011415 | 0.00011415 | 0.00011415 | 0.00011415 | 1.729e-06 | 2.6771e-05 | 5.7344e-05 | 7.5048e-05 | 9.8021e-05 | 8.9714e-05 | 9.0029e-05 | 9.0175e-05 | 8.9205e-05 | 0.00010099 | 4.5776e-05 | 4.5776e-05
03/11 24:00:00 | 3 | 11 | 24 | 1680 | WD | 0 | 0.0001572 | 0.0001572 | -0.00098832 | 7.773e-05 | -1.3906e-12 | 0.00011415 | 0 | 0 | 0.00013341 | 0.00063118 | -0.0082411 | 0.0001572 | 0.00029058 | 0.00012638 | 0.00018021 | 0.00012638 | 0.00011415 | 0.00022925 | 0.00011415 | 0 | 6.5591e-05 | 0.0001118 | 8.8712e-05 | 7.736e-05 | 8.0869e-05 | 0.00054325 | 0.00049888 | 0.00051303 | 0.00051303 | 0.00011415 | 0.00011415 | 0.00011415 | 0.00011416 | 0.00011415 | 0.00011415 | 4.5468e-05 | 6.8027e-05 | 5.8924e-05 | 5.4272e-05 | 0.00022929 | 0.00011415 | 0.00011415 | 0.00011415 | 0.00011415 | 1.2032e-06 | 2.496e-05 | 5.3631e-05 | 7.0234e-05 | 7.2355e-05 | 8.9626e-05 | 8.3829e-05 | 8.114e-05 | 8.9545e-05 | 0.00010173 | 7.6504e-05 | 7.6504e-05
03/12 01:00:00 | 3 | 12 | 1 | 1681 | WD | 0 | 0.00012193 | 0.00012193 | 0.00097934 | 7.5547e-05 | 0.00025245 | 0.00011415 | 0 | 0 | 5.4452e-05 | 0.00042774 | -0.0054382 | 0.00012193 | 0.00010917 | 9.19e-05 | 0.00013928 | 9.19e-05 | 0.00011415 | 0.00022925 | 0.00011415 | 0 | 6.5591e-05 | 0.0001118 | 8.7644e-05 | 7.7361e-05 | 8.0539e-05 | 0.0005376 | 0.00049889 | 0.00051124 | 0.00051124 | 0.00011415 | 0.00011415 | 0.00011415 | 0.00011416 | 0.00011415 | 0.00011415 | 3.6463e-05 | 6.7924e-05 | 5.8637e-05 | 5.3892e-05 | 0.00022929 | 0.00011415 | 0.00011415 | 0.00011415 | 0.00011415 | 1.2032e-06 | 2.437e-05 | 5.3103e-05 | 6.9742e-05 | 6.7083e-05 | 8.9602e-05 | 8.3649e-05 | 8.0888e-05 | 8.97e-05 | 0.00010231 | 0.00010738 | 0.00010738
03/12 02:00:00 | 3 | 12 | 2 | 1682 | WD | 0 | 0.00012865 | 0.00012865 | -0.00097341 | 0 | 0.00023244 | 0.00011415 | 0 | 0 | 2.1781e-05 | 0.00041805 | -0.0055119 | 0.00012865 | 0.00014531 | 8.5656e-05 | 0.00016155 | 8.5656e-05 | 0.00011415 | 0.00022925 | 0.00011415 | 0 | 6.5591e-05 | 0.0001118 | 8.7533e-05 | 7.7359e-05 | 8.0503e-05 | 0.00053735 | 0.00049888 | 0.00051116 | 0.00051116 | 0.00011415 | 0.00011415 | 0.00011415 | 0.00011416 | 0.00011415 | 0.00011415 | 3.6473e-05 | 6.819e-05 | 6.0618e-05 | 5.6748e-05 | 0.00022929 | 0.00011415 | 0.00011415 | 0.00011415 | 0.00011415 | 1.23e-06 | 2.5894e-05 | 5.6002e-05 | 7.3438e-05 | 6.5818e-05 | 8.9687e-05 | 8.4156e-05 | 8.159e-05 | 8.9775e-05 | 0.00010273 | 0.00012369 | 0.00012369
03/12 03:00:00 | 3 | 12 | 3 | 1683 | WD | 0 | 0.00014866 | 0.00014866 | 1.0902e-06 | 7.435e-05 | 0.00022975 | 0.00011415 | 0 | 0 | 2.1781e-05 | 0.00042842 | -0.0051229 | 0.00014866 | 0.0001955 | 8.3946e-05 | 0.00017917 | 8.3946e-05 | 0.00011415 | 0.00022925 | 0.00011415 | 0 | 6.5591e-05 | 0.0001118 | 8.8398e-05 | 7.7357e-05 | 8.0769e-05 | 0.00054281 | 0.00049887 | 0.00051289 | 0.00051289 | 0.00011415 | 0.00011415 | 0.00011415 | 0.00011416 | 0.00011415 | 0.00011415 | 4.5596e-05 | 6.8975e-05 | 6.1912e-05 | 5.8304e-05 | 0.00022929 | 0.00011415 | 0.00011415 | 0.00011415 | 0.00011415 | 1.5508e-06 | 3.0373e-05 | 5.892e-05 | 7.5451e-05 | 7.1162e-05 | 8.9922e-05 | 8.4476e-05 | 8.1949e-05 | 8.9702e-05 | 0.00010286 | 0.000128 | 0.000128
03/12 04:00:00 | 3 | 12 | 4 | 1684 | WD | 0 | 0.00016029 | 0.00016029 | 0.00097074 | 0 | 0.00022651 | 0.00011415 | 0 | 0 | 2.1781e-05 | 0.00039867 | -0.0020027 | 0.00016029 | 0.00022977 | 8.2211e-05 | 0.00020731 | 8.2211e-05 | 0.00011415 | 0.00022925 | 0.00011415 | 0 | 6.5591e-05 | 0.0001118 | 0.00010098 | 7.7342e-05 | 8.4647e-05 | 0.0006169 | 0.0004988 | 0.00053648 | 0.00053648 | 0.00011415 | 0.00011415 | 0.00011415 | 0.00011416 | 0.00011415 | 0.00011415 | 5.4768e-05 | 7.0282e-05 | 7.6832e-05 | 8.0178e-05 | 0.00022929 | 0.00011415 | 0.00011415 | 0.00011415 | 0.00011415 | 2.0054e-06 | 3.7834e-05 | 7.9583e-05 | 0.00010376 | 7.6849e-05 | 9.0316e-05 | 8.9304e-05 | 8.8835e-05 | 8.9581e-05 | 0.00010318 | 0.00012441 | 0.00012441
03/12 05:00:00 | 3 | 12 | 5 | 1685 | WD | 0 | 0.00016546 | 0.00016546 | -0.00097418 | 7.5154e-05 | 0.00021796 | 0.00011415 | 0 | 0 | 6.5342e-05 | 0.0003705 | 0.0011496 | 0.00016546 | 0.00023094 | 8.1198e-05 | 0.00020127 | 8.1198e-05 | 0.00011415 | 0.00022925 | 0.00011415 | 0 | 6.5591e-05 | 0.0001118 | 0.00010381 | 8.1315e-05 | 8.8269e-05 | 0.0006339 | 0.00052327 | 0.00055857 | 0.00055857 | 0.00011415 | 0.00011415 | 0.00011415 | 0.00011416 | 0.00011415 | 0.00011415 | 9.1181e-05 | 9.299e-05 | 0.0001022 | 0.0001069 | 0.00022929 | 0.00011415 | 0.00011415 | 0.00011415 | 0.00011415 | 3.0749e-06 | 6.2531e-05 | 0.00011054 | 0.00013835 | 9.5679e-05 | 9.8565e-05 | 9.7322e-05 | 9.6746e-05 | 8.9211e-05 | 0.00010323 | 0.00011832 | 0.00011832
03/12 06:00:00 | 3 | 12 | 6 | 1686 | WD | 0 | 0.00017283 | 0.00017283 | 0.00099596 | 7.8226e-05 | -1.5577e-12 | 0.00011415 | 0 | 0 | 0.00013613 | 0.00036967 | 0.0031416 | 0.00017283 | 0.00024799 | 8.7512e-05 | 0.00020627 | 8.7512e-05 | 0.00011415 | 0.00022925 | 0.00011415 | 0 | 6.5591e-05 | 0.0001126 | 0.00010877 | 8.7063e-05 | 9.3773e-05 | 0.00064703 | 0.00054056 | 0.00057453 | 0.00057453 | 0.00011415 | 0.00011415 | 0.00011415 | 0.00011416 | 0.00011415 | 0.00011415 | 0.00012828 | 0.00012421 | 0.00013044 | 0.00013363 | 0.00022929 | 0.00011415 | 0.00011415 | 0.00011415 | 0.00011415 | 6.0161e-06 | 9.1597e-05 | 0.0001431 | 0.00017293 | 0.00011501 | 0.000112 | 0.00010691 | 0.00010454 | 8.5187e-05 | 0.00012605 | 0.00059037 | 0.00059037
03/12 07:00:00 | 3 | 12 | 7 | 1687 | WD | 0 | 0.00019977 | 0.00019977 | 1.1559e-05 | 0.00016979 | 7.5464e-14 | 0.00011415 | 6.5483e-05 | 6.5483e-05 | 0.00015247 | -0.00098984 | 0.0035365 | 0.00019977 | -0.00013318 | 9.9871e-05 | 0.00022983 | 9.9871e-05 | 0.00011415 | 0.00011463 | 0.00011415 | 6.0023e-06 | 6.5591e-05 | 0.0001126 | 0.00010742 | 0.00010194 | 0.00010363 | 0.00063387 | 0.00062587 | 0.00062842 | 0.00062842 | 0.00011415 | 0.00011415 | 0.00011415 | 0.00011416 | 0.00011415 | 0.00011415 | 0.000149 | 0.00014148 | 0.00018935 | 0.00021381 | 0.00011465 | 0.00011415 | 0.00011415 | 0.00011415 | 0.00011415 | 2.0998e-05 | 0.00012049 | 0.00013238 | 0.00013926 | 0.00012429 | 0.00011866 | 0.00012357 | 0.00012585 | 8.6654e-05 | 0.00011926 | 0.00058597 | 0.00058597
03/12 08:00:00 | 3 | 12 | 8 | 1688 | WD | 9.2379e-05 | 0.00020888 | 0.00020888 | 2.1327e-05 | 0.00026232 | 4.7973e-13 | 0.00011415 | 0.00035568 | 0.00035568 | 0.00013613 | -0.0004698 | 0.0033061 | 0.00020888 | 6.4095e-05 | 0.00011103 | 0.00022734 | 0.00011103 | 0.00011415 | 0 | 0.00011415 | 9.1286e-05 | 0.00016398 | 0.0001685 | 0.00011103 | 0.00010427 | 0.00010636 | 0.00065443 | 0.00064014 | 0.00064469 | 0.00064469 | 0.00011415 | 0.00011415 | 0.00011415 | 0.00011416 | 0.00011415 | 0.00011415 | 0.00016895 | 0.00015342 | 0.00019339 | 0.00021381 | 0 | 0.00011415 | 0.00011415 | 0.00011415 | 0.00011415 | 0.00010411 | 0.00015754 | 0.00014926 | 0.00014447 | 0.00013649 | 0.00011947 | 0.00014583 | 0.00015805 | 9.3012e-05 | 0.0001168 | 0.00044093 | 0.00044093
03/12 09:00:00 | 3 | 12 | 9 | 1689 | WD | 0.0001923 | 0.00021499 | 0.00021499 | 1.4886e-05 | 0.00017546 | 1.5523e-12 | 0.00011415 | 0.00031162 | 0.00031162 | 5.9897e-05 | -0.00023064 | 0.0028757 | 0.00021499 | 0.00023244 | 0.00011108 | 0.00025312 | 0.00011108 | 0.00011415 | 0 | 0.00011415 | 0.00032718 | 0.00029516 | 0.0002244 | 0.00011431 | 0.00010423 | 0.00010735 | 0.00067333 | 0.00063989 | 0.00065056 | 0.00065056 | 0.00011415 | 0.00011415 | 0.00011415 | 0.00011416 | 0.00011415 | 0.00011415 | 0.0001871 | 0.00015456 | 0.00019377 | 0.00021381 | 0 | 0.00011415 | 0.00011415 | 0.00011415 | 0.00011415 | 0.00021404 | 0.00020837 | 0.0001717 | 0.00015047 | 0.00014722 | 0.00012009 | 0.00015092 | 0.00016522 | 9.3269e-05 | 0.00011529 | 0.00037423 | 0.00037423
03/12 10:00:00 | 3 | 12 | 10 | 1690 | WD | 0.00027881 | 0.00024159 | 0.00024159 | 2.0238e-05 | 0.00017716 | 0.00021486 | 0.00011415 | 0.00029928 | 0.00029928 | 4.0839e-05 | -0.00016188 | 0.0024303 | 0.00024159 | 0.00036789 | 0.00011156 | 0.00029162 | 0.00011156 | 0.00011415 | 0 | 0.00011415 | 0.00046087 | 0.00029516 | 0.0002244 | 0.00011483 | 0.00010417 | 0.00010747 | 4.5412e-06 | 1.9398e-08 | 1.4621e-06 | 1.4621e-06 | 0.00011415 | 0.00011415 | 0.00011415 | 0.00011416 | 0.00011415 | 0.00011415 | 0.00018706 | 0.00015413 | 0.00019363 | 0.00021381 | 0 | 0.00011415 | 0.00011415 | 0.00011415 | 0.00011415 | 0.00031215 | 0.00024383 | 0.00018813 | 0.00015587 | 0.00014858 | 0.00011993 | 0.00014968 | 0.00016348 | 9.4192e-05 | 0.00011427 | 0.00033159 | 0.00033159
03/12 11:00:00 | 3 | 12 | 11 | 1691 | WD | 0.00034508 | 0.00018853 | 0.00018853 | 1.1482e-05 | 0.00020727 | 0.00021991 | 0.00011415 | 0 | 0 | 4.0839e-05 | 0.0012468 | 0.0020714 | 0.00018853 | 0.00045906 | 0.00011463 | 0.0002109 | 0.00011463 | 0.00011415 | 0 | 0.00011415 | 0.00047113 | 0.00029516 | 0.0002244 | 0.00014383 | 0.00010405 | 0.00011634 | 4.6158e-06 | 1.2873e-08 | 1.4815e-06 | 1.4815e-06 | 0.00011415 | 0.00011415 | 0.00011415 | 0.00011416 | 0.00011415 | 0.00011415 | 0.000187 | 0.00015348 | 0.00019341 | 0.00021381 | 0 | 0.00011415 | 0.00011415 | 0.00011415 | 0.00011415 | 0.0003949 | 0.00024632 | 0.00019186 | 0.00016032 | 0.00014875 | 0.00011966 | 0.00015115 | 0.00016575 | 9.4472e-05 | 0.0001129 | 0.0002765 | 0.0002765
03/12 12:00:00 | 3 | 12 | 12 | 1692 | WD | 0.00038231 | 0.00016871 | 0.00016871 | 9.4759e-06 | 0.0001243 | 0.00021998 | 0.00011415 | 0 | 0 | 4.0839e-05 | 0.00072814 | 0.0017948 | 0.00016871 | 0.00035355 | 0.00011458 | 0.00019522 | 0.00011458 | 0.00011415 | 0 | 0.00011415 | 0.00047113 | 0.00029516 | 0.0002244 | 0.00011481 | 0.00010398 | 0.00010733 | 4.1182e-06 | 1.0097e-09 | 1.3146e-06 | 1.3146e-06 | 0.00011415 | 0.00011415 | 0.00011415 | 0.00011416 | 0.00011415 | 0.00011415 | 0.00018694 | 0.0001532 | 0.00019331 | 0.00021381 | 0 | 0.00011415 | 0.00011415 | 0.00011415 | 0.00011415 | 0.00044188 | 0.00024586 | 0.00023629 | 0.00023075 | 0.00014837 | 0.00011954 | 0.00015464 | 0.00017092 | 9.4654e-05 | 0.00011179 | 0.00022598 | 0.00022598
03/12 13:00:00 | 3 | 12 | 13 | 1693 | WD | 0.00038599 | 0.00018023 | 0.00018023 | 0.0010167 | 0.00016284 | 0.00021627 | 0.00011415 | 0 | 0 | 4.0839e-05 | 0.00053928 | 0.0015831 | 0.00018023 | 0.00034065 | 0.00011115 | 0.00020653 | 0.00011115 | 0.00011415 | 0 | 0.00011415 | 0.00047113 | 0.00029516 | 0.0002244 | 0.00011599 | 0.00010831 | 0.00011068 | 4.0676e-06 | -6.9783e-09 | 1.2931e-06 | 1.2931e-06 | 0.00011415 | 0.00011415 | 0.00011415 | 0.00011416 | 0.00011415 | 0.00011415 | 0.00018653 | 0.00015279 | 0.00019317 | 0.00021381 | 0 | 0.00011415 | 0.00011415 | 0.00011415 | 0.00011415 | 0.00045113 | 0.00024525 | 0.00023645 | 0.00023135 | 0.00014666 | 0.00012092 | 0.00015311 | 0.00016804 | 9.4785e-05 | 0.00011104 | 0.00018741 | 0.00018741
03/12 14:00:00 | 3 | 12 | 14 | 1694 | WD | 0.00035717 | 0.00017731 | 0.00017731 | -0.0010012 | 0.00016115 | 0.00022375 | 0.00011415 | 0 | 0 | 4.0839e-05 | 0.0004558 | 0.0013446 | 0.00017731 | 0.00031855 | 0.00011051 | 0.00020275 | 0.00011051 | 0.00011415 | 0 | 0.00011415 | 0.00047113 | 0.00029516 | 0.0002244 | 0.0001161 | 0.00010801 | 0.00011051 | 3.9273e-06 | -5.9074e-09 | 1.249e-06 | 1.249e-06 | 0.00011415 | 0.00011415 | 0.00011415 | 0.00011416 | 0.00011415 | 0.00011415 | 0.00018548 | 0.00015218 | 0.00019297 | 0.00021381 | 0 | 0.00011415 | 0.00011415 | 0.00011415 | 0.00011415 | 0.00042387 | 0.00024314 | 0.00023495 | 0.00023021 | 0.00014597 | 0.00012066 | 0.0001507 | 0.00016464 | 9.4822e-05 | 0.00011214 | 0.00023046 | 0.00023046
03/12 15:00:00 | 3 | 12 | 15 | 1695 | WD | 0.00029692 | 0.00016828 | 0.00016828 | 0.0010061 | 7.9722e-05 | 0.00023635 | 0.00011415 | 0 | 0 | 4.0839e-05 | 0.0004156 | 0.0011426 | 0.00016828 | 0.00031037 | 0.00010956 | 0.00020239 | 0.00010956 | 0.00011415 | 0 | 0.00011415 | 0.00047113 | 0.00029516 | 0.0002244 | 0.00011262 | 0.00010394 | 0.00010662 | 3.6892e-06 | 9.1271e-09 | 1.1833e-06 | 1.1833e-06 | 0.00011415 | 0.00011415 | 0.00011415 | 0.00011416 | 0.00011415 | 0.00011415 | 0.00016661 | 0.00015069 | 0.00019246 | 0.00021381 | 0 | 0.00011415 | 0.00011415 | 0.00011415 | 0.00011415 | 0.00032554 | 0.00023592 | 0.00018721 | 0.000159 | 0.00013414 | 0.0001188 | 0.00015003 | 0.00016451 | 9.4788e-05 | 0.00011342 | 0.00027322 | 0.00027322
03/12 16:00:00 | 3 | 12 | 16 | 1696 | WD | 0.00021696 | 0.00017607 | 0.00017607 | -0.00013232 | 0.00015936 | 0.00024949 | 0.00011415 | 0 | 0 | 4.0839e-05 | 0.00038947 | 0.00095443 | 0.00017607 | 0.00030347 | 0.00011092 | 0.0001996 | 0.00011092 | 0.00011415 | 0 | 0.00011415 | 0.00042009 | 0.00029516 | 0.0002244 | 0.00010452 | 0.00010384 | 0.00010405 | 3.4343e-06 | 3.4574e-07 | 1.3312e-06 | 1.3312e-06 | 0.00011415 | 0.00011415 | 0.00011415 | 0.00011416 | 0.00011415 | 0.00011415 | 0.00014779 | 0.00014413 | 0.00015206 | 0.00015611 | 0 | 0.00011415 | 0.00011415 | 0.00011415 | 0.00011415 | 0.00021935 | 0.00020111 | 0.00014505 | 0.00011259 | 0.00012302 | 0.00011679 | 0.00014028 | 0.00015117 | 9.4676e-05 | 0.00011385 | 0.00029553 | 0.00029553
03/12 17:00:00 | 3 | 12 | 17 | 1697 | WD | 0.00012051 | 0.0001824 | 0.0001824 | 0.00014299 | 8.0497e-05 | -2.0051e-12 | 0.00011415 | 0.00061693 | 0.00061693 | 7.0788e-05 | -0.00079378 | 0.00085599 | 0.0001824 | 7.6541e-05 | 0.00012 | 0.00021435 | 0.00012 | 0.00011415 | 0 | 0.00011415 | 0.00025447 | 0.00029516 | 0.0002244 | 0.00010283 | 0.00010569 | 0.00010481 | 3.1027e-06 | 5.897e-07 | 1.3915e-06 | 1.3915e-06 | 0.00011415 | 0.00011415 | 0.00011415 | 0.00011416 | 0.00011415 | 0.00011415 | 0.00012914 | 0.00013924 | 0.00012923 | 0.00012411 | 0 | 0.00011415 | 0.00011415 | 0.00011415 | 0.00011415 | 0.00012024 | 0.00014087 | 0.00010621 | 8.6131e-05 | 0.00011328 | 0.00011598 | 0.00013218 | 0.0001397 | 8.7214e-05 | 0.00011421 | 0.00033145 | 0.00033145
03/12 18:00:00 | 3 | 12 | 18 | 1698 | WD | 2.1403e-05 | 0.00019785 | 0.00019785 | 8.9216e-06 | 0.00016436 | -7.5459e-13 | 0.00011415 | 0.00033453 | 0.00033453 | 0.00015247 | -0.00050065 | 0.00078893 | 0.00019785 | 0.00020641 | 0.00013406 | 0.00021761 | 0.00013406 | 0.00011415 | 0 | 0.00011415 | 2.2015e-05 | 6.5591e-05 | 0.0001126 | 0.00010309 | 0.00010438 | 0.00010398 | 2.8081e-06 | 3.0033e-07 | 1.1004e-06 | 1.1004e-06 | 0.00011415 | 0.00011415 | 0.00011415 | 0.00011416 | 0.00011415 | 0.00011415 | 0.00012867 | 0.00012836 | 0.00011255 | 0.00010446 | 0 | 0.00011415 | 0.00011415 | 0.00011415 | 0.00011415 | 5.1264e-05 | 9.4151e-05 | 7.8605e-05 | 6.9603e-05 | 0.00011166 | 0.00011209 | 0.00010636 | 0.0001037 | 8.724e-05 | 0.00011441 | 0.00051767 | 0.00051767
03/12 19:00:00 | 3 | 12 | 19 | 1699 | WD | 0 | 0.00022305 | 0.00022305 | 1.112e-05 | 0.00016775 | -3.8268e-13 | 0.00011415 | 0 | 0 | 0.00021236 | -0.00025485 | 0.00075605 | 0.00022305 | 0.00033734 | 0.00014271 | 0.00024484 | 0.00014271 | 0.00011415 | 0.00022925 | 0.00011415 | 0 | 6.5591e-05 | 0.0001126 | 0.00011287 | 0.00010316 | 0.00010616 | 2.584e-06 | 1.4341e-07 | 9.2209e-07 | 9.2209e-07 | 0.00011415 | 0.00011415 | 0.00011415 | 0.00011416 | 0.00011415 | 0.00011415 | 0.00011028 | 0.00012072 | 0.00010105 | 9.1006e-05 | 0.00022929 | 0.00011415 | 0.00011415 | 0.00011415 | 0.00011415 | 4.0257e-06 | 7.1053e-05 | 6.3347e-05 | 5.8885e-05 | 0.00010789 | 0.00011745 | 0.00011459 | 0.00011327 | 8.7254e-05 | 0.00011465 | 0.00053284 | 0.00053284
03/12 20:00:00 | 3 | 12 | 20 | 1700 | WD | 0 | 0.00020634 | 0.00020634 | 0.0010017 | 0.00016845 | -2.8565e-13 | 0.00011415 | 0 | 0 | 0.00028587 | -0.00011938 | 0.00073095 | 0.00020634 | 0.00028771 | 0.00014653 | 0.00021717 | 0.00014653 | 0.00011415 | 0.00022925 | 0.00011415 | 0 | 6.5591e-05 | 0.0001126 | 0.00011175 | 0.00010056 | 0.00010401 | 2.3886e-06 | 1.2494e-07 | 8.4718e-07 | 8.4718e-07 | 0.00011415 | 0.00011415 | 0.00011415 | 0.00011416 | 0.00011415 | 0.00011415 | 0.00010984 | 0.00010476 | 8.6009e-05 | 7.6429e-05 | 0.00022929 | 0.00011415 | 0.00011415 | 0.00011415 | 0.00011415 | 4.8306e-06 | 5.9917e-05 | 8.4608e-05 | 9.8906e-05 | 0.00010627 | 0.00011155 | 0.000105 | 0.00010196 | 8.7253e-05 | 0.00011421 | 0.00055749 | 0.00055749
03/12 21:00:00 | 3 | 12 | 21 | 1701 | WD | 0 | 0.00020517 | 0.00020517 | 4.9302e-05 | 0.00016629 | 0 | 0.00011415 | 0 | 0 | 0.00034305 | -7.6474e-05 | 0.00070793 | 0.00020517 | 0.00027432 | 0.00014762 | 0.00021531 | 0.00014762 | 0.00011415 | 0.00022925 | 0.00011415 | 0 | 6.5591e-05 | 0.0001126 | 0.0001056 | 8.5906e-05 | 9.1991e-05 | 2.1263e-05 | 3.6073e-08 | 6.8086e-06 | 6.8086e-06 | 0.00011415 | 0.00011415 | 0.00011415 | 0.00011415 | 0.00011415 | 0.00011415 | 0.00010924 | 9.2279e-05 | 7.4921e-05 | 6.6052e-05 | 0.00022929 | 0.00011415 | 0.00011415 | 0.00011415 | 0.00011415 | 3.2016e-06 | 4.5412e-05 | 7.0785e-05 | 8.5478e-05 | 0.00010441 | 0.0001002 | 9.8697e-05 | 9.7999e-05 | 8.8791e-05 | 9.6641e-05 | 0.00051009 | 0.00051009
03/12 22:00:00 | 3 | 12 | 22 | 1702 | WD | 0 | 0.0002043 | 0.0002043 | -0.00030256 | 0.00016363 | 2.0698e-12 | 0.00011415 | 0 | 0 | 0.00034849 | -5.352e-05 | 0.00059575 | 0.0002043 | 0.00027977 | 0.00014405 | 0.00022091 | 0.00014405 | 0.00011415 | 0.00022925 | 0.00011415 | 0 | 6.5591e-05 | 0.0001118 | 9.6636e-05 | 8.142e-05 | 8.6122e-05 | 2.8202e-05 | 6.9965e-06 | 1.3762e-05 | 1.3762e-05 | 0.00011415 | 0.00011415 | 0.00011415 | 0.00011416 | 0.00011415 | 0.00011415 | 0.00010883 | 6.9436e-05 | 6.3877e-05 | 6.1037e-05 | 0.00022929 | 0.00011415 | 0.00011415 | 0.00011415 | 0.00011415 | 2.0797e-06 | 3.3003e-05 | 6.2124e-05 | 7.8988e-05 | 0.00010278 | 9.1428e-05 | 9.1125e-05 | 9.0984e-05 | 8.8929e-05 | 9.7979e-05 | 1.9872e-05 | 1.9872e-05
03/12 23:00:00 | 3 | 12 | 23 | 1703 | WD | 0 | 0.00017578 | 0.00017578 | -0.00069148 | 7.9627e-05 | 7.9772e-13 | 0.00011415 | 0 | 0 | 0.00023959 | 0.0009955 | -0.0050401 | 0.00017578 | 0.00044705 | 0.00013614 | 0.0002002 | 0.00013614 | 0.00011415 | 0.00022925 | 0.00011415 | 0 | 6.5591e-05 | 0.0001118 | 0.00012475 | 8.1364e-05 | 9.4771e-05 | 2.9308e-05 | 1.2602e-05 | 1.7932e-05 | 1.7932e-05 | 0.00011415 | 0.00011415 | 0.00011415 | 0.00011416 | 0.00011415 | 0.00011415 | 9.9691e-05 | 6.8344e-05 | 6.1493e-05 | 5.7992e-05 | 0.00022929 | 0.00011415 | 0.00011415 | 0.00011415 | 0.00011415 | 1.729e-06 | 2.6771e-05 | 5.7344e-05 | 7.5048e-05 | 9.7658e-05 | 9.1097e-05 | 9.0556e-05 | 9.0305e-05 | 8.8969e-05 | 9.9711e-05 | 9.9919e-06 | 9.9919e-06
03/12 24:00:00 | 3 | 12 | 24 | 1704 | WD | 0 | 0.00015159 | 0.00015159 | 2.1405e-06 | 7.7741e-05 | -1.3906e-12 | 0.00011415 | 0 | 0 | 0.00013341 | 0.00061962 | -0.0051347 | 0.00015159 | 0.00029295 | 0.00012638 | 0.00017222 | 0.00012638 | 0.00011415 | 0.00022925 | 0.00011415 | 0 | 6.5591e-05 | 0.0001118 | 8.9765e-05 | 8.1185e-05 | 8.3836e-05 | 2.9637e-05 | 1.3775e-05 | 1.8836e-05 | 1.8836e-05 | 0.00011415 | 0.00011415 | 0.00011415 | 0.00011416 | 0.00011415 | 0.00011415 | 4.5468e-05 | 6.8027e-05 | 5.8924e-05 | 5.4272e-05 | 0.00022929 | 0.00011415 | 0.00011415 | 0.00011415 | 0.00011415 | 1.2032e-06 | 2.496e-05 | 5.3631e-05 | 7.0234e-05 | 7.2005e-05 | 9.0947e-05 | 8.4376e-05 | 8.1328e-05 | 8.9195e-05 | 0.00010045 | 2.4871e-05 | 2.4871e-05
03/13 01:00:00 | 3 | 13 | 1 | 1705 | WD | 0 | 0.00010047 | 0.00010047 | 1.0784e-06 | 7.5553e-05 | 0.00025245 | 0.00011415 | 0 | 0 | 5.4452e-05 | 0.00039444 | -0.0053885 | 0.00010047 | 9.6916e-05 | 9.19e-05 | 0.00010873 | 9.19e-05 | 0.00011415 | 0.00022925 | 0.00011415 | 0 | 6.5591e-05 | 0.0001118 | 8.8649e-05 | 8.1023e-05 | 8.338e-05 | 3.0221e-05 | 1.4121e-05 | 1.9258e-05 | 1.9258e-05 | 0.00011415 | 0.00011415 | 0.00011415 | 0.00011416 | 0.00011415 | 0.00011415 | 3.6463e-05 | 6.7924e-05 | 5.8637e-05 | 5.3892e-05 | 0.00022929 | 0.00011415 | 0.00011415 | 0.00011415 | 0.00011415 | 1.2032e-06 | 2.437e-05 | 5.3103e-05 | 6.9742e-05 | 6.672e-05 | 9.0864e-05 | 8.4186e-05 | 8.1089e-05 | 8.9287e-05 | 0.0001009 | 3.5026e-05 | 3.5026e-05
03/13 02:00:00 | 3 | 13 | 2 | 1706 | WD | 0 | 0.00011739 | 0.00011739 | 0.00097359 | 7.4666e-05 | 0.00023244 | 0.00011415 | 0 | 0 | 2.1781e-05 | 0.00041669 | -0.0042768 | 0.00011739 | 0.00013825 | 8.5656e-05 | 0.00013426 | 8.5656e-05 | 0.00011415 | 0.00022925 | 0.00011415 | 0 | 6.5591e-05 | 0.0001118 | 8.8575e-05 | 8.0983e-05 | 8.3329e-05 | 3.0713e-05 | 1.4218e-05 | 1.9481e-05 | 1.9481e-05 | 0.00011415 | 0.00011415 | 0.00011415 | 0.00011416 | 0.00011415 | 0.00011415 | 3.6473e-05 | 6.819e-05 | 6.0618e-05 | 5.6748e-05 | 0.00022929 | 0.00011415 | 0.00011415 | 0.00011415 | 0.00011415 | 1.23e-06 | 2.5894e-05 | 5.6002e-05 | 7.3438e-05 | 6.5404e-05 | 9.0933e-05 | 8.4709e-05 | 8.1822e-05 | 8.9319e-05 | 0.00010117 | 3.6563e-05 | 3.6563e-05
03/13 03:00:00 | 3 | 13 | 3 | 1707 | WD | 0 | 0.00012983 | 0.00012983 | 3.0963e-07 | 0 | 0.00022975 | 0.00011415 | 0 | 0 | 2.1781e-05 | 0.00045328 | -0.0048237 | 0.00012983 | 0.0001983 | 8.3946e-05 | 0.00016358 | 8.3946e-05 | 0.00011415 | 0.00022925 | 0.00011415 | 0 | 6.5591e-05 | 0.0001118 | 8.9438e-05 | 8.1004e-05 | 8.3611e-05 | 3.1163e-05 | 1.4232e-05 | 1.9634e-05 | 1.9634e-05 | 0.00011415 | 0.00011415 | 0.00011415 | 0.00011416 | 0.00011415 | 0.00011415 | 4.5596e-05 | 6.8975e-05 | 6.1912e-05 | 5.8304e-05 | 0.00022929 | 0.00011415 | 0.00011415 | 0.00011415 | 0.00011415 | 1.5508e-06 | 3.0373e-05 | 5.892e-05 | 7.5451e-05 | 7.0802e-05 | 9.118e-05 | 8.5044e-05 | 8.2198e-05 | 8.9277e-05 | 0.00010141 | 4.5218e-05 | 4.5218e-05
03/13 04:00:00 | 3 | 13 | 4 | 1708 | WD | 0 | 0.00013883 | 0.00013883 | 0 | 7.4415e-05 | 0.00022651 | 0.00011415 | 0 | 0 | 2.1781e-05 | 0.00041434 | -0.0017823 | 0.00013883 | 0.00020845 | 8.2211e-05 | 0.00016554 | 8.2211e-05 | 0.00011415 | 0.00022925 | 0.00011415 | 0 | 6.5591e-05 | 0.0001118 | 0.00014886 | 8.0981e-05 | 0.00010196 | 3.0498e-05 | 1.424e-05 | 1.9427e-05 | 1.9427e-05 | 0.00011415 | 0.00011415 | 0.00011415 | 0.00011416 | 0.00011415 | 0.00011415 | 5.4768e-05 | 7.0282e-05 | 7.6832e-05 | 8.0178e-05 | 0.00022929 | 0.00011415 | 0.00011415 | 0.00011415 | 0.00011415 | 2.0054e-06 | 3.7834e-05 | 7.9583e-05 | 0.00010376 | 7.6812e-05 | 9.1567e-05 | 8.985e-05 | 8.9054e-05 | 8.9219e-05 | 0.00010156 | 3.3476e-05 | 3.3476e-05
03/13 05:00:00 | 3 | 13 | 5 | 1709 | WD | 0 | 0.00014875 | 0.00014875 | 9.1785e-08 | 7.5139e-05 | 0.00021796 | 0.00011415 | 0 | 0 | 6.5342e-05 | 0.00039538 | 0.0011941 | 0.00014875 | 0.00022959 | 8.1198e-05 | 0.00017749 | 8.1198e-05 | 0.00011415 | 0.00022925 | 0.00011415 | 0 | 6.5591e-05 | 0.0001118 | 0.00014258 | 8.4977e-05 | 0.00010278 | 3.3103e-05 | 1.4248e-05 | 2.0264e-05 | 2.0264e-05 | 0.00011415 | 0.00011415 | 0.00011415 | 0.00011416 | 0.00011415 | 0.00011415 | 9.1181e-05 | 9.299e-05 | 0.0001022 | 0.0001069 | 0.00022929 | 0.00011415 | 0.00011415 | 0.00011415 | 0.00011415 | 3.0749e-06 | 6.2531e-05 | 0.00011054 | 0.00013835 | 9.5574e-05 | 9.9824e-05 | 9.7883e-05 | 9.6982e-05 | 8.9025e-05 | 0.00010159 | 3.1077e-05 | 3.1077e-05
03/13 06:00:00 | 3 | 13 | 6 | 1710 | WD | 0 | 0.00015559 | 0.00015559 | 2.0513e-06 | 7.8217e-05 | -1.5577e-12 | 0.00011415 | 0 | 0 | 0.00013613 | 0.00039022 | 0.0030968 | 0.00015559 | 0.00023835 | 8.7512e-05 | 0.00018174 | 8.7512e-05 | 0.00011415 | 0.00022925 | 0.00011415 | 0 | 6.5591e-05 | 0.0001126 | 0.00012858 | 9.0686e-05 | 0.0001024 | 1.222e-05 | 7.5605e-06 | 9.0472e-06 | 9.0472e-06 | 0.00011415 | 0.00011415 | 0.00011415 | 0.00011416 | 0.00011415 | 0.00011415 | 0.00012828 | 0.00012421 | 0.00013044 | 0.00013363 | 0.00022929 | 0.00011415 | 0.00011415 | 0.00011415 | 0.00011415 | 6.0161e-06 | 9.1597e-05 | 0.0001431 | 0.00017293 | 0.00011488 | 0.00011324 | 0.00010744 | 0.00010475 | 8.583e-05 | 0.00012358 | 0.00048448 | 0.00048448
03/13 07:00:00 | 3 | 13 | 7 | 1711 | WD | 0 | 0.00017531 | 0.00017531 | -3.6042e-05 | 0.0001695 | 7.5464e-14 | 0.00011415 | 6.8197e-05 | 6.8197e-05 | 0.00015247 | -0.00076845 | 0.0034921 | 0.00017531 | -7.1203e-06 | 9.9871e-05 | 0.00019505 | 9.9871e-05 | 0.00011415 | 0.00011463 | 0.00011415 | 6.2511e-06 | 6.5591e-05 | 0.0001126 | 0.00010843 | 0.0001056 | 0.00010647 | 6.0601e-06 | 2.2342e-06 | 3.4548e-06 | 3.4548e-06 | 0.00011415 | 0.00011415 | 0.00011415 | 0.00011416 | 0.00011415 | 0.00011415 | 0.000149 | 0.00014147 | 0.00018935 | 0.00021381 | 0.00011465 | 0.00011415 | 0.00011415 | 0.00011415 | 0.00011415 | 2.1514e-05 | 0.0001206 | 0.00013244 | 0.0001393 | 0.00012408 | 0.0001199 | 0.00012396 | 0.00012585 | 8.6935e-05 | 0.00011683 | 0.00043677 | 0.00043677
03/13 08:00:00 | 3 | 13 | 8 | 1712 | WD | 9.4573e-05 | 0.00016692 | 0.00016692 | 6.9525e-05 | 0.0001749 | 4.7973e-13 | 0.00011415 | 0.00036853 | 0.00036853 | 0.00013613 | -0.00046011 | 0.003252 | 0.00016692 | 8.5712e-05 | 0.00011103 | 0.0001808 | 0.00011103 | 0.00011415 | 0 | 0.00011415 | 9.4586e-05 | 0.00016398 | 0.0001685 | 0.00011183 | 0.00010687 | 0.00010841 | 5.2924e-06 | 5.3372e-07 | 2.052e-06 | 2.052e-06 | 0.00011415 | 0.00011415 | 0.00011415 | 0.00011416 | 0.00011415 | 0.00011415 | 0.00016895 | 0.00015341 | 0.00019338 | 0.00021381 | 0 | 0.00011415 | 0.00011415 | 0.00011415 | 0.00011415 | 0.00010754 | 0.00015899 | 0.00014994 | 0.0001447 | 0.00013633 | 0.00012035 | 0.00014661 | 0.00015879 | 9.3299e-05 | 0.0001148 | 0.00032386 | 0.00032386
03/13 09:00:00 | 3 | 13 | 9 | 1713 | WD | 0.00019296 | 0.00018553 | 0.00018553 | 0.0010623 | 0.00026319 | 1.5523e-12 | 0.00011415 | 0.00031859 | 0.00031859 | 5.9897e-05 | -0.00023638 | 0.0028234 | 0.00018553 | 0.00017686 | 0.00011108 | 0.00019795 | 0.00011108 | 0.00011415 | 0 | 0.00011415 | 0.0003345 | 0.00029516 | 0.0002244 | 0.00011498 | 0.00010646 | 0.0001091 | 4.9372e-06 | 1.2477e-07 | 1.6602e-06 | 1.6602e-06 | 0.00011415 | 0.00011415 | 0.00011415 | 0.00011416 | 0.00011415 | 0.00011415 | 0.0001871 | 0.00015456 | 0.00019377 | 0.00021381 | 0 | 0.00011415 | 0.00011415 | 0.00011415 | 0.00011415 | 0.00021851 | 0.0002103 | 0.00017257 | 0.00015072 | 0.00014711 | 0.00012085 | 0.00015147 | 0.00016568 | 9.3567e-05 | 0.00011362 | 0.00026882 | 0.00026882
03/13 10:00:00 | 3 | 13 | 10 | 1714 | WD | 0.00027767 | 0.00020185 | 0.00020185 | -0.0010216 | 0.00017286 | 0.00021486 | 0.00011415 | 0.00030048 | 0.00030048 | 4.0839e-05 | -0.00015678 | 0.0023588 | 0.00020185 | 0.00030512 | 0.00011156 | 0.0002357 | 0.00011156 | 0.00011415 | 0 | 0.00011415 | 0.00046272 | 0.00029516 | 0.0002244 | 0.00011541 | 0.00010641 | 0.00010919 | 4.5705e-06 | 4.5354e-08 | 1.4891e-06 | 1.4891e-06 | 0.00011415 | 0.00011415 | 0.00011415 | 0.00011416 | 0.00011415 | 0.00011415 | 0.00018706 | 0.00015413 | 0.00019363 | 0.00021381 | 0 | 0.00011415 | 0.00011415 | 0.00011415 | 0.00011415 | 0.00031565 | 0.00024432 | 0.00018844 | 0.00015609 | 0.00014851 | 0.00012069 | 0.00015014 | 0.0001638 | 9.452e-05 | 0.00011288 | 0.0002453 | 0.0002453
03/13 11:00:00 | 3 | 13 | 11 | 1715 | WD | 0.00035044 | 0.00016772 | 0.00016772 | 1.1883e-05 | 0.00016915 | 0.00021991 | 0.00011415 | 0 | 0 | 4.0839e-05 | 0.00099789 | 0.0019805 | 0.00016772 | 0.00041519 | 0.00011463 | 0.00018703 | 0.00011463 | 0.00011415 | 0 | 0.00011415 | 0.00047113 | 0.00029516 | 0.0002244 | 0.0001442 | 0.00010642 | 0.0001181 | 4.7759e-06 | 5.115e-08 | 1.5586e-06 | 1.5586e-06 | 0.00011415 | 0.00011415 | 0.00011415 | 0.00011416 | 0.00011415 | 0.00011415 | 0.000187 | 0.00015348 | 0.00019341 | 0.00021381 | 0 | 0.00011415 | 0.00011415 | 0.00011415 | 0.00011415 | 0.00039919 | 0.00024632 | 0.00019203 | 0.00016059 | 0.00014875 | 0.00012048 | 0.00015143 | 0.00016578 | 9.461e-05 | 0.00011214 | 0.00022696 | 0.00022696
03/13 12:00:00 | 3 | 13 | 12 | 1716 | WD | 0.00039105 | 0.00016757 | 0.00016757 | 1.0618e-05 | 0.00016549 | 0.00021998 | 0.00011415 | 0 | 0 | 4.0839e-05 | 0.00076075 | 0.0016557 | 0.00016757 | 0.00034086 | 0.00011458 | 0.00018738 | 0.00011458 | 0.00011415 | 0 | 0.00011415 | 0.00047113 | 0.00029516 | 0.0002244 | 0.00011541 | 0.00010665 | 0.00010936 | 4.1274e-06 | 5.4938e-08 | 1.3543e-06 | 1.3543e-06 | 0.00011415 | 0.00011415 | 0.00011415 | 0.00011416 | 0.00011415 | 0.00011415 | 0.00018694 | 0.0001532 | 0.00019331 | 0.00021381 | 0 | 0.00011415 | 0.00011415 | 0.00011415 | 0.00011415 | 0.00044636 | 0.00024586 | 0.00023645 | 0.000231 | 0.00014843 | 0.00012048 | 0.00015477 | 0.00017068 | 9.4629e-05 | 0.00011177 | 0.00021956 | 0.00021956
03/13 13:00:00 | 3 | 13 | 13 | 1717 | WD | 0.00039401 | 0.00016674 | 0.00016674 | 0.0010172 | 0.00014394 | 0.00021627 | 0.00011415 | 0 | 0 | 4.0839e-05 | 0.00053731 | 0.0013931 | 0.00016674 | 0.00031627 | 0.00011115 | 0.00019017 | 0.00011115 | 0.00011415 | 0 | 0.00011415 | 0.00047113 | 0.00029516 | 0.0002244 | 0.00011631 | 0.00011094 | 0.0001126 | 4.0551e-06 | 3.1947e-08 | 1.3156e-06 | 1.3156e-06 | 0.00011415 | 0.00011415 | 0.00011415 | 0.00011416 | 0.00011415 | 0.00011415 | 0.00018653 | 0.00015279 | 0.00019317 | 0.00021381 | 0 | 0.00011415 | 0.00011415 | 0.00011415 | 0.00011415 | 0.00045474 | 0.00024525 | 0.00023657 | 0.00023155 | 0.00014673 | 0.00012186 | 0.00015319 | 0.00016772 | 9.4666e-05 | 0.00011136 | 0.00019527 | 0.00019527
03/13 14:00:00 | 3 | 13 | 14 | 1718 | WD | 0.00036299 | 0.00016132 | 0.00016132 | 6.8933e-06 | 9.9168e-05 | 0.00022375 | 0.00011415 | 0 | 0 | 4.0839e-05 | 0.00044715 | 0.0011719 | 0.00016132 | 0.00029871 | 0.00011051 | 0.00018934 | 0.00011051 | 0.00011415 | 0 | 0.00011415 | 0.00047113 | 0.00029516 | 0.0002244 | 0.00011619 | 0.00011069 | 0.00011239 | 3.9045e-06 | 4.1455e-08 | 1.274e-06 | 1.274e-06 | 0.00011415 | 0.00011415 | 0.00011415 | 0.00011416 | 0.00011415 | 0.00011415 | 0.00018548 | 0.00015218 | 0.00019297 | 0.00021381 | 0 | 0.00011415 | 0.00011415 | 0.00011415 | 0.00011415 | 0.00042458 | 0.00024314 | 0.00023498 | 0.00023026 | 0.00014603 | 0.00012158 | 0.00015076 | 0.0001643 | 9.4701e-05 | 0.00011108 | 0.0001751 | 0.0001751
03/13 15:00:00 | 3 | 13 | 15 | 1719 | WD | 0.00030275 | 0.00016502 | 0.00016502 | 3.0764e-06 | 0.00015936 | 0.00023635 | 0.00011415 | 0 | 0 | 4.0839e-05 | 0.00039597 | 0.00098264 | 0.00016502 | 0.00028457 | 0.00010956 | 0.00018573 | 0.00010956 | 0.00011415 | 0 | 0.00011415 | 0.00047113 | 0.00029516 | 0.0002244 | 0.00011305 | 0.00010724 | 0.00010903 | 3.6849e-06 | 1.0355e-07 | 1.2462e-06 | 1.2462e-06 | 0.00011415 | 0.00011415 | 0.00011415 | 0.00011416 | 0.00011415 | 0.00011415 | 0.00016661 | 0.00015069 | 0.00019246 | 0.00021381 | 0 | 0.00011415 | 0.00011415 | 0.00011415 | 0.00011415 | 0.00032848 | 0.00023592 | 0.00018733 | 0.00015919 | 0.00013418 | 0.00011991 | 0.00015024 | 0.00016431 | 9.4714e-05 | 0.00011095 | 0.00016596 | 0.00016596
03/13 16:00:00 | 3 | 13 | 16 | 1720 | WD | 0.00021952 | 0.00015929 | 0.00015929 | 6.2868e-06 | 7.9688e-05 | 0.00024949 | 0.00011415 | 0 | 0 | 4.0839e-05 | 0.00037262 | 0.00083969 | 0.00015929 | 0.00028187 | 0.00011092 | 0.00018774 | 0.00011092 | 0.00011415 | 0 | 0.00011415 | 0.00042115 | 0.00029516 | 0.0002244 | 0.00010485 | 0.00010707 | 0.00010638 | 3.489e-06 | 9.1585e-08 | 1.1755e-06 | 1.1755e-06 | 0.00011415 | 0.00011415 | 0.00011415 | 0.00011416 | 0.00011415 | 0.00011415 | 0.00014779 | 0.00014413 | 0.00015206 | 0.00015611 | 0 | 0.00011415 | 0.00011415 | 0.00011415 | 0.00011415 | 0.00022021 | 0.00020138 | 0.00014518 | 0.00011264 | 0.00012304 | 0.00011788 | 0.00014057 | 0.00015109 | 9.4726e-05 | 0.00011124 | 0.00018402 | 0.00018402
03/13 17:00:00 | 3 | 13 | 17 | 1721 | WD | 0.00012573 | 0.0001866 | 0.0001866 | 0.0010108 | 0.00016094 | -2.0051e-12 | 0.00011415 | 0.00063048 | 0.00063048 | 7.0788e-05 | -0.00078178 | 0.00075201 | 0.0001866 | 6.501e-05 | 0.00012 | 0.00020819 | 0.00012 | 0.00011415 | 0 | 0.00011415 | 0.00026006 | 0.00029516 | 0.0002244 | 0.00010275 | 0.00010601 | 0.00010501 | 3.2068e-06 | -1.0625e-07 | 9.5078e-07 | 9.5078e-07 | 0.00011415 | 0.00011415 | 0.00011415 | 0.00011416 | 0.00011415 | 0.00011415 | 0.00012914 | 0.00013924 | 0.00012923 | 0.00012411 | 0 | 0.00011415 | 0.00011415 | 0.00011415 | 0.00011415 | 0.00012281 | 0.00014227 | 0.0001068 | 8.626e-05 | 0.0001133 | 0.00011605 | 0.00013215 | 0.00013962 | 8.7155e-05 | 0.0001118 | 0.00022529 | 0.00022529
03/13 18:00:00 | 3 | 13 | 18 | 1722 | WD | 2.2666e-05 | 0.00019084 | 0.00019084 | 8.4102e-06 | 8.2142e-05 | -7.5459e-13 | 0.00011415 | 0.00035427 | 0.00035427 | 0.00015247 | -0.00048996 | 0.00071063 | 0.00019084 | 0.0002072 | 0.00013406 | 0.00022004 | 0.00013406 | 0.00011415 | 0 | 0.00011415 | 2.3314e-05 | 6.5591e-05 | 0.0001126 | 0.00010296 | 0.00010338 | 0.00010325 | 2.9043e-06 | -1.2157e-07 | 8.4385e-07 | 8.4385e-07 | 0.00011415 | 0.00011415 | 0.00011415 | 0.00011416 | 0.00011415 | 0.00011415 | 0.00012867 | 0.00012835 | 0.00011254 | 0.00010446 | 0 | 0.00011415 | 0.00011415 | 0.00011415 | 0.00011415 | 5.3344e-05 | 9.5285e-05 | 7.9077e-05 | 6.9692e-05 | 0.0001117 | 0.00011168 | 0.00010623 | 0.0001037 | 8.7153e-05 | 0.00011233 | 0.00042287 | 0.00042287
03/13 19:00:00 | 3 | 13 | 19 | 1723 | WD | 0 | 0.00022591 | 0.00022591 | 1.0475e-05 | 0.00016785 | -3.8268e-13 | 0.00011415 | 0 | 0 | 0.00021236 | -0.00026277 | 0.00066713 | 0.00022591 | 0.00033676 | 0.00014271 | 0.00024891 | 0.00014271 | 0.00011415 | 0.00022925 | 0.00011415 | 0 | 6.5591e-05 | 0.0001126 | 0.00010089 | 0.00010127 | 0.00010115 | 2.6831e-06 | -1.6141e-07 | 7.4616e-07 | 7.4616e-07 | 0.00011415 | 0.00011415 | 0.00011415 | 0.00011416 | 0.00011415 | 0.00011415 | 0.00011028 | 0.00012067 | 0.00010104 | 9.1006e-05 | 0.00019295 | 0.00011415 | 0.00011415 | 0.00011415 | 0.00011415 | 6.1957e-06 | 7.0531e-05 | 6.3217e-05 | 5.8981e-05 | 0.00010689 | 0.00011649 | 0.00011253 | 0.00011069 | 8.7152e-05 | 0.00011292 | 0.00045248 | 0.00045248
03/13 20:00:00 | 3 | 13 | 20 | 1724 | WD | 0 | 0.00019903 | 0.00019903 | 1.0006e-05 | 0.00016849 | -2.8565e-13 | 0.00011415 | 0 | 0 | 0.00028587 | -0.00012545 | 0.00061192 | 0.00019903 | 0.00026039 | 0.00014653 | 0.00020675 | 0.00014653 | 0.00011415 | 0.00022925 | 0.00011415 | 0 | 6.5591e-05 | 0.0001126 | 0.00010031 | 9.7214e-05 | 9.817e-05 | 2.4995e-06 | -2.0938e-07 | 6.549e-07 | 6.549e-07 | 0.00011415 | 0.00011415 | 0.00011415 | 0.00011416 | 0.00011415 | 0.00011415 | 0.00010984 | 0.00010476 | 8.6009e-05 | 7.6429e-05 | 0.00022929 | 0.00011415 | 0.00011415 | 0.00011415 | 0.00011415 | 4.8306e-06 | 5.9917e-05 | 8.4608e-05 | 9.8906e-05 | 0.00010621 | 0.00011035 | 0.00010462 | 0.00010196 | 8.7162e-05 | 0.00011302 | 0.00049819 | 0.00049819
03/13 21:00:00 | 3 | 13 | 21 | 1725 | WD | 0 | 0.00018981 | 0.00018981 | 9.199e-06 | 0.00016631 | 0 | 0.00011415 | 0 | 0 | 0.00034305 | -7.9273e-05 | 0.00054646 | 0.00018981 | 0.00023407 | 0.00014762 | 0.00019344 | 0.00014762 | 0.00011415 | 0.00022925 | 0.00011415 | 0 | 6.5591e-05 | 0.0001126 | 9.6794e-05 | 8.2883e-05 | 8.7182e-05 | 2.1576e-05 | -5.4146e-08 | 6.847e-06 | 6.847e-06 | 0.00011415 | 0.00011415 | 0.00011415 | 0.00011415 | 0.00011415 | 0.00011415 | 0.00010924 | 9.2279e-05 | 7.4921e-05 | 6.6052e-05 | 0.00022929 | 0.00011415 | 0.00011415 | 0.00011415 | 0.00011415 | 3.2016e-06 | 4.5412e-05 | 7.0785e-05 | 8.5478e-05 | 0.0001044 | 9.9135e-05 | 9.8359e-05 | 9.7999e-05 | 8.8717e-05 | 9.6813e-05 | 0.0005108 | 0.0005108
03/13 22:00:00 | 3 | 13 | 22 | 1726 | WD | 0 | 0.00018633 | 0.00018633 | 8.1526e-06 | 0.00016363 | 2.0698e-12 | 0.00011415 | 0 | 0 | 0.00034849 | -5.6049e-05 | 0.00039978 | 0.00018633 | 0.00023394 | 0.00014405 | 0.00019533 | 0.00014405 | 0.00011415 | 0.00022925 | 0.00011415 | 0 | 6.5591e-05 | 0.0001118 | 9.637e-05 | 7.9002e-05 | 8.4369e-05 | 2.846e-05 | 7.2639e-06 | 1.4027e-05 | 1.4027e-05 | 0.00011415 | 0.00011415 | 0.00011415 | 0.00011416 | 0.00011415 | 0.00011415 | 0.00010883 | 6.9436e-05 | 6.3877e-05 | 6.1037e-05 | 0.00022929 | 0.00011415 | 0.00011415 | 0.00011415 | 0.00011415 | 2.0797e-06 | 3.3003e-05 | 6.2124e-05 | 7.8988e-05 | 0.00010286 | 9.0577e-05 | 9.1012e-05 | 9.1214e-05 | 8.8898e-05 | 9.8069e-05 | 2.0726e-05 | 2.0726e-05
03/13 23:00:00 | 3 | 13 | 23 | 1727 | WD | 0 | 0.00016022 | 0.00016022 | -7.5785e-05 | 0.00012304 | 7.9772e-13 | 0.00011415 | 0 | 0 | 0.00023959 | 0.00096805 | -0.0018735 | 0.00016022 | 0.00040633 | 0.00013614 | 0.00017149 | 0.00013614 | 0.00011415 | 0.00022925 | 0.00011415 | 0 | 6.5591e-05 | 0.0001118 | 0.00012449 | 7.9317e-05 | 9.3277e-05 | 2.9585e-05 | 1.3292e-05 | 1.849e-05 | 1.849e-05 | 0.00011415 | 0.00011415 | 0.00011415 | 0.00011416 | 0.00011415 | 0.00011415 | 9.9691e-05 | 6.8344e-05 | 6.1493e-05 | 5.7992e-05 | 0.00022929 | 0.00011415 | 0.00011415 | 0.00011415 | 0.00011415 | 1.729e-06 | 2.6771e-05 | 5.7344e-05 | 7.5048e-05 | 9.7712e-05 | 9.0377e-05 | 9.0478e-05 | 9.0525e-05 | 8.8915e-05 | 9.9863e-05 | 6.9661e-06 | 6.9661e-06
03/13 24:00:00 | 3 | 13 | 24 | 1728 | WD | 0 | 0.00013355 | 0.00013355 | 8.341e-05 | 0.00011297 | -1.3906e-12 | 0.00011415 | 0 | 0 | 0.00013341 | 0.00060093 | -0.0046831 | 0.00013355 | 0.00024679 | 0.00012638 | 0.00014123 | 0.00012638 | 0.00011415 | 0.00022925 | 0.00011415 | 0 | 6.5591e-05 | 0.0001118 | 8.9589e-05 | 7.9497e-05 | 8.2616e-05 | 2.994e-05 | 1.4469e-05 | 1.9405e-05 | 1.9405e-05 | 0.00011415 | 0.00011415 | 0.00011415 | 0.00011416 | 0.00011415 | 0.00011415 | 4.5468e-05 | 6.8027e-05 | 5.8924e-05 | 5.4272e-05 | 0.00022929 | 0.00011415 | 0.00011415 | 0.00011415 | 0.00011415 | 1.2032e-06 | 2.496e-05 | 5.3631e-05 | 7.0234e-05 | 7.2011e-05 | 9.0352e-05 | 8.4329e-05 | 8.1536e-05 | 8.912e-05 | 0.00010052 | 1.9454e-05 | 1.9454e-05
03/14 01:00:00 | 3 | 14 | 1 | 1729 | WE | 0 | 9.424e-05 | 9.424e-05 | 9.5357e-07 | 2.9466e-05 | 0.00025245 | 0.00011415 | 0 | 0 | 5.4452e-05 | 0.00040193 | -0.0055939 | 9.424e-05 | 9.1604e-05 | 9.281e-05 | 0.00010662 | 9.281e-05 | 0.00011415 | 0.00022925 | 0.00011415 | 0 | 1.6398e-05 | 1.3975e-05 | 9.1514e-05 | 7.9557e-05 | 8.3252e-05 | -1.5569e-05 | 1.4751e-05 | 5.0772e-06 | 5.0772e-06 | 0.00011415 | 0.00011415 | 0.00011415 | 0.00011416 | 0.00011415 | 0.00011415 | 9.1034e-05 | 6.7538e-05 | 5.9021e-05 | 5.4669e-05 | 0.00022929 | 0.00011415 | 0.00011415 | 0.00011415 | 0.00011415 | 2.6738e-06 | 2.2169e-05 | 5.2933e-05 | 7.0747e-05 | 9.1944e-05 | 9.0152e-05 | 8.4325e-05 | 8.1622e-05 | 8.6102e-05 | 0.00010095 | 3.0062e-05 | 3.0062e-05
03/14 02:00:00 | 3 | 14 | 2 | 1730 | WE | 0 | 0.00011676 | 0.00011676 | 0 | 4.5676e-05 | 0.00023244 | 0.00011415 | 0 | 0 | 2.1781e-05 | 0.00041696 | -0.0046786 | 0.00011676 | 0.00013678 | 8.6205e-05 | 0.00013762 | 8.6205e-05 | 0.00011415 | 0.00022925 | 0.00011415 | 0 | 1.6398e-05 | 1.3975e-05 | 9.0534e-05 | 7.9368e-05 | 8.2819e-05 | -3.1855e-05 | 1.4877e-05 | -3.3345e-08 | -3.3345e-08 | 0.00011415 | 0.00011415 | 0.00011415 | 0.00011416 | 0.00011415 | 0.00011415 | 9.1034e-05 | 6.7578e-05 | 5.8145e-05 | 5.3326e-05 | 0.00022929 | 0.00011415 | 0.00011415 | 0.00011415 | 0.00011415 | 2.6738e-06 | 2.2396e-05 | 5.1915e-05 | 6.9009e-05 | 9.1963e-05 | 9.0104e-05 | 8.3533e-05 | 8.0485e-05 | 8.6036e-05 | 0.00010133 | 4.0892e-05 | 4.0892e-05
03/14 03:00:00 | 3 | 14 | 3 | 1731 | WE | 0 | 0.00013004 | 0.00013004 | 3.414e-07 | 7.4449e-05 | 0.00022975 | 0.00011415 | 0 | 0 | 2.1781e-05 | 0.00042856 | -0.0049172 | 0.00013004 | 0.0001761 | 8.4304e-05 | 0.00015258 | 8.4304e-05 | 0.00011415 | 0.00022925 | 0.00011415 | 0 | 1.6398e-05 | 1.3975e-05 | 9.0172e-05 | 7.8591e-05 | 8.217e-05 | -3.4781e-05 | 1.5189e-05 | -7.5421e-07 | -7.5421e-07 | 0.00011415 | 0.00011415 | 0.00011415 | 0.00011416 | 0.00011415 | 0.00011415 | 9.1034e-05 | 6.8179e-05 | 5.8423e-05 | 5.3438e-05 | 0.00022929 | 0.00011415 | 0.00011415 | 0.00011415 | 0.00011415 | 2.6738e-06 | 2.5829e-05 | 5.3266e-05 | 6.9154e-05 | 9.1981e-05 | 9.0015e-05 | 8.3324e-05 | 8.022e-05 | 8.5986e-05 | 0.00010163 | 5.2738e-05 | 5.2738e-05
03/14 04:00:00 | 3 | 14 | 4 | 1732 | WE | 0 | 0.00012973 | 0.00012973 | 3.9254e-07 | 0 | 0.00022651 | 0.00011415 | 0 | 0 | 2.1781e-05 | 0.00039802 | -0.0018818 | 0.00012973 | 0.00019956 | 8.2413e-05 | 0.00016377 | 8.2413e-05 | 0.00011415 | 0.00022925 | 0.00011415 | 0 | 1.6398e-05 | 1.3975e-05 | 0.00010172 | 7.8194e-05 | 8.5465e-05 | -3.6552e-05 | 1.5518e-05 | -1.0953e-06 | -1.0953e-06 | 0.00011415 | 0.00011415 | 0.00011415 | 0.00011416 | 0.00011415 | 0.00011415 | 9.1034e-05 | 6.9401e-05 | 6.1076e-05 | 5.6823e-05 | 0.00022929 | 0.00011415 | 0.00011415 | 0.00011415 | 0.00011415 | 2.6738e-06 | 3.2805e-05 | 5.8598e-05 | 7.3534e-05 | 9.2095e-05 | 9.0245e-05 | 8.3954e-05 | 8.1036e-05 | 8.5985e-05 | 0.0001018 | 5.7415e-05 | 5.7415e-05
03/14 05:00:00 | 3 | 14 | 5 | 1733 | WE | 0 | 0.00015134 | 0.00015134 | 0 | 7.5318e-05 | 0.00021796 | 0.00011415 | 0 | 0 | 6.5342e-05 | 0.00038757 | 0.0012044 | 0.00015134 | 0.00022817 | 8.158e-05 | 0.00018107 | 8.158e-05 | 0.00011415 | 0.00022925 | 0.00011415 | 0 | 1.6398e-05 | 1.3975e-05 | 0.00010084 | 8.1285e-05 | 8.7329e-05 | -3.7894e-05 | 1.5612e-05 | -1.4593e-06 | -1.4593e-06 | 0.00011415 | 0.00011415 | 0.00011415 | 0.00011416 | 0.00011415 | 0.00011415 | 9.1034e-05 | 8.6668e-05 | 7.4596e-05 | 6.8429e-05 | 0.00022929 | 0.00011415 | 0.00011415 | 0.00011415 | 0.00011415 | 2.6738e-06 | 4.7626e-05 | 7.3544e-05 | 8.8553e-05 | 9.2092e-05 | 9.6544e-05 | 8.8108e-05 | 8.4195e-05 | 8.5977e-05 | 0.00010192 | 6.9632e-05 | 6.9632e-05
03/14 06:00:00 | 3 | 14 | 6 | 1734 | WE | 0 | 0.0001637 | 0.0001637 | 5.0712e-06 | 7.8691e-05 | -1.5577e-12 | 0.00011415 | 0 | 0 | 0.00013613 | 0.00038955 | 0.0030978 | 0.0001637 | 0.00024798 | 8.8117e-05 | 0.00019309 | 8.8117e-05 | 0.00011415 | 0.00022925 | 0.00011415 | 0 | 1.6398e-05 | 1.4769e-05 | 0.00010153 | 8.7212e-05 | 9.1638e-05 | -5.8416e-05 | 7.5512e-06 | -1.3496e-05 | -1.3496e-05 | 0.00011415 | 0.00011415 | 0.00011415 | 0.00011416 | 0.00011415 | 0.00011415 | 9.1034e-05 | 0.00011711 | 9.2869e-05 | 8.0485e-05 | 0.00022929 | 0.00011415 | 0.00011415 | 0.00011415 | 0.00011415 | 2.6738e-06 | 6.6196e-05 | 9.0235e-05 | 0.00010416 | 9.2104e-05 | 0.00010981 | 0.00010002 | 9.5481e-05 | 8.2671e-05 | 0.00012454 | 2.5e-05 | 2.5e-05
03/14 07:00:00 | 3 | 14 | 7 | 1735 | WE | 1.118e-05 | 0.00018457 | 0.00018457 | 1.2689e-05 | 0.00025814 | 7.5442e-14 | 0.00011415 | 6.8525e-05 | 6.8525e-05 | 0.00015247 | -0.00077764 | 0.0034787 | 0.00018457 | -2.1965e-05 | 0.00010137 | 0.00019454 | 0.00010137 | 0.00011415 | 0.00011463 | 0.00011415 | 1.5703e-06 | 1.6398e-05 | 1.4769e-05 | 9.7256e-05 | 0.0001027 | 0.00010102 | -6.8629e-05 | 2.1447e-06 | -2.0436e-05 | -2.0436e-05 | 0.00011415 | 0.00011415 | 0.00011415 | 0.00011416 | 0.00011415 | 0.00011415 | 9.1034e-05 | 0.00013693 | 0.00010653 | 9.0996e-05 | 0.00011465 | 0.00011415 | 0.00011415 | 0.00011415 | 0.00011415 | 1.0448e-05 | 9.4924e-05 | 0.00010962 | 0.00011812 | 8.9211e-05 | 0.00011737 | 0.00010166 | 9.4368e-05 | 8.4918e-05 | 0.00011769 | -1.3906e-06 | -1.3906e-06
03/14 08:00:00 | 3 | 14 | 8 | 1736 | WE | 9.955e-05 | 0.00017596 | 0.00017596 | 2.3107e-05 | 0.0001784 | 4.7973e-13 | 0.00011415 | 0.00038104 | 0.00038104 | 0.00013613 | -0.00046582 | 0.0032579 | 0.00017596 | 8.8726e-05 | 0.000114 | 0.00019253 | 0.000114 | 0.00011415 | 0 | 0.00011415 | 9.7797e-06 | 1.6398e-05 | 1.4769e-05 | 9.7179e-05 | 0.00010442 | 0.00010218 | -8.1367e-05 | 7.3949e-07 | -2.5457e-05 | -2.5457e-05 | 0.00011415 | 0.00011415 | 0.00011415 | 0.00011416 | 0.00011415 | 0.00011415 | 9.1034e-05 | 0.00014806 | 0.00011622 | 9.9958e-05 | 0 | 0.00011415 | 0.00011415 | 0.00011415 | 0.00011415 | 5.5906e-05 | 0.00014091 | 0.00013532 | 0.00013209 | 8.6377e-05 | 0.00011757 | 0.00010264 | 9.5721e-05 | 8.6003e-05 | 0.00011551 | -7.3528e-05 | -7.3528e-05
03/14 09:00:00 | 3 | 14 | 9 | 1737 | WE | 0.00019769 | 0.00020257 | 0.00020257 | 0.0010752 | 0.00026932 | 1.5523e-12 | 0.00011415 | 0.00032589 | 0.00032589 | 5.9897e-05 | -0.00023753 | 0.0028298 | 0.00020257 | 0.00020245 | 0.00011567 | 0.00022031 | 0.00011567 | 0.00011415 | 0 | 0.00011415 | 1.9009e-05 | 1.6398e-05 | 1.4769e-05 | 9.7803e-05 | 0.00010451 | 0.00010244 | -8.6076e-05 | 2.7591e-07 | -2.7275e-05 | -2.7275e-05 | 0.00011415 | 0.00011415 | 0.00011415 | 0.00011416 | 0.00011415 | 0.00011415 | 9.1034e-05 | 0.00014946 | 0.00011937 | 0.000104 | 0 | 0.00011415 | 0.00011415 | 0.00011415 | 0.00011415 | 0.00010533 | 0.00019081 | 0.00015867 | 0.00014006 | 8.6385e-05 | 0.00011848 | 0.00010501 | 9.8766e-05 | 8.6083e-05 | 0.00011422 | -7.1981e-05 | -7.1981e-05
03/14 10:00:00 | 3 | 14 | 10 | 1738 | WE | 0.00028091 | 0.00021397 | 0.00021397 | 2.2062e-05 | 0.00017672 | 0.00021486 | 0.00011415 | 0.00030178 | 0.00030178 | 4.0839e-05 | -0.00015687 | 0.0023726 | 0.00021397 | 0.00032869 | 0.00011778 | 0.00025106 | 0.00011778 | 0.00011415 | 0 | 0.00011415 | 2.5818e-05 | 1.6398e-05 | 1.4769e-05 | 9.7173e-05 | 0.00010511 | 0.00010266 | -8.7673e-05 | 2.0992e-07 | -2.783e-05 | -2.783e-05 | 0.00011415 | 0.00011415 | 0.00011415 | 0.00011416 | 0.00011415 | 0.00011415 | 9.1034e-05 | 0.00014938 | 0.00011814 | 0.00010218 | 0 | 0.00011415 | 0.00011415 | 0.00011415 | 0.00011415 | 0.00015337 | 0.00022206 | 0.00017002 | 0.00013988 | 8.6357e-05 | 0.00011881 | 0.0001042 | 9.7429e-05 | 8.6177e-05 | 0.00011317 | -7.3944e-05 | -7.3944e-05
03/14 11:00:00 | 3 | 14 | 11 | 1739 | WE | 0.00035301 | 0.00017718 | 0.00017718 | 1.267e-05 | 0.00017248 | 0.00021991 | 0.00011415 | 0 | 0 | 4.0839e-05 | 0.0011619 | 0.0020072 | 0.00017718 | 0.00042941 | 0.00012151 | 0.00019856 | 0.00012151 | 0.00011415 | 0 | 0.00011415 | 2.6174e-05 | 1.6398e-05 | 1.4769e-05 | 0.00012532 | 0.00010639 | 0.00011224 | -9.0586e-05 | 2.808e-07 | -2.8711e-05 | -2.8711e-05 | 0.00011415 | 0.00011415 | 0.00011415 | 0.00011416 | 0.00011415 | 0.00011415 | 9.1034e-05 | 0.00014911 | 0.0001139 | 9.5904e-05 | 0 | 0.00011415 | 0.00011415 | 0.00011415 | 0.00011415 | 0.00019364 | 0.00022125 | 0.00016542 | 0.00013309 | 8.6605e-05 | 0.00011916 | 0.00010448 | 9.7667e-05 | 8.6247e-05 | 0.00011224 | -7.9101e-05 | -7.9101e-05
03/14 12:00:00 | 3 | 14 | 12 | 1740 | WE | 0.00039175 | 0.0001755 | 0.0001755 | 1.0327e-05 | 0.00017105 | 0.00021998 | 0.00011415 | 0 | 0 | 4.0839e-05 | 0.0007729 | 0.0016966 | 0.0001755 | 0.00036281 | 0.00012155 | 0.00019637 | 0.00012155 | 0.00011415 | 0 | 0.00011415 | 2.6174e-05 | 1.6398e-05 | 1.4769e-05 | 9.5933e-05 | 0.00010705 | 0.00010362 | -9.0079e-05 | 1.9242e-07 | -2.8609e-05 | -2.8609e-05 | 0.00011415 | 0.00011415 | 0.00011415 | 0.00011416 | 0.00011415 | 0.00011415 | 9.1034e-05 | 0.00014827 | 0.00011155 | 9.2781e-05 | 0 | 0.00011415 | 0.00011415 | 0.00011415 | 0.00011415 | 0.00021678 | 0.00021767 | 0.000162 | 0.00012977 | 8.6306e-05 | 0.00011913 | 0.00010312 | 9.5695e-05 | 8.6339e-05 | 0.00011166 | -8.1154e-05 | -8.1154e-05
03/14 13:00:00 | 3 | 14 | 13 | 1741 | WE | 0.00039569 | 0.00016863 | 0.00016863 | 8.9308e-06 | 0.00016236 | 0.00021627 | 0.00011415 | 0 | 0 | 4.0839e-05 | 0.0005228 | 0.0014575 | 0.00016863 | 0.00031833 | 0.00011748 | 0.00018876 | 0.00011748 | 0.00011415 | 0 | 0.00011415 | 2.6174e-05 | 1.6398e-05 | 1.4769e-05 | 9.7854e-05 | 0.00011155 | 0.00010731 | -9.152e-05 | 9.6166e-08 | -2.9134e-05 | -2.9134e-05 | 0.00011415 | 0.00011415 | 0.00011415 | 0.00011416 | 0.00011415 | 0.00011415 | 9.1034e-05 | 0.00014778 | 0.00010773 | 8.7265e-05 | 0 | 0.00011415 | 0.00011415 | 0.00011415 | 0.00011415 | 0.00022166 | 0.00021561 | 0.0001565 | 0.00012226 | 8.6309e-05 | 0.00012056 | 0.00010102 | 9.195e-05 | 8.6428e-05 | 0.0001112 | -8.351e-05 | -8.351e-05
03/14 14:00:00 | 3 | 14 | 14 | 1742 | WE | 0.0003633 | 0.00016204 | 0.00016204 | 8.103e-06 | 0.00016307 | 0.00022375 | 0.00011415 | 0 | 0 | 4.0839e-05 | 0.00043466 | 0.001246 | 0.00016204 | 0.00028876 | 0.00011631 | 0.00017951 | 0.00011631 | 0.00011415 | 0 | 0.00011415 | 2.6174e-05 | 1.6398e-05 | 1.4769e-05 | 9.862e-05 | 0.00011145 | 0.00010748 | -9.2726e-05 | 6.9309e-08 | -2.9538e-05 | -2.9538e-05 | 0.00011415 | 0.00011415 | 0.00011415 | 0.00011416 | 0.00011415 | 0.00011415 | 9.1034e-05 | 0.0001471 | 0.00010447 | 8.269e-05 | 0 | 0.00011415 | 0.00011415 | 0.00011415 | 0.00011415 | 0.00020847 | 0.00021248 | 0.00015098 | 0.00011537 | 8.6309e-05 | 0.00012032 | 9.1629e-05 | 7.8325e-05 | 8.6497e-05 | 0.00011093 | -6.3438e-05 | -6.3438e-05
03/14 15:00:00 | 3 | 14 | 15 | 1743 | WE | 0.0003017 | 0.00016858 | 0.00016858 | 0.0010111 | 0.00016107 | 0.00023635 | 0.00011415 | 0 | 0 | 4.0839e-05 | 0.00040898 | 0.0010681 | 0.00016858 | 0.00029458 | 0.00011474 | 0.00018945 | 0.00011474 | 0.00011415 | 0 | 0.00011415 | 2.6174e-05 | 1.6398e-05 | 1.4769e-05 | 9.8006e-05 | 0.00010807 | 0.00010496 | -9.3377e-05 | 1.2421e-07 | -2.9708e-05 | -2.9708e-05 | 0.00011415 | 0.00011415 | 0.00011415 | 0.00011416 | 0.00011415 | 0.00011415 | 9.1034e-05 | 0.00014517 | 0.00010162 | 7.9372e-05 | 0 | 0.00011415 | 0.00011415 | 0.00011415 | 0.00011415 | 0.00017838 | 0.00020335 | 0.00014399 | 0.00010962 | 8.6307e-05 | 0.00011854 | 8.9685e-05 | 7.6299e-05 | 8.6529e-05 | 0.00011096 | -5.7005e-05 | -5.7005e-05
03/14 16:00:00 | 3 | 14 | 16 | 1744 | WE | 0.00022024 | 0.00016135 | 0.00016135 | -0.0010011 | 8.0523e-05 | 0.00024949 | 0.00011415 | 0 | 0 | 4.0839e-05 | 0.0003892 | 0.00091913 | 0.00016135 | 0.00029223 | 0.00011582 | 0.00018952 | 0.00011582 | 0.00011415 | 0 | 0.00011415 | 2.364e-05 | 1.6398e-05 | 1.4769e-05 | 9.2935e-05 | 0.00010842 | 0.00010363 | -9.4196e-05 | 1.1161e-07 | -2.9978e-05 | -2.9978e-05 | 0.00011415 | 0.00011415 | 0.00011415 | 0.00011416 | 0.00011415 | 0.00011415 | 9.1034e-05 | 0.00014133 | 9.6564e-05 | 7.3692e-05 | 0 | 0.00011415 | 0.00011415 | 0.00011415 | 0.00011415 | 0.00013599 | 0.0001769 | 0.0001284 | 0.00010031 | 8.6245e-05 | 0.00011751 | 8.8485e-05 | 7.5023e-05 | 8.6603e-05 | 0.00011103 | -5.4409e-05 | -5.4409e-05
03/14 17:00:00 | 3 | 14 | 17 | 1745 | WE | 0.00012546 | 0.00018153 | 0.00018153 | 8.3126e-06 | 0.00016295 | -2.0051e-12 | 0.00011415 | 0.00063385 | 0.00063385 | 7.0788e-05 | -0.00077046 | 0.00082151 | 0.00018153 | 6.4646e-05 | 0.00012479 | 0.00019966 | 0.00012479 | 0.00011415 | 0 | 0.00011415 | 1.4525e-05 | 1.6398e-05 | 1.4769e-05 | 9.2792e-05 | 0.00010527 | 0.00010141 | -8.5006e-05 | 1.9107e-08 | -2.7109e-05 | -2.7109e-05 | 0.00011415 | 0.00011415 | 0.00011415 | 0.00011416 | 0.00011415 | 0.00011415 | 9.1034e-05 | 0.00012573 | 8.8965e-05 | 7.0179e-05 | 0 | 0.00011415 | 0.00011415 | 0.00011415 | 0.00011415 | 8.5901e-05 | 0.00011834 | 0.00010282 | 9.3831e-05 | 8.625e-05 | 0.0001117 | 8.368e-05 | 7.0682e-05 | 8.5931e-05 | 0.00011147 | -4.1116e-05 | -4.1116e-05
03/14 18:00:00 | 3 | 14 | 18 | 1746 | WE | 2.4718e-05 | 0.00020801 | 0.00020801 | 9.6291e-06 | 0.00016667 | -7.5459e-13 | 0.00011415 | 0.00037171 | 0.00037171 | 0.00015247 | -0.00045787 | 0.00077432 | 0.00020801 | 0.00022518 | 0.00013881 | 0.00023072 | 0.00013881 | 0.00011415 | 0 | 0.00011415 | 6.1154e-06 | 1.6398e-05 | 1.4769e-05 | 9.2376e-05 | 0.00010356 | 0.0001001 | -8.323e-05 | -1.7352e-07 | -2.6673e-05 | -2.6673e-05 | 0.00011415 | 0.00011415 | 0.00011415 | 0.00011416 | 0.00011415 | 0.00011415 | 9.1034e-05 | 0.0001219 | 8.3234e-05 | 6.3475e-05 | 0 | 0.00011415 | 0.00011415 | 0.00011415 | 0.00011415 | 3.8693e-05 | 8.1553e-05 | 8.2678e-05 | 8.333e-05 | 8.6307e-05 | 0.00010966 | 8.0967e-05 | 6.7659e-05 | 8.5755e-05 | 0.00011265 | 0.00010888 | 0.00010888
03/14 19:00:00 | 3 | 14 | 19 | 1747 | WE | 0 | 0.00024587 | 0.00024587 | 0.0010478 | 0.00017074 | -3.8268e-13 | 0.00011415 | 0 | 0 | 0.00021236 | -0.00025174 | 0.00071079 | 0.00024587 | 0.00036801 | 0.00014748 | 0.00027587 | 0.00014748 | 0.00011415 | 0.00022925 | 0.00011415 | 0 | 1.6398e-05 | 1.4769e-05 | 0.00010362 | 0.00010042 | 0.00010141 | -8.5059e-05 | -4.4134e-07 | -2.7439e-05 | -2.7439e-05 | 0.00011415 | 0.00011415 | 0.00011415 | 0.00011416 | 0.00011415 | 0.00011415 | 9.1034e-05 | 0.00011776 | 8.0503e-05 | 6.1465e-05 | 0.00019295 | 0.00011415 | 0.00011415 | 0.00011415 | 0.00011415 | 4.6534e-06 | 6.1203e-05 | 7.2857e-05 | 7.9605e-05 | 9.1207e-05 | 0.00011486 | 9.0743e-05 | 7.9559e-05 | 8.5648e-05 | 0.00011352 | 0.00013916 | 0.00013916
03/14 20:00:00 | 3 | 14 | 20 | 1748 | WE | 0 | 0.00022667 | 0.00022667 | 1.2204e-05 | 0.00017179 | -2.8567e-13 | 0.00011415 | 0 | 0 | 0.00028587 | -0.00012485 | 0.0006364 | 0.00022667 | 0.00030141 | 0.0001514 | 0.00024458 | 0.0001514 | 0.00011415 | 0.00022925 | 0.00011415 | 0 | 1.6398e-05 | 1.4769e-05 | 0.00010257 | 9.64e-05 | 9.8308e-05 | -8.6378e-05 | -1.346e-07 | -2.7651e-05 | -2.7651e-05 | 0.00011415 | 0.00011415 | 0.00011415 | 0.00011416 | 0.00011415 | 0.00011415 | 9.1034e-05 | 0.00010413 | 7.5344e-05 | 6.0638e-05 | 0.00022929 | 0.00011415 | 0.00011415 | 0.00011415 | 0.00011415 | 2.6738e-06 | 5.5997e-05 | 7.023e-05 | 7.8471e-05 | 9.2167e-05 | 0.00010958 | 9.0657e-05 | 8.1881e-05 | 8.5596e-05 | 0.00011396 | 0.00015017 | 0.00015017
03/14 21:00:00 | 3 | 14 | 21 | 1749 | WE | 0 | 0.00021445 | 0.00021445 | 1.1161e-05 | 0.0001694 | 0 | 0.00011415 | 0 | 0 | 0.00034305 | -7.9113e-05 | 0.00053609 | 0.00021445 | 0.00026848 | 0.00015248 | 0.00022704 | 0.00015248 | 0.00011415 | 0.00022925 | 0.00011415 | 0 | 1.6398e-05 | 1.4769e-05 | 9.6969e-05 | 8.1409e-05 | 8.6218e-05 | -6.4087e-05 | -1.5307e-08 | -2.0458e-05 | -2.0458e-05 | 0.00011415 | 0.00011415 | 0.00011415 | 0.00011416 | 0.00011415 | 0.00011415 | 9.1034e-05 | 8.8189e-05 | 6.8193e-05 | 5.7976e-05 | 0.00022929 | 0.00011415 | 0.00011415 | 0.00011415 | 0.00011415 | 2.6738e-06 | 3.8487e-05 | 6.1627e-05 | 7.5027e-05 | 9.2156e-05 | 9.9177e-05 | 8.6864e-05 | 8.1152e-05 | 8.674e-05 | 0.00011434 | 0.00015966 | 0.00015966
03/14 22:00:00 | 3 | 14 | 22 | 1750 | WE | 0 | 0.00020842 | 0.00020842 | 0.0010082 | 0.00016625 | 2.0697e-12 | 0.00011415 | 0 | 0 | 0.00034849 | -5.5798e-05 | 0.00034231 | 0.00020842 | 0.00025981 | 0.00014889 | 0.00022536 | 0.00014889 | 0.00011415 | 0.00022925 | 0.00011415 | 0 | 1.6398e-05 | 1.3975e-05 | 8.842e-05 | 7.7497e-05 | 8.0873e-05 | 0.0004774 | 0.00049346 | 0.00048834 | 0.00048834 | 0.00011415 | 0.00011415 | 0.00011415 | 0.00011415 | 0.00011415 | 0.00011415 | 9.1034e-05 | 6.8383e-05 | 6.1574e-05 | 5.8095e-05 | 0.00022929 | 0.00011415 | 0.00011415 | 0.00011415 | 0.00011415 | 2.6738e-06 | 2.6995e-05 | 5.751e-05 | 7.5181e-05 | 9.2102e-05 | 8.9639e-05 | 8.3863e-05 | 8.1185e-05 | 8.6463e-05 | 9.6e-05 | 0.00017207 | 0.00017207
03/14 23:00:00 | 3 | 14 | 23 | 1751 | WE | 0 | 0.00018933 | 0.00018933 | -0.00097801 | 0.00016109 | 7.9772e-13 | 0.00011415 | 0 | 0 | 0.00023959 | 0.0011371 | -0.0019949 | 0.00018933 | 0.00044107 | 0.00013992 | 0.00020641 | 0.00013992 | 0.00011415 | 0.00022925 | 0.00011415 | 0 | 1.6398e-05 | 1.3975e-05 | 0.00011765 | 7.7483e-05 | 8.9895e-05 | 0.00064725 | 0.00049938 | 0.00054656 | 0.00054656 | 0.00011415 | 0.00011415 | 0.00011415 | 0.00011416 | 0.00011415 | 0.00011415 | 9.1034e-05 | 6.7664e-05 | 6.0585e-05 | 5.6968e-05 | 0.00022929 | 0.00011415 | 0.00011415 | 0.00011415 | 0.00011415 | 2.6738e-06 | 2.2886e-05 | 5.5079e-05 | 7.3722e-05 | 9.2406e-05 | 8.9451e-05 | 8.3593e-05 | 8.0876e-05 | 8.6361e-05 | 9.9162e-05 | 0.00018201 | 0.00018201
03/14 24:00:00 | 3 | 14 | 24 | 1752 | WE | 0 | 0.00015315 | 0.00015315 | 0.0010008 | 7.8597e-05 | -1.3906e-12 | 0.00011415 | 0 | 0 | 0.00013341 | 0.00061879 | -0.0080479 | 0.00015315 | 0.00028543 | 0.00012686 | 0.00017422 | 0.00012686 | 0.00011415 | 0.00022925 | 0.00011415 | 0 | 1.6398e-05 | 1.3975e-05 | 8.8351e-05 | 7.7484e-05 | 8.0843e-05 | -5.709e-05 | 3.3905e-05 | 4.8726e-06 | 4.8726e-06 | 0.00011415 | 0.00011415 | 0.00011415 | 0.00011416 | 0.00011415 | 0.00011415 | 9.1034e-05 | 6.7637e-05 | 6.0012e-05 | 5.6116e-05 | 0.00022929 | 0.00011415 | 0.00011415 | 0.00011415 | 0.00011415 | 2.6738e-06 | 2.2734e-05 | 5.4326e-05 | 7.262e-05 | 9.2117e-05 | 8.946e-05 | 8.3436e-05 | 8.0643e-05 | 8.6344e-05 | 0.0001007 | 0.0001868 | 0.0001868
03/15 01:00:00 | 3 | 15 | 1 | 1753 | WE | 0 | 9.9957e-05 | 9.9957e-05 | 9.7547e-07 | 7.5745e-05 | 0.00025245 | 0.00011415 | 0 | 0 | 5.4452e-05 | 0.00039958 | -0.0055675 | 9.9957e-05 | 6.4665e-05 | 9.281e-05 | 0.00010778 | 9.281e-05 | 0.00011415 | 0.00022925 | 0.00011415 | 0 | 1.6398e-05 | 1.3975e-05 | 8.8428e-05 | 7.7506e-05 | 8.0882e-05 | -5.6562e-05 | 3.3863e-05 | 5.0123e-06 | 5.0123e-06 | 0.00011415 | 0.00011415 | 0.00011415 | 0.00011416 | 0.00011415 | 0.00011415 | 9.1034e-05 | 6.758e-05 | 5.8756e-05 | 5.4248e-05 | 0.00022929 | 0.00011415 | 0.00011415 | 0.00011415 | 0.00011415 | 2.6738e-06 | 2.2409e-05 | 5.2676e-05 | 7.0203e-05 | 9.2094e-05 | 8.9456e-05 | 8.3086e-05 | 8.0131e-05 | 8.635e-05 | 0.00010132 | 0.00017978 | 0.00017978
03/15 02:00:00 | 3 | 15 | 2 | 1754 | WE | 0 | 0.00012806 | 0.00012806 | -0.00097379 | 1.7194e-06 | 0.00023244 | 0.00011415 | 0 | 0 | 2.1781e-05 | 0.00042714 | -0.0050757 | 0.00012806 | 0.00015741 | 8.6205e-05 | 0.00016034 | 8.6205e-05 | 0.00011415 | 0.00022925 | 0.00011415 | 0 | 1.6398e-05 | 1.3975e-05 | 8.8463e-05 | 7.7523e-05 | 8.0904e-05 | -5.5852e-05 | 3.3718e-05 | 5.14e-06 | 5.14e-06 | 0.00011415 | 0.00011415 | 0.00011415 | 0.00011416 | 0.00011415 | 0.00011415 | 9.1034e-05 | 6.7485e-05 | 5.7794e-05 | 5.2843e-05 | 0.00022929 | 0.00011415 | 0.00011415 | 0.00011415 | 0.00011415 | 2.6738e-06 | 2.1869e-05 | 5.1326e-05 | 6.8384e-05 | 9.2105e-05 | 8.9438e-05 | 8.2817e-05 | 7.9747e-05 | 8.6303e-05 | 0.00010176 | 0.00018541 | 0.00018541
03/15 03:00:00 | 3 | 15 | 3 | 1755 | WE | 0 | 0.000163 | 0.000163 | 0.00034359 | 7.2735e-05 | 0.00022975 | 0.00011415 | 0 | 0 | 2.1781e-05 | 0.00045946 | -0.0050284 | 0.000163 | 0.00023071 | 8.4304e-05 | 0.00019976 | 8.4304e-05 | 0.00011415 | 0.00022925 | 0.00011415 | 0 | 1.6398e-05 | 1.3975e-05 | 8.8302e-05 | 7.7491e-05 | 8.0832e-05 | 0.00047878 | 0.00049945 | 0.00049285 | 0.00049285 | 0.00011415 | 0.00011415 | 0.00011415 | 0.00011416 | 0.00011415 | 0.00011415 | 9.1034e-05 | 6.7544e-05 | 5.8391e-05 | 5.3714e-05 | 0.00022929 | 0.00011415 | 0.00011415 | 0.00011415 | 0.00011415 | 2.6738e-06 | 2.2203e-05 | 5.2163e-05 | 6.9512e-05 | 9.2134e-05 | 8.9449e-05 | 8.2984e-05 | 7.9985e-05 | 8.6227e-05 | 0.00010215 | 0.00020017 | 0.00020017
03/15 04:00:00 | 3 | 15 | 4 | 1756 | WE | 0 | 0.0001695 | 0.0001695 | 0.00062802 | 7.4504e-05 | 0.00022651 | 0.00011415 | 0 | 0 | 2.1781e-05 | 0.00041839 | -0.0019803 | 0.0001695 | 0.00024778 | 8.2413e-05 | 0.00020915 | 8.2413e-05 | 0.00011415 | 0.00022925 | 0.00011415 | 0 | 1.6398e-05 | 1.3975e-05 | 9.9879e-05 | 7.7809e-05 | 8.463e-05 | 0.00054703 | 0.00050148 | 0.00051602 | 0.00051602 | 0.00011415 | 0.00011415 | 0.00011415 | 0.00011416 | 0.00011415 | 0.00011415 | 9.1034e-05 | 6.9679e-05 | 5.9002e-05 | 5.3546e-05 | 0.00022929 | 0.00011415 | 0.00011415 | 0.00011415 | 0.00011415 | 2.6738e-06 | 2.4849e-05 | 5.2995e-05 | 6.9294e-05 | 9.2288e-05 | 9.021e-05 | 8.3194e-05 | 7.9939e-05 | 8.6107e-05 | 0.00010252 | 0.00021004 | 0.00021004
03/15 05:00:00 | 3 | 15 | 5 | 1757 | WE | 0 | 0.00017069 | 0.00017069 | -0.00097514 | 0 | 0.00021796 | 0.00011415 | 0 | 0 | 6.5342e-05 | 0.00039507 | 0.0011436 | 0.00017069 | 0.00026086 | 8.158e-05 | 0.00021997 | 8.158e-05 | 0.00011415 | 0.00022925 | 0.00011415 | 0 | 1.6398e-05 | 1.3975e-05 | 9.9062e-05 | 8.0567e-05 | 8.6283e-05 | 0.00054289 | 0.00051847 | 0.00052626 | 0.00052626 | 0.00011415 | 0.00011415 | 0.00011415 | 0.00011416 | 0.00011415 | 0.00011415 | 9.1034e-05 | 8.4051e-05 | 6.7636e-05 | 5.9249e-05 | 0.00022929 | 0.00011415 | 0.00011415 | 0.00011415 | 0.00011415 | 2.6738e-06 | 3.4085e-05 | 6.1055e-05 | 7.6674e-05 | 9.2344e-05 | 9.5523e-05 | 8.5944e-05 | 8.1501e-05 | 8.5909e-05 | 0.00010287 | 0.00022901 | 0.00022901
03/15 06:00:00 | 3 | 15 | 6 | 1758 | WE | 0 | 0.00019326 | 0.00019326 | 0.00099827 | 0.00015737 | -1.5577e-12 | 0.00011415 | 0 | 0 | 0.00013613 | 0.00038513 | 0.0030771 | 0.00019326 | 0.00026558 | 8.8117e-05 | 0.00022328 | 8.8117e-05 | 0.00011415 | 0.00022925 | 0.00011415 | 0 | 1.6398e-05 | 1.4769e-05 | 9.9712e-05 | 8.6509e-05 | 9.0589e-05 | 0.0005311 | 0.00053716 | 0.00053523 | 0.00053523 | 0.00011415 | 0.00011415 | 0.00011415 | 0.00011416 | 0.00011415 | 0.00011415 | 9.1034e-05 | 0.00011341 | 8.0931e-05 | 6.4334e-05 | 0.00022929 | 0.00011415 | 0.00011415 | 0.00011415 | 0.00011415 | 2.6738e-06 | 4.5297e-05 | 6.9335e-05 | 8.3254e-05 | 9.2381e-05 | 0.00010648 | 9.0366e-05 | 8.2893e-05 | 8.1036e-05 | 0.0001031 | 0.00023599 | 0.00023599
03/15 07:00:00 | 3 | 15 | 7 | 1759 | WE | 1.4363e-05 | 0.00022327 | 0.00022327 | 1.0963e-05 | 0.00017201 | 7.5442e-14 | 0.00011415 | 7.4826e-05 | 7.4826e-05 | 0.00015247 | -0.00096431 | 0.0034661 | 0.00022327 | -0.00016326 | 0.00010137 | 0.00026263 | 0.00010137 | 0.00011415 | 0.00011463 | 0.00011415 | 1.7147e-06 | 1.6398e-05 | 1.4769e-05 | 9.5223e-05 | 0.00010132 | 9.9439e-05 | 0.0004949 | 0.0006221 | 0.00058152 | 0.00058152 | 0.00011415 | 0.00011415 | 0.00011415 | 0.00011416 | 0.00011415 | 0.00011415 | 9.1034e-05 | 0.00012807 | 8.9753e-05 | 7.0176e-05 | 0.00011465 | 0.00011415 | 0.00011415 | 0.00011415 | 0.00011415 | 1.1244e-05 | 5.8884e-05 | 7.9302e-05 | 9.1126e-05 | 8.9477e-05 | 0.00011208 | 8.7943e-05 | 7.6749e-05 | 8.406e-05 | 0.00010333 | 0.0002518 | 0.0002518
03/15 08:00:00 | 3 | 15 | 8 | 1760 | WE | 0.00010814 | 0.00021322 | 0.00021322 | 2.2611e-05 | 0.00022597 | 4.7973e-13 | 0.00011415 | 0.00039529 | 0.00039529 | 0.00013613 | -0.00047763 | 0.0032221 | 0.00021322 | 2.0687e-05 | 0.000114 | 0.00023838 | 0.000114 | 0.00011415 | 0 | 0.00011415 | 1.0145e-05 | 1.6398e-05 | 1.4769e-05 | 9.5216e-05 | 0.00010375 | 0.00010111 | 0.00048648 | 0.00063693 | 0.00058893 | 0.00058893 | 0.00011415 | 0.00011415 | 0.00011415 | 0.00011416 | 0.00011415 | 0.00011415 | 9.1034e-05 | 0.00014106 | 9.6502e-05 | 7.3736e-05 | 0 | 0.00011415 | 0.00011415 | 0.00011415 | 0.00011415 | 5.8073e-05 | 0.00010503 | 0.00010027 | 9.7521e-05 | 8.6646e-05 | 0.0001133 | 8.3707e-05 | 6.998e-05 | 8.5494e-05 | 0.00012634 | 0.00025126 | 0.00025126
03/15 09:00:00 | 3 | 15 | 9 | 1761 | WE | 0.00020694 | 0.00022959 | 0.00022959 | 2.3041e-05 | 0.00022135 | 1.5523e-12 | 0.00011415 | 0.00033185 | 0.00033185 | 5.9897e-05 | -0.00023341 | 0.002772 | 0.00022959 | 0.00019695 | 0.00011567 | 0.00026602 | 0.00011567 | 0.00011415 | 0 | 0.00011415 | 1.9357e-05 | 1.6398e-05 | 1.4769e-05 | 9.5896e-05 | 0.00010382 | 0.00010137 | 0.00048794 | 0.00063734 | 0.00058968 | 0.00058968 | 0.00011415 | 0.00011415 | 0.00011415 | 0.00011416 | 0.00011415 | 0.00011415 | 9.1034e-05 | 0.00014285 | 9.7577e-05 | 7.4447e-05 | 0 | 0.00011415 | 0.00011415 | 0.00011415 | 0.00011415 | 0.00010732 | 0.00015614 | 0.0001208 | 0.00010034 | 8.6621e-05 | 0.0001138 | 8.3997e-05 | 7.0175e-05 | 8.5691e-05 | 0.00012011 | 0.00024805 | 0.00024805
03/15 10:00:00 | 3 | 15 | 10 | 1762 | WE | 0.00028841 | 0.00025829 | 0.00025829 | 0.00043358 | 0.00022451 | 0.00021486 | 0.00011415 | 0.00030204 | 0.00030204 | 4.0839e-05 | -0.00015937 | 0.0023053 | 0.00025829 | 0.00036526 | 0.00011778 | 0.00030695 | 0.00011778 | 0.00011415 | 0 | 0.00011415 | 2.584e-05 | 1.6398e-05 | 1.4769e-05 | 9.5311e-05 | 0.00010392 | 0.00010126 | 0.00048474 | 0.00063799 | 0.00058909 | 0.00058909 | 0.00011415 | 0.00011415 | 0.00011415 | 0.00011416 | 0.00011415 | 0.00011415 | 9.1034e-05 | 0.0001438 | 9.7766e-05 | 7.4243e-05 | 0 | 0.00011415 | 0.00011415 | 0.00011415 | 0.00011415 | 0.00015359 | 0.00019017 | 0.00013411 | 0.00010165 | 8.6575e-05 | 0.00011456 | 8.4202e-05 | 7.0119e-05 | 8.5879e-05 | 0.00011752 | 0.00023511 | 0.00023511
03/15 11:00:00 | 3 | 15 | 11 | 1763 | WE | 0.00035834 | 0.00019817 | 0.00019817 | -0.00039668 | 0.000212 | 0.00021991 | 0.00011415 | 0 | 0 | 4.0839e-05 | 0.0012573 | 0.0019235 | 0.00019817 | 0.00047219 | 0.00012151 | 0.00022246 | 0.00012151 | 0.00011415 | 0 | 0.00011415 | 2.6174e-05 | 1.6398e-05 | 1.4769e-05 | 0.00012369 | 0.00010401 | 0.00011009 | -0.00010567 | 1.2543e-08 | -3.3707e-05 | -3.3707e-05 | 0.00011415 | 0.00011415 | 0.00011415 | 0.00011416 | 0.00011415 | 0.00011415 | 9.1034e-05 | 0.00014429 | 9.6799e-05 | 7.2535e-05 | 0 | 0.00011415 | 0.00011415 | 0.00011415 | 0.00011415 | 0.00019369 | 0.00019375 | 0.0001348 | 0.00010067 | 8.6756e-05 | 0.00011472 | 8.393e-05 | 6.9651e-05 | 8.6127e-05 | 0.00011586 | 0.00021381 | 0.00021381
03/15 12:00:00 | 3 | 15 | 12 | 1764 | WE | 0.00039594 | 0.00017586 | 0.00017586 | 1.0024e-05 | 0.00016823 | 0.00021998 | 0.00011415 | 0 | 0 | 4.0839e-05 | 0.00073074 | 0.0016425 | 0.00017586 | 0.00035175 | 0.00012155 | 0.00019731 | 0.00012155 | 0.00011415 | 0 | 0.00011415 | 2.6174e-05 | 1.6398e-05 | 1.4769e-05 | 9.4345e-05 | 0.0001036 | 0.00010074 | -0.00010323 | 2.0094e-08 | -3.2922e-05 | -3.2922e-05 | 0.00011415 | 0.00011415 | 0.00011415 | 0.00011416 | 0.00011415 | 0.00011415 | 9.1034e-05 | 0.00014175 | 9.4766e-05 | 7.0757e-05 | 0 | 0.00011415 | 0.00011415 | 0.00011415 | 0.00011415 | 0.00021683 | 0.00019045 | 0.00013252 | 9.8968e-05 | 8.6406e-05 | 0.00011409 | 8.3401e-05 | 6.9164e-05 | 8.6282e-05 | 0.00011431 | 0.00018237 | 0.00018237
03/15 13:00:00 | 3 | 15 | 13 | 1765 | WE | 0.0003983 | 0.00017297 | 0.00017297 | 8.6518e-06 | 0.00016506 | 0.00021627 | 0.00011415 | 0 | 0 | 4.0839e-05 | 0.00052838 | 0.0014314 | 0.00017297 | 0.00031815 | 0.00011748 | 0.00019452 | 0.00011748 | 0.00011415 | 0 | 0.00011415 | 2.6174e-05 | 1.6398e-05 | 1.4769e-05 | 9.6542e-05 | 0.00010747 | 0.00010409 | -0.00010334 | 2.339e-08 | -3.2954e-05 | -3.2954e-05 | 0.00011415 | 0.00011415 | 0.00011415 | 0.00011416 | 0.00011415 | 0.00011415 | 9.1034e-05 | 0.00013915 | 9.3405e-05 | 7.0029e-05 | 0 | 0.00011415 | 0.00011415 | 0.00011415 | 0.00011415 | 0.00022171 | 0.00018646 | 0.00013052 | 9.8121e-05 | 8.638e-05 | 0.00011466 | 8.3444e-05 | 6.8965e-05 | 8.6368e-05 | 0.00011334 | 0.00016667 | 0.00016667
03/15 14:00:00 | 3 | 15 | 14 | 1766 | WE | 0.00036655 | 0.00015755 | 0.00015755 | 0.0010166 | 8.1542e-05 | 0.00022375 | 0.00011415 | 0 | 0 | 4.0839e-05 | 0.00043034 | 0.0012614 | 0.00015755 | 0.0002888 | 0.00011631 | 0.00018542 | 0.00011631 | 0.00011415 | 0 | 0.00011415 | 2.6174e-05 | 1.6398e-05 | 1.4769e-05 | 9.7214e-05 | 0.00010607 | 0.00010333 | -0.00010375 | 1.642e-08 | -3.3092e-05 | -3.3092e-05 | 0.00011415 | 0.00011415 | 0.00011415 | 0.00011416 | 0.00011415 | 0.00011415 | 9.1034e-05 | 0.00013361 | 9.3133e-05 | 7.2451e-05 | 0 | 0.00011415 | 0.00011415 | 0.00011415 | 0.00011415 | 0.00020892 | 0.00017881 | 0.0001296 | 0.0001011 | 8.636e-05 | 0.00011248 | 8.3207e-05 | 6.9628e-05 | 8.644e-05 | 0.00011281 | 0.00015303 | 0.00015303
03/15 15:00:00 | 3 | 15 | 15 | 1767 | WE | 0.00030534 | 0.00016343 | 0.00016343 | 6.0487e-06 | 0.00016107 | 0.00023635 | 0.00011415 | 0 | 0 | 4.0839e-05 | 0.00038503 | 0.0011119 | 0.00016343 | 0.00027677 | 0.00011474 | 0.00018212 | 0.00011474 | 0.00011415 | 0 | 0.00011415 | 2.6174e-05 | 1.6398e-05 | 1.4769e-05 | 9.6559e-05 | 0.00010214 | 0.00010042 | -0.00010418 | 1.0697e-08 | -3.3231e-05 | -3.3231e-05 | 0.00011415 | 0.00011415 | 0.00011415 | 0.00011416 | 0.00011415 | 0.00011415 | 9.1034e-05 | 0.00013256 | 9.1594e-05 | 7.0664e-05 | 0 | 0.00011415 | 0.00011415 | 0.00011415 | 0.00011415 | 0.00018023 | 0.00017447 | 0.00012583 | 9.7658e-05 | 8.6332e-05 | 0.00011078 | 8.2333e-05 | 6.9139e-05 | 8.6529e-05 | 0.00011252 | 0.00014899 | 0.00014899
03/15 16:00:00 | 3 | 15 | 16 | 1768 | WE | 0.00022227 | 0.00015752 | 0.00015752 | 3.7179e-06 | 8.048e-05 | 0.00024949 | 0.00011415 | 0 | 0 | 4.0839e-05 | 0.00035721 | 0.0010019 | 0.00015752 | 0.00027517 | 0.00011582 | 0.00018408 | 0.00011582 | 0.00011415 | 0 | 0.00011415 | 2.3713e-05 | 1.6398e-05 | 1.4769e-05 | 9.1198e-05 | 0.00010116 | 9.8082e-05 | -0.00010473 | 4.5371e-09 | -3.3412e-05 | -3.3412e-05 | 0.00011415 | 0.00011415 | 0.00011415 | 0.00011416 | 0.00011415 | 0.00011415 | 9.1034e-05 | 0.00012705 | 8.7621e-05 | 6.7472e-05 | 0 | 0.00011415 | 0.00011415 | 0.00011415 | 0.00011415 | 0.00013664 | 0.00015466 | 0.00011489 | 9.1864e-05 | 8.6269e-05 | 0.00010877 | 8.11e-05 | 6.8265e-05 | 8.6597e-05 | 0.00011247 | 0.00014362 | 0.00014362
03/15 17:00:00 | 3 | 15 | 17 | 1769 | WE | 0.00013018 | 0.00017635 | 0.00017635 | 7.136e-06 | 0.00016296 | -2.0051e-12 | 0.00011415 | 0.00065126 | 0.00065126 | 7.0788e-05 | -0.00079783 | 0.00093974 | 0.00017635 | 3.9619e-05 | 0.00012479 | 0.00019228 | 0.00012479 | 0.00011415 | 0 | 0.00011415 | 1.4924e-05 | 1.6398e-05 | 1.4769e-05 | 9.1195e-05 | 9.8756e-05 | 9.6419e-05 | -9.4555e-05 | 8.6271e-12 | -3.0168e-05 | -3.0168e-05 | 0.00011415 | 0.00011415 | 0.00011415 | 0.00011416 | 0.00011415 | 0.00011415 | 9.1034e-05 | 0.0001149 | 8.0897e-05 | 6.3525e-05 | 0 | 0.00011415 | 0.00011415 | 0.00011415 | 0.00011415 | 8.8056e-05 | 0.0001053 | 9.2446e-05 | 8.5004e-05 | 8.6269e-05 | 0.00010389 | 7.8815e-05 | 6.7184e-05 | 8.5864e-05 | 0.00010969 | 0.00014739 | 0.00014739
03/15 18:00:00 | 3 | 15 | 18 | 1770 | WE | 2.675e-05 | 0.00018913 | 0.00018913 | 9.1542e-06 | 0.00016665 | -7.5459e-13 | 0.00011415 | 0.00038832 | 0.00038832 | 0.00015247 | -0.00049232 | 0.00089674 | 0.00018913 | 0.00017966 | 0.00013881 | 0.00020385 | 0.00013881 | 0.00011415 | 0 | 0.00011415 | 6.3888e-06 | 1.6398e-05 | 1.4769e-05 | 9.114e-05 | 9.7733e-05 | 9.5696e-05 | -9.1841e-05 | -5.2747e-09 | -2.9306e-05 | -2.9306e-05 | 0.00011415 | 0.00011415 | 0.00011415 | 0.00011416 | 0.00011415 | 0.00011415 | 9.1034e-05 | 0.00010945 | 7.7389e-05 | 6.1008e-05 | 0 | 0.00011415 | 0.00011415 | 0.00011415 | 0.00011415 | 4.0331e-05 | 6.7298e-05 | 7.5432e-05 | 8.0142e-05 | 8.629e-05 | 0.00010158 | 7.7612e-05 | 6.6495e-05 | 8.58e-05 | 0.00011004 | 0.00015002 | 0.00015002
03/15 19:00:00 | 3 | 15 | 19 | 1771 | WE | 0 | 0.00022313 | 0.00022313 | 0.0010473 | 0.00017074 | -3.8268e-13 | 0.00011415 | 0 | 0 | 0.00021236 | -0.00025373 | 0.00084203 | 0.00022313 | 0.00032321 | 0.00014748 | 0.00024351 | 0.00014748 | 0.00011415 | 0.00022925 | 0.00011415 | 0 | 1.6398e-05 | 1.4769e-05 | 0.0001027 | 9.6312e-05 | 9.8285e-05 | -9.2132e-05 | -1.2022e-08 | -2.9403e-05 | -2.9403e-05 | 0.00011415 | 0.00011415 | 0.00011415 | 0.00011415 | 0.00011415 | 0.00011415 | 9.1034e-05 | 0.00010291 | 7.5124e-05 | 6.0927e-05 | 0.00019295 | 0.00011415 | 0.00011415 | 0.00011415 | 0.00011415 | 4.7414e-06 | 4.4873e-05 | 6.6429e-05 | 7.8912e-05 | 9.1198e-05 | 0.00010644 | 8.7954e-05 | 7.9379e-05 | 8.5702e-05 | 9.6618e-05 | 0.0001712 | 0.0001712
03/15 20:00:00 | 3 | 15 | 20 | 1772 | WE | 0 | 0.00020043 | 0.00020043 | -0.0010213 | 0.00017178 | -2.8567e-13 | 0.00011415 | 0 | 0 | 0.00028587 | -0.00012628 | 0.00077519 | 0.00020043 | 0.00024992 | 0.0001514 | 0.00020723 | 0.0001514 | 0.00011415 | 0.00022925 | 0.00011415 | 0 | 1.6398e-05 | 1.4769e-05 | 0.00010191 | 9.3938e-05 | 9.6402e-05 | -9.2124e-05 | -7.4297e-09 | -2.9398e-05 | -2.9398e-05 | 0.00011415 | 0.00011415 | 0.00011415 | 0.00011416 | 0.00011415 | 0.00011415 | 9.1034e-05 | 9.0849e-05 | 6.9112e-05 | 5.8004e-05 | 0.00022929 | 0.00011415 | 0.00011415 | 0.00011415 | 0.00011415 | 2.6738e-06 | 3.7324e-05 | 6.1224e-05 | 7.5064e-05 | 9.217e-05 | 0.00010223 | 8.7837e-05 | 8.116e-05 | 8.5665e-05 | 9.8547e-05 | 0.00018655 | 0.00018655
03/15 21:00:00 | 3 | 15 | 21 | 1773 | WE | 0 | 0.00019782 | 0.00019782 | 1.081e-05 | 0.00020123 | 0 | 0.00011415 | 0 | 0 | 0.00034305 | -7.8853e-05 | 0.00067957 | 0.00019782 | 0.00023017 | 0.00015248 | 0.00019855 | 0.00015248 | 0.00011415 | 0.00022925 | 0.00011415 | 0 | 1.6398e-05 | 1.4769e-05 | 9.6624e-05 | 7.8103e-05 | 8.3827e-05 | -6.6114e-05 | -2.4842e-10 | -2.1094e-05 | -2.1094e-05 | 0.00011415 | 0.00011415 | 0.00011415 | 0.00011416 | 0.00011415 | 0.00011415 | 9.1034e-05 | 7.192e-05 | 6.0961e-05 | 5.5362e-05 | 0.00022929 | 0.00011415 | 0.00011415 | 0.00011415 | 0.00011415 | 2.6738e-06 | 2.9495e-05 | 5.6187e-05 | 7.1643e-05 | 9.2178e-05 | 9.0958e-05 | 8.377e-05 | 8.0436e-05 | 8.697e-05 | 0.00010031 | 0.0001872 | 0.0001872
03/15 22:00:00 | 3 | 15 | 22 | 1774 | WE | 0 | 0.00019211 | 0.00019211 | 9.883e-06 | 0.000135 | 2.0697e-12 | 0.00011415 | 0 | 0 | 0.00034849 | -5.6913e-05 | 0.00047648 | 0.00019211 | 0.00023753 | 0.00014889 | 0.00020686 | 0.00014889 | 0.00011415 | 0.00022925 | 0.00011415 | 0 | 1.6398e-05 | 1.3975e-05 | 8.8137e-05 | 7.7423e-05 | 8.0734e-05 | -5.915e-05 | 2.5429e-05 | -1.556e-06 | -1.556e-06 | 0.00011415 | 0.00011415 | 0.00011415 | 0.00011416 | 0.00011415 | 0.00011415 | 9.1034e-05 | 6.8193e-05 | 5.8822e-05 | 5.4034e-05 | 0.00022929 | 0.00011415 | 0.00011415 | 0.00011415 | 0.00011415 | 2.6738e-06 | 2.591e-05 | 5.3784e-05 | 6.9926e-05 | 9.2098e-05 | 8.9604e-05 | 8.3093e-05 | 8.0073e-05 | 8.6702e-05 | 0.00010108 | 0.00019847 | 0.00019847
03/15 23:00:00 | 3 | 15 | 23 | 1775 | WE | 0 | 0.00018336 | 0.00018336 | 0.0010119 | 0.00016101 | 7.9772e-13 | 0.00011415 | 0 | 0 | 0.00023959 | 0.00098869 | -0.0018812 | 0.00018336 | 0.00043603 | 0.00013992 | 0.00019792 | 0.00013992 | 0.00011415 | 0.00022925 | 0.00011415 | 0 | 1.6398e-05 | 1.3975e-05 | 0.00011757 | 7.742e-05 | 8.9827e-05 | 0.00064691 | 0.00049911 | 0.00054626 | 0.00054626 | 0.00011415 | 0.00011415 | 0.00011415 | 0.00011416 | 0.00011415 | 0.00011415 | 9.1034e-05 | 6.8114e-05 | 5.8122e-05 | 5.3017e-05 | 0.00022929 | 0.00011415 | 0.00011415 | 0.00011415 | 0.00011415 | 2.6738e-06 | 2.5458e-05 | 5.2785e-05 | 6.8609e-05 | 9.2412e-05 | 8.9587e-05 | 8.2897e-05 | 7.9794e-05 | 8.6584e-05 | 0.00010165 | 0.00020819 | 0.00020819
03/15 24:00:00 | 3 | 15 | 24 | 1776 | WE | 0 | 0.00014651 | 0.00014651 | -2.7638e-05 | 7.8601e-05 | -1.3906e-12 | 0.00011415 | 0 | 0 | 0.00013341 | 0.0006137 | -0.0053718 | 0.00014651 | 0.00027029 | 0.00012686 | 0.00016476 | 0.00012686 | 0.00011415 | 0.00022925 | 0.00011415 | 0 | 1.6398e-05 | 1.3975e-05 | 8.8173e-05 | 7.7429e-05 | 8.0749e-05 | 0.00047719 | 0.00049917 | 0.00049216 | 0.00049216 | 0.00011415 | 0.00011415 | 0.00011415 | 0.00011416 | 0.00011415 | 0.00011415 | 9.1034e-05 | 6.7729e-05 | 5.9644e-05 | 5.5513e-05 | 0.00022929 | 0.00011415 | 0.00011415 | 0.00011415 | 0.00011415 | 2.6738e-06 | 2.3262e-05 | 5.4025e-05 | 7.184e-05 | 9.2159e-05 | 8.948e-05 | 8.333e-05 | 8.0478e-05 | 8.6497e-05 | 0.00010208 | 0.00021888 | 0.00021888
03/16 01:00:00 | 3 | 16 | 1 | 1777 | WD | 0 | 0.00010547 | 0.00010547 | -0.00094623 | 7.5537e-05 | 0.00025245 | 0.00011415 | 0 | 0 | 5.4452e-05 | 0.00040518 | -0.0055037 | 0.00010547 | 8.8619e-05 | 9.19e-05 | 0.00011585 | 9.19e-05 | 0.00011415 | 0.00022925 | 0.00011415 | 0 | 6.5591e-05 | 0.0001118 | 8.541e-05 | 7.746e-05 | 7.9917e-05 | 0.00049652 | 0.00049932 | 0.00049843 | 0.00049843 | 0.00011415 | 0.00011415 | 0.00011415 | 0.00011416 | 0.00011415 | 0.00011415 | 3.6463e-05 | 6.7924e-05 | 5.8637e-05 | 5.3892e-05 | 0.00022929 | 0.00011415 | 0.00011415 | 0.00011415 | 0.00011415 | 1.2032e-06 | 2.437e-05 | 5.3103e-05 | 6.9742e-05 | 6.7295e-05 | 8.9632e-05 | 8.3075e-05 | 8.0034e-05 | 9.2576e-05 | 0.00010239 | 0.00022076 | 0.00022076
03/16 02:00:00 | 3 | 16 | 2 | 1778 | WD | 0 | 0.00012432 | 0.00012432 | 0.00097377 | 7.4665e-05 | 0.00023244 | 0.00011415 | 0 | 0 | 2.1781e-05 | 0.00040907 | -0.0050902 | 0.00012432 | 0.00013096 | 8.5656e-05 | 0.00014413 | 8.5656e-05 | 0.00011415 | 0.00022925 | 0.00011415 | 0 | 6.5591e-05 | 0.0001118 | 8.6169e-05 | 7.747e-05 | 8.0158e-05 | 0.00051238 | 0.00049936 | 0.00050351 | 0.00050351 | 0.00011415 | 0.00011415 | 0.00011415 | 0.00011416 | 0.00011415 | 0.00011415 | 3.6473e-05 | 6.819e-05 | 6.0618e-05 | 5.6748e-05 | 0.00022929 | 0.00011415 | 0.00011415 | 0.00011415 | 0.00011415 | 1.23e-06 | 2.5894e-05 | 5.6002e-05 | 7.3438e-05 | 6.5996e-05 | 8.9719e-05 | 8.3637e-05 | 8.0816e-05 | 9.2356e-05 | 0.00010266 | 0.00023224 | 0.00023224
03/16 03:00:00 | 3 | 16 | 3 | 1779 | WD | 0 | 0.00013135 | 0.00013135 | 3.5473e-07 | 0 | 0.00022975 | 0.00011415 | 0 | 0 | 2.1781e-05 | 0.00043017 | -0.0049877 | 0.00013135 | 0.00018758 | 8.3946e-05 | 0.00016576 | 8.3946e-05 | 0.00011415 | 0.00022925 | 0.00011415 | 0 | 6.5591e-05 | 0.0001118 | 8.7189e-05 | 7.7477e-05 | 8.0478e-05 | 1.2984e-05 | 3.3943e-05 | 2.7256e-05 | 2.7256e-05 | 0.00011415 | 0.00011415 | 0.00011415 | 0.00011416 | 0.00011415 | 0.00011415 | 4.5596e-05 | 6.8975e-05 | 6.1912e-05 | 5.8304e-05 | 0.00022929 | 0.00011415 | 0.00011415 | 0.00011415 | 0.00011415 | 1.5508e-06 | 3.0373e-05 | 5.892e-05 | 7.5451e-05 | 7.1362e-05 | 8.9958e-05 | 8.4004e-05 | 8.1242e-05 | 9.2462e-05 | 0.00010273 | 0.00022274 | 0.00022274
03/16 04:00:00 | 3 | 16 | 4 | 1780 | WD | 0 | 0.00016377 | 0.00016377 | -0.00081553 | 7.4424e-05 | 0.00022651 | 0.00011415 | 0 | 0 | 2.1781e-05 | 0.00042092 | -0.0019006 | 0.00016377 | 0.00024583 | 8.2211e-05 | 0.00020104 | 8.2211e-05 | 0.00011415 | 0.00022925 | 0.00011415 | 0 | 6.5591e-05 | 0.0001118 | 0.00010005 | 7.751e-05 | 8.4475e-05 | 1.4758e-05 | 3.386e-05 | 2.7765e-05 | 2.7765e-05 | 0.00011415 | 0.00011415 | 0.00011415 | 0.00011416 | 0.00011415 | 0.00011415 | 5.4768e-05 | 7.0282e-05 | 7.6832e-05 | 8.0178e-05 | 0.00022929 | 0.00011415 | 0.00011415 | 0.00011415 | 0.00011415 | 2.0054e-06 | 3.7834e-05 | 7.9583e-05 | 0.00010376 | 7.6901e-05 | 9.0363e-05 | 8.8237e-05 | 8.7251e-05 | 9.2565e-05 | 0.00010273 | 0.00019564 | 0.00019564
03/16 05:00:00 | 3 | 16 | 5 | 1781 | WD | 0 | 0.00016973 | 0.00016973 | 0.00081934 | 7.5134e-05 | 0.00021796 | 0.00011415 | 0 | 0 | 6.5342e-05 | 0.00039807 | 0.0011577 | 0.00016973 | 0.00025957 | 8.1198e-05 | 0.00020735 | 8.1198e-05 | 0.00011415 | 0.00022925 | 0.00011415 | 0 | 6.5591e-05 | 0.0001118 | 0.00010296 | 8.152e-05 | 8.8145e-05 | 1.6437e-05 | 3.3872e-05 | 2.8309e-05 | 2.8309e-05 | 0.00011415 | 0.00011415 | 0.00011415 | 0.00011416 | 0.00011415 | 0.00011415 | 9.1181e-05 | 9.299e-05 | 0.0001022 | 0.0001069 | 0.00022929 | 0.00011415 | 0.00011415 | 0.00011415 | 0.00011415 | 3.0749e-06 | 6.2531e-05 | 0.00011054 | 0.00013835 | 9.5784e-05 | 9.8625e-05 | 9.5872e-05 | 9.4595e-05 | 9.276e-05 | 0.00010267 | 0.0001785 | 0.0001785
03/16 06:00:00 | 3 | 16 | 6 | 1782 | WD | 0 | 0.00016948 | 0.00016948 | 1.9745e-06 | 7.8199e-05 | -1.5577e-12 | 0.00011415 | 0 | 0 | 0.00013613 | 0.00038927 | 0.0031582 | 0.00016948 | 0.00025742 | 8.7512e-05 | 0.00020151 | 8.7512e-05 | 0.00011415 | 0.00022925 | 0.00011415 | 0 | 6.5591e-05 | 0.0001126 | 0.00010808 | 8.7253e-05 | 9.369e-05 | -3.2133e-06 | 8.5775e-06 | 4.8156e-06 | 4.8156e-06 | 0.00011415 | 0.00011415 | 0.00011415 | 0.00011416 | 0.00011415 | 0.00011415 | 0.00012828 | 0.00012421 | 0.00013044 | 0.00013363 | 0.00022929 | 0.00011415 | 0.00011415 | 0.00011415 | 0.00011415 | 6.0161e-06 | 9.1597e-05 | 0.0001431 | 0.00017293 | 0.00011522 | 0.00011205 | 0.00010509 | 0.00010187 | 8.9229e-05 | 0.00012527 | 0.00085464 | 0.00085464
03/16 07:00:00 | 3 | 16 | 7 | 1783 | WD | 1.4178e-05 | 0.00020043 | 0.00020043 | -0.00023679 | 0.0001694 | 7.5464e-14 | 0.00011415 | 7.751e-05 | 7.751e-05 | 0.00015247 | -0.00095849 | 0.00355 | 0.00020043 | -7.6748e-05 | 9.9871e-05 | 0.00023083 | 9.9871e-05 | 0.00011415 | 0.00011463 | 0.00011415 | 7.1047e-06 | 6.5591e-05 | 0.0001126 | 0.00010687 | 0.00010222 | 0.00010366 | -9.0496e-06 | 1.2901e-07 | -2.7995e-06 | -2.7995e-06 | 0.00011415 | 0.00011415 | 0.00011415 | 0.00011416 | 0.00011415 | 0.00011415 | 0.000149 | 0.00014141 | 0.00018933 | 0.00021381 | 0.00011465 | 0.00011415 | 0.00011415 | 0.00011415 | 0.00011415 | 2.3421e-05 | 0.00012087 | 0.00013264 | 0.00013945 | 0.0001243 | 0.00011871 | 0.00012359 | 0.00012585 | 8.832e-05 | 0.0001179 | 0.00087783 | 0.00087783
03/16 08:00:00 | 3 | 16 | 8 | 1784 | WD | 0.00010639 | 0.00019146 | 0.00019146 | 0.0002685 | 0.0001747 | 4.7973e-13 | 0.00011415 | 0.00040513 | 0.00040513 | 0.00013613 | -0.00047107 | 0.0033546 | 0.00019146 | 0.00010971 | 0.00011103 | 0.00021577 | 0.00011103 | 0.00011415 | 0 | 0.00011415 | 0.00010398 | 0.00016398 | 0.0001685 | 0.00011065 | 0.00010472 | 0.00010656 | -9.5952e-06 | 3.5671e-07 | -2.8185e-06 | -2.8185e-06 | 0.00011415 | 0.00011415 | 0.00011415 | 0.00011416 | 0.00011415 | 0.00011415 | 0.00016895 | 0.00015337 | 0.00019337 | 0.00021381 | 0 | 0.00011415 | 0.00011415 | 0.00011415 | 0.00011415 | 0.00011774 | 0.00016306 | 0.00015186 | 0.00014538 | 0.00013643 | 0.00011959 | 0.0001455 | 0.00015752 | 9.4049e-05 | 0.00011543 | 0.00070189 | 0.00070189
03/16 09:00:00 | 3 | 16 | 9 | 1785 | WD | 0.00019954 | 0.00022261 | 0.00022261 | 0.00097927 | 0.0002628 | 1.5523e-12 | 0.00011415 | 0.00033266 | 0.00033266 | 5.9897e-05 | -0.00023087 | 0.0029382 | 0.00022261 | 0.00026249 | 0.00011108 | 0.00025078 | 0.00011108 | 0.00011415 | 0 | 0.00011415 | 0.00034928 | 0.00029516 | 0.0002244 | 0.00011408 | 0.00010605 | 0.00010853 | -9.3413e-06 | 5.6078e-07 | -2.5985e-06 | -2.5985e-06 | 0.00011415 | 0.00011415 | 0.00011415 | 0.00011416 | 0.00011415 | 0.00011415 | 0.0001871 | 0.00015456 | 0.00019377 | 0.00021381 | 0 | 0.00011415 | 0.00011415 | 0.00011415 | 0.00011415 | 0.00022804 | 0.00021421 | 0.00017437 | 0.0001513 | 0.00014713 | 0.00012071 | 0.00015085 | 0.00016483 | 9.3859e-05 | 0.00011382 | 0.00059792 | 0.00059792
03/16 10:00:00 | 3 | 16 | 10 | 1786 | WD | 0.00028175 | 0.00022838 | 0.00022838 | -0.00094205 | 0.00017269 | 0.00021486 | 0.00011415 | 0.00030287 | 0.00030287 | 4.0839e-05 | -0.00015772 | 0.0025033 | 0.00022838 | 0.00037254 | 0.00011156 | 0.0002735 | 0.00011156 | 0.00011415 | 0 | 0.00011415 | 0.0004664 | 0.00029516 | 0.0002244 | 0.00011509 | 0.00010779 | 0.00011004 | -8.7506e-06 | 4.4867e-07 | -2.4864e-06 | -2.4864e-06 | 0.00011415 | 0.00011415 | 0.00011415 | 0.00011416 | 0.00011415 | 0.00011415 | 0.00018706 | 0.00015413 | 0.00019363 | 0.00021381 | 0 | 0.00011415 | 0.00011415 | 0.00011415 | 0.00011415 | 0.00032598 | 0.00024529 | 0.00018915 | 0.00015664 | 0.00014848 | 0.00012117 | 0.00014992 | 0.00016325 | 9.3797e-05 | 0.00011275 | 0.000535 | 0.000535
03/16 11:00:00 | 3 | 16 | 11 | 1787 | WD | 0.00035314 | 0.00018258 | 0.00018258 | 0.0002152 | 0.00016902 | 0.00021991 | 0.00011415 | 0 | 0 | 4.0839e-05 | 0.0011823 | 0.002135 | 0.00018258 | 0.00044984 | 0.00011463 | 0.0002082 | 0.00011463 | 0.00011415 | 0 | 0.00011415 | 0.00047113 | 0.00029516 | 0.0002244 | 0.00014409 | 0.00010938 | 0.00012011 | -8.0563e-06 | 4.208e-07 | -2.2839e-06 | -2.2839e-06 | 0.00011415 | 0.00011415 | 0.00011415 | 0.00011416 | 0.00011415 | 0.00011415 | 0.000187 | 0.00015348 | 0.00019341 | 0.00021381 | 0 | 0.00011415 | 0.00011415 | 0.00011415 | 0.00011415 | 0.00040835 | 0.00024632 | 0.00019238 | 0.00016114 | 0.00014869 | 0.00012152 | 0.00015151 | 0.00016542 | 9.381e-05 | 0.00011173 | 0.00048405 | 0.00048405
03/16 12:00:00 | 3 | 16 | 12 | 1788 | WD | 0.00039309 | 0.00016468 | 0.00016468 | -9.8135e-05 | 0.00016543 | 0.00021998 | 0.00011415 | 0 | 0 | 4.0839e-05 | 0.00075987 | 0.0018448 | 0.00016468 | 0.00034823 | 0.00011458 | 0.00018328 | 0.00011458 | 0.00011415 | 0 | 0.00011415 | 0.00047113 | 0.00029516 | 0.0002244 | 0.00011584 | 0.00011088 | 0.00011241 | -6.741e-06 | 4.0198e-07 | -1.877e-06 | -1.877e-06 | 0.00011415 | 0.00011415 | 0.00011415 | 0.00011416 | 0.00011415 | 0.00011415 | 0.00018694 | 0.0001532 | 0.00019331 | 0.00021381 | 0 | 0.00011415 | 0.00011415 | 0.00011415 | 0.00011415 | 0.00045555 | 0.00024586 | 0.00023678 | 0.00023152 | 0.00014837 | 0.00012195 | 0.00015507 | 0.00017043 | 9.38e-05 | 0.00011104 | 0.00044652 | 0.00044652
03/16 13:00:00 | 3 | 16 | 13 | 1789 | WD | 0.00039591 | 0.00015832 | 0.00015832 | 0.00041507 | 0.00014056 | 0.00021627 | 0.00011415 | 0 | 0 | 4.0839e-05 | 0.00052801 | 0.0015968 | 0.00015832 | 0.00031269 | 0.00011115 | 0.0001787 | 0.00011115 | 0.00011415 | 0 | 0.00011415 | 0.00047113 | 0.00029516 | 0.0002244 | 0.00011722 | 0.00011609 | 0.00011644 | -5.7221e-06 | 2.6972e-07 | -1.642e-06 | -1.642e-06 | 0.00011415 | 0.00011415 | 0.00011415 | 0.00011416 | 0.00011415 | 0.00011415 | 0.00018653 | 0.00015279 | 0.00019317 | 0.00021381 | 0 | 0.00011415 | 0.00011415 | 0.00011415 | 0.00011415 | 0.00046387 | 0.00024525 | 0.0002369 | 0.00023206 | 0.00014667 | 0.00012366 | 0.00015362 | 0.00016752 | 9.3911e-05 | 0.00011042 | 0.00039899 | 0.00039899
03/16 14:00:00 | 3 | 16 | 14 | 1790 | WD | 0.00036359 | 0.00015489 | 0.00015489 | 0.0005098 | 0.00010241 | 0.00022375 | 0.00011415 | 0 | 0 | 4.0839e-05 | 0.000446 | 0.0013891 | 0.00015489 | 0.00029988 | 0.00011051 | 0.00017971 | 0.00011051 | 0.00011415 | 0 | 0.00011415 | 0.00047113 | 0.00029516 | 0.0002244 | 0.00011759 | 0.00011688 | 0.0001171 | -5.2979e-06 | 2.6848e-07 | -1.5075e-06 | -1.5075e-06 | 0.00011415 | 0.00011415 | 0.00011415 | 0.00011416 | 0.00011415 | 0.00011415 | 0.00018548 | 0.00015218 | 0.00019297 | 0.00021381 | 0 | 0.00011415 | 0.00011415 | 0.00011415 | 0.00011415 | 0.00043278 | 0.00024314 | 0.00023528 | 0.00023073 | 0.00014597 | 0.00012375 | 0.00015135 | 0.00016415 | 9.4176e-05 | 0.00011004 | 0.00036128 | 0.00036128
03/16 15:00:00 | 3 | 16 | 15 | 1791 | WD | 0.00030207 | 0.00015166 | 0.00015166 | -0.00099641 | 0.00015929 | 0.00023635 | 0.00011415 | 0 | 0 | 4.0839e-05 | 0.00039005 | 0.001189 | 0.00015166 | 0.00027039 | 0.00010956 | 0.00016673 | 0.00010956 | 0.00011415 | 0 | 0.00011415 | 0.00047113 | 0.00029516 | 0.0002244 | 0.00011446 | 0.0001136 | 0.00011387 | -5.0066e-06 | 1.9064e-07 | -1.4676e-06 | -1.4676e-06 | 0.00011415 | 0.00011415 | 0.00011415 | 0.00011416 | 0.00011415 | 0.00011415 | 0.00016661 | 0.00015069 | 0.00019246 | 0.00021381 | 0 | 0.00011415 | 0.00011415 | 0.00011415 | 0.00011415 | 0.00033329 | 0.00023592 | 0.00018755 | 0.00015953 | 0.00013412 | 0.00012213 | 0.00015088 | 0.00016421 | 9.4439e-05 | 0.00010984 | 0.00033766 | 0.00033766
03/16 16:00:00 | 3 | 16 | 16 | 1792 | WD | 0.00022122 | 0.00013197 | 0.00013197 | 0.0010057 | 7.965e-05 | 0.00024949 | 0.00011415 | 0 | 0 | 4.0839e-05 | 0.00036238 | 0.0010374 | 0.00013197 | 0.0002406 | 0.00011092 | 0.00014886 | 0.00011092 | 0.00011415 | 0 | 0.00011415 | 0.0004307 | 0.00029516 | 0.0002244 | 0.00010663 | 0.00011344 | 0.00011133 | -4.7769e-06 | 1.1787e-07 | -1.4438e-06 | -1.4438e-06 | 0.00011415 | 0.00011415 | 0.00011415 | 0.00011416 | 0.00011415 | 0.00011415 | 0.00014779 | 0.00014413 | 0.00015206 | 0.00015611 | 0 | 0.00011415 | 0.00011415 | 0.00011415 | 0.00011415 | 0.00022639 | 0.00020381 | 0.00014629 | 0.00011299 | 0.00012296 | 0.0001201 | 0.00014128 | 0.00015111 | 9.4144e-05 | 0.00010984 | 0.00033784 | 0.00033784
03/16 17:00:00 | 3 | 16 | 17 | 1793 | WD | 0.00012691 | 0.00015671 | 0.00015671 | 6.9811e-06 | 0.00016086 | -2.0051e-12 | 0.00011415 | 0.00065006 | 0.00065006 | 7.0788e-05 | -0.00074653 | 0.0009476 | 0.00015671 | 4.4545e-05 | 0.00012 | 0.00016566 | 0.00012 | 0.00011415 | 0 | 0.00011415 | 0.00026814 | 0.00029516 | 0.0002244 | 0.00010516 | 0.00011383 | 0.00011115 | -4.3831e-06 | 1.3903e-07 | -1.3038e-06 | -1.3038e-06 | 0.00011415 | 0.00011415 | 0.00011415 | 0.00011416 | 0.00011415 | 0.00011415 | 0.00012914 | 0.00013924 | 0.00012923 | 0.00012411 | 0 | 0.00011415 | 0.00011415 | 0.00011415 | 0.00011415 | 0.00012652 | 0.0001443 | 0.00010766 | 8.6449e-05 | 0.00011321 | 0.00011877 | 0.00013309 | 0.00013974 | 8.7595e-05 | 0.00011014 | 0.00035237 | 0.00035237
03/16 18:00:00 | 3 | 16 | 18 | 1794 | WD | 2.5844e-05 | 0.0001537 | 0.0001537 | 0.0010212 | 8.2093e-05 | -7.5459e-13 | 0.00011415 | 0.0003901 | 0.0003901 | 0.00015247 | -0.00048058 | 0.00088728 | 0.0001537 | 0.00015968 | 0.00013406 | 0.00016717 | 0.00013406 | 0.00011415 | 0 | 0.00011415 | 2.5672e-05 | 6.5591e-05 | 0.0001126 | 0.00010498 | 0.00011124 | 0.0001093 | -4.0378e-06 | -4.2508e-08 | -1.3172e-06 | -1.3172e-06 | 0.00011415 | 0.00011415 | 0.00011415 | 0.00011416 | 0.00011415 | 0.00011415 | 0.00012867 | 0.0001283 | 0.00011252 | 0.00010446 | 0 | 0.00011415 | 0.00011415 | 0.00011415 | 0.00011415 | 5.818e-05 | 9.7178e-05 | 7.9904e-05 | 6.9901e-05 | 0.0001116 | 0.00011441 | 0.00010709 | 0.0001037 | 8.7578e-05 | 0.00011054 | 0.00041063 | 0.00041063
03/16 19:00:00 | 3 | 16 | 19 | 1795 | WD | 0 | 0.00020259 | 0.00020259 | 1.0628e-05 | 0.00016771 | -3.8268e-13 | 0.00011415 | 3.4817e-05 | 3.4817e-05 | 0.00021236 | -0.00025097 | 0.00082362 | 0.00020259 | 0.00031023 | 0.00014271 | 0.00021573 | 0.00014271 | 0.00011415 | 0.00017194 | 0.00011415 | 1.7021e-06 | 6.5591e-05 | 0.0001126 | 0.00011377 | 0.0001074 | 0.00010937 | -3.852e-06 | -3.9776e-07 | -1.4999e-06 | -1.4999e-06 | 0.00011415 | 0.00011415 | 0.00011415 | 0.00011416 | 0.00011415 | 0.00011415 | 0.00011028 | 0.00012066 | 0.00010103 | 9.1006e-05 | 0.00019014 | 0.00011415 | 0.00011415 | 0.00011415 | 0.00011415 | 6.6481e-06 | 7.2091e-05 | 6.3802e-05 | 5.9001e-05 | 0.00010691 | 0.00011696 | 0.00011267 | 0.00011069 | 8.7579e-05 | 0.00011135 | 0.0004456 | 0.0004456
03/16 20:00:00 | 3 | 16 | 20 | 1796 | WD | 0 | 0.00019128 | 0.00019128 | -0.00013284 | 0.00016835 | -2.8565e-13 | 0.00011415 | 0 | 0 | 0.00028587 | -0.00012531 | 0.00073457 | 0.00019128 | 0.0002581 | 0.00014653 | 0.00019575 | 0.00014653 | 0.00011415 | 0.00022925 | 0.00011415 | 0 | 6.5591e-05 | 0.0001126 | 0.00011196 | 0.00010217 | 0.00010519 | -3.6507e-06 | -4.5662e-07 | -1.4757e-06 | -1.4757e-06 | 0.00011415 | 0.00011415 | 0.00011415 | 0.00011416 | 0.00011415 | 0.00011415 | 0.00010984 | 0.00010476 | 8.6009e-05 | 7.6429e-05 | 0.00022929 | 0.00011415 | 0.00011415 | 0.00011415 | 0.00011415 | 4.8306e-06 | 5.9917e-05 | 8.4608e-05 | 9.8906e-05 | 0.00010624 | 0.00011208 | 0.00010516 | 0.00010196 | 8.7544e-05 | 0.00011198 | 0.00051704 | 0.00051704
03/16 21:00:00 | 3 | 16 | 21 | 1797 | WD | 0 | 0.00018803 | 0.00018803 | 0.00015191 | 0.00016618 | 0 | 0.00011415 | 0 | 0 | 0.00034305 | -7.9055e-05 | 0.00063066 | 0.00018803 | 0.00024419 | 0.00014762 | 0.00019093 | 0.00014762 | 0.00011415 | 0.00022925 | 0.00011415 | 0 | 6.5591e-05 | 0.0001126 | 0.00010579 | 8.6469e-05 | 9.2441e-05 | 1.5979e-05 | -2.8787e-07 | 4.9022e-06 | 4.9022e-06 | 0.00011415 | 0.00011415 | 0.00011415 | 0.00011415 | 0.00011415 | 0.00011415 | 0.00010924 | 9.2279e-05 | 7.4921e-05 | 6.6052e-05 | 0.00022929 | 0.00011415 | 0.00011415 | 0.00011415 | 0.00011415 | 3.2016e-06 | 4.5412e-05 | 7.0785e-05 | 8.5478e-05 | 0.0001044 | 0.0001004 | 9.876e-05 | 9.7999e-05 | 8.9094e-05 | 9.7275e-05 | 0.00053241 | 0.00053241
03/16 22:00:00 | 3 | 16 | 22 | 1798 | WD | 0 | 0.00018615 | 0.00018615 | 8.0239e-06 | 0.00016352 | 2.0698e-12 | 0.00011415 | 0 | 0 | 0.00034849 | -5.5988e-05 | 0.00044055 | 0.00018615 | 0.00024489 | 0.00014405 | 0.0001951 | 0.00014405 | 0.00011415 | 0.00022925 | 0.00011415 | 0 | 6.5591e-05 | 0.0001118 | 9.658e-05 | 8.1437e-05 | 8.6116e-05 | 2.3324e-05 | 7.1664e-06 | 1.2322e-05 | 1.2322e-05 | 0.00011415 | 0.00011415 | 0.00011415 | 0.00011416 | 0.00011415 | 0.00011415 | 0.00010883 | 6.9436e-05 | 6.3877e-05 | 6.1037e-05 | 0.00022929 | 0.00011415 | 0.00011415 | 0.00011415 | 0.00011415 | 2.0797e-06 | 3.3003e-05 | 6.2124e-05 | 7.8988e-05 | 0.0001028 | 9.1429e-05 | 9.0436e-05 | 8.9976e-05 | 8.9322e-05 | 9.7768e-05 | 3.0559e-05 | 3.0559e-05
03/16 23:00:00 | 3 | 16 | 23 | 1799 | WD | 0 | 0.00016305 | 0.00016305 | -0.00033318 | 7.9584e-05 | 7.9772e-13 | 0.00011415 | 0 | 0 | 0.00023959 | 0.00096651 | -0.0018467 | 0.00016305 | 0.00042504 | 0.00013614 | 0.00018209 | 0.00013614 | 0.00011415 | 0.00022925 | 0.00011415 | 0 | 6.5591e-05 | 0.0001118 | 0.00012422 | 8.0973e-05 | 9.4339e-05 | 2.456e-05 | 1.2832e-05 | 1.6574e-05 | 1.6574e-05 | 0.00011415 | 0.00011415 | 0.00011415 | 0.00011416 | 0.00011415 | 0.00011415 | 9.9691e-05 | 6.8344e-05 | 6.1493e-05 | 5.7992e-05 | 0.00022929 | 0.00011415 | 0.00011415 | 0.00011415 | 0.00011415 | 1.729e-06 | 2.6771e-05 | 5.7344e-05 | 7.5048e-05 | 9.769e-05 | 9.0958e-05 | 8.9774e-05 | 8.9225e-05 | 8.9362e-05 | 9.9681e-05 | 1.4834e-05 | 1.4834e-05
03/16 24:00:00 | 3 | 16 | 24 | 1800 | WD | 0 | 0.00013444 | 0.00013444 | 0.00033778 | 0.00015533 | -1.3906e-12 | 0.00011415 | 0 | 0 | 0.00013341 | 0.00058153 | -0.0046575 | 0.00013444 | 0.00022916 | 0.00012638 | 0.0001361 | 0.00012638 | 0.00011415 | 0.00022925 | 0.00011415 | 0 | 6.5591e-05 | 0.0001118 | 8.9347e-05 | 8.0114e-05 | 8.2967e-05 | 2.5665e-05 | 1.421e-05 | 1.7865e-05 | 1.7865e-05 | 0.00011415 | 0.00011415 | 0.00011415 | 0.00011416 | 0.00011415 | 0.00011415 | 4.5468e-05 | 6.8027e-05 | 5.8924e-05 | 5.4272e-05 | 0.00022929 | 0.00011415 | 0.00011415 | 0.00011415 | 0.00011415 | 1.2032e-06 | 2.496e-05 | 5.3631e-05 | 7.0234e-05 | 7.2047e-05 | 9.057e-05 | 8.3739e-05 | 8.0571e-05 | 8.9635e-05 | 0.00010053 | 3.9339e-05 | 3.9339e-05
03/17 01:00:00 | 3 | 17 | 1 | 1801 | WD | 0 | 6.9036e-05 | 6.9036e-05 | 9.721e-07 | 0 | 0.00025245 | 0.00011415 | 0 | 0 | 5.4452e-05 | 0.00036836 | -0.0052619 | 6.9036e-05 | 3.4404e-05 | 9.19e-05 | 7.538e-05 | 9.19e-05 | 0.00011415 | 0.00022925 | 0.00011415 | 0 | 6.5591e-05 | 0.0001118 | 8.821e-05 | 7.951e-05 | 8.2198e-05 | 2.6681e-05 | 1.4748e-05 | 1.8555e-05 | 1.8555e-05 | 0.00011415 | 0.00011415 | 0.00011415 | 0.00011416 | 0.00011415 | 0.00011415 | 3.6463e-05 | 6.7924e-05 | 5.8637e-05 | 5.3892e-05 | 0.00022929 | 0.00011415 | 0.00011415 | 0.00011415 | 0.00011415 | 1.2032e-06 | 2.437e-05 | 5.3103e-05 | 6.9742e-05 | 6.6766e-05 | 9.0332e-05 | 8.3555e-05 | 8.0412e-05 | 8.9758e-05 | 0.00010103 | 4.3663e-05 | 4.3663e-05
03/17 02:00:00 | 3 | 17 | 2 | 1802 | WD | 0 | 0.00010978 | 0.00010978 | 0 | 7.4664e-05 | 0.00023244 | 0.00011415 | 0 | 0 | 2.1781e-05 | 0.00040776 | -0.0042504 | 0.00010978 | 0.00012084 | 8.5656e-05 | 0.00012342 | 8.5656e-05 | 0.00011415 | 0.00022925 | 0.00011415 | 0 | 6.5591e-05 | 0.0001118 | 8.8014e-05 | 7.8552e-05 | 8.1476e-05 | 2.7721e-05 | 1.5246e-05 | 1.9226e-05 | 1.9226e-05 | 0.00011415 | 0.00011415 | 0.00011415 | 0.00011416 | 0.00011415 | 0.00011415 | 3.6473e-05 | 6.819e-05 | 6.0618e-05 | 5.6748e-05 | 0.00022929 | 0.00011415 | 0.00011415 | 0.00011415 | 0.00011415 | 1.23e-06 | 2.5894e-05 | 5.6002e-05 | 7.3438e-05 | 6.5456e-05 | 9.008e-05 | 8.4002e-05 | 8.1183e-05 | 8.9806e-05 | 0.00010137 | 5.4031e-05 | 5.4031e-05
03/17 03:00:00 | 3 | 17 | 3 | 1803 | WD | 0 | 0.00012241 | 0.00012241 | 1.9122e-07 | 7.4358e-05 | 0.00022975 | 0.00011415 | 0 | 0 | 2.1781e-05 | 0.00043079 | -0.005136 | 0.00012241 | 0.00016391 | 8.3946e-05 | 0.00014181 | 8.3946e-05 | 0.00011415 | 0.00022925 | 0.00011415 | 0 | 6.5591e-05 | 0.0001118 | 8.8817e-05 | 7.7868e-05 | 8.1252e-05 | 2.8607e-05 | 1.6234e-05 | 2.0182e-05 | 2.0182e-05 | 0.00011415 | 0.00011415 | 0.00011415 | 0.00011416 | 0.00011415 | 0.00011415 | 4.5596e-05 | 6.8975e-05 | 6.1912e-05 | 5.8304e-05 | 0.00022929 | 0.00011415 | 0.00011415 | 0.00011415 | 0.00011415 | 1.5508e-06 | 3.0373e-05 | 5.892e-05 | 7.5451e-05 | 7.0851e-05 | 9.0078e-05 | 8.4284e-05 | 8.1597e-05 | 8.9734e-05 | 0.00010163 | 6.7615e-05 | 6.7615e-05
03/17 04:00:00 | 3 | 17 | 4 | 1804 | WD | 0 | 0.00012108 | 0.00012108 | 2.9717e-07 | 0 | 0.00022651 | 0.00011415 | 0 | 0 | 2.1781e-05 | 0.00039619 | -0.0020519 | 0.00012108 | 0.00018233 | 8.2211e-05 | 0.0001515 | 8.2211e-05 | 0.00011415 | 0.00022925 | 0.00011415 | 0 | 6.5591e-05 | 0.0001118 | 0.00014822 | 7.7574e-05 | 9.9406e-05 | 2.8362e-05 | 2.5581e-05 | 2.6468e-05 | 2.6468e-05 | 0.00011415 | 0.00011415 | 0.00011415 | 0.00011416 | 0.00011415 | 0.00011415 | 5.4768e-05 | 7.0282e-05 | 7.6832e-05 | 8.0178e-05 | 0.00022929 | 0.00011415 | 0.00011415 | 0.00011415 | 0.00011415 | 2.0054e-06 | 3.7834e-05 | 7.9583e-05 | 0.00010376 | 7.689e-05 | 9.0371e-05 | 8.8807e-05 | 8.8081e-05 | 8.9667e-05 | 0.00010186 | 5.6805e-05 | 5.6805e-05
03/17 05:00:00 | 3 | 17 | 5 | 1805 | WD | 0 | 0.00013687 | 0.00013687 | 0 | 7.5141e-05 | 0.00021796 | 0.00011415 | 0 | 0 | 6.5342e-05 | 0.00036987 | 0.00096897 | 0.00013687 | 0.00019814 | 8.1198e-05 | 0.00016058 | 8.1198e-05 | 0.00011415 | 0.00022925 | 0.00011415 | 0 | 6.5591e-05 | 0.0001118 | 0.0001418 | 8.1573e-05 | 0.00010019 | 3.1197e-05 | 3.2325e-05 | 3.1965e-05 | 3.1965e-05 | 0.00011415 | 0.00011415 | 0.00011415 | 0.00011416 | 0.00011415 | 0.00011415 | 9.1181e-05 | 9.299e-05 | 0.0001022 | 0.0001069 | 0.00022929 | 0.00011415 | 0.00011415 | 0.00011415 | 0.00011415 | 3.0749e-06 | 6.2531e-05 | 0.00011054 | 0.00013835 | 9.5669e-05 | 9.8632e-05 | 9.6699e-05 | 9.5803e-05 | 8.9419e-05 | 0.00010199 | 5.6928e-05 | 5.6928e-05
03/17 06:00:00 | 3 | 17 | 6 | 1806 | WD | 0 | 0.00014413 | 0.00014413 | 0.0005208 | 7.8173e-05 | -1.5577e-12 | 0.00011415 | 0 | 0 | 0.00013613 | 0.00036241 | 0.0029211 | 0.00014413 | 0.00020751 | 8.7512e-05 | 0.00016543 | 8.7512e-05 | 0.00011415 | 0.00022925 | 0.00011415 | 0 | 6.5591e-05 | 0.0001126 | 0.00012788 | 8.7277e-05 | 9.9825e-05 | 9.9543e-06 | 8.3825e-06 | 8.884e-06 | 8.884e-06 | 0.00011415 | 0.00011415 | 0.00011415 | 0.00011416 | 0.00011415 | 0.00011415 | 0.00012828 | 0.00012421 | 0.00013044 | 0.00013363 | 0.00022929 | 0.00011415 | 0.00011415 | 0.00011415 | 0.00011415 | 6.0161e-06 | 9.1597e-05 | 0.0001431 | 0.00017293 | 0.00011496 | 0.00011205 | 0.00010635 | 0.00010371 | 8.5925e-05 | 0.00012447 | 0.00054606 | 0.00054606
03/17 07:00:00 | 3 | 17 | 7 | 1807 | WD | 1.4244e-05 | 0.00017446 | 0.00017446 | -0.00052368 | 0.00016937 | 7.5464e-14 | 0.00011415 | 8.0911e-05 | 8.0911e-05 | 0.00015247 | -0.00077973 | 0.0033323 | 0.00017446 | -1.7518e-05 | 9.9871e-05 | 0.00019386 | 9.9871e-05 | 0.00011415 | 5.7313e-05 | 0.00011415 | 7.4165e-06 | 6.5591e-05 | 0.0001126 | 0.00010775 | 0.00010222 | 0.00010393 | 3.6994e-06 | 1.4797e-07 | 1.2811e-06 | 1.2811e-06 | 0.00011415 | 0.00011415 | 0.00011415 | 0.00011416 | 0.00011415 | 0.00011415 | 0.000149 | 0.0001414 | 0.00018932 | 0.00021381 | 7.5498e-05 | 0.00011415 | 0.00011415 | 0.00011415 | 0.00011415 | 2.3905e-05 | 0.00012104 | 0.00013272 | 0.00013949 | 0.00012319 | 0.0001168 | 0.00012122 | 0.00012327 | 8.6946e-05 | 0.00011762 | 0.00053144 | 0.00053144
03/17 08:00:00 | 3 | 17 | 8 | 1808 | WD | 0.0001066 | 0.00016968 | 0.00016968 | 1.3908e-05 | 0.00026064 | 4.7973e-13 | 0.00011415 | 0.0004027 | 0.0004027 | 0.00013613 | -0.00045588 | 0.0031335 | 0.00016968 | 7.1043e-05 | 0.00011103 | 0.0001718 | 0.00011103 | 0.00011415 | 0 | 0.00011415 | 0.00010335 | 0.00016398 | 0.0001685 | 0.00011133 | 0.00010451 | 0.00010662 | 3.0915e-06 | 5.0758e-08 | 1.0209e-06 | 1.0209e-06 | 0.00011415 | 0.00011415 | 0.00011415 | 0.00011416 | 0.00011415 | 0.00011415 | 0.00016895 | 0.00015337 | 0.00019337 | 0.00021381 | 0 | 0.00011415 | 0.00011415 | 0.00011415 | 0.00011415 | 0.0001172 | 0.00016277 | 0.00015174 | 0.00014535 | 0.00013634 | 0.00011952 | 0.00014617 | 0.00015853 | 9.3217e-05 | 0.00011524 | 0.00039788 | 0.00039788
03/17 09:00:00 | 3 | 17 | 9 | 1809 | WD | 0.00020394 | 0.00019571 | 0.00019571 | 0.00050765 | 0.00017654 | 1.5523e-12 | 0.00011415 | 0.00033969 | 0.00033969 | 5.9897e-05 | -0.00022772 | 0.0027383 | 0.00019571 | 0.00021628 | 0.00011108 | 0.00022551 | 0.00011108 | 0.00011415 | 0 | 0.00011415 | 0.00035666 | 0.00029516 | 0.0002244 | 0.00011451 | 0.00010441 | 0.00010754 | 2.8791e-06 | 1.6493e-08 | 9.2984e-07 | 9.2984e-07 | 0.00011415 | 0.00011415 | 0.00011415 | 0.00011416 | 0.00011415 | 0.00011415 | 0.0001871 | 0.00015456 | 0.00019377 | 0.00021381 | 0 | 0.00011415 | 0.00011415 | 0.00011415 | 0.00011415 | 0.00023241 | 0.00021617 | 0.00017525 | 0.00015156 | 0.00014706 | 0.00012013 | 0.00015131 | 0.00016578 | 9.3282e-05 | 0.00011364 | 0.00031487 | 0.00031487
03/17 10:00:00 | 3 | 17 | 10 | 1810 | WD | 0.0002889 | 0.00021524 | 0.00021524 | 1.4082e-07 | 0.00017262 | 0.00021486 | 0.00011415 | 0.00030425 | 0.00030425 | 4.0839e-05 | -0.00016072 | 0.0023088 | 0.00021524 | 0.00031352 | 0.00011156 | 0.0002548 | 0.00011156 | 0.00011415 | 0 | 0.00011415 | 0.00046852 | 0.00029516 | 0.0002244 | 0.00011474 | 0.0001042 | 0.00010746 | 2.723e-06 | -1.0727e-08 | 8.6148e-07 | 8.6148e-07 | 0.00011415 | 0.00011415 | 0.00011415 | 0.00011416 | 0.00011415 | 0.00011415 | 0.00018706 | 0.00015413 | 0.00019363 | 0.00021381 | 0 | 0.00011415 | 0.00011415 | 0.00011415 | 0.00011415 | 0.00033111 | 0.00024585 | 0.00018955 | 0.00015695 | 0.00014845 | 0.00011991 | 0.00014997 | 0.00016391 | 9.3297e-05 | 0.00011293 | 0.00028232 | 0.00028232
03/17 11:00:00 | 3 | 17 | 11 | 1811 | WD | 0.00036192 | 0.0001863 | 0.0001863 | 0.00057562 | 0.00016894 | 0.00021991 | 0.00011415 | 0 | 0 | 4.0839e-05 | 0.0010438 | 0.001944 | 0.0001863 | 0.00045738 | 0.00011463 | 0.00021351 | 0.00011463 | 0.00011415 | 0 | 0.00011415 | 0.00047113 | 0.00029516 | 0.0002244 | 0.00014345 | 0.00010392 | 0.00011614 | 2.9693e-06 | -2.4114e-08 | 9.3095e-07 | 9.3095e-07 | 0.00011415 | 0.00011415 | 0.00011415 | 0.00011416 | 0.00011415 | 0.00011415 | 0.000187 | 0.00015348 | 0.00019341 | 0.00021381 | 0 | 0.00011415 | 0.00011415 | 0.00011415 | 0.00011415 | 0.00041381 | 0.00024632 | 0.00019258 | 0.00016146 | 0.00014871 | 0.0001196 | 0.00015118 | 0.00016582 | 9.3372e-05 | 0.00011229 | 0.00026301 | 0.00026301
03/17 12:00:00 | 3 | 17 | 12 | 1812 | WD | 0.00040072 | 0.00016969 | 0.00016969 | 8.8982e-06 | 0.00016538 | 0.00021998 | 0.00011415 | 0 | 0 | 4.0839e-05 | 0.00076553 | 0.0016617 | 0.00016969 | 0.00034959 | 0.00011458 | 0.00019042 | 0.00011458 | 0.00011415 | 0 | 0.00011415 | 0.00047113 | 0.00029516 | 0.0002244 | 0.00011447 | 0.00010379 | 0.00010709 | 2.5874e-06 | -2.2524e-08 | 8.1017e-07 | 8.1017e-07 | 0.00011415 | 0.00011415 | 0.00011415 | 0.00011416 | 0.00011415 | 0.00011415 | 0.00018694 | 0.0001532 | 0.00019331 | 0.00021381 | 0 | 0.00011415 | 0.00011415 | 0.00011415 | 0.00011415 | 0.00046122 | 0.00024586 | 0.00023697 | 0.00023183 | 0.00014837 | 0.00011946 | 0.00015456 | 0.00017084 | 9.341e-05 | 0.00011168 | 0.00023456 | 0.00023456
03/17 13:00:00 | 3 | 17 | 13 | 1813 | WD | 0.0004047 | 0.0001656 | 0.0001656 | 0.00041842 | 0.00016263 | 0.00021627 | 0.00011415 | 0 | 0 | 4.0839e-05 | 0.00051827 | 0.0014229 | 0.0001656 | 0.00030758 | 0.00011115 | 0.00018573 | 0.00011115 | 0.00011415 | 0 | 0.00011415 | 0.00047113 | 0.00029516 | 0.0002244 | 0.00011529 | 0.00010791 | 0.00011019 | 2.5937e-06 | -1.9123e-08 | 8.1452e-07 | 8.1452e-07 | 0.00011415 | 0.00011415 | 0.00011415 | 0.00011416 | 0.00011415 | 0.00011415 | 0.00018653 | 0.00015279 | 0.00019317 | 0.00021381 | 0 | 0.00011415 | 0.00011415 | 0.00011415 | 0.00011415 | 0.00046963 | 0.00024525 | 0.0002371 | 0.00023238 | 0.00014667 | 0.00012079 | 0.00015295 | 0.00016786 | 9.3456e-05 | 0.00011117 | 0.00020155 | 0.00020155
03/17 14:00:00 | 3 | 17 | 14 | 1814 | WD | 0.00037211 | 0.00015186 | 0.00015186 | -0.00040572 | 8.0478e-05 | 0.00022375 | 0.00011415 | 0 | 0 | 4.0839e-05 | 0.0004328 | 0.0012254 | 0.00015186 | 0.00028018 | 0.00011051 | 0.0001787 | 0.00011051 | 0.00011415 | 0 | 0.00011415 | 0.00047113 | 0.00029516 | 0.0002244 | 0.00011525 | 0.00010753 | 0.00010992 | 2.5356e-06 | -1.1463e-08 | 8.012e-07 | 8.012e-07 | 0.00011415 | 0.00011415 | 0.00011415 | 0.00011416 | 0.00011415 | 0.00011415 | 0.00018548 | 0.00015218 | 0.00019297 | 0.00021381 | 0 | 0.00011415 | 0.00011415 | 0.00011415 | 0.00011415 | 0.00043849 | 0.00024314 | 0.00023548 | 0.00023105 | 0.00014598 | 0.00012046 | 0.00015048 | 0.00016441 | 9.3502e-05 | 0.00011086 | 0.00017744 | 0.00017744
03/17 15:00:00 | 3 | 17 | 15 | 1815 | WD | 0.00030877 | 0.00015256 | 0.00015256 | 0.00038714 | 0.0001593 | 0.00023635 | 0.00011415 | 0 | 0 | 4.0839e-05 | 0.00038805 | 0.0010458 | 0.00015256 | 0.00025692 | 0.00010956 | 0.000168 | 0.00010956 | 0.00011415 | 0 | 0.00011415 | 0.00047113 | 0.00029516 | 0.0002244 | 0.00011243 | 0.00010375 | 0.00010643 | 2.4922e-06 | -5.8128e-09 | 7.9119e-07 | 7.9119e-07 | 0.00011415 | 0.00011415 | 0.00011415 | 0.00011416 | 0.00011415 | 0.00011415 | 0.00016661 | 0.00015069 | 0.00019246 | 0.00021381 | 0 | 0.00011415 | 0.00011415 | 0.00011415 | 0.00011415 | 0.00033829 | 0.00023592 | 0.00018776 | 0.00015986 | 0.00013412 | 0.00011867 | 0.00015 | 0.00016453 | 9.3555e-05 | 0.00011049 | 0.00015382 | 0.00015382
03/17 16:00:00 | 3 | 17 | 16 | 1816 | WD | 0.00022961 | 0.0001471 | 0.0001471 | -0.00037745 | 7.9613e-05 | 0.00024949 | 0.00011415 | 0 | 0 | 4.0839e-05 | 0.0003635 | 0.00089751 | 0.0001471 | 0.00025308 | 0.00011092 | 0.0001704 | 0.00011092 | 0.00011415 | 0 | 0.00011415 | 0.00043764 | 0.00029516 | 0.0002244 | 0.00010404 | 0.00010296 | 0.00010329 | 2.4542e-06 | -9.2602e-09 | 7.7672e-07 | 7.7672e-07 | 0.00011415 | 0.00011415 | 0.00011415 | 0.00011416 | 0.00011415 | 0.00011415 | 0.00014779 | 0.00014413 | 0.00015206 | 0.00015611 | 0 | 0.00011415 | 0.00011415 | 0.00011415 | 0.00011415 | 0.0002308 | 0.00020557 | 0.00014709 | 0.00011323 | 0.00012298 | 0.00011642 | 0.00014022 | 0.00015126 | 9.352e-05 | 0.00011079 | 0.00017478 | 0.00017478
03/17 17:00:00 | 3 | 17 | 17 | 1817 | WD | 0.0001346 | 0.00017544 | 0.00017544 | 0.00029509 | 0.0001609 | -2.0051e-12 | 0.00011415 | 0.0006701 | 0.0006701 | 7.0788e-05 | -0.00093439 | 0.00081969 | 0.00017544 | 1.1904e-06 | 0.00012 | 0.00019231 | 0.00012 | 0.00011415 | 0 | 0.00011415 | 0.00027641 | 0.00029516 | 0.0002244 | 0.00010161 | 0.00010244 | 0.00010218 | 2.207e-06 | -1.3143e-08 | 6.9522e-07 | 6.9522e-07 | 0.00011415 | 0.00011415 | 0.00011415 | 0.00011416 | 0.00011415 | 0.00011415 | 0.00012914 | 0.00013924 | 0.00012923 | 0.00012411 | 0 | 0.00011415 | 0.00011415 | 0.00011415 | 0.00011415 | 0.00013017 | 0.00014637 | 0.00010854 | 8.6633e-05 | 0.00011325 | 0.00011478 | 0.00013182 | 0.00013972 | 8.7248e-05 | 0.00011145 | 0.00022188 | 0.00022188
03/17 18:00:00 | 3 | 17 | 18 | 1818 | WD | 2.8814e-05 | 0.00017857 | 0.00017857 | 0.00073106 | 0.00016416 | -7.5459e-13 | 0.00011415 | 0.00040744 | 0.00040744 | 0.00015247 | -0.00048653 | 0.00078665 | 0.00017857 | 0.00015647 | 0.00013406 | 0.00019019 | 0.00013406 | 0.00011415 | 0 | 0.00011415 | 2.6813e-05 | 6.5591e-05 | 0.0001126 | 0.00010181 | 0.00010035 | 0.0001008 | 1.9306e-06 | -7.0522e-09 | 6.1115e-07 | 6.1115e-07 | 0.00011415 | 0.00011415 | 0.00011415 | 0.00011416 | 0.00011415 | 0.00011415 | 0.00012867 | 0.00012828 | 0.00011252 | 0.00010446 | 0 | 0.00011415 | 0.00011415 | 0.00011415 | 0.00011415 | 6.0623e-05 | 9.8131e-05 | 8.032e-05 | 7.0006e-05 | 0.00011162 | 0.00011058 | 0.00010588 | 0.0001037 | 8.727e-05 | 0.00011176 | 0.00040106 | 0.00040106
03/17 19:00:00 | 3 | 17 | 19 | 1819 | WD | 0 | 0.00020852 | 0.00020852 | 1.0842e-05 | 0.00016754 | -3.8268e-13 | 0.00011415 | 3.6173e-05 | 3.6173e-05 | 0.00021236 | -0.00025165 | 0.00074031 | 0.00020852 | 0.00029634 | 0.00014271 | 0.00022419 | 0.00014271 | 0.00011415 | 0.00017194 | 0.00011415 | 1.7684e-06 | 6.5591e-05 | 0.0001126 | 9.9818e-05 | 9.8853e-05 | 9.9151e-05 | 1.7701e-06 | -6.0333e-09 | 5.6065e-07 | 5.6065e-07 | 0.00011415 | 0.00011415 | 0.00011415 | 0.00011416 | 0.00011415 | 0.00011415 | 0.00011028 | 0.00012066 | 0.00010103 | 9.1006e-05 | 0.00019014 | 0.00011415 | 0.00011415 | 0.00011415 | 0.00011415 | 6.7645e-06 | 7.2127e-05 | 6.3818e-05 | 5.9006e-05 | 0.00010682 | 0.00011396 | 0.00011173 | 0.00011069 | 8.725e-05 | 0.00011235 | 0.00042604 | 0.00042604
03/17 20:00:00 | 3 | 17 | 20 | 1820 | WD | 0 | 0.00019699 | 0.00019699 | 1.0479e-05 | 0.00016825 | -2.8565e-13 | 0.00011415 | 0 | 0 | 0.00028587 | -0.00012503 | 0.00067215 | 0.00019699 | 0.00024636 | 0.00014653 | 0.00020389 | 0.00014653 | 0.00011415 | 0.00022925 | 0.00011415 | 0 | 6.5591e-05 | 0.0001126 | 9.9385e-05 | 9.5761e-05 | 9.6881e-05 | 1.6761e-06 | -6.7533e-09 | 5.3016e-07 | 5.3016e-07 | 0.00011415 | 0.00011415 | 0.00011415 | 0.00011416 | 0.00011415 | 0.00011415 | 0.00010984 | 0.00010476 | 8.6009e-05 | 7.6429e-05 | 0.00022929 | 0.00011415 | 0.00011415 | 0.00011415 | 0.00011415 | 4.8306e-06 | 5.9917e-05 | 8.4608e-05 | 9.8906e-05 | 0.00010618 | 0.00010983 | 0.00010445 | 0.00010196 | 8.7221e-05 | 0.00011282 | 0.00049606 | 0.00049606
03/17 21:00:00 | 3 | 17 | 21 | 1821 | WD | 0 | 0.00019372 | 0.00019372 | 9.5072e-06 | 0.0001369 | 0 | 0.00011415 | 0 | 0 | 0.00034305 | -7.8531e-05 | 0.00058733 | 0.00019372 | 0.00023419 | 0.00014762 | 0.00020344 | 0.00014762 | 0.00011415 | 0.00022925 | 0.00011415 | 0 | 6.5591e-05 | 0.0001126 | 9.5978e-05 | 8.1731e-05 | 8.6134e-05 | 2.3797e-05 | -1.8514e-09 | 7.5913e-06 | 7.5913e-06 | 0.00011415 | 0.00011415 | 0.00011415 | 0.00011415 | 0.00011415 | 0.00011415 | 0.00010924 | 9.2279e-05 | 7.4921e-05 | 6.6052e-05 | 0.00022929 | 0.00011415 | 0.00011415 | 0.00011415 | 0.00011415 | 3.2016e-06 | 4.5412e-05 | 7.0785e-05 | 8.5478e-05 | 0.0001044 | 9.8729e-05 | 9.823e-05 | 9.7999e-05 | 8.8831e-05 | 9.6755e-05 | 0.00052877 | 0.00052877
03/17 22:00:00 | 3 | 17 | 22 | 1822 | WD | 0 | 0.00018311 | 0.00018311 | 8.4834e-06 | 0.00011044 | 2.0698e-12 | 0.00011415 | 0 | 0 | 0.00034849 | -5.5775e-05 | 0.00041439 | 0.00018311 | 0.00022685 | 0.00014405 | 0.00019878 | 0.00014405 | 0.00011415 | 0.00022925 | 0.00011415 | 0 | 6.5591e-05 | 0.0001118 | 9.5554e-05 | 7.7226e-05 | 8.289e-05 | 3.1033e-05 | 2.5804e-05 | 2.7472e-05 | 2.7472e-05 | 0.00011415 | 0.00011415 | 0.00011415 | 0.00011416 | 0.00011415 | 0.00011415 | 0.00010883 | 6.9436e-05 | 6.3877e-05 | 6.1037e-05 | 0.00022929 | 0.00011415 | 0.00011415 | 0.00011415 | 0.00011415 | 2.0797e-06 | 3.3003e-05 | 6.2124e-05 | 7.8988e-05 | 0.00010287 | 8.9953e-05 | 9.0573e-05 | 9.0861e-05 | 8.901e-05 | 9.8149e-05 | 2.2806e-05 | 2.2806e-05
03/17 23:00:00 | 3 | 17 | 23 | 1823 | WD | 0 | 0.00017713 | 0.00017713 | 6.0225e-06 | 0.00015908 | 7.9772e-13 | 0.00011415 | 0 | 0 | 0.00023959 | 0.0011166 | -0.0018933 | 0.00017713 | 0.00042864 | 0.00013614 | 0.00019013 | 0.00013614 | 0.00011415 | 0.00022925 | 0.00011415 | 0 | 6.5591e-05 | 0.0001118 | 0.000124 | 7.7275e-05 | 9.1714e-05 | 3.2422e-05 | 3.4412e-05 | 3.3777e-05 | 3.3777e-05 | 0.00011415 | 0.00011415 | 0.00011415 | 0.00011416 | 0.00011415 | 0.00011415 | 9.9691e-05 | 6.8344e-05 | 6.1493e-05 | 5.7992e-05 | 0.00022929 | 0.00011415 | 0.00011415 | 0.00011415 | 0.00011415 | 1.729e-06 | 2.6771e-05 | 5.7344e-05 | 7.5048e-05 | 9.7809e-05 | 8.9664e-05 | 9.0004e-05 | 9.0161e-05 | 8.9099e-05 | 0.00010015 | 1.886e-05 | 1.886e-05
03/17 24:00:00 | 3 | 17 | 24 | 1824 | WD | 0 | 0.00014469 | 0.00014469 | 1.8219e-06 | 7.7702e-05 | -1.3906e-12 | 0.00011415 | 0 | 0 | 0.00013341 | 0.00060183 | -0.00518 | 0.00014469 | 0.00025102 | 0.00012638 | 0.0001624 | 0.00012638 | 0.00011415 | 0.00022925 | 0.00011415 | 0 | 6.5591e-05 | 0.0001118 | 8.8784e-05 | 7.7335e-05 | 8.0873e-05 | 0.00054323 | 0.00049878 | 0.00051296 | 0.00051296 | 0.00011415 | 0.00011415 | 0.00011415 | 0.00011416 | 0.00011415 | 0.00011415 | 4.5468e-05 | 6.8027e-05 | 5.8924e-05 | 5.4272e-05 | 0.00022929 | 0.00011415 | 0.00011415 | 0.00011415 | 0.00011415 | 1.2032e-06 | 2.496e-05 | 5.3631e-05 | 7.0234e-05 | 7.2245e-05 | 8.9605e-05 | 8.3817e-05 | 8.1132e-05 | 8.9439e-05 | 0.00010119 | 5.0072e-05 | 5.0072e-05
03/18 01:00:00 | 3 | 18 | 1 | 1825 | WD | 0 | 0.00010619 | 0.00010619 | 8.4178e-07 | 7.5541e-05 | 0.00025245 | 0.00011415 | 0 | 0 | 5.4452e-05 | 0.00039369 | -0.0056034 | 0.00010619 | 6.8973e-05 | 9.19e-05 | 0.00011687 | 9.19e-05 | 0.00011415 | 0.00022925 | 0.00011415 | 0 | 6.5591e-05 | 0.0001118 | 8.7687e-05 | 7.7381e-05 | 8.0566e-05 | 0.00053649 | 0.00049898 | 0.00051095 | 0.00051095 | 0.00011415 | 0.00011415 | 0.00011415 | 0.00011416 | 0.00011415 | 0.00011415 | 3.6463e-05 | 6.7924e-05 | 5.8637e-05 | 5.3892e-05 | 0.00022929 | 0.00011415 | 0.00011415 | 0.00011415 | 0.00011415 | 1.2032e-06 | 2.437e-05 | 5.3103e-05 | 6.9742e-05 | 6.7003e-05 | 8.9601e-05 | 8.3627e-05 | 8.0856e-05 | 8.961e-05 | 0.00010191 | 8.5681e-05 | 8.5681e-05
03/18 02:00:00 | 3 | 18 | 2 | 1826 | WD | 0 | 0.00015037 | 0.00015037 | 0.00097348 | 0 | 0.00023244 | 0.00011415 | 0 | 0 | 2.1781e-05 | 0.00045185 | -0.0049751 | 0.00015037 | 0.00018482 | 8.5656e-05 | 0.00019247 | 8.5656e-05 | 0.00011415 | 0.00022925 | 0.00011415 | 0 | 6.5591e-05 | 0.0001118 | 8.7543e-05 | 7.7359e-05 | 8.0507e-05 | 0.00053695 | 0.00049888 | 0.00051103 | 0.00051103 | 0.00011415 | 0.00011415 | 0.00011415 | 0.00011416 | 0.00011415 | 0.00011415 | 3.6473e-05 | 6.819e-05 | 6.0618e-05 | 5.6748e-05 | 0.00022929 | 0.00011415 | 0.00011415 | 0.00011415 | 0.00011415 | 1.23e-06 | 2.5894e-05 | 5.6002e-05 | 7.3438e-05 | 6.5818e-05 | 8.9687e-05 | 8.4119e-05 | 8.1536e-05 | 8.9694e-05 | 0.00010265 | 0.00012673 | 0.00012673
03/18 03:00:00 | 3 | 18 | 3 | 1827 | WD | 0 | 0.00018566 | 0.00018566 | -0.0009706 | 7.4363e-05 | 0.00022975 | 0.00011415 | 0 | 0 | 2.1781e-05 | 0.00047012 | -0.0049746 | 0.00018566 | 0.00025084 | 8.3946e-05 | 0.00023184 | 8.3946e-05 | 0.00011415 | 0.00022925 | 0.00011415 | 0 | 6.5591e-05 | 0.0001118 | 8.8311e-05 | 7.7305e-05 | 8.0706e-05 | 0.00054197 | 0.00049864 | 0.00051247 | 0.00051247 | 0.00011415 | 0.00011415 | 0.00011415 | 0.00011416 | 0.00011415 | 0.00011415 | 4.5596e-05 | 6.8975e-05 | 6.1912e-05 | 5.8304e-05 | 0.00022929 | 0.00011415 | 0.00011415 | 0.00011415 | 0.00011415 | 1.5508e-06 | 3.0373e-05 | 5.892e-05 | 7.5451e-05 | 7.1363e-05 | 8.9916e-05 | 8.4391e-05 | 8.1828e-05 | 8.9664e-05 | 0.00010334 | 0.00017158 | 0.00017158
03/18 04:00:00 | 3 | 18 | 4 | 1828 | WD | 0 | 0.0001909 | 0.0001909 | 4.0188e-07 | 0 | 0.00022651 | 0.00011415 | 0 | 0 | 2.1781e-05 | 0.00043725 | -0.002162 | 0.0001909 | 0.00028342 | 8.2211e-05 | 0.00025089 | 8.2211e-05 | 0.00011415 | 0.00022925 | 0.00011415 | 0 | 6.5591e-05 | 0.0001118 | 0.00010088 | 7.7267e-05 | 8.4565e-05 | 0.00061601 | 0.00049848 | 0.00053597 | 0.00053597 | 0.00011415 | 0.00011415 | 0.00011415 | 0.00011416 | 0.00011415 | 0.00011415 | 5.4768e-05 | 7.0282e-05 | 7.6832e-05 | 8.0178e-05 | 0.00022929 | 0.00011415 | 0.00011415 | 0.00011415 | 0.00011415 | 2.0054e-06 | 3.7834e-05 | 7.9583e-05 | 0.00010376 | 7.6977e-05 | 9.0303e-05 | 8.9217e-05 | 8.8713e-05 | 8.9711e-05 | 0.00010376 | 0.0001639 | 0.0001639
03/18 05:00:00 | 3 | 18 | 5 | 1829 | WD | 0 | 0.0002039 | 0.0002039 | 0 | 7.514e-05 | 0.00021796 | 0.00011415 | 0 | 0 | 6.5342e-05 | 0.00041147 | 0.00098184 | 0.0002039 | 0.00029449 | 8.1198e-05 | 0.00025599 | 8.1198e-05 | 0.00011415 | 0.00022925 | 0.00011415 | 0 | 6.5591e-05 | 0.0001118 | 0.00010375 | 8.127e-05 | 8.8218e-05 | 0.00063317 | 0.00052308 | 0.0005582 | 0.0005582 | 0.00011415 | 0.00011415 | 0.00011415 | 0.00011416 | 0.00011415 | 0.00011415 | 9.1181e-05 | 9.299e-05 | 0.0001022 | 0.0001069 | 0.00022929 | 0.00011415 | 0.00011415 | 0.00011415 | 0.00011415 | 3.0749e-06 | 6.2531e-05 | 0.00011054 | 0.00013835 | 9.5805e-05 | 9.8565e-05 | 9.7261e-05 | 9.6656e-05 | 8.9369e-05 | 0.0001039 | 0.00016025 | 0.00016025
03/18 06:00:00 | 3 | 18 | 6 | 1830 | WD | 0 | 0.00020904 | 0.00020904 | 0.00099519 | 7.817e-05 | -1.5577e-12 | 0.00011415 | 0 | 0 | 0.00013613 | 0.00040059 | 0.0029077 | 0.00020904 | 0.00030091 | 8.7512e-05 | 0.00025784 | 8.7512e-05 | 0.00011415 | 0.00022925 | 0.00011415 | 0 | 6.5591e-05 | 0.0001126 | 0.00010864 | 8.6982e-05 | 9.3675e-05 | 0.00064606 | 0.00054011 | 0.00057391 | 0.00057391 | 0.00011415 | 0.00011415 | 0.00011415 | 0.00011416 | 0.00011415 | 0.00011415 | 0.00012828 | 0.00012421 | 0.00013044 | 0.00013363 | 0.00022929 | 0.00011415 | 0.00011415 | 0.00011415 | 0.00011415 | 6.0161e-06 | 9.1597e-05 | 0.0001431 | 0.00017293 | 0.00011523 | 0.000112 | 0.00010684 | 0.00010445 | 8.4759e-05 | 0.00012646 | 0.00063855 | 0.00063855
03/18 07:00:00 | 3 | 18 | 7 | 1831 | WD | 1.7822e-05 | 0.00023829 | 0.00023829 | -0.0010148 | 0.00018621 | 7.5464e-14 | 0.00011415 | 8.9021e-05 | 8.9021e-05 | 0.00015247 | -0.00083937 | 0.0033191 | 0.00023829 | -0.00013531 | 9.9871e-05 | 0.00028218 | 9.9871e-05 | 0.00011415 | 5.7313e-05 | 0.00011415 | 8.1599e-06 | 6.5591e-05 | 0.0001126 | 0.00010714 | 0.00010175 | 0.00010341 | 0.00063233 | 0.00062471 | 0.00062714 | 0.00062714 | 0.00011415 | 0.00011415 | 0.00011415 | 0.00011416 | 0.00011415 | 0.00011415 | 0.000149 | 0.00014135 | 0.00018931 | 0.00021381 | 7.5498e-05 | 0.00011415 | 0.00011415 | 0.00011415 | 0.00011415 | 2.5472e-05 | 0.00012137 | 0.00013292 | 0.00013961 | 0.00012356 | 0.00011668 | 0.00012118 | 0.00012327 | 8.633e-05 | 0.00012122 | 0.00069755 | 0.00069755
03/18 08:00:00 | 3 | 18 | 8 | 1832 | WD | 0.00011766 | 0.0002437 | 0.0002437 | 0.0010598 | 0.00024451 | 4.7973e-13 | 0.00011415 | 0.00041802 | 0.00041802 | 0.00013613 | -0.00046867 | 0.0031009 | 0.0002437 | -7.6437e-06 | 0.00011103 | 0.0002796 | 0.00011103 | 0.00011415 | 0 | 0.00011415 | 0.00010729 | 0.00016398 | 0.0001685 | 0.00011053 | 0.00010402 | 0.00010603 | 0.00065144 | 0.0006386 | 0.0006427 | 0.0006427 | 0.00011415 | 0.00011415 | 0.00011415 | 0.00011416 | 0.00011415 | 0.00011415 | 0.00016895 | 0.00015337 | 0.00019337 | 0.00021381 | 0 | 0.00011415 | 0.00011415 | 0.00011415 | 0.00011415 | 0.00012135 | 0.00016464 | 0.0001526 | 0.00014563 | 0.00013671 | 0.00011941 | 0.00014538 | 0.00015743 | 9.2585e-05 | 0.00011879 | 0.00056375 | 0.00056375
03/18 09:00:00 | 3 | 18 | 9 | 1833 | WD | 0.00021909 | 0.00027009 | 0.00027009 | 1.4393e-05 | 0.00017511 | 1.5523e-12 | 0.00011415 | 0.00034718 | 0.00034718 | 5.9897e-05 | -0.0002351 | 0.0026856 | 0.00027009 | 0.00016664 | 0.00011108 | 0.00033161 | 0.00011108 | 0.00011415 | 0 | 0.00011415 | 0.00036452 | 0.00029516 | 0.0002244 | 0.00011371 | 0.00010392 | 0.00010694 | 0.00066975 | 0.00063795 | 0.0006481 | 0.0006481 | 0.00011415 | 0.00011415 | 0.00011415 | 0.00011416 | 0.00011415 | 0.00011415 | 0.0001871 | 0.00015456 | 0.00019377 | 0.00021381 | 0 | 0.00011415 | 0.00011415 | 0.00011415 | 0.00011415 | 0.00023727 | 0.00021825 | 0.0001762 | 0.00015185 | 0.00014742 | 0.00012002 | 0.00015045 | 0.00016457 | 9.2596e-05 | 0.00011721 | 0.00047939 | 0.00047939
03/18 10:00:00 | 3 | 18 | 10 | 1834 | WD | 0.00030486 | 0.00030983 | 0.00030983 | 1.9374e-05 | 0.00017258 | 0.00021486 | 0.00011415 | 0.00030558 | 0.00030558 | 4.0839e-05 | -0.00017669 | 0.0022507 | 0.00030983 | 0.00032031 | 0.00011156 | 0.00038945 | 0.00011156 | 0.00011415 | 0 | 0.00011415 | 0.00047058 | 0.00029516 | 0.0002244 | 0.00011415 | 0.00010379 | 0.00010699 | 0.00067207 | 0.00063716 | 0.0006483 | 0.0006483 | 0.00011415 | 0.00011415 | 0.00011415 | 0.00011416 | 0.00011415 | 0.00011415 | 0.00018706 | 0.00015413 | 0.00019363 | 0.00021381 | 0 | 0.00011415 | 0.00011415 | 0.00011415 | 0.00011415 | 0.00033516 | 0.00024639 | 0.0001899 | 0.00015719 | 0.00014879 | 0.00011983 | 0.00014917 | 0.00016278 | 9.2788e-05 | 0.00011626 | 0.00044858 | 0.00044858
03/18 11:00:00 | 3 | 18 | 11 | 1835 | WD | 0.00037428 | 0.0002502 | 0.0002502 | 1.099e-05 | 0.00019363 | 0.00021991 | 0.00011415 | 0 | 0 | 4.0839e-05 | 0.0013597 | 0.0018965 | 0.0002502 | 0.00057292 | 0.00011463 | 0.00030076 | 0.00011463 | 0.00011415 | 0 | 0.00011415 | 0.00047113 | 0.00029516 | 0.0002244 | 0.00014325 | 0.00010364 | 0.00011589 | 0.00084267 | 0.00063627 | 0.00070212 | 0.00070212 | 0.00011415 | 0.00011415 | 0.00011415 | 0.00011416 | 0.00011415 | 0.00011415 | 0.000187 | 0.00015348 | 0.00019341 | 0.00021381 | 0 | 0.00011415 | 0.00011415 | 0.00011415 | 0.00011415 | 0.00041407 | 0.00024632 | 0.0001926 | 0.00016149 | 0.00014899 | 0.00011956 | 0.00015051 | 0.00016487 | 9.288e-05 | 0.00011519 | 0.00040877 | 0.00040877
03/18 12:00:00 | 3 | 18 | 12 | 1836 | WD | 0.00041552 | 0.00023226 | 0.00023226 | 9.3369e-06 | 0.00014117 | 0.00021998 | 0.00011415 | 0 | 0 | 4.0839e-05 | 0.0008192 | 0.0016271 | 0.00023226 | 0.00046155 | 0.00011458 | 0.00028314 | 0.00011458 | 0.00011415 | 0 | 0.00011415 | 0.00047113 | 0.00029516 | 0.0002244 | 0.00011429 | 0.00010365 | 0.00010694 | 0.00067261 | 0.00063632 | 0.0006479 | 0.0006479 | 0.00011415 | 0.00011415 | 0.00011415 | 0.00011416 | 0.00011415 | 0.00011415 | 0.00018694 | 0.0001532 | 0.00019331 | 0.00021381 | 0 | 0.00011415 | 0.00011415 | 0.00011415 | 0.00011415 | 0.00046102 | 0.00024586 | 0.00023698 | 0.00023183 | 0.00014865 | 0.00011947 | 0.00015389 | 0.00016985 | 9.296e-05 | 0.00011443 | 0.0003795 | 0.0003795
03/18 13:00:00 | 3 | 18 | 13 | 1837 | WD | 0.00042077 | 0.00026018 | 0.00026018 | 0.0010157 | 0.00016262 | 0.00021627 | 0.00011415 | 0 | 0 | 4.0839e-05 | 0.00060546 | 0.0014032 | 0.00026018 | 0.00047368 | 0.00011115 | 0.00032037 | 0.00011115 | 0.00011415 | 0 | 0.00011415 | 0.00047113 | 0.00029516 | 0.0002244 | 0.00011519 | 0.00010787 | 0.00011013 | 0.00067784 | 0.00066222 | 0.0006672 | 0.0006672 | 0.00011415 | 0.00011415 | 0.00011415 | 0.00011416 | 0.00011415 | 0.00011415 | 0.00018653 | 0.00015279 | 0.00019317 | 0.00021381 | 0 | 0.00011415 | 0.00011415 | 0.00011415 | 0.00011415 | 0.0004694 | 0.00024525 | 0.0002371 | 0.00023238 | 0.00014697 | 0.00012083 | 0.00015223 | 0.00016679 | 9.2996e-05 | 0.00011422 | 0.00036916 | 0.00036916
03/18 14:00:00 | 3 | 18 | 14 | 1838 | WD | 0.00038943 | 0.00026252 | 0.00026252 | -0.001001 | 0.00016093 | 0.00022375 | 0.00011415 | 0 | 0 | 4.0839e-05 | 0.00051488 | 0.0012084 | 0.00026252 | 0.000463 | 0.00011051 | 0.00032409 | 0.00011051 | 0.00011415 | 0 | 0.00011415 | 0.00047113 | 0.00029516 | 0.0002244 | 0.00011507 | 0.0001075 | 0.00010984 | 0.00067699 | 0.00065994 | 0.00066538 | 0.00066538 | 0.00011415 | 0.00011415 | 0.00011415 | 0.00011416 | 0.00011415 | 0.00011415 | 0.00018548 | 0.00015218 | 0.00019297 | 0.00021381 | 0 | 0.00011415 | 0.00011415 | 0.00011415 | 0.00011415 | 0.00043907 | 0.00024314 | 0.00023551 | 0.00023109 | 0.00014629 | 0.00012052 | 0.00014972 | 0.00016326 | 9.31e-05 | 0.00011427 | 0.00036721 | 0.00036721
03/18 15:00:00 | 3 | 18 | 15 | 1839 | WD | 0.00032706 | 0.00024227 | 0.00024227 | 0.0010056 | 7.9638e-05 | 0.00023635 | 0.00011415 | 0 | 0 | 4.0839e-05 | 0.00045636 | 0.0010316 | 0.00024227 | 0.00042781 | 0.00010956 | 0.00030772 | 0.00010956 | 0.00011415 | 0 | 0.00011415 | 0.00047113 | 0.00029516 | 0.0002244 | 0.00011187 | 0.0001036 | 0.00010616 | 0.00065815 | 0.00063603 | 0.00064309 | 0.00064309 | 0.00011415 | 0.00011415 | 0.00011415 | 0.00011416 | 0.00011415 | 0.00011415 | 0.00016661 | 0.00015069 | 0.00019246 | 0.00021381 | 0 | 0.00011415 | 0.00011415 | 0.00011415 | 0.00011415 | 0.00034135 | 0.00023592 | 0.00018788 | 0.00016007 | 0.00013444 | 0.00011869 | 0.00014915 | 0.00016328 | 9.3461e-05 | 0.00011414 | 0.0003512 | 0.0003512
03/18 16:00:00 | 3 | 18 | 16 | 1840 | WD | 0.00024257 | 0.00025555 | 0.00025555 | -0.00099661 | 9.4932e-05 | 0.00024949 | 0.00011415 | 0 | 0 | 4.0839e-05 | 0.00043967 | 0.00089361 | 0.00025555 | 0.00042733 | 0.00011092 | 0.00032247 | 0.00011092 | 0.00011415 | 0 | 0.00011415 | 0.0004386 | 0.00029516 | 0.0002244 | 0.00010361 | 0.00010297 | 0.00010317 | 0.00060976 | 0.00063211 | 0.00062498 | 0.00062498 | 0.00011415 | 0.00011415 | 0.00011415 | 0.00011416 | 0.00011415 | 0.00011415 | 0.00014779 | 0.00014413 | 0.00015206 | 0.00015611 | 0 | 0.00011415 | 0.00011415 | 0.00011415 | 0.00011415 | 0.00023158 | 0.00020581 | 0.00014721 | 0.00011327 | 0.00012334 | 0.0001165 | 0.00013936 | 0.00014997 | 9.3142e-05 | 0.00011454 | 0.00038012 | 0.00038012
03/18 17:00:00 | 3 | 18 | 17 | 1841 | WD | 0.00014605 | 0.00028157 | 0.00028157 | 0.001011 | 0.00014534 | -2.0051e-12 | 0.00011415 | 0.0006834 | 0.0006834 | 7.0788e-05 | -0.0010253 | 0.00080277 | 0.00028157 | -4.1866e-05 | 0.00012 | 0.00034574 | 0.00012 | 0.00011415 | 0 | 0.00011415 | 0.00028189 | 0.00029516 | 0.0002244 | 0.00010145 | 0.00010255 | 0.00010221 | 0.0005968 | 0.00062955 | 0.0006191 | 0.0006191 | 0.00011415 | 0.00011415 | 0.00011415 | 0.00011416 | 0.00011415 | 0.00011415 | 0.00012914 | 0.00013924 | 0.00012923 | 0.00012411 | 0 | 0.00011415 | 0.00011415 | 0.00011415 | 0.00011415 | 0.00013254 | 0.00014775 | 0.00010912 | 8.6753e-05 | 0.00011363 | 0.00011489 | 0.00013097 | 0.00013842 | 8.6634e-05 | 0.00011526 | 0.00043144 | 0.00043144
03/18 18:00:00 | 3 | 18 | 18 | 1842 | WD | 3.1135e-05 | 0.00027355 | 0.00027355 | 7.9184e-06 | 0.00016411 | -7.5459e-13 | 0.00011415 | 0.00040992 | 0.00040992 | 0.00015247 | -0.00052464 | 0.00074929 | 0.00027355 | 0.0001424 | 0.00013406 | 0.00032541 | 0.00013406 | 0.00011415 | 0 | 0.00011415 | 2.6976e-05 | 6.5591e-05 | 0.0001126 | 0.00010158 | 0.00010039 | 0.00010075 | 0.00059726 | 0.00061627 | 0.0006102 | 0.0006102 | 0.00011415 | 0.00011415 | 0.00011415 | 0.00011416 | 0.00011415 | 0.00011415 | 0.00012867 | 0.00012827 | 0.00011252 | 0.00010446 | 0 | 0.00011415 | 0.00011415 | 0.00011415 | 0.00011415 | 6.1005e-05 | 9.8284e-05 | 8.0387e-05 | 7.0022e-05 | 0.000112 | 0.00011067 | 0.00010591 | 0.0001037 | 8.6671e-05 | 0.00011558 | 0.00062998 | 0.00062998
03/18 19:00:00 | 3 | 18 | 19 | 1843 | WD | 0 | 0.00030714 | 0.00030714 | 1.0001e-05 | 0.0001675 | -3.8268e-13 | 0.00011415 | 3.5912e-05 | 3.5912e-05 | 0.00021236 | -0.00026358 | 0.00069866 | 0.00030714 | 0.00035788 | 0.00014271 | 0.00036458 | 0.00014271 | 0.00011415 | 0.00017194 | 0.00011415 | 1.7556e-06 | 6.5591e-05 | 0.0001126 | 0.00011128 | 9.8856e-05 | 0.0001027 | 0.00065397 | 0.00060687 | 0.0006219 | 0.0006219 | 0.00011415 | 0.00011415 | 0.00011415 | 0.00011416 | 0.00011415 | 0.00011415 | 0.00011028 | 0.00012066 | 0.00010103 | 9.1006e-05 | 0.00019014 | 0.00011415 | 0.00011415 | 0.00011415 | 0.00011415 | 6.7559e-06 | 7.2113e-05 | 6.3812e-05 | 5.9006e-05 | 0.00010735 | 0.00011404 | 0.00011175 | 0.00011069 | 8.6629e-05 | 0.00011619 | 0.00066556 | 0.00066556
03/18 20:00:00 | 3 | 18 | 20 | 1844 | WD | 0 | 0.00029533 | 0.00029533 | 1.0439e-05 | 0.00016818 | -2.8565e-13 | 0.00011415 | 0 | 0 | 0.00028587 | -0.00012491 | 0.00065007 | 0.00029533 | 0.00030393 | 0.00014653 | 0.00034388 | 0.00014653 | 0.00011415 | 0.00022925 | 0.00011415 | 0 | 6.5591e-05 | 0.0001126 | 0.00011007 | 9.5728e-05 | 0.00010016 | 0.0006468 | 0.00058767 | 0.00060653 | 0.00060653 | 0.00011415 | 0.00011415 | 0.00011415 | 0.00011416 | 0.00011415 | 0.00011415 | 0.00010984 | 0.00010476 | 8.6009e-05 | 7.6429e-05 | 0.00022929 | 0.00011415 | 0.00011415 | 0.00011415 | 0.00011415 | 4.8306e-06 | 5.9917e-05 | 8.4608e-05 | 9.8906e-05 | 0.00010673 | 0.0001099 | 0.00010447 | 0.00010196 | 8.6759e-05 | 0.00011665 | 0.00073525 | 0.00073525
03/18 21:00:00 | 3 | 18 | 21 | 1845 | WD | 0 | 0.00029654 | 0.00029654 | 9.6593e-06 | 0.00016601 | 0 | 0.00011415 | 0 | 0 | 0.00034305 | -7.76e-05 | 0.00056502 | 0.00029654 | 0.00027374 | 0.00014762 | 0.00034541 | 0.00014762 | 0.00011415 | 0.00022925 | 0.00011415 | 0 | 6.5591e-05 | 0.0001126 | 0.0001041 | 8.1703e-05 | 8.8624e-05 | 0.00062724 | 0.00050157 | 0.00054167 | 0.00054167 | 0.00011415 | 0.00011415 | 0.00011415 | 0.00011416 | 0.00011415 | 0.00011415 | 0.00010924 | 9.2279e-05 | 7.4921e-05 | 6.6052e-05 | 0.00022929 | 0.00011415 | 0.00011415 | 0.00011415 | 0.00011415 | 3.2016e-06 | 4.5412e-05 | 7.0785e-05 | 8.5478e-05 | 0.00010505 | 9.8739e-05 | 9.8234e-05 | 9.7999e-05 | 8.9728e-05 | 9.6071e-05 | 0.00076959 | 0.00076959
03/18 22:00:00 | 3 | 18 | 22 | 1846 | WD | 0 | 0.00027702 | 0.00027702 | 8.5374e-06 | 8.1701e-05 | 2.0698e-12 | 0.00011415 | 0 | 0 | 0.00034849 | -5.4173e-05 | 0.00040209 | 0.00027702 | 0.00026576 | 0.00014405 | 0.0003368 | 0.00014405 | 0.00011415 | 0.00022925 | 0.00011415 | 0 | 6.5591e-05 | 0.0001118 | 9.5191e-05 | 7.7173e-05 | 8.2741e-05 | 0.00057999 | 0.00049193 | 0.00052003 | 0.00052003 | 0.00011415 | 0.00011415 | 0.00011415 | 0.00011416 | 0.00011415 | 0.00011415 | 0.00010883 | 6.9436e-05 | 6.3877e-05 | 6.1037e-05 | 0.00022929 | 0.00011415 | 0.00011415 | 0.00011415 | 0.00011415 | 2.0797e-06 | 3.3003e-05 | 6.2124e-05 | 7.8988e-05 | 0.0001035 | 8.9983e-05 | 9.0402e-05 | 9.0596e-05 | 9.0064e-05 | 0.0001005 | 5.6034e-05 | 5.6034e-05
03/18 23:00:00 | 3 | 18 | 23 | 1847 | WD | 0 | 0.00025918 | 0.00025918 | 5.5822e-06 | 0.00015904 | 7.9772e-13 | 0.00011415 | 0 | 0 | 0.00023959 | 0.0010963 | -0.0019495 | 0.00025918 | 0.00057432 | 0.00013614 | 0.00030694 | 0.00013614 | 0.00011415 | 0.00022925 | 0.00011415 | 0 | 6.5591e-05 | 0.0001118 | 0.00012363 | 7.7148e-05 | 9.1513e-05 | 0.00074764 | 0.00049793 | 0.0005776 | 0.0005776 | 0.00011415 | 0.00011415 | 0.00011415 | 0.00011416 | 0.00011415 | 0.00011415 | 9.9691e-05 | 6.8344e-05 | 6.1493e-05 | 5.7992e-05 | 0.00022929 | 0.00011415 | 0.00011415 | 0.00011415 | 0.00011415 | 1.729e-06 | 2.6771e-05 | 5.7344e-05 | 7.5048e-05 | 9.8396e-05 | 8.9662e-05 | 8.9766e-05 | 8.9814e-05 | 9.0082e-05 | 0.00010202 | 0.00012529 | 0.00012529
03/18 24:00:00 | 3 | 18 | 24 | 1848 | WD | 0 | 0.00022337 | 0.00022337 | 2.039e-06 | 7.7689e-05 | -1.3906e-12 | 0.00011415 | 0 | 0 | 0.00013341 | 0.00074793 | -0.0044203 | 0.00022337 | 0.00039615 | 0.00012638 | 0.0002744 | 0.00012638 | 0.00011415 | 0.00022925 | 0.00011415 | 0 | 6.5591e-05 | 0.0001118 | 8.8443e-05 | 7.7139e-05 | 8.0632e-05 | 0.00054183 | 0.00049792 | 0.00051193 | 0.00051193 | 0.00011415 | 0.00011415 | 0.00011415 | 0.00011416 | 0.00011415 | 0.00011415 | 4.5468e-05 | 6.8027e-05 | 5.8924e-05 | 5.4272e-05 | 0.00022929 | 0.00011415 | 0.00011415 | 0.00011415 | 0.00011415 | 1.2032e-06 | 2.496e-05 | 5.3631e-05 | 7.0234e-05 | 7.2784e-05 | 8.9573e-05 | 8.3552e-05 | 8.0759e-05 | 9.0638e-05 | 0.00010292 | 0.00017071 | 0.00017071
03/19 01:00:00 | 3 | 19 | 1 | 1849 | WD | 0 | 0.00016835 | 0.00016835 | 8.1051e-07 | 7.5536e-05 | 0.00025245 | 0.00011415 | 0 | 0 | 5.4452e-05 | 0.0004682 | -0.0054437 | 0.00016835 | 0.00016762 | 9.19e-05 | 0.00020536 | 9.19e-05 | 0.00011415 | 0.00022925 | 0.00011415 | 0 | 6.5591e-05 | 0.0001118 | 8.737e-05 | 7.7141e-05 | 8.0302e-05 | 0.00053601 | 0.00049794 | 0.00051008 | 0.00051008 | 0.00011415 | 0.00011415 | 0.00011415 | 0.00011416 | 0.00011415 | 0.00011415 | 3.6463e-05 | 6.7924e-05 | 5.8637e-05 | 5.3892e-05 | 0.00022929 | 0.00011415 | 0.00011415 | 0.00011415 | 0.00011415 | 1.2032e-06 | 2.437e-05 | 5.3103e-05 | 6.9742e-05 | 6.7516e-05 | 8.9548e-05 | 8.3413e-05 | 8.0567e-05 | 9.0935e-05 | 0.00010346 | 0.00019175 | 0.00019175
03/19 02:00:00 | 3 | 19 | 2 | 1850 | WD | 0 | 0.00017996 | 0.00017996 | 0.00097345 | 0 | 0.00023244 | 0.00011415 | 0 | 0 | 2.1781e-05 | 0.00047945 | -0.0060849 | 0.00017996 | 0.00021741 | 8.5656e-05 | 0.00023459 | 8.5656e-05 | 0.00011415 | 0.00022925 | 0.00011415 | 0 | 6.5591e-05 | 0.0001118 | 8.7283e-05 | 7.7155e-05 | 8.0285e-05 | 0.00053591 | 0.000498 | 0.0005101 | 0.0005101 | 0.00011415 | 0.00011415 | 0.00011415 | 0.00011416 | 0.00011415 | 0.00011415 | 3.6473e-05 | 6.819e-05 | 6.0618e-05 | 5.6748e-05 | 0.00022929 | 0.00011415 | 0.00011415 | 0.00011415 | 0.00011415 | 1.23e-06 | 2.5894e-05 | 5.6002e-05 | 7.3438e-05 | 6.6237e-05 | 8.9638e-05 | 8.3948e-05 | 8.1309e-05 | 9.1105e-05 | 0.00010382 | 0.00020164 | 0.00020164
03/19 03:00:00 | 3 | 19 | 3 | 1851 | WD | 0 | 0.00020548 | 0.00020548 | -0.00097058 | 7.4363e-05 | 0.00022975 | 0.00011415 | 0 | 0 | 2.1781e-05 | 0.00045415 | -0.0049815 | 0.00020548 | 0.00027312 | 8.3946e-05 | 0.00026006 | 8.3946e-05 | 0.00011415 | 0.00022925 | 0.00011415 | 0 | 6.5591e-05 | 0.0001118 | 8.8129e-05 | 7.7156e-05 | 8.0547e-05 | 0.00054125 | 0.000498 | 0.0005118 | 0.0005118 | 0.00011415 | 0.00011415 | 0.00011415 | 0.00011416 | 0.00011415 | 0.00011415 | 4.5596e-05 | 6.8975e-05 | 6.1912e-05 | 5.8304e-05 | 0.00022929 | 0.00011415 | 0.00011415 | 0.00011415 | 0.00011415 | 1.5508e-06 | 3.0373e-05 | 5.892e-05 | 7.5451e-05 | 7.163e-05 | 8.9877e-05 | 8.4287e-05 | 8.1695e-05 | 9.1029e-05 | 0.00010407 | 0.00021725 | 0.00021725
03/19 04:00:00 | 3 | 19 | 4 | 1852 | WD | 0 | 0.00020914 | 0.00020914 | 0.00097059 | 7.4412e-05 | 0.00022651 | 0.00011415 | 0 | 0 | 2.1781e-05 | 0.00041814 | -0.0017233 | 0.00020914 | 0.00029081 | 8.2211e-05 | 0.00026563 | 8.2211e-05 | 0.00011415 | 0.00022925 | 0.00011415 | 0 | 6.5591e-05 | 0.0001118 | 0.00010074 | 7.7163e-05 | 8.4449e-05 | 0.0006155 | 0.00049803 | 0.00053551 | 0.00053551 | 0.00011415 | 0.00011415 | 0.00011415 | 0.00011416 | 0.00011415 | 0.00011415 | 5.4768e-05 | 7.0282e-05 | 7.6832e-05 | 8.0178e-05 | 0.00022929 | 0.00011415 | 0.00011415 | 0.00011415 | 0.00011415 | 2.0054e-06 | 3.7834e-05 | 7.9583e-05 | 0.00010376 | 7.7181e-05 | 9.0274e-05 | 8.9004e-05 | 8.8415e-05 | 9.0886e-05 | 0.00010421 | 0.00019742 | 0.00019742
03/19 05:00:00 | 3 | 19 | 5 | 1853 | WD | 0 | 0.000205 | 0.000205 | 9.2536e-10 | 0 | 0.00021796 | 0.00011415 | 0 | 0 | 6.5342e-05 | 0.00039927 | 0.0014891 | 0.000205 | 0.00029939 | 8.1198e-05 | 0.0002689 | 8.1198e-05 | 0.00011415 | 0.00022925 | 0.00011415 | 0 | 6.5591e-05 | 0.0001118 | 0.00010362 | 8.1183e-05 | 8.8118e-05 | 0.00063272 | 0.0005227 | 0.0005578 | 0.0005578 | 0.00011415 | 0.00011415 | 0.00011415 | 0.00011416 | 0.00011415 | 0.00011415 | 9.1181e-05 | 9.299e-05 | 0.0001022 | 0.0001069 | 0.00022929 | 0.00011415 | 0.00011415 | 0.00011415 | 0.00011415 | 3.0749e-06 | 6.2531e-05 | 0.00011054 | 0.00013835 | 9.5978e-05 | 9.8539e-05 | 9.709e-05 | 9.6419e-05 | 9.0361e-05 | 0.0001042 | 0.00018874 | 0.00018874
03/19 06:00:00 | 3 | 19 | 6 | 1854 | WD | 0 | 0.00022854 | 0.00022854 | 1.9299e-06 | 0.00015632 | -1.5577e-12 | 0.00011415 | 0 | 0 | 0.00013613 | 0.00039634 | 0.0034291 | 0.00022854 | 0.00030449 | 8.7512e-05 | 0.0002738 | 8.7512e-05 | 0.00011415 | 0.00022925 | 0.00011415 | 0 | 6.5591e-05 | 0.0001126 | 0.00010852 | 8.6894e-05 | 9.3576e-05 | 0.00064554 | 0.0005396 | 0.00057341 | 0.00057341 | 0.00011415 | 0.00011415 | 0.00011415 | 0.00011416 | 0.00011415 | 0.00011415 | 0.00012828 | 0.00012421 | 0.00013044 | 0.00013363 | 0.00022929 | 0.00011415 | 0.00011415 | 0.00011415 | 0.00011415 | 6.0161e-06 | 9.1597e-05 | 0.0001431 | 0.00017293 | 0.00011537 | 0.00011197 | 0.00010669 | 0.00010424 | 8.5073e-05 | 0.00012649 | 0.00068198 | 0.00068198
03/19 07:00:00 | 3 | 19 | 7 | 1855 | WD | 1.9204e-05 | 0.00024382 | 0.00024382 | -2.6559e-05 | 0.00016917 | 7.5464e-14 | 0.00011415 | 9.2093e-05 | 9.2093e-05 | 0.00015247 | -0.0010619 | 0.0037724 | 0.00024382 | -0.00015666 | 9.9871e-05 | 0.00029262 | 9.9871e-05 | 0.00011415 | 5.7313e-05 | 0.00011415 | 8.4415e-06 | 6.5591e-05 | 0.0001126 | 0.000107 | 0.00010157 | 0.00010325 | 0.00063168 | 0.00062361 | 0.00062619 | 0.00062619 | 0.00011415 | 0.00011415 | 0.00011415 | 0.00011416 | 0.00011415 | 0.00011415 | 0.000149 | 0.00014134 | 0.0001893 | 0.00021381 | 7.5498e-05 | 0.00011415 | 0.00011415 | 0.00011415 | 0.00011415 | 2.6088e-05 | 0.00012152 | 0.000133 | 0.00013965 | 0.00012366 | 0.00011663 | 0.00012116 | 0.00012327 | 8.6818e-05 | 0.00012172 | 0.00074863 | 0.00074863
03/19 08:00:00 | 3 | 19 | 8 | 1856 | WD | 0.00012313 | 0.00023328 | 0.00023328 | 5.6622e-05 | 0.00017448 | 4.7973e-13 | 0.00011415 | 0.00043223 | 0.00043223 | 0.00013613 | -0.00047244 | 0.0034832 | 0.00023328 | -1.8814e-05 | 0.00011103 | 0.00027533 | 0.00011103 | 0.00011415 | 0 | 0.00011415 | 0.00011093 | 0.00016398 | 0.0001685 | 0.00011032 | 0.00010387 | 0.00010586 | 0.00065037 | 0.00063768 | 0.00064173 | 0.00064173 | 0.00011415 | 0.00011415 | 0.00011415 | 0.00011416 | 0.00011415 | 0.00011415 | 0.00016895 | 0.00015337 | 0.00019337 | 0.00021381 | 0 | 0.00011415 | 0.00011415 | 0.00011415 | 0.00011415 | 0.00012515 | 0.00016639 | 0.00015342 | 0.00014591 | 0.0001368 | 0.00011936 | 0.00014524 | 0.00015725 | 9.3022e-05 | 0.00011905 | 0.00059493 | 0.00059493
03/19 09:00:00 | 3 | 19 | 9 | 1857 | WD | 0.00022384 | 0.0002544 | 0.0002544 | 1.4044e-05 | 0.00017499 | 1.5523e-12 | 0.00011415 | 0.00035107 | 0.00035107 | 5.9897e-05 | -0.00022924 | 0.0030069 | 0.0002544 | 0.00016044 | 0.00011108 | 0.00030929 | 0.00011108 | 0.00011415 | 0 | 0.00011415 | 0.00036861 | 0.00029516 | 0.0002244 | 0.00011355 | 0.00010381 | 0.00010682 | 0.00066893 | 0.00063733 | 0.00064742 | 0.00064742 | 0.00011415 | 0.00011415 | 0.00011415 | 0.00011416 | 0.00011415 | 0.00011415 | 0.0001871 | 0.00015456 | 0.00019377 | 0.00021381 | 0 | 0.00011415 | 0.00011415 | 0.00011415 | 0.00011415 | 0.00024061 | 0.00021933 | 0.00017674 | 0.00015208 | 0.0001475 | 0.00011999 | 0.0001503 | 0.00016435 | 9.2874e-05 | 0.00011743 | 0.00050625 | 0.00050625
03/19 10:00:00 | 3 | 19 | 10 | 1858 | WD | 0.00030616 | 0.00030123 | 0.00030123 | 1.8989e-05 | 0.00025885 | 0.00021486 | 0.00011415 | 0.00030512 | 0.00030512 | 4.0839e-05 | -0.00016884 | 0.002518 | 0.00030123 | 0.00032632 | 0.00011156 | 0.00036419 | 0.00011156 | 0.00011415 | 0 | 0.00011415 | 0.00046986 | 0.00029516 | 0.0002244 | 0.00011408 | 0.00010375 | 0.00010694 | 0.00067179 | 0.00063691 | 0.00064804 | 0.00064804 | 0.00011415 | 0.00011415 | 0.00011415 | 0.00011416 | 0.00011415 | 0.00011415 | 0.00018706 | 0.00015413 | 0.00019363 | 0.00021381 | 0 | 0.00011415 | 0.00011415 | 0.00011415 | 0.00011415 | 0.00033456 | 0.0002462 | 0.00018982 | 0.00015717 | 0.00014882 | 0.00011982 | 0.00014908 | 0.00016266 | 9.2704e-05 | 0.00011638 | 0.00046679 | 0.00046679
03/19 11:00:00 | 3 | 19 | 11 | 1859 | WD | 0.00038032 | 0.00023313 | 0.00023313 | 1.0681e-05 | 0.00016887 | 0.00021991 | 0.00011415 | 0 | 0 | 4.0839e-05 | 0.0012843 | 0.0021136 | 0.00023313 | 0.00053379 | 0.00011463 | 0.00028019 | 0.00011463 | 0.00011415 | 0 | 0.00011415 | 0.00047113 | 0.00029516 | 0.0002244 | 0.00014327 | 0.00010364 | 0.00011588 | 0.00084282 | 0.00063624 | 0.00070215 | 0.00070215 | 0.00011415 | 0.00011415 | 0.00011415 | 0.00011416 | 0.00011415 | 0.00011415 | 0.000187 | 0.00015348 | 0.00019341 | 0.00021381 | 0 | 0.00011415 | 0.00011415 | 0.00011415 | 0.00011415 | 0.00041484 | 0.00024632 | 0.00019265 | 0.00016157 | 0.00014903 | 0.00011956 | 0.00015042 | 0.00016473 | 9.2931e-05 | 0.00011536 | 0.00043398 | 0.00043398
03/19 12:00:00 | 3 | 19 | 12 | 1860 | WD | 0.00042069 | 0.00022363 | 0.00022363 | 8.6159e-06 | 0.00014218 | 0.00021998 | 0.00011415 | 0 | 0 | 4.0839e-05 | 0.0008072 | 0.0017969 | 0.00022363 | 0.00044479 | 0.00011458 | 0.0002707 | 0.00011458 | 0.00011415 | 0 | 0.00011415 | 0.00047113 | 0.00029516 | 0.0002244 | 0.00011432 | 0.00010369 | 0.00010697 | 0.00067289 | 0.00063655 | 0.00064814 | 0.00064814 | 0.00011415 | 0.00011415 | 0.00011415 | 0.00011416 | 0.00011415 | 0.00011415 | 0.00018694 | 0.0001532 | 0.00019331 | 0.00021381 | 0 | 0.00011415 | 0.00011415 | 0.00011415 | 0.00011415 | 0.00046056 | 0.00024586 | 0.000237 | 0.00023187 | 0.00014868 | 0.00011948 | 0.00015382 | 0.00016974 | 9.3416e-05 | 0.00011456 | 0.00039978 | 0.00039978
03/19 13:00:00 | 3 | 19 | 13 | 1861 | WD | 0.00042474 | 0.00021077 | 0.00021077 | 0.0010158 | 0.00010402 | 0.00021627 | 0.00011415 | 0 | 0 | 4.0839e-05 | 0.00055048 | 0.0015479 | 0.00021077 | 0.00038557 | 0.00011115 | 0.00025887 | 0.00011115 | 0.00011415 | 0 | 0.00011415 | 0.00047113 | 0.00029516 | 0.0002244 | 0.00011524 | 0.00010792 | 0.00011018 | 0.00067823 | 0.00066255 | 0.00066755 | 0.00066755 | 0.00011415 | 0.00011415 | 0.00011415 | 0.00011416 | 0.00011415 | 0.00011415 | 0.00018653 | 0.00015279 | 0.00019317 | 0.00021381 | 0 | 0.00011415 | 0.00011415 | 0.00011415 | 0.00011415 | 0.00046858 | 0.00024525 | 0.00023712 | 0.00023242 | 0.00014697 | 0.00012085 | 0.00015221 | 0.00016676 | 9.3978e-05 | 0.000114 | 0.00036762 | 0.00036762
03/19 14:00:00 | 3 | 19 | 14 | 1862 | WD | 0.00039083 | 0.00021588 | 0.00021588 | -0.00079154 | 0.00016092 | 0.00022375 | 0.00011415 | 0 | 0 | 4.0839e-05 | 0.0004609 | 0.0013318 | 0.00021588 | 0.00036775 | 0.00011051 | 0.0002577 | 0.00011051 | 0.00011415 | 0 | 0.00011415 | 0.00047113 | 0.00029516 | 0.0002244 | 0.00011507 | 0.00010752 | 0.00010985 | 0.00067709 | 0.00066009 | 0.00066552 | 0.00066552 | 0.00011415 | 0.00011415 | 0.00011415 | 0.00011416 | 0.00011415 | 0.00011415 | 0.00018548 | 0.00015218 | 0.00019297 | 0.00021381 | 0 | 0.00011415 | 0.00011415 | 0.00011415 | 0.00011415 | 0.00043836 | 0.00024314 | 0.00023553 | 0.00023112 | 0.00014626 | 0.00012051 | 0.00014976 | 0.00016332 | 9.4196e-05 | 0.00011365 | 0.00034282 | 0.00034282
03/19 15:00:00 | 3 | 19 | 15 | 1863 | WD | 0.00032473 | 0.00020827 | 0.00020827 | 0.00079712 | 7.9607e-05 | 0.00023635 | 0.00011415 | 0 | 0 | 4.0839e-05 | 0.00042073 | 0.0011552 | 0.00020827 | 0.00036311 | 0.00010956 | 0.00025933 | 0.00010956 | 0.00011415 | 0 | 0.00011415 | 0.00047113 | 0.00029516 | 0.0002244 | 0.00011188 | 0.00010361 | 0.00010617 | 0.00065828 | 0.00063608 | 0.00064317 | 0.00064317 | 0.00011415 | 0.00011415 | 0.00011415 | 0.00011416 | 0.00011415 | 0.00011415 | 0.00016661 | 0.00015069 | 0.00019246 | 0.00021381 | 0 | 0.00011415 | 0.00011415 | 0.00011415 | 0.00011415 | 0.00033927 | 0.00023592 | 0.00018785 | 0.00016002 | 0.00013439 | 0.00011868 | 0.00014925 | 0.00016343 | 9.4421e-05 | 0.00011339 | 0.00032267 | 0.00032267
03/19 16:00:00 | 3 | 19 | 16 | 1864 | WD | 0.00024019 | 0.00021115 | 0.00021115 | 5.3903e-06 | 0.00015919 | 0.00024949 | 0.00011415 | 0 | 0 | 4.0839e-05 | 0.00038876 | 0.001004 | 0.00021115 | 0.00034572 | 0.00011092 | 0.00024957 | 0.00011092 | 0.00011415 | 0 | 0.00011415 | 0.00043948 | 0.00029516 | 0.0002244 | 0.00010365 | 0.00010299 | 0.00010319 | 0.00061003 | 0.00063227 | 0.00062517 | 0.00062517 | 0.00011415 | 0.00011415 | 0.00011415 | 0.00011416 | 0.00011415 | 0.00011415 | 0.00014779 | 0.00014413 | 0.00015206 | 0.00015611 | 0 | 0.00011415 | 0.00011415 | 0.00011415 | 0.00011415 | 0.0002328 | 0.00020604 | 0.00014734 | 0.00011335 | 0.00012324 | 0.00011649 | 0.00013954 | 0.00015024 | 9.4278e-05 | 0.00011359 | 0.00033566 | 0.00033566
03/19 17:00:00 | 3 | 19 | 17 | 1865 | WD | 0.00014474 | 0.00021589 | 0.00021589 | 3.7763e-06 | 8.0403e-05 | -2.0051e-12 | 0.00011415 | 0.00068311 | 0.00068311 | 7.0788e-05 | -0.00083362 | 0.00092861 | 0.00021589 | 4.5694e-06 | 0.00012 | 0.00026204 | 0.00012 | 0.00011415 | 0 | 0.00011415 | 0.00028177 | 0.00029516 | 0.0002244 | 0.00010169 | 0.00010267 | 0.00010237 | 0.00059826 | 0.00063029 | 0.00062007 | 0.00062007 | 0.00011415 | 0.00011415 | 0.00011415 | 0.00011416 | 0.00011415 | 0.00011415 | 0.00012914 | 0.00013924 | 0.00012923 | 0.00012411 | 0 | 0.00011415 | 0.00011415 | 0.00011415 | 0.00011415 | 0.00013293 | 0.00014772 | 0.00010913 | 8.679e-05 | 0.0001135 | 0.00011491 | 0.00013121 | 0.00013877 | 8.6922e-05 | 0.00011404 | 0.00036762 | 0.00036762
03/19 18:00:00 | 3 | 19 | 18 | 1866 | WD | 3.2914e-05 | 0.00024095 | 0.00024095 | 8.1338e-06 | 0.00016412 | -7.5459e-13 | 0.00011415 | 0.00042434 | 0.00042434 | 0.00015247 | -0.0004966 | 0.00086967 | 0.00024095 | 0.00018731 | 0.00013406 | 0.000279 | 0.00013406 | 0.00011415 | 0 | 0.00011415 | 2.7925e-05 | 6.5591e-05 | 0.0001126 | 0.00010195 | 0.00010058 | 0.00010101 | 0.00059953 | 0.00061748 | 0.00061175 | 0.00061175 | 0.00011415 | 0.00011415 | 0.00011415 | 0.00011416 | 0.00011415 | 0.00011415 | 0.00012867 | 0.00012826 | 0.00011251 | 0.00010446 | 0 | 0.00011415 | 0.00011415 | 0.00011415 | 0.00011415 | 6.3188e-05 | 9.9123e-05 | 8.0757e-05 | 7.0122e-05 | 0.00011191 | 0.00011072 | 0.00010592 | 0.0001037 | 8.6883e-05 | 0.00011455 | 0.00058186 | 0.00058186
03/19 19:00:00 | 3 | 19 | 19 | 1867 | WD | 0 | 0.00026925 | 0.00026925 | 1.0014e-05 | 0.00016745 | -3.8268e-13 | 0.00011415 | 3.7175e-05 | 3.7175e-05 | 0.00021236 | -0.00025059 | 0.000815 | 0.00026925 | 0.00038789 | 0.00014271 | 0.00031066 | 0.00014271 | 0.00011415 | 0.00017194 | 0.00011415 | 1.8174e-06 | 6.5591e-05 | 0.0001126 | 0.00011168 | 9.9089e-05 | 0.00010298 | 0.00065635 | 0.00060831 | 0.00062363 | 0.00062363 | 0.00011415 | 0.00011415 | 0.00011415 | 0.00011416 | 0.00011415 | 0.00011415 | 0.00011028 | 0.00012066 | 0.00010103 | 9.1006e-05 | 0.00019014 | 0.00011415 | 0.00011415 | 0.00011415 | 0.00011415 | 6.8806e-06 | 7.2146e-05 | 6.3828e-05 | 5.9011e-05 | 0.00010724 | 0.0001141 | 0.00011177 | 0.00011069 | 8.684e-05 | 0.00011519 | 0.00061249 | 0.00061249
03/19 20:00:00 | 3 | 19 | 20 | 1868 | WD | 0 | 0.000248 | 0.000248 | 0.00012941 | 0.00016814 | -2.8565e-13 | 0.00011415 | 0 | 0 | 0.00028587 | -0.00012292 | 0.0007474 | 0.000248 | 0.00031765 | 0.00014653 | 0.00027652 | 0.00014653 | 0.00011415 | 0.00022925 | 0.00011415 | 0 | 6.5591e-05 | 0.0001126 | 0.00011039 | 9.5989e-05 | 0.00010044 | 0.00064869 | 0.00058928 | 0.00060823 | 0.00060823 | 0.00011415 | 0.00011415 | 0.00011415 | 0.00011416 | 0.00011415 | 0.00011415 | 0.00010984 | 0.00010476 | 8.6009e-05 | 7.6429e-05 | 0.00022929 | 0.00011415 | 0.00011415 | 0.00011415 | 0.00011415 | 4.8306e-06 | 5.9917e-05 | 8.4608e-05 | 9.8906e-05 | 0.00010659 | 0.00010997 | 0.0001045 | 0.00010196 | 8.6781e-05 | 0.00011557 | 0.00067345 | 0.00067345
03/19 21:00:00 | 3 | 19 | 21 | 1869 | WD | 0 | 0.0002377 | 0.0002377 | 0.00091379 | 0.00016604 | 0 | 0.00011415 | 0 | 0 | 0.00034305 | -7.6389e-05 | 0.00065185 | 0.0002377 | 0.00028605 | 0.00014762 | 0.00026165 | 0.00014762 | 0.00011415 | 0.00022925 | 0.00011415 | 0 | 6.5591e-05 | 0.0001126 | 0.00010421 | 8.1836e-05 | 8.875e-05 | 0.0006271 | 0.00050239 | 0.00054218 | 0.00054218 | 0.00011415 | 0.00011415 | 0.00011415 | 0.00011415 | 0.00011415 | 0.00011415 | 0.00010924 | 9.2279e-05 | 7.4921e-05 | 6.6052e-05 | 0.00022929 | 0.00011415 | 0.00011415 | 0.00011415 | 0.00011415 | 3.2016e-06 | 4.5412e-05 | 7.0785e-05 | 8.5478e-05 | 0.00010487 | 9.8776e-05 | 9.8245e-05 | 9.7999e-05 | 8.91e-05 | 9.5935e-05 | 0.00069632 | 0.00069632
03/19 22:00:00 | 3 | 19 | 22 | 1870 | WD | 0 | 0.00023157 | 0.00023157 | -0.0010071 | 0.0001634 | 2.0698e-12 | 0.00011415 | 0 | 0 | 0.00034849 | -5.4297e-05 | 0.00044738 | 0.00023157 | 0.00027931 | 0.00014405 | 0.00025977 | 0.00014405 | 0.00011415 | 0.00022925 | 0.00011415 | 0 | 6.5591e-05 | 0.0001118 | 9.5307e-05 | 7.7302e-05 | 8.2866e-05 | 0.00058052 | 0.00049254 | 0.00052061 | 0.00052061 | 0.00011415 | 0.00011415 | 0.00011415 | 0.00011416 | 0.00011415 | 0.00011415 | 0.00010883 | 6.9436e-05 | 6.3877e-05 | 6.1037e-05 | 0.00022929 | 0.00011415 | 0.00011415 | 0.00011415 | 0.00011415 | 2.0797e-06 | 3.3003e-05 | 6.2124e-05 | 7.8988e-05 | 0.00010328 | 9.0015e-05 | 9.0434e-05 | 9.0629e-05 | 8.9203e-05 | 9.9912e-05 | 4.0462e-05 | 4.0462e-05
03/19 23:00:00 | 3 | 19 | 23 | 1871 | WD | 0 | 0.00020544 | 0.00020544 | 0.0010053 | 7.9539e-05 | 7.9772e-13 | 0.00011415 | 0 | 0 | 0.00023959 | 0.0011977 | -0.0018902 | 0.00020544 | 0.00048617 | 0.00013614 | 0.00024243 | 0.00013614 | 0.00011415 | 0.00022925 | 0.00011415 | 0 | 6.5591e-05 | 0.0001118 | 0.00012368 | 7.7273e-05 | 9.1614e-05 | 0.00074802 | 0.00049847 | 0.00057809 | 0.00057809 | 0.00011415 | 0.00011415 | 0.00011415 | 0.00011416 | 0.00011415 | 0.00011415 | 9.9691e-05 | 6.8344e-05 | 6.1493e-05 | 5.7992e-05 | 0.00022929 | 0.00011415 | 0.00011415 | 0.00011415 | 0.00011415 | 1.729e-06 | 2.6771e-05 | 5.7344e-05 | 7.5048e-05 | 9.8225e-05 | 8.9695e-05 | 8.9812e-05 | 8.9866e-05 | 8.9238e-05 | 0.00010155 | 7.8257e-05 | 7.8257e-05
03/19 24:00:00 | 3 | 19 | 24 | 1872 | WD | 0 | 0.00018214 | 0.00018214 | -0.00098824 | 7.7685e-05 | -1.3906e-12 | 0.00011415 | 0 | 0 | 0.00013341 | 0.00069123 | -0.0051352 | 0.00018214 | 0.00032476 | 0.00012638 | 0.00021572 | 0.00012638 | 0.00011415 | 0.00022925 | 0.00011415 | 0 | 6.5591e-05 | 0.0001118 | 8.8528e-05 | 7.7257e-05 | 8.074e-05 | 0.00054241 | 0.00049843 | 0.00051246 | 0.00051246 | 0.00011415 | 0.00011415 | 0.00011415 | 0.00011416 | 0.00011415 | 0.00011415 | 4.5468e-05 | 6.8027e-05 | 5.8924e-05 | 5.4272e-05 | 0.00022929 | 0.00011415 | 0.00011415 | 0.00011415 | 0.00011415 | 1.2032e-06 | 2.496e-05 | 5.3631e-05 | 7.0234e-05 | 7.264e-05 | 8.9605e-05 | 8.3593e-05 | 8.0804e-05 | 8.9756e-05 | 0.0001025 | 0.00013974 | 0.00013974
03/20 01:00:00 | 3 | 20 | 1 | 1873 | WD | 0 | 0.0001355 | 0.0001355 | 9.3968e-07 | 7.553e-05 | 0.00025245 | 0.00011415 | 0 | 0 | 5.4452e-05 | 0.00043632 | -0.0054276 | 0.0001355 | 0.00011745 | 9.19e-05 | 0.0001586 | 9.19e-05 | 0.00011415 | 0.00022925 | 0.00011415 | 0 | 6.5591e-05 | 0.0001118 | 8.7455e-05 | 7.7252e-05 | 8.0405e-05 | 0.00053659 | 0.00049841 | 0.00051059 | 0.00051059 | 0.00011415 | 0.00011415 | 0.00011415 | 0.00011416 | 0.00011415 | 0.00011415 | 3.6463e-05 | 6.7924e-05 | 5.8637e-05 | 5.3892e-05 | 0.00022929 | 0.00011415 | 0.00011415 | 0.00011415 | 0.00011415 | 1.2032e-06 | 2.437e-05 | 5.3103e-05 | 6.9742e-05 | 6.7368e-05 | 8.9579e-05 | 8.3444e-05 | 8.0598e-05 | 8.9989e-05 | 0.00010309 | 0.00015749 | 0.00015749
03/20 02:00:00 | 3 | 20 | 2 | 1874 | WD | 0 | 0.00015203 | 0.00015203 | 0.00097352 | 7.4651e-05 | 0.00023244 | 0.00011415 | 0 | 0 | 2.1781e-05 | 0.00044223 | -0.0059975 | 0.00015203 | 0.00016221 | 8.5656e-05 | 0.00018357 | 8.5656e-05 | 0.00011415 | 0.00022925 | 0.00011415 | 0 | 6.5591e-05 | 0.0001118 | 8.7369e-05 | 7.7254e-05 | 8.038e-05 | 0.00053651 | 0.00049843 | 0.00051058 | 0.00051058 | 0.00011415 | 0.00011415 | 0.00011415 | 0.00011416 | 0.00011415 | 0.00011415 | 3.6473e-05 | 6.819e-05 | 6.0618e-05 | 5.6748e-05 | 0.00022929 | 0.00011415 | 0.00011415 | 0.00011415 | 0.00011415 | 1.23e-06 | 2.5894e-05 | 5.6002e-05 | 7.3438e-05 | 6.6066e-05 | 8.9665e-05 | 8.3978e-05 | 8.1341e-05 | 9.006e-05 | 0.00010345 | 0.00017212 | 0.00017212
03/20 03:00:00 | 3 | 20 | 3 | 1875 | WD | 0 | 0.00016707 | 0.00016707 | -0.00097052 | 0 | 0.00022975 | 0.00011415 | 0 | 0 | 2.1781e-05 | 0.00043242 | -0.0049956 | 0.00016707 | 0.00022956 | 8.3946e-05 | 0.0002166 | 8.3946e-05 | 0.00011415 | 0.00022925 | 0.00011415 | 0 | 6.5591e-05 | 0.0001118 | 8.8225e-05 | 7.7264e-05 | 8.0651e-05 | 0.0005419 | 0.00049847 | 0.00051233 | 0.00051233 | 0.00011415 | 0.00011415 | 0.00011415 | 0.00011416 | 0.00011415 | 0.00011415 | 4.5596e-05 | 6.8975e-05 | 6.1912e-05 | 5.8304e-05 | 0.00022929 | 0.00011415 | 0.00011415 | 0.00011415 | 0.00011415 | 1.5508e-06 | 3.0373e-05 | 5.892e-05 | 7.5451e-05 | 7.1467e-05 | 8.9907e-05 | 8.4321e-05 | 8.173e-05 | 9.002e-05 | 0.0001037 | 0.00018181 | 0.00018181
03/20 04:00:00 | 3 | 20 | 4 | 1876 | WD | 0 | 0.00018462 | 0.00018462 | 0.00097119 | 7.44e-05 | 0.00022651 | 0.00011415 | 0 | 0 | 2.1781e-05 | 0.00040431 | -0.0018392 | 0.00018462 | 0.00025651 | 8.2211e-05 | 0.00023072 | 8.2211e-05 | 0.00011415 | 0.00022925 | 0.00011415 | 0 | 6.5591e-05 | 0.0001118 | 0.00014778 | 7.7256e-05 | 9.905e-05 | 0.00089034 | 0.00049843 | 0.00062347 | 0.00062347 | 0.00011415 | 0.00011415 | 0.00011415 | 0.00011416 | 0.00011415 | 0.00011415 | 5.4768e-05 | 7.0282e-05 | 7.6832e-05 | 8.0178e-05 | 0.00022929 | 0.00011415 | 0.00011415 | 0.00011415 | 0.00011415 | 2.0054e-06 | 3.7834e-05 | 7.9583e-05 | 0.00010376 | 7.7484e-05 | 9.0299e-05 | 8.9069e-05 | 8.8498e-05 | 8.9991e-05 | 0.00010387 | 0.00017149 | 0.00017149
03/20 05:00:00 | 3 | 20 | 5 | 1877 | WD | 0 | 0.00018813 | 0.00018813 | 5.3289e-07 | 7.0373e-05 | 0.00021796 | 0.00011415 | 0 | 0 | 6.5342e-05 | 0.00037885 | 0.0013552 | 0.00018813 | 0.0002604 | 8.1198e-05 | 0.00023426 | 8.1198e-05 | 0.00011415 | 0.00022925 | 0.00011415 | 0 | 6.5591e-05 | 0.0001118 | 0.00014121 | 8.1261e-05 | 9.9788e-05 | 0.000854 | 0.00052304 | 0.00062863 | 0.00062863 | 0.00011415 | 0.00011415 | 0.00011415 | 0.00011416 | 0.00011415 | 0.00011415 | 9.1181e-05 | 9.299e-05 | 0.0001022 | 0.0001069 | 0.00022929 | 0.00011415 | 0.00011415 | 0.00011415 | 0.00011415 | 3.0749e-06 | 6.2531e-05 | 0.00011054 | 0.00013835 | 9.6271e-05 | 9.8561e-05 | 9.7131e-05 | 9.6468e-05 | 8.9953e-05 | 0.00010396 | 0.00016461 | 0.00016461
03/20 06:00:00 | 3 | 20 | 6 | 1878 | WD | 0 | 0.00020152 | 0.00020152 | 2.0516e-06 | 8.3116e-05 | -1.5577e-12 | 0.00011415 | 0 | 0 | 0.00013613 | 0.00037648 | 0.003326 | 0.00020152 | 0.00027332 | 8.7512e-05 | 0.00024637 | 8.7512e-05 | 0.00011415 | 0.00022925 | 0.00011415 | 0 | 6.5591e-05 | 0.0001126 | 0.00012731 | 8.6947e-05 | 9.9421e-05 | 0.00075573 | 0.00053991 | 0.00060877 | 0.00060877 | 0.00011415 | 0.00011415 | 0.00011415 | 0.00011416 | 0.00011415 | 0.00011415 | 0.00012828 | 0.00012421 | 0.00013044 | 0.00013363 | 0.00022929 | 0.00011415 | 0.00011415 | 0.00011415 | 0.00011415 | 6.0161e-06 | 9.1597e-05 | 0.0001431 | 0.00017293 | 0.0001156 | 0.00011199 | 0.00010671 | 0.00010427 | 8.5428e-05 | 0.00012655 | 0.00066778 | 0.00066778
03/20 07:00:00 | 3 | 20 | 7 | 1879 | WD | 2.1731e-05 | 0.00023047 | 0.00023047 | 1.0004e-05 | 0.00016912 | 7.5464e-14 | 0.00011415 | 0.00010045 | 0.00010045 | 0.00015247 | -0.00084695 | 0.0036641 | 0.00023047 | -0.00016478 | 9.9871e-05 | 0.00027362 | 9.9871e-05 | 0.00011415 | 5.7313e-05 | 0.00011415 | 9.208e-06 | 6.5591e-05 | 0.0001126 | 0.000107 | 0.00010163 | 0.00010329 | 0.00063176 | 0.00062401 | 0.00062648 | 0.00062648 | 0.00011415 | 0.00011415 | 0.00011415 | 0.00011416 | 0.00011415 | 0.00011415 | 0.000149 | 0.00014129 | 0.00018929 | 0.00021381 | 7.5498e-05 | 0.00011415 | 0.00011415 | 0.00011415 | 0.00011415 | 2.768e-05 | 0.00012186 | 0.00013321 | 0.00013978 | 0.00012375 | 0.00011664 | 0.00012117 | 0.00012327 | 8.7447e-05 | 0.00012207 | 0.00074763 | 0.00074763
03/20 08:00:00 | 3 | 20 | 8 | 1880 | WD | 0.00012806 | 0.00022124 | 0.00022124 | 1.9499e-05 | 0.00017443 | 4.7973e-13 | 0.00011415 | 0.00044738 | 0.00044738 | 0.00013613 | -0.00047317 | 0.0033845 | 0.00022124 | -2.0405e-05 | 0.00011103 | 0.0002582 | 0.00011103 | 0.00011415 | 0 | 0.00011415 | 0.00011482 | 0.00016398 | 0.0001685 | 0.00011032 | 0.00010389 | 0.00010588 | 0.00065018 | 0.00063784 | 0.00064178 | 0.00064178 | 0.00011415 | 0.00011415 | 0.00011415 | 0.00011416 | 0.00011415 | 0.00011415 | 0.00016895 | 0.00015337 | 0.00019337 | 0.00021381 | 0 | 0.00011415 | 0.00011415 | 0.00011415 | 0.00011415 | 0.00012923 | 0.00016824 | 0.00015427 | 0.00014618 | 0.00013684 | 0.00011938 | 0.00014522 | 0.0001572 | 9.3353e-05 | 0.00011936 | 0.0005861 | 0.0005861
03/20 09:00:00 | 3 | 20 | 9 | 1881 | WD | 0.00022721 | 0.00024571 | 0.00024571 | 1.363e-05 | 0.00024587 | 1.5523e-12 | 0.00011415 | 0.0003583 | 0.0003583 | 5.9897e-05 | -0.00022539 | 0.0029052 | 0.00024571 | 0.00017933 | 0.00011108 | 0.00028622 | 0.00011108 | 0.00011415 | 0 | 0.00011415 | 0.0003762 | 0.00029516 | 0.0002244 | 0.00011358 | 0.00010383 | 0.00010684 | 0.00066914 | 0.00063745 | 0.00064756 | 0.00064756 | 0.00011415 | 0.00011415 | 0.00011415 | 0.00011416 | 0.00011415 | 0.00011415 | 0.0001871 | 0.00015456 | 0.00019377 | 0.00021381 | 0 | 0.00011415 | 0.00011415 | 0.00011415 | 0.00011415 | 0.00024529 | 0.00022134 | 0.00017766 | 0.00015236 | 0.00014746 | 0.00011999 | 0.00015037 | 0.00016446 | 9.2779e-05 | 0.00011739 | 0.00048942 | 0.00048942
03/20 10:00:00 | 3 | 20 | 10 | 1882 | WD | 0.00030826 | 0.00025439 | 0.00025439 | 1.8572e-05 | 0.00018888 | 0.00021486 | 0.00011415 | 0.00030594 | 0.00030594 | 4.0839e-05 | -0.00015233 | 0.0024203 | 0.00025439 | 0.0003542 | 0.00011156 | 0.00030807 | 0.00011156 | 0.00011415 | 0 | 0.00011415 | 0.00047113 | 0.00029516 | 0.0002244 | 0.00011412 | 0.00010376 | 0.00010696 | 0.00067201 | 0.00063697 | 0.00064815 | 0.00064815 | 0.00011415 | 0.00011415 | 0.00011415 | 0.00011416 | 0.00011415 | 0.00011415 | 0.00018706 | 0.00015413 | 0.00019363 | 0.00021381 | 0 | 0.00011415 | 0.00011415 | 0.00011415 | 0.00011415 | 0.00034046 | 0.00024653 | 0.00019012 | 0.00015745 | 0.00014876 | 0.00011981 | 0.00014922 | 0.00016286 | 9.3312e-05 | 0.00011601 | 0.00042967 | 0.00042967
03/20 11:00:00 | 3 | 20 | 11 | 1883 | WD | 0.00037834 | 0.00019302 | 0.00019302 | 1.0493e-05 | 0.00016886 | 0.00021991 | 0.00011415 | 0 | 0 | 4.0839e-05 | 0.0012766 | 0.0020478 | 0.00019302 | 0.00047199 | 0.00011463 | 0.00022309 | 0.00011463 | 0.00011415 | 0 | 0.00011415 | 0.00047113 | 0.00029516 | 0.0002244 | 0.00014327 | 0.00010363 | 0.00011588 | 0.00084288 | 0.0006362 | 0.00070214 | 0.00070214 | 0.00011415 | 0.00011415 | 0.00011415 | 0.00011416 | 0.00011415 | 0.00011415 | 0.000187 | 0.00015348 | 0.00019341 | 0.00021381 | 0 | 0.00011415 | 0.00011415 | 0.00011415 | 0.00011415 | 0.00041966 | 0.00024632 | 0.00019283 | 0.00016185 | 0.0001489 | 0.00011954 | 0.00015069 | 0.00016514 | 9.4047e-05 | 0.0001144 | 0.0003692 | 0.0003692
03/20 12:00:00 | 3 | 20 | 12 | 1884 | WD | 0.00041666 | 0.00017824 | 0.00017824 | 8.7886e-06 | 0.00016527 | 0.00021998 | 0.00011415 | 0 | 0 | 4.0839e-05 | 0.00072622 | 0.0017746 | 0.00017824 | 0.00035665 | 0.00011458 | 0.00020261 | 0.00011458 | 0.00011415 | 0 | 0.00011415 | 0.00047113 | 0.00029516 | 0.0002244 | 0.00011429 | 0.00010363 | 0.00010692 | 4.1961e-06 | 1.1873e-08 | 1.3469e-06 | 1.3469e-06 | 0.00011415 | 0.00011415 | 0.00011415 | 0.00011416 | 0.00011415 | 0.00011415 | 0.00018694 | 0.0001532 | 0.00019331 | 0.00021381 | 0 | 0.00011415 | 0.00011415 | 0.00011415 | 0.00011415 | 0.00046542 | 0.00024586 | 0.00023717 | 0.00023214 | 0.00014851 | 0.00011944 | 0.00015419 | 0.00017031 | 9.4452e-05 | 0.00011318 | 0.00030672 | 0.00030672
03/20 13:00:00 | 3 | 20 | 13 | 1885 | WD | 0.00041841 | 0.00016247 | 0.00016247 | 0.0010157 | 8.1278e-05 | 0.00021627 | 0.00011415 | 0 | 0 | 4.0839e-05 | 0.00051244 | 0.0015623 | 0.00016247 | 0.00030842 | 0.00011115 | 0.00019355 | 0.00011115 | 0.00011415 | 0 | 0.00011415 | 0.00047113 | 0.00029516 | 0.0002244 | 0.00011525 | 0.00010786 | 0.00011014 | 4.1282e-06 | 1.1556e-08 | 1.325e-06 | 1.325e-06 | 0.00011415 | 0.00011415 | 0.00011415 | 0.00011416 | 0.00011415 | 0.00011415 | 0.00018653 | 0.00015279 | 0.00019317 | 0.00021381 | 0 | 0.00011415 | 0.00011415 | 0.00011415 | 0.00011415 | 0.00047261 | 0.00024525 | 0.00023727 | 0.00023264 | 0.00014679 | 0.00012079 | 0.00015263 | 0.0001674 | 9.4578e-05 | 0.00011235 | 0.00026513 | 0.00026513
03/20 14:00:00 | 3 | 20 | 14 | 1886 | WD | 0.00038287 | 0.00016964 | 0.00016964 | 6.4652e-06 | 0.00016091 | 0.00022375 | 0.00011415 | 0 | 0 | 4.0839e-05 | 0.00042273 | 0.001389 | 0.00016964 | 0.0002884 | 0.00011051 | 0.00019188 | 0.00011051 | 0.00011415 | 0 | 0.00011415 | 0.00047113 | 0.00029516 | 0.0002244 | 0.00011504 | 0.00010744 | 0.00010979 | 3.9906e-06 | 3.7774e-09 | 1.2758e-06 | 1.2758e-06 | 0.00011415 | 0.00011415 | 0.00011415 | 0.00011416 | 0.00011415 | 0.00011415 | 0.00018548 | 0.00015218 | 0.00019297 | 0.00021381 | 0 | 0.00011415 | 0.00011415 | 0.00011415 | 0.00011415 | 0.00043959 | 0.00024314 | 0.00023558 | 0.0002312 | 0.00014608 | 0.00012045 | 0.0001502 | 0.00016399 | 9.4616e-05 | 0.00011192 | 0.00023737 | 0.00023737
03/20 15:00:00 | 3 | 20 | 15 | 1887 | WD | 0.0003195 | 0.00015284 | 0.00015284 | 3.0707e-06 | 7.9614e-05 | 0.00023635 | 0.00011415 | 0 | 0 | 4.0839e-05 | 0.0003717 | 0.0012362 | 0.00015284 | 0.00026574 | 0.00010956 | 0.00018042 | 0.00010956 | 0.00011415 | 0 | 0.00011415 | 0.00047113 | 0.00029516 | 0.0002244 | 0.0001119 | 0.00010351 | 0.0001061 | 3.8915e-06 | -6.8336e-10 | 1.2411e-06 | 1.2411e-06 | 0.00011415 | 0.00011415 | 0.00011415 | 0.00011416 | 0.00011415 | 0.00011415 | 0.00016661 | 0.00015069 | 0.00019246 | 0.00021381 | 0 | 0.00011415 | 0.00011415 | 0.00011415 | 0.00011415 | 0.00034249 | 0.00023592 | 0.00018799 | 0.00016023 | 0.0001342 | 0.00011861 | 0.00014972 | 0.00016415 | 9.4672e-05 | 0.00011144 | 0.00020746 | 0.00020746
03/20 16:00:00 | 3 | 20 | 16 | 1888 | WD | 0.00023425 | 0.00015474 | 0.00015474 | 5.5717e-06 | 0.00015919 | 0.00024949 | 0.00011415 | 0 | 0 | 4.0839e-05 | 0.0003423 | 0.0011232 | 0.00015474 | 0.00024577 | 0.00011092 | 0.00016928 | 0.00011092 | 0.00011415 | 0 | 0.00011415 | 0.00044087 | 0.00029516 | 0.0002244 | 0.00010375 | 0.00010287 | 0.00010314 | 3.7912e-06 | -1.3271e-09 | 1.2087e-06 | 1.2087e-06 | 0.00011415 | 0.00011415 | 0.00011415 | 0.00011416 | 0.00011415 | 0.00011415 | 0.00014779 | 0.00014413 | 0.00015206 | 0.00015611 | 0 | 0.00011415 | 0.00011415 | 0.00011415 | 0.00011415 | 0.00023376 | 0.00020639 | 0.0001475 | 0.0001134 | 0.00012304 | 0.0001164 | 0.00014005 | 0.00015102 | 9.4657e-05 | 0.00011144 | 0.00020826 | 0.00020826
03/20 17:00:00 | 3 | 20 | 17 | 1889 | WD | 0.00014428 | 0.00017337 | 0.00017337 | 3.2578e-06 | 8.0377e-05 | -2.0051e-12 | 0.00011415 | 0.00069685 | 0.00069685 | 7.0788e-05 | -0.00097179 | 0.0010549 | 0.00017337 | -1.4938e-05 | 0.00012 | 0.00020152 | 0.00012 | 0.00011415 | 0 | 0.00011415 | 0.00028744 | 0.00029516 | 0.0002244 | 0.00010158 | 0.00010247 | 0.0001022 | 3.415e-06 | -9.5985e-09 | 1.083e-06 | 1.083e-06 | 0.00011415 | 0.00011415 | 0.00011415 | 0.00011416 | 0.00011415 | 0.00011415 | 0.00012914 | 0.00013924 | 0.00012923 | 0.00012411 | 0 | 0.00011415 | 0.00011415 | 0.00011415 | 0.00011415 | 0.00013542 | 0.00014914 | 0.00010974 | 8.6916e-05 | 0.00011332 | 0.0001148 | 0.00013164 | 0.00013945 | 8.7122e-05 | 0.00011206 | 0.00025499 | 0.00025499
03/20 18:00:00 | 3 | 20 | 18 | 1890 | WD | 3.1732e-05 | 0.00019812 | 0.00019812 | 8.2638e-06 | 0.00016405 | -7.5459e-13 | 0.00011415 | 0.00042705 | 0.00042705 | 0.00015247 | -0.00050632 | 0.00099558 | 0.00019812 | 0.00018193 | 0.00013406 | 0.00021804 | 0.00013406 | 0.00011415 | 0 | 0.00011415 | 2.8104e-05 | 6.5591e-05 | 0.0001126 | 0.00010175 | 0.00010036 | 0.00010079 | 2.9978e-06 | -7.9691e-09 | 9.5104e-07 | 9.5104e-07 | 0.00011415 | 0.00011415 | 0.00011415 | 0.00011416 | 0.00011415 | 0.00011415 | 0.00012867 | 0.00012826 | 0.00011251 | 0.00010446 | 0 | 0.00011415 | 0.00011415 | 0.00011415 | 0.00011415 | 6.3608e-05 | 9.9297e-05 | 8.0833e-05 | 7.014e-05 | 0.00011171 | 0.0001106 | 0.00010588 | 0.0001037 | 8.713e-05 | 0.00011263 | 0.00045617 | 0.00045617
03/20 19:00:00 | 3 | 20 | 19 | 1891 | WD | 0 | 0.00022549 | 0.00022549 | 9.8763e-06 | 0.00016744 | -3.8268e-13 | 0.00011415 | 3.7395e-05 | 3.7395e-05 | 0.00021236 | -0.00025307 | 0.00093812 | 0.00022549 | 0.00032535 | 0.00014271 | 0.00024837 | 0.00014271 | 0.00011415 | 0.00017194 | 0.00011415 | 1.8281e-06 | 6.5591e-05 | 0.0001126 | 9.9894e-05 | 9.8914e-05 | 9.9217e-05 | 2.7471e-06 | 3.0576e-09 | 8.7857e-07 | 8.7857e-07 | 0.00011415 | 0.00011415 | 0.00011415 | 0.00011416 | 0.00011415 | 0.00011415 | 0.00011028 | 0.00012063 | 0.00010102 | 9.1006e-05 | 0.0001538 | 0.00011415 | 0.00011415 | 0.00011415 | 0.00011415 | 8.3366e-06 | 7.1809e-05 | 6.3745e-05 | 5.9076e-05 | 0.00010597 | 0.00011375 | 0.00010989 | 0.0001081 | 8.7132e-05 | 0.00011327 | 0.00048853 | 0.00048853
03/20 20:00:00 | 3 | 20 | 20 | 1892 | WD | 0 | 0.0002113 | 0.0002113 | 0.0008031 | 0.0001681 | -2.8565e-13 | 0.00011415 | 0 | 0 | 0.00028587 | -0.00012542 | 0.00085793 | 0.0002113 | 0.00026954 | 0.00014653 | 0.00022428 | 0.00014653 | 0.00011415 | 0.00022925 | 0.00011415 | 0 | 6.5591e-05 | 0.0001126 | 9.9615e-05 | 9.5949e-05 | 9.7082e-05 | 2.5113e-06 | 1.7012e-08 | 8.1283e-07 | 8.1283e-07 | 0.00011415 | 0.00011415 | 0.00011415 | 0.00011416 | 0.00011415 | 0.00011415 | 0.00010984 | 0.00010476 | 8.6009e-05 | 7.6429e-05 | 0.00022929 | 0.00011415 | 0.00011415 | 0.00011415 | 0.00011415 | 4.8306e-06 | 5.9917e-05 | 8.4608e-05 | 9.8906e-05 | 0.00010629 | 0.00010992 | 0.00010448 | 0.00010196 | 8.7113e-05 | 0.00011372 | 0.00055707 | 0.00055707
03/20 21:00:00 | 3 | 20 | 21 | 1893 | WD | 0 | 0.00021546 | 0.00021546 | 0.00024345 | 0.00016595 | 0 | 0.00011415 | 0 | 0 | 0.00034305 | -7.9192e-05 | 0.00073949 | 0.00021546 | 0.00026438 | 0.00014762 | 0.00023 | 0.00014762 | 0.00011415 | 0.00022925 | 0.00011415 | 0 | 6.5591e-05 | 0.0001126 | 9.6092e-05 | 8.1879e-05 | 8.6272e-05 | 0.00057891 | 0.00050267 | 0.00052699 | 0.00052699 | 0.00011415 | 0.00011415 | 0.00011415 | 0.00011415 | 0.00011415 | 0.00011415 | 0.00010924 | 9.2279e-05 | 7.4921e-05 | 6.6052e-05 | 0.00022929 | 0.00011415 | 0.00011415 | 0.00011415 | 0.00011415 | 3.2016e-06 | 4.5412e-05 | 7.0785e-05 | 8.5478e-05 | 0.00010454 | 9.8782e-05 | 9.8247e-05 | 9.7999e-05 | 8.9052e-05 | 9.6243e-05 | 0.00059265 | 0.00059265
03/20 22:00:00 | 3 | 20 | 22 | 1894 | WD | 0 | 0.00021817 | 0.00021817 | -0.0010076 | 0.00016334 | 2.0698e-12 | 0.00011415 | 0 | 0 | 0.00034849 | -5.6084e-05 | 0.00054504 | 0.00021817 | 0.0002746 | 0.00014405 | 0.00024071 | 0.00014405 | 0.00011415 | 0.00022925 | 0.00011415 | 0 | 6.5591e-05 | 0.0001118 | 9.5526e-05 | 7.7366e-05 | 8.2978e-05 | 0.00058091 | 0.00049284 | 0.00052094 | 0.00052094 | 0.00011415 | 0.00011415 | 0.00011415 | 0.00011416 | 0.00011415 | 0.00011415 | 0.00010883 | 6.9436e-05 | 6.3877e-05 | 6.1037e-05 | 0.00022929 | 0.00011415 | 0.00011415 | 0.00011415 | 0.00011415 | 2.0797e-06 | 3.3003e-05 | 6.2124e-05 | 7.8988e-05 | 0.00010302 | 9.0017e-05 | 9.0594e-05 | 9.0862e-05 | 8.9203e-05 | 9.8886e-05 | 2.7073e-05 | 2.7073e-05
03/20 23:00:00 | 3 | 20 | 23 | 1895 | WD | 0 | 0.00018785 | 0.00018785 | 0.0010053 | 7.9534e-05 | 7.9772e-13 | 0.00011415 | 0 | 0 | 0.00023959 | 0.0010068 | -0.001863 | 0.00018785 | 0.00046447 | 0.00013614 | 0.0002174 | 0.00013614 | 0.00011415 | 0.00022925 | 0.00011415 | 0 | 6.5591e-05 | 0.0001118 | 0.0001239 | 7.7363e-05 | 9.1745e-05 | 0.0007487 | 0.00049886 | 0.00057857 | 0.00057857 | 0.00011415 | 0.00011415 | 0.00011415 | 0.00011416 | 0.00011415 | 0.00011415 | 9.9691e-05 | 6.8344e-05 | 6.1493e-05 | 5.7992e-05 | 0.00022929 | 0.00011415 | 0.00011415 | 0.00011415 | 0.00011415 | 1.729e-06 | 2.6771e-05 | 5.7344e-05 | 7.5048e-05 | 9.7907e-05 | 8.9705e-05 | 9.0005e-05 | 9.0144e-05 | 8.923e-05 | 0.00010058 | 3.116e-05 | 3.116e-05
03/20 24:00:00 | 3 | 20 | 24 | 1896 | WD | 0 | 0.00016599 | 0.00016599 | -0.00098841 | 7.7675e-05 | -1.3906e-12 | 0.00011415 | 0 | 0 | 0.00013341 | 0.00064063 | -0.0081454 | 0.00016599 | 0.00030656 | 0.00012638 | 0.00019274 | 0.00012638 | 0.00011415 | 0.00022925 | 0.00011415 | 0 | 6.5591e-05 | 0.0001118 | 8.8743e-05 | 7.7363e-05 | 8.088e-05 | 0.00054345 | 0.00049889 | 0.00051311 | 0.00051311 | 0.00011415 | 0.00011415 | 0.00011415 | 0.00011416 | 0.00011415 | 0.00011415 | 4.5468e-05 | 6.8027e-05 | 5.8924e-05 | 5.4272e-05 | 0.00022929 | 0.00011415 | 0.00011415 | 0.00011415 | 0.00011415 | 1.2032e-06 | 2.496e-05 | 5.3631e-05 | 7.0234e-05 | 7.2289e-05 | 8.962e-05 | 8.3818e-05 | 8.1127e-05 | 8.9542e-05 | 0.00010138 | 6.2679e-05 | 6.2679e-05
03/21 01:00:00 | 3 | 21 | 1 | 1897 | WE | 0 | 0.00012651 | 0.00012651 | 0.00098037 | 7.5736e-05 | 0.00025245 | 0.00011415 | 0 | 0 | 5.4452e-05 | 0.00042014 | -0.0054824 | 0.00012651 | 0.0001223 | 9.281e-05 | 0.00014557 | 9.281e-05 | 0.00011415 | 0.00022925 | 0.00011415 | 0 | 1.6398e-05 | 1.3975e-05 | 9.0415e-05 | 7.7363e-05 | 8.1396e-05 | 0.00051767 | 0.00049889 | 0.00050489 | 0.00050489 | 0.00011415 | 0.00011415 | 0.00011415 | 0.00011416 | 0.00011415 | 0.00011415 | 9.1034e-05 | 6.7538e-05 | 5.9021e-05 | 5.4669e-05 | 0.00022929 | 0.00011415 | 0.00011415 | 0.00011415 | 0.00011415 | 2.6738e-06 | 2.2169e-05 | 5.2933e-05 | 7.0747e-05 | 9.2119e-05 | 8.9401e-05 | 8.3775e-05 | 8.1166e-05 | 8.542e-05 | 0.00010197 | 9.4604e-05 | 9.4604e-05
03/21 02:00:00 | 3 | 21 | 2 | 1898 | WE | 0 | 0.000148 | 0.000148 | 1.7679e-07 | 7.4777e-05 | 0.00023244 | 0.00011415 | 0 | 0 | 2.1781e-05 | 0.00043732 | -0.0050465 | 0.000148 | 0.00017171 | 8.6205e-05 | 0.00017771 | 8.6205e-05 | 0.00011415 | 0.00022925 | 0.00011415 | 0 | 1.6398e-05 | 1.3975e-05 | 8.9436e-05 | 7.7362e-05 | 8.1093e-05 | 0.00049949 | 0.00049889 | 0.00049909 | 0.00049909 | 0.00011415 | 0.00011415 | 0.00011415 | 0.00011416 | 0.00011415 | 0.00011415 | 9.1034e-05 | 6.7578e-05 | 5.8145e-05 | 5.3326e-05 | 0.00022929 | 0.00011415 | 0.00011415 | 0.00011415 | 0.00011415 | 2.6738e-06 | 2.2396e-05 | 5.1915e-05 | 6.9009e-05 | 9.2118e-05 | 8.9419e-05 | 8.3088e-05 | 8.0151e-05 | 8.5454e-05 | 0.00010239 | 0.00011351 | 0.00011351
03/21 03:00:00 | 3 | 21 | 3 | 1899 | WE | 0 | 0.00017756 | 0.00017756 | 1.406e-07 | 0 | 0.00022975 | 0.00011415 | 0 | 0 | 2.1781e-05 | 0.00048157 | -0.0049153 | 0.00017756 | 0.000268 | 8.4304e-05 | 0.00023146 | 8.4304e-05 | 0.00011415 | 0.00022925 | 0.00011415 | 0 | 1.6398e-05 | 1.3975e-05 | 8.923e-05 | 7.7361e-05 | 8.1029e-05 | 0.00049651 | 0.00049889 | 0.00049813 | 0.00049813 | 0.00011415 | 0.00011415 | 0.00011415 | 0.00011416 | 0.00011415 | 0.00011415 | 9.1034e-05 | 6.8179e-05 | 5.8423e-05 | 5.3438e-05 | 0.00022929 | 0.00011415 | 0.00011415 | 0.00011415 | 0.00011415 | 2.6738e-06 | 2.5829e-05 | 5.3266e-05 | 6.9154e-05 | 9.2127e-05 | 8.9604e-05 | 8.3009e-05 | 7.995e-05 | 8.5451e-05 | 0.00010272 | 0.00013714 | 0.00013714
03/21 04:00:00 | 3 | 21 | 4 | 1900 | WE | 0 | 0.00019221 | 0.00019221 | 0 | 7.4494e-05 | 0.00022651 | 0.00011415 | 0 | 0 | 2.1781e-05 | 0.00044451 | -0.0019725 | 0.00019221 | 0.00029129 | 8.2413e-05 | 0.00024147 | 8.2413e-05 | 0.00011415 | 0.00022925 | 0.00011415 | 0 | 1.6398e-05 | 1.3975e-05 | 0.00010085 | 7.737e-05 | 8.4625e-05 | 0.00056389 | 0.00049893 | 0.00051966 | 0.00051966 | 0.00011415 | 0.00011415 | 0.00011415 | 0.00011416 | 0.00011415 | 0.00011415 | 9.1034e-05 | 6.9401e-05 | 6.1076e-05 | 5.6823e-05 | 0.00022929 | 0.00011415 | 0.00011415 | 0.00011415 | 0.00011415 | 2.6738e-06 | 3.2805e-05 | 5.8598e-05 | 7.3534e-05 | 9.2247e-05 | 8.9978e-05 | 8.3733e-05 | 8.0836e-05 | 8.5438e-05 | 0.00010293 | 0.00014613 | 0.00014613
03/21 05:00:00 | 3 | 21 | 5 | 1901 | WE | 0 | 0.00019537 | 0.00019537 | 6.0851e-07 | 7.5295e-05 | 0.00021796 | 0.00011415 | 0 | 0 | 6.5342e-05 | 0.00041988 | 0.0011841 | 0.00019537 | 0.00029884 | 8.158e-05 | 0.00024375 | 8.158e-05 | 0.00011415 | 0.00022925 | 0.00011415 | 0 | 1.6398e-05 | 1.3975e-05 | 0.00010007 | 8.0604e-05 | 8.6621e-05 | 0.00055889 | 0.00051873 | 0.00053155 | 0.00053155 | 0.00011415 | 0.00011415 | 0.00011415 | 0.00011416 | 0.00011415 | 0.00011415 | 9.1034e-05 | 8.6668e-05 | 7.4596e-05 | 6.8429e-05 | 0.00022929 | 0.00011415 | 0.00011415 | 0.00011415 | 0.00011415 | 2.6738e-06 | 4.7626e-05 | 7.3544e-05 | 8.8553e-05 | 9.2246e-05 | 9.6326e-05 | 8.7915e-05 | 8.4014e-05 | 8.5438e-05 | 0.00010301 | 0.00015481 | 0.00015481
03/21 06:00:00 | 3 | 21 | 6 | 1902 | WE | 0 | 0.00019455 | 0.00019455 | 2.1736e-06 | 7.8632e-05 | -1.5577e-12 | 0.00011415 | 0 | 0 | 0.00013613 | 0.00040884 | 0.0031567 | 0.00019455 | 0.00029586 | 8.8117e-05 | 0.00023701 | 8.8117e-05 | 0.00011415 | 0.00022925 | 0.00011415 | 0 | 1.6398e-05 | 1.4769e-05 | 0.00010079 | 8.6558e-05 | 9.0956e-05 | 0.00054798 | 0.00053744 | 0.00054081 | 0.00054081 | 0.00011415 | 0.00011415 | 0.00011415 | 0.00011416 | 0.00011415 | 0.00011415 | 9.1034e-05 | 0.00011711 | 9.2869e-05 | 8.0485e-05 | 0.00022929 | 0.00011415 | 0.00011415 | 0.00011415 | 0.00011415 | 2.6738e-06 | 6.6196e-05 | 9.0235e-05 | 0.00010416 | 9.2227e-05 | 0.00010961 | 9.9687e-05 | 9.5086e-05 | 8.1234e-05 | 0.00012595 | 4.6413e-05 | 4.6413e-05
03/21 07:00:00 | 3 | 21 | 7 | 1903 | WE | 2.0213e-05 | 0.00021833 | 0.00021833 | 1.756e-05 | 0.00017167 | 7.5442e-14 | 0.00011415 | 0.00010082 | 0.00010082 | 0.00015247 | -0.00081422 | 0.0035617 | 0.00021833 | -6.7126e-05 | 0.00010137 | 0.00025564 | 0.00010137 | 0.00011415 | 5.7313e-05 | 0.00011415 | 2.3103e-06 | 1.6398e-05 | 1.4769e-05 | 9.6491e-05 | 0.000102 | 0.0001003 | 0.00051515 | 0.00062627 | 0.00059082 | 0.00059082 | 0.00011415 | 0.00011415 | 0.00011415 | 0.00011416 | 0.00011415 | 0.00011415 | 9.1034e-05 | 0.0001368 | 0.00010648 | 9.0996e-05 | 7.5498e-05 | 0.00011415 | 0.00011415 | 0.00011415 | 0.00011415 | 1.4205e-05 | 9.6701e-05 | 0.00011038 | 0.0001183 | 8.8358e-05 | 0.00011521 | 9.9189e-05 | 9.176e-05 | 8.4393e-05 | 0.00011922 | 5.3571e-05 | 5.3571e-05
03/21 08:00:00 | 3 | 21 | 8 | 1904 | WE | 0.00012257 | 0.00022142 | 0.00022142 | 1.4649e-05 | 0.00026691 | 4.7973e-13 | 0.00011415 | 0.00044598 | 0.00044598 | 0.00013613 | -0.00046564 | 0.0033315 | 0.00022142 | 6.3305e-05 | 0.000114 | 0.00024388 | 0.000114 | 0.00011415 | 0 | 0.00011415 | 1.1446e-05 | 1.6398e-05 | 1.4769e-05 | 9.645e-05 | 0.00010391 | 0.00010161 | -8.4239e-05 | 4.536e-08 | -2.6846e-05 | -2.6846e-05 | 0.00011415 | 0.00011415 | 0.00011415 | 0.00011416 | 0.00011415 | 0.00011415 | 9.1034e-05 | 0.00014804 | 0.00011622 | 9.9958e-05 | 0 | 0.00011415 | 0.00011415 | 0.00011415 | 0.00011415 | 6.5668e-05 | 0.00014852 | 0.00013844 | 0.00013261 | 8.6454e-05 | 0.00011741 | 0.00010258 | 9.5705e-05 | 8.5721e-05 | 0.00011677 | -1.7848e-05 | -1.7848e-05
03/21 09:00:00 | 3 | 21 | 9 | 1905 | WE | 0.00022174 | 0.00022746 | 0.00022746 | 2.2805e-05 | 0.00017893 | 1.5523e-12 | 0.00011415 | 0.00035883 | 0.00035883 | 5.9897e-05 | -0.00022976 | 0.0029039 | 0.00022746 | 0.00024218 | 0.00011567 | 0.00026939 | 0.00011567 | 0.00011415 | 0 | 0.00011415 | 2.0931e-05 | 1.6398e-05 | 1.4769e-05 | 9.7188e-05 | 0.000104 | 0.00010189 | -8.8551e-05 | 2.3995e-08 | -2.8236e-05 | -2.8236e-05 | 0.00011415 | 0.00011415 | 0.00011415 | 0.00011416 | 0.00011415 | 0.00011415 | 9.1034e-05 | 0.00014946 | 0.00011937 | 0.000104 | 0 | 0.00011415 | 0.00011415 | 0.00011415 | 0.00011415 | 0.00011632 | 0.00019988 | 0.00016237 | 0.00014066 | 8.6439e-05 | 0.00011832 | 0.00010496 | 9.8766e-05 | 8.5881e-05 | 0.00011522 | -2.422e-05 | -2.422e-05
03/21 10:00:00 | 3 | 21 | 10 | 1906 | WE | 0.00030422 | 0.00026151 | 0.00026151 | 0.00096099 | 0.00026446 | 0.00021486 | 0.00011415 | 0.00030594 | 0.00030594 | 4.0839e-05 | -0.0001585 | 0.0024597 | 0.00026151 | 0.00039295 | 0.00011778 | 0.00030551 | 0.00011778 | 0.00011415 | 0 | 0.00011415 | 2.6174e-05 | 1.6398e-05 | 1.4769e-05 | 9.6618e-05 | 0.0001041 | 0.00010179 | -8.9971e-05 | 2.2168e-08 | -2.869e-05 | -2.869e-05 | 0.00011415 | 0.00011415 | 0.00011415 | 0.00011416 | 0.00011415 | 0.00011415 | 9.1034e-05 | 0.00014938 | 0.00011814 | 0.00010218 | 0 | 0.00011415 | 0.00011415 | 0.00011415 | 0.00011415 | 0.00016414 | 0.00022374 | 0.00017098 | 0.00014043 | 8.6403e-05 | 0.00011847 | 0.0001041 | 9.7429e-05 | 8.6011e-05 | 0.00011407 | -3.0889e-05 | -3.0889e-05
03/21 11:00:00 | 3 | 21 | 11 | 1907 | WE | 0.00037317 | 0.00020168 | 0.00020168 | -0.00091908 | 0.00017209 | 0.00021991 | 0.00011415 | 0 | 0 | 4.0839e-05 | 0.0012171 | 0.0020865 | 0.00020168 | 0.00048124 | 0.00012151 | 0.00023348 | 0.00012151 | 0.00011415 | 0 | 0.00011415 | 2.6174e-05 | 1.6398e-05 | 1.4769e-05 | 0.00012489 | 0.00010426 | 0.00011064 | -9.2627e-05 | 2.5045e-08 | -2.9536e-05 | -2.9536e-05 | 0.00011415 | 0.00011415 | 0.00011415 | 0.00011416 | 0.00011415 | 0.00011415 | 9.1034e-05 | 0.00014911 | 0.0001139 | 9.5904e-05 | 0 | 0.00011415 | 0.00011415 | 0.00011415 | 0.00011415 | 0.00020125 | 0.00022125 | 0.00016567 | 0.00013349 | 8.665e-05 | 0.00011843 | 0.00010424 | 9.7667e-05 | 8.6098e-05 | 0.00011305 | -3.9635e-05 | -3.9635e-05
03/21 12:00:00 | 3 | 21 | 12 | 1908 | WE | 0.00041261 | 0.00019149 | 0.00019149 | 0.0010364 | 0.00016792 | 0.00021998 | 0.00011415 | 0 | 0 | 4.0839e-05 | 0.00080172 | 0.0017849 | 0.00019149 | 0.00039404 | 0.00012155 | 0.0002196 | 0.00012155 | 0.00011415 | 0 | 0.00011415 | 2.6174e-05 | 1.6398e-05 | 1.4769e-05 | 9.5414e-05 | 0.00010439 | 0.00010161 | -9.2273e-05 | 1.4765e-07 | -2.934e-05 | -2.934e-05 | 0.00011415 | 0.00011415 | 0.00011415 | 0.00011416 | 0.00011415 | 0.00011415 | 9.1034e-05 | 0.00014827 | 0.00011155 | 9.2781e-05 | 0 | 0.00011415 | 0.00011415 | 0.00011415 | 0.00011415 | 0.00022348 | 0.00021767 | 0.00016223 | 0.00013012 | 8.6346e-05 | 0.0001182 | 0.00010283 | 9.5695e-05 | 8.6192e-05 | 0.00011235 | -4.881e-05 | -4.881e-05
03/21 13:00:00 | 3 | 21 | 13 | 1909 | WE | 0.0004149 | 0.00018971 | 0.00018971 | 7.8946e-06 | 0.00016481 | 0.00021627 | 0.00011415 | 0 | 0 | 4.0839e-05 | 0.00054947 | 0.0015577 | 0.00018971 | 0.00036001 | 0.00011748 | 0.00021839 | 0.00011748 | 0.00011415 | 0 | 0.00011415 | 2.6174e-05 | 1.6398e-05 | 1.4769e-05 | 9.7506e-05 | 0.00010952 | 0.0001058 | -9.3125e-05 | 2.8953e-07 | -2.9515e-05 | -2.9515e-05 | 0.00011415 | 0.00011415 | 0.00011415 | 0.00011416 | 0.00011415 | 0.00011415 | 9.1034e-05 | 0.00014778 | 0.00010773 | 8.7265e-05 | 0 | 0.00011415 | 0.00011415 | 0.00011415 | 0.00011415 | 0.00022819 | 0.00021561 | 0.00015671 | 0.00012259 | 8.6326e-05 | 0.00011985 | 0.00010079 | 9.195e-05 | 8.6318e-05 | 0.0001117 | -5.9604e-05 | -5.9604e-05
03/21 14:00:00 | 3 | 21 | 14 | 1910 | WE | 0.00038195 | 0.00017333 | 0.00017333 | 3.9723e-06 | 8.1416e-05 | 0.00022375 | 0.00011415 | 0 | 0 | 4.0839e-05 | 0.00046604 | 0.0013503 | 0.00017333 | 0.00032838 | 0.00011631 | 0.00020791 | 0.00011631 | 0.00011415 | 0 | 0.00011415 | 2.6174e-05 | 1.6398e-05 | 1.4769e-05 | 9.8175e-05 | 0.0001097 | 0.00010614 | -9.4298e-05 | 1.8118e-07 | -2.9963e-05 | -2.9963e-05 | 0.00011415 | 0.00011415 | 0.00011415 | 0.00011416 | 0.00011415 | 0.00011415 | 9.1034e-05 | 0.0001471 | 0.00010447 | 8.269e-05 | 0 | 0.00011415 | 0.00011415 | 0.00011415 | 0.00011415 | 0.00021543 | 0.00021248 | 0.00015119 | 0.00011569 | 8.6316e-05 | 0.00011971 | 9.1436e-05 | 7.8325e-05 | 8.642e-05 | 0.00011128 | -3.7489e-05 | -3.7489e-05
03/21 15:00:00 | 3 | 21 | 15 | 1911 | WE | 0.00031846 | 0.000176 | 0.000176 | 6.362e-06 | 0.0001609 | 0.00023635 | 0.00011415 | 0 | 0 | 4.0839e-05 | 0.00041325 | 0.0011571 | 0.000176 | 0.00030737 | 0.00011474 | 0.00020003 | 0.00011474 | 0.00011415 | 0 | 0.00011415 | 2.6174e-05 | 1.6398e-05 | 1.4769e-05 | 9.745e-05 | 0.00010589 | 0.00010328 | -9.5438e-05 | 8.1069e-08 | -3.0395e-05 | -3.0395e-05 | 0.00011415 | 0.00011415 | 0.00011415 | 0.00011416 | 0.00011415 | 0.00011415 | 9.1034e-05 | 0.00014517 | 0.00010162 | 7.9372e-05 | 0 | 0.00011415 | 0.00011415 | 0.00011415 | 0.00011415 | 0.00018588 | 0.00020335 | 0.00014421 | 0.00010995 | 8.631e-05 | 0.00011778 | 8.9442e-05 | 7.6299e-05 | 8.6469e-05 | 0.00011124 | -3.5789e-05 | -3.5789e-05
03/21 16:00:00 | 3 | 21 | 16 | 1912 | WE | 0.00023641 | 0.00017789 | 0.00017789 | 0.00057072 | 0.00015982 | 0.00024949 | 0.00011415 | 0 | 0 | 4.0839e-05 | 0.00039467 | 0.0010106 | 0.00017789 | 0.00030416 | 0.00011582 | 0.0002011 | 0.00011582 | 0.00011415 | 0 | 0.00011415 | 2.4611e-05 | 1.6398e-05 | 1.4769e-05 | 9.2048e-05 | 0.00010568 | 0.00010147 | -9.6434e-05 | 4.1488e-08 | -3.074e-05 | -3.074e-05 | 0.00011415 | 0.00011415 | 0.00011415 | 0.00011416 | 0.00011415 | 0.00011415 | 9.1034e-05 | 0.00014133 | 9.6564e-05 | 7.3692e-05 | 0 | 0.00011415 | 0.00011415 | 0.00011415 | 0.00011415 | 0.00014418 | 0.00018143 | 0.00013025 | 0.00010062 | 8.626e-05 | 0.00011655 | 8.8181e-05 | 7.5023e-05 | 8.6509e-05 | 0.00011142 | -2.9321e-05 | -2.9321e-05
03/21 17:00:00 | 3 | 21 | 17 | 1913 | WE | 0.00014354 | 0.00018521 | 0.00018521 | -0.00056424 | 8.2321e-05 | -2.0051e-12 | 0.00011415 | 0.00069969 | 0.00069969 | 7.0788e-05 | -0.00078164 | 0.00092357 | 0.00018521 | 7.564e-05 | 0.00012479 | 0.00021707 | 0.00012479 | 0.00011415 | 0 | 0.00011415 | 1.6034e-05 | 1.6398e-05 | 1.4769e-05 | 9.1958e-05 | 0.0001023 | 9.9106e-05 | -8.7187e-05 | -5.9168e-08 | -2.7858e-05 | -2.7858e-05 | 0.00011415 | 0.00011415 | 0.00011415 | 0.00011416 | 0.00011415 | 0.00011415 | 9.1034e-05 | 0.00012573 | 8.8965e-05 | 7.0179e-05 | 0 | 0.00011415 | 0.00011415 | 0.00011415 | 0.00011415 | 9.4699e-05 | 0.00012462 | 0.00010533 | 9.4158e-05 | 8.626e-05 | 0.00011066 | 8.3351e-05 | 7.0682e-05 | 8.5805e-05 | 0.00011184 | -1.6256e-05 | -1.6256e-05
03/21 18:00:00 | 3 | 21 | 18 | 1914 | WE | 3.3468e-05 | 0.00021421 | 0.00021421 | 0.00071449 | 0.00016638 | -7.5459e-13 | 0.00011415 | 0.00044184 | 0.00044184 | 0.00015247 | -0.00048816 | 0.00086245 | 0.00021421 | 0.00023221 | 0.00013881 | 0.0002396 | 0.00013881 | 0.00011415 | 0 | 0.00011415 | 7.2693e-06 | 1.6398e-05 | 1.4769e-05 | 9.1753e-05 | 0.0001004 | 9.7726e-05 | -8.5568e-05 | -1.6243e-07 | -2.7412e-05 | -2.7412e-05 | 0.00011415 | 0.00011415 | 0.00011415 | 0.00011416 | 0.00011415 | 0.00011415 | 9.1034e-05 | 0.00012184 | 8.3213e-05 | 6.3475e-05 | 0 | 0.00011415 | 0.00011415 | 0.00011415 | 0.00011415 | 4.5794e-05 | 8.5509e-05 | 8.4279e-05 | 8.3567e-05 | 8.6282e-05 | 0.00010852 | 8.0606e-05 | 6.7657e-05 | 8.5726e-05 | 0.00011269 | 0.00012021 | 0.00012021
03/21 19:00:00 | 3 | 21 | 19 | 1915 | WE | 0 | 0.0002436 | 0.0002436 | 0.00033237 | 0.00017039 | -3.8268e-13 | 0.00011415 | 3.8743e-05 | 3.8743e-05 | 0.00021236 | -0.00026105 | 0.00079974 | 0.0002436 | 0.00037093 | 0.00014748 | 0.00027269 | 0.00014748 | 0.00011415 | 0.00017194 | 0.00011415 | 4.7351e-07 | 1.6398e-05 | 1.4769e-05 | 0.00010341 | 9.9146e-05 | 0.00010046 | -8.6061e-05 | -1.6917e-08 | -2.747e-05 | -2.747e-05 | 0.00011415 | 0.00011415 | 0.00011415 | 0.00011416 | 0.00011415 | 0.00011415 | 9.1034e-05 | 0.00011772 | 8.049e-05 | 6.1465e-05 | 0.0001538 | 0.00011415 | 0.00011415 | 0.00011415 | 0.00011415 | 6.364e-06 | 6.2595e-05 | 7.3402e-05 | 7.966e-05 | 9.0193e-05 | 0.00011249 | 8.8229e-05 | 7.6978e-05 | 8.5689e-05 | 0.00011314 | 0.00013296 | 0.00013296
03/21 20:00:00 | 3 | 21 | 20 | 1916 | WE | 0 | 0.00022669 | 0.00022669 | -0.001021 | 0.00019362 | -2.8567e-13 | 0.00011415 | 0 | 0 | 0.00028587 | -0.00012129 | 0.0007254 | 0.00022669 | 0.00030889 | 0.0001514 | 0.00024132 | 0.0001514 | 0.00011415 | 0.00022925 | 0.00011415 | 0 | 1.6398e-05 | 1.4769e-05 | 0.00010263 | 9.6354e-05 | 9.8295e-05 | -8.6468e-05 | -8.7628e-09 | -2.7594e-05 | -2.7594e-05 | 0.00011415 | 0.00011415 | 0.00011415 | 0.00011416 | 0.00011415 | 0.00011415 | 9.1034e-05 | 0.00010413 | 7.5344e-05 | 6.0638e-05 | 0.00022929 | 0.00011415 | 0.00011415 | 0.00011415 | 0.00011415 | 2.6738e-06 | 5.5997e-05 | 7.023e-05 | 7.8471e-05 | 9.2088e-05 | 0.00010955 | 9.0648e-05 | 8.1881e-05 | 8.5675e-05 | 0.00011335 | 0.0001356 | 0.0001356
03/21 21:00:00 | 3 | 21 | 21 | 1917 | WE | 0 | 0.00021837 | 0.00021837 | 0.0010433 | 0.00020314 | 0 | 0.00011415 | 0 | 0 | 0.00034305 | -7.7715e-05 | 0.00061989 | 0.00021837 | 0.00027836 | 0.00015248 | 0.00022752 | 0.00015248 | 0.00011415 | 0.00022925 | 0.00011415 | 0 | 1.6398e-05 | 1.4769e-05 | 9.7245e-05 | 8.1457e-05 | 8.6336e-05 | -6.3574e-05 | 1.3406e-09 | -2.0283e-05 | -2.0283e-05 | 0.00011415 | 0.00011415 | 0.00011415 | 0.00011416 | 0.00011415 | 0.00011415 | 9.1034e-05 | 8.8189e-05 | 6.8193e-05 | 5.7976e-05 | 0.00022929 | 0.00011415 | 0.00011415 | 0.00011415 | 0.00011415 | 2.6738e-06 | 3.8487e-05 | 6.1627e-05 | 7.5027e-05 | 9.2099e-05 | 9.9183e-05 | 8.6865e-05 | 8.1152e-05 | 8.6796e-05 | 0.00011379 | 0.00014888 | 0.00014888
03/21 22:00:00 | 3 | 21 | 22 | 1918 | WE | 0 | 0.00019175 | 0.00019175 | 8.4979e-06 | 0.00011097 | 2.0697e-12 | 0.00011415 | 0 | 0 | 0.00034849 | -5.4987e-05 | 0.0004522 | 0.00019175 | 0.00025172 | 0.00014889 | 0.00020999 | 0.00014889 | 0.00011415 | 0.00022925 | 0.00011415 | 0 | 1.6398e-05 | 1.3975e-05 | 8.8822e-05 | 7.7698e-05 | 8.1136e-05 | -5.7437e-05 | 8.1887e-06 | -1.275e-05 | -1.275e-05 | 0.00011415 | 0.00011415 | 0.00011415 | 0.00011415 | 0.00011415 | 0.00011415 | 9.1034e-05 | 6.8383e-05 | 6.1574e-05 | 5.8095e-05 | 0.00022929 | 0.00011415 | 0.00011415 | 0.00011415 | 0.00011415 | 2.6738e-06 | 2.6995e-05 | 5.751e-05 | 7.5181e-05 | 9.2027e-05 | 8.9706e-05 | 8.3885e-05 | 8.1185e-05 | 8.6569e-05 | 9.6174e-05 | 0.00015311 | 0.00015311
03/21 23:00:00 | 3 | 21 | 23 | 1919 | WE | 0 | 0.00017516 | 0.00017516 | 2.8919e-06 | 0.00016081 | 7.9772e-13 | 0.00011415 | 0 | 0 | 0.00023959 | 0.00097803 | -0.0019012 | 0.00017516 | 0.00042992 | 0.00013992 | 0.00018628 | 0.00013992 | 0.00011415 | 0.00022925 | 0.00011415 | 0 | 1.6398e-05 | 1.3975e-05 | 0.00011813 | 7.7918e-05 | 9.0346e-05 | -5.9275e-05 | 1.4139e-05 | -9.2843e-06 | -9.2843e-06 | 0.00011415 | 0.00011415 | 0.00011415 | 0.00011416 | 0.00011415 | 0.00011415 | 9.1034e-05 | 6.7664e-05 | 6.0585e-05 | 5.6968e-05 | 0.00022929 | 0.00011415 | 0.00011415 | 0.00011415 | 0.00011415 | 2.6738e-06 | 2.2886e-05 | 5.5079e-05 | 7.3722e-05 | 9.2307e-05 | 8.9591e-05 | 8.3637e-05 | 8.0876e-05 | 8.6518e-05 | 9.8514e-05 | 0.00015078 | 0.00015078
03/21 24:00:00 | 3 | 21 | 24 | 1920 | WE | 0 | 0.00014092 | 0.00014092 | 4.4248e-06 | 7.8532e-05 | -1.3906e-12 | 0.00011415 | 0 | 0 | 0.00013341 | 0.00060545 | -0.0050157 | 0.00014092 | 0.00026575 | 0.00012686 | 0.00015682 | 0.00012686 | 0.00011415 | 0.00022925 | 0.00011415 | 0 | 1.6398e-05 | 1.3975e-05 | 8.878e-05 | 7.7991e-05 | 8.1325e-05 | -5.628e-05 | 1.5255e-05 | -7.5682e-06 | -7.5682e-06 | 0.00011415 | 0.00011415 | 0.00011415 | 0.00011416 | 0.00011415 | 0.00011415 | 9.1034e-05 | 6.7637e-05 | 6.0012e-05 | 5.6116e-05 | 0.00022929 | 0.00011415 | 0.00011415 | 0.00011415 | 0.00011415 | 2.6738e-06 | 2.2734e-05 | 5.4326e-05 | 7.262e-05 | 9.2032e-05 | 8.9625e-05 | 8.3489e-05 | 8.0643e-05 | 8.6481e-05 | 0.00010014 | 0.00015412 | 0.00015412
03/22 01:00:00 | 3 | 22 | 1 | 1921 | WE | 0 | 9.76e-05 | 9.76e-05 | 8.8311e-07 | 7.5719e-05 | 0.00025245 | 0.00011415 | 0 | 0 | 5.4452e-05 | 0.00039042 | -0.0055046 | 9.76e-05 | 8.1566e-05 | 9.281e-05 | 0.00010443 | 9.281e-05 | 0.00011415 | 0.00022925 | 0.00011415 | 0 | 1.6398e-05 | 1.3975e-05 | 8.8742e-05 | 7.7978e-05 | 8.1305e-05 | -5.5966e-05 | 1.5621e-05 | -7.2194e-06 | -7.2194e-06 | 0.00011415 | 0.00011415 | 0.00011415 | 0.00011416 | 0.00011415 | 0.00011415 | 9.1034e-05 | 6.758e-05 | 5.8756e-05 | 5.4248e-05 | 0.00022929 | 0.00011415 | 0.00011415 | 0.00011415 | 0.00011415 | 2.6738e-06 | 2.2409e-05 | 5.2676e-05 | 7.0203e-05 | 9.2063e-05 | 8.9612e-05 | 8.3136e-05 | 8.0131e-05 | 8.6427e-05 | 0.00010088 | 0.00016716 | 0.00016716
03/22 02:00:00 | 3 | 22 | 2 | 1922 | WE | 0 | 0.00010991 | 0.00010991 | 0 | 7.4772e-05 | 0.00023244 | 0.00011415 | 0 | 0 | 2.1781e-05 | 0.00040392 | -0.0046984 | 0.00010991 | 0.00011311 | 8.6205e-05 | 0.00012347 | 8.6205e-05 | 0.00011415 | 0.00022925 | 0.00011415 | 0 | 1.6398e-05 | 1.3975e-05 | 8.869e-05 | 7.7819e-05 | 8.1179e-05 | -5.5548e-05 | 1.5993e-05 | -6.8326e-06 | -6.8326e-06 | 0.00011415 | 0.00011415 | 0.00011415 | 0.00011416 | 0.00011415 | 0.00011415 | 9.1034e-05 | 6.7485e-05 | 5.7794e-05 | 5.2843e-05 | 0.00022929 | 0.00011415 | 0.00011415 | 0.00011415 | 0.00011415 | 2.6738e-06 | 2.1869e-05 | 5.1326e-05 | 6.8384e-05 | 9.2072e-05 | 8.9533e-05 | 8.2847e-05 | 7.9747e-05 | 8.6397e-05 | 0.00010132 | 0.00016843 | 0.00016843
03/22 03:00:00 | 3 | 22 | 3 | 1923 | WE | 0 | 0.00011555 | 0.00011555 | 3.0167e-07 | 0 | 0.00022975 | 0.00011415 | 0 | 0 | 2.1781e-05 | 0.00041625 | -0.0049491 | 0.00011555 | 0.00015938 | 8.4304e-05 | 0.00014319 | 8.4304e-05 | 0.00011415 | 0.00022925 | 0.00011415 | 0 | 1.6398e-05 | 1.3975e-05 | 8.8662e-05 | 7.7638e-05 | 8.1045e-05 | -5.5022e-05 | 1.6275e-05 | -6.4731e-06 | -6.4731e-06 | 0.00011415 | 0.00011415 | 0.00011415 | 0.00011416 | 0.00011415 | 0.00011415 | 9.1034e-05 | 6.7544e-05 | 5.8391e-05 | 5.3714e-05 | 0.00022929 | 0.00011415 | 0.00011415 | 0.00011415 | 0.00011415 | 2.6738e-06 | 2.2203e-05 | 5.2163e-05 | 6.9512e-05 | 9.2077e-05 | 8.949e-05 | 8.2997e-05 | 7.9985e-05 | 8.6371e-05 | 0.00010164 | 0.0001722 | 0.0001722
03/22 04:00:00 | 3 | 22 | 4 | 1924 | WE | 0 | 0.00013071 | 0.00013071 | 0.00012838 | 7.4491e-05 | 0.00022651 | 0.00011415 | 0 | 0 | 2.1781e-05 | 0.00038571 | -0.0019244 | 0.00013071 | 0.00018201 | 8.2413e-05 | 0.00015392 | 8.2413e-05 | 0.00011415 | 0.00022925 | 0.00011415 | 0 | 1.6398e-05 | 1.3975e-05 | 0.00010043 | 7.8108e-05 | 8.5006e-05 | -5.4257e-05 | 1.6021e-05 | -6.4014e-06 | -6.4014e-06 | 0.00011415 | 0.00011415 | 0.00011415 | 0.00011416 | 0.00011415 | 0.00011415 | 9.1034e-05 | 6.9679e-05 | 5.9002e-05 | 5.3546e-05 | 0.00022929 | 0.00011415 | 0.00011415 | 0.00011415 | 0.00011415 | 2.6738e-06 | 2.4849e-05 | 5.2995e-05 | 6.9294e-05 | 9.2201e-05 | 9.0302e-05 | 8.3223e-05 | 7.9939e-05 | 8.6337e-05 | 0.0001019 | 0.00017184 | 0.00017184
03/22 05:00:00 | 3 | 22 | 5 | 1925 | WE | 0 | 0.00013611 | 0.00013611 | -0.00012856 | 7.5289e-05 | 0.00021796 | 0.00011415 | 0 | 0 | 6.5342e-05 | 0.00036119 | 0.0011317 | 0.00013611 | 0.00019359 | 8.158e-05 | 0.0001594 | 8.158e-05 | 0.00011415 | 0.00022925 | 0.00011415 | 0 | 1.6398e-05 | 1.3975e-05 | 9.968e-05 | 8.0944e-05 | 8.6734e-05 | -5.3699e-05 | 1.5955e-05 | -6.2686e-06 | -6.2686e-06 | 0.00011415 | 0.00011415 | 0.00011415 | 0.00011416 | 0.00011415 | 0.00011415 | 9.1034e-05 | 8.4051e-05 | 6.7636e-05 | 5.9249e-05 | 0.00022929 | 0.00011415 | 0.00011415 | 0.00011415 | 0.00011415 | 2.6738e-06 | 3.4085e-05 | 6.1055e-05 | 7.6674e-05 | 9.2196e-05 | 9.5638e-05 | 8.598e-05 | 8.1501e-05 | 8.6318e-05 | 0.00010205 | 0.00017524 | 0.00017524
03/22 06:00:00 | 3 | 22 | 6 | 1926 | WE | 0 | 0.00014224 | 0.00014224 | 0.00012366 | 7.8616e-05 | -1.5577e-12 | 0.00011415 | 0 | 0 | 0.00013613 | 0.000353 | 0.0030697 | 0.00014224 | 0.00020072 | 8.8117e-05 | 0.00016254 | 8.8117e-05 | 0.00011415 | 0.00022925 | 0.00011415 | 0 | 1.6398e-05 | 1.4769e-05 | 0.00010049 | 8.6949e-05 | 9.1133e-05 | -7.2879e-05 | 6.7958e-06 | -1.8625e-05 | -1.8625e-05 | 0.00011415 | 0.00011415 | 0.00011415 | 0.00011416 | 0.00011415 | 0.00011415 | 9.1034e-05 | 0.00011341 | 8.0931e-05 | 6.4334e-05 | 0.00022929 | 0.00011415 | 0.00011415 | 0.00011415 | 0.00011415 | 2.6738e-06 | 4.5297e-05 | 6.9335e-05 | 8.3254e-05 | 9.2206e-05 | 0.00010661 | 9.0409e-05 | 8.2893e-05 | 8.2465e-05 | 0.00010214 | 0.00017358 | 0.00017358
03/22 07:00:00 | 3 | 22 | 7 | 1927 | WE | 2.227e-05 | 0.00016549 | 0.00016549 | -0.00011258 | 0.0001716 | 7.5442e-14 | 0.00011415 | 0.00010888 | 0.00010888 | 0.00015247 | -0.0007922 | 0.0034628 | 0.00016549 | -3.8579e-05 | 0.00010137 | 0.00018044 | 0.00010137 | 0.00011415 | 5.7313e-05 | 0.00011415 | 2.495e-06 | 1.6398e-05 | 1.4769e-05 | 9.6207e-05 | 0.00010191 | 0.00010014 | -8.3614e-05 | 1.3073e-06 | -2.5787e-05 | -2.5787e-05 | 0.00011415 | 0.00011415 | 0.00011415 | 0.00011416 | 0.00011415 | 0.00011415 | 9.1034e-05 | 0.00012798 | 8.9723e-05 | 7.0176e-05 | 3.9149e-05 | 0.00011415 | 0.00011415 | 0.00011415 | 0.00011415 | 1.564e-05 | 6.1239e-05 | 8.0267e-05 | 9.1286e-05 | 8.7392e-05 | 0.00011009 | 8.3786e-05 | 7.1586e-05 | 8.4903e-05 | 0.00010216 | 0.00017587 | 0.00017587
03/22 08:00:00 | 3 | 22 | 8 | 1928 | WE | 0.00012615 | 0.00017215 | 0.00017215 | 0.0010669 | 0.00026679 | 4.7973e-13 | 0.00011415 | 0.00046094 | 0.00046094 | 0.00013613 | -0.00045236 | 0.0032445 | 0.00017215 | 7.0181e-05 | 0.000114 | 0.00017377 | 0.000114 | 0.00011415 | 0 | 0.00011415 | 1.183e-05 | 1.6398e-05 | 1.4769e-05 | 9.6243e-05 | 0.00010425 | 0.00010178 | -9.5503e-05 | 3.0567e-08 | -3.045e-05 | -3.045e-05 | 0.00011415 | 0.00011415 | 0.00011415 | 0.00011416 | 0.00011415 | 0.00011415 | 9.1034e-05 | 0.00014105 | 9.65e-05 | 7.3736e-05 | 0 | 0.00011415 | 0.00011415 | 0.00011415 | 0.00011415 | 6.7836e-05 | 0.00011292 | 0.00010341 | 9.7903e-05 | 8.6428e-05 | 0.00011344 | 8.375e-05 | 6.998e-05 | 8.613e-05 | 0.00012464 | 0.00016695 | 0.00016695
03/22 09:00:00 | 3 | 22 | 9 | 1929 | WE | 0.00022452 | 0.00018537 | 0.00018537 | 2.195e-05 | 0.00017883 | 1.5523e-12 | 0.00011415 | 0.00036439 | 0.00036439 | 5.9897e-05 | -0.00023832 | 0.0028138 | 0.00018537 | 0.0001854 | 0.00011567 | 0.00020948 | 0.00011567 | 0.00011415 | 0 | 0.00011415 | 2.1255e-05 | 1.6398e-05 | 1.4769e-05 | 9.6904e-05 | 0.00010432 | 0.00010203 | -9.9175e-05 | 8.4937e-09 | -3.1637e-05 | -3.1637e-05 | 0.00011415 | 0.00011415 | 0.00011415 | 0.00011416 | 0.00011415 | 0.00011415 | 9.1034e-05 | 0.00014285 | 9.7577e-05 | 7.4447e-05 | 0 | 0.00011415 | 0.00011415 | 0.00011415 | 0.00011415 | 0.00011816 | 0.00016512 | 0.00012436 | 0.00010076 | 8.6441e-05 | 0.00011393 | 8.404e-05 | 7.0175e-05 | 8.6196e-05 | 0.00011783 | 0.00017391 | 0.00017391
03/22 10:00:00 | 3 | 22 | 10 | 1930 | WE | 0.00030633 | 0.00023012 | 0.00023012 | -0.0010303 | 0.00026436 | 0.00021486 | 0.00011415 | 0.00030594 | 0.00030594 | 4.0839e-05 | -0.00015739 | 0.0023491 | 0.00023012 | 0.0003319 | 0.00011778 | 0.00026083 | 0.00011778 | 0.00011415 | 0 | 0.00011415 | 2.6174e-05 | 1.6398e-05 | 1.4769e-05 | 9.6266e-05 | 0.00010441 | 0.00010189 | -9.9809e-05 | 4.4669e-09 | -3.1842e-05 | -3.1842e-05 | 0.00011415 | 0.00011415 | 0.00011415 | 0.00011416 | 0.00011415 | 0.00011415 | 9.1034e-05 | 0.0001438 | 9.7766e-05 | 7.4243e-05 | 0 | 0.00011415 | 0.00011415 | 0.00011415 | 0.00011415 | 0.00016461 | 0.00019175 | 0.00013495 | 0.00010206 | 8.6451e-05 | 0.0001147 | 8.4246e-05 | 7.0119e-05 | 8.6227e-05 | 0.00011582 | 0.00018275 | 0.00018275
03/22 11:00:00 | 3 | 22 | 11 | 1931 | WE | 0.00037796 | 0.00018436 | 0.00018436 | 0.0010494 | 0.00017202 | 0.00021991 | 0.00011415 | 0 | 0 | 4.0839e-05 | 0.0011812 | 0.0019726 | 0.00018436 | 0.00044331 | 0.00012151 | 0.00020884 | 0.00012151 | 0.00011415 | 0 | 0.00011415 | 2.6174e-05 | 1.6398e-05 | 1.4769e-05 | 0.00012429 | 0.00010444 | 0.00011058 | -0.00010293 | 3.1651e-09 | -3.2838e-05 | -3.2838e-05 | 0.00011415 | 0.00011415 | 0.00011415 | 0.00011416 | 0.00011415 | 0.00011415 | 9.1034e-05 | 0.00014429 | 9.6799e-05 | 7.2535e-05 | 0 | 0.00011415 | 0.00011415 | 0.00011415 | 0.00011415 | 0.00020334 | 0.00019375 | 0.00013504 | 0.00010104 | 8.6687e-05 | 0.00011485 | 8.3971e-05 | 6.9651e-05 | 8.6292e-05 | 0.0001147 | 0.00017437 | 0.00017437
03/22 12:00:00 | 3 | 22 | 12 | 1932 | WE | 0.000417 | 0.00017758 | 0.00017758 | 9.2214e-06 | 0.00016785 | 0.00021998 | 0.00011415 | 0 | 0 | 4.0839e-05 | 0.00076891 | 0.0016642 | 0.00017758 | 0.00036513 | 0.00012155 | 0.00019981 | 0.00012155 | 0.00011415 | 0 | 0.00011415 | 2.6174e-05 | 1.6398e-05 | 1.4769e-05 | 9.5039e-05 | 0.00010423 | 0.00010139 | -0.00010067 | 9.541e-08 | -3.2054e-05 | -3.2054e-05 | 0.00011415 | 0.00011415 | 0.00011415 | 0.00011416 | 0.00011415 | 0.00011415 | 9.1034e-05 | 0.00014175 | 9.4766e-05 | 7.0757e-05 | 0 | 0.00011415 | 0.00011415 | 0.00011415 | 0.00011415 | 0.00022577 | 0.00019045 | 0.00013273 | 9.9311e-05 | 8.6363e-05 | 0.0001143 | 8.3467e-05 | 6.9164e-05 | 8.6369e-05 | 0.00011358 | 0.00016367 | 0.00016367
03/22 13:00:00 | 3 | 22 | 13 | 1933 | WE | 0.00042146 | 0.00018924 | 0.00018924 | 7.6282e-06 | 0.00016476 | 0.00021627 | 0.00011415 | 0 | 0 | 4.0839e-05 | 0.00055871 | 0.0014283 | 0.00018924 | 0.00035867 | 0.00011748 | 0.00021774 | 0.00011748 | 0.00011415 | 0 | 0.00011415 | 2.6174e-05 | 1.6398e-05 | 1.4769e-05 | 9.729e-05 | 0.00010917 | 0.0001055 | -0.00010027 | 2.6286e-07 | -3.1812e-05 | -3.1812e-05 | 0.00011415 | 0.00011415 | 0.00011415 | 0.00011416 | 0.00011415 | 0.00011415 | 9.1034e-05 | 0.00013915 | 9.3405e-05 | 7.0029e-05 | 0 | 0.00011415 | 0.00011415 | 0.00011415 | 0.00011415 | 0.0002304 | 0.00018646 | 0.00013073 | 9.8456e-05 | 8.6366e-05 | 0.00011525 | 8.3631e-05 | 6.8965e-05 | 8.6426e-05 | 0.00011298 | 0.00015561 | 0.00015561
03/22 14:00:00 | 3 | 22 | 14 | 1934 | WE | 0.00038733 | 0.00018103 | 0.00018103 | 7.1702e-06 | 8.1367e-05 | 0.00022375 | 0.00011415 | 0 | 0 | 4.0839e-05 | 0.0004806 | 0.0012275 | 0.00018103 | 0.00034819 | 0.00011631 | 0.00021888 | 0.00011631 | 0.00011415 | 0 | 0.00011415 | 2.6174e-05 | 1.6398e-05 | 1.4769e-05 | 9.8177e-05 | 0.00010913 | 0.00010575 | -9.9857e-05 | 3.3047e-07 | -3.1635e-05 | -3.1635e-05 | 0.00011415 | 0.00011415 | 0.00011415 | 0.00011416 | 0.00011415 | 0.00011415 | 9.1034e-05 | 0.00013361 | 9.3133e-05 | 7.2451e-05 | 0 | 0.00011415 | 0.00011415 | 0.00011415 | 0.00011415 | 0.00021764 | 0.00017881 | 0.00012982 | 0.00010145 | 8.6349e-05 | 0.00011356 | 8.3549e-05 | 6.9628e-05 | 8.651e-05 | 0.00011259 | 0.00014402 | 0.00014402
03/22 15:00:00 | 3 | 22 | 15 | 1935 | WE | 0.00032032 | 0.00017406 | 0.00017406 | 2.9262e-06 | 0.00016087 | 0.00023635 | 0.00011415 | 0 | 0 | 4.0839e-05 | 0.00041785 | 0.0010632 | 0.00017406 | 0.00031113 | 0.00011474 | 0.00019729 | 0.00011474 | 0.00011415 | 0 | 0.00011415 | 2.6174e-05 | 1.6398e-05 | 1.4769e-05 | 9.8134e-05 | 0.00010687 | 0.00010417 | -9.9291e-05 | 3.6436e-07 | -3.1431e-05 | -3.1431e-05 | 0.00011415 | 0.00011415 | 0.00011415 | 0.00011416 | 0.00011415 | 0.00011415 | 9.1034e-05 | 0.00013256 | 9.1594e-05 | 7.0664e-05 | 0 | 0.00011415 | 0.00011415 | 0.00011415 | 0.00011415 | 0.00018765 | 0.00017447 | 0.00012601 | 9.7955e-05 | 8.6312e-05 | 0.00011244 | 8.2859e-05 | 6.9139e-05 | 8.6645e-05 | 0.0001121 | 0.00013092 | 0.00013092
03/22 16:00:00 | 3 | 22 | 16 | 1936 | WE | 0.00023446 | 0.00015296 | 0.00015296 | 6.3266e-06 | 0.00011391 | 0.00024949 | 0.00011415 | 0 | 0 | 4.0839e-05 | 0.00037394 | 0.00093267 | 0.00015296 | 0.00027248 | 0.00011582 | 0.00017254 | 0.00011582 | 0.00011415 | 0 | 0.00011415 | 2.4669e-05 | 1.6398e-05 | 1.4769e-05 | 9.3663e-05 | 0.00010774 | 0.00010339 | -9.8581e-05 | 4.0347e-07 | -3.1178e-05 | -3.1178e-05 | 0.00011415 | 0.00011415 | 0.00011415 | 0.00011416 | 0.00011415 | 0.00011415 | 9.1034e-05 | 0.00012705 | 8.7621e-05 | 6.7472e-05 | 0 | 0.00011415 | 0.00011415 | 0.00011415 | 0.00011415 | 0.00014456 | 0.0001587 | 0.00011655 | 9.2143e-05 | 8.6238e-05 | 0.00011108 | 8.183e-05 | 6.8265e-05 | 8.6764e-05 | 0.00011164 | 0.00011061 | 0.00011061
03/22 17:00:00 | 3 | 22 | 17 | 1937 | WE | 0.00014356 | 0.00016452 | 0.00016452 | 0.0010156 | 0.00012876 | -2.0051e-12 | 0.00011415 | 0.000712 | 0.000712 | 7.0788e-05 | -0.00077448 | 0.00089143 | 0.00016452 | 6.0353e-05 | 0.00012479 | 0.00018061 | 0.00012479 | 0.00011415 | 0 | 0.00011415 | 1.6316e-05 | 1.6398e-05 | 1.4769e-05 | 9.457e-05 | 0.00010746 | 0.00010347 | -8.778e-05 | 4.111e-07 | -2.7727e-05 | -2.7727e-05 | 0.00011415 | 0.00011415 | 0.00011415 | 0.00011416 | 0.00011415 | 0.00011415 | 9.1034e-05 | 0.0001149 | 8.0897e-05 | 6.3525e-05 | 0 | 0.00011415 | 0.00011415 | 0.00011415 | 0.00011415 | 9.622e-05 | 0.00011063 | 9.4577e-05 | 8.5279e-05 | 8.6217e-05 | 0.00010694 | 7.9782e-05 | 6.7184e-05 | 8.6193e-05 | 0.00010887 | 9.4908e-05 | 9.4908e-05
03/22 18:00:00 | 3 | 22 | 18 | 1938 | WE | 4.3463e-05 | 0.00018581 | 0.00018581 | 8.2121e-06 | 0.00016632 | -7.5459e-13 | 0.00011415 | 0.00044707 | 0.00044707 | 0.00015247 | -0.00049806 | 0.00087777 | 0.00018581 | 0.00019846 | 0.00013881 | 0.00019918 | 0.00013881 | 0.00011415 | 0 | 0.00011415 | 7.3554e-06 | 1.6398e-05 | 1.4769e-05 | 9.4648e-05 | 0.0001077 | 0.00010367 | -8.4501e-05 | 2.5924e-07 | -2.6784e-05 | -2.6784e-05 | 0.00011415 | 0.00011415 | 0.00011415 | 0.00011416 | 0.00011415 | 0.00011415 | 9.1034e-05 | 0.00010941 | 7.7376e-05 | 6.1008e-05 | 0 | 0.00011415 | 0.00011415 | 0.00011415 | 0.00011415 | 4.6276e-05 | 7.039e-05 | 7.6687e-05 | 8.0333e-05 | 8.6222e-05 | 0.00010507 | 7.8717e-05 | 6.6495e-05 | 8.6176e-05 | 0.00010913 | 9.9606e-05 | 9.9606e-05
03/22 19:00:00 | 3 | 22 | 19 | 1939 | WE | 0 | 0.00021549 | 0.00021549 | -0.00102 | 0.00017031 | -3.8268e-13 | 0.00011415 | 4.2358e-05 | 4.2358e-05 | 0.00021236 | -0.00025734 | 0.00084985 | 0.00021549 | 0.00033292 | 0.00014748 | 0.0002327 | 0.00014748 | 0.00011415 | 0.00017194 | 0.00011415 | 5.1768e-07 | 1.6398e-05 | 1.4769e-05 | 0.00010592 | 0.00010575 | 0.00010581 | -8.5131e-05 | -2.9845e-08 | -2.7182e-05 | -2.7182e-05 | 0.00011415 | 0.00011415 | 0.00011415 | 0.00011415 | 0.00011415 | 0.00011415 | 9.1034e-05 | 0.00010287 | 7.5113e-05 | 6.0927e-05 | 0.0001538 | 0.00011415 | 0.00011415 | 0.00011415 | 0.00011415 | 6.7e-06 | 4.6282e-05 | 6.6985e-05 | 7.8974e-05 | 9.0124e-05 | 0.00010786 | 8.664e-05 | 7.6798e-05 | 8.6149e-05 | 9.7685e-05 | 0.00010386 | 0.00010386
03/22 20:00:00 | 3 | 22 | 20 | 1940 | WE | 0 | 0.00019929 | 0.00019929 | 0.0010497 | 0.00017135 | -2.8567e-13 | 0.00011415 | 0 | 0 | 0.00028587 | -0.00012172 | 0.00081195 | 0.00019929 | 0.0002853 | 0.0001514 | 0.00020567 | 0.0001514 | 0.00011415 | 0.00022925 | 0.00011415 | 0 | 1.6398e-05 | 1.4769e-05 | 0.00010517 | 0.00010316 | 0.00010378 | -8.5278e-05 | -4.5656e-08 | -2.724e-05 | -2.724e-05 | 0.00011415 | 0.00011415 | 0.00011415 | 0.00011415 | 0.00011415 | 0.00011415 | 9.1034e-05 | 9.0849e-05 | 6.9112e-05 | 5.8004e-05 | 0.00022929 | 0.00011415 | 0.00011415 | 0.00011415 | 0.00011415 | 2.6738e-06 | 3.7324e-05 | 6.1224e-05 | 7.5064e-05 | 9.2006e-05 | 0.00010546 | 8.8861e-05 | 8.116e-05 | 8.616e-05 | 9.7645e-05 | 0.00010811 | 0.00010811
03/22 21:00:00 | 3 | 22 | 21 | 1941 | WE | 0 | 0.00017552 | 0.00017552 | 9.537e-06 | 0.0001807 | 0 | 0.00011415 | 0 | 0 | 0.00034305 | -7.8297e-05 | 0.0007416 | 0.00017552 | 0.00022329 | 0.00015248 | 0.00016991 | 0.00015248 | 0.00011415 | 0.00022925 | 0.00011415 | 0 | 1.6398e-05 | 1.4769e-05 | 9.9582e-05 | 8.6357e-05 | 9.0444e-05 | -6.3525e-05 | -2.9322e-08 | -2.0288e-05 | -2.0288e-05 | 0.00011415 | 0.00011415 | 0.00011415 | 0.00011416 | 0.00011415 | 0.00011415 | 9.1034e-05 | 7.192e-05 | 6.0961e-05 | 5.5362e-05 | 0.00022929 | 0.00011415 | 0.00011415 | 0.00011415 | 0.00011415 | 2.6738e-06 | 2.9495e-05 | 5.6187e-05 | 7.1643e-05 | 9.1984e-05 | 9.3842e-05 | 8.4684e-05 | 8.0436e-05 | 8.7204e-05 | 9.9039e-05 | 0.00010346 | 0.00010346
03/22 22:00:00 | 3 | 22 | 22 | 1942 | WE | 0 | 0.0001734 | 0.0001734 | 7.9802e-06 | 0.00015444 | 2.0697e-12 | 0.00011415 | 0 | 0 | 0.00034849 | -5.5467e-05 | 0.00057731 | 0.0001734 | 0.00022645 | 0.00014889 | 0.0001773 | 0.00014889 | 0.00011415 | 0.00022925 | 0.00011415 | 0 | 1.6398e-05 | 1.3975e-05 | 9.0519e-05 | 8.4698e-05 | 8.6497e-05 | -5.7932e-05 | 6.9863e-06 | -1.3726e-05 | -1.3726e-05 | 0.00011415 | 0.00011415 | 0.00011415 | 0.00011416 | 0.00011415 | 0.00011415 | 9.1034e-05 | 6.8193e-05 | 5.8822e-05 | 5.4034e-05 | 0.00022929 | 0.00011415 | 0.00011415 | 0.00011415 | 0.00011415 | 2.6738e-06 | 2.591e-05 | 5.3784e-05 | 6.9926e-05 | 9.1913e-05 | 9.2144e-05 | 8.3898e-05 | 8.0073e-05 | 8.6984e-05 | 9.9934e-05 | 0.00011558 | 0.00011558
03/22 23:00:00 | 3 | 22 | 23 | 1943 | WE | 0 | 0.00015787 | 0.00015787 | 6.1566e-06 | 0.00016083 | 7.9772e-13 | 0.00011415 | 0 | 0 | 0.00023959 | 0.0010745 | -0.0017367 | 0.00015787 | 0.00038499 | 0.00013992 | 0.00016166 | 0.00013992 | 0.00011415 | 0.00022925 | 0.00011415 | 0 | 1.6398e-05 | 1.3975e-05 | 0.00011853 | 8.3031e-05 | 9.4003e-05 | -6.0759e-05 | 1.232e-05 | -1.0996e-05 | -1.0996e-05 | 0.00011415 | 0.00011415 | 0.00011415 | 0.00011416 | 0.00011415 | 0.00011415 | 9.1034e-05 | 6.8114e-05 | 5.8122e-05 | 5.3017e-05 | 0.00022929 | 0.00011415 | 0.00011415 | 0.00011415 | 0.00011415 | 2.6738e-06 | 2.5458e-05 | 5.2785e-05 | 6.8609e-05 | 9.2215e-05 | 9.1541e-05 | 8.3516e-05 | 7.9794e-05 | 8.6851e-05 | 0.00010051 | 0.00012991 | 0.00012991
03/22 24:00:00 | 3 | 22 | 24 | 1944 | WE | 0 | 0.00010672 | 0.00010672 | 2.2427e-06 | 7.8512e-05 | -1.3906e-12 | 0.00011415 | 0 | 0 | 0.00013341 | 0.00056499 | -0.0012878 | 0.00010672 | 0.00019125 | 0.00012686 | 0.00010813 | 0.00012686 | 0.00011415 | 0.00022925 | 0.00011415 | 0 | 1.6398e-05 | 1.3975e-05 | 8.9242e-05 | 8.1728e-05 | 8.4051e-05 | -5.6547e-05 | 1.3478e-05 | -8.8636e-06 | -8.8636e-06 | 0.00011415 | 0.00011415 | 0.00011415 | 0.00011416 | 0.00011415 | 0.00011415 | 9.1034e-05 | 6.7729e-05 | 5.9644e-05 | 5.5513e-05 | 0.00022929 | 0.00011415 | 0.00011415 | 0.00011415 | 0.00011415 | 2.6738e-06 | 2.3262e-05 | 5.4025e-05 | 7.184e-05 | 9.1954e-05 | 9.0969e-05 | 8.3802e-05 | 8.0478e-05 | 8.6782e-05 | 0.00010082 | 0.00013208 | 0.00013208
03/23 01:00:00 | 3 | 23 | 1 | 1945 | WD | 0 | 6.811e-05 | 6.811e-05 | 7.5194e-07 | 7.5521e-05 | 0.00025245 | 0.00011415 | 0 | 0 | 5.4452e-05 | 0.00050532 | -0.0059945 | 6.811e-05 | 3.7579e-05 | 9.19e-05 | 6.2667e-05 | 9.19e-05 | 0.00011415 | 0.00022925 | 0.00011415 | 0 | 6.5591e-05 | 0.0001118 | 8.6345e-05 | 8.1319e-05 | 8.2872e-05 | -6.6685e-06 | 1.397e-05 | 7.3854e-06 | 7.3854e-06 | 0.00011415 | 0.00011415 | 0.00011415 | 0.00011416 | 0.00011415 | 0.00011415 | 3.6463e-05 | 6.7924e-05 | 5.8637e-05 | 5.3892e-05 | 0.00022929 | 0.00011415 | 0.00011415 | 0.00011415 | 0.00011415 | 1.2032e-06 | 2.437e-05 | 5.3103e-05 | 6.9742e-05 | 6.7129e-05 | 9.0964e-05 | 8.3497e-05 | 8.0034e-05 | 9.3372e-05 | 0.00010103 | 0.0001331 | 0.0001331
03/23 02:00:00 | 3 | 23 | 2 | 1946 | WD | 0 | 8.7107e-05 | 8.7107e-05 | 0.00097337 | 7.4645e-05 | 0.00023244 | 0.00011415 | 0 | 0 | 2.1781e-05 | 0.00037778 | -0.0050127 | 8.7107e-05 | 8.301e-05 | 8.5656e-05 | 9.1153e-05 | 8.5656e-05 | 0.00011415 | 0.00022925 | 0.00011415 | 0 | 6.5591e-05 | 0.0001118 | 8.7182e-05 | 8.1223e-05 | 8.3065e-05 | 9.5173e-06 | 1.4132e-05 | 1.266e-05 | 1.266e-05 | 0.00011415 | 0.00011415 | 0.00011415 | 0.00011416 | 0.00011415 | 0.00011415 | 3.6473e-05 | 6.819e-05 | 6.0618e-05 | 5.6748e-05 | 0.00022929 | 0.00011415 | 0.00011415 | 0.00011415 | 0.00011415 | 1.23e-06 | 2.5894e-05 | 5.6002e-05 | 7.3438e-05 | 6.5811e-05 | 9.1013e-05 | 8.4047e-05 | 8.0816e-05 | 9.3264e-05 | 0.00010123 | 0.00013176 | 0.00013176
03/23 03:00:00 | 3 | 23 | 3 | 1947 | WD | 0 | 9.3701e-05 | 9.3701e-05 | -0.00097066 | 0 | 0.00022975 | 0.00011415 | 0 | 0 | 2.1781e-05 | 0.0004119 | -0.0050679 | 9.3701e-05 | 0.00012757 | 8.3946e-05 | 0.00011216 | 8.3946e-05 | 0.00011415 | 0.00022925 | 0.00011415 | 0 | 6.5591e-05 | 0.0001118 | 8.8151e-05 | 8.1132e-05 | 8.3301e-05 | 1.1949e-05 | 1.4199e-05 | 1.3481e-05 | 1.3481e-05 | 0.00011415 | 0.00011415 | 0.00011415 | 0.00011416 | 0.00011415 | 0.00011415 | 4.5596e-05 | 6.8975e-05 | 6.1912e-05 | 5.8304e-05 | 0.00022929 | 0.00011415 | 0.00011415 | 0.00011415 | 0.00011415 | 1.5508e-06 | 3.0373e-05 | 5.892e-05 | 7.5451e-05 | 7.1194e-05 | 9.1219e-05 | 8.4403e-05 | 8.1242e-05 | 9.3093e-05 | 0.00010137 | 0.00013623 | 0.00013623
03/23 04:00:00 | 3 | 23 | 4 | 1948 | WD | 0 | 0.00010923 | 0.00010923 | 4.0785e-07 | 7.4395e-05 | 0.00022651 | 0.00011415 | 0 | 0 | 2.1781e-05 | 0.00038253 | -0.0022833 | 0.00010923 | 0.00015128 | 8.2211e-05 | 0.0001234 | 8.2211e-05 | 0.00011415 | 0.00022925 | 0.00011415 | 0 | 6.5591e-05 | 0.0001118 | 0.00010084 | 8.1144e-05 | 8.7229e-05 | 1.3793e-05 | 1.4203e-05 | 1.4072e-05 | 1.4072e-05 | 0.00011415 | 0.00011415 | 0.00011415 | 0.00011416 | 0.00011415 | 0.00011415 | 5.4768e-05 | 7.0282e-05 | 7.6832e-05 | 8.0178e-05 | 0.00022929 | 0.00011415 | 0.00011415 | 0.00011415 | 0.00011415 | 2.0054e-06 | 3.7834e-05 | 7.9583e-05 | 0.00010376 | 7.6742e-05 | 9.1618e-05 | 8.8649e-05 | 8.7272e-05 | 9.2922e-05 | 0.00010146 | 0.00011165 | 0.00011165
03/23 05:00:00 | 3 | 23 | 5 | 1949 | WD | 0 | 0.00011548 | 0.00011548 | 0.00097446 | 6.801e-05 | 0.00021796 | 0.00011415 | 0 | 0 | 6.5342e-05 | 0.00035836 | 0.00080692 | 0.00011548 | 0.00016614 | 8.1198e-05 | 0.0001312 | 8.1198e-05 | 0.00011415 | 0.00022925 | 0.00011415 | 0 | 6.5591e-05 | 0.0001118 | 0.00010381 | 8.5176e-05 | 9.0935e-05 | 1.5472e-05 | 1.4199e-05 | 1.4605e-05 | 1.4605e-05 | 0.00011415 | 0.00011415 | 0.00011415 | 0.00011416 | 0.00011415 | 0.00011415 | 9.1181e-05 | 9.299e-05 | 0.0001022 | 0.0001069 | 0.00022929 | 0.00011415 | 0.00011415 | 0.00011415 | 0.00011415 | 3.0749e-06 | 6.2531e-05 | 0.00011054 | 0.00013835 | 9.5592e-05 | 9.9887e-05 | 9.6274e-05 | 9.4598e-05 | 9.2786e-05 | 0.00010145 | 9.9112e-05 | 9.9112e-05
03/23 06:00:00 | 3 | 23 | 6 | 1950 | WD | 0 | 0.0001257 | 0.0001257 | -0.00094703 | 8.5496e-05 | -1.5577e-12 | 0.00011415 | 0 | 0 | 0.00013613 | 0.00035464 | 0.0028112 | 0.0001257 | 0.0001788 | 8.7512e-05 | 0.00013809 | 8.7512e-05 | 0.00011415 | 0.00022925 | 0.00011415 | 0 | 6.5591e-05 | 0.0001126 | 0.00010881 | 9.0897e-05 | 9.6434e-05 | -3.3343e-06 | 7.5773e-06 | 4.0959e-06 | 4.0959e-06 | 0.00011415 | 0.00011415 | 0.00011415 | 0.00011416 | 0.00011415 | 0.00011415 | 0.00012828 | 0.00012421 | 0.00013044 | 0.00013363 | 0.00022929 | 0.00011415 | 0.00011415 | 0.00011415 | 0.00011415 | 6.0161e-06 | 9.1597e-05 | 0.0001431 | 0.00017293 | 0.00011492 | 0.0001133 | 0.00010556 | 0.00010197 | 8.8336e-05 | 0.00012308 | 0.00074638 | 0.00074638
03/23 07:00:00 | 3 | 23 | 7 | 1951 | WD | 2.2547e-05 | 0.00014614 | 0.00014614 | -3.3281e-05 | 0.00016895 | 7.5464e-14 | 0.00011415 | 0.00011165 | 0.00011165 | 0.00015247 | -0.00075044 | 0.0032548 | 0.00014614 | -3.6796e-05 | 9.9871e-05 | 0.0001536 | 9.9871e-05 | 0.00011415 | 5.7313e-05 | 0.00011415 | 1.0234e-05 | 6.5591e-05 | 0.0001126 | 0.00010754 | 0.00010601 | 0.00010648 | -8.7758e-06 | 2.2927e-06 | -1.2387e-06 | -1.2387e-06 | 0.00011415 | 0.00011415 | 0.00011415 | 0.00011416 | 0.00011415 | 0.00011415 | 0.000149 | 0.00014122 | 0.00018926 | 0.00021381 | 3.9149e-05 | 0.00011415 | 0.00011415 | 0.00011415 | 0.00011415 | 3.0629e-05 | 0.00012209 | 0.00013343 | 0.00014 | 0.00012227 | 0.00011781 | 0.00011978 | 0.00012069 | 8.8016e-05 | 0.00011631 | 0.00076892 | 0.00076892
03/23 08:00:00 | 3 | 23 | 8 | 1952 | WD | 0.00012813 | 0.00014313 | 0.00014313 | 0.0010561 | 0.00017421 | 4.7973e-13 | 0.00011415 | 0.00047487 | 0.00047487 | 0.00013613 | -0.00045777 | 0.003088 | 0.00014313 | 5.0503e-05 | 0.00011103 | 0.00014704 | 0.00011103 | 0.00011415 | 0 | 0.00011415 | 0.00012188 | 0.00016398 | 0.0001685 | 0.00011112 | 0.00010815 | 0.00010907 | -9.3884e-06 | 6.9271e-07 | -2.5237e-06 | -2.5237e-06 | 0.00011415 | 0.00011415 | 0.00011415 | 0.00011416 | 0.00011415 | 0.00011415 | 0.00016895 | 0.00015337 | 0.00019337 | 0.00021381 | 0 | 0.00011415 | 0.00011415 | 0.00011415 | 0.00011415 | 0.00013672 | 0.00017161 | 0.00015583 | 0.00014668 | 0.00013635 | 0.00012077 | 0.00014606 | 0.00015778 | 8.7755e-05 | 0.00011413 | 0.00061088 | 0.00061088
03/23 09:00:00 | 3 | 23 | 9 | 1953 | WD | 0.00022434 | 0.00015977 | 0.00015977 | -0.00083545 | 0.00022825 | 1.5523e-12 | 0.00011415 | 0.0003714 | 0.0003714 | 5.9897e-05 | -0.00023014 | 0.0027079 | 0.00015977 | 0.00015467 | 0.00011108 | 0.00016655 | 0.00011108 | 0.00011415 | 0 | 0.00011415 | 0.00038995 | 0.00029516 | 0.0002244 | 0.00011443 | 0.00010866 | 0.00011044 | -9.1238e-06 | 3.2452e-07 | -2.69e-06 | -2.69e-06 | 0.00011415 | 0.00011415 | 0.00011415 | 0.00011416 | 0.00011415 | 0.00011415 | 0.0001871 | 0.00015456 | 0.00019377 | 0.00021381 | 0 | 0.00011415 | 0.00011415 | 0.00011415 | 0.00011415 | 0.00025406 | 0.00022497 | 0.00017933 | 0.00015289 | 0.00014709 | 0.0001216 | 0.00015125 | 0.000165 | 8.7611e-05 | 0.00011269 | 0.00052711 | 0.00052711
03/23 10:00:00 | 3 | 23 | 10 | 1954 | WD | 0.00030314 | 0.00019106 | 0.00019106 | 0.00086034 | 0.00020559 | 0.00021486 | 0.00011415 | 0.00030594 | 0.00030594 | 4.0839e-05 | -0.00015548 | 0.0022928 | 0.00019106 | 0.00029088 | 0.00011156 | 0.0002154 | 0.00011156 | 0.00011415 | 0 | 0.00011415 | 0.00047113 | 0.00029516 | 0.0002244 | 0.00011528 | 0.00010924 | 0.00011111 | -8.6148e-06 | 1.6611e-07 | -2.6355e-06 | -2.6355e-06 | 0.00011415 | 0.00011415 | 0.00011415 | 0.00011416 | 0.00011415 | 0.00011415 | 0.00018706 | 0.00015413 | 0.00019363 | 0.00021381 | 0 | 0.00011415 | 0.00011415 | 0.00011415 | 0.00011415 | 0.0003492 | 0.00024653 | 0.00019046 | 0.00015798 | 0.00014846 | 0.00012166 | 0.00015015 | 0.00016336 | 8.7566e-05 | 0.00011178 | 0.00047348 | 0.00047348
03/23 11:00:00 | 3 | 23 | 11 | 1955 | WD | 0.00037319 | 0.0001445 | 0.0001445 | 9.5236e-06 | 0.00016866 | 0.00021991 | 0.00011415 | 0 | 0 | 4.0839e-05 | 0.0010808 | 0.001942 | 0.0001445 | 0.00036873 | 0.00011463 | 0.00015405 | 0.00011463 | 0.00011415 | 0 | 0.00011415 | 0.00047113 | 0.00029516 | 0.0002244 | 0.00014385 | 0.00010863 | 0.00011951 | -8.0452e-06 | -5.7056e-08 | -2.6057e-06 | -2.6057e-06 | 0.00011415 | 0.00011415 | 0.00011415 | 0.00011416 | 0.00011415 | 0.00011415 | 0.000187 | 0.00015348 | 0.00019341 | 0.00021381 | 0 | 0.00011415 | 0.00011415 | 0.00011415 | 0.00011415 | 0.0004277 | 0.00024632 | 0.00019314 | 0.00016234 | 0.00014867 | 0.00012124 | 0.0001515 | 0.00016554 | 8.7525e-05 | 0.0001109 | 0.00043214 | 0.00043214
03/23 12:00:00 | 3 | 23 | 12 | 1956 | WD | 0.0004104 | 0.0001384 | 0.0001384 | 8.1398e-06 | 0.00016512 | 0.00021998 | 0.00011415 | 0 | 0 | 4.0839e-05 | 0.00071829 | 0.0016564 | 0.0001384 | 0.00028984 | 0.00011458 | 0.00014592 | 0.00011458 | 0.00011415 | 0 | 0.00011415 | 0.00047113 | 0.00029516 | 0.0002244 | 0.00011539 | 0.00010782 | 0.00011016 | -6.7118e-06 | -1.5058e-07 | -2.244e-06 | -2.244e-06 | 0.00011415 | 0.00011415 | 0.00011415 | 0.00011416 | 0.00011415 | 0.00011415 | 0.00018694 | 0.0001532 | 0.00019331 | 0.00021381 | 0 | 0.00011415 | 0.00011415 | 0.00011415 | 0.00011415 | 0.0004699 | 0.00024586 | 0.00023734 | 0.00023241 | 0.00014835 | 0.00012086 | 0.00015481 | 0.00017055 | 8.7475e-05 | 0.00011035 | 0.00040095 | 0.00040095
03/23 13:00:00 | 3 | 23 | 13 | 1957 | WD | 0.00041295 | 0.00012096 | 0.00012096 | 0.00061919 | 8.1238e-05 | 0.00021627 | 0.00011415 | 0 | 0 | 4.0839e-05 | 0.0004842 | 0.0014235 | 0.00012096 | 0.00024402 | 0.00011115 | 0.00013447 | 0.00011115 | 0.00011415 | 0 | 0.00011415 | 0.00047113 | 0.00029516 | 0.0002244 | 0.00011673 | 0.00011204 | 0.00011349 | -5.7928e-06 | -5.9182e-08 | -1.8885e-06 | -1.8885e-06 | 0.00011415 | 0.00011415 | 0.00011415 | 0.00011416 | 0.00011415 | 0.00011415 | 0.00018653 | 0.00015279 | 0.00019317 | 0.00021381 | 0 | 0.00011415 | 0.00011415 | 0.00011415 | 0.00011415 | 0.00047737 | 0.00024525 | 0.00023745 | 0.00023293 | 0.00014665 | 0.00012222 | 0.00015325 | 0.00016764 | 8.7471e-05 | 0.00010976 | 0.00035636 | 0.00035636
03/23 14:00:00 | 3 | 23 | 14 | 1958 | WD | 0.00038276 | 0.00014286 | 0.00014286 | -0.00060663 | 0.00016083 | 0.00022375 | 0.00011415 | 0 | 0 | 4.0839e-05 | 0.00042058 | 0.0012215 | 0.00014286 | 0.00025466 | 0.00011051 | 0.00015376 | 0.00011051 | 0.00011415 | 0 | 0.00011415 | 0.00047113 | 0.00029516 | 0.0002244 | 0.00011663 | 0.00011202 | 0.00011344 | -5.4435e-06 | 5.2151e-08 | -1.7013e-06 | -1.7013e-06 | 0.00011415 | 0.00011415 | 0.00011415 | 0.00011416 | 0.00011415 | 0.00011415 | 0.00018548 | 0.00015218 | 0.00019297 | 0.00021381 | 0 | 0.00011415 | 0.00011415 | 0.00011415 | 0.00011415 | 0.00044719 | 0.00024314 | 0.00023586 | 0.00023164 | 0.00014597 | 0.00012202 | 0.00015081 | 0.00016416 | 8.7445e-05 | 0.00010965 | 0.00033746 | 0.00033746
03/23 15:00:00 | 3 | 23 | 15 | 1959 | WD | 0.00031842 | 0.00011731 | 0.00011731 | 0.00050528 | 7.9541e-05 | 0.00023635 | 0.00011415 | 0 | 0 | 4.0839e-05 | 0.00036379 | 0.0010405 | 0.00011731 | 0.00020999 | 0.00010956 | 0.00012986 | 0.00010956 | 0.00011415 | 0 | 0.00011415 | 0.00047113 | 0.00029516 | 0.0002244 | 0.00011344 | 0.00010783 | 0.00010956 | -5.1459e-06 | -5.4666e-08 | -1.6791e-06 | -1.6791e-06 | 0.00011415 | 0.00011415 | 0.00011415 | 0.00011416 | 0.00011415 | 0.00011415 | 0.00016661 | 0.00015069 | 0.00019246 | 0.00021381 | 0 | 0.00011415 | 0.00011415 | 0.00011415 | 0.00011415 | 0.00034722 | 0.00023592 | 0.0001882 | 0.00016056 | 0.00013411 | 0.00012009 | 0.00015026 | 0.00016425 | 8.7458e-05 | 0.00010949 | 0.00031194 | 0.00031194
03/23 16:00:00 | 3 | 23 | 16 | 1960 | WD | 0.00023691 | 0.00012419 | 0.00012419 | -0.00049661 | 0.00015909 | 0.00024949 | 0.00011415 | 0 | 0 | 4.0839e-05 | 0.00033697 | 0.00090039 | 0.00012419 | 0.00019915 | 0.00011092 | 0.0001258 | 0.00011092 | 0.00011415 | 0 | 0.00011415 | 0.00044665 | 0.00029516 | 0.0002244 | 0.00010532 | 0.00010642 | 0.00010608 | -4.9384e-06 | -1.7406e-07 | -1.6941e-06 | -1.6941e-06 | 0.00011415 | 0.00011415 | 0.00011415 | 0.00011416 | 0.00011415 | 0.00011415 | 0.00014779 | 0.00014413 | 0.00015206 | 0.00015611 | 0 | 0.00011415 | 0.00011415 | 0.00011415 | 0.00011415 | 0.00023986 | 0.00020786 | 0.00014826 | 0.00011375 | 0.00012295 | 0.00011762 | 0.00014052 | 0.00015114 | 8.7505e-05 | 0.00010954 | 0.00030977 | 0.00030977
03/23 17:00:00 | 3 | 23 | 17 | 1961 | WD | 0.00014618 | 0.00014567 | 0.00014567 | 0.00066564 | 8.0319e-05 | -2.0051e-12 | 0.00011415 | 0.00071654 | 0.00071654 | 7.0788e-05 | -0.00095858 | 0.00081067 | 0.00014567 | -1.7344e-05 | 0.00012 | 0.00016208 | 0.00012 | 0.00011415 | 0 | 0.00011415 | 0.00029556 | 0.00029516 | 0.0002244 | 0.00010305 | 0.00010538 | 0.00010466 | -4.5648e-06 | -1.3231e-07 | -1.5465e-06 | -1.5465e-06 | 0.00011415 | 0.00011415 | 0.00011415 | 0.00011416 | 0.00011415 | 0.00011415 | 0.00012914 | 0.00013924 | 0.00012923 | 0.00012411 | 0 | 0.00011415 | 0.00011415 | 0.00011415 | 0.00011415 | 0.00013913 | 0.00015118 | 0.0001106 | 8.7106e-05 | 0.00011323 | 0.00011579 | 0.00013206 | 0.0001396 | 8.7496e-05 | 0.00011025 | 0.00035899 | 0.00035899
03/23 18:00:00 | 3 | 23 | 18 | 1962 | WD | 4.7803e-05 | 0.00017846 | 0.00017846 | 0.00035562 | 0.00016394 | -7.5459e-13 | 0.00011415 | 0.00046288 | 0.00046288 | 0.00015247 | -0.00045215 | 0.00074423 | 0.00017846 | 0.00017743 | 0.00013406 | 0.00019006 | 0.00013406 | 0.00011415 | 0 | 0.00011415 | 3.0461e-05 | 6.5591e-05 | 0.0001126 | 0.00010279 | 0.00010299 | 0.00010293 | -4.1709e-06 | -4.7201e-08 | -1.3629e-06 | -1.3629e-06 | 0.00011415 | 0.00011415 | 0.00011415 | 0.00011416 | 0.00011415 | 0.00011415 | 0.00012867 | 0.00012823 | 0.0001125 | 0.00010446 | 0 | 0.00011415 | 0.00011415 | 0.00011415 | 0.00011415 | 6.8507e-05 | 0.0001014 | 8.1737e-05 | 7.0352e-05 | 0.00011163 | 0.00011149 | 0.00010617 | 0.0001037 | 8.7448e-05 | 0.00011108 | 0.00043853 | 0.00043853
03/23 19:00:00 | 3 | 23 | 19 | 1963 | WD | 0 | 0.00022567 | 0.00022567 | 9.7229e-06 | 0.00016725 | -3.8268e-13 | 0.00011415 | 4.3775e-05 | 4.3775e-05 | 0.00021236 | -0.00025128 | 0.00067351 | 0.00022567 | 0.0003374 | 0.00014271 | 0.00024865 | 0.00014271 | 0.00011415 | 0.00017194 | 0.00011415 | 2.14e-06 | 6.5591e-05 | 0.0001126 | 0.00011213 | 0.00010046 | 0.00010407 | -3.9321e-06 | -1.9736e-07 | -1.389e-06 | -1.389e-06 | 0.00011415 | 0.00011415 | 0.00011415 | 0.00011416 | 0.00011415 | 0.00011415 | 0.00011028 | 0.00012061 | 0.00010102 | 9.1006e-05 | 0.0001538 | 0.00011415 | 0.00011415 | 0.00011415 | 0.00011415 | 9.0696e-06 | 7.1929e-05 | 6.381e-05 | 5.9108e-05 | 0.00010603 | 0.00011427 | 0.00011006 | 0.0001081 | 8.7408e-05 | 0.00011229 | 0.00050023 | 0.00050023
03/23 20:00:00 | 3 | 23 | 20 | 1964 | WD | 0 | 0.00020958 | 0.00020958 | 1.0197e-05 | 0.00016795 | -2.8565e-13 | 0.00011415 | 0 | 0 | 0.00028587 | -0.00012529 | 0.0005831 | 0.00020958 | 0.00027449 | 0.00014653 | 0.00022185 | 0.00014653 | 0.00011415 | 0.00022925 | 0.00011415 | 0 | 6.5591e-05 | 0.0001126 | 0.00011072 | 9.6385e-05 | 0.00010082 | -3.7171e-06 | -8.806e-08 | -1.2459e-06 | -1.2459e-06 | 0.00011415 | 0.00011415 | 0.00011415 | 0.00011416 | 0.00011415 | 0.00011415 | 0.00010984 | 0.00010476 | 8.6009e-05 | 7.6429e-05 | 0.00022929 | 0.00011415 | 0.00011415 | 0.00011415 | 0.00011415 | 4.8306e-06 | 5.9917e-05 | 8.4608e-05 | 9.8906e-05 | 0.00010634 | 0.00011006 | 0.00010452 | 0.00010196 | 8.7374e-05 | 0.00011302 | 0.00057674 | 0.00057674
03/23 21:00:00 | 3 | 23 | 21 | 1965 | WD | 0 | 0.00020133 | 0.00020133 | 9.0861e-06 | 0.00016585 | 0 | 0.00011415 | 0 | 0 | 0.00034305 | -7.8251e-05 | 0.00046202 | 0.00020133 | 0.00024508 | 0.00014762 | 0.00020991 | 0.00014762 | 0.00011415 | 0.00022925 | 0.00011415 | 0 | 6.5591e-05 | 0.0001126 | 0.00010451 | 8.2035e-05 | 8.8982e-05 | 1.6643e-05 | -1.483e-08 | 5.2998e-06 | 5.2998e-06 | 0.00011415 | 0.00011415 | 0.00011415 | 0.00011415 | 0.00011415 | 0.00011415 | 0.00010924 | 9.2279e-05 | 7.4921e-05 | 6.6052e-05 | 0.00022929 | 0.00011415 | 0.00011415 | 0.00011415 | 0.00011415 | 3.2016e-06 | 4.5412e-05 | 7.0785e-05 | 8.5478e-05 | 0.00010456 | 9.8836e-05 | 9.8264e-05 | 9.7999e-05 | 8.9223e-05 | 9.6651e-05 | 0.00060315 | 0.00060315
03/23 22:00:00 | 3 | 23 | 22 | 1966 | WD | 0 | 0.00020133 | 0.00020133 | 8.0303e-06 | 0.00016326 | 2.0698e-12 | 0.00011415 | 0 | 0 | 0.00034849 | -5.5514e-05 | 0.0002606 | 0.00020133 | 0.00024493 | 0.00014405 | 0.00021675 | 0.00014405 | 0.00011415 | 0.00022925 | 0.00011415 | 0 | 6.5591e-05 | 0.0001118 | 9.5304e-05 | 7.7429e-05 | 8.2953e-05 | 0.00057567 | 0.00049319 | 0.00051951 | 0.00051951 | 0.00011415 | 0.00011415 | 0.00011415 | 0.00011416 | 0.00011415 | 0.00011415 | 0.00010883 | 6.9436e-05 | 6.3877e-05 | 6.1037e-05 | 0.00022929 | 0.00011415 | 0.00011415 | 0.00011415 | 0.00011415 | 2.0797e-06 | 3.3003e-05 | 6.2124e-05 | 7.8988e-05 | 0.000103 | 9.0029e-05 | 9.0012e-05 | 9.0004e-05 | 8.9443e-05 | 9.8431e-05 | 2.8729e-05 | 2.8729e-05
03/23 23:00:00 | 3 | 23 | 23 | 1967 | WD | 0 | 0.00017872 | 0.00017872 | 5.7227e-06 | 7.948e-05 | 7.9772e-13 | 0.00011415 | 0 | 0 | 0.00023959 | 0.0011232 | -0.0019773 | 0.00017872 | 0.00043509 | 0.00013614 | 0.00020441 | 0.00013614 | 0.00011415 | 0.00022925 | 0.00011415 | 0 | 6.5591e-05 | 0.0001118 | 0.00012342 | 7.7361e-05 | 9.1595e-05 | 0.00074237 | 0.00049887 | 0.00057656 | 0.00057656 | 0.00011415 | 0.00011415 | 0.00011415 | 0.00011416 | 0.00011415 | 0.00011415 | 9.9691e-05 | 6.8344e-05 | 6.1493e-05 | 5.7992e-05 | 0.00022929 | 0.00011415 | 0.00011415 | 0.00011415 | 0.00011415 | 1.729e-06 | 2.6771e-05 | 5.7344e-05 | 7.5048e-05 | 9.7954e-05 | 8.9701e-05 | 8.9383e-05 | 8.9236e-05 | 8.9509e-05 | 0.00010047 | 4.0697e-05 | 4.0697e-05
03/23 24:00:00 | 3 | 23 | 24 | 1968 | WD | 0 | 0.00015738 | 0.00015738 | 2.0736e-06 | 7.7645e-05 | -1.3906e-12 | 0.00011415 | 0 | 0 | 0.00013341 | 0.0006185 | -0.0081846 | 0.00015738 | 0.00029068 | 0.00012638 | 0.00018048 | 0.00012638 | 0.00011415 | 0.00022925 | 0.00011415 | 0 | 6.5591e-05 | 0.0001118 | 8.8468e-05 | 7.7326e-05 | 8.0769e-05 | 0.00053855 | 0.00049873 | 0.00051143 | 0.00051143 | 0.00011415 | 0.00011415 | 0.00011415 | 0.00011416 | 0.00011415 | 0.00011415 | 4.5468e-05 | 6.8027e-05 | 5.8924e-05 | 5.4272e-05 | 0.00022929 | 0.00011415 | 0.00011415 | 0.00011415 | 0.00011415 | 1.2032e-06 | 2.496e-05 | 5.3631e-05 | 7.0234e-05 | 7.2333e-05 | 8.9605e-05 | 8.3421e-05 | 8.0553e-05 | 8.9885e-05 | 0.00010133 | 8.3977e-05 | 8.3977e-05
03/24 01:00:00 | 3 | 24 | 1 | 1969 | WD | 0 | 0.00011746 | 0.00011746 | 8.3912e-07 | 7.5516e-05 | 0.00025245 | 0.00011415 | 0 | 0 | 5.4452e-05 | 0.00040761 | -0.005626 | 0.00011746 | 8.5676e-05 | 9.19e-05 | 0.00013292 | 9.19e-05 | 0.00011415 | 0.00022925 | 0.00011415 | 0 | 6.5591e-05 | 0.0001118 | 8.7401e-05 | 7.7315e-05 | 8.0432e-05 | 0.00053307 | 0.00049869 | 0.00050966 | 0.00050966 | 0.00011415 | 0.00011415 | 0.00011415 | 0.00011416 | 0.00011415 | 0.00011415 | 3.6463e-05 | 6.7924e-05 | 5.8637e-05 | 5.3892e-05 | 0.00022929 | 0.00011415 | 0.00011415 | 0.00011415 | 0.00011415 | 1.2032e-06 | 2.437e-05 | 5.3103e-05 | 6.9742e-05 | 6.7097e-05 | 8.9579e-05 | 8.3296e-05 | 8.0382e-05 | 9.0067e-05 | 0.00010198 | 0.00011607 | 0.00011607
03/24 02:00:00 | 3 | 24 | 2 | 1970 | WD | 0 | 0.00015923 | 0.00015923 | 0.00097342 | 7.465e-05 | 0.00023244 | 0.00011415 | 0 | 0 | 2.1781e-05 | 0.00045181 | -0.0051447 | 0.00015923 | 0.00017954 | 8.5656e-05 | 0.00019381 | 8.5656e-05 | 0.00011415 | 0.00022925 | 0.00011415 | 0 | 6.5591e-05 | 0.0001118 | 8.7271e-05 | 7.7281e-05 | 8.0368e-05 | 0.00053299 | 0.00049854 | 0.00050953 | 0.00050953 | 0.00011415 | 0.00011415 | 0.00011415 | 0.00011416 | 0.00011415 | 0.00011415 | 3.6473e-05 | 6.819e-05 | 6.0618e-05 | 5.6748e-05 | 0.00022929 | 0.00011415 | 0.00011415 | 0.00011415 | 0.00011415 | 1.23e-06 | 2.5894e-05 | 5.6002e-05 | 7.3438e-05 | 6.5942e-05 | 8.966e-05 | 8.3833e-05 | 8.113e-05 | 9.0191e-05 | 0.00010269 | 0.0001594 | 0.0001594
03/24 03:00:00 | 3 | 24 | 3 | 1971 | WD | 0 | 0.00018547 | 0.00018547 | -0.00097057 | 0 | 0.00022975 | 0.00011415 | 0 | 0 | 2.1781e-05 | 0.00047389 | -0.0050874 | 0.00018547 | 0.00025587 | 8.3946e-05 | 0.00024279 | 8.3946e-05 | 0.00011415 | 0.00022925 | 0.00011415 | 0 | 6.5591e-05 | 0.0001118 | 8.8046e-05 | 7.7174e-05 | 8.0534e-05 | 0.00053818 | 0.00049807 | 0.00051087 | 0.00051087 | 0.00011415 | 0.00011415 | 0.00011415 | 0.00011416 | 0.00011415 | 0.00011415 | 4.5596e-05 | 6.8975e-05 | 6.1912e-05 | 5.8304e-05 | 0.00022929 | 0.00011415 | 0.00011415 | 0.00011415 | 0.00011415 | 1.5508e-06 | 3.0373e-05 | 5.892e-05 | 7.5451e-05 | 7.1514e-05 | 8.987e-05 | 8.416e-05 | 8.1511e-05 | 9.0624e-05 | 0.00010337 | 0.00019724 | 0.00019724
03/24 04:00:00 | 3 | 24 | 4 | 1972 | WD | 0 | 0.00020252 | 0.00020252 | 0.00097065 | 7.4412e-05 | 0.00022651 | 0.00011415 | 0 | 0 | 2.1781e-05 | 0.00043283 | -0.0022416 | 0.00020252 | 0.00027619 | 8.2211e-05 | 0.00025621 | 8.2211e-05 | 0.00011415 | 0.00022925 | 0.00011415 | 0 | 6.5591e-05 | 0.0001118 | 0.00014761 | 7.7119e-05 | 9.8903e-05 | 0.00088695 | 0.00049783 | 0.00062198 | 0.00062198 | 0.00011415 | 0.00011415 | 0.00011415 | 0.00011416 | 0.00011415 | 0.00011415 | 5.4768e-05 | 7.0282e-05 | 7.6832e-05 | 8.0178e-05 | 0.00022929 | 0.00011415 | 0.00011415 | 0.00011415 | 0.00011415 | 2.0054e-06 | 3.7834e-05 | 7.9583e-05 | 0.00010376 | 7.7678e-05 | 9.0254e-05 | 8.87e-05 | 8.7979e-05 | 9.1577e-05 | 0.00010394 | 0.00020818 | 0.00020818
03/24 05:00:00 | 3 | 24 | 5 | 1973 | WD | 0 | 0.00019965 | 0.00019965 | -0.00097403 | 0 | 0.00021796 | 0.00011415 | 0 | 0 | 6.5342e-05 | 0.00040071 | 0.00095561 | 0.00019965 | 0.00026064 | 8.1198e-05 | 0.00026128 | 8.1198e-05 | 0.00011415 | 0.00022925 | 0.00011415 | 0 | 6.5591e-05 | 0.0001118 | 0.00014092 | 8.1097e-05 | 9.9586e-05 | 0.00084999 | 0.00052233 | 0.00062687 | 0.00062687 | 0.00011415 | 0.00011415 | 0.00011415 | 0.00011416 | 0.00011415 | 0.00011415 | 9.1181e-05 | 9.299e-05 | 0.0001022 | 0.0001069 | 0.00022929 | 0.00011415 | 0.00011415 | 0.00011415 | 0.00011415 | 3.0749e-06 | 6.2531e-05 | 0.00011054 | 0.00013835 | 9.6547e-05 | 9.8513e-05 | 9.6528e-05 | 9.5608e-05 | 9.1941e-05 | 0.00010435 | 0.00021887 | 0.00021887
03/24 06:00:00 | 3 | 24 | 6 | 1974 | WD | 0 | 0.00022527 | 0.00022527 | 0.00099487 | 0.00015625 | -1.5577e-12 | 0.00011415 | 0 | 0 | 0.00013613 | 0.00039056 | 0.002829 | 0.00022527 | 0.00024616 | 8.7512e-05 | 0.00026916 | 8.7512e-05 | 0.00011415 | 0.00022925 | 0.00011415 | 0 | 6.5591e-05 | 0.0001126 | 0.00012705 | 8.6776e-05 | 9.9224e-05 | 0.0007523 | 0.00053894 | 0.00060701 | 0.00060701 | 0.00011415 | 0.00011415 | 0.00011415 | 0.00011416 | 0.00011415 | 0.00011415 | 0.00012828 | 0.00012421 | 0.00013044 | 0.00013363 | 0.00022929 | 0.00011415 | 0.00011415 | 0.00011415 | 0.00011415 | 6.0161e-06 | 9.1597e-05 | 0.0001431 | 0.00017293 | 0.00011579 | 0.00011193 | 0.00010611 | 0.00010341 | 8.6399e-05 | 0.00012556 | 0.00071598 | 0.00071598
03/24 07:00:00 | 3 | 24 | 7 | 1975 | WD | 2.8318e-05 | 0.00024897 | 0.00024897 | 9.6416e-06 | 0.00016888 | 7.5464e-14 | 0.00011415 | 0.00012038 | 0.00012038 | 0.00015247 | -0.0010483 | 0.0032269 | 0.00024897 | -0.00020389 | 9.9871e-05 | 0.0003 | 9.9871e-05 | 0.00011415 | 5.7313e-05 | 0.00011415 | 1.1034e-05 | 6.5591e-05 | 0.0001126 | 0.00010674 | 0.00010133 | 0.000103 | 0.00062846 | 0.00062214 | 0.00062415 | 0.00062415 | 0.00011415 | 0.00011415 | 0.00011415 | 0.00011416 | 0.00011415 | 0.00011415 | 0.000149 | 0.00014118 | 0.00018925 | 0.00021381 | 3.9149e-05 | 0.00011415 | 0.00011415 | 0.00011415 | 0.00011415 | 3.2427e-05 | 0.0001226 | 0.0001337 | 0.00014014 | 0.00012287 | 0.00011628 | 0.00011929 | 0.00012069 | 8.7645e-05 | 0.00012363 | 0.00084914 | 0.00084914
03/24 08:00:00 | 3 | 24 | 8 | 1976 | WD | 0.00014356 | 0.00023981 | 0.00023981 | -0.00076399 | 0.00017416 | 4.7973e-13 | 0.00011415 | 0.00048802 | 0.00048802 | 0.00013613 | -0.00048112 | 0.0029957 | 0.00023981 | -5.3913e-05 | 0.00011103 | 0.00028467 | 0.00011103 | 0.00011415 | 0 | 0.00011415 | 0.00012525 | 0.00016398 | 0.0001685 | 0.00010995 | 0.00010361 | 0.00010557 | 0.00064675 | 0.00063611 | 0.0006395 | 0.0006395 | 0.00011415 | 0.00011415 | 0.00011415 | 0.00011416 | 0.00011415 | 0.00011415 | 0.00016895 | 0.00015337 | 0.00019337 | 0.00021381 | 0 | 0.00011415 | 0.00011415 | 0.00011415 | 0.00011415 | 0.00014051 | 0.00017323 | 0.00015658 | 0.00014694 | 0.00013694 | 0.0001193 | 0.00014503 | 0.00015696 | 8.7885e-05 | 0.00012047 | 0.00068361 | 0.00068361
03/24 09:00:00 | 3 | 24 | 9 | 1977 | WD | 0.0002408 | 0.00025655 | 0.00025655 | 0.00079781 | 0.00018721 | 1.5523e-12 | 0.00011415 | 0.00037355 | 0.00037355 | 5.9897e-05 | -0.00022998 | 0.0025604 | 0.00025655 | 0.00014312 | 0.00011108 | 0.00031052 | 0.00011108 | 0.00011415 | 0 | 0.00011415 | 0.00039221 | 0.00029516 | 0.0002244 | 0.00011325 | 0.00010354 | 0.00010654 | 0.00066598 | 0.00063562 | 0.0006453 | 0.0006453 | 0.00011415 | 0.00011415 | 0.00011415 | 0.00011416 | 0.00011415 | 0.00011415 | 0.0001871 | 0.00015456 | 0.00019377 | 0.00021381 | 0 | 0.00011415 | 0.00011415 | 0.00011415 | 0.00011415 | 0.00025573 | 0.00022557 | 0.00017961 | 0.000153 | 0.00014763 | 0.00011991 | 0.0001502 | 0.00016425 | 8.7576e-05 | 0.00011842 | 0.0005797 | 0.0005797
03/24 10:00:00 | 3 | 24 | 10 | 1978 | WD | 0.00032514 | 0.00029352 | 0.00029352 | -0.0001719 | 0.00024591 | 0.00021486 | 0.00011415 | 0.00030594 | 0.00030594 | 4.0839e-05 | -0.00016342 | 0.0021282 | 0.00029352 | 0.00031849 | 0.00011156 | 0.00035517 | 0.00011156 | 0.00011415 | 0 | 0.00011415 | 0.00047113 | 0.00029516 | 0.0002244 | 0.00011365 | 0.00010344 | 0.0001066 | 0.00066815 | 0.00063506 | 0.00064562 | 0.00064562 | 0.00011415 | 0.00011415 | 0.00011415 | 0.00011416 | 0.00011415 | 0.00011415 | 0.00018706 | 0.00015413 | 0.00019363 | 0.00021381 | 0 | 0.00011415 | 0.00011415 | 0.00011415 | 0.00011415 | 0.00035341 | 0.00024653 | 0.00019062 | 0.00015824 | 0.0001489 | 0.00011972 | 0.000149 | 0.00016257 | 8.672e-05 | 0.00011709 | 0.00051524 | 0.00051524
03/24 11:00:00 | 3 | 24 | 11 | 1979 | WD | 0.00039439 | 0.00022855 | 0.00022855 | 0.00019854 | 0.00016864 | 0.00021991 | 0.00011415 | 0 | 0 | 4.0839e-05 | 0.0013502 | 0.001799 | 0.00022855 | 0.00053302 | 0.00011463 | 0.00027371 | 0.00011463 | 0.00011415 | 0 | 0.00011415 | 0.00047113 | 0.00029516 | 0.0002244 | 0.00014281 | 0.00010331 | 0.00011551 | 0.00083902 | 0.00063422 | 0.00069956 | 0.00069956 | 0.00011415 | 0.00011415 | 0.00011415 | 0.00011416 | 0.00011415 | 0.00011415 | 0.000187 | 0.00015348 | 0.00019341 | 0.00021381 | 0 | 0.00011415 | 0.00011415 | 0.00011415 | 0.00011415 | 0.0004296 | 0.00024632 | 0.00019322 | 0.00016247 | 0.00014906 | 0.00011946 | 0.00015023 | 0.0001645 | 8.6481e-05 | 0.00011579 | 0.00046475 | 0.00046475
03/24 12:00:00 | 3 | 24 | 12 | 1980 | WD | 0.00043288 | 0.000228 | 0.000228 | 0.00052798 | 0.00013531 | 0.00021998 | 0.00011415 | 0 | 0 | 4.0839e-05 | 0.0007674 | 0.0015665 | 0.000228 | 0.00044874 | 0.00011458 | 0.00027796 | 0.00011458 | 0.00011415 | 0 | 0.00011415 | 0.00047113 | 0.00029516 | 0.0002244 | 0.00011367 | 0.00010328 | 0.00010649 | 0.00066803 | 0.00063404 | 0.00064488 | 0.00064488 | 0.00011415 | 0.00011415 | 0.00011415 | 0.00011416 | 0.00011415 | 0.00011415 | 0.00018694 | 0.0001532 | 0.00019331 | 0.00021381 | 0 | 0.00011415 | 0.00011415 | 0.00011415 | 0.00011415 | 0.00047462 | 0.00024586 | 0.00023753 | 0.0002327 | 0.00014864 | 0.00011934 | 0.00015377 | 0.00016973 | 8.672e-05 | 0.00011469 | 0.00041238 | 0.00041238
03/24 13:00:00 | 3 | 24 | 13 | 1981 | WD | 0.00043437 | 0.00021329 | 0.00021329 | -0.0004841 | 0.00011049 | 0.00021627 | 0.00011415 | 0 | 0 | 4.0839e-05 | 0.00055291 | 0.0013912 | 0.00021329 | 0.00039183 | 0.00011115 | 0.00026148 | 0.00011115 | 0.00011415 | 0 | 0.00011415 | 0.00047113 | 0.00029516 | 0.0002244 | 0.00011475 | 0.00010749 | 0.00010973 | 0.00067438 | 0.00065987 | 0.0006645 | 0.0006645 | 0.00011415 | 0.00011415 | 0.00011415 | 0.00011416 | 0.00011415 | 0.00011415 | 0.00018653 | 0.00015279 | 0.00019317 | 0.00021381 | 0 | 0.00011415 | 0.00011415 | 0.00011415 | 0.00011415 | 0.00048214 | 0.00024525 | 0.00023765 | 0.00023325 | 0.00014688 | 0.00012069 | 0.00015228 | 0.00016694 | 8.6899e-05 | 0.00011377 | 0.00035738 | 0.00035738
03/24 14:00:00 | 3 | 24 | 14 | 1982 | WD | 0.00040054 | 0.00019337 | 0.00019337 | -2.096e-05 | 0.00016079 | 0.00022375 | 0.00011415 | 0 | 0 | 4.0839e-05 | 0.00043642 | 0.0012417 | 0.00019337 | 0.00032473 | 0.00011051 | 0.00022567 | 0.00011051 | 0.00011415 | 0 | 0.00011415 | 0.00047113 | 0.00029516 | 0.0002244 | 0.00011475 | 0.00010707 | 0.00010944 | 0.00067439 | 0.0006573 | 0.00066276 | 0.00066276 | 0.00011415 | 0.00011415 | 0.00011415 | 0.00011416 | 0.00011415 | 0.00011415 | 0.00018548 | 0.00015218 | 0.00019297 | 0.00021381 | 0 | 0.00011415 | 0.00011415 | 0.00011415 | 0.00011415 | 0.00045278 | 0.00024314 | 0.00023605 | 0.00023195 | 0.00014617 | 0.00012035 | 0.00014983 | 0.00016351 | 8.6948e-05 | 0.00011319 | 0.00032026 | 0.00032026
03/24 15:00:00 | 3 | 24 | 15 | 1983 | WD | 0.00033265 | 0.00017012 | 0.00017012 | 0.0010042 | 7.956e-05 | 0.00023635 | 0.00011415 | 0 | 0 | 4.0839e-05 | 0.00038029 | 0.0011279 | 0.00017012 | 0.00029069 | 0.00010956 | 0.00020503 | 0.00010956 | 0.00011415 | 0 | 0.00011415 | 0.00047113 | 0.00029516 | 0.0002244 | 0.00011165 | 0.00010317 | 0.00010579 | 2.5843e-06 | 5.8457e-09 | 8.2853e-07 | 8.2853e-07 | 0.00011415 | 0.00011415 | 0.00011415 | 0.00011416 | 0.00011415 | 0.00011415 | 0.00016661 | 0.00015069 | 0.00019246 | 0.00021381 | 0 | 0.00011415 | 0.00011415 | 0.00011415 | 0.00011415 | 0.00035127 | 0.00023592 | 0.00018837 | 0.00016084 | 0.00013429 | 0.00011851 | 0.00014935 | 0.00016365 | 8.7012e-05 | 0.00011264 | 0.00028296 | 0.00028296
03/24 16:00:00 | 3 | 24 | 16 | 1984 | WD | 0.00024544 | 0.00018413 | 0.00018413 | -0.00099565 | 0.00015904 | 0.00024949 | 0.00011415 | 0 | 0 | 4.0839e-05 | 0.00036636 | 0.0010406 | 0.00018413 | 0.00029847 | 0.00011092 | 0.00021113 | 0.00011092 | 0.00011415 | 0 | 0.00011415 | 0.00044827 | 0.00029516 | 0.0002244 | 0.00010356 | 0.0001026 | 0.0001029 | 2.4808e-06 | 1.1747e-08 | 7.9951e-07 | 7.9951e-07 | 0.00011415 | 0.00011415 | 0.00011415 | 0.00011416 | 0.00011415 | 0.00011415 | 0.00014779 | 0.00014413 | 0.00015206 | 0.00015611 | 0 | 0.00011415 | 0.00011415 | 0.00011415 | 0.00011415 | 0.00024109 | 0.00020827 | 0.00014846 | 0.00011382 | 0.00012311 | 0.00011633 | 0.00013976 | 0.00015063 | 8.7078e-05 | 0.00011255 | 0.00028138 | 0.00028138
03/24 17:00:00 | 3 | 24 | 17 | 1985 | WD | 0.00015395 | 0.00019375 | 0.00019375 | 0.0010097 | 8.0316e-05 | -2.0051e-12 | 0.00011415 | 0.00073117 | 0.00073117 | 7.0788e-05 | -0.00099098 | 0.00098634 | 0.00019375 | -9.3928e-06 | 0.00012 | 0.00023053 | 0.00012 | 0.00011415 | 0 | 0.00011415 | 0.00030159 | 0.00029516 | 0.0002244 | 0.00010134 | 0.00010226 | 0.00010198 | 2.3065e-06 | 3.6839e-09 | 7.384e-07 | 7.384e-07 | 0.00011415 | 0.00011415 | 0.00011415 | 0.00011416 | 0.00011415 | 0.00011415 | 0.00012914 | 0.00013924 | 0.00012923 | 0.00012411 | 0 | 0.00011415 | 0.00011415 | 0.00011415 | 0.00011415 | 0.00014169 | 0.00015269 | 0.00011124 | 8.7236e-05 | 0.00011337 | 0.00011475 | 0.00013141 | 0.00013914 | 8.7104e-05 | 0.00011306 | 0.00032043 | 0.00032043
03/24 18:00:00 | 3 | 24 | 18 | 1986 | WD | 4.9292e-05 | 0.0002077 | 0.0002077 | 8.1623e-06 | 0.00016388 | -7.5459e-13 | 0.00011415 | 0.00045626 | 0.00045626 | 0.00015247 | -0.00051386 | 0.00095004 | 0.0002077 | 0.00019085 | 0.00013406 | 0.0002317 | 0.00013406 | 0.00011415 | 0 | 0.00011415 | 3.0026e-05 | 6.5591e-05 | 0.0001126 | 0.00010133 | 0.00010013 | 0.0001005 | 2.0214e-06 | -6.389e-09 | 6.406e-07 | 6.406e-07 | 0.00011415 | 0.00011415 | 0.00011415 | 0.00011416 | 0.00011415 | 0.00011415 | 0.00012867 | 0.00012823 | 0.0001125 | 0.00010446 | 0 | 0.00011415 | 0.00011415 | 0.00011415 | 0.00011415 | 6.8017e-05 | 0.00010095 | 8.1558e-05 | 7.0331e-05 | 0.00011176 | 0.00011053 | 0.00010586 | 0.0001037 | 8.7122e-05 | 0.00011351 | 0.00051524 | 0.00051524
03/24 19:00:00 | 3 | 24 | 19 | 1987 | WD | 0 | 0.00023874 | 0.00023874 | 9.6668e-06 | 0.00016721 | -3.8268e-13 | 0.00011415 | 4.3544e-05 | 4.3544e-05 | 0.00021236 | -0.00025204 | 0.0009075 | 0.00023874 | 0.00033942 | 0.00014271 | 0.00026727 | 0.00014271 | 0.00011415 | 0.00017194 | 0.00011415 | 2.1287e-06 | 6.5591e-05 | 0.0001126 | 9.9299e-05 | 9.8604e-05 | 9.8819e-05 | 0.00058325 | 0.00060532 | 0.00059828 | 0.00059828 | 0.00011415 | 0.00011415 | 0.00011415 | 0.00011416 | 0.00011415 | 0.00011415 | 0.00011028 | 0.00012061 | 0.00010102 | 9.1006e-05 | 0.0001538 | 0.00011415 | 0.00011415 | 0.00011415 | 0.00011415 | 9.052e-06 | 7.1914e-05 | 6.3804e-05 | 5.9107e-05 | 0.00010603 | 0.00011366 | 0.00010986 | 0.0001081 | 8.7118e-05 | 0.0001142 | 0.00054864 | 0.00054864
03/24 20:00:00 | 3 | 24 | 20 | 1988 | WD | 0 | 0.00022702 | 0.00022702 | 1.029e-05 | 0.00016794 | -2.8565e-13 | 0.00011415 | 0 | 0 | 0.00028587 | -0.00012404 | 0.00083094 | 0.00022702 | 0.00027531 | 0.00014653 | 0.00024668 | 0.00014653 | 0.00011415 | 0.00022925 | 0.00011415 | 0 | 6.5591e-05 | 0.0001126 | 9.9035e-05 | 9.5505e-05 | 9.6596e-05 | 0.0005816 | 0.0005863 | 0.0005848 | 0.0005848 | 0.00011415 | 0.00011415 | 0.00011415 | 0.00011416 | 0.00011415 | 0.00011415 | 0.00010984 | 0.00010476 | 8.6009e-05 | 7.6429e-05 | 0.00022929 | 0.00011415 | 0.00011415 | 0.00011415 | 0.00011415 | 4.8306e-06 | 5.9917e-05 | 8.4608e-05 | 9.8906e-05 | 0.0001064 | 0.00010979 | 0.00010444 | 0.00010196 | 8.6992e-05 | 0.00011501 | 0.00063656 | 0.00063656
03/24 21:00:00 | 3 | 24 | 21 | 1989 | WD | 0 | 0.00022513 | 0.00022513 | 9.0693e-06 | 0.00016581 | 0 | 0.00011415 | 0 | 0 | 0.00034305 | -7.7814e-05 | 0.00070683 | 0.00022513 | 0.00025623 | 0.00014762 | 0.00024379 | 0.00014762 | 0.00011415 | 0.00022925 | 0.00011415 | 0 | 6.5591e-05 | 0.0001126 | 9.5694e-05 | 8.1586e-05 | 8.5946e-05 | 0.00057758 | 0.00050086 | 0.00052534 | 0.00052534 | 0.00011415 | 0.00011415 | 0.00011415 | 0.00011415 | 0.00011415 | 0.00011415 | 0.00010924 | 9.2279e-05 | 7.4921e-05 | 6.6052e-05 | 0.00022929 | 0.00011415 | 0.00011415 | 0.00011415 | 0.00011415 | 3.2016e-06 | 4.5412e-05 | 7.0785e-05 | 8.5478e-05 | 0.00010476 | 9.8687e-05 | 9.8217e-05 | 9.7999e-05 | 8.9136e-05 | 9.596e-05 | 0.00068676 | 0.00068676
03/24 22:00:00 | 3 | 24 | 22 | 1990 | WD | 0 | 0.00021361 | 0.00021361 | 8.0358e-06 | 9.3632e-05 | 2.0698e-12 | 0.00011415 | 0 | 0 | 0.00034849 | -5.4606e-05 | 0.00050225 | 0.00021361 | 0.00025366 | 0.00014405 | 0.00024473 | 0.00014405 | 0.00011415 | 0.00022925 | 0.00011415 | 0 | 6.5591e-05 | 0.0001118 | 9.5244e-05 | 7.7069e-05 | 8.2686e-05 | 0.00057996 | 0.00049143 | 0.00051968 | 0.00051968 | 0.00011415 | 0.00011415 | 0.00011415 | 0.00011416 | 0.00011415 | 0.00011415 | 0.00010883 | 6.9436e-05 | 6.3877e-05 | 6.1037e-05 | 0.00022929 | 0.00011415 | 0.00011415 | 0.00011415 | 0.00011415 | 2.0797e-06 | 3.3003e-05 | 6.2124e-05 | 7.8988e-05 | 0.00010327 | 8.9932e-05 | 9.0242e-05 | 9.0385e-05 | 8.9241e-05 | 9.9888e-05 | 3.7735e-05 | 3.7735e-05
03/24 23:00:00 | 3 | 24 | 23 | 1991 | WD | 0 | 0.00020821 | 0.00020821 | 0.00023759 | 0.00014721 | 7.9772e-13 | 0.00011415 | 0 | 0 | 0.00023959 | 0.0010348 | -0.0018976 | 0.00020821 | 0.00048558 | 0.00013614 | 0.00023616 | 0.00013614 | 0.00011415 | 0.00022925 | 0.00011415 | 0 | 6.5591e-05 | 0.0001118 | 0.00012379 | 7.7074e-05 | 9.1512e-05 | 0.00074825 | 0.00049761 | 0.00057758 | 0.00057758 | 0.00011415 | 0.00011415 | 0.00011415 | 0.00011416 | 0.00011415 | 0.00011415 | 9.9691e-05 | 6.8344e-05 | 6.1493e-05 | 5.7992e-05 | 0.00022929 | 0.00011415 | 0.00011415 | 0.00011415 | 0.00011415 | 1.729e-06 | 2.6771e-05 | 5.7344e-05 | 7.5048e-05 | 9.8175e-05 | 8.9624e-05 | 8.963e-05 | 8.9633e-05 | 8.9303e-05 | 0.00010154 | 7.4676e-05 | 7.4676e-05
03/24 24:00:00 | 3 | 24 | 24 | 1992 | WD | 0 | 0.00017436 | 0.00017436 | 0.00076138 | 7.7634e-05 | -1.3906e-12 | 0.00011415 | 0 | 0 | 0.00013341 | 0.00068257 | -0.0053886 | 0.00017436 | 0.0003124 | 0.00012638 | 0.00020466 | 0.00012638 | 0.00011415 | 0.00022925 | 0.00011415 | 0 | 6.5591e-05 | 0.0001118 | 8.8502e-05 | 7.7068e-05 | 8.0602e-05 | 0.00054191 | 0.00049761 | 0.00051174 | 0.00051174 | 0.00011415 | 0.00011415 | 0.00011415 | 0.00011416 | 0.00011415 | 0.00011415 | 4.5468e-05 | 6.8027e-05 | 5.8924e-05 | 5.4272e-05 | 0.00022929 | 0.00011415 | 0.00011415 | 0.00011415 | 0.00011415 | 1.2032e-06 | 2.496e-05 | 5.3631e-05 | 7.0234e-05 | 7.2548e-05 | 8.9538e-05 | 8.3523e-05 | 8.0733e-05 | 8.9758e-05 | 0.00010246 | 0.00012651 | 0.00012651
03/25 01:00:00 | 3 | 25 | 1 | 1993 | WD | 0 | 0.00013226 | 0.00013226 | 6.0828e-07 | 7.5512e-05 | 0.00025245 | 0.00011415 | 0 | 0 | 5.4452e-05 | 0.0004378 | -0.0054689 | 0.00013226 | 0.00011041 | 9.19e-05 | 0.00015399 | 9.19e-05 | 0.00011415 | 0.00022925 | 0.00011415 | 0 | 6.5591e-05 | 0.0001118 | 8.7422e-05 | 7.7077e-05 | 8.0274e-05 | 0.00053608 | 0.00049766 | 0.00050992 | 0.00050992 | 0.00011415 | 0.00011415 | 0.00011415 | 0.00011416 | 0.00011415 | 0.00011415 | 3.6463e-05 | 6.7924e-05 | 5.8637e-05 | 5.3892e-05 | 0.00022929 | 0.00011415 | 0.00011415 | 0.00011415 | 0.00011415 | 1.2032e-06 | 2.437e-05 | 5.3103e-05 | 6.9742e-05 | 6.7339e-05 | 8.9518e-05 | 8.3389e-05 | 8.0546e-05 | 9.0021e-05 | 0.00010311 | 0.00015797 | 0.00015797
03/25 02:00:00 | 3 | 25 | 2 | 1994 | WD | 0 | 0.00014212 | 0.00014212 | -0.00097304 | 0 | 0.00023244 | 0.00011415 | 0 | 0 | 2.1781e-05 | 0.00044075 | -0.0060587 | 0.00014212 | 0.00015528 | 8.5656e-05 | 0.00018073 | 8.5656e-05 | 0.00011415 | 0.00022925 | 0.00011415 | 0 | 6.5591e-05 | 0.0001118 | 8.7317e-05 | 7.7084e-05 | 8.0247e-05 | 0.00053591 | 0.00049769 | 0.00050989 | 0.00050989 | 0.00011415 | 0.00011415 | 0.00011415 | 0.00011416 | 0.00011415 | 0.00011415 | 3.6473e-05 | 6.819e-05 | 6.0618e-05 | 5.6748e-05 | 0.00022929 | 0.00011415 | 0.00011415 | 0.00011415 | 0.00011415 | 1.23e-06 | 2.5894e-05 | 5.6002e-05 | 7.3438e-05 | 6.608e-05 | 8.9606e-05 | 8.3922e-05 | 8.1286e-05 | 9.0206e-05 | 0.00010355 | 0.00017314 | 0.00017314
03/25 03:00:00 | 3 | 25 | 3 | 1995 | WD | 0 | 0.00017818 | 0.00017818 | 4.6883e-07 | 7.4355e-05 | 0.00022975 | 0.00011415 | 0 | 0 | 2.1781e-05 | 0.00043299 | -0.0050669 | 0.00017818 | 0.00022784 | 8.3946e-05 | 0.00022119 | 8.3946e-05 | 0.00011415 | 0.00022925 | 0.00011415 | 0 | 6.5591e-05 | 0.0001118 | 8.8159e-05 | 7.7098e-05 | 8.0516e-05 | 0.00054124 | 0.00049775 | 0.00051163 | 0.00051163 | 0.00011415 | 0.00011415 | 0.00011415 | 0.00011416 | 0.00011415 | 0.00011415 | 4.5596e-05 | 6.8975e-05 | 6.1912e-05 | 5.8304e-05 | 0.00022929 | 0.00011415 | 0.00011415 | 0.00011415 | 0.00011415 | 1.5508e-06 | 3.0373e-05 | 5.892e-05 | 7.5451e-05 | 7.1558e-05 | 8.9853e-05 | 8.4265e-05 | 8.1673e-05 | 9.0586e-05 | 0.00010394 | 0.00019918 | 0.00019918
03/25 04:00:00 | 3 | 25 | 4 | 1996 | WD | 0 | 0.0001994 | 0.0001994 | 0.00021841 | 7.4404e-05 | 0.00022651 | 0.00011415 | 0 | 0 | 2.1781e-05 | 0.00041122 | -0.0019105 | 0.0001994 | 0.00026983 | 8.2211e-05 | 0.00025176 | 8.2211e-05 | 0.00011415 | 0.00022925 | 0.00011415 | 0 | 6.5591e-05 | 0.0001118 | 0.00010072 | 7.7102e-05 | 8.4402e-05 | 0.00061523 | 0.00049777 | 0.00053524 | 0.00053524 | 0.00011415 | 0.00011415 | 0.00011415 | 0.00011416 | 0.00011415 | 0.00011415 | 5.4768e-05 | 7.0282e-05 | 7.6832e-05 | 8.0178e-05 | 0.00022929 | 0.00011415 | 0.00011415 | 0.00011415 | 0.00011415 | 2.0054e-06 | 3.7834e-05 | 7.9583e-05 | 0.00010376 | 7.727e-05 | 9.0255e-05 | 8.8887e-05 | 8.8253e-05 | 9.1452e-05 | 0.00010437 | 0.0002027 | 0.0002027
03/25 05:00:00 | 3 | 25 | 5 | 1997 | WD | 0 | 0.00019836 | 0.00019836 | -0.00021841 | 0 | 0.00021796 | 0.00011415 | 0 | 0 | 6.5342e-05 | 0.00039289 | 0.0013014 | 0.00019836 | 0.00028892 | 8.1198e-05 | 0.00025945 | 8.1198e-05 | 0.00011415 | 0.00022925 | 0.00011415 | 0 | 6.5591e-05 | 0.0001118 | 0.00010359 | 8.1123e-05 | 8.8067e-05 | 0.0006324 | 0.00052245 | 0.00055753 | 0.00055753 | 0.00011415 | 0.00011415 | 0.00011415 | 0.00011416 | 0.00011415 | 0.00011415 | 9.1181e-05 | 9.299e-05 | 0.0001022 | 0.0001069 | 0.00022929 | 0.00011415 | 0.00011415 | 0.00011415 | 0.00011415 | 3.0749e-06 | 6.2531e-05 | 0.00011054 | 0.00013835 | 9.6059e-05 | 9.8523e-05 | 9.6978e-05 | 9.6261e-05 | 9.0894e-05 | 0.00010445 | 0.00019818 | 0.00019818
03/25 06:00:00 | 3 | 25 | 6 | 1998 | WD | 0 | 0.00022358 | 0.00022358 | 2.16e-06 | 0.00015619 | -1.5577e-12 | 0.00011415 | 0 | 0 | 0.00013613 | 0.00038903 | 0.0032361 | 0.00022358 | 0.00029304 | 8.7512e-05 | 0.00026676 | 8.7512e-05 | 0.00011415 | 0.00022925 | 0.00011415 | 0 | 6.5591e-05 | 0.0001126 | 0.00010849 | 8.6855e-05 | 9.3543e-05 | 0.00064522 | 0.00053938 | 0.00057315 | 0.00057315 | 0.00011415 | 0.00011415 | 0.00011415 | 0.00011416 | 0.00011415 | 0.00011415 | 0.00012828 | 0.00012421 | 0.00013044 | 0.00013363 | 0.00022929 | 0.00011415 | 0.00011415 | 0.00011415 | 0.00011415 | 6.0161e-06 | 9.1597e-05 | 0.0001431 | 0.00017293 | 0.00011545 | 0.00011196 | 0.0001066 | 0.00010412 | 8.5448e-05 | 0.00012634 | 0.00069131 | 0.00069131
03/25 07:00:00 | 3 | 25 | 7 | 1999 | WD | 2.9436e-05 | 0.00023627 | 0.00023627 | 0.0010391 | 0.00016887 | 7.5464e-14 | 0.00011415 | 0.00013792 | 0.00013792 | 0.00015247 | -0.0010662 | 0.0036191 | 0.00023627 | -0.00021835 | 9.9871e-05 | 0.00028192 | 9.9871e-05 | 0.00011415 | 0 | 0.00011415 | 1.2642e-05 | 6.5591e-05 | 0.0001126 | 0.000107 | 0.00010156 | 0.00010324 | 0.00063146 | 0.00062353 | 0.00062606 | 0.00062606 | 0.00011415 | 0.00011415 | 0.00011415 | 0.00011416 | 0.00011415 | 0.00011415 | 0.000149 | 0.00014113 | 0.00018923 | 0.00021381 | 3.6349e-05 | 0.00011415 | 0.00011415 | 0.00011415 | 0.00011415 | 3.4966e-05 | 0.00012376 | 0.00013426 | 0.00014033 | 0.00012271 | 0.00011466 | 0.00011878 | 0.00012069 | 8.6704e-05 | 0.00012197 | 0.00074548 | 0.00074548
03/25 08:00:00 | 3 | 25 | 8 | 2000 | WD | 0.0001399 | 0.00021992 | 0.00021992 | -0.00070841 | 0.00017411 | 4.7973e-13 | 0.00011415 | 0.00049164 | 0.00049164 | 0.00013613 | -0.00044209 | 0.0033758 | 0.00021992 | 2.945e-05 | 0.00011103 | 0.00025637 | 0.00011103 | 0.00011415 | 0 | 0.00011415 | 0.00012618 | 0.00016398 | 0.0001685 | 0.00011053 | 0.00010395 | 0.00010598 | 0.00065132 | 0.0006382 | 0.00064239 | 0.00064239 | 0.00011415 | 0.00011415 | 0.00011415 | 0.00011416 | 0.00011415 | 0.00011415 | 0.00016895 | 0.00015337 | 0.00019337 | 0.00021381 | 0 | 0.00011415 | 0.00011415 | 0.00011415 | 0.00011415 | 0.00014169 | 0.00017367 | 0.00015679 | 0.00014701 | 0.00013666 | 0.00011938 | 0.00014543 | 0.00015751 | 8.6428e-05 | 0.00011857 | 0.00055268 | 0.00055268
03/25 09:00:00 | 3 | 25 | 9 | 2001 | WD | 0.00023497 | 0.00021702 | 0.00021702 | 0.00074129 | 0.00017461 | 1.5523e-12 | 0.00011415 | 0.0003799 | 0.0003799 | 5.9897e-05 | -0.00022608 | 0.0029402 | 0.00021702 | 0.0002356 | 0.00011108 | 0.00025614 | 0.00011108 | 0.00011415 | 0 | 0.00011415 | 0.00039888 | 0.00029516 | 0.0002244 | 0.00011399 | 0.00010401 | 0.0001071 | 4.6699e-06 | 4.4484e-08 | 1.5203e-06 | 1.5203e-06 | 0.00011415 | 0.00011415 | 0.00011415 | 0.00011416 | 0.00011415 | 0.00011415 | 0.0001871 | 0.00015456 | 0.00019377 | 0.00021381 | 0 | 0.00011415 | 0.00011415 | 0.00011415 | 0.00011415 | 0.00025973 | 0.00022734 | 0.00018041 | 0.00015324 | 0.00014722 | 0.00012003 | 0.00015085 | 0.00016515 | 8.6856e-05 | 0.00011585 | 0.00041185 | 0.00041185
03/25 10:00:00 | 3 | 25 | 10 | 2002 | WD | 0.00031528 | 0.00024745 | 0.00024745 | 1.1821e-05 | 0.00024455 | 0.00021486 | 0.00011415 | 0.00030594 | 0.00030594 | 4.0839e-05 | -0.00015095 | 0.0025254 | 0.00024745 | 0.0003782 | 0.00011156 | 0.00028979 | 0.00011156 | 0.00011415 | 0 | 0.00011415 | 0.00047113 | 0.00029516 | 0.0002244 | 0.00011481 | 0.0001041 | 0.00010741 | 4.2607e-06 | 4.8316e-08 | 1.3923e-06 | 1.3923e-06 | 0.00011415 | 0.00011415 | 0.00011415 | 0.00011416 | 0.00011415 | 0.00011415 | 0.00018706 | 0.00015413 | 0.00019363 | 0.00021381 | 0 | 0.00011415 | 0.00011415 | 0.00011415 | 0.00011415 | 0.00035888 | 0.00024653 | 0.00019078 | 0.0001585 | 0.0001485 | 0.00011989 | 0.00014985 | 0.00016375 | 8.7002e-05 | 0.00011392 | 0.00032823 | 0.00032823
03/25 11:00:00 | 3 | 25 | 11 | 2003 | WD | 0.00038239 | 0.00019469 | 0.00019469 | 0.00019604 | 0.00018194 | 0.00021991 | 0.00011415 | 0 | 0 | 4.0839e-05 | 0.0012784 | 0.0021958 | 0.00019469 | 0.00048133 | 0.00011463 | 0.00022349 | 0.00011463 | 0.00011415 | 0 | 0.00011415 | 0.00047113 | 0.00029516 | 0.0002244 | 0.00014392 | 0.00010405 | 0.00011637 | 4.2782e-06 | 3.5262e-08 | 1.389e-06 | 1.389e-06 | 0.00011415 | 0.00011415 | 0.00011415 | 0.00011416 | 0.00011415 | 0.00011415 | 0.000187 | 0.00015348 | 0.00019341 | 0.00021381 | 0 | 0.00011415 | 0.00011415 | 0.00011415 | 0.00011415 | 0.00043384 | 0.00024632 | 0.00019337 | 0.00016271 | 0.0001487 | 0.00011965 | 0.00015127 | 0.00016593 | 8.7069e-05 | 0.00011253 | 0.00027522 | 0.00027522
03/25 12:00:00 | 3 | 25 | 12 | 2004 | WD | 0.00042502 | 0.0001794 | 0.0001794 | -0.00017562 | 8.2507e-05 | 0.00021998 | 0.00011415 | 0 | 0 | 4.0839e-05 | 0.00075354 | 0.0019476 | 0.0001794 | 0.00038745 | 0.00011458 | 0.00021674 | 0.00011458 | 0.00011415 | 0 | 0.00011415 | 0.00047113 | 0.00029516 | 0.0002244 | 0.00011495 | 0.00010407 | 0.00010744 | 3.8812e-06 | 2.487e-08 | 1.2552e-06 | 1.2552e-06 | 0.00011415 | 0.00011415 | 0.00011415 | 0.00011416 | 0.00011415 | 0.00011415 | 0.00018694 | 0.0001532 | 0.00019331 | 0.00021381 | 0 | 0.00011415 | 0.00011415 | 0.00011415 | 0.00011415 | 0.00047791 | 0.00024586 | 0.00023767 | 0.00023293 | 0.00014839 | 0.00011957 | 0.00015458 | 0.00017082 | 8.707e-05 | 0.00011189 | 0.00025412 | 0.00025412
03/25 13:00:00 | 3 | 25 | 13 | 2005 | WD | 0.00042706 | 0.00017496 | 0.00017496 | 7.1771e-06 | 0.00016238 | 0.00021627 | 0.00011415 | 0 | 0 | 4.0839e-05 | 0.00052129 | 0.001735 | 0.00017496 | 0.00032906 | 0.00011115 | 0.0001991 | 0.00011115 | 0.00011415 | 0 | 0.00011415 | 0.00047113 | 0.00029516 | 0.0002244 | 0.00011593 | 0.00010833 | 0.00011068 | 3.8256e-06 | 1.9566e-08 | 1.2339e-06 | 1.2339e-06 | 0.00011415 | 0.00011415 | 0.00011415 | 0.00011416 | 0.00011415 | 0.00011415 | 0.00018653 | 0.00015279 | 0.00019317 | 0.00021381 | 0 | 0.00011415 | 0.00011415 | 0.00011415 | 0.00011415 | 0.00048462 | 0.00024525 | 0.00023776 | 0.00023343 | 0.0001467 | 0.00012094 | 0.00015295 | 0.0001678 | 8.7099e-05 | 0.00011136 | 0.00022298 | 0.00022298
03/25 14:00:00 | 3 | 25 | 14 | 2006 | WD | 0.00039128 | 0.00017251 | 0.00017251 | 0.00101 | 0.00016071 | 0.00022375 | 0.00011415 | 0 | 0 | 4.0839e-05 | 0.00044003 | 0.0015566 | 0.00017251 | 0.00030846 | 0.00011051 | 0.00019599 | 0.00011051 | 0.00011415 | 0 | 0.00011415 | 0.00047113 | 0.00029516 | 0.0002244 | 0.00011583 | 0.00010814 | 0.00011052 | 3.6899e-06 | 1.5668e-07 | 1.284e-06 | 1.284e-06 | 0.00011415 | 0.00011415 | 0.00011415 | 0.00011416 | 0.00011415 | 0.00011415 | 0.00018548 | 0.00015218 | 0.00019297 | 0.00021381 | 0 | 0.00011415 | 0.00011415 | 0.00011415 | 0.00011415 | 0.00045241 | 0.00024314 | 0.00023604 | 0.00023194 | 0.00014601 | 0.00012068 | 0.00015051 | 0.00016435 | 8.7139e-05 | 0.00011102 | 0.00019714 | 0.00019714
03/25 15:00:00 | 3 | 25 | 15 | 2007 | WD | 0.0003289 | 0.00016628 | 0.00016628 | -0.00099655 | 7.9542e-05 | 0.00023635 | 0.00011415 | 0 | 0 | 4.0839e-05 | 0.00040728 | 0.0013536 | 0.00016628 | 0.00030303 | 0.00010956 | 0.00019957 | 0.00010956 | 0.00011415 | 0 | 0.00011415 | 0.00047113 | 0.00029516 | 0.0002244 | 0.00011274 | 0.00010517 | 0.00010751 | 3.4776e-06 | 2.48e-07 | 1.2784e-06 | 1.2784e-06 | 0.00011415 | 0.00011415 | 0.00011415 | 0.00011416 | 0.00011415 | 0.00011415 | 0.00016661 | 0.00015069 | 0.00019246 | 0.00021381 | 0 | 0.00011415 | 0.00011415 | 0.00011415 | 0.00011415 | 0.00035138 | 0.00023592 | 0.00018838 | 0.00016085 | 0.00013418 | 0.00011919 | 0.00014999 | 0.00016427 | 8.7121e-05 | 0.00011107 | 0.00019531 | 0.00019531
03/25 16:00:00 | 3 | 25 | 16 | 2008 | WD | 0.00024676 | 0.00016837 | 0.00016837 | 0.0010048 | 0.000115 | 0.00024949 | 0.00011415 | 0 | 0 | 4.0839e-05 | 0.00037937 | 0.0011935 | 0.00016837 | 0.0002911 | 0.00011092 | 0.00019534 | 0.00011092 | 0.00011415 | 0 | 0.00011415 | 0.00045033 | 0.00029516 | 0.0002244 | 0.00010447 | 0.00010483 | 0.00010472 | 3.305e-06 | 1.1205e-07 | 1.1308e-06 | 1.1308e-06 | 0.00011415 | 0.00011415 | 0.00011415 | 0.00011416 | 0.00011415 | 0.00011415 | 0.00014779 | 0.00014413 | 0.00015206 | 0.00015611 | 0 | 0.00011415 | 0.00011415 | 0.00011415 | 0.00011415 | 0.00024349 | 0.0002088 | 0.00014873 | 0.00011395 | 0.00012304 | 0.00011709 | 0.00014026 | 0.000151 | 8.7123e-05 | 0.00011147 | 0.00021922 | 0.00021922
03/25 17:00:00 | 3 | 25 | 17 | 2009 | WD | 0.00015342 | 0.00018666 | 0.00018666 | -0.0001799 | 0.00012475 | -2.0051e-12 | 0.00011415 | 0.00073371 | 0.00073371 | 7.0788e-05 | -0.00094404 | 0.0010717 | 0.00018666 | 1.9148e-05 | 0.00012 | 0.00021373 | 0.00012 | 0.00011415 | 0 | 0.00011415 | 0.00030264 | 0.00029516 | 0.0002244 | 0.0001025 | 0.00010424 | 0.0001037 | 3.0232e-06 | -1.2717e-08 | 9.5591e-07 | 9.5591e-07 | 0.00011415 | 0.00011415 | 0.00011415 | 0.00011416 | 0.00011415 | 0.00011415 | 0.00012914 | 0.00013924 | 0.00012923 | 0.00012411 | 0 | 0.00011415 | 0.00011415 | 0.00011415 | 0.00011415 | 0.00014232 | 0.00015296 | 0.00011136 | 8.7268e-05 | 0.0001133 | 0.00011543 | 0.0001319 | 0.00013954 | 8.715e-05 | 0.000112 | 0.000253 | 0.000253
03/25 18:00:00 | 3 | 25 | 18 | 2010 | WD | 5.1849e-05 | 0.00018981 | 0.00018981 | -0.00082034 | 0.00016383 | -7.5459e-13 | 0.00011415 | 0.00048068 | 0.00048068 | 0.00015247 | -0.00049445 | 0.00098398 | 0.00018981 | 0.00018815 | 0.00013406 | 0.00020624 | 0.00013406 | 0.00011415 | 0 | 0.00011415 | 3.1633e-05 | 6.5591e-05 | 0.0001126 | 0.00010276 | 0.00010188 | 0.00010215 | 2.7353e-06 | -4.6389e-08 | 8.4113e-07 | 8.4113e-07 | 0.00011415 | 0.00011415 | 0.00011415 | 0.00011416 | 0.00011415 | 0.00011415 | 0.00012867 | 0.00012822 | 0.0001125 | 0.00010446 | 0 | 0.00011415 | 0.00011415 | 0.00011415 | 0.00011415 | 7.101e-05 | 0.00010247 | 8.22e-05 | 7.046e-05 | 0.00011168 | 0.00011112 | 0.00010605 | 0.0001037 | 8.7177e-05 | 0.00011228 | 0.00043971 | 0.00043971
03/25 19:00:00 | 3 | 25 | 19 | 2011 | WD | 0 | 0.00021317 | 0.00021317 | 0.0010358 | 0.00016713 | -3.8268e-13 | 0.00011415 | 4.5429e-05 | 4.5429e-05 | 0.00021236 | -0.00025351 | 0.00089075 | 0.00021317 | 0.00031687 | 0.00014271 | 0.00023088 | 0.00014271 | 0.00011415 | 0.00017194 | 0.00011415 | 2.2209e-06 | 6.5591e-05 | 0.0001126 | 0.00011251 | 0.00010015 | 0.00010397 | 2.5191e-06 | -6.9834e-08 | 7.5618e-07 | 7.5618e-07 | 0.00011415 | 0.00011415 | 0.00011415 | 0.00011416 | 0.00011415 | 0.00011415 | 0.00011028 | 0.00012061 | 0.00010102 | 9.1006e-05 | 0.0001538 | 0.00011415 | 0.00011415 | 0.00011415 | 0.00011415 | 9.2615e-06 | 7.1961e-05 | 6.3827e-05 | 5.9116e-05 | 0.00010602 | 0.00011417 | 0.00011003 | 0.0001081 | 8.7196e-05 | 0.00011266 | 0.00044996 | 0.00044996
03/25 20:00:00 | 3 | 25 | 20 | 2012 | WD | 0 | 0.00019313 | 0.00019313 | 9.9395e-06 | 0.00016779 | -2.8565e-13 | 0.00011415 | 0 | 0 | 0.00028587 | -0.00012535 | 0.00080655 | 0.00019313 | 0.00025243 | 0.00014653 | 0.00019845 | 0.00014653 | 0.00011415 | 0.00022925 | 0.00011415 | 0 | 6.5591e-05 | 0.0001126 | 0.0001113 | 9.6894e-05 | 0.00010134 | 2.329e-06 | -5.3675e-08 | 7.0653e-07 | 7.0653e-07 | 0.00011415 | 0.00011415 | 0.00011415 | 0.00011416 | 0.00011415 | 0.00011415 | 0.00010984 | 0.00010476 | 8.6009e-05 | 7.6429e-05 | 0.00022929 | 0.00011415 | 0.00011415 | 0.00011415 | 0.00011415 | 4.8306e-06 | 5.9917e-05 | 8.4608e-05 | 9.8906e-05 | 0.00010629 | 0.00011023 | 0.00010458 | 0.00010196 | 8.7199e-05 | 0.00011284 | 0.00049908 | 0.00049908
03/25 21:00:00 | 3 | 25 | 21 | 2013 | WD | 0 | 0.00018936 | 0.00018936 | 9.1548e-06 | 0.00016574 | 0 | 0.00011415 | 0 | 0 | 0.00034305 | -7.7468e-05 | 0.00069286 | 0.00018936 | 0.0002319 | 0.00014762 | 0.0001929 | 0.00014762 | 0.00011415 | 0.00022925 | 0.00011415 | 0 | 6.5591e-05 | 0.0001126 | 0.00010521 | 8.2802e-05 | 8.9727e-05 | 2.1887e-05 | 1.7161e-08 | 6.9949e-06 | 6.9949e-06 | 0.00011415 | 0.00011415 | 0.00011415 | 0.00011415 | 0.00011415 | 0.00011415 | 0.00010924 | 9.2279e-05 | 7.4921e-05 | 6.6052e-05 | 0.00022929 | 0.00011415 | 0.00011415 | 0.00011415 | 0.00011415 | 3.2016e-06 | 4.5412e-05 | 7.0785e-05 | 8.5478e-05 | 0.0001045 | 9.9106e-05 | 9.835e-05 | 9.7999e-05 | 8.8897e-05 | 9.6832e-05 | 0.00052492 | 0.00052492
03/25 22:00:00 | 3 | 25 | 22 | 2014 | WD | 0 | 0.00018693 | 0.00018693 | 0.0010188 | 8.1588e-05 | 2.0698e-12 | 0.00011415 | 0 | 0 | 0.00034849 | -5.5561e-05 | 0.00049911 | 0.00018693 | 0.0002445 | 0.00014405 | 0.00020856 | 0.00014405 | 0.00011415 | 0.00022925 | 0.00011415 | 0 | 6.5591e-05 | 0.0001118 | 9.6111e-05 | 7.7849e-05 | 8.3492e-05 | 2.91e-05 | 9.7379e-06 | 1.5916e-05 | 1.5916e-05 | 0.00011415 | 0.00011415 | 0.00011415 | 0.00011416 | 0.00011415 | 0.00011415 | 0.00010883 | 6.9436e-05 | 6.3877e-05 | 6.1037e-05 | 0.00022929 | 0.00011415 | 0.00011415 | 0.00011415 | 0.00011415 | 2.0797e-06 | 3.3003e-05 | 6.2124e-05 | 7.8988e-05 | 0.00010293 | 9.0175e-05 | 9.0655e-05 | 9.0877e-05 | 8.9102e-05 | 9.8267e-05 | 2.7031e-05 | 2.7031e-05
03/25 23:00:00 | 3 | 25 | 23 | 2015 | WD | 0 | 0.00017656 | 0.00017656 | -0.00099635 | 0.00015887 | 7.9772e-13 | 0.00011415 | 0 | 0 | 0.00023959 | 0.00098232 | -0.001881 | 0.00017656 | 0.00043369 | 0.00013614 | 0.00018934 | 0.00013614 | 0.00011415 | 0.00022925 | 0.00011415 | 0 | 6.5591e-05 | 0.0001118 | 0.00012414 | 7.7566e-05 | 9.1958e-05 | 3.0341e-05 | 2.7903e-05 | 2.8681e-05 | 2.8681e-05 | 0.00011415 | 0.00011415 | 0.00011415 | 0.00011416 | 0.00011415 | 0.00011415 | 9.9691e-05 | 6.8344e-05 | 6.1493e-05 | 5.7992e-05 | 0.00022929 | 0.00011415 | 0.00011415 | 0.00011415 | 0.00011415 | 1.729e-06 | 2.6771e-05 | 5.7344e-05 | 7.5048e-05 | 9.7835e-05 | 8.977e-05 | 9.0033e-05 | 9.0155e-05 | 8.9159e-05 | 0.00010028 | 1.9441e-05 | 1.9441e-05
03/25 24:00:00 | 3 | 25 | 24 | 2016 | WD | 0 | 0.00013067 | 0.00013067 | 1.8531e-06 | 7.7616e-05 | -1.3906e-12 | 0.00011415 | 0 | 0 | 0.00013341 | 0.00059598 | -0.0048792 | 0.00013067 | 0.00023287 | 0.00012638 | 0.00014246 | 0.00012638 | 0.00011415 | 0.00022925 | 0.00011415 | 0 | 6.5591e-05 | 0.0001118 | 8.9139e-05 | 7.7551e-05 | 8.1132e-05 | 3.0785e-05 | 3.2957e-05 | 3.2264e-05 | 3.2264e-05 | 0.00011415 | 0.00011415 | 0.00011415 | 0.00011416 | 0.00011415 | 0.00011415 | 4.5468e-05 | 6.8027e-05 | 5.8924e-05 | 5.4272e-05 | 0.00022929 | 0.00011415 | 0.00011415 | 0.00011415 | 0.00011415 | 1.2032e-06 | 2.496e-05 | 5.3631e-05 | 7.0234e-05 | 7.2167e-05 | 8.9677e-05 | 8.3855e-05 | 8.1155e-05 | 8.9423e-05 | 0.00010104 | 4.4667e-05 | 4.4667e-05
03/26 01:00:00 | 3 | 26 | 1 | 2017 | WD | 0 | 9.9033e-05 | 9.9033e-05 | 1.1192e-06 | 7.5499e-05 | 0.00025245 | 0.00011415 | 0 | 0 | 5.4452e-05 | 0.00040101 | -0.0055944 | 9.9033e-05 | 7.8786e-05 | 9.19e-05 | 0.00010669 | 9.19e-05 | 0.00011415 | 0.00022925 | 0.00011415 | 0 | 6.5591e-05 | 0.0001118 | 8.8009e-05 | 7.7536e-05 | 8.0772e-05 | 0.00053778 | 0.00049941 | 0.00051165 | 0.00051165 | 0.00011415 | 0.00011415 | 0.00011415 | 0.00011416 | 0.00011415 | 0.00011415 | 3.6463e-05 | 6.7924e-05 | 5.8637e-05 | 5.3892e-05 | 0.00022929 | 0.00011415 | 0.00011415 | 0.00011415 | 0.00011415 | 1.2032e-06 | 2.437e-05 | 5.3103e-05 | 6.9742e-05 | 6.6909e-05 | 8.9648e-05 | 8.3684e-05 | 8.0918e-05 | 8.9575e-05 | 0.00010156 | 5.5338e-05 | 5.5338e-05
03/26 02:00:00 | 3 | 26 | 2 | 2018 | WD | 0 | 0.00010576 | 0.00010576 | 5.9402e-07 | 0 | 0.00023244 | 0.00011415 | 0 | 0 | 2.1781e-05 | 0.00040416 | -0.0049265 | 0.00010576 | 0.0001158 | 8.5656e-05 | 0.00012896 | 8.5656e-05 | 0.00011415 | 0.00022925 | 0.00011415 | 0 | 6.5591e-05 | 0.0001118 | 8.7847e-05 | 7.751e-05 | 8.0705e-05 | 3.2087e-05 | 3.3853e-05 | 3.329e-05 | 3.329e-05 | 0.00011415 | 0.00011415 | 0.00011415 | 0.00011416 | 0.00011415 | 0.00011415 | 3.6473e-05 | 6.819e-05 | 6.0618e-05 | 5.6748e-05 | 0.00022929 | 0.00011415 | 0.00011415 | 0.00011415 | 0.00011415 | 1.23e-06 | 2.5894e-05 | 5.6002e-05 | 7.3438e-05 | 6.561e-05 | 8.9723e-05 | 8.42e-05 | 8.1638e-05 | 8.9637e-05 | 0.00010192 | 7.5303e-05 | 7.5303e-05
03/26 03:00:00 | 3 | 26 | 3 | 2019 | WD | 0 | 0.00013416 | 0.00013416 | 0.0009708 | 7.4345e-05 | 0.00022975 | 0.00011415 | 0 | 0 | 2.1781e-05 | 0.00042714 | -0.0049892 | 0.00013416 | 0.00017164 | 8.3946e-05 | 0.00015854 | 8.3946e-05 | 0.00011415 | 0.00022925 | 0.00011415 | 0 | 6.5591e-05 | 0.0001118 | 8.874e-05 | 7.7517e-05 | 8.0985e-05 | 0.0005428 | 0.0004995 | 0.00051332 | 0.00051332 | 0.00011415 | 0.00011415 | 0.00011415 | 0.00011416 | 0.00011415 | 0.00011415 | 4.5596e-05 | 6.8975e-05 | 6.1912e-05 | 5.8304e-05 | 0.00022929 | 0.00011415 | 0.00011415 | 0.00011415 | 0.00011415 | 1.5508e-06 | 3.0373e-05 | 5.892e-05 | 7.5451e-05 | 7.1058e-05 | 8.9966e-05 | 8.453e-05 | 8.2008e-05 | 8.9602e-05 | 0.00010223 | 9.1435e-05 | 9.1435e-05
03/26 04:00:00 | 3 | 26 | 4 | 2020 | WD | 0 | 0.00013742 | 0.00013742 | -0.00097034 | 1.8417e-05 | 0.00022651 | 0.00011415 | 0 | 0 | 2.1781e-05 | 0.00039587 | -0.0019661 | 0.00013742 | 0.0002035 | 8.2211e-05 | 0.00017198 | 8.2211e-05 | 0.00011415 | 0.00022925 | 0.00011415 | 0 | 6.5591e-05 | 0.0001118 | 0.00010118 | 7.7472e-05 | 8.48e-05 | 3.3194e-05 | 3.3948e-05 | 3.3707e-05 | 3.3707e-05 | 0.00011415 | 0.00011415 | 0.00011415 | 0.00011416 | 0.00011415 | 0.00011415 | 5.4768e-05 | 7.0282e-05 | 7.6832e-05 | 8.0178e-05 | 0.00022929 | 0.00011415 | 0.00011415 | 0.00011415 | 0.00011415 | 2.0054e-06 | 3.7834e-05 | 7.9583e-05 | 0.00010376 | 7.6587e-05 | 9.0346e-05 | 8.9331e-05 | 8.886e-05 | 8.9538e-05 | 0.00010242 | 7.8487e-05 | 7.8487e-05
03/26 05:00:00 | 3 | 26 | 5 | 2021 | WD | 0 | 0.00014768 | 0.00014768 | 0.00097457 | 5.6512e-05 | 0.00021796 | 0.00011415 | 0 | 0 | 6.5342e-05 | 0.00037117 | 0.0011172 | 0.00014768 | 0.00021181 | 8.1198e-05 | 0.00017878 | 8.1198e-05 | 0.00011415 | 0.00022925 | 0.00011415 | 0 | 6.5591e-05 | 0.0001118 | 0.00010419 | 8.1511e-05 | 8.8519e-05 | 0.00063399 | 0.00052412 | 0.00055918 | 0.00055918 | 0.00011415 | 0.00011415 | 0.00011415 | 0.00011416 | 0.00011415 | 0.00011415 | 9.1181e-05 | 9.299e-05 | 0.0001022 | 0.0001069 | 0.00022929 | 0.00011415 | 0.00011415 | 0.00011415 | 0.00011415 | 3.0749e-06 | 6.2531e-05 | 0.00011054 | 0.00013835 | 9.5452e-05 | 9.862e-05 | 9.7372e-05 | 9.6793e-05 | 8.9293e-05 | 0.00010252 | 6.9105e-05 | 6.9105e-05
03/26 06:00:00 | 3 | 26 | 6 | 2022 | WD | 0 | 0.00015516 | 0.00015516 | -0.00098833 | 7.8082e-05 | -1.5577e-12 | 0.00011415 | 0 | 0 | 0.00013613 | 0.00035861 | 0.0030514 | 0.00015516 | 0.00021521 | 8.7512e-05 | 0.00018115 | 8.7512e-05 | 0.00011415 | 0.00022925 | 0.00011415 | 0 | 6.5591e-05 | 0.0001126 | 0.00010886 | 8.7175e-05 | 9.3878e-05 | 0.00064692 | 0.00054123 | 0.00057495 | 0.00057495 | 0.00011415 | 0.00011415 | 0.00011415 | 0.00011416 | 0.00011415 | 0.00011415 | 0.00012828 | 0.00012421 | 0.00013044 | 0.00013363 | 0.00022929 | 0.00011415 | 0.00011415 | 0.00011415 | 0.00011415 | 6.0161e-06 | 9.1597e-05 | 0.0001431 | 0.00017293 | 0.00011497 | 0.00011203 | 0.00010693 | 0.00010456 | 8.535e-05 | 0.00012562 | 0.00055657 | 0.00055657
03/26 07:00:00 | 3 | 26 | 7 | 2023 | WD | 2.9314e-05 | 0.00018169 | 0.00018169 | 1.0575e-05 | 0.00017928 | 7.5464e-14 | 0.00011415 | 0.00014063 | 0.00014063 | 0.00015247 | -0.00097239 | 0.0034634 | 0.00018169 | -0.00011446 | 9.9871e-05 | 0.00020266 | 9.9871e-05 | 0.00011415 | 0 | 0.00011415 | 1.289e-05 | 6.5591e-05 | 0.0001126 | 0.00010755 | 0.00010204 | 0.00010374 | 0.00063458 | 0.00062654 | 0.0006291 | 0.0006291 | 0.00011415 | 0.00011415 | 0.00011415 | 0.00011416 | 0.00011415 | 0.00011415 | 0.000149 | 0.00014112 | 0.00018923 | 0.00021381 | 3.6349e-05 | 0.00011415 | 0.00011415 | 0.00011415 | 0.00011415 | 3.5558e-05 | 0.00012396 | 0.00013436 | 0.00014038 | 0.00012236 | 0.00011477 | 0.00011881 | 0.00012069 | 8.6705e-05 | 0.00011864 | 0.00053555 | 0.00053555
03/26 08:00:00 | 3 | 26 | 8 | 2024 | WD | 0.00014075 | 0.0001815 | 0.0001815 | 0.0010558 | 0.00025032 | 4.7973e-13 | 0.00011415 | 0.00050472 | 0.00050472 | 0.00013613 | -0.0004307 | 0.0032429 | 0.0001815 | 8.2696e-05 | 0.00011103 | 0.00019018 | 0.00011103 | 0.00011415 | 0 | 0.00011415 | 0.00012954 | 0.00016398 | 0.0001685 | 0.00011136 | 0.00010442 | 0.00010656 | 5.2762e-06 | 7.0531e-08 | 1.7314e-06 | 1.7314e-06 | 0.00011415 | 0.00011415 | 0.00011415 | 0.00011416 | 0.00011415 | 0.00011415 | 0.00016895 | 0.00015337 | 0.00019337 | 0.00021381 | 0 | 0.00011415 | 0.00011415 | 0.00011415 | 0.00011415 | 0.00014478 | 0.00017527 | 0.00015755 | 0.00014728 | 0.00013644 | 0.0001195 | 0.00014597 | 0.00015825 | 8.6899e-05 | 0.00011611 | 0.00039667 | 0.00039667
03/26 09:00:00 | 3 | 26 | 9 | 2025 | WD | 0.00023687 | 0.00018053 | 0.00018053 | -0.00042466 | 0.00017451 | 1.5523e-12 | 0.00011415 | 0.00038274 | 0.00038274 | 5.9897e-05 | -0.00022689 | 0.002818 | 0.00018053 | 0.0001899 | 0.00011108 | 0.0002042 | 0.00011108 | 0.00011415 | 0 | 0.00011415 | 0.00040186 | 0.00029516 | 0.0002244 | 0.0001147 | 0.00010443 | 0.00010761 | 4.8763e-06 | 4.3328e-08 | 1.5853e-06 | 1.5853e-06 | 0.00011415 | 0.00011415 | 0.00011415 | 0.00011416 | 0.00011415 | 0.00011415 | 0.0001871 | 0.00015456 | 0.00019377 | 0.00021381 | 0 | 0.00011415 | 0.00011415 | 0.00011415 | 0.00011415 | 0.00026208 | 0.00022813 | 0.00018083 | 0.00015344 | 0.00014715 | 0.00012015 | 0.00015114 | 0.00016552 | 8.6977e-05 | 0.00011425 | 0.00030739 | 0.00030739
03/26 10:00:00 | 3 | 26 | 10 | 2026 | WD | 0.00031415 | 0.0001995 | 0.0001995 | 0.0004529 | 0.00017205 | 0.00021486 | 0.00011415 | 0.00030594 | 0.00030594 | 4.0839e-05 | -0.00015111 | 0.0023911 | 0.0001995 | 0.00031166 | 0.00011156 | 0.00023247 | 0.00011156 | 0.00011415 | 0 | 0.00011415 | 0.00047113 | 0.00029516 | 0.0002244 | 0.00011536 | 0.00010527 | 0.00010839 | 4.4841e-06 | 5.2695e-07 | 1.7895e-06 | 1.7895e-06 | 0.00011415 | 0.00011415 | 0.00011415 | 0.00011416 | 0.00011415 | 0.00011415 | 0.00018706 | 0.00015413 | 0.00019363 | 0.00021381 | 0 | 0.00011415 | 0.00011415 | 0.00011415 | 0.00011415 | 0.00035767 | 0.00024653 | 0.00019075 | 0.00015845 | 0.00014847 | 0.00012029 | 0.00015013 | 0.00016397 | 8.7064e-05 | 0.00011279 | 0.00024492 | 0.00024492
03/26 11:00:00 | 3 | 26 | 11 | 2027 | WD | 0.00037913 | 0.00015313 | 0.00015313 | 9.6301e-06 | 0.00016846 | 0.00021991 | 0.00011415 | 0 | 0 | 4.0839e-05 | 0.0011609 | 0.0020493 | 0.00015313 | 0.00039279 | 0.00011463 | 0.00016636 | 0.00011463 | 0.00011415 | 0 | 0.00011415 | 0.00047113 | 0.00029516 | 0.0002244 | 0.00014502 | 0.00010664 | 0.0001185 | 4.6091e-06 | 3.1725e-07 | 1.6866e-06 | 1.6866e-06 | 0.00011415 | 0.00011415 | 0.00011415 | 0.00011416 | 0.00011415 | 0.00011415 | 0.000187 | 0.00015348 | 0.00019341 | 0.00021381 | 0 | 0.00011415 | 0.00011415 | 0.00011415 | 0.00011415 | 0.00043296 | 0.00024632 | 0.00019338 | 0.00016272 | 0.00014863 | 0.00012054 | 0.00015189 | 0.00016642 | 8.7244e-05 | 0.00011118 | 0.00018081 | 0.00018081
03/26 12:00:00 | 3 | 26 | 12 | 2028 | WD | 0.00041477 | 0.00015286 | 0.00015286 | 8.3067e-06 | 0.000165 | 0.00021998 | 0.00011415 | 0 | 0 | 4.0839e-05 | 0.00071526 | 0.0017901 | 0.00015286 | 0.00032185 | 0.00011458 | 0.00016651 | 0.00011458 | 0.00011415 | 0 | 0.00011415 | 0.00047113 | 0.00029516 | 0.0002244 | 0.00011705 | 0.00010641 | 0.0001097 | 4.0676e-06 | -6.3529e-09 | 1.2935e-06 | 1.2935e-06 | 0.00011415 | 0.00011415 | 0.00011415 | 0.00011416 | 0.00011415 | 0.00011415 | 0.00018694 | 0.0001532 | 0.00019331 | 0.00021381 | 0 | 0.00011415 | 0.00011415 | 0.00011415 | 0.00011415 | 0.00047337 | 0.00024586 | 0.00023754 | 0.00023272 | 0.00014829 | 0.00012036 | 0.00015534 | 0.00017156 | 8.7324e-05 | 0.00011024 | 0.00014519 | 0.00014519
03/26 13:00:00 | 3 | 26 | 13 | 2029 | WD | 0.00041731 | 0.00014238 | 0.00014238 | 0.00030477 | 0.00016235 | 0.00021627 | 0.00011415 | 0 | 0 | 4.0839e-05 | 0.00050611 | 0.001585 | 0.00014238 | 0.00027176 | 0.00011115 | 0.00015272 | 0.00011115 | 0.00011415 | 0 | 0.00011415 | 0.00047113 | 0.00029516 | 0.0002244 | 0.00011817 | 0.0001098 | 0.00011239 | 4.0276e-06 | -1.636e-07 | 1.1736e-06 | 1.1736e-06 | 0.00011415 | 0.00011415 | 0.00011415 | 0.00011416 | 0.00011415 | 0.00011415 | 0.00018653 | 0.00015279 | 0.00019317 | 0.00021381 | 0 | 0.00011415 | 0.00011415 | 0.00011415 | 0.00011415 | 0.00048019 | 0.00024525 | 0.00023765 | 0.00023324 | 0.0001466 | 0.00012143 | 0.00015369 | 0.00016865 | 8.7361e-05 | 0.00010962 | 0.00011247 | 0.00011247
03/26 14:00:00 | 3 | 26 | 14 | 2030 | WD | 0.00038577 | 0.00013345 | 0.00013345 | 0.00069105 | 8.0356e-05 | 0.00022375 | 0.00011415 | 0 | 0 | 4.0839e-05 | 0.00042121 | 0.0014115 | 0.00013345 | 0.00025314 | 0.00011051 | 0.00015251 | 0.00011051 | 0.00011415 | 0 | 0.00011415 | 0.00047113 | 0.00029516 | 0.0002244 | 0.00011809 | 0.00010905 | 0.00011184 | 3.906e-06 | -4.6071e-08 | 1.2149e-06 | 1.2149e-06 | 0.00011415 | 0.00011415 | 0.00011415 | 0.00011416 | 0.00011415 | 0.00011415 | 0.00018548 | 0.00015218 | 0.00019297 | 0.00021381 | 0 | 0.00011415 | 0.00011415 | 0.00011415 | 0.00011415 | 0.00045171 | 0.00024314 | 0.00023608 | 0.00023199 | 0.00014591 | 0.00012097 | 0.00015127 | 0.00016532 | 8.7384e-05 | 0.00010928 | 8.9645e-05 | 8.9645e-05
03/26 15:00:00 | 3 | 26 | 15 | 2031 | WD | 0.00032243 | 0.00014163 | 0.00014163 | -0.00026909 | 0.00015904 | 0.00023635 | 0.00011415 | 0 | 0 | 4.0839e-05 | 0.00038081 | 0.0012595 | 0.00014163 | 0.00024443 | 0.00010956 | 0.00015248 | 0.00010956 | 0.00011415 | 0 | 0.00011415 | 0.00047113 | 0.00029516 | 0.0002244 | 0.00011465 | 0.00010499 | 0.00010798 | 3.7347e-06 | -2.0174e-08 | 1.1778e-06 | 1.1778e-06 | 0.00011415 | 0.00011415 | 0.00011415 | 0.00011416 | 0.00011415 | 0.00011415 | 0.00016661 | 0.00015069 | 0.00019246 | 0.00021381 | 0 | 0.00011415 | 0.00011415 | 0.00011415 | 0.00011415 | 0.00035205 | 0.00023592 | 0.00018845 | 0.00016096 | 0.00013406 | 0.00011909 | 0.00015071 | 0.00016537 | 8.7394e-05 | 0.00010921 | 8.1091e-05 | 8.1091e-05
03/26 16:00:00 | 3 | 26 | 16 | 2032 | WD | 0.00023931 | 0.00012856 | 0.00012856 | 0.00030015 | 7.9481e-05 | 0.00024949 | 0.00011415 | 0 | 0 | 4.0839e-05 | 0.0003659 | 0.0011196 | 0.00012856 | 0.00022645 | 0.00011092 | 0.00014403 | 0.00011092 | 0.00011415 | 0 | 0.00011415 | 0.00044968 | 0.00029516 | 0.0002244 | 0.00010646 | 0.00010436 | 0.00010501 | 3.5693e-06 | -1.5242e-08 | 1.1284e-06 | 1.1284e-06 | 0.00011415 | 0.00011415 | 0.00011415 | 0.00011416 | 0.00011415 | 0.00011415 | 0.00014779 | 0.00014413 | 0.00015206 | 0.00015611 | 0 | 0.00011415 | 0.00011415 | 0.00011415 | 0.00011415 | 0.0002431 | 0.00020863 | 0.00014869 | 0.00011398 | 0.0001229 | 0.00011689 | 0.00014087 | 0.00015199 | 8.7397e-05 | 0.00010942 | 9.1993e-05 | 9.1993e-05
03/26 17:00:00 | 3 | 26 | 17 | 2033 | WD | 0.00015115 | 0.0001599 | 0.0001599 | 3.9027e-06 | 0.0001606 | -2.0051e-12 | 0.00011415 | 0.00074288 | 0.00074288 | 7.0788e-05 | -0.00090577 | 0.0010202 | 0.0001599 | 1.4621e-06 | 0.00012 | 0.00017024 | 0.00012 | 0.00011415 | 0 | 0.00011415 | 0.00030642 | 0.00029516 | 0.0002244 | 0.00010418 | 0.00010381 | 0.00010393 | 3.2863e-06 | -1.4276e-08 | 1.0388e-06 | 1.0388e-06 | 0.00011415 | 0.00011415 | 0.00011415 | 0.00011416 | 0.00011415 | 0.00011415 | 0.00012914 | 0.00013924 | 0.00012923 | 0.00012411 | 0 | 0.00011415 | 0.00011415 | 0.00011415 | 0.00011415 | 0.00014421 | 0.00015391 | 0.00011179 | 8.7394e-05 | 0.00011317 | 0.00011524 | 0.00013246 | 0.00014045 | 8.7405e-05 | 0.00011006 | 0.00012771 | 0.00012771
03/26 18:00:00 | 3 | 26 | 18 | 2034 | WD | 5.047e-05 | 0.0001718 | 0.0001718 | 8.8299e-06 | 0.00015538 | -7.5459e-13 | 0.00011415 | 0.0004768 | 0.0004768 | 0.00015247 | -0.00049772 | 0.00094287 | 0.0001718 | 0.00015679 | 0.00013406 | 0.00018189 | 0.00013406 | 0.00011415 | 0 | 0.00011415 | 3.1378e-05 | 6.5591e-05 | 0.0001126 | 0.00010383 | 0.00010139 | 0.00010214 | 2.9811e-06 | -1.1754e-08 | 9.4314e-07 | 9.4314e-07 | 0.00011415 | 0.00011415 | 0.00011415 | 0.00011416 | 0.00011415 | 0.00011415 | 0.00012867 | 0.00012821 | 0.00011249 | 0.00010446 | 0 | 0.00011415 | 0.00011415 | 0.00011415 | 0.00011415 | 7.1041e-05 | 0.00010213 | 8.2077e-05 | 7.0464e-05 | 0.00011156 | 0.00011091 | 0.00010598 | 0.0001037 | 8.7386e-05 | 0.00011075 | 0.00032839 | 0.00032839
03/26 19:00:00 | 3 | 26 | 19 | 2035 | WD | 0 | 0.00021399 | 0.00021399 | 1.0794e-05 | 0.0001386 | -3.8268e-13 | 0.00011415 | 4.8926e-05 | 4.8926e-05 | 0.00021236 | -0.0002494 | 0.00084408 | 0.00021399 | 0.00031869 | 0.00014271 | 0.00023634 | 0.00014271 | 0.00011415 | 0.00017194 | 0.00011415 | 2.3918e-06 | 6.5591e-05 | 0.0001126 | 0.0001124 | 9.9304e-05 | 0.00010335 | 2.7524e-06 | -1.0439e-08 | 8.7107e-07 | 8.7107e-07 | 0.00011415 | 0.00011415 | 0.00011415 | 0.00011416 | 0.00011415 | 0.00011415 | 0.00011028 | 0.0001206 | 0.00010101 | 9.1006e-05 | 0.0001538 | 0.00011415 | 0.00011415 | 0.00011415 | 0.00011415 | 9.6774e-06 | 7.2026e-05 | 6.3862e-05 | 5.9135e-05 | 0.00010596 | 0.00011386 | 0.00010993 | 0.0001081 | 8.7278e-05 | 0.00011201 | 0.00039033 | 0.00039033
03/26 20:00:00 | 3 | 26 | 20 | 2036 | WD | 0 | 0.00020197 | 0.00020197 | 1.1368e-05 | 0.00016212 | -2.8565e-13 | 0.00011415 | 0 | 0 | 0.00028587 | -0.00012446 | 0.00072507 | 0.00020197 | 0.0002598 | 0.00014653 | 0.0002119 | 0.00014653 | 0.00011415 | 0.00022925 | 0.00011415 | 0 | 6.5591e-05 | 0.0001126 | 0.0001108 | 9.6078e-05 | 0.00010063 | 2.553e-06 | -9.1648e-09 | 8.0832e-07 | 8.0832e-07 | 0.00011415 | 0.00011415 | 0.00011415 | 0.00011416 | 0.00011415 | 0.00011415 | 0.00010984 | 0.00010476 | 8.6009e-05 | 7.6429e-05 | 0.00022929 | 0.00011415 | 0.00011415 | 0.00011415 | 0.00011415 | 4.8306e-06 | 5.9917e-05 | 8.4608e-05 | 9.8906e-05 | 0.00010629 | 0.00010995 | 0.00010449 | 0.00010196 | 8.7185e-05 | 0.00011297 | 0.00048776 | 0.00048776
03/26 21:00:00 | 3 | 26 | 21 | 2037 | WD | 0 | 0.00019006 | 0.00019006 | 1.0511e-05 | 0.00012519 | 0 | 0.00011415 | 0 | 0 | 0.00034305 | -7.847e-05 | 0.00058099 | 0.00019006 | 0.00023613 | 0.00014762 | 0.0002 | 0.00014762 | 0.00011415 | 0.00022925 | 0.00011415 | 0 | 6.5591e-05 | 0.0001126 | 0.00010475 | 8.1925e-05 | 8.898e-05 | 2.2588e-05 | -3.5595e-10 | 7.2066e-06 | 7.2066e-06 | 0.00011415 | 0.00011415 | 0.00011415 | 0.00011415 | 0.00011415 | 0.00011415 | 0.00010924 | 9.2279e-05 | 7.4921e-05 | 6.6052e-05 | 0.00022929 | 0.00011415 | 0.00011415 | 0.00011415 | 0.00011415 | 3.2016e-06 | 4.5412e-05 | 7.0785e-05 | 8.5478e-05 | 0.00010448 | 9.8797e-05 | 9.8252e-05 | 9.7999e-05 | 8.8786e-05 | 9.6656e-05 | 0.00051832 | 0.00051832
03/26 22:00:00 | 3 | 26 | 22 | 2038 | WD | 0 | 0.00019424 | 0.00019424 | 8.9849e-06 | 0.00016314 | 2.0698e-12 | 0.00011415 | 0 | 0 | 0.00034849 | -5.4395e-05 | 0.00035771 | 0.00019424 | 0.00023993 | 0.00014405 | 0.00020666 | 0.00014405 | 0.00011415 | 0.00022925 | 0.00011415 | 0 | 6.5591e-05 | 0.0001118 | 9.5827e-05 | 7.7433e-05 | 8.3118e-05 | 2.9727e-05 | 2.538e-05 | 2.6766e-05 | 2.6766e-05 | 0.00011415 | 0.00011415 | 0.00011415 | 0.00011416 | 0.00011415 | 0.00011415 | 0.00010883 | 6.9436e-05 | 6.3877e-05 | 6.1037e-05 | 0.00022929 | 0.00011415 | 0.00011415 | 0.00011415 | 0.00011415 | 2.0797e-06 | 3.3003e-05 | 6.2124e-05 | 7.8988e-05 | 0.00010291 | 9.003e-05 | 9.0907e-05 | 9.1314e-05 | 8.9008e-05 | 9.8366e-05 | 2.1408e-05 | 2.1408e-05
03/26 23:00:00 | 3 | 26 | 23 | 2039 | WD | 0 | 0.00017739 | 0.00017739 | 0.0010062 | 0.00012472 | 7.9772e-13 | 0.00011415 | 0 | 0 | 0.00023959 | 0.00097918 | -0.0018347 | 0.00017739 | 0.00044331 | 0.00013614 | 0.00019569 | 0.00013614 | 0.00011415 | 0.00022925 | 0.00011415 | 0 | 6.5591e-05 | 0.0001118 | 0.00012414 | 7.7475e-05 | 9.1897e-05 | 3.0659e-05 | 3.3886e-05 | 3.2856e-05 | 3.2856e-05 | 0.00011415 | 0.00011415 | 0.00011415 | 0.00011416 | 0.00011415 | 0.00011415 | 9.9691e-05 | 6.8344e-05 | 6.1493e-05 | 5.7992e-05 | 0.00022929 | 0.00011415 | 0.00011415 | 0.00011415 | 0.00011415 | 1.729e-06 | 2.6771e-05 | 5.7344e-05 | 7.5048e-05 | 9.7817e-05 | 8.9738e-05 | 9.0337e-05 | 9.0615e-05 | 8.9072e-05 | 0.00010033 | 1.7215e-05 | 1.7215e-05
03/26 24:00:00 | 3 | 26 | 24 | 2040 | WD | 0 | 0.00015317 | 0.00015317 | -0.00098807 | 0.00011087 | -1.3906e-12 | 0.00011415 | 0 | 0 | 0.00013341 | 0.00060865 | -0.0054682 | 0.00015317 | 0.00028035 | 0.00012638 | 0.00016947 | 0.00012638 | 0.00011415 | 0.00022925 | 0.00011415 | 0 | 6.5591e-05 | 0.0001118 | 8.9176e-05 | 7.7521e-05 | 8.1123e-05 | 3.0954e-05 | 3.3694e-05 | 3.282e-05 | 3.282e-05 | 0.00011415 | 0.00011415 | 0.00011415 | 0.00011416 | 0.00011415 | 0.00011415 | 4.5468e-05 | 6.8027e-05 | 5.8924e-05 | 5.4272e-05 | 0.00022929 | 0.00011415 | 0.00011415 | 0.00011415 | 0.00011415 | 1.2032e-06 | 2.496e-05 | 5.3631e-05 | 7.0234e-05 | 7.2151e-05 | 8.9669e-05 | 8.4137e-05 | 8.1572e-05 | 8.9333e-05 | 0.00010113 | 3.9682e-05 | 3.9682e-05
03/27 01:00:00 | 3 | 27 | 1 | 2041 | WD | 0 | 9.709e-05 | 9.709e-05 | 0.00097878 | 0 | 0.00025245 | 0.00011415 | 0 | 0 | 5.4452e-05 | 0.00040629 | -0.0055633 | 9.709e-05 | 8.097e-05 | 9.19e-05 | 0.00011532 | 9.19e-05 | 0.00011415 | 0.00022925 | 0.00011415 | 0 | 6.5591e-05 | 0.0001118 | 8.815e-05 | 7.7549e-05 | 8.0825e-05 | 3.1496e-05 | 3.2089e-05 | 3.19e-05 | 3.19e-05 | 0.00011415 | 0.00011415 | 0.00011415 | 0.00011416 | 0.00011415 | 0.00011415 | 3.6463e-05 | 6.7924e-05 | 5.8637e-05 | 5.3892e-05 | 0.00022929 | 0.00011415 | 0.00011415 | 0.00011415 | 0.00011415 | 1.2032e-06 | 2.437e-05 | 5.3103e-05 | 6.9742e-05 | 6.6816e-05 | 8.9652e-05 | 8.395e-05 | 8.1305e-05 | 8.9417e-05 | 0.0001015 | 4.7876e-05 | 4.7876e-05
03/27 02:00:00 | 3 | 27 | 2 | 2042 | WD | 0 | 0.00012075 | 0.00012075 | 3.4844e-07 | 7.4645e-05 | 0.00023244 | 0.00011415 | 0 | 0 | 2.1781e-05 | 0.00043903 | -0.0049284 | 0.00012075 | 0.0001389 | 8.5656e-05 | 0.00013904 | 8.5656e-05 | 0.00011415 | 0.00022925 | 0.00011415 | 0 | 6.5591e-05 | 0.0001118 | 8.8253e-05 | 7.7832e-05 | 8.1053e-05 | 3.1781e-05 | 1.7236e-05 | 2.1877e-05 | 2.1877e-05 | 0.00011415 | 0.00011415 | 0.00011415 | 0.00011416 | 0.00011415 | 0.00011415 | 3.6473e-05 | 6.819e-05 | 6.0618e-05 | 5.6748e-05 | 0.00022929 | 0.00011415 | 0.00011415 | 0.00011415 | 0.00011415 | 1.23e-06 | 2.5894e-05 | 5.6002e-05 | 7.3438e-05 | 6.5477e-05 | 8.9833e-05 | 8.4499e-05 | 8.2026e-05 | 8.9422e-05 | 0.00010167 | 4.8382e-05 | 4.8382e-05
03/27 03:00:00 | 3 | 27 | 3 | 2043 | WD | 0 | 0.00012927 | 0.00012927 | -0.00097041 | 7.4346e-05 | 0.00022975 | 0.00011415 | 0 | 0 | 2.1781e-05 | 0.0004353 | -0.0051011 | 0.00012927 | 0.0001796 | 8.3946e-05 | 0.00015157 | 8.3946e-05 | 0.00011415 | 0.00022925 | 0.00011415 | 0 | 6.5591e-05 | 0.0001118 | 8.9305e-05 | 7.9147e-05 | 8.2287e-05 | 3.1996e-05 | 1.4876e-05 | 2.0338e-05 | 2.0338e-05 | 0.00011415 | 0.00011415 | 0.00011415 | 0.00011416 | 0.00011415 | 0.00011415 | 4.5596e-05 | 6.8975e-05 | 6.1912e-05 | 5.8304e-05 | 0.00022929 | 0.00011415 | 0.00011415 | 0.00011415 | 0.00011415 | 1.5508e-06 | 3.0373e-05 | 5.892e-05 | 7.5451e-05 | 7.0837e-05 | 9.0531e-05 | 8.4973e-05 | 8.2395e-05 | 8.9331e-05 | 0.00010171 | 4.8486e-05 | 4.8486e-05
03/27 04:00:00 | 3 | 27 | 4 | 2044 | WD | 0 | 0.000127 | 0.000127 | 0.00097063 | 0 | 0.00022651 | 0.00011415 | 0 | 0 | 2.1781e-05 | 0.00039941 | -0.0020642 | 0.000127 | 0.00020023 | 8.2211e-05 | 0.00015993 | 8.2211e-05 | 0.00011415 | 0.00022925 | 0.00011415 | 0 | 6.5591e-05 | 0.0001118 | 0.0001489 | 8.0395e-05 | 0.00010157 | 3.1083e-05 | 1.4663e-05 | 1.9902e-05 | 1.9902e-05 | 0.00011415 | 0.00011415 | 0.00011415 | 0.00011416 | 0.00011415 | 0.00011415 | 5.4768e-05 | 7.0282e-05 | 7.6832e-05 | 8.0178e-05 | 0.00022929 | 0.00011415 | 0.00011415 | 0.00011415 | 0.00011415 | 2.0054e-06 | 3.7834e-05 | 7.9583e-05 | 0.00010376 | 7.6823e-05 | 9.1363e-05 | 8.9938e-05 | 8.9277e-05 | 8.9249e-05 | 0.00010171 | 3.8043e-05 | 3.8043e-05
03/27 05:00:00 | 3 | 27 | 5 | 2045 | WD | 0 | 0.00013334 | 0.00013334 | 4.6681e-07 | 7.5098e-05 | 0.00021796 | 0.00011415 | 0 | 0 | 6.5342e-05 | 0.00036851 | 0.0010773 | 0.00013334 | 0.00019785 | 8.1198e-05 | 0.00015556 | 8.1198e-05 | 0.00011415 | 0.00022925 | 0.00011415 | 0 | 6.5591e-05 | 0.0001118 | 0.00014264 | 8.4839e-05 | 0.0001027 | 3.3702e-05 | 1.4491e-05 | 2.062e-05 | 2.062e-05 | 0.00011415 | 0.00011415 | 0.00011415 | 0.00011416 | 0.00011415 | 0.00011415 | 9.1181e-05 | 9.299e-05 | 0.0001022 | 0.0001069 | 0.00022929 | 0.00011415 | 0.00011415 | 0.00011415 | 0.00011415 | 3.0749e-06 | 6.2531e-05 | 0.00011054 | 0.00013835 | 9.5582e-05 | 9.9775e-05 | 9.8022e-05 | 9.7209e-05 | 8.9046e-05 | 0.00010164 | 3.0587e-05 | 3.0587e-05
03/27 06:00:00 | 3 | 27 | 6 | 2046 | WD | 0 | 0.00013866 | 0.00013866 | 2.0901e-06 | 7.8063e-05 | -1.5577e-12 | 0.00011415 | 0 | 0 | 0.00013613 | 0.00036046 | 0.0030714 | 0.00013866 | 0.00020344 | 8.7512e-05 | 0.00015767 | 8.7512e-05 | 0.00011415 | 0.00022925 | 0.00011415 | 0 | 6.5591e-05 | 0.0001126 | 0.00012863 | 9.0651e-05 | 0.00010239 | 1.2347e-05 | 7.6947e-06 | 9.1792e-06 | 9.1792e-06 | 0.00011415 | 0.00011415 | 0.00011415 | 0.00011416 | 0.00011415 | 0.00011415 | 0.00012828 | 0.00012421 | 0.00013044 | 0.00013363 | 0.00022929 | 0.00011415 | 0.00011415 | 0.00011415 | 0.00011415 | 6.0161e-06 | 9.1597e-05 | 0.0001431 | 0.00017293 | 0.00011489 | 0.00011323 | 0.00010758 | 0.00010497 | 8.5792e-05 | 0.00012371 | 0.00047621 | 0.00047621
03/27 07:00:00 | 3 | 27 | 7 | 2047 | WD | 3.0592e-05 | 0.0001676 | 0.0001676 | 1.0418e-05 | 0.00016878 | 7.5464e-14 | 0.00011415 | 0.0001501 | 0.0001501 | 0.00015247 | -0.00077762 | 0.0034935 | 0.0001676 | -1.2595e-05 | 9.9871e-05 | 0.00018419 | 9.9871e-05 | 0.00011415 | 0 | 0.00011415 | 1.3758e-05 | 6.5591e-05 | 0.0001126 | 0.00010852 | 0.00010575 | 0.00010661 | 6.0386e-06 | 2.3492e-06 | 3.5263e-06 | 3.5263e-06 | 0.00011415 | 0.00011415 | 0.00011415 | 0.00011416 | 0.00011415 | 0.00011415 | 0.000149 | 0.00014109 | 0.00018922 | 0.00021381 | 3.6349e-05 | 0.00011415 | 0.00011415 | 0.00011415 | 0.00011415 | 3.7364e-05 | 0.00012454 | 0.00013466 | 0.00014052 | 0.00012219 | 0.00011604 | 0.00011921 | 0.00012069 | 8.6926e-05 | 0.00011692 | 0.00042175 | 0.00042175
03/27 08:00:00 | 3 | 27 | 8 | 2048 | WD | 0.00014156 | 0.00016632 | 0.00016632 | 2.0235e-05 | 0.00023045 | 4.7973e-13 | 0.00011415 | 0.00051953 | 0.00051953 | 0.00013613 | -0.00045224 | 0.0032948 | 0.00016632 | 8.6135e-05 | 0.00011103 | 0.00017158 | 0.00011103 | 0.00011415 | 0 | 0.00011415 | 0.00013334 | 0.00016398 | 0.0001685 | 0.00011211 | 0.00010805 | 0.0001093 | 5.2471e-06 | 7.4878e-07 | 2.184e-06 | 2.184e-06 | 0.00011415 | 0.00011415 | 0.00011415 | 0.00011416 | 0.00011415 | 0.00011415 | 0.00016895 | 0.00015337 | 0.00019337 | 0.00021381 | 0 | 0.00011415 | 0.00011415 | 0.00011415 | 0.00011415 | 0.00014875 | 0.00017709 | 0.00015838 | 0.00014755 | 0.0001363 | 0.00012075 | 0.00014689 | 0.00015901 | 8.7076e-05 | 0.0001146 | 0.00030221 | 0.00030221
03/27 09:00:00 | 3 | 27 | 9 | 2049 | WD | 0.0002351 | 0.00016854 | 0.00016854 | 1.3722e-05 | 0.00020498 | 1.5523e-12 | 0.00011415 | 0.0003896 | 0.0003896 | 5.9897e-05 | -0.00022602 | 0.0028978 | 0.00016854 | 0.00018586 | 0.00011108 | 0.00018255 | 0.00011108 | 0.00011415 | 0 | 0.00011415 | 0.00040906 | 0.00029516 | 0.0002244 | 0.00011624 | 0.00010975 | 0.00011176 | 4.8441e-06 | 4.959e-07 | 1.8832e-06 | 1.8832e-06 | 0.00011415 | 0.00011415 | 0.00011415 | 0.00011416 | 0.00011415 | 0.00011415 | 0.0001871 | 0.00015456 | 0.00019377 | 0.00021381 | 0 | 0.00011415 | 0.00011415 | 0.00011415 | 0.00011415 | 0.00026652 | 0.00023003 | 0.0001817 | 0.00015371 | 0.00014701 | 0.00012199 | 0.00015221 | 0.00016622 | 8.7215e-05 | 0.00011265 | 0.00020773 | 0.00020773
03/27 10:00:00 | 3 | 27 | 10 | 2050 | WD | 0.00030964 | 0.00019032 | 0.00019032 | 0.0010513 | 0.00017197 | 0.00021486 | 0.00011415 | 0.00030594 | 0.00030594 | 4.0839e-05 | -0.00015961 | 0.0024739 | 0.00019032 | 0.0003106 | 0.00011156 | 0.00021942 | 0.00011156 | 0.00011415 | 0 | 0.00011415 | 0.00047113 | 0.00029516 | 0.0002244 | 0.00011807 | 0.00011225 | 0.00011405 | 4.446e-06 | 4.8254e-07 | 1.7471e-06 | 1.7471e-06 | 0.00011415 | 0.00011415 | 0.00011415 | 0.00011416 | 0.00011415 | 0.00011415 | 0.00018706 | 0.00015413 | 0.00019363 | 0.00021381 | 0 | 0.00011415 | 0.00011415 | 0.00011415 | 0.00011415 | 0.00036127 | 0.00024653 | 0.00019089 | 0.00015866 | 0.00014836 | 0.00012271 | 0.00015139 | 0.00016469 | 8.7329e-05 | 0.00011117 | 0.00015052 | 0.00015052
03/27 11:00:00 | 3 | 27 | 11 | 2051 | WD | 0.0003726 | 0.00013828 | 0.00013828 | 1.0773e-05 | 0.00016847 | 0.00021991 | 0.00011415 | 0 | 0 | 4.0839e-05 | 0.0011367 | 0.0021363 | 0.00013828 | 0.00035715 | 0.00011463 | 0.00014523 | 0.00011463 | 0.00011415 | 0 | 0.00011415 | 0.00047113 | 0.00029516 | 0.0002244 | 0.00014657 | 0.00011318 | 0.0001235 | 4.6566e-06 | 2.38e-07 | 1.6478e-06 | 1.6478e-06 | 0.00011415 | 0.00011415 | 0.00011415 | 0.00011416 | 0.00011415 | 0.00011415 | 0.000187 | 0.00015348 | 0.00019341 | 0.00021381 | 0 | 0.00011415 | 0.00011415 | 0.00011415 | 0.00011415 | 0.0004337 | 0.00024632 | 0.00019341 | 0.00016277 | 0.00014855 | 0.00012282 | 0.00015318 | 0.00016726 | 8.7411e-05 | 0.00010963 | 9.5977e-05 | 9.5977e-05
03/27 12:00:00 | 3 | 27 | 12 | 2052 | WD | 0.0004116 | 0.00013352 | 0.00013352 | 9.285e-06 | 0.00016496 | 0.00021998 | 0.00011415 | 0 | 0 | 4.0839e-05 | 0.00070619 | 0.0018793 | 0.00013352 | 0.00027552 | 0.00011458 | 0.00013899 | 0.00011458 | 0.00011415 | 0 | 0.00011415 | 0.00047113 | 0.00029516 | 0.0002244 | 0.00011987 | 0.00011438 | 0.00011608 | 3.9923e-06 | 2.4341e-07 | 1.4395e-06 | 1.4395e-06 | 0.00011415 | 0.00011415 | 0.00011415 | 0.00011416 | 0.00011415 | 0.00011415 | 0.00018694 | 0.0001532 | 0.00019331 | 0.00021381 | 0 | 0.00011415 | 0.00011415 | 0.00011415 | 0.00011415 | 0.00047625 | 0.00024586 | 0.00023767 | 0.00023292 | 0.00014824 | 0.00012314 | 0.00015686 | 0.0001725 | 8.7443e-05 | 0.0001087 | 5.5681e-05 | 5.5681e-05
03/27 13:00:00 | 3 | 27 | 13 | 2053 | WD | 0.000415 | 0.00012909 | 0.00012909 | -0.00041073 | 0.00016226 | 0.00021627 | 0.00011415 | 0 | 0 | 4.0839e-05 | 0.00051859 | 0.0016595 | 0.00012909 | 0.00024241 | 0.00011115 | 0.00013381 | 0.00011115 | 0.00011415 | 0 | 0.00011415 | 0.00047113 | 0.00029516 | 0.0002244 | 0.0001208 | 0.000119 | 0.00011956 | 3.9442e-06 | 1.4405e-07 | 1.3565e-06 | 1.3565e-06 | 0.00011415 | 0.00011415 | 0.00011415 | 0.00011416 | 0.00011415 | 0.00011415 | 0.00018653 | 0.00015279 | 0.00019317 | 0.00021381 | 0 | 0.00011415 | 0.00011415 | 0.00011415 | 0.00011415 | 0.00048268 | 0.00024525 | 0.00023776 | 0.00023342 | 0.00014657 | 0.00012464 | 0.00015534 | 0.00016958 | 8.7449e-05 | 0.00010826 | 3.831e-05 | 3.831e-05
03/27 14:00:00 | 3 | 27 | 14 | 2054 | WD | 0.00038112 | 0.00011552 | 0.00011552 | 0.00042076 | 8.0341e-05 | 0.00022375 | 0.00011415 | 0 | 0 | 4.0839e-05 | 0.00042438 | 0.0014725 | 0.00011552 | 0.00021422 | 0.00011051 | 0.00012699 | 0.00011051 | 0.00011415 | 0 | 0.00011415 | 0.00047113 | 0.00029516 | 0.0002244 | 0.00012045 | 0.00011848 | 0.00011909 | 3.8347e-06 | 3.4724e-08 | 1.2471e-06 | 1.2471e-06 | 0.00011415 | 0.00011415 | 0.00011415 | 0.00011416 | 0.00011415 | 0.00011415 | 0.00018548 | 0.00015218 | 0.00019297 | 0.00021381 | 0 | 0.00011415 | 0.00011415 | 0.00011415 | 0.00011415 | 0.00045148 | 0.00024314 | 0.00023607 | 0.00023199 | 0.00014588 | 0.00012427 | 0.00015283 | 0.00016607 | 8.7449e-05 | 0.00010811 | 2.8748e-05 | 2.8748e-05
03/27 15:00:00 | 3 | 27 | 15 | 2055 | WD | 0.00031873 | 0.00011898 | 0.00011898 | 6.6967e-06 | 0.00015897 | 0.00023635 | 0.00011415 | 0 | 0 | 4.0839e-05 | 0.00037304 | 0.0012902 | 0.00011898 | 0.00019563 | 0.00010956 | 0.00012025 | 0.00010956 | 0.00011415 | 0 | 0.00011415 | 0.00047113 | 0.00029516 | 0.0002244 | 0.00011726 | 0.00011431 | 0.00011522 | 3.6642e-06 | -2.6629e-08 | 1.151e-06 | 1.151e-06 | 0.00011415 | 0.00011415 | 0.00011415 | 0.00011416 | 0.00011415 | 0.00011415 | 0.00016661 | 0.00015069 | 0.00019246 | 0.00021381 | 0 | 0.00011415 | 0.00011415 | 0.00011415 | 0.00011415 | 0.00035219 | 0.00023592 | 0.00018846 | 0.00016098 | 0.00013403 | 0.00012235 | 0.00015229 | 0.00016618 | 8.7463e-05 | 0.00010795 | 1.9909e-05 | 1.9909e-05
03/27 16:00:00 | 3 | 27 | 16 | 2056 | WD | 0.00023904 | 0.00011345 | 0.00011345 | 4.0752e-06 | 7.949e-05 | 0.00024949 | 0.00011415 | 0 | 0 | 4.0839e-05 | 0.00036165 | 0.0011426 | 0.00011345 | 0.00019438 | 0.00011092 | 0.00012252 | 0.00011092 | 0.00011415 | 0 | 0.00011415 | 0.00045165 | 0.00029516 | 0.0002244 | 0.0001093 | 0.00011407 | 0.0001126 | 3.4764e-06 | 5.1725e-08 | 1.1444e-06 | 1.1444e-06 | 0.00011415 | 0.00011415 | 0.00011415 | 0.00011416 | 0.00011415 | 0.00011415 | 0.00014779 | 0.00014413 | 0.00015206 | 0.00015611 | 0 | 0.00011415 | 0.00011415 | 0.00011415 | 0.00011415 | 0.00024635 | 0.00020913 | 0.00014896 | 0.00011411 | 0.00012287 | 0.00012029 | 0.00014249 | 0.00015278 | 8.7471e-05 | 0.00010816 | 2.6742e-05 | 2.6742e-05
03/27 17:00:00 | 3 | 27 | 17 | 2057 | WD | 0.00014885 | 0.00012876 | 0.00012876 | 8.4592e-06 | 0.00014142 | -2.0051e-12 | 0.00011415 | 0.00074518 | 0.00074518 | 7.0788e-05 | -0.00069491 | 0.0010249 | 0.00012876 | -2.4783e-05 | 0.00012 | 0.0001288 | 0.00012 | 0.00011415 | 0 | 0.00011415 | 0.00030737 | 0.00029516 | 0.0002244 | 0.00010737 | 0.00011365 | 0.00011171 | 3.1988e-06 | 1.0944e-09 | 1.0213e-06 | 1.0213e-06 | 0.00011415 | 0.00011415 | 0.00011415 | 0.00011416 | 0.00011415 | 0.00011415 | 0.00012914 | 0.00013924 | 0.00012923 | 0.00012411 | 0 | 0.00011415 | 0.00011415 | 0.00011415 | 0.00011415 | 0.00014467 | 0.00015414 | 0.00011189 | 8.7417e-05 | 0.00011313 | 0.00011868 | 0.00013381 | 0.00014084 | 8.7483e-05 | 0.00010862 | 4.7611e-05 | 4.7611e-05
03/27 18:00:00 | 3 | 27 | 18 | 2058 | WD | 5.2237e-05 | 0.00014168 | 0.00014168 | 0.0010214 | 0.00010135 | -7.5459e-13 | 0.00011415 | 0.00049301 | 0.00049301 | 0.00015247 | -0.00046951 | 0.00093976 | 0.00014168 | 0.00011848 | 0.00013406 | 0.00014715 | 0.00013406 | 0.00011415 | 0 | 0.00011415 | 3.2445e-05 | 6.5591e-05 | 0.0001126 | 0.00010686 | 0.00011076 | 0.00010956 | 2.9233e-06 | -8.0535e-08 | 8.7787e-07 | 8.7787e-07 | 0.00011415 | 0.00011415 | 0.00011415 | 0.00011416 | 0.00011415 | 0.00011415 | 0.00012867 | 0.0001282 | 0.00011249 | 0.00010446 | 0 | 0.00011415 | 0.00011415 | 0.00011415 | 0.00011415 | 7.3157e-05 | 0.00010316 | 8.2513e-05 | 7.0556e-05 | 0.00011152 | 0.00011419 | 0.00010717 | 0.00010391 | 8.7468e-05 | 0.00010926 | 0.00023786 | 0.00023786
03/27 19:00:00 | 3 | 27 | 19 | 2059 | WD | 0 | 0.00018093 | 0.00018093 | 1.281e-05 | 0.00016707 | -3.8268e-13 | 0.00011415 | 5.0115e-05 | 5.0115e-05 | 0.00021236 | -0.00024629 | 0.00084445 | 0.00018093 | 0.00027539 | 0.00014271 | 0.00018499 | 0.00014271 | 0.00011415 | 0.00017194 | 0.00011415 | 2.45e-06 | 6.5591e-05 | 0.0001126 | 0.00010419 | 0.00010793 | 0.00010677 | 2.7251e-06 | -2.217e-07 | 7.185e-07 | 7.185e-07 | 0.00011415 | 0.00011415 | 0.00011415 | 0.00011416 | 0.00011415 | 0.00011415 | 0.00011028 | 0.0001206 | 0.00010101 | 9.1006e-05 | 0.0001538 | 0.00011415 | 0.00011415 | 0.00011415 | 0.00011415 | 9.8218e-06 | 7.2044e-05 | 6.3873e-05 | 5.9141e-05 | 0.00010576 | 0.00011686 | 0.00011088 | 0.0001081 | 8.7461e-05 | 0.00011006 | 0.00026871 | 0.00026871
03/27 20:00:00 | 3 | 27 | 20 | 2060 | WD | 0 | 0.0001629 | 0.0001629 | 1.3471e-05 | 0.00016771 | -2.8565e-13 | 0.00011415 | 0 | 0 | 0.00028587 | -0.00012372 | 0.00074943 | 0.0001629 | 0.000216 | 0.00014653 | 0.00015544 | 0.00014653 | 0.00011415 | 0.00022925 | 0.00011415 | 0 | 6.5591e-05 | 0.0001126 | 0.00010357 | 0.00010418 | 0.00010399 | 2.5292e-06 | -1.5874e-07 | 6.9886e-07 | 6.9886e-07 | 0.00011415 | 0.00011415 | 0.00011415 | 0.00011416 | 0.00011415 | 0.00011415 | 0.00010984 | 0.00010476 | 8.6009e-05 | 7.6429e-05 | 0.00022929 | 0.00011415 | 0.00011415 | 0.00011415 | 0.00011415 | 4.8306e-06 | 5.9917e-05 | 8.4608e-05 | 9.8906e-05 | 0.00010603 | 0.00011276 | 0.00010538 | 0.00010196 | 8.7463e-05 | 0.00011037 | 0.00031655 | 0.00031655
03/27 21:00:00 | 3 | 27 | 21 | 2061 | WD | 0 | 0.00015512 | 0.00015512 | 1.1283e-05 | 0.00016562 | 0 | 0.00011415 | 0 | 0 | 0.00034305 | -7.6505e-05 | 0.00062787 | 0.00015512 | 0.00019145 | 0.00014762 | 0.00014417 | 0.00014762 | 0.00011415 | 0.00022925 | 0.00011415 | 0 | 6.5591e-05 | 0.0001126 | 9.9826e-05 | 8.9467e-05 | 9.2668e-05 | 2.1206e-05 | 1.0699e-08 | 6.7733e-06 | 6.7733e-06 | 0.00011415 | 0.00011415 | 0.00011415 | 0.00011415 | 0.00011415 | 0.00011415 | 0.00010924 | 9.2279e-05 | 7.4921e-05 | 6.6052e-05 | 0.00022929 | 0.00011415 | 0.00011415 | 0.00011415 | 0.00011415 | 3.2016e-06 | 4.5412e-05 | 7.0785e-05 | 8.5478e-05 | 0.00010417 | 0.00010146 | 9.9095e-05 | 9.7999e-05 | 8.8461e-05 | 9.8572e-05 | 0.00034024 | 0.00034024
03/27 22:00:00 | 3 | 27 | 22 | 2062 | WD | 0 | 0.00015153 | 0.00015153 | 9.9931e-06 | 0.00016305 | 2.0698e-12 | 0.00011415 | 0 | 0 | 0.00034849 | -5.3477e-05 | 0.00044242 | 0.00015153 | 0.00019059 | 0.00014405 | 0.00014588 | 0.00014405 | 0.00011415 | 0.00022925 | 0.00011415 | 0 | 6.5591e-05 | 0.0001118 | 9.9225e-05 | 8.53e-05 | 8.9604e-05 | 2.8373e-05 | 6.1049e-06 | 1.321e-05 | 1.321e-05 | 0.00011415 | 0.00011415 | 0.00011415 | 0.00011415 | 0.00011415 | 0.00011415 | 0.00010883 | 6.9436e-05 | 6.3877e-05 | 6.1037e-05 | 0.00022929 | 0.00011415 | 0.00011415 | 0.00011415 | 0.00011415 | 2.0797e-06 | 3.3003e-05 | 6.2124e-05 | 7.8988e-05 | 0.00010262 | 9.2783e-05 | 9.2043e-05 | 9.1701e-05 | 8.8584e-05 | 9.8181e-05 | 1.3297e-05 | 1.3297e-05
03/27 23:00:00 | 3 | 27 | 23 | 2063 | WD | 0 | 0.00013059 | 0.00013059 | -7.1752e-05 | 7.9409e-05 | 7.9772e-13 | 0.00011415 | 0 | 0 | 0.00023959 | 0.0010859 | -0.0017003 | 0.00013059 | 0.00034755 | 0.00013614 | 0.0001359 | 0.00013614 | 0.00011415 | 0.00022925 | 0.00011415 | 0 | 6.5591e-05 | 0.0001118 | 0.00012607 | 8.5234e-05 | 9.7854e-05 | 2.9489e-05 | 1.1938e-05 | 1.7538e-05 | 1.7538e-05 | 0.00011415 | 0.00011415 | 0.00011415 | 0.00011416 | 0.00011415 | 0.00011415 | 9.9691e-05 | 6.8344e-05 | 6.1493e-05 | 5.7992e-05 | 0.00022929 | 0.00011415 | 0.00011415 | 0.00011415 | 0.00011415 | 1.729e-06 | 2.6771e-05 | 5.7344e-05 | 7.5048e-05 | 9.7483e-05 | 9.2434e-05 | 9.1467e-05 | 9.1019e-05 | 8.8607e-05 | 9.8308e-05 | 4.0829e-06 | 4.0829e-06
03/27 24:00:00 | 3 | 27 | 24 | 2064 | WD | 0 | 0.00010138 | 0.00010138 | 7.9858e-05 | 7.7587e-05 | -1.3906e-12 | 0.00011415 | 0 | 0 | 0.00013341 | 0.00060644 | 0 | 0.00010138 | 0.00019521 | 0.00012638 | 0.00010077 | 0.00012638 | 0.00011415 | 0.00022925 | 0.00011415 | 0 | 6.5591e-05 | 0.0001118 | 9.2552e-05 | 8.5349e-05 | 8.7575e-05 | 2.9643e-05 | 1.3272e-05 | 1.8495e-05 | 1.8495e-05 | 0.00011415 | 0.00011415 | 0.00011415 | 0.00011416 | 0.00011415 | 0.00011415 | 4.5468e-05 | 6.8027e-05 | 5.8924e-05 | 5.4272e-05 | 0.00022929 | 0.00011415 | 0.00011415 | 0.00011415 | 0.00011415 | 1.2032e-06 | 2.496e-05 | 5.3631e-05 | 7.0234e-05 | 7.1785e-05 | 9.2389e-05 | 8.5318e-05 | 8.2039e-05 | 8.8755e-05 | 9.9247e-05 | 3.0021e-06 | 3.0021e-06
03/28 01:00:00 | 3 | 28 | 1 | 2065 | WE | 0 | 5.7829e-05 | 5.7829e-05 | 0.00017608 | 7.5644e-05 | 0.00025245 | 0.00011415 | 0 | 0 | 5.4452e-05 | 0.00044718 | -0.0059291 | 5.7829e-05 | 1.6965e-05 | 9.281e-05 | 4.7822e-05 | 9.281e-05 | 0.00011415 | 0.00022925 | 0.00011415 | 0 | 1.6398e-05 | 1.3975e-05 | 9.4764e-05 | 8.5424e-05 | 8.831e-05 | -1.5341e-05 | 1.3634e-05 | 4.3894e-06 | 4.3894e-06 | 0.00011415 | 0.00011415 | 0.00011415 | 0.00011416 | 0.00011415 | 0.00011415 | 9.1034e-05 | 6.7538e-05 | 5.9021e-05 | 5.4669e-05 | 0.00022929 | 0.00011415 | 0.00011415 | 0.00011415 | 0.00011415 | 2.6738e-06 | 2.2169e-05 | 5.2933e-05 | 7.0747e-05 | 9.1853e-05 | 9.2195e-05 | 8.533e-05 | 8.2145e-05 | 8.7048e-05 | 9.9748e-05 | 2.3237e-06 | 2.3237e-06
03/28 02:00:00 | 3 | 28 | 2 | 2066 | WE | 0 | 7.813e-05 | 7.813e-05 | -0.00017386 | 7.4735e-05 | 0.00023244 | 0.00011415 | 0 | 0 | 2.1781e-05 | 0.00040846 | -0.0050176 | 7.813e-05 | 7.7536e-05 | 8.6205e-05 | 7.8245e-05 | 8.6205e-05 | 0.00011415 | 0.00022925 | 0.00011415 | 0 | 1.6398e-05 | 1.3975e-05 | 9.3567e-05 | 8.5106e-05 | 8.7721e-05 | -3.1393e-05 | 1.378e-05 | -6.3238e-07 | -6.3238e-07 | 0.00011415 | 0.00011415 | 0.00011415 | 0.00011416 | 0.00011415 | 0.00011415 | 9.1034e-05 | 6.7578e-05 | 5.8145e-05 | 5.3326e-05 | 0.00022929 | 0.00011415 | 0.00011415 | 0.00011415 | 0.00011415 | 2.6738e-06 | 2.2396e-05 | 5.1915e-05 | 6.9009e-05 | 9.1828e-05 | 9.21e-05 | 8.4653e-05 | 8.1199e-05 | 8.6757e-05 | 0.00010013 | 2.1738e-06 | 2.1738e-06
03/28 03:00:00 | 3 | 28 | 3 | 2067 | WE | 0 | 8.0355e-05 | 8.0355e-05 | 4.1514e-07 | 0 | 0.00022975 | 0.00011415 | 0 | 0 | 2.1781e-05 | 0.00039827 | -0.0045669 | 8.0355e-05 | 0.00010915 | 8.4304e-05 | 9.3088e-05 | 8.4304e-05 | 0.00011415 | 0.00022925 | 0.00011415 | 0 | 1.6398e-05 | 1.3975e-05 | 9.2955e-05 | 8.4295e-05 | 8.6971e-05 | -3.4029e-05 | 1.4028e-05 | -1.3048e-06 | -1.3048e-06 | 0.00011415 | 0.00011415 | 0.00011415 | 0.00011416 | 0.00011415 | 0.00011415 | 9.1034e-05 | 6.8179e-05 | 5.8423e-05 | 5.3438e-05 | 0.00022929 | 0.00011415 | 0.00011415 | 0.00011415 | 0.00011415 | 2.6738e-06 | 2.5829e-05 | 5.3266e-05 | 6.9154e-05 | 9.1834e-05 | 9.1999e-05 | 8.4451e-05 | 8.095e-05 | 8.6691e-05 | 0.0001004 | 7.0146e-06 | 7.0146e-06
03/28 04:00:00 | 3 | 28 | 4 | 2068 | WE | 0 | 0.00010265 | 0.00010265 | 0 | 7.4484e-05 | 0.00022651 | 0.00011415 | 0 | 0 | 2.1781e-05 | 0.00039947 | -0.0027131 | 0.00010265 | 0.00014456 | 8.2413e-05 | 0.00011399 | 8.2413e-05 | 0.00011415 | 0.00022925 | 0.00011415 | 0 | 1.6398e-05 | 1.3975e-05 | 0.00010406 | 8.3581e-05 | 8.9909e-05 | -3.5621e-05 | 1.3842e-05 | -1.939e-06 | -1.939e-06 | 0.00011415 | 0.00011415 | 0.00011415 | 0.00011416 | 0.00011415 | 0.00011415 | 9.1034e-05 | 6.9401e-05 | 6.1076e-05 | 5.6823e-05 | 0.00022929 | 0.00011415 | 0.00011415 | 0.00011415 | 0.00011415 | 2.6738e-06 | 3.2805e-05 | 5.8598e-05 | 7.3534e-05 | 9.1959e-05 | 9.2119e-05 | 8.4997e-05 | 8.1694e-05 | 8.6597e-05 | 0.00010063 | 9.6489e-06 | 9.6489e-06
03/28 05:00:00 | 3 | 28 | 5 | 2069 | WE | 0 | 0.00011095 | 0.00011095 | 9.5419e-07 | 7.527e-05 | 0.00021796 | 0.00011415 | 0 | 0 | 6.5342e-05 | 0.00038614 | 0.0003943 | 0.00011095 | 0.00016362 | 8.158e-05 | 0.00012359 | 8.158e-05 | 0.00011415 | 0.00022925 | 0.00011415 | 0 | 1.6398e-05 | 1.3975e-05 | 0.00010327 | 8.6711e-05 | 9.1829e-05 | -3.6854e-05 | 1.3625e-05 | -2.4808e-06 | -2.4808e-06 | 0.00011415 | 0.00011415 | 0.00011415 | 0.00011416 | 0.00011415 | 0.00011415 | 9.1034e-05 | 8.6668e-05 | 7.4596e-05 | 6.8429e-05 | 0.00022929 | 0.00011415 | 0.00011415 | 0.00011415 | 0.00011415 | 2.6738e-06 | 4.7626e-05 | 7.3544e-05 | 8.8553e-05 | 9.1948e-05 | 9.8431e-05 | 8.9144e-05 | 8.4836e-05 | 8.6588e-05 | 0.0001007 | 1.692e-05 | 1.692e-05
03/28 06:00:00 | 3 | 28 | 6 | 2070 | WE | 0 | 0.0001198 | 0.0001198 | 0.00099765 | 7.8544e-05 | -1.5577e-12 | 0.00011415 | 0 | 0 | 0.00013613 | 0.0003829 | 0.0024476 | 0.0001198 | 0.00017798 | 8.8117e-05 | 0.00013061 | 8.8117e-05 | 0.00011415 | 0.00022925 | 0.00011415 | 0 | 1.6398e-05 | 1.4769e-05 | 0.00010428 | 9.2904e-05 | 9.6418e-05 | -5.6928e-05 | 7.4766e-06 | -1.3072e-05 | -1.3072e-05 | 0.00011415 | 0.00011415 | 0.00011415 | 0.00011416 | 0.00011415 | 0.00011415 | 9.1034e-05 | 0.00011711 | 9.2869e-05 | 8.0485e-05 | 0.00022929 | 0.00011415 | 0.00011415 | 0.00011415 | 0.00011415 | 2.6738e-06 | 6.6196e-05 | 9.0235e-05 | 0.00010416 | 9.1948e-05 | 0.00011176 | 0.00010138 | 9.6561e-05 | 8.4244e-05 | 0.00012162 | 1.1116e-05 | 1.1116e-05
03/28 07:00:00 | 3 | 28 | 7 | 2071 | WE | 3.1435e-05 | 0.00014077 | 0.00014077 | -0.0010165 | 0.00017118 | 7.5442e-14 | 0.00011415 | 0.00015959 | 0.00015959 | 0.00015247 | -0.00070496 | 0.0029813 | 0.00014077 | -2.933e-05 | 0.00010137 | 0.00014532 | 0.00010137 | 0.00011415 | 0 | 0.00011415 | 3.6571e-06 | 1.6398e-05 | 1.4769e-05 | 0.00010024 | 0.00010953 | 0.00010666 | -6.6042e-05 | 2.5266e-06 | -1.9351e-05 | -1.9351e-05 | 0.00011415 | 0.00011415 | 0.00011415 | 0.00011416 | 0.00011415 | 0.00011415 | 9.1034e-05 | 0.00013661 | 0.00010642 | 9.0996e-05 | 0 | 0.00011415 | 0.00011415 | 0.00011415 | 0.00011415 | 2.16e-05 | 0.00010041 | 0.00011196 | 0.00011865 | 8.6232e-05 | 0.00011558 | 9.5809e-05 | 8.6637e-05 | 8.5813e-05 | 0.00011514 | -6.7642e-05 | -6.7642e-05
03/28 08:00:00 | 3 | 28 | 8 | 2072 | WE | 0.00013958 | 0.00014565 | 0.00014565 | 0.0010691 | 0.000266 | 4.7973e-13 | 0.00011415 | 0.0005314 | 0.0005314 | 0.00013613 | -0.00043412 | 0.0028927 | 0.00014565 | 3.6072e-05 | 0.000114 | 0.00013616 | 0.000114 | 0.00011415 | 0 | 0.00011415 | 1.3639e-05 | 1.6398e-05 | 1.4769e-05 | 0.00010087 | 0.00011186 | 0.00010846 | -7.7983e-05 | 8.0672e-07 | -2.4331e-05 | -2.4331e-05 | 0.00011415 | 0.00011415 | 0.00011415 | 0.00011416 | 0.00011415 | 0.00011415 | 9.1034e-05 | 0.00014804 | 0.00011622 | 9.9958e-05 | 0 | 0.00011415 | 0.00011415 | 0.00011415 | 0.00011415 | 7.8099e-05 | 0.00015885 | 0.00014265 | 0.00013327 | 8.6213e-05 | 0.00012013 | 0.00010353 | 9.5827e-05 | 8.6685e-05 | 0.00011267 | -0.00011864 | -0.00011864
03/28 09:00:00 | 3 | 28 | 9 | 2073 | WE | 0.00022923 | 0.00014419 | 0.00014419 | -0.00044542 | 0.00017834 | 1.5523e-12 | 0.00011415 | 0.00039089 | 0.00039089 | 5.9897e-05 | -0.00023112 | 0.0025866 | 0.00014419 | 0.00011708 | 0.00011567 | 0.00015093 | 0.00011567 | 0.00011415 | 0 | 0.00011415 | 2.2801e-05 | 1.6398e-05 | 1.4769e-05 | 0.00010244 | 0.00011273 | 0.00010955 | -8.2217e-05 | 3.2446e-07 | -2.6011e-05 | -2.6011e-05 | 0.00011415 | 0.00011415 | 0.00011415 | 0.00011416 | 0.00011415 | 0.00011415 | 9.1034e-05 | 0.00014946 | 0.00011937 | 0.000104 | 0 | 0.00011415 | 0.00011415 | 0.00011415 | 0.00011415 | 0.00012696 | 0.00020871 | 0.00016599 | 0.00014125 | 8.62e-05 | 0.00012131 | 0.00010593 | 9.8789e-05 | 8.6838e-05 | 0.00011079 | -0.00011849 | -0.00011849
03/28 10:00:00 | 3 | 28 | 10 | 2074 | WE | 0.00031067 | 0.00018605 | 0.00018605 | 0.00048465 | 0.00026356 | 0.00021486 | 0.00011415 | 0.00030594 | 0.00030594 | 4.0839e-05 | -0.00017445 | 0.0022342 | 0.00018605 | 0.00023677 | 0.00011778 | 0.00019823 | 0.00011778 | 0.00011415 | 0 | 0.00011415 | 2.6174e-05 | 1.6398e-05 | 1.4769e-05 | 0.00010163 | 0.00011295 | 0.00010945 | -8.4008e-05 | 1.4084e-07 | -2.6707e-05 | -2.6707e-05 | 0.00011415 | 0.00011415 | 0.00011415 | 0.00011416 | 0.00011415 | 0.00011415 | 9.1034e-05 | 0.00014938 | 0.00011814 | 0.00010218 | 0 | 0.00011415 | 0.00011415 | 0.00011415 | 0.00011415 | 0.00017482 | 0.00022374 | 0.00017132 | 0.00014097 | 8.6198e-05 | 0.00012151 | 0.00010506 | 9.7429e-05 | 8.6866e-05 | 0.00010993 | -0.00011849 | -0.00011849
03/28 11:00:00 | 3 | 28 | 11 | 2075 | WE | 0.00037669 | 0.00013745 | 0.00013745 | 0.0010509 | 0.00017159 | 0.00021991 | 0.00011415 | 0 | 0 | 4.0839e-05 | 0.0010745 | 0.0019271 | 0.00013745 | 0.00034886 | 0.00012151 | 0.00014213 | 0.00012151 | 0.00011415 | 0 | 0.00011415 | 2.6174e-05 | 1.6398e-05 | 1.4769e-05 | 0.00012789 | 0.00011336 | 0.00011786 | -8.7959e-05 | 9.9877e-08 | -2.7996e-05 | -2.7996e-05 | 0.00011415 | 0.00011415 | 0.00011415 | 0.00011416 | 0.00011415 | 0.00011415 | 9.1034e-05 | 0.00014911 | 0.0001139 | 9.5904e-05 | 0 | 0.00011415 | 0.00011415 | 0.00011415 | 0.00011415 | 0.00021047 | 0.00022125 | 0.00016597 | 0.00013396 | 8.6441e-05 | 0.00012156 | 0.00010524 | 9.7667e-05 | 8.691e-05 | 0.00010917 | -0.0001153 | -0.0001153
03/28 12:00:00 | 3 | 28 | 12 | 2076 | WE | 0.00041717 | 0.00013496 | 0.00013496 | 1.0236e-05 | 0.00016743 | 0.00021998 | 0.00011415 | 0 | 0 | 4.0839e-05 | 0.00071372 | 0.0016777 | 0.00013496 | 0.00027482 | 0.00012155 | 0.00013921 | 0.00012155 | 0.00011415 | 0 | 0.00011415 | 2.6174e-05 | 1.6398e-05 | 1.4769e-05 | 0.00010011 | 0.00011328 | 0.00010921 | -8.7093e-05 | 2.2982e-08 | -2.7772e-05 | -2.7772e-05 | 0.00011415 | 0.00011415 | 0.00011415 | 0.00011416 | 0.00011415 | 0.00011415 | 9.1034e-05 | 0.00014827 | 0.00011155 | 9.2781e-05 | 0 | 0.00011415 | 0.00011415 | 0.00011415 | 0.00011415 | 0.00023058 | 0.00021767 | 0.00016249 | 0.00013054 | 8.6181e-05 | 0.00012127 | 0.0001038 | 9.5695e-05 | 8.6933e-05 | 0.00010879 | -0.00011849 | -0.00011849
03/28 13:00:00 | 3 | 28 | 13 | 2077 | WE | 0.00041902 | 0.0001366 | 0.0001366 | 9.1681e-06 | 0.00016441 | 0.00021627 | 0.00011415 | 0 | 0 | 4.0839e-05 | 0.00054367 | 0.0014508 | 0.0001366 | 0.00025281 | 0.00011748 | 0.00014285 | 0.00011748 | 0.00011415 | 0 | 0.00011415 | 2.6174e-05 | 1.6398e-05 | 1.4769e-05 | 0.00010154 | 0.00011656 | 0.00011192 | -8.9203e-05 | -1.3638e-07 | -2.8554e-05 | -2.8554e-05 | 0.00011415 | 0.00011415 | 0.00011415 | 0.00011416 | 0.00011415 | 0.00011415 | 9.1034e-05 | 0.00014778 | 0.00010773 | 8.7265e-05 | 0 | 0.00011415 | 0.00011415 | 0.00011415 | 0.00011415 | 0.00023355 | 0.00021561 | 0.00015691 | 0.00012291 | 8.6202e-05 | 0.00012228 | 0.00010156 | 9.195e-05 | 8.6934e-05 | 0.0001087 | -0.0001181 | -0.0001181
03/28 14:00:00 | 3 | 28 | 14 | 2078 | WE | 0.00038873 | 0.00012596 | 0.00012596 | -0.0010027 | 8.1286e-05 | 0.00022375 | 0.00011415 | 0 | 0 | 4.0839e-05 | 0.00045069 | 0.0012399 | 0.00012596 | 0.00023952 | 0.00011631 | 0.00014049 | 0.00011631 | 0.00011415 | 0 | 0.00011415 | 2.6174e-05 | 1.6398e-05 | 1.4769e-05 | 0.00010185 | 0.00011562 | 0.00011136 | -9.0561e-05 | -1.0774e-07 | -2.8967e-05 | -2.8967e-05 | 0.00011415 | 0.00011415 | 0.00011415 | 0.00011416 | 0.00011415 | 0.00011415 | 9.1034e-05 | 0.0001471 | 0.00010447 | 8.269e-05 | 0 | 0.00011415 | 0.00011415 | 0.00011415 | 0.00011415 | 0.00022194 | 0.00021248 | 0.00015139 | 0.00011601 | 8.6214e-05 | 0.00012174 | 9.2082e-05 | 7.8325e-05 | 8.6932e-05 | 0.00010873 | -0.00011409 | -0.00011409
03/28 15:00:00 | 3 | 28 | 15 | 2079 | WE | 0.000326 | 0.00013075 | 0.00013075 | 0.0010111 | 0.00016063 | 0.00023635 | 0.00011415 | 0 | 0 | 4.0839e-05 | 0.00039199 | 0.0010565 | 0.00013075 | 0.0002287 | 0.00011474 | 0.00013566 | 0.00011474 | 0.00011415 | 0 | 0.00011415 | 2.6174e-05 | 1.6398e-05 | 1.4769e-05 | 0.00010084 | 0.00011136 | 0.00010811 | -9.1713e-05 | -5.9492e-08 | -2.9302e-05 | -2.9302e-05 | 0.00011415 | 0.00011415 | 0.00011415 | 0.00011416 | 0.00011415 | 0.00011415 | 9.1034e-05 | 0.00014517 | 0.00010162 | 7.9372e-05 | 0 | 0.00011415 | 0.00011415 | 0.00011415 | 0.00011415 | 0.00019281 | 0.00020335 | 0.0001444 | 0.00011026 | 8.6214e-05 | 0.00011966 | 9.004e-05 | 7.6299e-05 | 8.6925e-05 | 0.00010891 | -0.00011708 | -0.00011708
03/28 16:00:00 | 3 | 28 | 16 | 2080 | WE | 0.00024485 | 0.00012947 | 0.00012947 | 8.8394e-06 | 8.029e-05 | 0.00024949 | 0.00011415 | 0 | 0 | 4.0839e-05 | 0.00038868 | 0.00085817 | 0.00012947 | 0.00023455 | 0.00011582 | 0.00014418 | 0.00011582 | 0.00011415 | 0 | 0.00011415 | 2.517e-05 | 1.6398e-05 | 1.4769e-05 | 9.504e-05 | 0.00011087 | 0.00010598 | -9.277e-05 | -1.1839e-08 | -2.9607e-05 | -2.9607e-05 | 0.00011415 | 0.00011415 | 0.00011415 | 0.00011416 | 0.00011415 | 0.00011415 | 9.1034e-05 | 0.00014133 | 9.6564e-05 | 7.3692e-05 | 0 | 0.00011415 | 0.00011415 | 0.00011415 | 0.00011415 | 0.00015102 | 0.00018404 | 0.00013138 | 0.00010088 | 8.6175e-05 | 0.00011834 | 8.8749e-05 | 7.5023e-05 | 8.6895e-05 | 0.00010936 | -0.00011199 | -0.00011199
03/28 17:00:00 | 3 | 28 | 17 | 2081 | WE | 0.00015585 | 0.00015467 | 0.00015467 | -0.00089278 | 0.00016241 | -2.0051e-12 | 0.00011415 | 0.00075879 | 0.00075879 | 7.0788e-05 | -0.00084974 | 0.00073945 | 0.00015467 | 1.4373e-05 | 0.00012479 | 0.00016151 | 0.00012479 | 0.00011415 | 0 | 0.00011415 | 1.7388e-05 | 1.6398e-05 | 1.4769e-05 | 9.4821e-05 | 0.00010785 | 0.00010382 | -8.3499e-05 | 2.4358e-08 | -2.6624e-05 | -2.6624e-05 | 0.00011415 | 0.00011415 | 0.00011415 | 0.00011416 | 0.00011415 | 0.00011415 | 9.1034e-05 | 0.00012573 | 8.8965e-05 | 7.0179e-05 | 0 | 0.00011415 | 0.00011415 | 0.00011415 | 0.00011415 | 0.00010255 | 0.00013025 | 0.00010758 | 9.4457e-05 | 8.6183e-05 | 0.00011258 | 8.3959e-05 | 7.0682e-05 | 8.6317e-05 | 0.00010998 | -0.000108 | -0.000108
03/28 18:00:00 | 3 | 28 | 18 | 2082 | WE | 5.3714e-05 | 0.0001683 | 0.0001683 | 0.0017173 | 0.00016598 | -7.5459e-13 | 0.00011415 | 0.0004939 | 0.0004939 | 0.00015247 | -0.00047949 | 0.0006559 | 0.0001683 | 0.00016752 | 0.00013881 | 0.0001743 | 0.00013881 | 0.00011415 | 0 | 0.00011415 | 8.1258e-06 | 1.6398e-05 | 1.4769e-05 | 9.462e-05 | 0.00010723 | 0.00010333 | -8.0732e-05 | 5.7038e-08 | -2.5719e-05 | -2.5719e-05 | 0.00011415 | 0.00011415 | 0.00011415 | 0.00011416 | 0.00011415 | 0.00011415 | 9.1034e-05 | 0.0001218 | 8.32e-05 | 6.3475e-05 | 0 | 0.00011415 | 0.00011415 | 0.00011415 | 0.00011415 | 5.1295e-05 | 8.8532e-05 | 8.5503e-05 | 8.3749e-05 | 8.6198e-05 | 0.00011089 | 8.1322e-05 | 6.761e-05 | 8.6254e-05 | 0.00011084 | 3.2437e-05 | 3.2437e-05
03/28 19:00:00 | 3 | 28 | 19 | 2083 | WE | 0 | 0.0001911 | 0.0001911 | -0.00078475 | 0.0001699 | -3.8268e-13 | 0.00011415 | 6.5087e-05 | 6.5087e-05 | 0.00021236 | -0.00024649 | 0.00058005 | 0.0001911 | 0.00028871 | 0.00014748 | 0.00019804 | 0.00014748 | 0.00011415 | 0.00011463 | 0.00011415 | 7.9547e-07 | 1.6398e-05 | 1.4769e-05 | 0.00010607 | 0.00010608 | 0.00010607 | -8.1094e-05 | -2.4509e-09 | -2.5875e-05 | -2.5875e-05 | 0.00011415 | 0.00011415 | 0.00011415 | 0.00011416 | 0.00011415 | 0.00011415 | 9.1034e-05 | 0.00011768 | 8.0476e-05 | 6.1465e-05 | 0.00011465 | 0.00011415 | 0.00011415 | 0.00011415 | 0.00011415 | 8.1623e-06 | 6.3374e-05 | 7.3724e-05 | 7.9718e-05 | 8.9156e-05 | 0.00011298 | 8.6599e-05 | 7.4364e-05 | 8.622e-05 | 0.00011126 | 3.306e-05 | 3.306e-05
03/28 20:00:00 | 3 | 28 | 20 | 2084 | WE | 0 | 0.0001736 | 0.0001736 | 1.6454e-05 | 0.00017088 | -2.8567e-13 | 0.00011415 | 0 | 0 | 0.00028587 | -0.00012272 | 0.00049808 | 0.0001736 | 0.00022914 | 0.0001514 | 0.00016917 | 0.0001514 | 0.00011415 | 0.00022925 | 0.00011415 | 0 | 1.6398e-05 | 1.4769e-05 | 0.0001051 | 0.0001032 | 0.00010379 | -8.1494e-05 | -4.2935e-09 | -2.6004e-05 | -2.6004e-05 | 0.00011415 | 0.00011415 | 0.00011415 | 0.00011416 | 0.00011415 | 0.00011415 | 9.1034e-05 | 0.00010413 | 7.5344e-05 | 6.0638e-05 | 0.00022929 | 0.00011415 | 0.00011415 | 0.00011415 | 0.00011415 | 2.6738e-06 | 5.5997e-05 | 7.023e-05 | 7.8471e-05 | 9.1996e-05 | 0.00011194 | 9.1406e-05 | 8.1881e-05 | 8.6125e-05 | 0.00011227 | 5.5573e-05 | 5.5573e-05
03/28 21:00:00 | 3 | 28 | 21 | 2085 | WE | 0 | 0.0001685 | 0.0001685 | 0.00041047 | 0.00016862 | 0 | 0.00011415 | 0 | 0 | 0.00034305 | -7.5426e-05 | 0.00037893 | 0.0001685 | 0.00020934 | 0.00015248 | 0.00016174 | 0.00015248 | 0.00011415 | 0.00022925 | 0.00011415 | 0 | 1.6398e-05 | 1.4769e-05 | 9.9329e-05 | 8.7907e-05 | 9.1437e-05 | -5.9965e-05 | 5.1448e-08 | -1.9097e-05 | -1.9097e-05 | 0.00011415 | 0.00011415 | 0.00011415 | 0.00011416 | 0.00011415 | 0.00011415 | 9.1034e-05 | 8.8189e-05 | 6.8193e-05 | 5.7976e-05 | 0.00022929 | 0.00011415 | 0.00011415 | 0.00011415 | 0.00011415 | 2.6738e-06 | 3.8487e-05 | 6.1627e-05 | 7.5027e-05 | 9.198e-05 | 0.00010146 | 8.7587e-05 | 8.1152e-05 | 8.6957e-05 | 0.00011386 | 9.2936e-05 | 9.2936e-05
03/28 22:00:00 | 3 | 28 | 22 | 2086 | WE | 0 | 0.00016562 | 0.00016562 | 0.00051408 | 0.00016556 | 2.0697e-12 | 0.00011415 | 0 | 0 | 0.00034849 | -5.2363e-05 | 0.00020446 | 0.00016562 | 0.00020964 | 0.00014889 | 0.00016454 | 0.00014889 | 0.00011415 | 0.00022925 | 0.00011415 | 0 | 1.6398e-05 | 1.3975e-05 | 9.0663e-05 | 8.4332e-05 | 8.6289e-05 | -5.4285e-05 | 6.2054e-06 | -1.3094e-05 | -1.3094e-05 | 0.00011415 | 0.00011415 | 0.00011415 | 0.00011415 | 0.00011415 | 0.00011415 | 9.1034e-05 | 6.8383e-05 | 6.1574e-05 | 5.8095e-05 | 0.00022929 | 0.00011415 | 0.00011415 | 0.00011415 | 0.00011415 | 2.6738e-06 | 2.6995e-05 | 5.751e-05 | 7.5181e-05 | 9.1902e-05 | 9.2049e-05 | 8.4627e-05 | 8.1185e-05 | 8.6746e-05 | 9.5751e-05 | 0.00010451 | 0.00010451
03/28 23:00:00 | 3 | 28 | 23 | 2087 | WE | 0 | 0.00015104 | 0.00015104 | 0.00012978 | 0.00016061 | 7.9772e-13 | 0.00011415 | 0 | 0 | 0.00023959 | 0.0011278 | -0.0019177 | 0.00015104 | 0.00037463 | 0.00013992 | 0.00015197 | 0.00013992 | 0.00011415 | 0.00022925 | 0.00011415 | 0 | 1.6398e-05 | 1.3975e-05 | 0.00011926 | 8.4184e-05 | 9.5024e-05 | -5.712e-05 | 1.2067e-05 | -1.0008e-05 | -1.0008e-05 | 0.00011415 | 0.00011415 | 0.00011415 | 0.00011416 | 0.00011415 | 0.00011415 | 9.1034e-05 | 6.7664e-05 | 6.0585e-05 | 5.6968e-05 | 0.00022929 | 0.00011415 | 0.00011415 | 0.00011415 | 0.00011415 | 2.6738e-06 | 2.2886e-05 | 5.5079e-05 | 7.3722e-05 | 9.218e-05 | 9.1811e-05 | 8.4341e-05 | 8.0876e-05 | 8.6675e-05 | 9.8688e-05 | 0.00011958 | 0.00011958
03/28 24:00:00 | 3 | 28 | 24 | 2088 | WE | 0 | 0.0001168 | 0.0001168 | 6.0983e-06 | 7.8429e-05 | -1.3906e-12 | 0.00011415 | 0 | 0 | 0.00013341 | 0.00058953 | -0.0035567 | 0.0001168 | 0.00021289 | 0.00012686 | 0.00012249 | 0.00012686 | 0.00011415 | 0.00022925 | 0.00011415 | 0 | 1.6398e-05 | 1.3975e-05 | 8.9864e-05 | 8.2919e-05 | 8.5065e-05 | -5.3943e-05 | 1.334e-05 | -8.1268e-06 | -8.1268e-06 | 0.00011415 | 0.00011415 | 0.00011415 | 0.00011416 | 0.00011415 | 0.00011415 | 9.1034e-05 | 6.7637e-05 | 6.0012e-05 | 5.6116e-05 | 0.00022929 | 0.00011415 | 0.00011415 | 0.00011415 | 0.00011415 | 2.6738e-06 | 2.2734e-05 | 5.4326e-05 | 7.262e-05 | 9.1926e-05 | 9.1376e-05 | 8.4044e-05 | 8.0643e-05 | 8.6573e-05 | 0.00010025 | 0.0001351 | 0.0001351
03/29 01:00:00 | 3 | 29 | 1 | 2089 | WE | 0 | 7.5533e-05 | 7.5533e-05 | 0 | 7.5685e-05 | 0.00025245 | 0.00011415 | 0 | 0 | 5.4452e-05 | 0.00050813 | -0.006582 | 7.5533e-05 | 5.2828e-05 | 9.281e-05 | 7.3019e-05 | 9.281e-05 | 0.00011415 | 0.00022925 | 0.00011415 | 0 | 1.6398e-05 | 1.3975e-05 | 8.9442e-05 | 8.1922e-05 | 8.4246e-05 | -5.396e-05 | 1.3745e-05 | -7.8566e-06 | -7.8566e-06 | 0.00011415 | 0.00011415 | 0.00011415 | 0.00011416 | 0.00011415 | 0.00011415 | 9.1034e-05 | 6.758e-05 | 5.8756e-05 | 5.4248e-05 | 0.00022929 | 0.00011415 | 0.00011415 | 0.00011415 | 0.00011415 | 2.6738e-06 | 2.2409e-05 | 5.2676e-05 | 7.0203e-05 | 9.1941e-05 | 9.1017e-05 | 8.3581e-05 | 8.0131e-05 | 8.6502e-05 | 0.00010097 | 0.00014829 | 0.00014829
03/29 02:00:00 | 3 | 29 | 2 | 2090 | WE | 0 | 7.982e-05 | 7.982e-05 | 5.9066e-07 | 0 | 0.00023244 | 0.00011415 | 0 | 0 | 2.1781e-05 | 0.00038588 | -0.0047924 | 7.982e-05 | 8.5196e-05 | 8.6205e-05 | 9.1927e-05 | 8.6205e-05 | 0.00011415 | 0.00022925 | 0.00011415 | 0 | 1.6398e-05 | 1.3975e-05 | 8.9777e-05 | 8.2482e-05 | 8.4736e-05 | -5.3387e-05 | 1.3739e-05 | -7.6778e-06 | -7.6778e-06 | 0.00011415 | 0.00011415 | 0.00011415 | 0.00011416 | 0.00011415 | 0.00011415 | 9.1034e-05 | 6.7485e-05 | 5.7794e-05 | 5.2843e-05 | 0.00022929 | 0.00011415 | 0.00011415 | 0.00011415 | 0.00011415 | 2.6738e-06 | 2.1869e-05 | 5.1326e-05 | 6.8384e-05 | 9.1931e-05 | 9.1174e-05 | 8.3367e-05 | 7.9747e-05 | 8.6563e-05 | 0.00010094 | 0.00011322 | 0.00011322
03/29 03:00:00 | 3 | 29 | 3 | 2091 | WE | 0 | 0.00011091 | 0.00011091 | 2.07e-07 | 7.4417e-05 | 0.00022975 | 0.00011415 | 0 | 0 | 2.1781e-05 | 0.00043063 | -0.0051445 | 0.00011091 | 0.00015117 | 8.4304e-05 | 0.00012536 | 8.4304e-05 | 0.00011415 | 0.00022925 | 0.00011415 | 0 | 1.6398e-05 | 1.3975e-05 | 9.0198e-05 | 8.3302e-05 | 8.5434e-05 | -5.2985e-05 | 1.4006e-05 | -7.368e-06 | -7.368e-06 | 0.00011415 | 0.00011415 | 0.00011415 | 0.00011416 | 0.00011415 | 0.00011415 | 9.1034e-05 | 6.7544e-05 | 5.8391e-05 | 5.3714e-05 | 0.00022929 | 0.00011415 | 0.00011415 | 0.00011415 | 0.00011415 | 2.6738e-06 | 2.2203e-05 | 5.2163e-05 | 6.9512e-05 | 9.1916e-05 | 9.1472e-05 | 8.3625e-05 | 7.9985e-05 | 8.6621e-05 | 0.00010092 | 8.6265e-05 | 8.6265e-05
03/29 04:00:00 | 3 | 29 | 4 | 2092 | WE | 0 | 0.00012991 | 0.00012991 | 0 | 7.447e-05 | 0.00022651 | 0.00011415 | 0 | 0 | 2.1781e-05 | 0.0004212 | -0.0022317 | 0.00012991 | 0.00019581 | 8.2413e-05 | 0.00015279 | 8.2413e-05 | 0.00011415 | 0.00022925 | 0.00011415 | 0 | 1.6398e-05 | 1.3975e-05 | 0.00010175 | 8.4038e-05 | 8.9513e-05 | -5.2646e-05 | 1.402e-05 | -7.2498e-06 | -7.2498e-06 | 0.00011415 | 0.00011415 | 0.00011415 | 0.00011416 | 0.00011415 | 0.00011415 | 9.1034e-05 | 6.9679e-05 | 5.9002e-05 | 5.3546e-05 | 0.00022929 | 0.00011415 | 0.00011415 | 0.00011415 | 0.00011415 | 2.6738e-06 | 2.4849e-05 | 5.2995e-05 | 6.9294e-05 | 9.2042e-05 | 9.2378e-05 | 8.388e-05 | 7.9939e-05 | 8.6566e-05 | 0.00010112 | 9.7978e-05 | 9.7978e-05
03/29 05:00:00 | 3 | 29 | 5 | 2093 | WE | 0 | 0.00013029 | 0.00013029 | 1.2163e-06 | 0 | 0.00021796 | 0.00011415 | 0 | 0 | 6.5342e-05 | 0.00039764 | 0.0008289 | 0.00013029 | 0.00021267 | 8.158e-05 | 0.00016247 | 8.158e-05 | 0.00011415 | 0.00022925 | 0.00011415 | 0 | 1.6398e-05 | 1.3975e-05 | 0.00010056 | 8.6115e-05 | 9.0579e-05 | -5.2853e-05 | 1.39e-05 | -7.398e-06 | -7.398e-06 | 0.00011415 | 0.00011415 | 0.00011415 | 0.00011416 | 0.00011415 | 0.00011415 | 9.1034e-05 | 8.4051e-05 | 6.7636e-05 | 5.9249e-05 | 0.00022929 | 0.00011415 | 0.00011415 | 0.00011415 | 0.00011415 | 2.6738e-06 | 3.4085e-05 | 6.1055e-05 | 7.6674e-05 | 9.2048e-05 | 9.7447e-05 | 8.6554e-05 | 8.1501e-05 | 8.6508e-05 | 0.00010131 | 0.00010323 | 0.00010323
03/29 06:00:00 | 3 | 29 | 6 | 2094 | WE | 0 | 0.0001534 | 0.0001534 | 0.00039522 | 0.00015701 | -1.5577e-12 | 0.00011415 | 0 | 0 | 0.00013613 | 0.00039067 | 0.0028278 | 0.0001534 | 0.00022039 | 8.8117e-05 | 0.00016661 | 8.8117e-05 | 0.00011415 | 0.00022925 | 0.00011415 | 0 | 1.6398e-05 | 1.4769e-05 | 0.00010127 | 9.1611e-05 | 9.4597e-05 | -7.2114e-05 | 7.2653e-06 | -1.8061e-05 | -1.8061e-05 | 0.00011415 | 0.00011415 | 0.00011415 | 0.00011416 | 0.00011415 | 0.00011415 | 9.1034e-05 | 0.00011341 | 8.0931e-05 | 6.4334e-05 | 0.00022929 | 0.00011415 | 0.00011415 | 0.00011415 | 0.00011415 | 2.6738e-06 | 4.5297e-05 | 6.9335e-05 | 8.3254e-05 | 9.2057e-05 | 0.00010824 | 9.0925e-05 | 8.2893e-05 | 8.3458e-05 | 0.0001014 | 0.00010872 | 0.00010872
03/29 07:00:00 | 3 | 29 | 7 | 2095 | WE | 3.3982e-05 | 0.00020001 | 0.00020001 | -0.00038964 | 0.00017101 | 7.5442e-14 | 0.00011415 | 0.00016655 | 0.00016655 | 0.00015247 | -0.00074479 | 0.0032913 | 0.00020001 | -8.3052e-06 | 0.00010137 | 0.00022966 | 0.00010137 | 0.00011415 | 0 | 0.00011415 | 3.8167e-06 | 1.6398e-05 | 1.4769e-05 | 9.6847e-05 | 0.00010573 | 0.00010298 | -8.2134e-05 | 1.5982e-06 | -2.5117e-05 | -2.5117e-05 | 0.00011415 | 0.00011415 | 0.00011415 | 0.00011416 | 0.00011415 | 0.00011415 | 9.1034e-05 | 0.00012788 | 8.969e-05 | 7.0176e-05 | 0 | 0.00011415 | 0.00011415 | 0.00011415 | 0.00011415 | 2.248e-05 | 6.5806e-05 | 8.21e-05 | 9.1536e-05 | 8.6337e-05 | 0.00010949 | 8.1834e-05 | 6.9005e-05 | 8.5244e-05 | 0.00010154 | 0.0001193 | 0.0001193
03/29 08:00:00 | 3 | 29 | 8 | 2096 | WE | 0.00014709 | 0.00019445 | 0.00019445 | 0.0010693 | 0.00017717 | 4.7973e-13 | 0.00011415 | 0.00053499 | 0.00053499 | 0.00013613 | -0.00045267 | 0.0031054 | 0.00019445 | 9.9097e-05 | 0.000114 | 0.00021903 | 0.000114 | 0.00011415 | 0 | 0.00011415 | 1.3731e-05 | 1.6398e-05 | 1.4769e-05 | 9.6652e-05 | 0.0001066 | 0.00010352 | -9.4217e-05 | 1.6705e-07 | -2.9947e-05 | -2.9947e-05 | 0.00011415 | 0.00011415 | 0.00011415 | 0.00011416 | 0.00011415 | 0.00011415 | 9.1034e-05 | 0.00014105 | 9.65e-05 | 7.3736e-05 | 0 | 0.00011415 | 0.00011415 | 0.00011415 | 0.00011415 | 7.8694e-05 | 0.00012189 | 0.00010697 | 9.8336e-05 | 8.6352e-05 | 0.00011425 | 8.4008e-05 | 6.998e-05 | 8.6245e-05 | 0.00012384 | 0.0001319 | 0.0001319
03/29 09:00:00 | 3 | 29 | 9 | 2097 | WE | 0.0002441 | 0.0002179 | 0.0002179 | -0.0010296 | 0.00026734 | 1.5523e-12 | 0.00011415 | 0.00039555 | 0.00039555 | 5.9897e-05 | -0.00023403 | 0.0027095 | 0.0002179 | 0.00023395 | 0.00011567 | 0.00024243 | 0.00011567 | 0.00011415 | 0 | 0.00011415 | 2.3073e-05 | 1.6398e-05 | 1.4769e-05 | 9.7218e-05 | 0.00010572 | 0.00010309 | -9.8241e-05 | -1.0559e-07 | -3.1416e-05 | -3.1416e-05 | 0.00011415 | 0.00011415 | 0.00011415 | 0.00011416 | 0.00011415 | 0.00011415 | 9.1034e-05 | 0.00014285 | 9.7577e-05 | 7.4447e-05 | 0 | 0.00011415 | 0.00011415 | 0.00011415 | 0.00011415 | 0.00012877 | 0.00017373 | 0.00012779 | 0.00010119 | 8.6357e-05 | 0.00011442 | 8.4193e-05 | 7.0175e-05 | 8.6315e-05 | 0.0001172 | 0.00012861 | 0.00012861
03/29 10:00:00 | 3 | 29 | 10 | 2098 | WE | 0.00032513 | 0.00024279 | 0.00024279 | 0.0010645 | 0.00017554 | 0.00021486 | 0.00011415 | 0.00030594 | 0.00030594 | 4.0839e-05 | -0.00016311 | 0.0022775 | 0.00024279 | 0.00037053 | 0.00011778 | 0.00029227 | 0.00011778 | 0.00011415 | 0 | 0.00011415 | 2.6174e-05 | 1.6398e-05 | 1.4769e-05 | 9.6438e-05 | 0.00010509 | 0.00010242 | -9.9475e-05 | -1.4834e-07 | -3.1839e-05 | -3.1839e-05 | 0.00011415 | 0.00011415 | 0.00011415 | 0.00011416 | 0.00011415 | 0.00011415 | 9.1034e-05 | 0.0001438 | 9.7766e-05 | 7.4243e-05 | 0 | 0.00011415 | 0.00011415 | 0.00011415 | 0.00011415 | 0.0001755 | 0.00019175 | 0.00013521 | 0.00010246 | 8.6353e-05 | 0.00011493 | 8.4318e-05 | 7.0119e-05 | 8.6352e-05 | 0.00011515 | 0.00013061 | 0.00013061
03/29 11:00:00 | 3 | 29 | 11 | 2099 | WE | 0.00039692 | 0.00020003 | 0.00020003 | 0.00029644 | 0.00017149 | 0.00021991 | 0.00011415 | 0 | 0 | 4.0839e-05 | 0.001044 | 0.0019028 | 0.00020003 | 0.00048321 | 0.00012151 | 0.00023124 | 0.00012151 | 0.00011415 | 0 | 0.00011415 | 2.6174e-05 | 1.6398e-05 | 1.4769e-05 | 0.00012434 | 0.00010482 | 0.00011085 | -0.00010299 | -1.0253e-07 | -3.2929e-05 | -3.2929e-05 | 0.00011415 | 0.00011415 | 0.00011415 | 0.00011416 | 0.00011415 | 0.00011415 | 9.1034e-05 | 0.00014429 | 9.6799e-05 | 7.2535e-05 | 0 | 0.00011415 | 0.00011415 | 0.00011415 | 0.00011415 | 0.00021237 | 0.00019375 | 0.00013526 | 0.00010139 | 8.6615e-05 | 0.00011497 | 8.401e-05 | 6.9651e-05 | 8.639e-05 | 0.00011417 | 0.00013336 | 0.00013336
03/29 12:00:00 | 3 | 29 | 12 | 2100 | WE | 0.00043355 | 0.0002052 | 0.0002052 | 0.00075524 | 0.00016747 | 0.00021998 | 0.00011415 | 0 | 0 | 4.0839e-05 | 0.00083303 | 0.0016023 | 0.0002052 | 0.00042225 | 0.00012155 | 0.00023919 | 0.00012155 | 0.00011415 | 0 | 0.00011415 | 2.6174e-05 | 1.6398e-05 | 1.4769e-05 | 9.5008e-05 | 0.00010407 | 0.00010127 | -0.00010113 | -6.4706e-08 | -3.231e-05 | -3.231e-05 | 0.00011415 | 0.00011415 | 0.00011415 | 0.00011416 | 0.00011415 | 0.00011415 | 9.1034e-05 | 0.00014175 | 9.4766e-05 | 7.0757e-05 | 0 | 0.00011415 | 0.00011415 | 0.00011415 | 0.00011415 | 0.00023117 | 0.00019045 | 0.00013291 | 9.9582e-05 | 8.6314e-05 | 0.00011424 | 8.3446e-05 | 6.9164e-05 | 8.6467e-05 | 0.00011319 | 0.00012572 | 0.00012572
03/29 13:00:00 | 3 | 29 | 13 | 2101 | WE | 0.00043648 | 0.0002059 | 0.0002059 | 7.7289e-06 | 0.00016442 | 0.00021627 | 0.00011415 | 0 | 0 | 4.0839e-05 | 0.0005937 | 0.0013536 | 0.0002059 | 0.00039415 | 0.00011748 | 0.00024149 | 0.00011748 | 0.00011415 | 0 | 0.00011415 | 2.6174e-05 | 1.6398e-05 | 1.4769e-05 | 9.6699e-05 | 0.00010762 | 0.00010425 | -0.00010291 | -2.0052e-08 | -3.2849e-05 | -3.2849e-05 | 0.00011415 | 0.00011415 | 0.00011415 | 0.00011416 | 0.00011415 | 0.00011415 | 9.1034e-05 | 0.00013915 | 9.3405e-05 | 7.0029e-05 | 0 | 0.00011415 | 0.00011415 | 0.00011415 | 0.00011415 | 0.00023499 | 0.00018646 | 0.00013089 | 9.8707e-05 | 8.6314e-05 | 0.0001147 | 8.3457e-05 | 6.8965e-05 | 8.6536e-05 | 0.00011269 | 0.00012562 | 0.00012562
03/29 14:00:00 | 3 | 29 | 14 | 2102 | WE | 0.00039964 | 0.00019607 | 0.00019607 | -0.0010034 | 0.00016247 | 0.00022375 | 0.00011415 | 0 | 0 | 4.0839e-05 | 0.00051078 | 0.0011415 | 0.00019607 | 0.00035728 | 0.00011631 | 0.00022805 | 0.00011631 | 0.00011415 | 0 | 0.00011415 | 2.6174e-05 | 1.6398e-05 | 1.4769e-05 | 9.7283e-05 | 0.00010615 | 0.00010341 | -0.00010424 | -2.2124e-08 | -3.3274e-05 | -3.3274e-05 | 0.00011415 | 0.00011415 | 0.00011415 | 0.00011416 | 0.00011415 | 0.00011415 | 9.1034e-05 | 0.00013361 | 9.3133e-05 | 7.2451e-05 | 0 | 0.00011415 | 0.00011415 | 0.00011415 | 0.00011415 | 0.00022238 | 0.00017881 | 0.00012995 | 0.00010166 | 8.6312e-05 | 0.0001125 | 8.3214e-05 | 6.9628e-05 | 8.659e-05 | 0.00011239 | 0.00012209 | 0.00012209
03/29 15:00:00 | 3 | 29 | 15 | 2103 | WE | 0.00033451 | 0.00017846 | 0.00017846 | 0.0010101 | 8.0282e-05 | 0.00023635 | 0.00011415 | 0 | 0 | 4.0839e-05 | 0.00045416 | 0.00096019 | 0.00017846 | 0.00033022 | 0.00011474 | 0.0002157 | 0.00011474 | 0.00011415 | 0 | 0.00011415 | 2.6174e-05 | 1.6398e-05 | 1.4769e-05 | 9.6827e-05 | 0.00010229 | 0.0001006 | -0.00010514 | -1.6699e-08 | -3.3556e-05 | -3.3556e-05 | 0.00011415 | 0.00011415 | 0.00011415 | 0.00011416 | 0.00011415 | 0.00011415 | 9.1034e-05 | 0.00013256 | 9.1594e-05 | 7.0664e-05 | 0 | 0.00011415 | 0.00011415 | 0.00011415 | 0.00011415 | 0.0001934 | 0.00017447 | 0.00012616 | 9.819e-05 | 8.629e-05 | 0.00011082 | 8.2347e-05 | 6.9139e-05 | 8.6666e-05 | 0.00011217 | 0.00011277 | 0.00011277
03/29 16:00:00 | 3 | 29 | 16 | 2104 | WE | 0.0002537 | 0.00019722 | 0.00019722 | 6.7935e-06 | 0.00016054 | 0.00024949 | 0.00011415 | 0 | 0 | 4.0839e-05 | 0.0004386 | 0.000819 | 0.00019722 | 0.00034159 | 0.00011582 | 0.00022851 | 0.00011582 | 0.00011415 | 0 | 0.00011415 | 2.5318e-05 | 1.6398e-05 | 1.4769e-05 | 9.1152e-05 | 0.00010113 | 9.8045e-05 | -0.00010713 | -1.5689e-08 | -3.4192e-05 | -3.4192e-05 | 0.00011415 | 0.00011415 | 0.00011415 | 0.00011416 | 0.00011415 | 0.00011415 | 9.1034e-05 | 0.00012705 | 8.7621e-05 | 6.7472e-05 | 0 | 0.00011415 | 0.00011415 | 0.00011415 | 0.00011415 | 0.0001529 | 0.00016145 | 0.00011774 | 9.2435e-05 | 8.6246e-05 | 0.00010876 | 8.1096e-05 | 6.8265e-05 | 8.6663e-05 | 0.00011235 | 0.00011919 | 0.00011919
03/29 17:00:00 | 3 | 29 | 17 | 2105 | WE | 0.00016173 | 0.00022134 | 0.00022134 | -0.0010032 | 0.00014109 | -2.0051e-12 | 0.00011415 | 0.00076369 | 0.00076369 | 7.0788e-05 | -0.00092576 | 0.00073262 | 0.00022134 | 3.883e-05 | 0.00012479 | 0.00025963 | 0.00012479 | 0.00011415 | 0 | 0.00011415 | 1.75e-05 | 1.6398e-05 | 1.4769e-05 | 9.0853e-05 | 9.8577e-05 | 9.619e-05 | -9.8086e-05 | -1.2011e-08 | -3.1303e-05 | -3.1303e-05 | 0.00011415 | 0.00011415 | 0.00011415 | 0.00011416 | 0.00011415 | 0.00011415 | 9.1034e-05 | 0.0001149 | 8.0897e-05 | 6.3525e-05 | 0 | 0.00011415 | 0.00011415 | 0.00011415 | 0.00011415 | 0.00010326 | 0.00011517 | 9.6398e-05 | 8.5524e-05 | 8.6281e-05 | 0.00010383 | 7.8796e-05 | 6.7184e-05 | 8.5842e-05 | 0.00010989 | 0.00014141 | 0.00014141
03/29 18:00:00 | 3 | 29 | 18 | 2106 | WE | 5.9591e-05 | 0.00022408 | 0.00022408 | 1.0462e-05 | 0.00010472 | -7.5459e-13 | 0.00011415 | 0.00051187 | 0.00051187 | 0.00015247 | -0.00046049 | 0.00066611 | 0.00022408 | 0.00025025 | 0.00013881 | 0.00026294 | 0.00013881 | 0.00011415 | 0 | 0.00011415 | 8.4215e-06 | 1.6398e-05 | 1.4769e-05 | 9.0754e-05 | 9.7535e-05 | 9.5439e-05 | -9.6658e-05 | -1.0746e-08 | -3.0847e-05 | -3.0847e-05 | 0.00011415 | 0.00011415 | 0.00011415 | 0.00011416 | 0.00011415 | 0.00011415 | 9.1034e-05 | 0.00010938 | 7.7366e-05 | 6.1008e-05 | 0 | 0.00011415 | 0.00011415 | 0.00011415 | 0.00011415 | 5.301e-05 | 7.3988e-05 | 7.8142e-05 | 8.0548e-05 | 8.6322e-05 | 0.0001015 | 7.7587e-05 | 6.6495e-05 | 8.5732e-05 | 0.00011055 | 0.00015797 | 0.00015797
03/29 19:00:00 | 3 | 29 | 19 | 2107 | WE | 0 | 0.00025953 | 0.00025953 | 0.001046 | 0.0002174 | -3.8268e-13 | 0.00011415 | 6.6678e-05 | 6.6678e-05 | 0.00021236 | -0.00024854 | 0.00060223 | 0.00025953 | 0.0003743 | 0.00014748 | 0.00028828 | 0.00014748 | 0.00011415 | 0.00011463 | 0.00011415 | 8.1492e-07 | 1.6398e-05 | 1.4769e-05 | 0.00010231 | 9.6114e-05 | 9.8029e-05 | -9.8814e-05 | -1.3911e-08 | -3.1536e-05 | -3.1536e-05 | 0.00011415 | 0.00011415 | 0.00011415 | 0.00011415 | 0.00011415 | 0.00011415 | 9.1034e-05 | 0.00010285 | 7.5103e-05 | 6.0927e-05 | 0.00011465 | 0.00011415 | 0.00011415 | 0.00011415 | 0.00011415 | 8.312e-06 | 4.6998e-05 | 6.728e-05 | 7.9025e-05 | 8.9317e-05 | 0.00010255 | 8.3194e-05 | 7.4217e-05 | 8.5666e-05 | 9.6265e-05 | 0.00018014 | 0.00018014
03/29 20:00:00 | 3 | 29 | 20 | 2108 | WE | 0 | 0.00025426 | 0.00025426 | 1.289e-05 | 0.00020846 | -2.8567e-13 | 0.00011415 | 0 | 0 | 0.00028587 | -0.00012268 | 0.00052398 | 0.00025426 | 0.00032941 | 0.0001514 | 0.00027833 | 0.0001514 | 0.00011415 | 0.00022925 | 0.00011415 | 0 | 1.6398e-05 | 1.4769e-05 | 0.00010143 | 9.3697e-05 | 9.6086e-05 | 0.00052426 | 0.0005752 | 0.00055895 | 0.00055895 | 0.00011415 | 0.00011415 | 0.00011415 | 0.00011416 | 0.00011415 | 0.00011415 | 9.1034e-05 | 9.0849e-05 | 6.9112e-05 | 5.8004e-05 | 0.00022929 | 0.00011415 | 0.00011415 | 0.00011415 | 0.00011415 | 2.6738e-06 | 3.7324e-05 | 6.1224e-05 | 7.5064e-05 | 9.2205e-05 | 0.00010216 | 8.7814e-05 | 8.116e-05 | 8.5537e-05 | 9.916e-05 | 0.00020127 | 0.00020127
03/29 21:00:00 | 3 | 29 | 21 | 2109 | WE | 0 | 0.00024994 | 0.00024994 | 1.1833e-05 | 0.00016856 | 0 | 0.00011415 | 0 | 0 | 0.00034305 | -7.6516e-05 | 0.00041086 | 0.00024994 | 0.0003167 | 0.00015248 | 0.00027768 | 0.00015248 | 0.00011415 | 0.00022925 | 0.00011415 | 0 | 1.6398e-05 | 1.4769e-05 | 9.6147e-05 | 7.7933e-05 | 8.3562e-05 | 0.00051305 | 0.00047843 | 0.00048948 | 0.00048948 | 0.00011415 | 0.00011415 | 0.00011415 | 0.00011416 | 0.00011415 | 0.00011415 | 9.1034e-05 | 7.192e-05 | 6.0961e-05 | 5.5362e-05 | 0.00022929 | 0.00011415 | 0.00011415 | 0.00011415 | 0.00011415 | 2.6738e-06 | 2.9495e-05 | 5.6187e-05 | 7.1643e-05 | 9.2271e-05 | 9.0915e-05 | 8.3757e-05 | 8.0436e-05 | 8.677e-05 | 0.00010097 | 0.00022761 | 0.00022761
03/29 22:00:00 | 3 | 29 | 22 | 2110 | WE | 0 | 0.00025154 | 0.00025154 | 1.049e-05 | 0.0001553 | 2.0697e-12 | 0.00011415 | 0 | 0 | 0.00034849 | -5.2232e-05 | 0.00023255 | 0.00025154 | 0.00032838 | 0.00014889 | 0.00028841 | 0.00014889 | 0.00011415 | 0.00022925 | 0.00011415 | 0 | 1.6398e-05 | 1.3975e-05 | 8.7703e-05 | 7.7261e-05 | 8.0488e-05 | 0.00046918 | 0.00049233 | 0.00048494 | 0.00048494 | 0.00011415 | 0.00011415 | 0.00011415 | 0.00011416 | 0.00011415 | 0.00011415 | 9.1034e-05 | 6.8193e-05 | 5.8822e-05 | 5.4034e-05 | 0.00022929 | 0.00011415 | 0.00011415 | 0.00011415 | 0.00011415 | 2.6738e-06 | 2.591e-05 | 5.3784e-05 | 6.9926e-05 | 9.2206e-05 | 8.9566e-05 | 8.3081e-05 | 8.0073e-05 | 8.6442e-05 | 0.00010185 | 0.00023671 | 0.00023671
03/29 23:00:00 | 3 | 29 | 23 | 2111 | WE | 0 | 0.00019886 | 0.00019886 | 6.2358e-06 | 9.0162e-05 | 7.9772e-13 | 0.00011415 | 0 | 0 | 0.00023959 | 0.0011754 | -0.0021018 | 0.00019886 | 0.0004736 | 0.00013992 | 0.00023066 | 0.00013992 | 0.00011415 | 0.00022925 | 0.00011415 | 0 | 1.6398e-05 | 1.3975e-05 | 0.0001172 | 7.7264e-05 | 8.9607e-05 | 0.00064166 | 0.00049843 | 0.00054413 | 0.00054413 | 0.00011415 | 0.00011415 | 0.00011415 | 0.00011416 | 0.00011415 | 0.00011415 | 9.1034e-05 | 6.8114e-05 | 5.8122e-05 | 5.3017e-05 | 0.00022929 | 0.00011415 | 0.00011415 | 0.00011415 | 0.00011415 | 2.6738e-06 | 2.5458e-05 | 5.2785e-05 | 6.8609e-05 | 9.2525e-05 | 8.955e-05 | 8.2885e-05 | 7.9794e-05 | 8.6272e-05 | 0.00010247 | 0.00024667 | 0.00024667
03/29 24:00:00 | 3 | 29 | 24 | 2112 | WE | 0 | 0.00017022 | 0.00017022 | 2.7672e-06 | 7.8428e-05 | -1.3906e-12 | 0.00011415 | 0 | 0 | 0.00013341 | 0.00065794 | -0.0059265 | 0.00017022 | 0.0002917 | 0.00012686 | 0.00019853 | 0.00012686 | 0.00011415 | 0.00022925 | 0.00011415 | 0 | 1.6398e-05 | 1.3975e-05 | 8.7703e-05 | 7.7262e-05 | 8.0489e-05 | 0.00047133 | 0.00049845 | 0.0004898 | 0.0004898 | 0.00011415 | 0.00011415 | 0.00011415 | 0.00011416 | 0.00011415 | 0.00011415 | 9.1034e-05 | 6.7729e-05 | 5.9644e-05 | 5.5513e-05 | 0.00022929 | 0.00011415 | 0.00011415 | 0.00011415 | 0.00011415 | 2.6738e-06 | 2.3262e-05 | 5.4025e-05 | 7.184e-05 | 9.2318e-05 | 8.9441e-05 | 8.3318e-05 | 8.0478e-05 | 8.6026e-05 | 0.00010302 | 0.00025708 | 0.00025708
03/30 01:00:00 | 3 | 30 | 1 | 2113 | WD | 0 | 0.00012135 | 0.00012135 | 1.1077e-06 | 7.5488e-05 | 0.00025245 | 0.00011415 | 0 | 0 | 5.4452e-05 | 0.00043904 | -0.005665 | 0.00012135 | 8.1073e-05 | 9.19e-05 | 0.00013846 | 9.19e-05 | 0.00011415 | 0.00022925 | 0.00011415 | 0 | 6.5591e-05 | 0.0001118 | 8.4975e-05 | 7.7261e-05 | 7.9645e-05 | 0.0004939 | 0.00049845 | 0.000497 | 0.000497 | 0.00011415 | 0.00011415 | 0.00011415 | 0.00011416 | 0.00011415 | 0.00011415 | 3.6463e-05 | 6.7924e-05 | 5.8637e-05 | 5.3892e-05 | 0.00022929 | 0.00011415 | 0.00011415 | 0.00011415 | 0.00011415 | 1.2032e-06 | 2.437e-05 | 5.3103e-05 | 6.9742e-05 | 6.7456e-05 | 8.9584e-05 | 8.306e-05 | 8.0034e-05 | 9.1685e-05 | 0.00010348 | 0.0002698 | 0.0002698
03/30 02:00:00 | 3 | 30 | 2 | 2114 | WD | 0 | 0.00015163 | 0.00015163 | 0.00097327 | 7.464e-05 | 0.00023244 | 0.00011415 | 0 | 0 | 2.1781e-05 | 0.00043773 | -0.0056586 | 0.00015163 | 0.00016426 | 8.5656e-05 | 0.000183 | 8.5656e-05 | 0.00011415 | 0.00022925 | 0.00011415 | 0 | 6.5591e-05 | 0.0001118 | 8.5761e-05 | 7.7256e-05 | 7.9884e-05 | 0.00051085 | 0.00049843 | 0.00050239 | 0.00050239 | 0.00011415 | 0.00011415 | 0.00011415 | 0.00011416 | 0.00011415 | 0.00011415 | 3.6473e-05 | 6.819e-05 | 6.0618e-05 | 5.6748e-05 | 0.00022929 | 0.00011415 | 0.00011415 | 0.00011415 | 0.00011415 | 1.23e-06 | 2.5894e-05 | 5.6002e-05 | 7.3438e-05 | 6.6173e-05 | 8.9668e-05 | 8.3621e-05 | 8.0816e-05 | 9.1353e-05 | 0.00010385 | 0.00028222 | 0.00028222
03/30 03:00:00 | 3 | 30 | 3 | 2115 | WD | 0 | 0.00016369 | 0.00016369 | 3.8252e-07 | 0 | 0.00022975 | 0.00011415 | 0 | 0 | 2.1781e-05 | 0.00043847 | -0.0050905 | 0.00016369 | 0.0002224 | 8.3946e-05 | 0.00021179 | 8.3946e-05 | 0.00011415 | 0.00022925 | 0.00011415 | 0 | 6.5591e-05 | 0.0001118 | 8.673e-05 | 7.7236e-05 | 8.017e-05 | 0.00051833 | 0.00049834 | 0.00050472 | 0.00050472 | 0.00011415 | 0.00011415 | 0.00011415 | 0.00011416 | 0.00011415 | 0.00011415 | 4.5596e-05 | 6.8975e-05 | 6.1912e-05 | 5.8304e-05 | 0.00022929 | 0.00011415 | 0.00011415 | 0.00011415 | 0.00011415 | 1.5508e-06 | 3.0373e-05 | 5.892e-05 | 7.5451e-05 | 7.1606e-05 | 8.9902e-05 | 8.3986e-05 | 8.1242e-05 | 9.1233e-05 | 0.00010414 | 0.00028896 | 0.00028896
03/30 04:00:00 | 3 | 30 | 4 | 2116 | WD | 0 | 0.0001854 | 0.0001854 | -0.00097014 | 7.4397e-05 | 0.00022651 | 0.00011415 | 0 | 0 | 2.1781e-05 | 0.00041182 | -0.0020915 | 0.0001854 | 0.00025791 | 8.2211e-05 | 0.00023183 | 8.2211e-05 | 0.00011415 | 0.00022925 | 0.00011415 | 0 | 6.5591e-05 | 0.0001118 | 9.9442e-05 | 7.7227e-05 | 8.4092e-05 | 0.00059422 | 0.00049831 | 0.00052891 | 0.00052891 | 0.00011415 | 0.00011415 | 0.00011415 | 0.00011416 | 0.00011415 | 0.00011415 | 5.4768e-05 | 7.0282e-05 | 7.6832e-05 | 8.0178e-05 | 0.00022929 | 0.00011415 | 0.00011415 | 0.00011415 | 0.00011415 | 2.0054e-06 | 3.7834e-05 | 7.9583e-05 | 0.00010376 | 7.7183e-05 | 9.0295e-05 | 8.8221e-05 | 8.7258e-05 | 9.1233e-05 | 0.00010434 | 0.00027737 | 0.00027737
03/30 05:00:00 | 3 | 30 | 5 | 2117 | WD | 0 | 0.00018825 | 0.00018825 | 0.00097448 | 7.5091e-05 | 0.00021796 | 0.00011415 | 0 | 0 | 6.5342e-05 | 0.00038654 | 0.00099083 | 0.00018825 | 0.00026487 | 8.1198e-05 | 0.00023373 | 8.1198e-05 | 0.00011415 | 0.00022925 | 0.00011415 | 0 | 6.5591e-05 | 0.0001118 | 0.00010243 | 8.1257e-05 | 8.78e-05 | 0.00061303 | 0.00052303 | 0.00055174 | 0.00055174 | 0.00011415 | 0.00011415 | 0.00011415 | 0.00011416 | 0.00011415 | 0.00011415 | 9.1181e-05 | 9.299e-05 | 0.0001022 | 0.0001069 | 0.00022929 | 0.00011415 | 0.00011415 | 0.00011415 | 0.00011415 | 3.0749e-06 | 6.2531e-05 | 0.00011054 | 0.00013835 | 9.6069e-05 | 9.8565e-05 | 9.5853e-05 | 9.4595e-05 | 9.1488e-05 | 0.00010435 | 0.00026059 | 0.00026059
03/30 06:00:00 | 3 | 30 | 6 | 2118 | WD | 0 | 0.0001963 | 0.0001963 | 1.8601e-06 | 7.8041e-05 | -1.5577e-12 | 0.00011415 | 0 | 0 | 0.00013613 | 0.0003827 | 0.0030678 | 0.0001963 | 0.00027553 | 8.7512e-05 | 0.00023971 | 8.7512e-05 | 0.00011415 | 0.00022925 | 0.00011415 | 0 | 6.5591e-05 | 0.0001126 | 0.00010744 | 8.6973e-05 | 9.3298e-05 | 0.00062724 | 0.00054006 | 0.00056788 | 0.00056788 | 0.00011415 | 0.00011415 | 0.00011415 | 0.00011416 | 0.00011415 | 0.00011415 | 0.00012828 | 0.00012421 | 0.00013044 | 0.00013363 | 0.00022929 | 0.00011415 | 0.00011415 | 0.00011415 | 0.00011415 | 6.0161e-06 | 9.1597e-05 | 0.0001431 | 0.00017293 | 0.00011569 | 0.00011199 | 0.00010511 | 0.00010192 | 8.8556e-05 | 0.00012664 | 0.00090585 | 0.00090585
03/30 07:00:00 | 3 | 30 | 7 | 2119 | WD | 3.759e-05 | 0.00021803 | 0.00021803 | -0.00045118 | 0.00016852 | 7.5464e-14 | 0.00011415 | 0.00016923 | 0.00016923 | 0.00015247 | -0.00085386 | 0.0034861 | 0.00021803 | -0.00013339 | 9.9871e-05 | 0.00025601 | 9.9871e-05 | 0.00011415 | 0 | 0.00011415 | 1.5512e-05 | 6.5591e-05 | 0.0001126 | 0.000106 | 0.00010171 | 0.00010304 | 0.00061437 | 0.00062448 | 0.00062125 | 0.00062125 | 0.00011415 | 0.00011415 | 0.00011415 | 0.00011416 | 0.00011415 | 0.00011415 | 0.000149 | 0.00014101 | 0.00018919 | 0.00021381 | 0 | 0.00011415 | 0.00011415 | 0.00011415 | 0.00011415 | 4.1801e-05 | 0.00012548 | 0.00013522 | 0.00014086 | 0.00012196 | 0.00011442 | 0.00011694 | 0.00011811 | 8.8651e-05 | 0.00012155 | 0.001028 | 0.001028
03/30 08:00:00 | 3 | 30 | 8 | 2120 | WD | 0.00015777 | 0.00020141 | 0.00020141 | 0.00048624 | 0.00017367 | 4.7973e-13 | 0.00011415 | 0.00054987 | 0.00054987 | 0.00013613 | -0.00046326 | 0.0032638 | 0.00020141 | 3.489e-05 | 0.00011103 | 0.00023009 | 0.00011103 | 0.00011415 | 0 | 0.00011415 | 0.00014113 | 0.00016398 | 0.0001685 | 0.00010955 | 0.00010401 | 0.00010572 | 0.00063493 | 0.00063857 | 0.00063741 | 0.00063741 | 0.00011415 | 0.00011415 | 0.00011415 | 0.00011416 | 0.00011415 | 0.00011415 | 0.00016895 | 0.00015337 | 0.00019337 | 0.00021381 | 0 | 0.00011415 | 0.00011415 | 0.00011415 | 0.00011415 | 0.00015711 | 0.00018081 | 0.00016011 | 0.00014812 | 0.0001368 | 0.0001194 | 0.00014507 | 0.00015697 | 8.7797e-05 | 0.00011844 | 0.00082318 | 0.00082318
03/30 09:00:00 | 3 | 30 | 9 | 2121 | WD | 0.00025255 | 0.00020585 | 0.00020585 | 1.314e-05 | 0.000254 | 1.5523e-12 | 0.00011415 | 0.0004012 | 0.0004012 | 5.9897e-05 | -0.00022543 | 0.0028459 | 0.00020585 | 0.00020369 | 0.00011108 | 0.00022826 | 0.00011108 | 0.00011415 | 0 | 0.00011415 | 0.00042124 | 0.00029516 | 0.0002244 | 0.00011295 | 0.00010398 | 0.00010675 | -9.6957e-06 | 2.5683e-08 | -3.076e-06 | -3.076e-06 | 0.00011415 | 0.00011415 | 0.00011415 | 0.00011416 | 0.00011415 | 0.00011415 | 0.0001871 | 0.00015456 | 0.00019377 | 0.00021381 | 0 | 0.00011415 | 0.00011415 | 0.00011415 | 0.00011415 | 0.00027739 | 0.00023325 | 0.00018326 | 0.0001543 | 0.00014734 | 0.00012001 | 0.00015026 | 0.00016428 | 8.7717e-05 | 0.00011585 | 0.00067389 | 0.00067389
03/30 10:00:00 | 3 | 30 | 10 | 2122 | WD | 0.00032844 | 0.0002159 | 0.0002159 | 1.8374e-05 | 0.00017897 | 0.00021486 | 0.00011415 | 0.00030594 | 0.00030594 | 4.0839e-05 | -0.00014549 | 0.0024315 | 0.0002159 | 0.00032365 | 0.00011156 | 0.00025478 | 0.00011156 | 0.00011415 | 0 | 0.00011415 | 0.00047113 | 0.00029516 | 0.0002244 | 0.00011356 | 0.00010392 | 0.0001069 | -9.1147e-06 | 1.7518e-08 | -2.8962e-06 | -2.8962e-06 | 0.00011415 | 0.00011415 | 0.00011415 | 0.00011416 | 0.00011415 | 0.00011415 | 0.00018706 | 0.00015413 | 0.00019363 | 0.00021381 | 0 | 0.00011415 | 0.00011415 | 0.00011415 | 0.00011415 | 0.00037117 | 0.00024653 | 0.00019127 | 0.00015927 | 0.00014858 | 0.00011983 | 0.00014923 | 0.00016286 | 8.7608e-05 | 0.00011395 | 0.00057399 | 0.00057399
03/30 11:00:00 | 3 | 30 | 11 | 2123 | WD | 0.00039484 | 0.00016256 | 0.00016256 | 9.924e-06 | 0.00016827 | 0.00021991 | 0.00011415 | 0 | 0 | 4.0839e-05 | 0.0012156 | 0.0020982 | 0.00016256 | 0.00041527 | 0.00011463 | 0.00017982 | 0.00011463 | 0.00011415 | 0 | 0.00011415 | 0.00047113 | 0.00029516 | 0.0002244 | 0.00014266 | 0.00010376 | 0.00011578 | -8.3875e-06 | 7.1842e-09 | -2.6712e-06 | -2.6712e-06 | 0.00011415 | 0.00011415 | 0.00011415 | 0.00011416 | 0.00011415 | 0.00011415 | 0.000187 | 0.00015348 | 0.00019341 | 0.00021381 | 0 | 0.00011415 | 0.00011415 | 0.00011415 | 0.00011415 | 0.00044393 | 0.00024632 | 0.0001938 | 0.00016338 | 0.00014874 | 0.00011955 | 0.00015077 | 0.00016525 | 8.755e-05 | 0.00011241 | 0.00050216 | 0.00050216
03/30 12:00:00 | 3 | 30 | 12 | 2124 | WD | 0.00043042 | 0.00015067 | 0.00015067 | 0.0010225 | 0.0001648 | 0.00021998 | 0.00011415 | 0 | 0 | 4.0839e-05 | 0.00069731 | 0.0018514 | 0.00015067 | 0.00031407 | 0.00011458 | 0.00016343 | 0.00011458 | 0.00011415 | 0 | 0.00011415 | 0.00047113 | 0.00029516 | 0.0002244 | 0.00011442 | 0.00010408 | 0.00010727 | -7.1824e-06 | 1.9327e-09 | -2.2903e-06 | -2.2903e-06 | 0.00011415 | 0.00011415 | 0.00011415 | 0.00011416 | 0.00011415 | 0.00011415 | 0.00018694 | 0.0001532 | 0.00019331 | 0.00021381 | 0 | 0.00011415 | 0.00011415 | 0.00011415 | 0.00011415 | 0.00048351 | 0.00024586 | 0.00023802 | 0.00023347 | 0.00014836 | 0.00011956 | 0.0001544 | 0.00017056 | 8.7566e-05 | 0.00011114 | 0.00043527 | 0.00043527
03/30 13:00:00 | 3 | 30 | 13 | 2125 | WD | 0.00042808 | 0.00012923 | 0.00012923 | 7.318e-06 | 8.1095e-05 | 0.00021627 | 0.00011415 | 0 | 0 | 4.0839e-05 | 0.00047903 | 0.0016659 | 0.00012923 | 0.00025708 | 0.00011115 | 0.00014625 | 0.00011115 | 0.00011415 | 0 | 0.00011415 | 0.00047113 | 0.00029516 | 0.0002244 | 0.00011632 | 0.0001087 | 0.00011106 | -6.0593e-06 | 6.1765e-09 | -1.9291e-06 | -1.9291e-06 | 0.00011415 | 0.00011415 | 0.00011415 | 0.00011416 | 0.00011415 | 0.00011415 | 0.00018653 | 0.00015279 | 0.00019317 | 0.00021381 | 0 | 0.00011415 | 0.00011415 | 0.00011415 | 0.00011415 | 0.00048791 | 0.00024525 | 0.00023801 | 0.00023382 | 0.00014664 | 0.00012105 | 0.000153 | 0.00016782 | 8.758e-05 | 0.00011014 | 0.00036688 | 0.00036688
03/30 14:00:00 | 3 | 30 | 14 | 2126 | WD | 0.00039428 | 0.00012972 | 0.00012972 | -0.00099977 | 0.00016056 | 0.00022375 | 0.00011415 | 0 | 0 | 4.0839e-05 | 0.00038414 | 0.0015147 | 0.00012972 | 0.00022518 | 0.00011051 | 0.0001351 | 0.00011051 | 0.00011415 | 0 | 0.00011415 | 0.00047113 | 0.00029516 | 0.0002244 | 0.00011677 | 0.00010857 | 0.00011111 | -5.5602e-06 | 7.5927e-09 | -1.7689e-06 | -1.7689e-06 | 0.00011415 | 0.00011415 | 0.00011415 | 0.00011416 | 0.00011415 | 0.00011415 | 0.00018548 | 0.00015218 | 0.00019297 | 0.00021381 | 0 | 0.00011415 | 0.00011415 | 0.00011415 | 0.00011415 | 0.00046122 | 0.00024314 | 0.00023643 | 0.00023254 | 0.00014593 | 0.0001208 | 0.00015067 | 0.00016452 | 8.7574e-05 | 0.00010946 | 0.00031514 | 0.00031514
03/30 15:00:00 | 3 | 30 | 15 | 2127 | WD | 0.00032813 | 0.00010998 | 0.00010998 | 0.0010042 | 7.9451e-05 | 0.00023635 | 0.00011415 | 0 | 0 | 4.0839e-05 | 0.00032817 | 0.0013727 | 0.00010998 | 0.0001918 | 0.00010956 | 0.00011944 | 0.00010956 | 0.00011415 | 0 | 0.00011415 | 0.00047113 | 0.00029516 | 0.0002244 | 0.0001143 | 0.00010501 | 0.00010788 | -5.2678e-06 | 1.0666e-08 | -1.6735e-06 | -1.6735e-06 | 0.00011415 | 0.00011415 | 0.00011415 | 0.00011416 | 0.00011415 | 0.00011415 | 0.00016661 | 0.00015069 | 0.00019246 | 0.00021381 | 0 | 0.00011415 | 0.00011415 | 0.00011415 | 0.00011415 | 0.00036042 | 0.00023592 | 0.00018882 | 0.00016154 | 0.00013406 | 0.00011909 | 0.0001503 | 0.00016478 | 8.7599e-05 | 0.00010883 | 0.00026651 | 0.00026651
03/30 16:00:00 | 3 | 30 | 16 | 2128 | WD | 0.00024572 | 0.00012061 | 0.00012061 | -0.00015348 | 0.00015886 | 0.00024949 | 0.00011415 | 0 | 0 | 4.0839e-05 | 0.00032333 | 0.0012626 | 0.00012061 | 0.00018563 | 0.00011092 | 0.00012074 | 0.00011092 | 0.00011415 | 0 | 0.00011415 | 0.00045699 | 0.00029516 | 0.0002244 | 0.00010635 | 0.00010452 | 0.00010509 | -5.2052e-06 | 6.4673e-09 | -1.6564e-06 | -1.6564e-06 | 0.00011415 | 0.00011415 | 0.00011415 | 0.00011416 | 0.00011415 | 0.00011415 | 0.00014779 | 0.00014413 | 0.00015206 | 0.00015611 | 0 | 0.00011415 | 0.00011415 | 0.00011415 | 0.00011415 | 0.00025124 | 0.00021049 | 0.00014963 | 0.00011439 | 0.0001229 | 0.00011694 | 0.00014067 | 0.00015169 | 8.7643e-05 | 0.00010882 | 0.00026493 | 0.00026493
03/30 17:00:00 | 3 | 30 | 17 | 2129 | WD | 0.00015848 | 0.00013988 | 0.00013988 | 0.00016421 | 8.0207e-05 | -2.0051e-12 | 0.00011415 | 0.00077681 | 0.00077681 | 7.0788e-05 | -0.00092082 | 0.0011827 | 0.00013988 | -2.6943e-05 | 0.00012 | 0.00015387 | 0.00012 | 0.00011415 | 0 | 0.00011415 | 0.00032042 | 0.00029516 | 0.0002244 | 0.00010435 | 0.00010409 | 0.00010417 | -4.6578e-06 | 1.892e-08 | -1.4732e-06 | -1.4732e-06 | 0.00011415 | 0.00011415 | 0.00011415 | 0.00011416 | 0.00011415 | 0.00011415 | 0.00012914 | 0.00013924 | 0.00012923 | 0.00012411 | 0 | 0.00011415 | 0.00011415 | 0.00011415 | 0.00011415 | 0.00015049 | 0.00015742 | 0.00011328 | 8.7715e-05 | 0.00011317 | 0.00011532 | 0.00013228 | 0.00014014 | 8.7645e-05 | 0.00010948 | 0.00031014 | 0.00031014
03/30 18:00:00 | 3 | 30 | 18 | 2130 | WD | 5.8258e-05 | 0.00017681 | 0.00017681 | 9.1219e-06 | 0.00016362 | -7.5459e-13 | 0.00011415 | 0.00051681 | 0.00051681 | 0.00015247 | -0.00045374 | 0.0011139 | 0.00017681 | 0.00017339 | 0.00013406 | 0.00018777 | 0.00013406 | 0.00011415 | 0 | 0.00011415 | 3.4011e-05 | 6.5591e-05 | 0.0001126 | 0.0001034 | 0.00010139 | 0.00010201 | -4.263e-06 | 1.4025e-08 | -1.3506e-06 | -1.3506e-06 | 0.00011415 | 0.00011415 | 0.00011415 | 0.00011416 | 0.00011415 | 0.00011415 | 0.00012867 | 0.00012819 | 0.00011249 | 0.00010446 | 0 | 0.00011415 | 0.00011415 | 0.00011415 | 0.00011415 | 7.6527e-05 | 0.00010467 | 8.3158e-05 | 7.0701e-05 | 0.00011159 | 0.0001109 | 0.00010598 | 0.0001037 | 8.7577e-05 | 0.00011057 | 0.0004059 | 0.0004059
03/30 19:00:00 | 3 | 30 | 19 | 2131 | WD | 0 | 0.00021083 | 0.00021083 | 1.1398e-05 | 0.00016687 | -3.8268e-13 | 0.00011415 | 7.3907e-05 | 7.3907e-05 | 0.00021236 | -0.00024788 | 0.001011 | 0.00021083 | 0.00030693 | 0.00014271 | 0.00022759 | 0.00014271 | 0.00011415 | 0.00011463 | 0.00011415 | 3.6131e-06 | 6.5591e-05 | 0.0001126 | 0.00011188 | 9.9317e-05 | 0.0001032 | -4.0074e-06 | 2.1452e-09 | -1.2771e-06 | -1.2771e-06 | 0.00011415 | 0.00011415 | 0.00011415 | 0.00011416 | 0.00011415 | 0.00011415 | 0.00011028 | 0.00012056 | 0.000101 | 9.1006e-05 | 0.00011465 | 0.00011415 | 0.00011415 | 0.00011415 | 0.00011415 | 1.1478e-05 | 7.2779e-05 | 6.4189e-05 | 5.9214e-05 | 0.00010506 | 0.00011194 | 0.00010756 | 0.00010552 | 8.7499e-05 | 0.00011196 | 0.00047405 | 0.00047405
03/30 20:00:00 | 3 | 30 | 20 | 2132 | WD | 0 | 0.00019715 | 0.00019715 | 1.1718e-05 | 0.00016757 | -2.8565e-13 | 0.00011415 | 0 | 0 | 0.00028587 | -0.0001234 | 0.00087973 | 0.00019715 | 0.00024657 | 0.00014653 | 0.00020421 | 0.00014653 | 0.00011415 | 0.00022925 | 0.00011415 | 0 | 6.5591e-05 | 0.0001126 | 0.00011029 | 9.61e-05 | 0.00010049 | -3.8084e-06 | -1.8839e-08 | -1.2279e-06 | -1.2279e-06 | 0.00011415 | 0.00011415 | 0.00011415 | 0.00011416 | 0.00011415 | 0.00011415 | 0.00010984 | 0.00010476 | 8.6009e-05 | 7.6429e-05 | 0.00022929 | 0.00011415 | 0.00011415 | 0.00011415 | 0.00011415 | 4.8306e-06 | 5.9917e-05 | 8.4608e-05 | 9.8906e-05 | 0.00010634 | 0.00010996 | 0.00010449 | 0.00010196 | 8.7422e-05 | 0.0001129 | 0.00056413 | 0.00056413
03/30 21:00:00 | 3 | 30 | 21 | 2133 | WD | 0 | 0.00019528 | 0.00019528 | 1.0431e-05 | 0.0001655 | 0 | 0.00011415 | 0 | 0 | 0.00034305 | -7.6516e-05 | 0.00070613 | 0.00019528 | 0.00023168 | 0.00014762 | 0.00020135 | 0.00014762 | 0.00011415 | 0.00022925 | 0.00011415 | 0 | 6.5591e-05 | 0.0001126 | 0.00010413 | 8.188e-05 | 8.8758e-05 | 1.7056e-05 | -1.1732e-08 | 5.434e-06 | 5.434e-06 | 0.00011415 | 0.00011415 | 0.00011415 | 0.00011415 | 0.00011415 | 0.00011415 | 0.00010924 | 9.2279e-05 | 7.4921e-05 | 6.6052e-05 | 0.00022929 | 0.00011415 | 0.00011415 | 0.00011415 | 0.00011415 | 3.2016e-06 | 4.5412e-05 | 7.0785e-05 | 8.5478e-05 | 0.00010459 | 9.8781e-05 | 9.8247e-05 | 9.7999e-05 | 8.9381e-05 | 9.6574e-05 | 0.00060644 | 0.00060644
03/30 22:00:00 | 3 | 30 | 22 | 2134 | WD | 0 | 0.00017955 | 0.00017955 | 0.0010186 | 8.1469e-05 | 2.0698e-12 | 0.00011415 | 0 | 0 | 0.00034849 | -5.373e-05 | 0.0004581 | 0.00017955 | 0.00022503 | 0.00014405 | 0.00019808 | 0.00014405 | 0.00011415 | 0.00022925 | 0.00011415 | 0 | 6.5591e-05 | 0.0001118 | 9.5206e-05 | 7.7347e-05 | 8.2866e-05 | 2.533e-05 | 2.5582e-05 | 2.5502e-05 | 2.5502e-05 | 0.00011415 | 0.00011415 | 0.00011415 | 0.00011416 | 0.00011415 | 0.00011415 | 0.00010883 | 6.9436e-05 | 6.3877e-05 | 6.1037e-05 | 0.00022929 | 0.00011415 | 0.00011415 | 0.00011415 | 0.00011415 | 2.0797e-06 | 3.3003e-05 | 6.2124e-05 | 7.8988e-05 | 0.00010299 | 9.0002e-05 | 9.0003e-05 | 9.0004e-05 | 8.9563e-05 | 9.8541e-05 | 2.9376e-05 | 2.9376e-05
03/30 23:00:00 | 3 | 30 | 23 | 2135 | WD | 0 | 0.00016681 | 0.00016681 | 7.4097e-06 | 0.00015875 | 7.9772e-13 | 0.00011415 | 0 | 0 | 0.00023959 | 0.0011435 | -0.0018229 | 0.00016681 | 0.0004024 | 0.00013614 | 0.00017549 | 0.00013614 | 0.00011415 | 0.00022925 | 0.00011415 | 0 | 6.5591e-05 | 0.0001118 | 0.00012357 | 7.7361e-05 | 9.1641e-05 | 0.0007428 | 0.00049886 | 0.00057669 | 0.00057669 | 0.00011415 | 0.00011415 | 0.00011415 | 0.00011416 | 0.00011415 | 0.00011415 | 9.9691e-05 | 6.8344e-05 | 6.1493e-05 | 5.7992e-05 | 0.00022929 | 0.00011415 | 0.00011415 | 0.00011415 | 0.00011415 | 1.729e-06 | 2.6771e-05 | 5.7344e-05 | 7.5048e-05 | 9.7909e-05 | 8.97e-05 | 8.9389e-05 | 8.9245e-05 | 8.9604e-05 | 0.00010045 | 3.624e-05 | 3.624e-05
03/30 24:00:00 | 3 | 30 | 24 | 2136 | WD | 0 | 0.00013043 | 0.00013043 | 2.2569e-06 | 7.7557e-05 | -1.3906e-12 | 0.00011415 | 0 | 0 | 0.00013341 | 0.00058533 | -0.0045336 | 0.00013043 | 0.00022122 | 0.00012638 | 0.00014212 | 0.00012638 | 0.00011415 | 0.00022925 | 0.00011415 | 0 | 6.5591e-05 | 0.0001118 | 8.8496e-05 | 7.7372e-05 | 8.081e-05 | 0.00053837 | 0.00049893 | 0.00051152 | 0.00051152 | 0.00011415 | 0.00011415 | 0.00011415 | 0.00011416 | 0.00011415 | 0.00011415 | 4.5468e-05 | 6.8027e-05 | 5.8924e-05 | 5.4272e-05 | 0.00022929 | 0.00011415 | 0.00011415 | 0.00011415 | 0.00011415 | 1.2032e-06 | 2.496e-05 | 5.3631e-05 | 7.0234e-05 | 7.2282e-05 | 8.962e-05 | 8.3436e-05 | 8.0567e-05 | 8.9987e-05 | 0.00010131 | 6.2044e-05 | 6.2044e-05
03/31 01:00:00 | 3 | 31 | 1 | 2137 | WD | 0 | 8.6169e-05 | 8.6169e-05 | 9.0641e-07 | 7.5462e-05 | 0.00025245 | 0.00011415 | 0 | 0 | 5.4452e-05 | 0.00037664 | -0.0057913 | 8.6169e-05 | 3.6679e-05 | 9.19e-05 | 8.8383e-05 | 9.19e-05 | 0.00011415 | 0.00022925 | 0.00011415 | 0 | 6.5591e-05 | 0.0001118 | 8.7463e-05 | 7.7403e-05 | 8.0512e-05 | 0.00053206 | 0.00049907 | 0.0005096 | 0.0005096 | 0.00011415 | 0.00011415 | 0.00011415 | 0.00011416 | 0.00011415 | 0.00011415 | 3.6463e-05 | 6.7924e-05 | 5.8637e-05 | 5.3892e-05 | 0.00022929 | 0.00011415 | 0.00011415 | 0.00011415 | 0.00011415 | 1.2032e-06 | 2.437e-05 | 5.3103e-05 | 6.9742e-05 | 6.6993e-05 | 8.9606e-05 | 8.3319e-05 | 8.0402e-05 | 9.0147e-05 | 0.00010185 | 8.4029e-05 | 8.4029e-05
03/31 02:00:00 | 3 | 31 | 2 | 2138 | WD | 0 | 0.00010824 | 0.00010824 | -0.00097283 | 0 | 0.00023244 | 0.00011415 | 0 | 0 | 2.1781e-05 | 0.00041826 | -0.0050817 | 0.00010824 | 0.00011408 | 8.5656e-05 | 0.0001325 | 8.5656e-05 | 0.00011415 | 0.00022925 | 0.00011415 | 0 | 6.5591e-05 | 0.0001118 | 8.7379e-05 | 7.741e-05 | 8.0491e-05 | 0.00053221 | 0.0004991 | 0.00050967 | 0.00050967 | 0.00011415 | 0.00011415 | 0.00011415 | 0.00011416 | 0.00011415 | 0.00011415 | 3.6473e-05 | 6.819e-05 | 6.0618e-05 | 5.6748e-05 | 0.00022929 | 0.00011415 | 0.00011415 | 0.00011415 | 0.00011415 | 1.23e-06 | 2.5894e-05 | 5.6002e-05 | 7.3438e-05 | 6.5752e-05 | 8.9697e-05 | 8.3869e-05 | 8.1166e-05 | 9.0263e-05 | 0.00010237 | 0.00011057 | 0.00011057
03/31 03:00:00 | 3 | 31 | 3 | 2139 | WD | 0 | 0.00013682 | 0.00013682 | 0.00097077 | 7.4346e-05 | 0.00022975 | 0.00011415 | 0 | 0 | 2.1781e-05 | 0.00042752 | -0.0052008 | 0.00013682 | 0.00017474 | 8.3946e-05 | 0.00016232 | 8.3946e-05 | 0.00011415 | 0.00022925 | 0.00011415 | 0 | 6.5591e-05 | 0.0001118 | 8.8219e-05 | 7.74e-05 | 8.0744e-05 | 0.00053814 | 0.00049906 | 0.00051153 | 0.00051153 | 0.00011415 | 0.00011415 | 0.00011415 | 0.00011416 | 0.00011415 | 0.00011415 | 4.5596e-05 | 6.8975e-05 | 6.1912e-05 | 5.8304e-05 | 0.00022929 | 0.00011415 | 0.00011415 | 0.00011415 | 0.00011415 | 1.5508e-06 | 3.0373e-05 | 5.892e-05 | 7.5451e-05 | 7.1182e-05 | 8.9935e-05 | 8.4219e-05 | 8.1567e-05 | 9.0182e-05 | 0.00010277 | 0.00012671 | 0.00012671
03/31 04:00:00 | 3 | 31 | 4 | 2140 | WD | 0 | 0.00014757 | 0.00014757 | 2.2124e-07 | 2.939e-05 | 0.00022651 | 0.00011415 | 0 | 0 | 2.1781e-05 | 0.00039709 | -0.0021784 | 0.00014757 | 0.00020912 | 8.2211e-05 | 0.00018478 | 8.2211e-05 | 0.00011415 | 0.00022925 | 0.00011415 | 0 | 6.5591e-05 | 0.0001118 | 0.00014775 | 7.74e-05 | 9.9141e-05 | 0.0008866 | 0.00049906 | 0.00062271 | 0.00062271 | 0.00011415 | 0.00011415 | 0.00011415 | 0.00011416 | 0.00011415 | 0.00011415 | 5.4768e-05 | 7.0282e-05 | 7.6832e-05 | 8.0178e-05 | 0.00022929 | 0.00011415 | 0.00011415 | 0.00011415 | 0.00011415 | 2.0054e-06 | 3.7834e-05 | 7.9583e-05 | 0.00010376 | 7.7236e-05 | 9.0334e-05 | 8.8784e-05 | 8.8065e-05 | 9.0074e-05 | 0.0001031 | 0.00012623 | 0.00012623
03/31 05:00:00 | 3 | 31 | 5 | 2141 | WD | 0 | 0.00015277 | 0.00015277 | 0 | 4.5415e-05 | 0.00021796 | 0.00011415 | 0 | 0 | 6.5342e-05 | 0.00037055 | 0.00091974 | 0.00015277 | 0.00022019 | 8.1198e-05 | 0.0001877 | 8.1198e-05 | 0.00011415 | 0.00022925 | 0.00011415 | 0 | 6.5591e-05 | 0.0001118 | 0.00014127 | 8.1398e-05 | 9.9901e-05 | 0.00085153 | 0.00052364 | 0.00062825 | 0.00062825 | 0.00011415 | 0.00011415 | 0.00011415 | 0.00011416 | 0.00011415 | 0.00011415 | 9.1181e-05 | 9.299e-05 | 0.0001022 | 0.0001069 | 0.00022929 | 0.00011415 | 0.00011415 | 0.00011415 | 0.00011415 | 3.0749e-06 | 6.2531e-05 | 0.00011054 | 0.00013835 | 9.596e-05 | 9.8593e-05 | 9.6665e-05 | 9.5771e-05 | 8.9697e-05 | 0.00010318 | 0.00011473 | 0.00011473
03/31 06:00:00 | 3 | 31 | 6 | 2142 | WD | 0 | 0.00016353 | 0.00016353 | -0.00027472 | 7.8022e-05 | -1.5577e-12 | 0.00011415 | 0 | 0 | 0.00013613 | 0.00036328 | 0.0029175 | 0.00016353 | 0.00022739 | 8.7512e-05 | 0.00019307 | 8.7512e-05 | 0.00011415 | 0.00022925 | 0.00011415 | 0 | 6.5591e-05 | 0.0001126 | 0.00012741 | 8.7119e-05 | 9.9569e-05 | 0.00075404 | 0.0005409 | 0.0006089 | 0.0006089 | 0.00011415 | 0.00011415 | 0.00011415 | 0.00011416 | 0.00011415 | 0.00011415 | 0.00012828 | 0.00012421 | 0.00013044 | 0.00013363 | 0.00022929 | 0.00011415 | 0.00011415 | 0.00011415 | 0.00011415 | 6.0161e-06 | 9.1597e-05 | 0.0001431 | 0.00017293 | 0.00011523 | 0.00011203 | 0.00010634 | 0.00010369 | 8.5392e-05 | 0.00012625 | 0.00061555 | 0.00061555
03/31 07:00:00 | 3 | 31 | 7 | 2143 | WD | 5.0287e-05 | 0.00018458 | 0.00018458 | 0.00030026 | 0.00016856 | 7.5464e-14 | 0.00011415 | 0.00017891 | 0.00017891 | 0.00015247 | -0.00082308 | 0.0033525 | 0.00018458 | -7.4908e-05 | 9.9871e-05 | 0.00020838 | 9.9871e-05 | 0.00011415 | 0 | 0.00011415 | 1.64e-05 | 6.5591e-05 | 0.0001126 | 0.00010723 | 0.00010195 | 0.00010358 | 0.00063107 | 0.00062595 | 0.00062758 | 0.00062758 | 0.00011415 | 0.00011415 | 0.00011415 | 0.00011416 | 0.00011415 | 0.00011415 | 0.000149 | 0.00014097 | 0.00018918 | 0.00021381 | 0 | 0.00011415 | 0.00011415 | 0.00011415 | 0.00011415 | 4.3732e-05 | 0.00012606 | 0.00013552 | 0.000141 | 0.00012149 | 0.00011446 | 0.00011695 | 0.00011811 | 8.6698e-05 | 0.00011949 | 0.00063257 | 0.00063257
03/31 08:00:00 | 3 | 31 | 8 | 2144 | WD | 0.00015747 | 0.00017581 | 0.00017581 | 1.347e-05 | 0.00026038 | 4.7973e-13 | 0.00011415 | 0.0005648 | 0.0005648 | 0.00013613 | -0.00046242 | 0.0031633 | 0.00017581 | 7.0742e-05 | 0.00011103 | 0.00018057 | 0.00011103 | 0.00011415 | 0 | 0.00011415 | 0.00014496 | 0.00016398 | 0.0001685 | 0.00011107 | 0.00010433 | 0.00010641 | 3.1128e-06 | 5.8023e-08 | 1.0327e-06 | 1.0327e-06 | 0.00011415 | 0.00011415 | 0.00011415 | 0.00011416 | 0.00011415 | 0.00011415 | 0.00016895 | 0.00015337 | 0.00019337 | 0.00021381 | 0 | 0.00011415 | 0.00011415 | 0.00011415 | 0.00011415 | 0.0001611 | 0.00018264 | 0.00016095 | 0.00014839 | 0.00013643 | 0.00011947 | 0.00014589 | 0.00015815 | 8.6974e-05 | 0.00011636 | 0.00045137 | 0.00045137
03/31 09:00:00 | 3 | 31 | 9 | 2145 | WD | 0.00025125 | 0.00017156 | 0.00017156 | 0.0010572 | 0.00017411 | 1.5523e-12 | 0.00011415 | 0.00040647 | 0.00040647 | 5.9897e-05 | -0.00022427 | 0.0027676 | 0.00017156 | 0.00017718 | 0.00011108 | 0.0001915 | 0.00011108 | 0.00011415 | 0 | 0.00011415 | 0.00042677 | 0.00029516 | 0.0002244 | 0.00011442 | 0.00010433 | 0.00010745 | 2.8811e-06 | 3.4898e-08 | 9.4299e-07 | 9.4299e-07 | 0.00011415 | 0.00011415 | 0.00011415 | 0.00011416 | 0.00011415 | 0.00011415 | 0.0001871 | 0.00015456 | 0.00019377 | 0.00021381 | 0 | 0.00011415 | 0.00011415 | 0.00011415 | 0.00011415 | 0.00028196 | 0.00023472 | 0.00018397 | 0.00015458 | 0.00014708 | 0.0001201 | 0.00015125 | 0.00016569 | 8.71e-05 | 0.00011396 | 0.00031529 | 0.00031529
03/31 10:00:00 | 3 | 31 | 10 | 2146 | WD | 0.00032301 | 0.00018443 | 0.00018443 | -0.0010188 | 0.0001717 | 0.00021486 | 0.00011415 | 0.00030594 | 0.00030594 | 4.0839e-05 | -0.00014686 | 0.0023696 | 0.00018443 | 0.00028487 | 0.00011156 | 0.00021108 | 0.00011156 | 0.00011415 | 0 | 0.00011415 | 0.00047113 | 0.00029516 | 0.0002244 | 0.0001161 | 0.00010491 | 0.00010836 | 2.7268e-06 | 4.2356e-09 | 8.7289e-07 | 8.7289e-07 | 0.00011415 | 0.00011415 | 0.00011415 | 0.00011416 | 0.00011415 | 0.00011415 | 0.00018706 | 0.00015413 | 0.00019363 | 0.00021381 | 0 | 0.00011415 | 0.00011415 | 0.00011415 | 0.00011415 | 0.00037586 | 0.00024653 | 0.00019145 | 0.00015955 | 0.00014838 | 0.00012014 | 0.00015039 | 0.00016442 | 8.7291e-05 | 0.00011197 | 0.00021981 | 0.00021981
03/31 11:00:00 | 3 | 31 | 11 | 2147 | WD | 0.00038573 | 0.00013416 | 0.00013416 | 1.0474e-05 | 0.00016821 | 0.00021991 | 0.00011415 | 0 | 0 | 4.0839e-05 | 0.0011248 | 0.0020622 | 0.00013416 | 0.00034971 | 0.00011463 | 0.0001394 | 0.00011463 | 0.00011415 | 0 | 0.00011415 | 0.00047113 | 0.00029516 | 0.0002244 | 0.00014492 | 0.00010523 | 0.00011749 | 2.9187e-06 | -2.2123e-08 | 9.1617e-07 | 9.1617e-07 | 0.00011415 | 0.00011415 | 0.00011415 | 0.00011416 | 0.00011415 | 0.00011415 | 0.000187 | 0.00015348 | 0.00019341 | 0.00021381 | 0 | 0.00011415 | 0.00011415 | 0.00011415 | 0.00011415 | 0.00044792 | 0.00024632 | 0.00019395 | 0.00016362 | 0.00014856 | 0.00012003 | 0.000152 | 0.00016683 | 8.7395e-05 | 0.00011019 | 0.0001497 | 0.0001497
03/31 12:00:00 | 3 | 31 | 12 | 2148 | WD | 0.00042032 | 0.00013032 | 0.00013032 | 9.0168e-06 | 0.00016475 | 0.00021998 | 0.00011415 | 0 | 0 | 4.0839e-05 | 0.00068958 | 0.0018374 | 0.00013032 | 0.00027431 | 0.00011458 | 0.00013447 | 0.00011458 | 0.00011415 | 0 | 0.00011415 | 0.00047113 | 0.00029516 | 0.0002244 | 0.00011777 | 0.00010539 | 0.00010921 | 2.6133e-06 | -2.199e-08 | 8.188e-07 | 8.188e-07 | 0.00011415 | 0.00011415 | 0.00011415 | 0.00011416 | 0.00011415 | 0.00011415 | 0.00018694 | 0.0001532 | 0.00019331 | 0.00021381 | 0 | 0.00011415 | 0.00011415 | 0.00011415 | 0.00011415 | 0.00048437 | 0.00024586 | 0.00023806 | 0.00023355 | 0.00014824 | 0.00011998 | 0.00015547 | 0.00017193 | 8.7431e-05 | 0.00010919 | 0.0001116 | 0.0001116
03/31 13:00:00 | 3 | 31 | 13 | 2149 | WD | 0.00042427 | 0.00012451 | 0.00012451 | 0.0010147 | 0.00016212 | 0.00021627 | 0.00011415 | 0 | 0 | 4.0839e-05 | 0.00048086 | 0.0016653 | 0.00012451 | 0.00023055 | 0.00011115 | 0.00012731 | 0.00011115 | 0.00011415 | 0 | 0.00011415 | 0.00047113 | 0.00029516 | 0.0002244 | 0.00011885 | 0.00010961 | 0.00011246 | 2.6537e-06 | -2.0699e-08 | 8.3259e-07 | 8.3259e-07 | 0.00011415 | 0.00011415 | 0.00011415 | 0.00011416 | 0.00011415 | 0.00011415 | 0.00018653 | 0.00015279 | 0.00019317 | 0.00021381 | 0 | 0.00011415 | 0.00011415 | 0.00011415 | 0.00011415 | 0.00049101 | 0.00024525 | 0.00023817 | 0.00023407 | 0.00014655 | 0.00012134 | 0.00015399 | 0.00016913 | 8.7452e-05 | 0.00010858 | 7.84e-05 | 7.84e-05
03/31 14:00:00 | 3 | 31 | 14 | 2150 | WD | 0.00039274 | 0.00011424 | 0.00011424 | 7.3588e-06 | 8.0268e-05 | 0.00022375 | 0.00011415 | 0 | 0 | 4.0839e-05 | 0.00039755 | 0.0015187 | 0.00011424 | 0.00020916 | 0.00011051 | 0.00012518 | 0.00011051 | 0.00011415 | 0 | 0.00011415 | 0.00047113 | 0.00029516 | 0.0002244 | 0.00011852 | 0.00010903 | 0.00011196 | 2.7026e-06 | -2.1402e-08 | 8.477e-07 | 8.477e-07 | 0.00011415 | 0.00011415 | 0.00011415 | 0.00011416 | 0.00011415 | 0.00011415 | 0.00018548 | 0.00015218 | 0.00019297 | 0.00021381 | 0 | 0.00011415 | 0.00011415 | 0.00011415 | 0.00011415 | 0.0004654 | 0.00024314 | 0.00023657 | 0.00023278 | 0.00014587 | 0.00012095 | 0.0001515 | 0.00016568 | 8.7456e-05 | 0.00010838 | 6.119e-05 | 6.119e-05
03/31 15:00:00 | 3 | 31 | 15 | 2151 | WD | 0.00032646 | 0.0001071 | 0.0001071 | 3.5862e-06 | 0.00015885 | 0.00023635 | 0.00011415 | 0 | 0 | 4.0839e-05 | 0.0003261 | 0.0013715 | 0.0001071 | 0.00016907 | 0.00010956 | 0.00010337 | 0.00010956 | 0.00011415 | 0 | 0.00011415 | 0.00047113 | 0.00029516 | 0.0002244 | 0.00011545 | 0.00010509 | 0.00010829 | 2.5628e-06 | -1.341e-08 | 8.0855e-07 | 8.0855e-07 | 0.00011415 | 0.00011415 | 0.00011415 | 0.00011416 | 0.00011415 | 0.00011415 | 0.00016661 | 0.00015069 | 0.00019246 | 0.00021381 | 0 | 0.00011415 | 0.00011415 | 0.00011415 | 0.00011415 | 0.00036167 | 0.00023592 | 0.00018887 | 0.00016163 | 0.00013402 | 0.0001191 | 0.00015102 | 0.00016582 | 8.7474e-05 | 0.00010813 | 3.9804e-05 | 3.9804e-05
03/31 16:00:00 | 3 | 31 | 16 | 2152 | WD | 0.00024729 | 9.7378e-05 | 9.7378e-05 | 0.00035243 | 7.9433e-05 | 0.00024949 | 0.00011415 | 0 | 0 | 4.0839e-05 | 0.00030105 | 0.0012431 | 9.7378e-05 | 0.00015882 | 0.00011092 | 9.9652e-05 | 0.00011092 | 0.00011415 | 0 | 0.00011415 | 0.00045957 | 0.00029516 | 0.0002244 | 0.00010737 | 0.00010447 | 0.00010537 | 2.5e-06 | -3.3716e-09 | 7.9536e-07 | 7.9536e-07 | 0.00011415 | 0.00011415 | 0.00011415 | 0.00011416 | 0.00011415 | 0.00011415 | 0.00014779 | 0.00014413 | 0.00015206 | 0.00015611 | 0 | 0.00011415 | 0.00011415 | 0.00011415 | 0.00011415 | 0.00025417 | 0.00021114 | 0.00014998 | 0.00011456 | 0.00012286 | 0.00011691 | 0.00014114 | 0.00015239 | 8.7482e-05 | 0.00010829 | 4.6626e-05 | 4.6626e-05
03/31 17:00:00 | 3 | 31 | 17 | 2153 | WD | 0.00015825 | 0.00013288 | 0.00013288 | -0.00034273 | 0.00016036 | -2.0051e-12 | 0.00011415 | 0.00078129 | 0.00078129 | 7.0788e-05 | -0.00088916 | 0.0011446 | 0.00013288 | -5.8064e-05 | 0.00012 | 0.00013181 | 0.00012 | 0.00011415 | 0 | 0.00011415 | 0.00032227 | 0.00029516 | 0.0002244 | 0.00010493 | 0.00010399 | 0.00010428 | 2.2641e-06 | 4.6117e-09 | 7.2553e-07 | 7.2553e-07 | 0.00011415 | 0.00011415 | 0.00011415 | 0.00011416 | 0.00011415 | 0.00011415 | 0.00012914 | 0.00013924 | 0.00012923 | 0.00012411 | 0 | 0.00011415 | 0.00011415 | 0.00011415 | 0.00011415 | 0.00015141 | 0.00015788 | 0.00011348 | 8.7763e-05 | 0.00011313 | 0.00011528 | 0.00013266 | 0.00014073 | 8.7488e-05 | 0.00010901 | 8.7944e-05 | 8.7944e-05
03/31 18:00:00 | 3 | 31 | 18 | 2154 | WD | 5.9895e-05 | 0.00014393 | 0.00014393 | 1.0338e-05 | 8.1759e-05 | -7.5459e-13 | 0.00011415 | 0.00053453 | 0.00053453 | 0.00015247 | -0.00048807 | 0.0010498 | 0.00014393 | 0.00011684 | 0.00013406 | 0.00015332 | 0.00013406 | 0.00011415 | 0 | 0.00011415 | 3.5177e-05 | 6.5591e-05 | 0.0001126 | 0.00010454 | 0.00010164 | 0.00010254 | 1.9947e-06 | 1.2407e-09 | 6.3727e-07 | 6.3727e-07 | 0.00011415 | 0.00011415 | 0.00011415 | 0.00011416 | 0.00011415 | 0.00011415 | 0.00012867 | 0.00012819 | 0.00011249 | 0.00010446 | 0 | 0.00011415 | 0.00011415 | 0.00011415 | 0.00011415 | 7.8911e-05 | 0.00010583 | 8.3647e-05 | 7.0803e-05 | 0.00011152 | 0.00011098 | 0.00010605 | 0.00010376 | 8.7481e-05 | 0.00010978 | 0.00028836 | 0.00028836
03/31 19:00:00 | 3 | 31 | 19 | 2155 | WD | 0 | 0.00018527 | 0.00018527 | 1.2438e-05 | 0.00016689 | -3.8268e-13 | 0.00011415 | 7.5401e-05 | 7.5401e-05 | 0.00021236 | -0.00026358 | 0.00093846 | 0.00018527 | 0.00026611 | 0.00014271 | 0.0001912 | 0.00014271 | 0.00011415 | 0.00011463 | 0.00011415 | 3.6861e-06 | 6.5591e-05 | 0.0001126 | 0.00010142 | 9.9594e-05 | 0.00010016 | 1.8478e-06 | -1.4984e-08 | 5.7936e-07 | 5.7936e-07 | 0.00011415 | 0.00011415 | 0.00011415 | 0.00011416 | 0.00011415 | 0.00011415 | 0.00011028 | 0.00012056 | 0.000101 | 9.1006e-05 | 0.00011465 | 0.00011415 | 0.00011415 | 0.00011415 | 0.00011415 | 1.165e-05 | 7.2806e-05 | 6.4203e-05 | 5.9222e-05 | 0.00010483 | 0.00011202 | 0.00010758 | 0.00010552 | 8.7449e-05 | 0.00011087 | 0.00033386 | 0.00033386
03/31 20:00:00 | 3 | 31 | 20 | 2156 | WD | 0 | 0.0001851 | 0.0001851 | 0.00021728 | 0.00016747 | -2.8565e-13 | 0.00011415 | 0 | 0 | 0.00028587 | -0.0001237 | 0.00080361 | 0.0001851 | 0.00022956 | 0.00014653 | 0.00018708 | 0.00014653 | 0.00011415 | 0.00022925 | 0.00011415 | 0 | 6.5591e-05 | 0.0001126 | 9.9755e-05 | 9.5853e-05 | 9.7059e-05 | 1.7556e-06 | -5.6656e-09 | 5.5626e-07 | 5.5626e-07 | 0.00011415 | 0.00011415 | 0.00011415 | 0.00011416 | 0.00011415 | 0.00011415 | 0.00010984 | 0.00010476 | 8.6009e-05 | 7.6429e-05 | 0.00022929 | 0.00011415 | 0.00011415 | 0.00011415 | 0.00011415 | 4.8306e-06 | 5.9917e-05 | 8.4608e-05 | 9.8906e-05 | 0.00010611 | 0.00010985 | 0.00010446 | 0.00010196 | 8.7327e-05 | 0.00011202 | 0.00044074 | 0.00044074
03/31 21:00:00 | 3 | 31 | 21 | 2157 | WD | 0 | 0.0001882 | 0.0001882 | 0.00032467 | 0.00016542 | 0 | 0.00011415 | 0 | 0 | 0.00034305 | -7.6678e-05 | 0.00063142 | 0.0001882 | 0.00022652 | 0.00014762 | 0.00019129 | 0.00014762 | 0.00011415 | 0.00022925 | 0.00011415 | 0 | 6.5591e-05 | 0.0001126 | 9.6096e-05 | 8.1778e-05 | 8.6203e-05 | 2.2065e-05 | 1.2402e-08 | 7.0485e-06 | 7.0485e-06 | 0.00011415 | 0.00011415 | 0.00011415 | 0.00011415 | 0.00011415 | 0.00011415 | 0.00010924 | 9.2279e-05 | 7.4921e-05 | 6.6052e-05 | 0.00022929 | 0.00011415 | 0.00011415 | 0.00011415 | 0.00011415 | 3.2016e-06 | 4.5412e-05 | 7.0785e-05 | 8.5478e-05 | 0.00010437 | 9.8745e-05 | 9.8236e-05 | 9.7999e-05 | 8.8754e-05 | 9.6931e-05 | 0.00050953 | 0.00050953
03/31 22:00:00 | 3 | 31 | 22 | 2158 | WD | 0 | 0.00018985 | 0.00018985 | 0.0005066 | 0.00016291 | 2.0698e-12 | 0.00011415 | 0 | 0 | 0.00034849 | -5.2334e-05 | 0.00038209 | 0.00018985 | 0.00023388 | 0.00014405 | 0.00020044 | 0.00014405 | 0.00011415 | 0.00022925 | 0.00011415 | 0 | 6.5591e-05 | 0.0001118 | 9.5893e-05 | 7.741e-05 | 8.3122e-05 | 2.8639e-05 | 2.5313e-05 | 2.6374e-05 | 2.6374e-05 | 0.00011415 | 0.00011415 | 0.00011415 | 0.00011416 | 0.00011415 | 0.00011415 | 0.00010883 | 6.9436e-05 | 6.3877e-05 | 6.1037e-05 | 0.00022929 | 0.00011415 | 0.00011415 | 0.00011415 | 0.00011415 | 2.0797e-06 | 3.3003e-05 | 6.2124e-05 | 7.8988e-05 | 0.00010291 | 9.002e-05 | 9.0746e-05 | 9.1083e-05 | 8.9027e-05 | 9.8234e-05 | 2.2228e-05 | 2.2228e-05
03/31 23:00:00 | 3 | 31 | 23 | 2159 | WD | 0 | 0.00016645 | 0.00016645 | 6.6539e-06 | 7.9335e-05 | 7.9772e-13 | 0.00011415 | 0 | 0 | 0.00023959 | 0.00096728 | -0.0019289 | 0.00016645 | 0.00042871 | 0.00013614 | 0.00018696 | 0.00013614 | 0.00011415 | 0.00022925 | 0.00011415 | 0 | 6.5591e-05 | 0.0001118 | 0.00012436 | 7.751e-05 | 9.199e-05 | 2.9561e-05 | 3.3614e-05 | 3.2321e-05 | 3.2321e-05 | 0.00011415 | 0.00011415 | 0.00011415 | 0.00011416 | 0.00011415 | 0.00011415 | 9.9691e-05 | 6.8344e-05 | 6.1493e-05 | 5.7992e-05 | 0.00022929 | 0.00011415 | 0.00011415 | 0.00011415 | 0.00011415 | 1.729e-06 | 2.6771e-05 | 5.7344e-05 | 7.5048e-05 | 9.7807e-05 | 8.975e-05 | 9.0171e-05 | 9.0366e-05 | 8.9087e-05 | 0.00010027 | 1.7021e-05 | 1.7021e-05
03/31 24:00:00 | 3 | 31 | 24 | 2160 | WD | 0 | 0.00013654 | 0.00013654 | 2.4266e-06 | 7.7543e-05 | -1.3906e-12 | 0.00011415 | 0 | 0 | 0.00013341 | 0.00059331 | -0.0049786 | 0.00013654 | 0.00025614 | 0.00012638 | 0.00015082 | 0.00012638 | 0.00011415 | 0.00022925 | 0.00011415 | 0 | 6.5591e-05 | 0.0001118 | 8.9276e-05 | 7.7568e-05 | 8.1186e-05 | 2.9964e-05 | 2.6411e-05 | 2.7545e-05 | 2.7545e-05 | 0.00011415 | 0.00011415 | 0.00011415 | 0.00011416 | 0.00011415 | 0.00011415 | 4.5468e-05 | 6.8027e-05 | 5.8924e-05 | 5.4272e-05 | 0.00022929 | 0.00011415 | 0.00011415 | 0.00011415 | 0.00011415 | 1.2032e-06 | 2.496e-05 | 5.3631e-05 | 7.0234e-05 | 7.2114e-05 | 8.9683e-05 | 8.3986e-05 | 8.1344e-05 | 8.9318e-05 | 0.00010101 | 3.602e-05 | 3.602e-05
04/01 01:00:00 | 4 | 1 | 1 | 2161 | WD | 0 | 9.5242e-05 | 9.5242e-05 | 8.937e-07 | 7.5456e-05 | 0.00025245 | 0.00011415 | 0 | 0 | 5.4452e-05 | 0.00038876 | -0.0059508 | 9.5242e-05 | 8.1648e-05 | 9.19e-05 | 0.0001013 | 9.19e-05 | 0.00011415 | 0.00022925 | 0.00011415 | 0 | 6.5591e-05 | 0.0001118 | 8.8319e-05 | 7.8062e-05 | 8.1232e-05 | 3.0459e-05 | 1.5165e-05 | 2.0045e-05 | 2.0045e-05 | 0.00011415 | 0.00011415 | 0.00011415 | 0.00011416 | 0.00011415 | 0.00011415 | 3.6463e-05 | 6.7924e-05 | 5.8637e-05 | 5.3892e-05 | 0.00022929 | 0.00011415 | 0.00011415 | 0.00011415 | 0.00011415 | 1.2032e-06 | 2.437e-05 | 5.3103e-05 | 6.9742e-05 | 6.6794e-05 | 8.9831e-05 | 8.3868e-05 | 8.1103e-05 | 8.9408e-05 | 0.00010143 | 4.1097e-05 | 4.1097e-05
04/01 02:00:00 | 4 | 1 | 2 | 2162 | WD | 0 | 0.00010987 | 0.00010987 | 0.00097323 | 7.4633e-05 | 0.00023244 | 0.00011415 | 0 | 0 | 2.1781e-05 | 0.0004122 | -0.0048087 | 0.00010987 | 0.00011509 | 8.5656e-05 | 0.00012356 | 8.5656e-05 | 0.00011415 | 0.00022925 | 0.00011415 | 0 | 6.5591e-05 | 0.0001118 | 8.8292e-05 | 7.8709e-05 | 8.1671e-05 | 3.0933e-05 | 1.503e-05 | 2.0104e-05 | 2.0104e-05 | 0.00011415 | 0.00011415 | 0.00011415 | 0.00011416 | 0.00011415 | 0.00011415 | 3.6473e-05 | 6.819e-05 | 6.0618e-05 | 5.6748e-05 | 0.00022929 | 0.00011415 | 0.00011415 | 0.00011415 | 0.00011415 | 1.23e-06 | 2.5894e-05 | 5.6002e-05 | 7.3438e-05 | 6.5507e-05 | 9.0143e-05 | 8.4463e-05 | 8.1828e-05 | 8.9494e-05 | 0.00010177 | 5.4748e-05 | 5.4748e-05
04/01 03:00:00 | 4 | 1 | 3 | 2163 | WD | 0 | 0.0001207 | 0.0001207 | -0.00097041 | 0 | 0.00022975 | 0.00011415 | 0 | 0 | 2.1781e-05 | 0.00042634 | -0.0051868 | 0.0001207 | 0.00017 | 8.3946e-05 | 0.0001506 | 8.3946e-05 | 0.00011415 | 0.00022925 | 0.00011415 | 0 | 6.5591e-05 | 0.0001118 | 8.9014e-05 | 7.8178e-05 | 8.1526e-05 | 3.1619e-05 | 1.5621e-05 | 2.0725e-05 | 2.0725e-05 | 0.00011415 | 0.00011415 | 0.00011415 | 0.00011416 | 0.00011415 | 0.00011415 | 4.5596e-05 | 6.8975e-05 | 6.1912e-05 | 5.8304e-05 | 0.00022929 | 0.00011415 | 0.00011415 | 0.00011415 | 0.00011415 | 1.5508e-06 | 3.0373e-05 | 5.892e-05 | 7.5451e-05 | 7.0933e-05 | 9.0195e-05 | 8.4725e-05 | 8.2189e-05 | 8.9476e-05 | 0.000102 | 6.5532e-05 | 6.5532e-05
04/01 04:00:00 | 4 | 1 | 4 | 2164 | WD | 0 | 0.00013726 | 0.00013726 | 4.3156e-07 | 7.4382e-05 | 0.00022651 | 0.00011415 | 0 | 0 | 2.1781e-05 | 0.00039871 | -0.0021355 | 0.00013726 | 0.00019837 | 8.2211e-05 | 0.00016331 | 8.2211e-05 | 0.00011415 | 0.00022925 | 0.00011415 | 0 | 6.5591e-05 | 0.0001118 | 0.00010162 | 7.7951e-05 | 8.5266e-05 | 3.21e-05 | 1.5892e-05 | 2.1063e-05 | 2.1063e-05 | 0.00011415 | 0.00011415 | 0.00011415 | 0.00011416 | 0.00011415 | 0.00011415 | 5.4768e-05 | 7.0282e-05 | 7.6832e-05 | 8.0178e-05 | 0.00022929 | 0.00011415 | 0.00011415 | 0.00011415 | 0.00011415 | 2.0054e-06 | 3.7834e-05 | 7.9583e-05 | 0.00010376 | 7.6467e-05 | 9.0508e-05 | 8.9534e-05 | 8.9082e-05 | 8.9379e-05 | 0.00010206 | 4.9267e-05 | 4.9267e-05
04/01 05:00:00 | 4 | 1 | 5 | 2165 | WD | 0 | 0.0001323 | 0.0001323 | 0.00097424 | 7.5082e-05 | 0.00021796 | 0.00011415 | 0 | 0 | 6.5342e-05 | 0.00036239 | 0.0009451 | 0.0001323 | 0.00019104 | 8.1198e-05 | 0.00015409 | 8.1198e-05 | 0.00011415 | 0.00022925 | 0.00011415 | 0 | 6.5591e-05 | 0.0001118 | 0.00010457 | 8.2213e-05 | 8.9123e-05 | 3.2494e-05 | 1.5472e-05 | 2.0903e-05 | 2.0903e-05 | 0.00011415 | 0.00011415 | 0.00011415 | 0.00011416 | 0.00011415 | 0.00011415 | 9.1181e-05 | 9.299e-05 | 0.0001022 | 0.0001069 | 0.00022929 | 0.00011415 | 0.00011415 | 0.00011415 | 0.00011415 | 3.0749e-06 | 6.2531e-05 | 0.00011054 | 0.00013835 | 9.5282e-05 | 9.8855e-05 | 9.7621e-05 | 9.7049e-05 | 8.9114e-05 | 0.00010192 | 3.395e-05 | 3.395e-05
04/01 06:00:00 | 4 | 1 | 6 | 2166 | WD | 0 | 0.00014276 | 0.00014276 | 2.1162e-06 | 7.8013e-05 | -1.5577e-12 | 0.00011415 | 0 | 0 | 0.00013613 | 0.000361 | 0.0029544 | 0.00014276 | 0.00020726 | 8.7512e-05 | 0.00016351 | 8.7512e-05 | 0.00011415 | 0.00022925 | 0.00011415 | 0 | 6.5591e-05 | 0.0001126 | 0.00010958 | 8.8667e-05 | 9.5131e-05 | 1.2105e-05 | 7.4101e-06 | 8.908e-06 | 8.908e-06 | 0.00011415 | 0.00011415 | 0.00011415 | 0.00011416 | 0.00011415 | 0.00011415 | 0.00012828 | 0.00012421 | 0.00013044 | 0.00013363 | 0.00022929 | 0.00011415 | 0.00011415 | 0.00011415 | 0.00011415 | 6.0161e-06 | 9.1597e-05 | 0.0001431 | 0.00017293 | 0.00011477 | 0.00011253 | 0.00010728 | 0.00010484 | 8.5755e-05 | 0.00012421 | 0.00050036 | 0.00050036
04/01 07:00:00 | 4 | 1 | 7 | 2167 | WD | 5.234e-05 | 0.00016922 | 0.00016922 | 1.2079e-05 | 0.00016843 | 7.5464e-14 | 0.00011415 | 0.00018863 | 0.00018863 | 0.00015247 | -0.0009421 | 0.0034 | 0.00016922 | -6.429e-05 | 9.9871e-05 | 0.00018654 | 9.9871e-05 | 0.00011415 | 0 | 0.00011415 | 1.729e-05 | 6.5591e-05 | 0.0001126 | 0.00010826 | 0.00010395 | 0.00010529 | 5.7775e-06 | 2.0953e-06 | 3.2701e-06 | 3.2701e-06 | 0.00011415 | 0.00011415 | 0.00011415 | 0.00011416 | 0.00011415 | 0.00011415 | 0.000149 | 0.00014094 | 0.00018917 | 0.00021381 | 0 | 0.00011415 | 0.00011415 | 0.00011415 | 0.00011415 | 4.5664e-05 | 0.00012665 | 0.00013583 | 0.00014115 | 0.00012126 | 0.00011512 | 0.00011716 | 0.00011811 | 8.691e-05 | 0.0001171 | 0.00046029 | 0.00046029
04/01 08:00:00 | 4 | 1 | 8 | 2168 | WD | 0.00015946 | 0.00015696 | 0.00015696 | -0.00015312 | 0.00017347 | 4.7973e-13 | 0.00011415 | 0.00057665 | 0.00057665 | 0.00013613 | -0.0004601 | 0.0032253 | 0.00015696 | 7.018e-05 | 0.00011103 | 0.00016684 | 0.00011103 | 0.00011415 | 0 | 0.00011415 | 0.000148 | 0.00016398 | 0.0001685 | 0.00011184 | 0.00010632 | 0.00010802 | 5.008e-06 | 6.6647e-07 | 2.0517e-06 | 2.0517e-06 | 0.00011415 | 0.00011415 | 0.00011415 | 0.00011416 | 0.00011415 | 0.00011415 | 0.00016895 | 0.00015337 | 0.00019337 | 0.00021381 | 0 | 0.00011415 | 0.00011415 | 0.00011415 | 0.00011415 | 0.00016441 | 0.0001841 | 0.00016162 | 0.00014861 | 0.00013632 | 0.00012014 | 0.00014657 | 0.00015884 | 8.7031e-05 | 0.00011473 | 0.00032189 | 0.00032189
04/01 09:00:00 | 4 | 1 | 9 | 2169 | WD | 0.00025125 | 0.00017726 | 0.00017726 | 0.00019018 | 0.00023005 | 1.5523e-12 | 0.00011415 | 0.00040627 | 0.00040627 | 5.9897e-05 | -0.00023074 | 0.0028351 | 0.00017726 | 0.00018418 | 0.00011108 | 0.00019117 | 0.00011108 | 0.00011415 | 0 | 0.00011415 | 0.00042656 | 0.00029516 | 0.0002244 | 0.0001151 | 0.00010685 | 0.0001094 | 4.6692e-06 | 3.2206e-07 | 1.709e-06 | 1.709e-06 | 0.00011415 | 0.00011415 | 0.00011415 | 0.00011416 | 0.00011415 | 0.00011415 | 0.0001871 | 0.00015456 | 0.00019377 | 0.00021381 | 0 | 0.00011415 | 0.00011415 | 0.00011415 | 0.00011415 | 0.000282 | 0.00023466 | 0.00018395 | 0.00015458 | 0.00014706 | 0.00012097 | 0.00015168 | 0.00016592 | 8.709e-05 | 0.00011308 | 0.00024492 | 0.00024492
04/01 10:00:00 | 4 | 1 | 10 | 2170 | WD | 0.00033008 | 0.00020993 | 0.00020993 | 0.000527 | 0.00020205 | 0.00021486 | 0.00011415 | 0.00030594 | 0.00030594 | 4.0839e-05 | -0.00015345 | 0.0024157 | 0.00020993 | 0.00032575 | 0.00011156 | 0.00024279 | 0.00011156 | 0.00011415 | 0 | 0.00011415 | 0.00047113 | 0.00029516 | 0.0002244 | 0.00011564 | 0.00010767 | 0.00011013 | 4.319e-06 | 2.4764e-07 | 1.5466e-06 | 1.5466e-06 | 0.00011415 | 0.00011415 | 0.00011415 | 0.00011416 | 0.00011415 | 0.00011415 | 0.00018706 | 0.00015413 | 0.00019363 | 0.00021381 | 0 | 0.00011415 | 0.00011415 | 0.00011415 | 0.00011415 | 0.0003753 | 0.00024653 | 0.00019143 | 0.00015952 | 0.00014843 | 0.00012112 | 0.00015052 | 0.00016416 | 8.7137e-05 | 0.00011217 | 0.00021233 | 0.00021233
04/01 11:00:00 | 4 | 1 | 11 | 2171 | WD | 0.00039563 | 0.00015793 | 0.00015793 | 0.00053047 | 0.00016815 | 0.00021991 | 0.00011415 | 0 | 0 | 4.0839e-05 | 0.0011817 | 0.0020654 | 0.00015793 | 0.00040261 | 0.00011463 | 0.00017325 | 0.00011463 | 0.00011415 | 0 | 0.00011415 | 0.00047113 | 0.00029516 | 0.0002244 | 0.00014494 | 0.00010841 | 0.0001197 | 4.4959e-06 | 1.6509e-07 | 1.5469e-06 | 1.5469e-06 | 0.00011415 | 0.00011415 | 0.00011415 | 0.00011416 | 0.00011415 | 0.00011415 | 0.000187 | 0.00015348 | 0.00019341 | 0.00021381 | 0 | 0.00011415 | 0.00011415 | 0.00011415 | 0.00011415 | 0.00044801 | 0.00024632 | 0.00019396 | 0.00016364 | 0.00014864 | 0.00012116 | 0.00015203 | 0.00016635 | 8.7226e-05 | 0.00011105 | 0.0001744 | 0.0001744
04/01 12:00:00 | 4 | 1 | 12 | 2172 | WD | 0.00043356 | 0.0001471 | 0.0001471 | 9.5138e-06 | 0.00013702 | 0.00021998 | 0.00011415 | 0 | 0 | 4.0839e-05 | 0.00071021 | 0.0017954 | 0.0001471 | 0.00031452 | 0.00011458 | 0.00016254 | 0.00011458 | 0.00011415 | 0 | 0.00011415 | 0.00047113 | 0.00029516 | 0.0002244 | 0.0001172 | 0.00010906 | 0.00011158 | 3.9003e-06 | 9.7977e-08 | 1.3111e-06 | 1.3111e-06 | 0.00011415 | 0.00011415 | 0.00011415 | 0.00011416 | 0.00011415 | 0.00011415 | 0.00018694 | 0.0001532 | 0.00019331 | 0.00021381 | 0 | 0.00011415 | 0.00011415 | 0.00011415 | 0.00011415 | 0.00048685 | 0.00024586 | 0.00023819 | 0.00023374 | 0.00014829 | 0.00012129 | 0.00015558 | 0.00017148 | 8.7317e-05 | 0.00011007 | 0.0001351 | 0.0001351
04/01 13:00:00 | 4 | 1 | 13 | 2173 | WD | 0.00043206 | 0.0001272 | 0.0001272 | -0.0010023 | 0.00010826 | 0.00021627 | 0.00011415 | 0 | 0 | 4.0839e-05 | 0.00050238 | 0.0015736 | 0.0001272 | 0.00025194 | 0.00011115 | 0.00013927 | 0.00011115 | 0.00011415 | 0 | 0.00011415 | 0.00047113 | 0.00029516 | 0.0002244 | 0.00011912 | 0.00011406 | 0.00011562 | 3.829e-06 | 9.6894e-08 | 1.2876e-06 | 1.2876e-06 | 0.00011415 | 0.00011415 | 0.00011415 | 0.00011416 | 0.00011415 | 0.00011415 | 0.00018653 | 0.00015279 | 0.00019317 | 0.00021381 | 0 | 0.00011415 | 0.00011415 | 0.00011415 | 0.00011415 | 0.00049311 | 0.00024525 | 0.00023828 | 0.00023424 | 0.00014659 | 0.00012292 | 0.0001543 | 0.00016886 | 8.7389e-05 | 0.00010916 | 8.7048e-05 | 8.7048e-05
04/01 14:00:00 | 4 | 1 | 14 | 2174 | WD | 0.00039498 | 0.00012445 | 0.00012445 | 0.0010098 | 0.00016049 | 0.00022375 | 0.00011415 | 0 | 0 | 4.0839e-05 | 0.00040891 | 0.0013869 | 0.00012445 | 0.00021319 | 0.00011051 | 0.00012761 | 0.00011051 | 0.00011415 | 0 | 0.00011415 | 0.00047113 | 0.00029516 | 0.0002244 | 0.00011974 | 0.00011469 | 0.00011625 | 3.691e-06 | 1.5909e-07 | 1.2859e-06 | 1.2859e-06 | 0.00011415 | 0.00011415 | 0.00011415 | 0.00011416 | 0.00011415 | 0.00011415 | 0.00018548 | 0.00015218 | 0.00019297 | 0.00021381 | 0 | 0.00011415 | 0.00011415 | 0.00011415 | 0.00011415 | 0.00046558 | 0.00024314 | 0.00023659 | 0.00023279 | 0.00014589 | 0.00012295 | 0.00015224 | 0.00016582 | 8.7433e-05 | 0.00010852 | 4.8907e-05 | 4.8907e-05
04/01 15:00:00 | 4 | 1 | 15 | 2175 | WD | 0.00033051 | 0.00011419 | 0.00011419 | -0.00097405 | 7.9432e-05 | 0.00023635 | 0.00011415 | 0 | 0 | 4.0839e-05 | 0.00036746 | 0.0012284 | 0.00011419 | 0.0002017 | 0.00010956 | 0.00012543 | 0.00010956 | 0.00011415 | 0 | 0.00011415 | 0.00047113 | 0.00029516 | 0.0002244 | 0.00011688 | 0.00011136 | 0.00011307 | 3.5169e-06 | 1.3119e-07 | 1.2114e-06 | 1.2114e-06 | 0.00011415 | 0.00011415 | 0.00011415 | 0.00011416 | 0.00011415 | 0.00011415 | 0.00016661 | 0.00015069 | 0.00019246 | 0.00021381 | 0 | 0.00011415 | 0.00011415 | 0.00011415 | 0.00011415 | 0.00036406 | 0.00023592 | 0.00018897 | 0.00016179 | 0.00013403 | 0.00012131 | 0.0001519 | 0.00016609 | 8.7461e-05 | 0.0001082 | 3.2055e-05 | 3.2055e-05
04/01 16:00:00 | 4 | 1 | 16 | 2176 | WD | 0.00024702 | 0.00010816 | 0.00010816 | 0.00098454 | 0.00014633 | 0.00024949 | 0.00011415 | 0 | 0 | 4.0839e-05 | 0.00032048 | 0.0010979 | 0.00010816 | 0.00016868 | 0.00011092 | 0.0001049 | 0.00011092 | 0.00011415 | 0 | 0.00011415 | 0.00046044 | 0.00029516 | 0.0002244 | 0.0001092 | 0.00011123 | 0.0001106 | 3.3542e-06 | 7.9848e-08 | 1.1245e-06 | 1.1245e-06 | 0.00011415 | 0.00011415 | 0.00011415 | 0.00011416 | 0.00011415 | 0.00011415 | 0.00014779 | 0.00014413 | 0.00015206 | 0.00015611 | 0 | 0.00011415 | 0.00011415 | 0.00011415 | 0.00011415 | 0.00025456 | 0.00021136 | 0.00015007 | 0.00011458 | 0.00012286 | 0.00011929 | 0.00014225 | 0.00015291 | 8.7484e-05 | 0.00010811 | 2.5677e-05 | 2.5677e-05
04/01 17:00:00 | 4 | 1 | 17 | 2177 | WD | 0.00015923 | 0.00011466 | 0.00011466 | 7.9939e-06 | 9.273e-05 | -2.0051e-12 | 0.00011415 | 0.00079314 | 0.00079314 | 7.0788e-05 | -0.00071294 | 0.0010277 | 0.00011466 | -3.9256e-05 | 0.00012 | 0.00011608 | 0.00012 | 0.00011415 | 0 | 0.00011415 | 0.00032716 | 0.00029516 | 0.0002244 | 0.00010749 | 0.00011072 | 0.00010972 | 3.0881e-06 | -2.6969e-08 | 9.669e-07 | 9.669e-07 | 0.00011415 | 0.00011415 | 0.00011415 | 0.00011416 | 0.00011415 | 0.00011415 | 0.00012914 | 0.00013924 | 0.00012923 | 0.00012411 | 0 | 0.00011415 | 0.00011415 | 0.00011415 | 0.00011415 | 0.00015348 | 0.00015911 | 0.00011399 | 8.7868e-05 | 0.00011312 | 0.00011764 | 0.00013366 | 0.00014109 | 8.7511e-05 | 0.00010832 | 3.7354e-05 | 3.7354e-05
04/01 18:00:00 | 4 | 1 | 18 | 2178 | WD | 5.8557e-05 | 0.00014199 | 0.00014199 | 5.1359e-06 | 0.0001635 | -7.5459e-13 | 0.00011415 | 0.00053425 | 0.00053425 | 0.00015247 | -0.00047227 | 0.00098089 | 0.00014199 | 9.2905e-05 | 0.00013406 | 0.00013821 | 0.00013406 | 0.00011415 | 0 | 0.00011415 | 3.5158e-05 | 6.5591e-05 | 0.0001126 | 0.00010738 | 0.0001082 | 0.00010795 | 2.8088e-06 | -4.4951e-08 | 8.6554e-07 | 8.6554e-07 | 0.00011415 | 0.00011415 | 0.00011415 | 0.00011416 | 0.00011415 | 0.00011415 | 0.00012867 | 0.00012819 | 0.00011249 | 0.00010446 | 0 | 0.00011415 | 0.00011415 | 0.00011415 | 0.00011415 | 7.8947e-05 | 0.00010581 | 8.3642e-05 | 7.0805e-05 | 0.00011149 | 0.00011327 | 0.00010705 | 0.00010417 | 8.7514e-05 | 0.00010878 | 0.00021836 | 0.00021836
04/01 19:00:00 | 4 | 1 | 19 | 2179 | WD | 0 | 0.00017993 | 0.00017993 | 0.0010374 | 0.00016672 | -3.8268e-13 | 0.00011415 | 7.5313e-05 | 7.5313e-05 | 0.00021236 | -0.00024672 | 0.00090253 | 0.00017993 | 0.00026949 | 0.00014271 | 0.00018362 | 0.00014271 | 0.00011415 | 0.00011463 | 0.00011415 | 3.6818e-06 | 6.5591e-05 | 0.0001126 | 0.00011544 | 0.0001055 | 0.00010857 | 2.6027e-06 | -9.2341e-08 | 7.6754e-07 | 7.6754e-07 | 0.00011415 | 0.00011415 | 0.00011415 | 0.00011416 | 0.00011415 | 0.00011415 | 0.00011028 | 0.00012056 | 0.000101 | 9.1006e-05 | 0.00011465 | 0.00011415 | 0.00011415 | 0.00011415 | 0.00011415 | 1.1646e-05 | 7.2799e-05 | 6.4201e-05 | 5.9222e-05 | 0.00010493 | 0.00011409 | 0.00010824 | 0.00010552 | 8.7452e-05 | 0.00011012 | 0.00028062 | 0.00028062
04/01 20:00:00 | 4 | 1 | 20 | 2180 | WD | 0 | 0.00017109 | 0.00017109 | 1.2998e-05 | 0.00016742 | -2.8565e-13 | 0.00011415 | 0 | 0 | 0.00028587 | -0.00012225 | 0.00079575 | 0.00017109 | 0.00021824 | 0.00014653 | 0.00016714 | 0.00014653 | 0.00011415 | 0.00022925 | 0.00011415 | 0 | 6.5591e-05 | 0.0001126 | 0.00011242 | 0.00010056 | 0.00010423 | 2.4327e-06 | -2.2266e-07 | 6.2454e-07 | 6.2454e-07 | 0.00011415 | 0.00011415 | 0.00011415 | 0.00011416 | 0.00011415 | 0.00011415 | 0.00010984 | 0.00010476 | 8.6009e-05 | 7.6429e-05 | 0.00022929 | 0.00011415 | 0.00011415 | 0.00011415 | 0.00011415 | 4.8306e-06 | 5.9917e-05 | 8.4608e-05 | 9.8906e-05 | 0.0001062 | 0.0001115 | 0.00010498 | 0.00010196 | 8.7339e-05 | 0.00011133 | 0.00038788 | 0.00038788
04/01 21:00:00 | 4 | 1 | 21 | 2181 | WD | 0 | 0.00015896 | 0.00015896 | 1.182e-05 | 0.00015097 | 0 | 0.00011415 | 0 | 0 | 0.00034305 | -7.5434e-05 | 0.00066014 | 0.00015896 | 0.00019098 | 0.00014762 | 0.00015184 | 0.00014762 | 0.00011415 | 0.00022925 | 0.00011415 | 0 | 6.5591e-05 | 0.0001126 | 0.00010608 | 8.5573e-05 | 9.1911e-05 | 2.1399e-05 | -1.1121e-07 | 6.7517e-06 | 6.7517e-06 | 0.00011415 | 0.00011415 | 0.00011415 | 0.00011415 | 0.00011415 | 0.00011415 | 0.00010924 | 9.2279e-05 | 7.4921e-05 | 6.6052e-05 | 0.00022929 | 0.00011415 | 0.00011415 | 0.00011415 | 0.00011415 | 3.2016e-06 | 4.5412e-05 | 7.0785e-05 | 8.5478e-05 | 0.00010433 | 0.00010008 | 9.866e-05 | 9.7999e-05 | 8.8522e-05 | 9.7784e-05 | 0.00041448 | 0.00041448
04/01 22:00:00 | 4 | 1 | 22 | 2182 | WD | 0 | 0.00015085 | 0.00015085 | 1.0348e-05 | 9.562e-05 | 2.0698e-12 | 0.00011415 | 0 | 0 | 0.00034849 | -5.3641e-05 | 0.00044621 | 0.00015085 | 0.00019086 | 0.00014405 | 0.00015509 | 0.00014405 | 0.00011415 | 0.00022925 | 0.00011415 | 0 | 6.5591e-05 | 0.0001118 | 9.6981e-05 | 8.111e-05 | 8.6015e-05 | 2.8442e-05 | 6.9867e-06 | 1.3832e-05 | 1.3832e-05 | 0.00011415 | 0.00011415 | 0.00011415 | 0.00011415 | 0.00011415 | 0.00011415 | 0.00010883 | 6.9436e-05 | 6.3877e-05 | 6.1037e-05 | 0.00022929 | 0.00011415 | 0.00011415 | 0.00011415 | 0.00011415 | 2.0797e-06 | 3.3003e-05 | 6.2124e-05 | 7.8988e-05 | 0.00010271 | 9.1308e-05 | 9.1469e-05 | 9.1544e-05 | 8.8643e-05 | 9.7662e-05 | 2.032e-05 | 2.032e-05
04/01 23:00:00 | 4 | 1 | 23 | 2183 | WD | 0 | 0.00014261 | 0.00014261 | 3.3109e-06 | 0.00015863 | 7.9772e-13 | 0.00011415 | 0 | 0 | 0.00023959 | 0.0010997 | -0.0017774 | 0.00014261 | 0.00035502 | 0.00013614 | 0.00014106 | 0.00013614 | 0.00011415 | 0.00022925 | 0.00011415 | 0 | 6.5591e-05 | 0.0001118 | 0.00012475 | 8.1116e-05 | 9.4601e-05 | 2.9569e-05 | 1.2714e-05 | 1.8092e-05 | 1.8092e-05 | 0.00011415 | 0.00011415 | 0.00011415 | 0.00011416 | 0.00011415 | 0.00011415 | 9.9691e-05 | 6.8344e-05 | 6.1493e-05 | 5.7992e-05 | 0.00022929 | 0.00011415 | 0.00011415 | 0.00011415 | 0.00011415 | 1.729e-06 | 2.6771e-05 | 5.7344e-05 | 7.5048e-05 | 9.7608e-05 | 9.1e-05 | 9.0902e-05 | 9.0856e-05 | 8.8689e-05 | 9.9298e-05 | 1.7701e-06 | 1.7701e-06
04/01 24:00:00 | 4 | 1 | 24 | 2184 | WD | 0 | 0.00011507 | 0.00011507 | -0.00098697 | 7.7529e-05 | -1.3906e-12 | 0.00011415 | 0 | 0 | 0.00013341 | 0.00058566 | -0.0031716 | 0.00011507 | 0.00020238 | 0.00012638 | 0.00012027 | 0.00012638 | 0.00011415 | 0.00022925 | 0.00011415 | 0 | 6.5591e-05 | 0.0001118 | 8.9822e-05 | 8.0868e-05 | 8.3635e-05 | 2.9954e-05 | 1.3941e-05 | 1.905e-05 | 1.905e-05 | 0.00011415 | 0.00011415 | 0.00011415 | 0.00011416 | 0.00011415 | 0.00011415 | 4.5468e-05 | 6.8027e-05 | 5.8924e-05 | 5.4272e-05 | 0.00022929 | 0.00011415 | 0.00011415 | 0.00011415 | 0.00011415 | 1.2032e-06 | 2.496e-05 | 5.3631e-05 | 7.0234e-05 | 7.1999e-05 | 9.0832e-05 | 8.4693e-05 | 8.1846e-05 | 8.9005e-05 | 0.00010037 | 1.5374e-05 | 1.5374e-05
04/02 01:00:00 | 4 | 2 | 1 | 2185 | WD | 0 | 7.5608e-05 | 7.5608e-05 | 0.00097875 | 7.5457e-05 | 0.00025245 | 0.00011415 | 0 | 0 | 5.4452e-05 | 0.00052593 | -0.006334 | 7.5608e-05 | 5.1325e-05 | 9.19e-05 | 7.335e-05 | 9.19e-05 | 0.00011415 | 0.00022925 | 0.00011415 | 0 | 6.5591e-05 | 0.0001118 | 8.8653e-05 | 8.0401e-05 | 8.2951e-05 | 3.0624e-05 | 1.4425e-05 | 1.9593e-05 | 1.9593e-05 | 0.00011415 | 0.00011415 | 0.00011415 | 0.00011416 | 0.00011415 | 0.00011415 | 3.6463e-05 | 6.7924e-05 | 5.8637e-05 | 5.3892e-05 | 0.00022929 | 0.00011415 | 0.00011415 | 0.00011415 | 0.00011415 | 1.2032e-06 | 2.437e-05 | 5.3103e-05 | 6.9742e-05 | 6.668e-05 | 9.0643e-05 | 8.4443e-05 | 8.1567e-05 | 8.912e-05 | 0.00010089 | 1.9661e-05 | 1.9661e-05
04/02 02:00:00 | 4 | 2 | 2 | 2186 | WD | 0 | 8.1765e-05 | 8.1765e-05 | 2.7767e-07 | 0 | 0.00023244 | 0.00011415 | 0 | 0 | 2.1781e-05 | 0.00040505 | -0.0048404 | 8.1765e-05 | 8.4958e-05 | 8.5656e-05 | 9.481e-05 | 8.5656e-05 | 0.00011415 | 0.00022925 | 0.00011415 | 0 | 6.5591e-05 | 0.0001118 | 8.8802e-05 | 8.1451e-05 | 8.3723e-05 | 3.083e-05 | 1.4171e-05 | 1.9486e-05 | 1.9486e-05 | 0.00011415 | 0.00011415 | 0.00011415 | 0.00011416 | 0.00011415 | 0.00011415 | 3.6473e-05 | 6.819e-05 | 6.0618e-05 | 5.6748e-05 | 0.00022929 | 0.00011415 | 0.00011415 | 0.00011415 | 0.00011415 | 1.23e-06 | 2.5894e-05 | 5.6002e-05 | 7.3438e-05 | 6.5371e-05 | 9.1097e-05 | 8.5075e-05 | 8.2282e-05 | 8.9164e-05 | 0.00010119 | 2.7967e-05 | 2.7967e-05
04/02 03:00:00 | 4 | 2 | 3 | 2187 | WD | 0 | 0.00011379 | 0.00011379 | -0.00097036 | 7.4342e-05 | 0.00022975 | 0.00011415 | 0 | 0 | 2.1781e-05 | 0.00041842 | -0.0052561 | 0.00011379 | 0.00014245 | 8.3946e-05 | 0.00012954 | 8.3946e-05 | 0.00011415 | 0.00022925 | 0.00011415 | 0 | 6.5591e-05 | 0.0001118 | 8.9373e-05 | 8.0472e-05 | 8.3223e-05 | 3.1629e-05 | 1.4436e-05 | 1.9922e-05 | 1.9922e-05 | 0.00011415 | 0.00011415 | 0.00011415 | 0.00011416 | 0.00011415 | 0.00011415 | 4.5596e-05 | 6.8975e-05 | 6.1912e-05 | 5.8304e-05 | 0.00022929 | 0.00011415 | 0.00011415 | 0.00011415 | 0.00011415 | 1.5508e-06 | 3.0373e-05 | 5.892e-05 | 7.5451e-05 | 7.086e-05 | 9.0996e-05 | 8.5274e-05 | 8.262e-05 | 8.9214e-05 | 0.00010165 | 3.7469e-05 | 3.7469e-05
04/02 04:00:00 | 4 | 2 | 4 | 2188 | WD | 0 | 0.00011704 | 0.00011704 | 0.00097064 | 0 | 0.00022651 | 0.00011415 | 0 | 0 | 2.1781e-05 | 0.00039375 | -0.0023699 | 0.00011704 | 0.00017087 | 8.2211e-05 | 0.00014575 | 8.2211e-05 | 0.00011415 | 0.00022925 | 0.00011415 | 0 | 6.5591e-05 | 0.0001118 | 0.0001017 | 7.8706e-05 | 8.5811e-05 | 3.2417e-05 | 1.5114e-05 | 2.0635e-05 | 2.0635e-05 | 0.00011415 | 0.00011415 | 0.00011415 | 0.00011416 | 0.00011415 | 0.00011415 | 5.4768e-05 | 7.0282e-05 | 7.6832e-05 | 8.0178e-05 | 0.00022929 | 0.00011415 | 0.00011415 | 0.00011415 | 0.00011415 | 2.0054e-06 | 3.7834e-05 | 7.9583e-05 | 0.00010376 | 7.647e-05 | 9.0773e-05 | 8.9845e-05 | 8.9415e-05 | 8.9217e-05 | 0.000102 | 3.849e-05 | 3.849e-05
04/02 05:00:00 | 4 | 2 | 5 | 2189 | WD | 0 | 0.00013152 | 0.00013152 | 7.6115e-07 | 7.5081e-05 | 0.00021796 | 0.00011415 | 0 | 0 | 6.5342e-05 | 0.00036759 | 0.00069506 | 0.00013152 | 0.00018503 | 8.1198e-05 | 0.00015297 | 8.1198e-05 | 0.00011415 | 0.00022925 | 0.00011415 | 0 | 6.5591e-05 | 0.0001118 | 0.00010455 | 8.2076e-05 | 8.902e-05 | 3.2889e-05 | 1.5774e-05 | 2.1235e-05 | 2.1235e-05 | 0.00011415 | 0.00011415 | 0.00011415 | 0.00011416 | 0.00011415 | 0.00011415 | 9.1181e-05 | 9.299e-05 | 0.0001022 | 0.0001069 | 0.00022929 | 0.00011415 | 0.00011415 | 0.00011415 | 0.00011415 | 3.0749e-06 | 6.2531e-05 | 0.00011054 | 0.00013835 | 9.5322e-05 | 9.8811e-05 | 9.7774e-05 | 9.7293e-05 | 8.9039e-05 | 0.0001021 | 3.1535e-05 | 3.1535e-05
04/02 06:00:00 | 4 | 2 | 6 | 2190 | WD | 0 | 0.00013518 | 0.00013518 | 2.3815e-06 | 7.7991e-05 | -1.5577e-12 | 0.00011415 | 2.2017e-05 | 2.2017e-05 | 0.00013613 | 0.00035411 | 0.0027018 | 0.00013518 | 0.0001868 | 8.7512e-05 | 0.00015271 | 8.7512e-05 | 0.00011415 | 0.00017194 | 0.00011415 | 2.2603e-06 | 6.5591e-05 | 0.0001126 | 0.0001094 | 8.7494e-05 | 9.4264e-05 | 1.265e-05 | 5.9828e-06 | 8.11e-06 | 8.11e-06 | 0.00011415 | 0.00011415 | 0.00011415 | 0.00011416 | 0.00011415 | 0.00011415 | 0.00012828 | 0.00012413 | 0.00013042 | 0.00013363 | 0.00019014 | 0.00011415 | 0.00011415 | 0.00011415 | 0.00011415 | 9.1122e-06 | 9.3011e-05 | 0.00014372 | 0.00017308 | 0.00011386 | 0.00011021 | 0.0001049 | 0.00010244 | 8.5688e-05 | 0.00012468 | 0.00047974 | 0.00047974
04/02 07:00:00 | 4 | 2 | 7 | 2191 | WD | 5.3288e-05 | 0.00016911 | 0.00016911 | 1.1732e-05 | 0.0001684 | 7.5464e-14 | 0.00011415 | 0.00025808 | 0.00025808 | 0.00015247 | -0.00099111 | 0.003164 | 0.00016911 | -0.0001015 | 9.9871e-05 | 0.00018639 | 9.9871e-05 | 0.00011415 | 0 | 0.00011415 | 2.3656e-05 | 6.5591e-05 | 0.0001126 | 0.00010797 | 0.00010227 | 0.00010403 | 6.2787e-06 | 1.8166e-07 | 2.127e-06 | 2.127e-06 | 0.00011415 | 0.00011415 | 0.00011415 | 0.00011416 | 0.00011415 | 0.00011415 | 0.000149 | 0.00014055 | 0.00018904 | 0.00021381 | 0 | 0.00011415 | 0.00011415 | 0.00011415 | 0.00011415 | 6.2206e-05 | 0.00012929 | 0.0001376 | 0.00014242 | 0.00012133 | 0.00011442 | 0.00011694 | 0.00011811 | 8.6831e-05 | 0.00011779 | 0.00044618 | 0.00044618
04/02 08:00:00 | 4 | 2 | 8 | 2192 | WD | 0.00015977 | 0.00015878 | 0.00015878 | 0.0010563 | 0.00024287 | 4.7973e-13 | 0.00011415 | 0.00057816 | 0.00057816 | 0.00013613 | -0.00042179 | 0.0030036 | 0.00015878 | 6.1891e-05 | 0.00011103 | 0.00015897 | 0.00011103 | 0.00011415 | 0 | 0.00011415 | 0.00014839 | 0.00016398 | 0.0001685 | 0.00011169 | 0.00010471 | 0.00010687 | 5.4203e-06 | 4.0291e-07 | 2.0037e-06 | 2.0037e-06 | 0.00011415 | 0.00011415 | 0.00011415 | 0.00011416 | 0.00011415 | 0.00011415 | 0.00016895 | 0.00015337 | 0.00019337 | 0.00021381 | 0 | 0.00011415 | 0.00011415 | 0.00011415 | 0.00011415 | 0.00016496 | 0.00018428 | 0.00016171 | 0.00014864 | 0.00013636 | 0.00011958 | 0.00014629 | 0.00015868 | 8.6986e-05 | 0.00011523 | 0.0003161 | 0.0003161
04/02 09:00:00 | 4 | 2 | 9 | 2193 | WD | 0.00025487 | 0.00015226 | 0.00015226 | -0.0010209 | 0.00019131 | 1.5523e-12 | 0.00011415 | 0.00041063 | 0.00041063 | 5.9897e-05 | -0.00022337 | 0.0026653 | 0.00015226 | 0.00015497 | 0.00011108 | 0.00016144 | 0.00011108 | 0.00011415 | 0 | 0.00011415 | 0.00043114 | 0.00029516 | 0.0002244 | 0.00011568 | 0.00010677 | 0.00010952 | 4.9727e-06 | 7.0367e-07 | 2.0657e-06 | 2.0657e-06 | 0.00011415 | 0.00011415 | 0.00011415 | 0.00011416 | 0.00011415 | 0.00011415 | 0.0001871 | 0.00015456 | 0.00019377 | 0.00021381 | 0 | 0.00011415 | 0.00011415 | 0.00011415 | 0.00011415 | 0.00028732 | 0.00023587 | 0.00018456 | 0.00015484 | 0.00014703 | 0.00012094 | 0.00015183 | 0.00016616 | 8.717e-05 | 0.00011272 | 0.00019642 | 0.00019642
04/02 10:00:00 | 4 | 2 | 10 | 2194 | WD | 0.00033388 | 0.0001754 | 0.0001754 | 0.0010509 | 0.00017155 | 0.00021486 | 0.00011415 | 0.00030594 | 0.00030594 | 4.0839e-05 | -0.00016449 | 0.0022889 | 0.0001754 | 0.00026931 | 0.00011156 | 0.00019824 | 0.00011156 | 0.00011415 | 0 | 0.00011415 | 0.00047113 | 0.00029516 | 0.0002244 | 0.00011834 | 0.0001108 | 0.00011313 | 4.5228e-06 | 7.4567e-07 | 1.9508e-06 | 1.9508e-06 | 0.00011415 | 0.00011415 | 0.00011415 | 0.00011416 | 0.00011415 | 0.00011415 | 0.00018706 | 0.00015413 | 0.00019363 | 0.00021381 | 0 | 0.00011415 | 0.00011415 | 0.00011415 | 0.00011415 | 0.00038639 | 0.00024653 | 0.00019184 | 0.00016017 | 0.00014835 | 0.0001222 | 0.00015137 | 0.0001649 | 8.7351e-05 | 0.00011077 | 0.00012238 | 0.00012238
04/02 11:00:00 | 4 | 2 | 11 | 2195 | WD | 0.00039687 | 0.00012226 | 0.00012226 | 1.1666e-05 | 0.00016808 | 0.00021991 | 0.00011415 | 0 | 0 | 4.0839e-05 | 0.0010784 | 0.0019959 | 0.00012226 | 0.00031747 | 0.00011463 | 0.00012248 | 0.00011463 | 0.00011415 | 0 | 0.00011415 | 0.00047113 | 0.00029516 | 0.0002244 | 0.0001468 | 0.00011345 | 0.00012376 | 4.6929e-06 | 6.0772e-07 | 1.9111e-06 | 1.9111e-06 | 0.00011415 | 0.00011415 | 0.00011415 | 0.00011416 | 0.00011415 | 0.00011415 | 0.000187 | 0.00015348 | 0.00019341 | 0.00021381 | 0 | 0.00011415 | 0.00011415 | 0.00011415 | 0.00011415 | 0.00045652 | 0.00024632 | 0.00019429 | 0.00016416 | 0.00014854 | 0.00012291 | 0.00015339 | 0.00016753 | 8.7421e-05 | 0.00010918 | 6.7561e-05 | 6.7561e-05
04/02 12:00:00 | 4 | 2 | 12 | 2196 | WD | 0.00042726 | 0.00010384 | 0.00010384 | 1.0108e-05 | 0.00016464 | 0.00021998 | 0.00011415 | 0 | 0 | 4.0839e-05 | 0.00064664 | 0.0017924 | 0.00010384 | 0.00022044 | 0.00011458 | 9.6784e-05 | 0.00011458 | 0.00011415 | 0 | 0.00011415 | 0.00047113 | 0.00029516 | 0.0002244 | 0.00012058 | 0.00011476 | 0.00011656 | 4.0425e-06 | 3.0689e-07 | 1.4988e-06 | 1.4988e-06 | 0.00011415 | 0.00011415 | 0.00011415 | 0.00011416 | 0.00011415 | 0.00011415 | 0.00018694 | 0.0001532 | 0.00019331 | 0.00021381 | 0 | 0.00011415 | 0.00011415 | 0.00011415 | 0.00011415 | 0.00048836 | 0.00024586 | 0.00023832 | 0.00023396 | 0.00014823 | 0.00012326 | 0.00015726 | 0.00017302 | 8.7471e-05 | 0.00010789 | 1.5974e-05 | 1.5974e-05
04/02 13:00:00 | 4 | 2 | 13 | 2197 | WD | 0.00042292 | 8.5618e-05 | 8.5618e-05 | 0.00041338 | 0.00011971 | 0.00021627 | 0.00011415 | 0 | 0 | 4.0839e-05 | 0.0004472 | 0.0016557 | 8.5618e-05 | 0.00016613 | 0.00011115 | 7.8351e-05 | 0.00011115 | 0.00011415 | 0 | 0.00011415 | 0.00047113 | 0.00029516 | 0.0002244 | 0.0001226 | 0.00011908 | 0.00012017 | 3.9979e-06 | 1.2268e-08 | 1.2839e-06 | 1.2839e-06 | 0.00011415 | 0.00011415 | 0.00011415 | 0.00011416 | 0.00011415 | 0.00011415 | 0.00018653 | 0.00015279 | 0.00019317 | 0.00021381 | 0 | 0.00011415 | 0.00011415 | 0.00011415 | 0.00011415 | 0.00049245 | 0.00024525 | 0.00023831 | 0.00023429 | 0.00014706 | 0.00012464 | 0.00015619 | 0.00017082 | 9.2492e-05 | 0.00010671 | -3.2287e-05 | -3.2287e-05
04/02 14:00:00 | 4 | 2 | 14 | 2198 | WD | 0.00038919 | 7.8653e-05 | 7.8653e-05 | -0.00039791 | 0.00012213 | 0.00022375 | 0.00011415 | 0 | 0 | 4.0839e-05 | 0.00035939 | 0.0015357 | 7.8653e-05 | 0.00013578 | 0.00011051 | 6.8207e-05 | 0.00011051 | 0.00011415 | 0 | 0.00011415 | 0.00047113 | 0.00029516 | 0.0002244 | 0.00012329 | 0.00011907 | 0.00012037 | 3.8661e-06 | -2.8019e-08 | 1.2144e-06 | 1.2144e-06 | 0.00011415 | 0.00011415 | 0.00011415 | 0.00011416 | 0.00011415 | 0.00011415 | 0.00018548 | 0.00015218 | 0.00019297 | 0.00021381 | 0 | 0.00011415 | 0.00011415 | 0.00011415 | 0.00011415 | 0.0004683 | 0.00024314 | 0.00023673 | 0.00023302 | 0.00014788 | 0.00012444 | 0.00015438 | 0.00016827 | 0.00010675 | 0.00010606 | -6.4252e-05 | -6.4252e-05
04/02 15:00:00 | 4 | 2 | 15 | 2199 | WD | 0.00032143 | 6.6576e-05 | 6.6576e-05 | 0.0010046 | 7.9417e-05 | 0.00023635 | 0.00011415 | 0 | 0 | 4.0839e-05 | 0.00030934 | 0.0014139 | 6.6576e-05 | 0.00011216 | 0.00010956 | 5.7658e-05 | 0.00010956 | 0.00011415 | 0 | 0.00011415 | 0.00047113 | 0.00029516 | 0.0002244 | 0.00012131 | 0.00011742 | 0.00011862 | 3.6699e-06 | 8.1311e-08 | 1.2262e-06 | 1.2262e-06 | 0.00011415 | 0.00011415 | 0.00011415 | 0.00011416 | 0.00011415 | 0.00011415 | 0.00016661 | 0.00015069 | 0.00019246 | 0.00021381 | 0 | 0.00011415 | 0.00011415 | 0.00011415 | 0.00011415 | 0.00036551 | 0.00023592 | 0.00018908 | 0.00016195 | 0.00013705 | 0.0001234 | 0.00015476 | 0.0001693 | 0.00011368 | 0.00010556 | -8.6753e-05 | -8.6753e-05
04/02 16:00:00 | 4 | 2 | 16 | 2200 | WD | 0.00024331 | 8.0134e-05 | 8.0134e-05 | -0.00099235 | 0.00015878 | 0.00024949 | 0.00011415 | 0 | 0 | 4.0839e-05 | 0.00029999 | 0.0013012 | 8.0134e-05 | 0.00011492 | 0.00011092 | 6.3132e-05 | 0.00011092 | 0.00011415 | 0 | 0.00011415 | 0.00046099 | 0.00029516 | 0.0002244 | 0.00011274 | 0.00011621 | 0.00011514 | 3.5046e-06 | 9.1912e-08 | 1.1807e-06 | 1.1807e-06 | 0.00011415 | 0.00011415 | 0.00011415 | 0.00011416 | 0.00011415 | 0.00011415 | 0.00014779 | 0.00014413 | 0.00015206 | 0.00015611 | 0 | 0.00011415 | 0.00011415 | 0.00011415 | 0.00011415 | 0.00025734 | 0.0002115 | 0.00015021 | 0.00011472 | 0.00012603 | 0.000121 | 0.00014456 | 0.00015549 | 0.00011618 | 0.00010586 | -7.2073e-05 | -7.2073e-05
04/02 17:00:00 | 4 | 2 | 17 | 2201 | WD | 0.00015729 | 9.427e-05 | 9.427e-05 | 0.001011 | 8.0148e-05 | -2.0051e-12 | 0.00011415 | 0.0007929 | 0.0007929 | 7.0788e-05 | -0.00086683 | 0.0012085 | 9.427e-05 | -8.872e-05 | 0.00012 | 8.8946e-05 | 0.00012 | 0.00011415 | 0 | 0.00011415 | 0.00032706 | 0.00029516 | 0.0002244 | 0.00010938 | 0.00011367 | 0.00011234 | 3.28e-06 | -1.2243e-07 | 9.6313e-07 | 9.6313e-07 | 0.00011415 | 0.00011415 | 0.00011415 | 0.00011416 | 0.00011415 | 0.00011415 | 0.00012914 | 0.00013924 | 0.00012923 | 0.00012411 | 0 | 0.00011415 | 0.00011415 | 0.00011415 | 0.00011415 | 0.00015406 | 0.00015908 | 0.00011401 | 8.7915e-05 | 0.00011407 | 0.00011865 | 0.00013487 | 0.00014239 | 9.6776e-05 | 0.00010675 | -3.4262e-05 | -3.4262e-05
04/02 18:00:00 | 4 | 2 | 18 | 2202 | WD | 5.8805e-05 | 0.00012184 | 0.00012184 | 1.3222e-05 | 0.00016346 | -7.5459e-13 | 0.00011415 | 0.00054217 | 0.00054217 | 0.00015247 | -0.00042277 | 0.0011235 | 0.00012184 | 7.2899e-05 | 0.00013406 | 0.00010954 | 0.00013406 | 0.00011415 | 0 | 0.00011415 | 3.568e-05 | 6.5591e-05 | 0.0001126 | 0.00010853 | 0.0001103 | 0.00010975 | 3.016e-06 | -1.8397e-07 | 8.3701e-07 | 8.3701e-07 | 0.00011415 | 0.00011415 | 0.00011415 | 0.00011416 | 0.00011415 | 0.00011415 | 0.00012867 | 0.00012819 | 0.00011249 | 0.00010446 | 0 | 0.00011415 | 0.00011415 | 0.00011415 | 0.00011415 | 8.0398e-05 | 0.00010641 | 8.3906e-05 | 7.0876e-05 | 0.00011147 | 0.00011399 | 0.00010752 | 0.00010452 | 8.7548e-05 | 0.00010768 | 0.00015554 | 0.00015554
04/02 19:00:00 | 4 | 2 | 19 | 2203 | WD | 0 | 0.00016329 | 0.00016329 | 1.5414e-05 | 0.00016668 | -3.8268e-13 | 0.00011415 | 6.2977e-05 | 6.2977e-05 | 0.00021236 | -0.00024539 | 0.0010013 | 0.00016329 | 0.0002296 | 0.00014271 | 0.00015994 | 0.00014271 | 0.00011415 | 0.00011463 | 0.00011415 | 3.0787e-06 | 6.5591e-05 | 0.0001126 | 0.00011654 | 0.00010676 | 0.00010978 | 2.828e-06 | -2.7394e-07 | 7.1575e-07 | 7.1575e-07 | 0.00011415 | 0.00011415 | 0.00011415 | 0.00011416 | 0.00011415 | 0.00011415 | 0.00011028 | 0.00012058 | 0.00010101 | 9.1006e-05 | 0.00011465 | 0.00011415 | 0.00011415 | 0.00011415 | 0.00011415 | 1.0648e-05 | 7.2472e-05 | 6.4054e-05 | 5.9178e-05 | 0.00010489 | 0.00011452 | 0.00010838 | 0.00010554 | 8.7492e-05 | 0.00010914 | 0.0002089 | 0.0002089
04/02 20:00:00 | 4 | 2 | 20 | 2204 | WD | 0 | 0.00015589 | 0.00015589 | 1.6189e-05 | 0.00016737 | -2.8565e-13 | 0.00011415 | 0 | 0 | 0.00028587 | -0.00012194 | 0.00084615 | 0.00015589 | 0.00019442 | 0.00014653 | 0.00014551 | 0.00014653 | 0.00011415 | 0.00022925 | 0.00011415 | 0 | 6.5591e-05 | 0.0001126 | 0.00011399 | 0.00010195 | 0.00010567 | 2.6515e-06 | -3.0189e-07 | 6.404e-07 | 6.404e-07 | 0.00011415 | 0.00011415 | 0.00011415 | 0.00011416 | 0.00011415 | 0.00011415 | 0.00010984 | 0.00010476 | 8.6009e-05 | 7.6429e-05 | 0.00022929 | 0.00011415 | 0.00011415 | 0.00011415 | 0.00011415 | 4.8306e-06 | 5.9917e-05 | 8.4608e-05 | 9.8906e-05 | 0.00010614 | 0.00011197 | 0.00010513 | 0.00010196 | 8.7441e-05 | 0.00011023 | 0.00029903 | 0.00029903
04/02 21:00:00 | 4 | 2 | 21 | 2205 | WD | 0 | 0.0001535 | 0.0001535 | 1.42e-05 | 0.00016531 | 0 | 0.00011415 | 0 | 0 | 0.00034305 | -7.5415e-05 | 0.0006602 | 0.0001535 | 0.00018021 | 0.00014762 | 0.0001419 | 0.00014762 | 0.00011415 | 0.00022925 | 0.00011415 | 0 | 6.5591e-05 | 0.0001126 | 0.000107 | 8.5446e-05 | 9.2108e-05 | 2.183e-05 | -3.6244e-07 | 6.7182e-06 | 6.7182e-06 | 0.00011415 | 0.00011415 | 0.00011415 | 0.00011415 | 0.00011415 | 0.00011415 | 0.00010924 | 9.2279e-05 | 7.4921e-05 | 6.6052e-05 | 0.00022929 | 0.00011415 | 0.00011415 | 0.00011415 | 0.00011415 | 3.2016e-06 | 4.5412e-05 | 7.0785e-05 | 8.5478e-05 | 0.00010427 | 0.00010004 | 9.8646e-05 | 9.7999e-05 | 8.8411e-05 | 9.8429e-05 | 0.00034291 | 0.00034291
04/02 22:00:00 | 4 | 2 | 22 | 2206 | WD | 0 | 0.00014718 | 0.00014718 | 0.0010199 | 0.0001414 | 2.0698e-12 | 0.00011415 | 0 | 0 | 0.00034849 | -5.2417e-05 | 0.00039653 | 0.00014718 | 0.0001767 | 0.00014405 | 0.00014296 | 0.00014405 | 0.00011415 | 0.00022925 | 0.00011415 | 0 | 6.5591e-05 | 0.0001118 | 9.7492e-05 | 8.0195e-05 | 8.5541e-05 | 2.8888e-05 | 7.5437e-06 | 1.4354e-05 | 1.4354e-05 | 0.00011415 | 0.00011415 | 0.00011415 | 0.00011415 | 0.00011415 | 0.00011415 | 0.00010883 | 6.9436e-05 | 6.3877e-05 | 6.1037e-05 | 0.00022929 | 0.00011415 | 0.00011415 | 0.00011415 | 0.00011415 | 2.0797e-06 | 3.3003e-05 | 6.2124e-05 | 7.8988e-05 | 0.00010266 | 9.0982e-05 | 9.1635e-05 | 9.1938e-05 | 8.855e-05 | 9.7804e-05 | 1.6711e-05 | 1.6711e-05
04/02 23:00:00 | 4 | 2 | 23 | 2207 | WD | 0 | 0.00013431 | 0.00013431 | -0.00099343 | 0.00010018 | 7.9772e-13 | 0.00011415 | 0 | 0 | 0.00023959 | 0.0010518 | -0.0017947 | 0.00013431 | 0.00034191 | 0.00013614 | 0.00013806 | 0.00013614 | 0.00011415 | 0.00022925 | 0.00011415 | 0 | 6.5591e-05 | 0.0001118 | 0.00012461 | 7.9753e-05 | 9.3616e-05 | 2.9994e-05 | 1.338e-05 | 1.8681e-05 | 1.8681e-05 | 0.00011415 | 0.00011415 | 0.00011415 | 0.00011416 | 0.00011415 | 0.00011415 | 9.9691e-05 | 6.8344e-05 | 6.1493e-05 | 5.7992e-05 | 0.00022929 | 0.00011415 | 0.00011415 | 0.00011415 | 0.00011415 | 1.729e-06 | 2.6771e-05 | 5.7344e-05 | 7.5048e-05 | 9.7596e-05 | 9.0516e-05 | 9.0996e-05 | 9.1219e-05 | 8.8596e-05 | 9.9021e-05 | 3.2166e-06 | 3.2166e-06
04/02 24:00:00 | 4 | 2 | 24 | 2208 | WD | 0 | 0.00011307 | 0.00011307 | 2.905e-06 | 7.7518e-05 | -1.3906e-12 | 0.00011415 | 0 | 0 | 0.00013341 | 0.00058569 | -0.0027683 | 0.00011307 | 0.00019956 | 0.00012638 | 0.00011743 | 0.00012638 | 0.00011415 | 0.00022925 | 0.00011415 | 0 | 6.5591e-05 | 0.0001118 | 8.9735e-05 | 7.9632e-05 | 8.2755e-05 | 3.0323e-05 | 1.4507e-05 | 1.9553e-05 | 1.9553e-05 | 0.00011415 | 0.00011415 | 0.00011415 | 0.00011416 | 0.00011415 | 0.00011415 | 4.5468e-05 | 6.8027e-05 | 5.8924e-05 | 5.4272e-05 | 0.00022929 | 0.00011415 | 0.00011415 | 0.00011415 | 0.00011415 | 1.2032e-06 | 2.496e-05 | 5.3631e-05 | 7.0234e-05 | 7.1962e-05 | 9.0395e-05 | 8.4776e-05 | 8.217e-05 | 8.8857e-05 | 0.00010028 | 1.2234e-05 | 1.2234e-05
04/03 01:00:00 | 4 | 3 | 1 | 2209 | WD | 0 | 7.8326e-05 | 7.8326e-05 | 1.4267e-06 | 7.547e-05 | 0.00025245 | 0.00011415 | 0 | 0 | 5.4452e-05 | 0.0005986 | -0.0070705 | 7.8326e-05 | 5.9064e-05 | 9.19e-05 | 7.7217e-05 | 9.19e-05 | 0.00011415 | 0.00022925 | 0.00011415 | 0 | 6.5591e-05 | 0.0001118 | 8.8642e-05 | 7.9588e-05 | 8.2386e-05 | 3.0911e-05 | 1.4809e-05 | 1.9946e-05 | 1.9946e-05 | 0.00011415 | 0.00011415 | 0.00011415 | 0.00011416 | 0.00011415 | 0.00011415 | 3.6463e-05 | 6.7924e-05 | 5.8637e-05 | 5.3892e-05 | 0.00022929 | 0.00011415 | 0.00011415 | 0.00011415 | 0.00011415 | 1.2032e-06 | 2.437e-05 | 5.3103e-05 | 6.9742e-05 | 6.6658e-05 | 9.0355e-05 | 8.4568e-05 | 8.1884e-05 | 8.8956e-05 | 0.00010079 | 1.1479e-05 | 1.1479e-05
04/03 02:00:00 | 4 | 3 | 2 | 2210 | WD | 0 | 8.5678e-05 | 8.5678e-05 | 0.00097322 | 0 | 0.00023244 | 0.00011415 | 0 | 0 | 2.1781e-05 | 0.00039526 | -0.0054548 | 8.5678e-05 | 9.3299e-05 | 8.5656e-05 | 0.00010038 | 8.5656e-05 | 0.00011415 | 0.00022925 | 0.00011415 | 0 | 6.5591e-05 | 0.0001118 | 8.8556e-05 | 7.9573e-05 | 8.2349e-05 | 3.1414e-05 | 1.489e-05 | 2.0162e-05 | 2.0162e-05 | 0.00011415 | 0.00011415 | 0.00011415 | 0.00011416 | 0.00011415 | 0.00011415 | 3.6473e-05 | 6.819e-05 | 6.0618e-05 | 5.6748e-05 | 0.00022929 | 0.00011415 | 0.00011415 | 0.00011415 | 0.00011415 | 1.23e-06 | 2.5894e-05 | 5.6002e-05 | 7.3438e-05 | 6.5355e-05 | 9.0433e-05 | 8.5067e-05 | 8.2578e-05 | 8.9028e-05 | 0.00010107 | 2.1819e-05 | 2.1819e-05
04/03 03:00:00 | 4 | 3 | 3 | 2211 | WD | 0 | 0.00011736 | 0.00011736 | 2.9183e-07 | 7.4341e-05 | 0.00022975 | 0.00011415 | 0 | 0 | 2.1781e-05 | 0.00043797 | -0.0052104 | 0.00011736 | 0.00015502 | 8.3946e-05 | 0.00013462 | 8.3946e-05 | 0.00011415 | 0.00022925 | 0.00011415 | 0 | 6.5591e-05 | 0.0001118 | 8.9358e-05 | 7.9327e-05 | 8.2427e-05 | 3.1941e-05 | 1.4985e-05 | 2.0395e-05 | 2.0395e-05 | 0.00011415 | 0.00011415 | 0.00011415 | 0.00011416 | 0.00011415 | 0.00011415 | 4.5596e-05 | 6.8975e-05 | 6.1912e-05 | 5.8304e-05 | 0.00022929 | 0.00011415 | 0.00011415 | 0.00011415 | 0.00011415 | 1.5508e-06 | 3.0373e-05 | 5.892e-05 | 7.5451e-05 | 7.076e-05 | 9.0585e-05 | 8.5346e-05 | 8.2916e-05 | 8.9043e-05 | 0.00010127 | 2.6484e-05 | 2.6484e-05
04/03 04:00:00 | 4 | 3 | 4 | 2212 | WD | 0 | 0.00012892 | 0.00012892 | 0 | 7.4388e-05 | 0.00022651 | 0.00011415 | 0 | 0 | 2.1781e-05 | 0.00041559 | -0.0026139 | 0.00012892 | 0.00018618 | 8.2211e-05 | 0.00015143 | 8.2211e-05 | 0.00011415 | 0.00022925 | 0.00011415 | 0 | 6.5591e-05 | 0.0001118 | 0.00014868 | 7.854e-05 | 0.00010022 | 3.1387e-05 | 1.5307e-05 | 2.0437e-05 | 2.0437e-05 | 0.00011415 | 0.00011415 | 0.00011415 | 0.00011416 | 0.00011415 | 0.00011415 | 5.4768e-05 | 7.0282e-05 | 7.6832e-05 | 8.0178e-05 | 0.00022929 | 0.00011415 | 0.00011415 | 0.00011415 | 0.00011415 | 2.0054e-06 | 3.7834e-05 | 7.9583e-05 | 0.00010376 | 7.6771e-05 | 9.0703e-05 | 9.003e-05 | 8.9717e-05 | 8.9018e-05 | 0.00010144 | 2.4216e-05 | 2.4216e-05
04/03 05:00:00 | 4 | 3 | 5 | 2213 | WD | 0 | 0.00012502 | 0.00012502 | 3.9455e-07 | 0 | 0.00021796 | 0.00011415 | 0 | 0 | 6.5342e-05 | 0.00038198 | 0.00050802 | 0.00012502 | 0.00019331 | 8.1198e-05 | 0.00015505 | 8.1198e-05 | 0.00011415 | 0.00022925 | 0.00011415 | 0 | 6.5591e-05 | 0.0001118 | 0.00014235 | 8.2442e-05 | 0.00010096 | 3.4081e-05 | 1.5392e-05 | 2.1355e-05 | 2.1355e-05 | 0.00011415 | 0.00011415 | 0.00011415 | 0.00011416 | 0.00011415 | 0.00011415 | 9.1181e-05 | 9.299e-05 | 0.0001022 | 0.0001069 | 0.00022929 | 0.00011415 | 0.00011415 | 0.00011415 | 0.00011415 | 3.0749e-06 | 6.2531e-05 | 0.00011054 | 0.00013835 | 9.5572e-05 | 9.8929e-05 | 9.801e-05 | 9.7584e-05 | 8.8875e-05 | 0.00010154 | 1.8278e-05 | 1.8278e-05
04/03 06:00:00 | 4 | 3 | 6 | 2214 | WD | 0 | 0.00013937 | 0.00013937 | 2.724e-06 | 0.00015596 | -1.5577e-12 | 0.00011415 | 2.3671e-05 | 2.3671e-05 | 0.00013613 | 0.00036249 | 0.0025395 | 0.00013937 | 0.00018666 | 8.7512e-05 | 0.00014691 | 8.7512e-05 | 0.00011415 | 0.00017194 | 0.00011415 | 2.4301e-06 | 6.5591e-05 | 0.0001126 | 0.00012848 | 8.8775e-05 | 0.00010105 | 1.2608e-05 | 7.5066e-06 | 9.1341e-06 | 9.1341e-06 | 0.00011415 | 0.00011415 | 0.00011415 | 0.00011416 | 0.00011415 | 0.00011415 | 0.00012828 | 0.00012413 | 0.00013042 | 0.00013363 | 0.00019014 | 0.00011415 | 0.00011415 | 0.00011415 | 0.00011415 | 9.3447e-06 | 9.3114e-05 | 0.00014376 | 0.0001731 | 0.00011393 | 0.00011064 | 0.00010522 | 0.00010271 | 8.5857e-05 | 0.00012348 | 0.00043305 | 0.00043305
04/03 07:00:00 | 4 | 3 | 7 | 2215 | WD | 5.5906e-05 | 0.00015055 | 0.00015055 | 1.3761e-05 | 0.00016824 | 7.5464e-14 | 0.00011415 | 0.00027278 | 0.00027278 | 0.00015247 | -0.0009079 | 0.0030727 | 0.00015055 | -6.7198e-05 | 9.9871e-05 | 0.00015999 | 9.9871e-05 | 0.00011415 | 0 | 0.00011415 | 2.5004e-05 | 6.5591e-05 | 0.0001126 | 0.00010846 | 0.00010431 | 0.00010559 | 6.3014e-06 | 2.1784e-06 | 3.4939e-06 | 3.4939e-06 | 0.00011415 | 0.00011415 | 0.00011415 | 0.00011416 | 0.00011415 | 0.00011415 | 0.000149 | 0.00014051 | 0.00018902 | 0.00021381 | 0 | 0.00011415 | 0.00011415 | 0.00011415 | 0.00011415 | 6.5313e-05 | 0.00013026 | 0.00013811 | 0.00014266 | 0.00012121 | 0.0001151 | 0.00011715 | 0.00011811 | 8.7e-05 | 0.00011642 | 0.00035438 | 0.00035438
04/03 08:00:00 | 4 | 3 | 8 | 2216 | WD | 0.0001617 | 0.00014489 | 0.00014489 | 2.5693e-05 | 0.00017334 | 4.7973e-13 | 0.00011415 | 0.00059321 | 0.00059321 | 0.00013613 | -0.00041079 | 0.002963 | 0.00014489 | 6.3346e-05 | 0.00011103 | 0.00014968 | 0.00011103 | 0.00011415 | 0 | 0.00011415 | 0.00015225 | 0.00016398 | 0.0001685 | 0.00011237 | 0.00010771 | 0.00010915 | 5.4655e-06 | 8.3824e-07 | 2.3146e-06 | 2.3146e-06 | 0.00011415 | 0.00011415 | 0.00011415 | 0.00011416 | 0.00011415 | 0.00011415 | 0.00016895 | 0.00015337 | 0.00019337 | 0.00021381 | 0 | 0.00011415 | 0.00011415 | 0.00011415 | 0.00011415 | 0.000169 | 0.00018612 | 0.00016256 | 0.00014891 | 0.00013626 | 0.00012062 | 0.000147 | 0.00015923 | 8.7145e-05 | 0.00011397 | 0.00023726 | 0.00023726
04/03 09:00:00 | 4 | 3 | 9 | 2217 | WD | 0.00025773 | 0.00015302 | 0.00015302 | 1.7141e-05 | 0.00017382 | 1.5523e-12 | 0.00011415 | 0.00041545 | 0.00041545 | 5.9897e-05 | -0.00022081 | 0.0026232 | 0.00015302 | 0.000161 | 0.00011108 | 0.00016515 | 0.00011108 | 0.00011415 | 0 | 0.00011415 | 0.0004362 | 0.00029516 | 0.0002244 | 0.0001164 | 0.00010956 | 0.00011167 | 5.0591e-06 | 5.2503e-07 | 1.9716e-06 | 1.9716e-06 | 0.00011415 | 0.00011415 | 0.00011415 | 0.00011416 | 0.00011415 | 0.00011415 | 0.0001871 | 0.00015456 | 0.00019377 | 0.00021381 | 0 | 0.00011415 | 0.00011415 | 0.00011415 | 0.00011415 | 0.00029115 | 0.00023721 | 0.00018519 | 0.00015507 | 0.000147 | 0.00012191 | 0.00015229 | 0.00016638 | 8.7243e-05 | 0.00011213 | 0.00016463 | 0.00016463
04/03 10:00:00 | 4 | 3 | 10 | 2218 | WD | 0.00033576 | 0.00018357 | 0.00018357 | 0.0010528 | 0.00017148 | 0.00021486 | 0.00011415 | 0.00030594 | 0.00030594 | 4.0839e-05 | -0.00015652 | 0.0022612 | 0.00018357 | 0.00030003 | 0.00011156 | 0.00020989 | 0.00011156 | 0.00011415 | 0 | 0.00011415 | 0.00047113 | 0.00029516 | 0.0002244 | 0.0001181 | 0.00011182 | 0.00011376 | 4.6558e-06 | 4.9293e-07 | 1.8211e-06 | 1.8211e-06 | 0.00011415 | 0.00011415 | 0.00011415 | 0.00011416 | 0.00011415 | 0.00011415 | 0.00018706 | 0.00015413 | 0.00019363 | 0.00021381 | 0 | 0.00011415 | 0.00011415 | 0.00011415 | 0.00011415 | 0.00038665 | 0.00024653 | 0.00019186 | 0.00016019 | 0.00014836 | 0.00012256 | 0.00015144 | 0.00016483 | 8.7341e-05 | 0.00011075 | 0.00011591 | 0.00011591
04/03 11:00:00 | 4 | 3 | 11 | 2219 | WD | 0.0004033 | 0.00014802 | 0.00014802 | 1.3405e-05 | 0.00016796 | 0.00021991 | 0.00011415 | 0 | 0 | 4.0839e-05 | 0.0011021 | 0.001964 | 0.00014802 | 0.00038137 | 0.00011463 | 0.00015917 | 0.00011463 | 0.00011415 | 0 | 0.00011415 | 0.00047113 | 0.00029516 | 0.0002244 | 0.00014642 | 0.0001143 | 0.00012423 | 4.7915e-06 | 5.4877e-07 | 1.9024e-06 | 1.9024e-06 | 0.00011415 | 0.00011415 | 0.00011415 | 0.00011416 | 0.00011415 | 0.00011415 | 0.000187 | 0.00015348 | 0.00019341 | 0.00021381 | 0 | 0.00011415 | 0.00011415 | 0.00011415 | 0.00011415 | 0.00045702 | 0.00024632 | 0.00019432 | 0.00016421 | 0.00014857 | 0.00012322 | 0.00015322 | 0.00016713 | 8.7378e-05 | 0.0001097 | 8.6881e-05 | 8.6881e-05
04/03 12:00:00 | 4 | 3 | 12 | 2220 | WD | 0.00044285 | 0.00014117 | 0.00014117 | 1.1737e-05 | 0.00016458 | 0.00021998 | 0.00011415 | 0 | 0 | 4.0839e-05 | 0.0007357 | 0.0017197 | 0.00014117 | 0.00030334 | 0.00011458 | 0.00014994 | 0.00011458 | 0.00011415 | 0 | 0.00011415 | 0.00047113 | 0.00029516 | 0.0002244 | 0.00011891 | 0.00011541 | 0.00011649 | 4.1299e-06 | 3.4172e-07 | 1.5504e-06 | 1.5504e-06 | 0.00011415 | 0.00011415 | 0.00011415 | 0.00011416 | 0.00011415 | 0.00011415 | 0.00018694 | 0.0001532 | 0.00019331 | 0.00021381 | 0 | 0.00011415 | 0.00011415 | 0.00011415 | 0.00011415 | 0.00049113 | 0.00024586 | 0.00023846 | 0.00023418 | 0.00014827 | 0.00012352 | 0.00015668 | 0.00017207 | 8.7382e-05 | 0.00010917 | 7.3627e-05 | 7.3627e-05
04/03 13:00:00 | 4 | 3 | 13 | 2221 | WD | 0.0004405 | 0.00012771 | 0.00012771 | 9.8019e-06 | 0.00016199 | 0.00021627 | 0.00011415 | 0 | 0 | 4.0839e-05 | 0.00051011 | 0.0015193 | 0.00012771 | 0.00023694 | 0.00011115 | 0.0001319 | 0.00011115 | 0.00011415 | 0 | 0.00011415 | 0.00047113 | 0.00029516 | 0.0002244 | 0.00012019 | 0.00012013 | 0.00012015 | 4.0632e-06 | 1.6154e-07 | 1.4064e-06 | 1.4064e-06 | 0.00011415 | 0.00011415 | 0.00011415 | 0.00011416 | 0.00011415 | 0.00011415 | 0.00018653 | 0.00015279 | 0.00019317 | 0.00021381 | 0 | 0.00011415 | 0.00011415 | 0.00011415 | 0.00011415 | 0.00049493 | 0.00024525 | 0.00023844 | 0.00023449 | 0.00014659 | 0.00012505 | 0.00015529 | 0.00016932 | 8.7406e-05 | 0.00010858 | 4.5773e-05 | 4.5773e-05
04/03 14:00:00 | 4 | 3 | 14 | 2222 | WD | 0.00040772 | 0.00012941 | 0.00012941 | 4.6056e-06 | 8.0174e-05 | 0.00022375 | 0.00011415 | 0 | 0 | 4.0839e-05 | 0.00044168 | 0.0013395 | 0.00012941 | 0.00025634 | 0.00011051 | 0.00014679 | 0.00011051 | 0.00011415 | 0 | 0.00011415 | 0.00047113 | 0.00029516 | 0.0002244 | 0.00011985 | 0.00011967 | 0.00011973 | 3.942e-06 | 6.4743e-08 | 1.3018e-06 | 1.3018e-06 | 0.00011415 | 0.00011415 | 0.00011415 | 0.00011416 | 0.00011415 | 0.00011415 | 0.00018548 | 0.00015218 | 0.00019297 | 0.00021381 | 0 | 0.00011415 | 0.00011415 | 0.00011415 | 0.00011415 | 0.00046922 | 0.00024314 | 0.00023677 | 0.00023308 | 0.00014591 | 0.0001247 | 0.00015276 | 0.00016578 | 8.7401e-05 | 0.0001085 | 4.081e-05 | 4.081e-05
04/03 15:00:00 | 4 | 3 | 15 | 2223 | WD | 0.00034276 | 0.00013843 | 0.00013843 | 0.0010049 | 0.00015877 | 0.00023635 | 0.00011415 | 0 | 0 | 4.0839e-05 | 0.00039897 | 0.0011616 | 0.00013843 | 0.00024971 | 0.00010956 | 0.00014797 | 0.00010956 | 0.00011415 | 0 | 0.00011415 | 0.00047113 | 0.00029516 | 0.0002244 | 0.00011642 | 0.00011566 | 0.00011589 | 3.7665e-06 | 2.4865e-08 | 1.2186e-06 | 1.2186e-06 | 0.00011415 | 0.00011415 | 0.00011415 | 0.00011416 | 0.00011415 | 0.00011415 | 0.00016661 | 0.00015069 | 0.00019246 | 0.00021381 | 0 | 0.00011415 | 0.00011415 | 0.00011415 | 0.00011415 | 0.00036849 | 0.00023592 | 0.0001892 | 0.00016215 | 0.00013406 | 0.00012284 | 0.00015213 | 0.00016572 | 8.7401e-05 | 0.0001086 | 4.0705e-05 | 4.0705e-05
04/03 16:00:00 | 4 | 3 | 16 | 2224 | WD | 0.00025783 | 0.00013181 | 0.00013181 | -0.00099279 | 7.935e-05 | 0.00024949 | 0.00011415 | 0 | 0 | 4.0839e-05 | 0.00038734 | 0.00099833 | 0.00013181 | 0.0002432 | 0.00011092 | 0.00014868 | 0.00011092 | 0.00011415 | 0 | 0.00011415 | 0.00046188 | 0.00029516 | 0.0002244 | 0.00010793 | 0.00011472 | 0.00011262 | 3.6015e-06 | -2.8939e-08 | 1.1294e-06 | 1.1294e-06 | 0.00011415 | 0.00011415 | 0.00011415 | 0.00011416 | 0.00011415 | 0.00011415 | 0.00014779 | 0.00014413 | 0.00015206 | 0.00015611 | 0 | 0.00011415 | 0.00011415 | 0.00011415 | 0.00011415 | 0.00025815 | 0.00021173 | 0.00015032 | 0.00011476 | 0.00012291 | 0.00012054 | 0.00014209 | 0.00015209 | 8.7378e-05 | 0.00010907 | 6.3927e-05 | 6.3927e-05
04/03 17:00:00 | 4 | 3 | 17 | 2225 | WD | 0.00016888 | 0.00015136 | 0.00015136 | 0.00101 | 0.00016021 | -2.0051e-12 | 0.00011415 | 0.00080611 | 0.00080611 | 7.0788e-05 | -0.00092134 | 0.00088545 | 0.00015136 | 3.4487e-06 | 0.00012 | 0.00015813 | 0.00012 | 0.00011415 | 0 | 0.00011415 | 0.0003325 | 0.00029516 | 0.0002244 | 0.00010553 | 0.000113 | 0.00011069 | 3.3386e-06 | -2.4063e-07 | 9.0135e-07 | 9.0135e-07 | 0.00011415 | 0.00011415 | 0.00011415 | 0.00011416 | 0.00011415 | 0.00011415 | 0.00012914 | 0.00013924 | 0.00012923 | 0.00012411 | 0 | 0.00011415 | 0.00011415 | 0.00011415 | 0.00011415 | 0.00015643 | 0.00016045 | 0.00011459 | 8.8037e-05 | 0.00011318 | 0.00011847 | 0.00013344 | 0.00014039 | 8.7378e-05 | 0.00010972 | 9.4713e-05 | 9.4713e-05
04/03 18:00:00 | 4 | 3 | 18 | 2226 | WD | 6.25e-05 | 0.00017874 | 0.00017874 | 1.1834e-05 | 0.00010179 | -7.5459e-13 | 0.00011415 | 0.00054337 | 0.00054337 | 0.00015247 | -0.00047373 | 0.0008029 | 0.00017874 | 0.00020415 | 0.00013406 | 0.00019985 | 0.00013406 | 0.00011415 | 0 | 0.00011415 | 3.5759e-05 | 6.5591e-05 | 0.0001126 | 0.00010523 | 0.00010931 | 0.00010805 | 3.0622e-06 | -3.1314e-07 | 7.6379e-07 | 7.6379e-07 | 0.00011415 | 0.00011415 | 0.00011415 | 0.00011416 | 0.00011415 | 0.00011415 | 0.00012867 | 0.00012819 | 0.00011249 | 0.00010446 | 0 | 0.00011415 | 0.00011415 | 0.00011415 | 0.00011415 | 8.0657e-05 | 0.00010649 | 8.3942e-05 | 7.0887e-05 | 0.00011157 | 0.00011369 | 0.00010687 | 0.00010371 | 8.7375e-05 | 0.00011036 | 0.00028855 | 0.00028855
04/03 19:00:00 | 4 | 3 | 19 | 2227 | WD | 0 | 0.00021582 | 0.00021582 | 1.3746e-05 | 0.00014618 | -3.8268e-13 | 0.00011415 | 6.3213e-05 | 6.3213e-05 | 0.00021236 | -0.00025115 | 0.00071135 | 0.00021582 | 0.00034525 | 0.00014271 | 0.00023781 | 0.00014271 | 0.00011415 | 0.00011463 | 0.00011415 | 3.0903e-06 | 6.5591e-05 | 0.0001126 | 0.00010294 | 0.00010694 | 0.0001057 | 2.8297e-06 | -2.3055e-07 | 7.4583e-07 | 7.4583e-07 | 0.00011415 | 0.00011415 | 0.00011415 | 0.00011416 | 0.00011415 | 0.00011415 | 0.00011028 | 0.00012058 | 0.00010101 | 9.1006e-05 | 0.00011465 | 0.00011415 | 0.00011415 | 0.00011415 | 0.00011415 | 1.0673e-05 | 7.2479e-05 | 6.4057e-05 | 5.9179e-05 | 0.00010485 | 0.00011462 | 0.00010841 | 0.00010552 | 8.7374e-05 | 0.00011114 | 0.00031832 | 0.00031832
04/03 20:00:00 | 4 | 3 | 20 | 2228 | WD | 0 | 0.00021059 | 0.00021059 | 1.4438e-05 | 0.00016729 | -2.8565e-13 | 0.00011415 | 0 | 0 | 0.00028587 | -0.00012038 | 0.00061722 | 0.00021059 | 0.0003006 | 0.00014653 | 0.00022339 | 0.00014653 | 0.00011415 | 0.00022925 | 0.00011415 | 0 | 6.5591e-05 | 0.0001126 | 0.00010189 | 0.00010291 | 0.00010259 | 2.6306e-06 | -1.9527e-07 | 7.0633e-07 | 7.0633e-07 | 0.00011415 | 0.00011415 | 0.00011415 | 0.00011416 | 0.00011415 | 0.00011415 | 0.00010984 | 0.00010476 | 8.6009e-05 | 7.6429e-05 | 0.00022929 | 0.00011415 | 0.00011415 | 0.00011415 | 0.00011415 | 4.8306e-06 | 5.9917e-05 | 8.4608e-05 | 9.8906e-05 | 0.0001061 | 0.00011233 | 0.00010524 | 0.00010196 | 8.7335e-05 | 0.0001117 | 0.0003899 | 0.0003899
04/03 21:00:00 | 4 | 3 | 21 | 2229 | WD | 0 | 0.00020574 | 0.00020574 | 1.3127e-05 | 0.00016525 | 0 | 0.00011415 | 0 | 0 | 0.00034305 | -7.4176e-05 | 0.0005004 | 0.00020574 | 0.00027891 | 0.00014762 | 0.00021627 | 0.00014762 | 0.00011415 | 0.00022925 | 0.00011415 | 0 | 6.5591e-05 | 0.0001126 | 9.7646e-05 | 8.7077e-05 | 9.0344e-05 | 2.1384e-05 | -1.7727e-07 | 6.702e-06 | 6.702e-06 | 0.00011415 | 0.00011415 | 0.00011415 | 0.00011415 | 0.00011415 | 0.00011415 | 0.00010924 | 9.2279e-05 | 7.4921e-05 | 6.6052e-05 | 0.00022929 | 0.00011415 | 0.00011415 | 0.00011415 | 0.00011415 | 3.2016e-06 | 4.5412e-05 | 7.0785e-05 | 8.5478e-05 | 0.00010427 | 0.00010061 | 9.8828e-05 | 9.7999e-05 | 8.8518e-05 | 9.7433e-05 | 0.00042991 | 0.00042991
04/03 22:00:00 | 4 | 3 | 22 | 2230 | WD | 0 | 0.00020714 | 0.00020714 | 0.0010189 | 0.00016272 | 2.0698e-12 | 0.00011415 | 0 | 0 | 0.00034849 | -5.0737e-05 | 0.00032124 | 0.00020714 | 0.00028657 | 0.00014405 | 0.00022509 | 0.00014405 | 0.00011415 | 0.00022925 | 0.00011415 | 0 | 6.5591e-05 | 0.0001118 | 9.6902e-05 | 8.1962e-05 | 8.6579e-05 | 2.8464e-05 | 7.1598e-06 | 1.3957e-05 | 1.3957e-05 | 0.00011415 | 0.00011415 | 0.00011415 | 0.00011416 | 0.00011415 | 0.00011415 | 0.00010883 | 6.9436e-05 | 6.3877e-05 | 6.1037e-05 | 0.00022929 | 0.00011415 | 0.00011415 | 0.00011415 | 0.00011415 | 2.0797e-06 | 3.3003e-05 | 6.2124e-05 | 7.8988e-05 | 0.00010273 | 9.1612e-05 | 9.1699e-05 | 9.1739e-05 | 8.8643e-05 | 9.7651e-05 | 1.9453e-05 | 1.9453e-05
04/03 23:00:00 | 4 | 3 | 23 | 2231 | WD | 0 | 0.00017743 | 0.00017743 | -0.00099347 | 7.9294e-05 | 7.9772e-13 | 0.00011415 | 0 | 0 | 0.00023959 | 0.0009922 | -0.005362 | 0.00017743 | 0.00045272 | 0.00013614 | 0.00020259 | 0.00013614 | 0.00011415 | 0.00022925 | 0.00011415 | 0 | 6.5591e-05 | 0.0001118 | 0.00012497 | 8.1813e-05 | 9.5151e-05 | 2.9641e-05 | 1.264e-05 | 1.8065e-05 | 1.8065e-05 | 0.00011415 | 0.00011415 | 0.00011415 | 0.00011416 | 0.00011415 | 0.00011415 | 9.9691e-05 | 6.8344e-05 | 6.1493e-05 | 5.7992e-05 | 0.00022929 | 0.00011415 | 0.00011415 | 0.00011415 | 0.00011415 | 1.729e-06 | 2.6771e-05 | 5.7344e-05 | 7.5048e-05 | 9.7583e-05 | 9.1249e-05 | 9.1104e-05 | 9.1037e-05 | 8.868e-05 | 9.9365e-05 | 1.4638e-06 | 1.4638e-06
04/03 24:00:00 | 4 | 3 | 24 | 2232 | WD | 0 | 0.00014773 | 0.00014773 | 0.00099477 | 7.7522e-05 | -1.3906e-12 | 0.00011415 | 0 | 0 | 0.00013341 | 0.00063607 | -0.0051662 | 0.00014773 | 0.00029137 | 0.00012638 | 0.00016675 | 0.00012638 | 0.00011415 | 0.00022925 | 0.00011415 | 0 | 6.5591e-05 | 0.0001118 | 9.0708e-05 | 8.2515e-05 | 8.5047e-05 | 2.9751e-05 | 1.3488e-05 | 1.8677e-05 | 1.8677e-05 | 0.00011415 | 0.00011415 | 0.00011415 | 0.00011416 | 0.00011415 | 0.00011415 | 4.5468e-05 | 6.8027e-05 | 5.8924e-05 | 5.4272e-05 | 0.00022929 | 0.00011415 | 0.00011415 | 0.00011415 | 0.00011415 | 1.2032e-06 | 2.496e-05 | 5.3631e-05 | 7.0234e-05 | 7.1885e-05 | 9.1408e-05 | 8.5011e-05 | 8.2044e-05 | 8.8879e-05 | 0.00010008 | 3.9021e-06 | 3.9021e-06
04/04 01:00:00 | 4 | 4 | 1 | 2233 | WE | 0 | 9.7531e-05 | 9.7531e-05 | -0.0009788 | 7.5551e-05 | 0.00025245 | 0.00011415 | 0 | 0 | 5.4452e-05 | 0.0004434 | -0.0058479 | 9.7531e-05 | 0.00010096 | 9.281e-05 | 0.00010435 | 9.281e-05 | 0.00011415 | 0.00022925 | 0.00011415 | 0 | 1.6398e-05 | 1.3975e-05 | 9.2738e-05 | 8.3024e-05 | 8.6026e-05 | -1.5058e-05 | 1.3755e-05 | 4.562e-06 | 4.562e-06 | 0.00011415 | 0.00011415 | 0.00011415 | 0.00011416 | 0.00011415 | 0.00011415 | 9.1034e-05 | 6.7538e-05 | 5.9021e-05 | 5.4669e-05 | 0.00022929 | 0.00011415 | 0.00011415 | 0.00011415 | 0.00011415 | 2.6738e-06 | 2.2169e-05 | 5.2933e-05 | 7.0747e-05 | 9.1903e-05 | 9.1365e-05 | 8.5064e-05 | 8.2142e-05 | 8.6622e-05 | 0.00010047 | 8.7253e-06 | 8.7253e-06
04/04 02:00:00 | 4 | 4 | 2 | 2234 | WE | 0 | 0.00010257 | 0.00010257 | 0.00017531 | 7.4727e-05 | 0.00023244 | 0.00011415 | 0 | 0 | 2.1781e-05 | 0.00042514 | -0.0045408 | 0.00010257 | 0.00011888 | 8.6205e-05 | 0.00011304 | 8.6205e-05 | 0.00011415 | 0.00022925 | 0.00011415 | 0 | 1.6398e-05 | 1.3975e-05 | 9.2021e-05 | 8.3979e-05 | 8.6464e-05 | -3.0952e-05 | 1.3963e-05 | -3.6783e-07 | -3.6783e-07 | 0.00011415 | 0.00011415 | 0.00011415 | 0.00011416 | 0.00011415 | 0.00011415 | 9.1034e-05 | 6.7578e-05 | 5.8145e-05 | 5.3326e-05 | 0.00022929 | 0.00011415 | 0.00011415 | 0.00011415 | 0.00011415 | 2.6738e-06 | 2.2396e-05 | 5.1915e-05 | 6.9009e-05 | 9.1881e-05 | 9.1716e-05 | 8.4454e-05 | 8.1085e-05 | 8.6464e-05 | 0.0001007 | 1.4954e-05 | 1.4954e-05
04/04 03:00:00 | 4 | 4 | 3 | 2235 | WE | 0 | 0.00011213 | 0.00011213 | 0.00079734 | 2.345e-05 | 0.00022975 | 0.00011415 | 0 | 0 | 2.1781e-05 | 0.00045089 | -0.004633 | 0.00011213 | 0.00016797 | 8.4304e-05 | 0.00013479 | 8.4304e-05 | 0.00011415 | 0.00022925 | 0.00011415 | 0 | 1.6398e-05 | 1.3975e-05 | 9.2183e-05 | 8.4493e-05 | 8.687e-05 | -3.3388e-05 | 1.3797e-05 | -1.258e-06 | -1.258e-06 | 0.00011415 | 0.00011415 | 0.00011415 | 0.00011416 | 0.00011415 | 0.00011415 | 9.1034e-05 | 6.8179e-05 | 5.8423e-05 | 5.3438e-05 | 0.00022929 | 0.00011415 | 0.00011415 | 0.00011415 | 0.00011415 | 2.6738e-06 | 2.5829e-05 | 5.3266e-05 | 6.9154e-05 | 9.1868e-05 | 9.2079e-05 | 8.4386e-05 | 8.0818e-05 | 8.6506e-05 | 0.00010079 | 2.1883e-05 | 2.1883e-05
04/04 04:00:00 | 4 | 4 | 4 | 2236 | WE | 0 | 0.00014029 | 0.00014029 | -0.00097056 | 5.0986e-05 | 0.00022651 | 0.00011415 | 0 | 0 | 2.1781e-05 | 0.00045801 | -0.0019973 | 0.00014029 | 0.0002276 | 8.2413e-05 | 0.00017111 | 8.2413e-05 | 0.00011415 | 0.00022925 | 0.00011415 | 0 | 1.6398e-05 | 1.3975e-05 | 0.00010366 | 8.4517e-05 | 9.0433e-05 | -3.489e-05 | 1.3729e-05 | -1.783e-06 | -1.783e-06 | 0.00011415 | 0.00011415 | 0.00011415 | 0.00011416 | 0.00011415 | 0.00011415 | 9.1034e-05 | 6.9401e-05 | 6.1076e-05 | 5.6823e-05 | 0.00022929 | 0.00011415 | 0.00011415 | 0.00011415 | 0.00011415 | 2.6738e-06 | 3.2805e-05 | 5.8598e-05 | 7.3534e-05 | 9.1984e-05 | 9.2458e-05 | 8.502e-05 | 8.157e-05 | 8.6455e-05 | 0.00010095 | 2.4592e-05 | 2.4592e-05
04/04 05:00:00 | 4 | 4 | 5 | 2237 | WE | 0 | 0.00013904 | 0.00013904 | 0.00097543 | 7.5243e-05 | 0.00021796 | 0.00011415 | 0 | 0 | 6.5342e-05 | 0.00041515 | 0.0010025 | 0.00013904 | 0.00021925 | 8.158e-05 | 0.00016356 | 8.158e-05 | 0.00011415 | 0.00022925 | 0.00011415 | 0 | 1.6398e-05 | 1.3975e-05 | 0.00010252 | 8.7649e-05 | 9.2246e-05 | -3.6107e-05 | 1.3695e-05 | -2.1946e-06 | -2.1946e-06 | 0.00011415 | 0.00011415 | 0.00011415 | 0.00011416 | 0.00011415 | 0.00011415 | 9.1034e-05 | 8.6668e-05 | 7.4596e-05 | 6.8429e-05 | 0.00022929 | 0.00011415 | 0.00011415 | 0.00011415 | 0.00011415 | 2.6738e-06 | 4.7626e-05 | 7.3544e-05 | 8.8553e-05 | 9.1987e-05 | 9.8771e-05 | 8.9157e-05 | 8.4698e-05 | 8.6387e-05 | 0.00010107 | 3.2265e-05 | 3.2265e-05
04/04 06:00:00 | 4 | 4 | 6 | 2238 | WE | 0 | 0.00012487 | 0.00012487 | -0.00098879 | 7.8419e-05 | -1.5577e-12 | 0.00011415 | 2.5307e-05 | 2.5307e-05 | 0.00013613 | 0.00036879 | 0.0029305 | 0.00012487 | 0.00018386 | 8.8117e-05 | 0.00013785 | 8.8117e-05 | 0.00011415 | 0.00017194 | 0.00011415 | 6.4951e-07 | 1.6398e-05 | 1.4769e-05 | 0.00010322 | 9.3586e-05 | 9.6565e-05 | -5.5913e-05 | 7.865e-06 | -1.2484e-05 | -1.2484e-05 | 0.00011415 | 0.00011415 | 0.00011415 | 0.00011416 | 0.00011415 | 0.00011415 | 9.1034e-05 | 0.00011705 | 9.2849e-05 | 8.0485e-05 | 0.00019014 | 0.00011415 | 0.00011415 | 0.00011415 | 0.00011415 | 5.2013e-06 | 6.8009e-05 | 9.0967e-05 | 0.00010426 | 9.105e-05 | 0.0001101 | 9.8977e-05 | 9.3818e-05 | 8.3811e-05 | 0.00012251 | 1.3837e-05 | 1.3837e-05
04/04 07:00:00 | 4 | 4 | 7 | 2239 | WE | 5.9509e-05 | 0.00014809 | 0.00014809 | 0.0010486 | 0.00017064 | 7.5442e-14 | 0.00011415 | 0.00028746 | 0.00028746 | 0.00015247 | -0.00072664 | 0.0033654 | 0.00014809 | -2.2607e-05 | 0.00010137 | 0.00015582 | 0.00010137 | 0.00011415 | 0 | 0.00011415 | 6.5874e-06 | 1.6398e-05 | 1.4769e-05 | 9.9031e-05 | 0.00010949 | 0.00010626 | -6.5504e-05 | 2.5224e-06 | -1.9182e-05 | -1.9182e-05 | 0.00011415 | 0.00011415 | 0.00011415 | 0.00011416 | 0.00011415 | 0.00011415 | 9.1034e-05 | 0.00013616 | 0.00010627 | 9.0996e-05 | 0 | 0.00011415 | 0.00011415 | 0.00011415 | 0.00011415 | 3.909e-05 | 0.00010826 | 0.00011537 | 0.00011948 | 8.6276e-05 | 0.00011545 | 9.5762e-05 | 8.663e-05 | 8.5539e-05 | 0.00011592 | -5.5646e-05 | -5.5646e-05
04/04 08:00:00 | 4 | 4 | 8 | 2240 | WE | 0.00016378 | 0.00015226 | 0.00015226 | 1.7163e-05 | 0.00026494 | 4.7973e-13 | 0.00011415 | 0.00060516 | 0.00060516 | 0.00013613 | -0.00044743 | 0.003182 | 0.00015226 | 6.0186e-05 | 0.000114 | 0.00014572 | 0.000114 | 0.00011415 | 0 | 0.00011415 | 1.5532e-05 | 1.6398e-05 | 1.4769e-05 | 9.916e-05 | 0.00011116 | 0.00010745 | -7.764e-05 | 7.4882e-07 | -2.4261e-05 | -2.4261e-05 | 0.00011415 | 0.00011415 | 0.00011415 | 0.00011416 | 0.00011415 | 0.00011415 | 9.1034e-05 | 0.00014804 | 0.00011622 | 9.9958e-05 | 0 | 0.00011415 | 0.00011415 | 0.00011415 | 0.00011415 | 8.9045e-05 | 0.00016777 | 0.00014628 | 0.00013384 | 8.6269e-05 | 0.0001199 | 0.0001034 | 9.5741e-05 | 8.6432e-05 | 0.00011367 | -0.00010843 | -0.00010843
04/04 09:00:00 | 4 | 4 | 9 | 2241 | WE | 0.00025841 | 0.00015182 | 0.00015182 | 2.6679e-05 | 0.00017755 | 1.5523e-12 | 0.00011415 | 0.00041592 | 0.00041592 | 5.9897e-05 | -0.00022368 | 0.0027922 | 0.00015182 | 0.00015891 | 0.00011567 | 0.00016191 | 0.00011567 | 0.00011415 | 0 | 0.00011415 | 2.4261e-05 | 1.6398e-05 | 1.4769e-05 | 0.00010024 | 0.00011194 | 0.00010832 | -8.1641e-05 | 3.4648e-07 | -2.5812e-05 | -2.5812e-05 | 0.00011415 | 0.00011415 | 0.00011415 | 0.00011416 | 0.00011415 | 0.00011415 | 9.1034e-05 | 0.00014946 | 0.00011937 | 0.000104 | 0 | 0.00011415 | 0.00011415 | 0.00011415 | 0.00011415 | 0.00013894 | 0.0002156 | 0.00016889 | 0.00014184 | 8.6266e-05 | 0.00012106 | 0.00010584 | 9.8785e-05 | 8.654e-05 | 0.00011207 | -0.00011132 | -0.00011132
04/04 10:00:00 | 4 | 4 | 10 | 2242 | WE | 0.00034161 | 0.00018043 | 0.00018043 | 0.001063 | 0.00023611 | 0.00021486 | 0.00011415 | 0.00030594 | 0.00030594 | 4.0839e-05 | -0.00016019 | 0.0023765 | 0.00018043 | 0.00027603 | 0.00011778 | 0.00019436 | 0.00011778 | 0.00011415 | 0 | 0.00011415 | 2.6174e-05 | 1.6398e-05 | 1.4769e-05 | 0.00010019 | 0.00011335 | 0.00010928 | -8.2698e-05 | 3.1117e-07 | -2.6173e-05 | -2.6173e-05 | 0.00011415 | 0.00011415 | 0.00011415 | 0.00011416 | 0.00011415 | 0.00011415 | 9.1034e-05 | 0.00014938 | 0.00011814 | 0.00010218 | 0 | 0.00011415 | 0.00011415 | 0.00011415 | 0.00011415 | 0.00018715 | 0.00022374 | 0.00017173 | 0.00014161 | 8.6248e-05 | 0.00012167 | 0.00010511 | 9.7429e-05 | 8.6646e-05 | 0.0001109 | -0.0001157 | -0.0001157
04/04 11:00:00 | 4 | 4 | 11 | 2243 | WE | 0.0004064 | 0.0001261 | 0.0001261 | -0.0010153 | 0.00019701 | 0.00021991 | 0.00011415 | 0 | 0 | 4.0839e-05 | 0.0010627 | 0.0020306 | 0.0001261 | 0.00031418 | 0.00012151 | 0.00012213 | 0.00012151 | 0.00011415 | 0 | 0.00011415 | 2.6174e-05 | 1.6398e-05 | 1.4769e-05 | 0.00012781 | 0.00011541 | 0.00011924 | -8.5784e-05 | 3.9669e-07 | -2.71e-05 | -2.71e-05 | 0.00011415 | 0.00011415 | 0.00011415 | 0.00011416 | 0.00011415 | 0.00011415 | 9.1034e-05 | 0.00014911 | 0.0001139 | 9.5904e-05 | 0 | 0.00011415 | 0.00011415 | 0.00011415 | 0.00011415 | 0.00022124 | 0.00022125 | 0.00016632 | 0.00013451 | 8.6483e-05 | 0.00012229 | 0.00010548 | 9.7685e-05 | 8.6762e-05 | 0.0001097 | -0.00011529 | -0.00011529
04/04 12:00:00 | 4 | 4 | 12 | 2244 | WE | 0.00044067 | 0.00011273 | 0.00011273 | 0.00023236 | 0.0001671 | 0.00021998 | 0.00011415 | 0 | 0 | 4.0839e-05 | 0.00064966 | 0.0017583 | 0.00011273 | 0.00022909 | 0.00012155 | 0.00010762 | 0.00012155 | 0.00011415 | 0 | 0.00011415 | 2.6174e-05 | 1.6398e-05 | 1.4769e-05 | 0.0001006 | 0.00011754 | 0.0001123 | -8.3354e-05 | 4.4e-07 | -2.6295e-05 | -2.6295e-05 | 0.00011415 | 0.00011415 | 0.00011415 | 0.00011416 | 0.00011415 | 0.00011415 | 9.1034e-05 | 0.00014827 | 0.00011155 | 9.2781e-05 | 0 | 0.00011415 | 0.00011415 | 0.00011415 | 0.00011415 | 0.0002366 | 0.00021767 | 0.00016277 | 0.00013098 | 8.6203e-05 | 0.00012277 | 0.00010428 | 9.5695e-05 | 8.6871e-05 | 0.00010878 | -0.00011849 | -0.00011849
04/04 13:00:00 | 4 | 4 | 13 | 2245 | WE | 0.00044124 | 9.4836e-05 | 9.4836e-05 | 0.00080239 | 8.2053e-05 | 0.00021627 | 0.00011415 | 0 | 0 | 4.0839e-05 | 0.00046919 | 0.0015411 | 9.4836e-05 | 0.00018769 | 0.00011748 | 9.5824e-05 | 0.00011748 | 0.00011415 | 0 | 0.00011415 | 2.6174e-05 | 1.6398e-05 | 1.4769e-05 | 0.00010348 | 0.00012385 | 0.00011755 | -8.345e-05 | 4.412e-07 | -2.6325e-05 | -2.6325e-05 | 0.00011415 | 0.00011415 | 0.00011415 | 0.00011416 | 0.00011415 | 0.00011415 | 9.1034e-05 | 0.00014778 | 0.00010773 | 8.7265e-05 | 0 | 0.00011415 | 0.00011415 | 0.00011415 | 0.00011415 | 0.00024025 | 0.00021561 | 0.0001572 | 0.00012337 | 8.621e-05 | 0.00012484 | 0.00010237 | 9.195e-05 | 8.6969e-05 | 0.00010802 | -0.00011849 | -0.00011849
04/04 14:00:00 | 4 | 4 | 14 | 2246 | WE | 0.00040515 | 0.00010235 | 0.00010235 | 9.2377e-06 | 0.00016225 | 0.00022375 | 0.00011415 | 0 | 0 | 4.0839e-05 | 0.00038605 | 0.0013577 | 0.00010235 | 0.00017012 | 0.00011631 | 9.4667e-05 | 0.00011631 | 0.00011415 | 0 | 0.00011415 | 2.6174e-05 | 1.6398e-05 | 1.4769e-05 | 0.00010458 | 0.00012503 | 0.00011871 | -8.3638e-05 | 3.8065e-07 | -2.6426e-05 | -2.6426e-05 | 0.00011415 | 0.00011415 | 0.00011415 | 0.00011416 | 0.00011415 | 0.00011415 | 9.1034e-05 | 0.0001471 | 0.00010447 | 8.269e-05 | 0 | 0.00011415 | 0.00011415 | 0.00011415 | 0.00011415 | 0.00022996 | 0.00021248 | 0.00015163 | 0.00011638 | 8.6214e-05 | 0.00012504 | 9.3128e-05 | 7.8325e-05 | 8.7023e-05 | 0.00010765 | -0.00011642 | -0.00011642
04/04 15:00:00 | 4 | 4 | 15 | 2247 | WE | 0.00033647 | 9.2217e-05 | 9.2217e-05 | 0.0010099 | 0.00016037 | 0.00023635 | 0.00011415 | 0 | 0 | 4.0839e-05 | 0.00032697 | 0.0011951 | 9.2217e-05 | 0.0001419 | 0.00011474 | 8.0857e-05 | 0.00011474 | 0.00011415 | 0 | 0.00011415 | 2.6174e-05 | 1.6398e-05 | 1.4769e-05 | 0.00010424 | 0.00012189 | 0.00011643 | -8.4619e-05 | 2.7113e-07 | -2.6814e-05 | -2.6814e-05 | 0.00011415 | 0.00011415 | 0.00011415 | 0.00011416 | 0.00011415 | 0.00011415 | 9.1034e-05 | 0.00014517 | 0.00010162 | 7.9372e-05 | 0 | 0.00011415 | 0.00011415 | 0.00011415 | 0.00011415 | 0.00020012 | 0.00020335 | 0.00014461 | 0.00011059 | 8.62e-05 | 0.00012335 | 9.1207e-05 | 7.6299e-05 | 8.7089e-05 | 0.00010739 | -0.00011849 | -0.00011849
04/04 16:00:00 | 4 | 4 | 16 | 2248 | WE | 0.00025365 | 8.0607e-05 | 8.0607e-05 | -0.00099662 | 8.0158e-05 | 0.00024949 | 0.00011415 | 0 | 0 | 4.0839e-05 | 0.00029775 | 0.0010732 | 8.0607e-05 | 0.00012804 | 0.00011582 | 7.4638e-05 | 0.00011582 | 0.00011415 | 0 | 0.00011415 | 2.5701e-05 | 1.6398e-05 | 1.4769e-05 | 9.9244e-05 | 0.00012235 | 0.00011521 | -8.5223e-05 | 2.0971e-07 | -2.7048e-05 | -2.7048e-05 | 0.00011415 | 0.00011415 | 0.00011415 | 0.00011416 | 0.00011415 | 0.00011415 | 9.1034e-05 | 0.00014133 | 9.6564e-05 | 7.3692e-05 | 0 | 0.00011415 | 0.00011415 | 0.00011415 | 0.00011415 | 0.00015914 | 0.00018651 | 0.00013248 | 0.00010119 | 8.6144e-05 | 0.00012235 | 9.0019e-05 | 7.5023e-05 | 8.7142e-05 | 0.00010732 | -0.00011849 | -0.00011849
04/04 17:00:00 | 4 | 4 | 17 | 2249 | WE | 0.0001644 | 0.00010959 | 0.00010959 | 1.1738e-05 | 0.00016211 | -2.0051e-12 | 0.00011415 | 0.00080843 | 0.00080843 | 7.0788e-05 | -0.00082282 | 0.00099147 | 0.00010959 | -8.328e-05 | 0.00012479 | 9.7389e-05 | 0.00012479 | 0.00011415 | 0 | 0.00011415 | 1.8526e-05 | 1.6398e-05 | 1.4769e-05 | 9.9505e-05 | 0.0001206 | 0.00011408 | -7.566e-05 | 2.7911e-07 | -2.395e-05 | -2.395e-05 | 0.00011415 | 0.00011415 | 0.00011415 | 0.00011416 | 0.00011415 | 0.00011415 | 9.1034e-05 | 0.00012573 | 8.8965e-05 | 7.0179e-05 | 0 | 0.00011415 | 0.00011415 | 0.00011415 | 0.00011415 | 0.00010943 | 0.00013498 | 0.00010948 | 9.4717e-05 | 8.6147e-05 | 0.00011704 | 8.537e-05 | 7.0682e-05 | 8.6679e-05 | 0.0001077 | -0.00012168 | -0.00012168
04/04 18:00:00 | 4 | 4 | 18 | 2250 | WE | 6.2434e-05 | 0.00012004 | 0.00012004 | 0.0010261 | 0.00016556 | -7.5459e-13 | 0.00011415 | 0.00056093 | 0.00056093 | 0.00015247 | -0.00046105 | 0.00093727 | 0.00012004 | 6.0906e-05 | 0.00013881 | 0.00010566 | 0.00013881 | 0.00011415 | 0 | 0.00011415 | 9.2286e-06 | 1.6398e-05 | 1.4769e-05 | 9.9501e-05 | 0.00011993 | 0.00011361 | -7.35e-05 | 8.9427e-08 | -2.339e-05 | -2.339e-05 | 0.00011415 | 0.00011415 | 0.00011415 | 0.00011416 | 0.00011415 | 0.00011415 | 9.1034e-05 | 0.00012179 | 8.3196e-05 | 6.3475e-05 | 0 | 0.00011415 | 0.00011415 | 0.00011415 | 0.00011415 | 5.8033e-05 | 9.2826e-05 | 8.7222e-05 | 8.3976e-05 | 8.6147e-05 | 0.00011531 | 8.2653e-05 | 6.7505e-05 | 8.6676e-05 | 0.00010838 | 1.4217e-05 | 1.4217e-05
04/04 19:00:00 | 4 | 4 | 19 | 2251 | WE | 0 | 0.00014954 | 0.00014954 | -0.00028072 | 0.00016943 | -3.8268e-13 | 0.00011415 | 6.8365e-05 | 6.8365e-05 | 0.00021236 | -0.00022852 | 0.00087218 | 0.00014954 | 0.00019816 | 0.00014748 | 0.00013895 | 0.00014748 | 0.00011415 | 0.00011463 | 0.00011415 | 8.3553e-07 | 1.6398e-05 | 1.4769e-05 | 0.00011076 | 0.00011817 | 0.00011588 | -7.4107e-05 | -9.4786e-08 | -2.3709e-05 | -2.3709e-05 | 0.00011415 | 0.00011415 | 0.00011415 | 0.00011416 | 0.00011415 | 0.00011415 | 9.1034e-05 | 0.00011768 | 8.0474e-05 | 6.1465e-05 | 0.00011465 | 0.00011415 | 0.00011415 | 0.00011415 | 0.00011415 | 8.5469e-06 | 6.3488e-05 | 7.3774e-05 | 7.9731e-05 | 8.9101e-05 | 0.0001172 | 8.7935e-05 | 7.4364e-05 | 8.6646e-05 | 0.00010886 | 9.1113e-06 | 9.1113e-06
04/04 20:00:00 | 4 | 4 | 20 | 2252 | WE | 0 | 0.00013671 | 0.00013671 | 0.00032059 | 0.00017041 | -2.8567e-13 | 0.00011415 | 0 | 0 | 0.00028587 | -0.0001227 | 0.00079071 | 0.00013671 | 0.00014673 | 0.0001514 | 0.00011673 | 0.0001514 | 0.00011415 | 0.00022925 | 0.00011415 | 0 | 1.6398e-05 | 1.4769e-05 | 0.00010917 | 0.00011357 | 0.00011221 | -7.5632e-05 | -2.831e-07 | -2.4323e-05 | -2.4323e-05 | 0.00011415 | 0.00011415 | 0.00011415 | 0.00011416 | 0.00011415 | 0.00011415 | 9.1034e-05 | 0.00010413 | 7.5344e-05 | 6.0638e-05 | 0.00022929 | 0.00011415 | 0.00011415 | 0.00011415 | 0.00011415 | 2.6738e-06 | 5.5997e-05 | 7.023e-05 | 7.8471e-05 | 9.1937e-05 | 0.00011554 | 9.2547e-05 | 8.1881e-05 | 8.659e-05 | 0.00010932 | 1.2303e-05 | 1.2303e-05
04/04 21:00:00 | 4 | 4 | 21 | 2253 | WE | 0 | 0.00012974 | 0.00012974 | 1.4463e-05 | 0.00016817 | 0 | 0.00011415 | 0 | 0 | 0.00034305 | -7.6155e-05 | 0.00068171 | 0.00012974 | 0.0001263 | 0.00015248 | 0.00010663 | 0.00015248 | 0.00011415 | 0.00022925 | 0.00011415 | 0 | 1.6398e-05 | 1.4769e-05 | 0.00010297 | 9.6159e-05 | 9.8262e-05 | -5.6671e-05 | -1.8621e-07 | -1.8208e-05 | -1.8208e-05 | 0.00011415 | 0.00011415 | 0.00011415 | 0.00011416 | 0.00011415 | 0.00011415 | 9.1034e-05 | 8.8189e-05 | 6.8193e-05 | 5.7976e-05 | 0.00022929 | 0.00011415 | 0.00011415 | 0.00011415 | 0.00011415 | 2.6738e-06 | 3.8487e-05 | 6.1627e-05 | 7.5027e-05 | 9.1902e-05 | 0.00010429 | 8.8484e-05 | 8.1152e-05 | 8.7266e-05 | 0.00010984 | 1.3889e-05 | 1.3889e-05
04/04 22:00:00 | 4 | 4 | 22 | 2254 | WE | 0 | 0.00012629 | 0.00012629 | 9.0774e-05 | 0.00016518 | 2.0697e-12 | 0.00011415 | 0 | 0 | 0.00034849 | -5.296e-05 | 0.00049938 | 0.00012629 | 0.00012483 | 0.00014889 | 0.00010862 | 0.00014889 | 0.00011415 | 0.00022925 | 0.00011415 | 0 | 1.6398e-05 | 1.3975e-05 | 9.4094e-05 | 9.2001e-05 | 9.2648e-05 | -5.156e-05 | -1.2e-05 | -2.4622e-05 | -2.4622e-05 | 0.00011415 | 0.00011415 | 0.00011415 | 0.00011415 | 0.00011415 | 0.00011415 | 9.1034e-05 | 6.8383e-05 | 6.1574e-05 | 5.8095e-05 | 0.00022929 | 0.00011415 | 0.00011415 | 0.00011415 | 0.00011415 | 2.6738e-06 | 2.6995e-05 | 5.751e-05 | 7.5181e-05 | 9.1823e-05 | 9.475e-05 | 8.5483e-05 | 8.1185e-05 | 8.7123e-05 | 9.8865e-05 | 1.494e-05 | 1.494e-05
04/04 23:00:00 | 4 | 4 | 23 | 2255 | WE | 0 | 0.00010441 | 0.00010441 | 0.00030917 | 8.018e-05 | 7.9772e-13 | 0.00011415 | 0 | 0 | 0.00023959 | 0.00098411 | -0.00064659 | 0.00010441 | 0.00025918 | 0.00013992 | 9.7719e-05 | 0.00013992 | 0.00011415 | 0.00022925 | 0.00011415 | 0 | 1.6398e-05 | 1.3975e-05 | 0.00012097 | 9.1293e-05 | 0.00010046 | -5.6019e-05 | -5.5405e-06 | -2.1646e-05 | -2.1646e-05 | 0.00011415 | 0.00011415 | 0.00011415 | 0.00011415 | 0.00011415 | 0.00011415 | 9.1034e-05 | 6.7664e-05 | 6.0585e-05 | 5.6968e-05 | 0.00022929 | 0.00011415 | 0.00011415 | 0.00011415 | 0.00011415 | 2.6738e-06 | 2.2886e-05 | 5.5079e-05 | 7.3722e-05 | 9.2091e-05 | 9.4283e-05 | 8.5124e-05 | 8.0876e-05 | 8.7058e-05 | 9.8518e-05 | 2.2919e-05 | 2.2919e-05
04/04 24:00:00 | 4 | 4 | 24 | 2256 | WE | 0 | 8.1644e-05 | 8.1644e-05 | 0.00062111 | 9.4707e-05 | -1.3906e-12 | 0.00011415 | 0 | 0 | 0.00013341 | 0.00057881 | 0 | 8.1644e-05 | 0.00015457 | 0.00012686 | 6.9993e-05 | 0.00012686 | 0.00011415 | 0.00022925 | 0.00011415 | 0 | 1.6398e-05 | 1.3975e-05 | 9.3325e-05 | 9.06e-05 | 9.1442e-05 | -5.1211e-05 | 2.7394e-06 | -1.4474e-05 | -1.4474e-05 | 0.00011415 | 0.00011415 | 0.00011415 | 0.00011415 | 0.00011415 | 0.00011415 | 9.1034e-05 | 6.7637e-05 | 6.0012e-05 | 5.6116e-05 | 0.00022929 | 0.00011415 | 0.00011415 | 0.00011415 | 0.00011415 | 2.6738e-06 | 2.2734e-05 | 5.4326e-05 | 7.262e-05 | 9.1836e-05 | 9.403e-05 | 8.4885e-05 | 8.0643e-05 | 8.7019e-05 | 9.8305e-05 | 2.2967e-05 | 2.2967e-05
04/05 01:00:00 | 4 | 5 | 1 | 2257 | WE | 0 | 3.4254e-05 | 3.4254e-05 | 1.3225e-06 | 5.9666e-05 | 0.00025245 | 0.00011415 | 0 | 0 | 5.4452e-05 | 0.00020823 | 0 | 3.4254e-05 | -2.4027e-05 | 9.281e-05 | 1.6674e-05 | 9.281e-05 | 0.00011415 | 0.00022925 | 0.00011415 | 0 | 1.6398e-05 | 1.3975e-05 | 9.3712e-05 | 9.0818e-05 | 9.1712e-05 | -5.0802e-05 | 2.976e-06 | -1.4182e-05 | -1.4182e-05 | 0.00011415 | 0.00011415 | 0.00011415 | 0.00011416 | 0.00011415 | 0.00011415 | 9.1034e-05 | 6.758e-05 | 5.8756e-05 | 5.4248e-05 | 0.00022929 | 0.00011415 | 0.00011415 | 0.00011415 | 0.00011415 | 2.6738e-06 | 2.2409e-05 | 5.2676e-05 | 7.0203e-05 | 9.1827e-05 | 9.4095e-05 | 8.4556e-05 | 8.0131e-05 | 8.7031e-05 | 9.8779e-05 | 2.2826e-05 | 2.2826e-05
04/05 02:00:00 | 4 | 5 | 2 | 2258 | WE | 0 | 5.7151e-05 | 5.7151e-05 | -0.00097332 | 7.4727e-05 | 0.00023244 | 0.00011415 | 0 | 0 | 2.1781e-05 | 0.00050002 | -0.0067371 | 5.7151e-05 | 3.9963e-05 | 8.6205e-05 | 4.8382e-05 | 8.6205e-05 | 0.00011415 | 0.00022925 | 0.00011415 | 0 | 1.6398e-05 | 1.3975e-05 | 9.3874e-05 | 9.1486e-05 | 9.2224e-05 | -5.0138e-05 | -3.8549e-06 | -1.8622e-05 | -1.8622e-05 | 0.00011415 | 0.00011415 | 0.00011415 | 0.00011416 | 0.00011415 | 0.00011415 | 9.1034e-05 | 6.7485e-05 | 5.7794e-05 | 5.2843e-05 | 0.00022929 | 0.00011415 | 0.00011415 | 0.00011415 | 0.00011415 | 2.6738e-06 | 2.1869e-05 | 5.1326e-05 | 6.8384e-05 | 9.183e-05 | 9.4313e-05 | 8.4362e-05 | 7.9747e-05 | 8.6997e-05 | 9.9464e-05 | 3.1629e-05 | 3.1629e-05
04/05 03:00:00 | 4 | 5 | 3 | 2259 | WE | 0 | 7.2784e-05 | 7.2784e-05 | 0.00097128 | 7.4398e-05 | 0.00022975 | 0.00011415 | 0 | 0 | 2.1781e-05 | 0.00042086 | -0.003865 | 7.2784e-05 | 8.3706e-05 | 8.4304e-05 | 7.1084e-05 | 8.4304e-05 | 0.00011415 | 0.00022925 | 0.00011415 | 0 | 1.6398e-05 | 1.3975e-05 | 9.3389e-05 | 9.0977e-05 | 9.1723e-05 | -5.0166e-05 | -1.0768e-07 | -1.6079e-05 | -1.6079e-05 | 0.00011415 | 0.00011415 | 0.00011415 | 0.00011416 | 0.00011415 | 0.00011415 | 9.1034e-05 | 6.7544e-05 | 5.8391e-05 | 5.3714e-05 | 0.00022929 | 0.00011415 | 0.00011415 | 0.00011415 | 0.00011415 | 2.6738e-06 | 2.2203e-05 | 5.2163e-05 | 6.9512e-05 | 9.1841e-05 | 9.4168e-05 | 8.4479e-05 | 7.9985e-05 | 8.691e-05 | 0.00010003 | 4.2819e-05 | 4.2819e-05
04/05 04:00:00 | 4 | 5 | 4 | 2260 | WE | 0 | 8.0901e-05 | 8.0901e-05 | -1.6827e-07 | 0 | 0.00022651 | 0.00011415 | 0 | 0 | 2.1781e-05 | 0.00042114 | -0.0037837 | 8.0901e-05 | 0.00012185 | 8.2413e-05 | 9.4262e-05 | 8.2413e-05 | 0.00011415 | 0.00022925 | 0.00011415 | 0 | 1.6398e-05 | 1.3975e-05 | 0.00010451 | 9.0407e-05 | 9.4765e-05 | -5.0291e-05 | 7.0901e-06 | -1.1218e-05 | -1.1218e-05 | 0.00011415 | 0.00011415 | 0.00011415 | 0.00011416 | 0.00011415 | 0.00011415 | 9.1034e-05 | 6.9679e-05 | 5.9002e-05 | 5.3546e-05 | 0.00022929 | 0.00011415 | 0.00011415 | 0.00011415 | 0.00011415 | 2.6738e-06 | 2.4849e-05 | 5.2995e-05 | 6.9294e-05 | 9.1966e-05 | 9.4618e-05 | 8.459e-05 | 7.9939e-05 | 8.6838e-05 | 0.00010037 | 5.5294e-05 | 5.5294e-05
04/05 05:00:00 | 4 | 5 | 5 | 2261 | WE | 0 | 9.5903e-05 | 9.5903e-05 | -0.00097444 | 7.5218e-05 | 0.00021796 | 0.00011415 | 0 | 0 | 6.5342e-05 | 0.00039414 | -0.0004646 | 9.5903e-05 | 0.00013641 | 8.158e-05 | 0.00010217 | 8.158e-05 | 0.00011415 | 0.00022925 | 0.00011415 | 0 | 1.6398e-05 | 1.3975e-05 | 0.00010326 | 9.2031e-05 | 9.5501e-05 | -5.0591e-05 | 1.191e-05 | -8.0315e-06 | -8.0315e-06 | 0.00011415 | 0.00011415 | 0.00011415 | 0.00011416 | 0.00011415 | 0.00011415 | 9.1034e-05 | 8.4051e-05 | 6.7636e-05 | 5.9249e-05 | 0.00022929 | 0.00011415 | 0.00011415 | 0.00011415 | 0.00011415 | 2.6738e-06 | 3.4085e-05 | 6.1055e-05 | 7.6674e-05 | 9.1967e-05 | 9.9531e-05 | 8.7214e-05 | 8.1501e-05 | 8.6787e-05 | 0.00010063 | 6.3848e-05 | 6.3848e-05
04/05 06:00:00 | 4 | 5 | 6 | 2262 | WE | 0 | 9.6652e-05 | 9.6652e-05 | 0.00099717 | 7.8395e-05 | -1.5577e-12 | 0.00011415 | 2.5174e-05 | 2.5174e-05 | 0.00013613 | 0.00037073 | 0.0017193 | 9.6652e-05 | 0.0001345 | 8.8117e-05 | 9.7683e-05 | 8.8117e-05 | 0.00011415 | 0.00017194 | 0.00011415 | 6.461e-07 | 1.6398e-05 | 1.4769e-05 | 0.00010444 | 9.8056e-05 | 0.00010003 | -6.8637e-05 | 6.5936e-06 | -1.7409e-05 | -1.7409e-05 | 0.00011415 | 0.00011415 | 0.00011415 | 0.00011416 | 0.00011415 | 0.00011415 | 9.1034e-05 | 0.00011338 | 8.0918e-05 | 6.4334e-05 | 0.00019014 | 0.00011415 | 0.00011415 | 0.00011415 | 0.00011415 | 5.1875e-06 | 4.7306e-05 | 7.0125e-05 | 8.3339e-05 | 9.1018e-05 | 0.0001086 | 8.9274e-05 | 8.0312e-05 | 8.4384e-05 | 0.00010064 | 6.244e-05 | 6.244e-05
04/05 07:00:00 | 4 | 5 | 7 | 2263 | WE | 5.8613e-05 | 0.0001183 | 0.0001183 | 1.281e-05 | 0.00017057 | 7.5442e-14 | 0.00011415 | 0.00028989 | 0.00028989 | 0.00015247 | -0.00065581 | 0.0024169 | 0.0001183 | -5.6935e-05 | 0.00010137 | 0.00011342 | 0.00010137 | 0.00011415 | 0 | 0.00011415 | 6.6429e-06 | 1.6398e-05 | 1.4769e-05 | 0.00010084 | 0.00011489 | 0.00011055 | -7.6208e-05 | 1.6972e-06 | -2.3159e-05 | -2.3159e-05 | 0.00011415 | 0.00011415 | 0.00011415 | 0.00011416 | 0.00011415 | 0.00011415 | 9.1034e-05 | 0.00012763 | 8.9607e-05 | 7.0176e-05 | 0 | 0.00011415 | 0.00011415 | 0.00011415 | 0.00011415 | 3.9378e-05 | 7.5186e-05 | 8.5931e-05 | 9.2153e-05 | 8.6231e-05 | 0.00011264 | 8.2831e-05 | 6.9005e-05 | 8.5857e-05 | 0.00010062 | 5.3653e-05 | 5.3653e-05
04/05 08:00:00 | 4 | 5 | 8 | 2264 | WE | 0.00016501 | 0.0001244 | 0.0001244 | 2.4716e-05 | 0.0002648 | 4.7973e-13 | 0.00011415 | 0.00061907 | 0.00061907 | 0.00013613 | -0.00043821 | 0.0024669 | 0.0001244 | 2.0843e-05 | 0.000114 | 0.00010608 | 0.000114 | 0.00011415 | 0 | 0.00011415 | 1.5889e-05 | 1.6398e-05 | 1.4769e-05 | 0.0001008 | 0.00011699 | 0.00011199 | -8.7074e-05 | 3.7315e-07 | -2.7527e-05 | -2.7527e-05 | 0.00011415 | 0.00011415 | 0.00011415 | 0.00011416 | 0.00011415 | 0.00011415 | 9.1034e-05 | 0.00014105 | 9.65e-05 | 7.3736e-05 | 0 | 0.00011415 | 0.00011415 | 0.00011415 | 0.00011415 | 9.1008e-05 | 0.00013208 | 0.00011101 | 9.8805e-05 | 8.6233e-05 | 0.00011787 | 8.5197e-05 | 7.0044e-05 | 8.6754e-05 | 0.00012087 | 4.0973e-05 | 4.0973e-05
04/05 09:00:00 | 4 | 5 | 9 | 2265 | WE | 0.00025895 | 0.00012755 | 0.00012755 | 0.00061179 | 0.00017744 | 1.5523e-12 | 0.00011415 | 0.00042034 | 0.00042034 | 5.9897e-05 | -0.0002145 | 0.0022609 | 0.00012755 | 0.00012209 | 0.00011567 | 0.00012739 | 0.00011567 | 0.00011415 | 0 | 0.00011415 | 2.4519e-05 | 1.6398e-05 | 1.4769e-05 | 0.00010148 | 0.00011668 | 0.00011198 | -9.0673e-05 | 5.5495e-08 | -2.8892e-05 | -2.8892e-05 | 0.00011415 | 0.00011415 | 0.00011415 | 0.00011416 | 0.00011415 | 0.00011415 | 9.1034e-05 | 0.00014285 | 9.7577e-05 | 7.4447e-05 | 0 | 0.00011415 | 0.00011415 | 0.00011415 | 0.00011415 | 0.0001417 | 0.00018057 | 0.00013058 | 0.00010162 | 8.6237e-05 | 0.00011822 | 8.5399e-05 | 7.0175e-05 | 8.6831e-05 | 0.00011405 | 3.2653e-05 | 3.2653e-05
04/05 10:00:00 | 4 | 5 | 10 | 2266 | WE | 0.00034295 | 0.00015984 | 0.00015984 | -0.0005679 | 0.00024891 | 0.00021486 | 0.00011415 | 0.00030594 | 0.00030594 | 4.0839e-05 | -0.00016561 | 0.0019734 | 0.00015984 | 0.000236 | 0.00011778 | 0.00016312 | 0.00011778 | 0.00011415 | 0 | 0.00011415 | 2.6174e-05 | 1.6398e-05 | 1.4769e-05 | 0.00010096 | 0.00011687 | 0.00011195 | -9.1227e-05 | 3.826e-08 | -2.908e-05 | -2.908e-05 | 0.00011415 | 0.00011415 | 0.00011415 | 0.00011416 | 0.00011415 | 0.00011415 | 9.1034e-05 | 0.0001438 | 9.7766e-05 | 7.4243e-05 | 0 | 0.00011415 | 0.00011415 | 0.00011415 | 0.00011415 | 0.00018936 | 0.00019175 | 0.00013554 | 0.00010298 | 8.6232e-05 | 0.00011903 | 8.5615e-05 | 7.0119e-05 | 8.6875e-05 | 0.00011184 | 3.0797e-05 | 3.0797e-05
04/05 11:00:00 | 4 | 5 | 11 | 2267 | WE | 0.0004081 | 0.00011124 | 0.00011124 | 0.00060132 | 0.00018421 | 0.00021991 | 0.00011415 | 0 | 0 | 4.0839e-05 | 0.0010108 | 0.0017123 | 0.00011124 | 0.00027291 | 0.00012151 | 0.00010291 | 0.00012151 | 0.00011415 | 0 | 0.00011415 | 2.6174e-05 | 1.6398e-05 | 1.4769e-05 | 0.00012763 | 0.00011741 | 0.00012057 | -9.5701e-05 | 8.3223e-08 | -3.0477e-05 | -3.0477e-05 | 0.00011415 | 0.00011415 | 0.00011415 | 0.00011416 | 0.00011415 | 0.00011415 | 9.1034e-05 | 0.00014429 | 9.6799e-05 | 7.2535e-05 | 0 | 0.00011415 | 0.00011415 | 0.00011415 | 0.00011415 | 0.00022316 | 0.00019375 | 0.00013553 | 0.00010182 | 8.6468e-05 | 0.00011934 | 8.5396e-05 | 6.9651e-05 | 8.6938e-05 | 0.00011063 | 3.0188e-05 | 3.0188e-05
04/05 12:00:00 | 4 | 5 | 12 | 2268 | WE | 0.00044115 | 0.00010137 | 0.00010137 | 0.00045381 | 0.00016704 | 0.00021998 | 0.00011415 | 0 | 0 | 4.0839e-05 | 0.00061803 | 0.001498 | 0.00010137 | 0.00021187 | 0.00012155 | 9.1451e-05 | 0.00012155 | 0.00011415 | 0 | 0.00011415 | 2.6174e-05 | 1.6398e-05 | 1.4769e-05 | 0.000101 | 0.00011849 | 0.00011308 | -9.0839e-05 | 2.6579e-07 | -2.8802e-05 | -2.8802e-05 | 0.00011415 | 0.00011415 | 0.00011415 | 0.00011416 | 0.00011415 | 0.00011415 | 9.1034e-05 | 0.00014175 | 9.4766e-05 | 7.0757e-05 | 0 | 0.00011415 | 0.00011415 | 0.00011415 | 0.00011415 | 0.00023784 | 0.00019045 | 0.00013314 | 9.9954e-05 | 8.6194e-05 | 0.00011925 | 8.5035e-05 | 6.9164e-05 | 8.7017e-05 | 0.00010944 | 2.1019e-05 | 2.1019e-05
04/05 13:00:00 | 4 | 5 | 13 | 2269 | WE | 0.00043831 | 8.4691e-05 | 8.4691e-05 | -0.00048329 | 8.2028e-05 | 0.00021627 | 0.00011415 | 0 | 0 | 4.0839e-05 | 0.00046351 | 0.0013191 | 8.4691e-05 | 0.00016832 | 0.00011748 | 8.1387e-05 | 0.00011748 | 0.00011415 | 0 | 0.00011415 | 2.6174e-05 | 1.6398e-05 | 1.4769e-05 | 0.00010399 | 0.00012428 | 0.00011801 | -8.9906e-05 | 3.8864e-07 | -2.8421e-05 | -2.8421e-05 | 0.00011415 | 0.00011415 | 0.00011415 | 0.00011416 | 0.00011415 | 0.00011415 | 9.1034e-05 | 0.00013915 | 9.3405e-05 | 7.0029e-05 | 0 | 0.00011415 | 0.00011415 | 0.00011415 | 0.00011415 | 0.00024034 | 0.00018646 | 0.00013108 | 9.9012e-05 | 8.6203e-05 | 0.0001205 | 8.5293e-05 | 6.8965e-05 | 8.709e-05 | 0.00010862 | 1.7895e-05 | 1.7895e-05
04/05 14:00:00 | 4 | 5 | 14 | 2270 | WE | 0.00040189 | 8.8614e-05 | 8.8614e-05 | 0.00049505 | 0.00016221 | 0.00022375 | 0.00011415 | 0 | 0 | 4.0839e-05 | 0.00037922 | 0.0011683 | 8.8614e-05 | 0.00014612 | 0.00011631 | 7.5121e-05 | 0.00011631 | 0.00011415 | 0 | 0.00011415 | 2.6174e-05 | 1.6398e-05 | 1.4769e-05 | 0.0001055 | 0.00012516 | 0.00011909 | -8.9005e-05 | 5.7412e-07 | -2.8007e-05 | -2.8007e-05 | 0.00011415 | 0.00011415 | 0.00011415 | 0.00011416 | 0.00011415 | 0.00011415 | 9.1034e-05 | 0.00013361 | 9.3133e-05 | 7.2451e-05 | 0 | 0.00011415 | 0.00011415 | 0.00011415 | 0.00011415 | 0.00023024 | 0.00017881 | 0.00013016 | 0.00010198 | 8.6202e-05 | 0.00011913 | 8.5313e-05 | 6.9628e-05 | 8.7151e-05 | 0.00010806 | 1.2688e-05 | 1.2688e-05
04/05 15:00:00 | 4 | 5 | 15 | 2271 | WE | 0.00033702 | 8.4137e-05 | 8.4137e-05 | 8.7213e-06 | 0.0001603 | 0.00023635 | 0.00011415 | 0 | 0 | 4.0839e-05 | 0.00032689 | 0.0010335 | 8.4137e-05 | 0.00012859 | 0.00011474 | 6.9366e-05 | 0.00011474 | 0.00011415 | 0 | 0.00011415 | 2.6174e-05 | 1.6398e-05 | 1.4769e-05 | 0.00010535 | 0.00012326 | 0.00011773 | -8.8495e-05 | 5.001e-07 | -2.7894e-05 | -2.7894e-05 | 0.00011415 | 0.00011415 | 0.00011415 | 0.00011416 | 0.00011415 | 0.00011415 | 9.1034e-05 | 0.00013256 | 9.1594e-05 | 7.0664e-05 | 0 | 0.00011415 | 0.00011415 | 0.00011415 | 0.00011415 | 0.00020167 | 0.00017447 | 0.00012637 | 9.851e-05 | 8.6192e-05 | 0.00011813 | 8.4663e-05 | 6.9139e-05 | 8.7195e-05 | 0.00010776 | 9.1113e-06 | 9.1113e-06
04/05 16:00:00 | 4 | 5 | 16 | 2272 | WE | 0.00025447 | 8.4432e-05 | 8.4432e-05 | 1.1818e-05 | 8.0144e-05 | 0.00024949 | 0.00011415 | 0 | 0 | 4.0839e-05 | 0.00032607 | 0.00091842 | 8.4432e-05 | 0.00013752 | 0.00011582 | 8.0086e-05 | 0.00011582 | 0.00011415 | 0 | 0.00011415 | 2.5752e-05 | 1.6398e-05 | 1.4769e-05 | 9.9751e-05 | 0.00012286 | 0.00011572 | -8.8821e-05 | 2.5299e-07 | -2.8166e-05 | -2.8166e-05 | 0.00011415 | 0.00011415 | 0.00011415 | 0.00011416 | 0.00011415 | 0.00011415 | 9.1034e-05 | 0.00012705 | 8.7621e-05 | 6.7472e-05 | 0 | 0.00011415 | 0.00011415 | 0.00011415 | 0.00011415 | 0.00015964 | 0.00016328 | 0.00011856 | 9.2667e-05 | 8.6145e-05 | 0.00011634 | 8.3497e-05 | 6.8265e-05 | 8.7196e-05 | 0.00010795 | 9.1113e-06 | 9.1113e-06
04/05 17:00:00 | 4 | 5 | 17 | 2273 | WE | 0.00016968 | 0.00012046 | 0.00012046 | 3.405e-06 | 0.00016205 | -2.0051e-12 | 0.00011415 | 0.0008221 | 0.0008221 | 7.0788e-05 | -0.00083342 | 0.00083557 | 0.00012046 | -7.0949e-05 | 0.00012479 | 0.00011287 | 0.00012479 | 0.00011415 | 0 | 0.00011415 | 1.8839e-05 | 1.6398e-05 | 1.4769e-05 | 9.8321e-05 | 0.0001183 | 0.00011212 | -8.145e-05 | -2.5502e-07 | -2.6161e-05 | -2.6161e-05 | 0.00011415 | 0.00011415 | 0.00011415 | 0.00011416 | 0.00011415 | 0.00011415 | 9.1034e-05 | 0.0001149 | 8.0897e-05 | 6.3525e-05 | 0 | 0.00011415 | 0.00011415 | 0.00011415 | 0.00011415 | 0.00011118 | 0.00012031 | 9.845e-05 | 8.5793e-05 | 8.616e-05 | 0.00011072 | 8.098e-05 | 6.7184e-05 | 8.665e-05 | 0.00010674 | 1.7524e-05 | 1.7524e-05
04/05 18:00:00 | 4 | 5 | 18 | 2274 | WE | 6.5354e-05 | 0.00013663 | 0.00013663 | 1.3017e-05 | 0.00016553 | -7.5459e-13 | 0.00011415 | 0.00056477 | 0.00056477 | 0.00015247 | -0.00042382 | 0.00076448 | 0.00013663 | 0.00010418 | 0.00013881 | 0.00012928 | 0.00013881 | 0.00011415 | 0 | 0.00011415 | 9.2918e-06 | 1.6398e-05 | 1.4769e-05 | 9.6793e-05 | 0.00011365 | 0.00010844 | -8.146e-05 | -4.852e-07 | -2.6321e-05 | -2.6321e-05 | 0.00011415 | 0.00011415 | 0.00011415 | 0.00011416 | 0.00011415 | 0.00011415 | 9.1034e-05 | 0.00010937 | 7.7363e-05 | 6.1008e-05 | 0 | 0.00011415 | 0.00011415 | 0.00011415 | 0.00011415 | 5.8483e-05 | 7.707e-05 | 7.9385e-05 | 8.0726e-05 | 8.6176e-05 | 0.00010712 | 7.9368e-05 | 6.6495e-05 | 8.6559e-05 | 0.00010749 | 2.3373e-05 | 2.3373e-05
04/05 19:00:00 | 4 | 5 | 19 | 2275 | WE | 0 | 0.00017213 | 0.00017213 | 0.00077969 | 0.00016935 | -3.8268e-13 | 0.00011415 | 7.2002e-05 | 7.2002e-05 | 0.00021236 | -0.000228 | 0.00068301 | 0.00017213 | 0.00025962 | 0.00014748 | 0.00017112 | 0.00014748 | 0.00011415 | 0.00011463 | 0.00011415 | 8.7999e-07 | 1.6398e-05 | 1.4769e-05 | 0.0001076 | 0.00010993 | 0.00010921 | -8.2736e-05 | -4.5196e-07 | -2.6705e-05 | -2.6705e-05 | 0.00011415 | 0.00011415 | 0.00011415 | 0.00011415 | 0.00011415 | 0.00011415 | 9.1034e-05 | 0.00010283 | 7.5099e-05 | 6.0927e-05 | 7.8299e-05 | 0.00011415 | 0.00011415 | 0.00011415 | 0.00011415 | 9.2113e-06 | 4.7058e-05 | 6.7321e-05 | 7.9054e-05 | 8.8191e-05 | 0.00010718 | 8.2896e-05 | 7.1635e-05 | 8.6497e-05 | 9.902e-05 | 3.3625e-05 | 3.3625e-05
04/05 20:00:00 | 4 | 5 | 20 | 2276 | WE | 0 | 0.0001595 | 0.0001595 | 0.0002853 | 0.00017033 | -2.8567e-13 | 0.00011415 | 0 | 0 | 0.00028587 | -0.00012083 | 0.00057446 | 0.0001595 | 0.00020434 | 0.0001514 | 0.00014919 | 0.0001514 | 0.00011415 | 0.00022925 | 0.00011415 | 0 | 1.6398e-05 | 1.4769e-05 | 0.00010595 | 0.0001056 | 0.00010571 | -8.3821e-05 | -3.8695e-07 | -2.7007e-05 | -2.7007e-05 | 0.00011415 | 0.00011415 | 0.00011415 | 0.00011415 | 0.00011415 | 0.00011415 | 9.1034e-05 | 9.0849e-05 | 6.9112e-05 | 5.8004e-05 | 0.00022929 | 0.00011415 | 0.00011415 | 0.00011415 | 0.00011415 | 2.6738e-06 | 3.7324e-05 | 6.1224e-05 | 7.5064e-05 | 9.1985e-05 | 0.00010632 | 8.9132e-05 | 8.116e-05 | 8.6413e-05 | 9.8386e-05 | 3.8722e-05 | 3.8722e-05
04/05 21:00:00 | 4 | 5 | 21 | 2277 | WE | 0 | 0.00015299 | 0.00015299 | 1.4276e-05 | 0.0001681 | 0 | 0.00011415 | 0 | 0 | 0.00034305 | -7.5299e-05 | 0.00044135 | 0.00015299 | 0.00018307 | 0.00015248 | 0.00013974 | 0.00015248 | 0.00011415 | 0.00022925 | 0.00011415 | 0 | 1.6398e-05 | 1.4769e-05 | 9.9813e-05 | 8.7364e-05 | 9.1211e-05 | -6.3508e-05 | -2.5341e-07 | -2.0435e-05 | -2.0435e-05 | 0.00011415 | 0.00011415 | 0.00011415 | 0.00011416 | 0.00011415 | 0.00011415 | 9.1034e-05 | 7.192e-05 | 6.0961e-05 | 5.5362e-05 | 0.00022929 | 0.00011415 | 0.00011415 | 0.00011415 | 0.00011415 | 2.6738e-06 | 2.9495e-05 | 5.6187e-05 | 7.1643e-05 | 9.1965e-05 | 9.4185e-05 | 8.4793e-05 | 8.0436e-05 | 8.7179e-05 | 9.8357e-05 | 5.0042e-05 | 5.0042e-05
04/05 22:00:00 | 4 | 5 | 22 | 2278 | WE | 0 | 0.00015228 | 0.00015228 | 1.1845e-05 | 0.00016512 | 2.0697e-12 | 0.00011415 | 0 | 0 | 0.00034849 | -5.2064e-05 | 0.00023662 | 0.00015228 | 0.00018513 | 0.00014889 | 0.00014563 | 0.00014889 | 0.00011415 | 0.00022925 | 0.00011415 | 0 | 1.6398e-05 | 1.3975e-05 | 9.0862e-05 | 8.6057e-05 | 8.7542e-05 | -5.7907e-05 | 6.2274e-06 | -1.4235e-05 | -1.4235e-05 | 0.00011415 | 0.00011415 | 0.00011415 | 0.00011416 | 0.00011415 | 0.00011415 | 9.1034e-05 | 6.8193e-05 | 5.8822e-05 | 5.4034e-05 | 0.00022929 | 0.00011415 | 0.00011415 | 0.00011415 | 0.00011415 | 2.6738e-06 | 2.591e-05 | 5.3784e-05 | 6.9926e-05 | 9.1895e-05 | 9.2614e-05 | 8.4047e-05 | 8.0073e-05 | 8.6977e-05 | 9.9498e-05 | 5.6874e-05 | 5.6874e-05
04/05 23:00:00 | 4 | 5 | 23 | 2279 | WE | 0 | 0.00012634 | 0.00012634 | 0.0010118 | 8.0161e-05 | 7.9772e-13 | 0.00011415 | 0 | 0 | 0.00023959 | 0.00099902 | -0.0018612 | 0.00012634 | 0.0003281 | 0.00013992 | 0.00012894 | 0.00013992 | 0.00011415 | 0.00022925 | 0.00011415 | 0 | 1.6398e-05 | 1.3975e-05 | 0.00011848 | 8.4555e-05 | 9.5038e-05 | -6.2632e-05 | 1.1862e-05 | -1.1906e-05 | -1.1906e-05 | 0.00011415 | 0.00011415 | 0.00011415 | 0.00011416 | 0.00011415 | 0.00011415 | 9.1034e-05 | 6.8114e-05 | 5.8122e-05 | 5.3017e-05 | 0.00022929 | 0.00011415 | 0.00011415 | 0.00011415 | 0.00011415 | 2.6738e-06 | 2.5458e-05 | 5.2785e-05 | 6.8609e-05 | 9.2193e-05 | 9.2071e-05 | 8.3684e-05 | 7.9794e-05 | 8.6847e-05 | 0.00010022 | 6.9553e-05 | 6.9553e-05
04/05 24:00:00 | 4 | 5 | 24 | 2280 | WE | 0 | 9.6007e-05 | 9.6007e-05 | -0.00099045 | 7.8311e-05 | -1.3906e-12 | 0.00011415 | 0 | 0 | 0.00013341 | 0.00056998 | 0 | 9.6007e-05 | 0.00017006 | 0.00012686 | 9.2913e-05 | 0.00012686 | 0.00011415 | 0.00022925 | 0.00011415 | 0 | 1.6398e-05 | 1.3975e-05 | 8.9519e-05 | 8.3182e-05 | 8.5141e-05 | -5.7414e-05 | 1.3389e-05 | -9.2009e-06 | -9.2009e-06 | 0.00011415 | 0.00011415 | 0.00011415 | 0.00011416 | 0.00011415 | 0.00011415 | 9.1034e-05 | 6.7729e-05 | 5.9644e-05 | 5.5513e-05 | 0.00022929 | 0.00011415 | 0.00011415 | 0.00011415 | 0.00011415 | 2.6738e-06 | 2.3262e-05 | 5.4025e-05 | 7.184e-05 | 9.1936e-05 | 9.1476e-05 | 8.3963e-05 | 8.0478e-05 | 8.6778e-05 | 0.00010059 | 7.8241e-05 | 7.8241e-05
04/06 01:00:00 | 4 | 6 | 1 | 2281 | WD | 0 | 5.6833e-05 | 5.6833e-05 | 0.00097861 | 7.5293e-05 | 0.00025245 | 0.00011415 | 0 | 0 | 5.4452e-05 | 0.00041396 | -0.0064683 | 5.6833e-05 | 5.6925e-06 | 9.19e-05 | 4.6649e-05 | 9.19e-05 | 0.00011415 | 0.00022925 | 0.00011415 | 0 | 6.5591e-05 | 0.0001118 | 8.663e-05 | 8.273e-05 | 8.3935e-05 | -7.2223e-06 | 1.3383e-05 | 6.8088e-06 | 6.8088e-06 | 0.00011415 | 0.00011415 | 0.00011415 | 0.00011416 | 0.00011415 | 0.00011415 | 3.6463e-05 | 6.7924e-05 | 5.8637e-05 | 5.3892e-05 | 0.00022929 | 0.00011415 | 0.00011415 | 0.00011415 | 0.00011415 | 1.2032e-06 | 2.437e-05 | 5.3103e-05 | 6.9742e-05 | 6.7129e-05 | 9.1457e-05 | 8.3654e-05 | 8.0034e-05 | 9.3511e-05 | 0.00010086 | 8.0355e-05 | 8.0355e-05
04/06 02:00:00 | 4 | 6 | 2 | 2282 | WD | 0 | 8.1383e-05 | 8.1383e-05 | 1.5718e-07 | 7.4609e-05 | 0.00023244 | 0.00011415 | 0 | 0 | 2.1781e-05 | 0.00038449 | -0.0056729 | 8.1383e-05 | 7.5436e-05 | 8.5656e-05 | 8.301e-05 | 8.5656e-05 | 0.00011415 | 0.00022925 | 0.00011415 | 0 | 6.5591e-05 | 0.0001118 | 8.7553e-05 | 8.2779e-05 | 8.4254e-05 | 8.9338e-06 | 1.3495e-05 | 1.2039e-05 | 1.2039e-05 | 0.00011415 | 0.00011415 | 0.00011415 | 0.00011416 | 0.00011415 | 0.00011415 | 3.6473e-05 | 6.819e-05 | 6.0618e-05 | 5.6748e-05 | 0.00022929 | 0.00011415 | 0.00011415 | 0.00011415 | 0.00011415 | 1.23e-06 | 2.5894e-05 | 5.6002e-05 | 7.3438e-05 | 6.5791e-05 | 9.1558e-05 | 8.422e-05 | 8.0816e-05 | 9.3284e-05 | 0.00010105 | 8.7799e-05 | 8.7799e-05
04/06 03:00:00 | 4 | 6 | 3 | 2283 | WD | 0 | 8.5223e-05 | 8.5223e-05 | -0.0009703 | 0 | 0.00022975 | 0.00011415 | 0 | 0 | 2.1781e-05 | 0.00040375 | -0.0052543 | 8.5223e-05 | 0.00011469 | 8.3946e-05 | 0.00010009 | 8.3946e-05 | 0.00011415 | 0.00022925 | 0.00011415 | 0 | 6.5591e-05 | 0.0001118 | 8.8956e-05 | 8.3388e-05 | 8.5109e-05 | 1.1433e-05 | 1.3972e-05 | 1.3162e-05 | 1.3162e-05 | 0.00011415 | 0.00011415 | 0.00011415 | 0.00011416 | 0.00011415 | 0.00011415 | 4.5596e-05 | 6.8975e-05 | 6.1912e-05 | 5.8304e-05 | 0.00022929 | 0.00011415 | 0.00011415 | 0.00011415 | 0.00011415 | 1.5508e-06 | 3.0373e-05 | 5.892e-05 | 7.5451e-05 | 7.1145e-05 | 9.201e-05 | 8.4654e-05 | 8.1242e-05 | 9.3107e-05 | 0.00010113 | 8.0554e-05 | 8.0554e-05
04/06 04:00:00 | 4 | 6 | 4 | 2284 | WD | 0 | 9.7917e-05 | 9.7917e-05 | 0.0009705 | 7.4388e-05 | 0.00022651 | 0.00011415 | 0 | 0 | 2.1781e-05 | 0.00037981 | -0.0029416 | 9.7917e-05 | 0.00013295 | 8.2211e-05 | 0.0001073 | 8.2211e-05 | 0.00011415 | 0.00022925 | 0.00011415 | 0 | 6.5591e-05 | 0.0001118 | 0.00010194 | 8.4136e-05 | 8.9637e-05 | 1.3254e-05 | 1.3809e-05 | 1.3632e-05 | 1.3632e-05 | 0.00011415 | 0.00011415 | 0.00011415 | 0.00011416 | 0.00011415 | 0.00011415 | 5.4768e-05 | 7.0282e-05 | 7.6832e-05 | 8.0178e-05 | 0.00022929 | 0.00011415 | 0.00011415 | 0.00011415 | 0.00011415 | 2.0054e-06 | 3.7834e-05 | 7.9583e-05 | 0.00010376 | 7.667e-05 | 9.2666e-05 | 8.8981e-05 | 8.7272e-05 | 9.2849e-05 | 0.00010115 | 6.378e-05 | 6.378e-05
04/06 05:00:00 | 4 | 6 | 5 | 2285 | WD | 0 | 0.00010548 | 0.00010548 | 5.6975e-07 | 7.5069e-05 | 0.00021796 | 0.00011415 | 0 | 0 | 6.5342e-05 | 0.00035799 | 0.00025582 | 0.00010548 | 0.00014931 | 8.1198e-05 | 0.0001159 | 8.1198e-05 | 0.00011415 | 0.00022925 | 0.00011415 | 0 | 6.5591e-05 | 0.0001118 | 0.00010492 | 8.8396e-05 | 9.3502e-05 | 1.4939e-05 | 1.3675e-05 | 1.4078e-05 | 1.4078e-05 | 0.00011415 | 0.00011415 | 0.00011415 | 0.00011416 | 0.00011415 | 0.00011415 | 9.1181e-05 | 9.299e-05 | 0.0001022 | 0.0001069 | 0.00022929 | 0.00011415 | 0.00011415 | 0.00011415 | 0.00011415 | 3.0749e-06 | 6.2531e-05 | 0.00011054 | 0.00013835 | 9.5431e-05 | 0.00010101 | 9.6887e-05 | 9.4972e-05 | 9.1846e-05 | 0.00010113 | 4.8561e-05 | 4.8561e-05
04/06 06:00:00 | 4 | 6 | 6 | 2286 | WD | 0 | 0.00011545 | 0.00011545 | 2.3048e-06 | 7.7955e-05 | -1.5577e-12 | 0.00011415 | 2.6854e-05 | 2.6854e-05 | 0.00013613 | 0.00035298 | 0.0023618 | 0.00011545 | 0.00016467 | 8.7512e-05 | 0.00012463 | 8.7512e-05 | 0.00011415 | 0.00017194 | 0.00011415 | 2.7569e-06 | 6.5591e-05 | 0.0001126 | 0.00010991 | 9.4138e-05 | 9.9011e-05 | -3.2685e-06 | 7.7847e-06 | 4.2581e-06 | 4.2581e-06 | 0.00011415 | 0.00011415 | 0.00011415 | 0.00011416 | 0.00011415 | 0.00011415 | 0.00012828 | 0.00012412 | 0.00013041 | 0.00013363 | 0.00019014 | 0.00011415 | 0.00011415 | 0.00011415 | 0.00011415 | 9.7909e-06 | 9.3299e-05 | 0.00014385 | 0.00017312 | 0.00011386 | 0.0001125 | 0.000104 | 0.00010006 | 8.7913e-05 | 0.00012228 | 0.00057999 | 0.00057999
04/06 07:00:00 | 4 | 6 | 7 | 2287 | WD | 6.384e-05 | 0.00013633 | 0.00013633 | 1.1449e-05 | 0.00016803 | 7.5464e-14 | 0.00011415 | 0.00030185 | 0.00030185 | 0.00015247 | -0.00072705 | 0.0029352 | 0.00013633 | -4.2843e-05 | 9.9871e-05 | 0.00013979 | 9.9871e-05 | 0.00011415 | 0 | 0.00011415 | 2.7668e-05 | 6.5591e-05 | 0.0001126 | 0.00010865 | 0.00010948 | 0.00010922 | -8.5324e-06 | 2.4698e-06 | -1.0405e-06 | -1.0405e-06 | 0.00011415 | 0.00011415 | 0.00011415 | 0.00011416 | 0.00011415 | 0.00011415 | 0.000149 | 0.00014044 | 0.000189 | 0.00021381 | 0 | 0.00011415 | 0.00011415 | 0.00011415 | 0.00011415 | 7.1496e-05 | 0.00013234 | 0.00013917 | 0.00014313 | 0.00012126 | 0.00011688 | 0.00011772 | 0.00011811 | 8.7862e-05 | 0.00011563 | 0.0006265 | 0.0006265
04/06 08:00:00 | 4 | 6 | 8 | 2288 | WD | 0.00017044 | 0.00013566 | 0.00013566 | 1.455e-05 | 0.00017302 | 4.7973e-13 | 0.00011415 | 0.0006229 | 0.0006229 | 0.00013613 | -0.00045549 | 0.0028536 | 0.00013566 | 4.227e-05 | 0.00011103 | 0.00013658 | 0.00011103 | 0.00011415 | 0 | 0.00011415 | 0.00015987 | 0.00016398 | 0.0001685 | 0.00011186 | 0.00011102 | 0.00011128 | -8.9557e-06 | 6.6419e-07 | -2.4051e-06 | -2.4051e-06 | 0.00011415 | 0.00011415 | 0.00011415 | 0.00011416 | 0.00011415 | 0.00011415 | 0.00016895 | 0.00015337 | 0.00019337 | 0.00021381 | 0 | 0.00011415 | 0.00011415 | 0.00011415 | 0.00011415 | 0.00017709 | 0.00018976 | 0.00016424 | 0.00014946 | 0.00013631 | 0.00012178 | 0.00014679 | 0.0001584 | 8.7664e-05 | 0.00011364 | 0.00050577 | 0.00050577
04/06 09:00:00 | 4 | 6 | 9 | 2289 | WD | 0.00026631 | 0.00014556 | 0.00014556 | 2.2382e-05 | 0.00023862 | 1.5523e-12 | 0.00011415 | 0.00042361 | 0.00042361 | 5.9897e-05 | -0.00022636 | 0.0025345 | 0.00014556 | 0.00013459 | 0.00011108 | 0.00014475 | 0.00011108 | 0.00011415 | 0 | 0.00011415 | 0.00044477 | 0.00029516 | 0.0002244 | 0.00011547 | 0.00011094 | 0.00011234 | -8.7844e-06 | 2.0053e-07 | -2.6662e-06 | -2.6662e-06 | 0.00011415 | 0.00011415 | 0.00011415 | 0.00011416 | 0.00011415 | 0.00011415 | 0.0001871 | 0.00015456 | 0.00019377 | 0.00021381 | 0 | 0.00011415 | 0.00011415 | 0.00011415 | 0.00011415 | 0.0003015 | 0.00023948 | 0.00018638 | 0.00015563 | 0.00014704 | 0.0001224 | 0.00015195 | 0.00016565 | 8.7595e-05 | 0.00011201 | 0.00041182 | 0.00041182
04/06 10:00:00 | 4 | 6 | 10 | 2290 | WD | 0.00034583 | 0.00017232 | 0.00017232 | 1.3636e-05 | 0.00019266 | 0.00021486 | 0.00011415 | 0.00030594 | 0.00030594 | 4.0839e-05 | -0.00015826 | 0.0021815 | 0.00017232 | 0.00027132 | 0.00011156 | 0.00019068 | 0.00011156 | 0.00011415 | 0 | 0.00011415 | 0.00047113 | 0.00029516 | 0.0002244 | 0.00011705 | 0.00011291 | 0.00011419 | -8.2523e-06 | 3.6704e-07 | -2.383e-06 | -2.383e-06 | 0.00011415 | 0.00011415 | 0.00011415 | 0.00011416 | 0.00011415 | 0.00011415 | 0.00018706 | 0.00015413 | 0.00019363 | 0.00021381 | 0 | 0.00011415 | 0.00011415 | 0.00011415 | 0.00011415 | 0.00039588 | 0.00024653 | 0.00019221 | 0.00016075 | 0.0001484 | 0.00012294 | 0.00015105 | 0.00016409 | 8.7588e-05 | 0.00011073 | 0.00035046 | 0.00035046
04/06 11:00:00 | 4 | 6 | 11 | 2291 | WD | 0.00041324 | 0.00013614 | 0.00013614 | 0.00068886 | 0.00016778 | 0.00021991 | 0.00011415 | 0 | 0 | 4.0839e-05 | 0.0010512 | 0.0018669 | 0.00013614 | 0.00034872 | 0.00011463 | 0.00014229 | 0.00011463 | 0.00011415 | 0 | 0.00011415 | 0.00047113 | 0.00029516 | 0.0002244 | 0.00014524 | 0.00011456 | 0.00012404 | -7.6206e-06 | 3.9782e-07 | -2.1605e-06 | -2.1605e-06 | 0.00011415 | 0.00011415 | 0.00011415 | 0.00011416 | 0.00011415 | 0.00011415 | 0.000187 | 0.00015348 | 0.00019341 | 0.00021381 | 0 | 0.00011415 | 0.00011415 | 0.00011415 | 0.00011415 | 0.00046469 | 0.00024632 | 0.00019465 | 0.00016473 | 0.00014861 | 0.00012331 | 0.0001526 | 0.00016619 | 8.7553e-05 | 0.00010981 | 0.00031746 | 0.00031746
04/06 12:00:00 | 4 | 6 | 12 | 2292 | WD | 0.00045067 | 0.00012607 | 0.00012607 | -0.00066093 | 0.00011216 | 0.00021998 | 0.00011415 | 0 | 0 | 4.0839e-05 | 0.00070726 | 0.0016093 | 0.00012607 | 0.00028003 | 0.00011458 | 0.00013636 | 0.00011458 | 0.00011415 | 0 | 0.00011415 | 0.00047113 | 0.00029516 | 0.0002244 | 0.00011762 | 0.00011532 | 0.00011603 | -6.268e-06 | 2.4744e-07 | -1.8314e-06 | -1.8314e-06 | 0.00011415 | 0.00011415 | 0.00011415 | 0.00011416 | 0.00011415 | 0.00011415 | 0.00018694 | 0.0001532 | 0.00019331 | 0.00021381 | 0 | 0.00011415 | 0.00011415 | 0.00011415 | 0.00011415 | 0.0004952 | 0.00024586 | 0.00023868 | 0.00023452 | 0.0001483 | 0.00012349 | 0.00015601 | 0.00017109 | 8.7514e-05 | 0.0001093 | 0.00029543 | 0.00029543
04/06 13:00:00 | 4 | 6 | 13 | 2293 | WD | 0.00045623 | 0.00012886 | 0.00012886 | 0.0010147 | 0.00013231 | 0.00021627 | 0.00011415 | 0 | 0 | 4.0839e-05 | 0.00050197 | 0.0013938 | 0.00012886 | 0.00025253 | 0.00011115 | 0.00013801 | 0.00011115 | 0.00011415 | 0 | 0.00011415 | 0.00047113 | 0.00029516 | 0.0002244 | 0.00011814 | 0.0001191 | 0.0001188 | -5.5503e-06 | 7.0984e-09 | -1.766e-06 | -1.766e-06 | 0.00011415 | 0.00011415 | 0.00011415 | 0.00011416 | 0.00011415 | 0.00011415 | 0.00018653 | 0.00015279 | 0.00019317 | 0.00021381 | 0 | 0.00011415 | 0.00011415 | 0.00011415 | 0.00011415 | 0.00050119 | 0.00024525 | 0.00023876 | 0.000235 | 0.00014663 | 0.00012469 | 0.00015426 | 0.00016797 | 8.7465e-05 | 0.00010912 | 0.00027977 | 0.00027977
04/06 14:00:00 | 4 | 6 | 14 | 2294 | WD | 0.00042308 | 0.00013515 | 0.00013515 | 7.7597e-06 | 0.00016027 | 0.00022375 | 0.00011415 | 0 | 0 | 4.0839e-05 | 0.00042286 | 0.0011962 | 0.00013515 | 0.00023978 | 0.00011051 | 0.00014288 | 0.00011051 | 0.00011415 | 0 | 0.00011415 | 0.00047113 | 0.00029516 | 0.0002244 | 0.00011696 | 0.00011655 | 0.00011668 | -5.3338e-06 | -3.1786e-07 | -1.9182e-06 | -1.9182e-06 | 0.00011415 | 0.00011415 | 0.00011415 | 0.00011416 | 0.00011415 | 0.00011415 | 0.00018548 | 0.00015218 | 0.00019297 | 0.00021381 | 0 | 0.00011415 | 0.00011415 | 0.00011415 | 0.00011415 | 0.00047691 | 0.00024314 | 0.00023708 | 0.00023358 | 0.00014597 | 0.00012362 | 0.00015142 | 0.00016431 | 8.7392e-05 | 0.00010935 | 0.00028437 | 0.00028437
04/06 15:00:00 | 4 | 6 | 15 | 2295 | WD | 0.00035304 | 0.00012834 | 0.00012834 | 3.3298e-06 | 7.9339e-05 | 0.00023635 | 0.00011415 | 0 | 0 | 4.0839e-05 | 0.0003933 | 0.0010132 | 0.00012834 | 0.00023786 | 0.00010956 | 0.00014559 | 0.00010956 | 0.00011415 | 0 | 0.00011415 | 0.00047113 | 0.00029516 | 0.0002244 | 0.0001139 | 0.00011196 | 0.00011256 | -5.0061e-06 | -2.0135e-07 | -1.7343e-06 | -1.7343e-06 | 0.00011415 | 0.00011415 | 0.00011415 | 0.00011416 | 0.00011415 | 0.00011415 | 0.00016661 | 0.00015069 | 0.00019246 | 0.00021381 | 0 | 0.00011415 | 0.00011415 | 0.00011415 | 0.00011415 | 0.00037379 | 0.00023592 | 0.00018944 | 0.00016252 | 0.00013412 | 0.00012155 | 0.00015081 | 0.00016439 | 8.7415e-05 | 0.00010934 | 0.000268 | 0.000268
04/06 16:00:00 | 4 | 6 | 16 | 2296 | WD | 0.00026773 | 0.0001343 | 0.0001343 | 7.0134e-06 | 7.9304e-05 | 0.00024949 | 0.00011415 | 0 | 0 | 4.0839e-05 | 0.00037764 | 0.00087903 | 0.0001343 | 0.00024445 | 0.00011092 | 0.00015223 | 0.00011092 | 0.00011415 | 0 | 0.00011415 | 0.00046464 | 0.00029516 | 0.0002244 | 0.0001063 | 0.00011239 | 0.00011051 | -4.705e-06 | 9.729e-08 | -1.4349e-06 | -1.4349e-06 | 0.00011415 | 0.00011415 | 0.00011415 | 0.00011416 | 0.00011415 | 0.00011415 | 0.00014779 | 0.00014413 | 0.00015206 | 0.00015611 | 0 | 0.00011415 | 0.00011415 | 0.00011415 | 0.00011415 | 0.00026449 | 0.00021243 | 0.00015081 | 0.00011513 | 0.00012296 | 0.00011972 | 0.00014128 | 0.00015128 | 8.7478e-05 | 0.00010957 | 0.00028371 | 0.00028371
04/06 17:00:00 | 4 | 6 | 17 | 2297 | WD | 0.00017559 | 0.0001551 | 0.0001551 | 3.491e-06 | 0.00016016 | -2.0051e-12 | 0.00011415 | 0.00082711 | 0.00082711 | 7.0788e-05 | -0.00071457 | 0.0007563 | 0.0001551 | 3.6955e-05 | 0.00012 | 0.00016347 | 0.00012 | 0.00011415 | 0 | 0.00011415 | 0.00034117 | 0.00029516 | 0.0002244 | 0.00010435 | 0.00011202 | 0.00010965 | -4.3427e-06 | -1.5783e-09 | -1.3867e-06 | -1.3867e-06 | 0.00011415 | 0.00011415 | 0.00011415 | 0.00011416 | 0.00011415 | 0.00011415 | 0.00012914 | 0.00013924 | 0.00012923 | 0.00012411 | 0 | 0.00011415 | 0.00011415 | 0.00011415 | 0.00011415 | 0.00016039 | 0.00016262 | 0.00011552 | 8.824e-05 | 0.00011322 | 0.00011813 | 0.00013296 | 0.00013984 | 8.7497e-05 | 0.0001101 | 0.00031279 | 0.00031279
04/06 18:00:00 | 4 | 6 | 18 | 2298 | WD | 7.0817e-05 | 0.00017633 | 0.00017633 | 9.9807e-06 | 0.00016324 | -7.5459e-13 | 0.00011415 | 0.00058233 | 0.00058233 | 0.00015247 | -0.00047434 | 0.00068874 | 0.00017633 | 0.00018339 | 0.00013406 | 0.00018714 | 0.00013406 | 0.00011415 | 0 | 0.00011415 | 3.8323e-05 | 6.5591e-05 | 0.0001126 | 0.0001041 | 0.00010878 | 0.00010733 | -4.0071e-06 | -1.731e-07 | -1.3964e-06 | -1.3964e-06 | 0.00011415 | 0.00011415 | 0.00011415 | 0.00011416 | 0.00011415 | 0.00011415 | 0.00012867 | 0.00012818 | 0.00011248 | 0.00010446 | 0 | 0.00011415 | 0.00011415 | 0.00011415 | 0.00011415 | 8.5954e-05 | 0.00010899 | 8.5005e-05 | 7.1117e-05 | 0.0001116 | 0.0001135 | 0.00010681 | 0.0001037 | 8.7479e-05 | 0.00011064 | 0.00038068 | 0.00038068
04/06 19:00:00 | 4 | 6 | 19 | 2299 | WD | 0 | 0.00021177 | 0.00021177 | 1.2091e-05 | 0.0001664 | -3.8268e-13 | 0.00011415 | 7.3532e-05 | 7.3532e-05 | 0.00021236 | -0.0002456 | 0.00061349 | 0.00021177 | 0.00032549 | 0.00014271 | 0.000229 | 0.00014271 | 0.00011415 | 0.00011463 | 0.00011415 | 3.5947e-06 | 6.5591e-05 | 0.0001126 | 0.00011319 | 0.00010617 | 0.00010834 | -3.7639e-06 | -2.1343e-07 | -1.3462e-06 | -1.3462e-06 | 0.00011415 | 0.00011415 | 0.00011415 | 0.00011416 | 0.00011415 | 0.00011415 | 0.00011028 | 0.00012055 | 0.000101 | 9.1006e-05 | 7.8299e-05 | 0.00011415 | 0.00011415 | 0.00011415 | 0.00011415 | 1.212e-05 | 7.2614e-05 | 6.4147e-05 | 5.9243e-05 | 0.00010408 | 0.00011411 | 0.00010648 | 0.00010294 | 8.7466e-05 | 0.00011155 | 0.00041879 | 0.00041879
04/06 20:00:00 | 4 | 6 | 20 | 2300 | WD | 0 | 0.0001905 | 0.0001905 | 1.2353e-05 | 0.00014722 | -2.8565e-13 | 0.00011415 | 0 | 0 | 0.00028587 | -0.00012133 | 0.00054108 | 0.0001905 | 0.00026177 | 0.00014653 | 0.00019782 | 0.00014653 | 0.00011415 | 0.00022925 | 0.00011415 | 0 | 6.5591e-05 | 0.0001126 | 0.00011162 | 0.00010182 | 0.00010485 | -3.5595e-06 | -2.6288e-07 | -1.3147e-06 | -1.3147e-06 | 0.00011415 | 0.00011415 | 0.00011415 | 0.00011416 | 0.00011415 | 0.00011415 | 0.00010984 | 0.00010476 | 8.6009e-05 | 7.6429e-05 | 0.00022929 | 0.00011415 | 0.00011415 | 0.00011415 | 0.00011415 | 4.8306e-06 | 5.9917e-05 | 8.4608e-05 | 9.8906e-05 | 0.00010625 | 0.00011195 | 0.00010512 | 0.00010196 | 8.7447e-05 | 0.00011196 | 0.00047934 | 0.00047934
04/06 21:00:00 | 4 | 6 | 21 | 2301 | WD | 0 | 0.00017524 | 0.00017524 | 1.2195e-05 | 0.00010211 | 0 | 0.00011415 | 0 | 0 | 0.00034305 | -7.3385e-05 | 0.00045245 | 0.00017524 | 0.00023188 | 0.00014762 | 0.00018239 | 0.00014762 | 0.00011415 | 0.00022925 | 0.00011415 | 0 | 6.5591e-05 | 0.0001126 | 0.00010551 | 8.6815e-05 | 9.2593e-05 | 1.5639e-05 | -1.0768e-07 | 4.9163e-06 | 4.9163e-06 | 0.00011415 | 0.00011415 | 0.00011415 | 0.00011415 | 0.00011415 | 0.00011415 | 0.00010924 | 9.2279e-05 | 7.4921e-05 | 6.6052e-05 | 0.00022929 | 0.00011415 | 0.00011415 | 0.00011415 | 0.00011415 | 3.2016e-06 | 4.5412e-05 | 7.0785e-05 | 8.5478e-05 | 0.0001044 | 0.00010052 | 9.8799e-05 | 9.7999e-05 | 8.8852e-05 | 9.7488e-05 | 0.00049265 | 0.00049265
04/06 22:00:00 | 4 | 6 | 22 | 2302 | WD | 0 | 0.00017779 | 0.00017779 | 0.0010184 | 0.00016258 | 2.0698e-12 | 0.00011415 | 0 | 0 | 0.00034849 | -5.1915e-05 | 0.00029749 | 0.00017779 | 0.00023004 | 0.00014405 | 0.00018333 | 0.00014405 | 0.00011415 | 0.00022925 | 0.00011415 | 0 | 6.5591e-05 | 0.0001118 | 9.6564e-05 | 8.242e-05 | 8.6791e-05 | 2.2933e-05 | 6.6197e-06 | 1.1824e-05 | 1.1824e-05 | 0.00011415 | 0.00011415 | 0.00011415 | 0.00011415 | 0.00011415 | 0.00011415 | 0.00010883 | 6.9436e-05 | 6.3877e-05 | 6.1037e-05 | 0.00022929 | 0.00011415 | 0.00011415 | 0.00011415 | 0.00011415 | 2.0797e-06 | 3.3003e-05 | 6.2124e-05 | 7.8988e-05 | 0.00010277 | 9.1772e-05 | 9.0784e-05 | 9.0325e-05 | 8.9049e-05 | 9.7658e-05 | 2.3814e-05 | 2.3814e-05
04/06 23:00:00 | 4 | 6 | 23 | 2303 | WD | 0 | 0.00014908 | 0.00014908 | 7.4305e-06 | 7.9245e-05 | 7.9772e-13 | 0.00011415 | 0 | 0 | 0.00023959 | 0.0011334 | -0.0018975 | 0.00014908 | 0.00039068 | 0.00013614 | 0.00016224 | 0.00013614 | 0.00011415 | 0.00022925 | 0.00011415 | 0 | 6.5591e-05 | 0.0001118 | 0.00012446 | 8.2216e-05 | 9.5271e-05 | 2.4171e-05 | 1.2174e-05 | 1.6002e-05 | 1.6002e-05 | 0.00011415 | 0.00011415 | 0.00011415 | 0.00011416 | 0.00011415 | 0.00011415 | 9.9691e-05 | 6.8344e-05 | 6.1493e-05 | 5.7992e-05 | 0.00022929 | 0.00011415 | 0.00011415 | 0.00011415 | 0.00011415 | 1.729e-06 | 2.6771e-05 | 5.7344e-05 | 7.5048e-05 | 9.7652e-05 | 9.1389e-05 | 9.0179e-05 | 8.9617e-05 | 8.9113e-05 | 9.9358e-05 | 1.3434e-05 | 1.3434e-05
04/06 24:00:00 | 4 | 6 | 24 | 2304 | WD | 0 | 0.00013087 | 0.00013087 | 2.2031e-06 | 0.00015485 | -1.3906e-12 | 0.00011415 | 0 | 0 | 0.00013341 | 0.00059565 | -0.0039057 | 0.00013087 | 0.00023398 | 0.00012638 | 0.00013109 | 0.00012638 | 0.00011415 | 0.00022925 | 0.00011415 | 0 | 6.5591e-05 | 0.0001118 | 8.9675e-05 | 8.1862e-05 | 8.4276e-05 | 2.5136e-05 | 1.343e-05 | 1.7165e-05 | 1.7165e-05 | 0.00011415 | 0.00011415 | 0.00011415 | 0.00011416 | 0.00011415 | 0.00011415 | 4.5468e-05 | 6.8027e-05 | 5.8924e-05 | 5.4272e-05 | 0.00022929 | 0.00011415 | 0.00011415 | 0.00011415 | 0.00011415 | 1.2032e-06 | 2.496e-05 | 5.3631e-05 | 7.0234e-05 | 7.1974e-05 | 9.1178e-05 | 8.4107e-05 | 8.0828e-05 | 8.9361e-05 | 0.00010016 | 1.8424e-05 | 1.8424e-05
04/07 01:00:00 | 4 | 7 | 1 | 2305 | WD | 0 | 7.2385e-05 | 7.2385e-05 | 9.5121e-07 | 0 | 0.00025245 | 0.00011415 | 0 | 0 | 5.4452e-05 | 0.00051023 | -0.0061871 | 7.2385e-05 | 6.1905e-05 | 9.19e-05 | 8.0148e-05 | 9.19e-05 | 0.00011415 | 0.00022925 | 0.00011415 | 0 | 6.5591e-05 | 0.0001118 | 8.8566e-05 | 8.1508e-05 | 8.3689e-05 | 2.6123e-05 | 1.387e-05 | 1.778e-05 | 1.778e-05 | 0.00011415 | 0.00011415 | 0.00011415 | 0.00011416 | 0.00011415 | 0.00011415 | 3.6463e-05 | 6.7924e-05 | 5.8637e-05 | 5.3892e-05 | 0.00022929 | 0.00011415 | 0.00011415 | 0.00011415 | 0.00011415 | 1.2032e-06 | 2.437e-05 | 5.3103e-05 | 6.9742e-05 | 6.6666e-05 | 9.1026e-05 | 8.3947e-05 | 8.0663e-05 | 8.9445e-05 | 0.00010058 | 2.7405e-05 | 2.7405e-05
04/07 02:00:00 | 4 | 7 | 2 | 2306 | WD | 0 | 9.9506e-05 | 9.9506e-05 | 0 | 7.4612e-05 | 0.00023244 | 0.00011415 | 0 | 0 | 2.1781e-05 | 0.00040203 | -0.0045981 | 9.9506e-05 | 0.00010489 | 8.5656e-05 | 0.00010881 | 8.5656e-05 | 0.00011415 | 0.00022925 | 0.00011415 | 0 | 6.5591e-05 | 0.0001118 | 8.8432e-05 | 8.1088e-05 | 8.3358e-05 | 2.7024e-05 | 1.4113e-05 | 1.8232e-05 | 1.8232e-05 | 0.00011415 | 0.00011415 | 0.00011415 | 0.00011416 | 0.00011415 | 0.00011415 | 3.6473e-05 | 6.819e-05 | 6.0618e-05 | 5.6748e-05 | 0.00022929 | 0.00011415 | 0.00011415 | 0.00011415 | 0.00011415 | 1.23e-06 | 2.5894e-05 | 5.6002e-05 | 7.3438e-05 | 6.5393e-05 | 9.0964e-05 | 8.4447e-05 | 8.1424e-05 | 8.9501e-05 | 0.00010094 | 3.288e-05 | 3.288e-05
04/07 03:00:00 | 4 | 7 | 3 | 2307 | WD | 0 | 0.0001165 | 0.0001165 | 1.0126e-06 | 7.4321e-05 | 0.00022975 | 0.00011415 | 0 | 0 | 2.1781e-05 | 0.00042191 | -0.0051015 | 0.0001165 | 0.00015425 | 8.3946e-05 | 0.00013339 | 8.3946e-05 | 0.00011415 | 0.00022925 | 0.00011415 | 0 | 6.5591e-05 | 0.0001118 | 8.9174e-05 | 8.0359e-05 | 8.3083e-05 | 2.7927e-05 | 1.4411e-05 | 1.8723e-05 | 1.8723e-05 | 0.00011415 | 0.00011415 | 0.00011415 | 0.00011416 | 0.00011415 | 0.00011415 | 4.5596e-05 | 6.8975e-05 | 6.1912e-05 | 5.8304e-05 | 0.00022929 | 0.00011415 | 0.00011415 | 0.00011415 | 0.00011415 | 1.5508e-06 | 3.0373e-05 | 5.892e-05 | 7.5451e-05 | 7.0809e-05 | 9.0948e-05 | 8.4713e-05 | 8.1822e-05 | 8.946e-05 | 0.00010123 | 4.358e-05 | 4.358e-05
04/07 04:00:00 | 4 | 7 | 4 | 2308 | WD | 0 | 0.00011702 | 0.00011702 | 3.9531e-07 | 0 | 0.00022651 | 0.00011415 | 0 | 0 | 2.1781e-05 | 0.00039776 | -0.0021366 | 0.00011702 | 0.00017655 | 8.2211e-05 | 0.00014571 | 8.2211e-05 | 0.00011415 | 0.00022925 | 0.00011415 | 0 | 6.5591e-05 | 0.0001118 | 0.0001486 | 7.9995e-05 | 0.00010119 | 2.7666e-05 | 1.4592e-05 | 1.8764e-05 | 1.8764e-05 | 0.00011415 | 0.00011415 | 0.00011415 | 0.00011416 | 0.00011415 | 0.00011415 | 5.4768e-05 | 7.0282e-05 | 7.6832e-05 | 8.0178e-05 | 0.00022929 | 0.00011415 | 0.00011415 | 0.00011415 | 0.00011415 | 2.0054e-06 | 3.7834e-05 | 7.9583e-05 | 0.00010376 | 7.6847e-05 | 9.1217e-05 | 8.9396e-05 | 8.8551e-05 | 8.941e-05 | 0.00010147 | 3.5775e-05 | 3.5775e-05
04/07 05:00:00 | 4 | 7 | 5 | 2309 | WD | 0 | 0.00013483 | 0.00013483 | 0 | 7.5043e-05 | 0.00021796 | 0.00011415 | 0 | 0 | 6.5342e-05 | 0.00037753 | 0.00091332 | 0.00013483 | 0.00019582 | 8.1198e-05 | 0.00015769 | 8.1198e-05 | 0.00011415 | 0.00022925 | 0.00011415 | 0 | 6.5591e-05 | 0.0001118 | 0.00014218 | 8.3392e-05 | 0.00010156 | 3.0478e-05 | 1.4823e-05 | 1.9818e-05 | 1.9818e-05 | 0.00011415 | 0.00011415 | 0.00011415 | 0.00011416 | 0.00011415 | 0.00011415 | 9.1181e-05 | 9.299e-05 | 0.0001022 | 0.0001069 | 0.00022929 | 0.00011415 | 0.00011415 | 0.00011415 | 0.00011415 | 3.0749e-06 | 6.2531e-05 | 0.00011054 | 0.00013835 | 9.5632e-05 | 9.9265e-05 | 9.7401e-05 | 9.6537e-05 | 8.9208e-05 | 0.00010161 | 3.5842e-05 | 3.5842e-05
04/07 06:00:00 | 4 | 7 | 6 | 2310 | WD | 0 | 0.00014609 | 0.00014609 | 0.00099357 | 7.7942e-05 | -1.5577e-12 | 0.00011415 | 2.8546e-05 | 2.8546e-05 | 0.00013613 | 0.0003746 | 0.0028467 | 0.00014609 | 0.00021224 | 8.7512e-05 | 0.00016825 | 8.7512e-05 | 0.00011415 | 0.00017194 | 0.00011415 | 2.9306e-06 | 6.5591e-05 | 0.0001126 | 0.00012806 | 8.8086e-05 | 0.00010044 | 9.8625e-06 | 8.2521e-06 | 8.7659e-06 | 8.7659e-06 | 0.00011415 | 0.00011415 | 0.00011415 | 0.00011416 | 0.00011415 | 0.00011415 | 0.00012828 | 0.00012411 | 0.00013041 | 0.00013363 | 0.00019014 | 0.00011415 | 0.00011415 | 0.00011415 | 0.00011415 | 1.0029e-05 | 9.3403e-05 | 0.00014389 | 0.00017313 | 0.00011399 | 0.00011039 | 0.00010449 | 0.00010176 | 8.5964e-05 | 0.00012375 | 0.00048969 | 0.00048969
04/07 07:00:00 | 4 | 7 | 7 | 2311 | WD | 7.0384e-05 | 0.00017169 | 0.00017169 | 9.5033e-06 | 0.00016798 | 7.5464e-14 | 0.00011415 | 0.00031704 | 0.00031704 | 0.00015247 | -0.0007599 | 0.0032873 | 0.00017169 | -1.7335e-05 | 9.9871e-05 | 0.00019013 | 9.9871e-05 | 0.00011415 | 0 | 0.00011415 | 2.9061e-05 | 6.5591e-05 | 0.0001126 | 0.00010784 | 0.00010232 | 0.00010403 | 3.8299e-06 | 7.3927e-07 | 1.7253e-06 | 1.7253e-06 | 0.00011415 | 0.00011415 | 0.00011415 | 0.00011416 | 0.00011415 | 0.00011415 | 0.000149 | 0.0001404 | 0.00018898 | 0.00021381 | 0 | 0.00011415 | 0.00011415 | 0.00011415 | 0.00011415 | 7.4718e-05 | 0.00013345 | 0.00013974 | 0.00014338 | 0.00012128 | 0.00011438 | 0.00011693 | 0.00011811 | 8.6954e-05 | 0.00011713 | 0.00047766 | 0.00047766
04/07 08:00:00 | 4 | 7 | 8 | 2312 | WD | 0.00017639 | 0.00016652 | 0.00016652 | -0.0010202 | 0.00017295 | 4.7973e-13 | 0.00011415 | 0.00063561 | 0.00063561 | 0.00013613 | -0.00045518 | 0.0031007 | 0.00016652 | 8.031e-05 | 0.00011103 | 0.00018053 | 0.00011103 | 0.00011415 | 0 | 0.00011415 | 0.00016313 | 0.00016398 | 0.0001685 | 0.00011151 | 0.00010459 | 0.00010673 | 3.227e-06 | 7.2907e-08 | 1.0793e-06 | 1.0793e-06 | 0.00011415 | 0.00011415 | 0.00011415 | 0.00011416 | 0.00011415 | 0.00011415 | 0.00016895 | 0.00015337 | 0.00019337 | 0.00021381 | 0 | 0.00011415 | 0.00011415 | 0.00011415 | 0.00011415 | 0.00018061 | 0.00019132 | 0.00016495 | 0.00014968 | 0.00013635 | 0.00011954 | 0.00014621 | 0.00015859 | 8.7044e-05 | 0.00011494 | 0.00035456 | 0.00035456
04/07 09:00:00 | 4 | 7 | 9 | 2313 | WD | 0.00027064 | 0.00019116 | 0.00019116 | 0.0010555 | 0.00026018 | 1.5523e-12 | 0.00011415 | 0.00042392 | 0.00042392 | 5.9897e-05 | -0.00022474 | 0.0027053 | 0.00019116 | 0.00019514 | 0.00011108 | 0.00020641 | 0.00011108 | 0.00011415 | 0 | 0.00011415 | 0.0004451 | 0.00029516 | 0.0002244 | 0.00011471 | 0.00010458 | 0.00010771 | 3.0274e-06 | 1.6796e-07 | 1.0803e-06 | 1.0803e-06 | 0.00011415 | 0.00011415 | 0.00011415 | 0.00011416 | 0.00011415 | 0.00011415 | 0.0001871 | 0.00015456 | 0.00019377 | 0.00021381 | 0 | 0.00011415 | 0.00011415 | 0.00011415 | 0.00011415 | 0.00030277 | 0.00023956 | 0.00018643 | 0.00015566 | 0.00014709 | 0.00012018 | 0.00015129 | 0.00016572 | 8.708e-05 | 0.00011338 | 0.00027026 | 0.00027026
04/07 10:00:00 | 4 | 7 | 10 | 2314 | WD | 0.00035912 | 0.00020579 | 0.00020579 | 1.272e-05 | 0.00017108 | 0.00021486 | 0.00011415 | 0.00030594 | 0.00030594 | 4.0839e-05 | -0.00015255 | 0.0022844 | 0.00020579 | 0.00031504 | 0.00011156 | 0.00024157 | 0.00011156 | 0.00011415 | 0 | 0.00011415 | 0.00047113 | 0.00029516 | 0.0002244 | 0.00011522 | 0.00010487 | 0.00010807 | 2.8394e-06 | 2.0267e-07 | 1.0439e-06 | 1.0439e-06 | 0.00011415 | 0.00011415 | 0.00011415 | 0.00011416 | 0.00011415 | 0.00011415 | 0.00018706 | 0.00015413 | 0.00019363 | 0.00021381 | 0 | 0.00011415 | 0.00011415 | 0.00011415 | 0.00011415 | 0.00040065 | 0.00024653 | 0.00019239 | 0.00016104 | 0.00014847 | 0.00012014 | 0.00015005 | 0.00016393 | 8.7096e-05 | 0.00011246 | 0.00023725 | 0.00023725
04/07 11:00:00 | 4 | 7 | 11 | 2315 | WD | 0.00042861 | 0.00017538 | 0.00017538 | 1.0341e-05 | 0.00016766 | 0.00021991 | 0.00011415 | 0 | 0 | 4.0839e-05 | 0.0012156 | 0.001931 | 0.00017538 | 0.000434 | 0.00011463 | 0.00019817 | 0.00011463 | 0.00011415 | 0 | 0.00011415 | 0.00047113 | 0.00029516 | 0.0002244 | 0.00014406 | 0.00010508 | 0.00011712 | 3.0915e-06 | 1.4215e-07 | 1.0832e-06 | 1.0832e-06 | 0.00011415 | 0.00011415 | 0.00011415 | 0.00011416 | 0.00011415 | 0.00011415 | 0.000187 | 0.00015348 | 0.00019341 | 0.00021381 | 0 | 0.00011415 | 0.00011415 | 0.00011415 | 0.00011415 | 0.00046904 | 0.00024632 | 0.00019485 | 0.00016504 | 0.0001487 | 0.00012 | 0.00015137 | 0.00016592 | 8.7096e-05 | 0.00011168 | 0.00022225 | 0.00022225
04/07 12:00:00 | 4 | 7 | 12 | 2316 | WD | 0.0004636 | 0.00016248 | 0.00016248 | 8.7779e-06 | 0.00014917 | 0.00021998 | 0.00011415 | 0 | 0 | 4.0839e-05 | 0.00074516 | 0.0016474 | 0.00016248 | 0.00034078 | 0.00011458 | 0.0001826 | 0.00011458 | 0.00011415 | 0 | 0.00011415 | 0.00047113 | 0.00029516 | 0.0002244 | 0.00011528 | 0.00010558 | 0.00010858 | 2.6403e-06 | 1.505e-07 | 9.4487e-07 | 9.4487e-07 | 0.00011415 | 0.00011415 | 0.00011415 | 0.00011416 | 0.00011415 | 0.00011415 | 0.00018694 | 0.0001532 | 0.00019331 | 0.00021381 | 0 | 0.00011415 | 0.00011415 | 0.00011415 | 0.00011415 | 0.00049829 | 0.00024586 | 0.00023884 | 0.00023478 | 0.00014837 | 0.00012009 | 0.00015482 | 0.00017093 | 8.7137e-05 | 0.00011106 | 0.00019154 | 0.00019154
04/07 13:00:00 | 4 | 7 | 13 | 2317 | WD | 0.00046284 | 0.00015237 | 0.00015237 | 7.6296e-06 | 9.5811e-05 | 0.00021627 | 0.00011415 | 0 | 0 | 4.0839e-05 | 0.00051969 | 0.0014147 | 0.00015237 | 0.00030172 | 0.00011115 | 0.00017699 | 0.00011115 | 0.00011415 | 0 | 0.00011415 | 0.00047113 | 0.00029516 | 0.0002244 | 0.00011632 | 0.00011066 | 0.00011241 | 2.6133e-06 | 1.9525e-07 | 9.6675e-07 | 9.6675e-07 | 0.00011415 | 0.00011415 | 0.00011415 | 0.00011416 | 0.00011415 | 0.00011415 | 0.00018653 | 0.00015279 | 0.00019317 | 0.00021381 | 0 | 0.00011415 | 0.00011415 | 0.00011415 | 0.00011415 | 0.0005018 | 0.00024525 | 0.0002388 | 0.00023506 | 0.00014668 | 0.00012174 | 0.00015331 | 0.00016795 | 8.7178e-05 | 0.00011056 | 0.00016746 | 0.00016746
04/07 14:00:00 | 4 | 7 | 14 | 2318 | WD | 0.00042696 | 0.00015531 | 0.00015531 | 0.0010083 | 0.0001602 | 0.00022375 | 0.00011415 | 0 | 0 | 4.0839e-05 | 0.00044392 | 0.0012138 | 0.00015531 | 0.00027699 | 0.00011051 | 0.00017159 | 0.00011051 | 0.00011415 | 0 | 0.00011415 | 0.00047113 | 0.00029516 | 0.0002244 | 0.0001162 | 0.00011077 | 0.00011245 | 2.5501e-06 | 1.5168e-07 | 9.1692e-07 | 9.1692e-07 | 0.00011415 | 0.00011415 | 0.00011415 | 0.00011416 | 0.00011415 | 0.00011415 | 0.00018548 | 0.00015218 | 0.00019297 | 0.00021381 | 0 | 0.00011415 | 0.00011415 | 0.00011415 | 0.00011415 | 0.00047789 | 0.00024314 | 0.00023713 | 0.00023365 | 0.000146 | 0.0001216 | 0.00015087 | 0.00016445 | 8.719e-05 | 0.00011034 | 0.00015181 | 0.00015181
04/07 15:00:00 | 4 | 7 | 15 | 2319 | WD | 0.00036032 | 0.00015234 | 0.00015234 | -0.00099429 | 7.9324e-05 | 0.00023635 | 0.00011415 | 0 | 0 | 4.0839e-05 | 0.00040752 | 0.0010376 | 0.00015234 | 0.00028058 | 0.00010956 | 0.00017976 | 0.00010956 | 0.00011415 | 0 | 0.00011415 | 0.00047113 | 0.00029516 | 0.0002244 | 0.00011311 | 0.00010765 | 0.00010934 | 2.4362e-06 | 1.8802e-07 | 9.0533e-07 | 9.0533e-07 | 0.00011415 | 0.00011415 | 0.00011415 | 0.00011416 | 0.00011415 | 0.00011415 | 0.00016661 | 0.00015069 | 0.00019246 | 0.00021381 | 0 | 0.00011415 | 0.00011415 | 0.00011415 | 0.00011415 | 0.00037709 | 0.00023592 | 0.00018958 | 0.00016274 | 0.00013415 | 0.00012005 | 0.00015039 | 0.00016447 | 8.7203e-05 | 0.00011027 | 0.00014466 | 0.00014466
04/07 16:00:00 | 4 | 7 | 16 | 2320 | WD | 0.0002725 | 0.00015607 | 0.00015607 | 0.00063431 | 0.00010685 | 0.00024949 | 0.00011415 | 0 | 0 | 4.0839e-05 | 0.00038023 | 0.00089138 | 0.00015607 | 0.00027354 | 0.00011092 | 0.00017906 | 0.00011092 | 0.00011415 | 0 | 0.00011415 | 0.00046567 | 0.00029516 | 0.0002244 | 0.00010487 | 0.00010736 | 0.00010659 | 2.3305e-06 | 9.1661e-08 | 8.0597e-07 | 8.0597e-07 | 0.00011415 | 0.00011415 | 0.00011415 | 0.00011416 | 0.00011415 | 0.00011415 | 0.00014779 | 0.00014413 | 0.00015206 | 0.00015611 | 0 | 0.00011415 | 0.00011415 | 0.00011415 | 0.00011415 | 0.00026559 | 0.00021269 | 0.00015095 | 0.00011519 | 0.000123 | 0.00011797 | 0.00014071 | 0.00015125 | 8.721e-05 | 0.00011062 | 0.00016215 | 0.00016215
04/07 17:00:00 | 4 | 7 | 17 | 2321 | WD | 0.00018162 | 0.00016532 | 0.00016532 | -0.00062736 | 0.00013226 | -2.0051e-12 | 0.00011415 | 0.00084116 | 0.00084116 | 7.0788e-05 | -0.0007547 | 0.00080361 | 0.00016532 | 4.0509e-05 | 0.00012 | 0.00018223 | 0.00012 | 0.00011415 | 0 | 0.00011415 | 0.00034696 | 0.00029516 | 0.0002244 | 0.00010277 | 0.00010617 | 0.00010512 | 2.1502e-06 | -1.2828e-07 | 5.9869e-07 | 5.9869e-07 | 0.00011415 | 0.00011415 | 0.00011415 | 0.00011416 | 0.00011415 | 0.00011415 | 0.00012914 | 0.00013924 | 0.00012923 | 0.00012411 | 0 | 0.00011415 | 0.00011415 | 0.00011415 | 0.00011415 | 0.00016294 | 0.00016408 | 0.00011613 | 8.8371e-05 | 0.00011326 | 0.00011609 | 0.00013228 | 0.00013978 | 8.7234e-05 | 0.00011108 | 0.00019751 | 0.00019751
04/07 18:00:00 | 4 | 7 | 18 | 2322 | WD | 7.177e-05 | 0.00018358 | 0.00018358 | 0.0010183 | 0.00016318 | -7.5459e-13 | 0.00011415 | 0.00058406 | 0.00058406 | 0.00015247 | -0.00048038 | 0.00075189 | 0.00018358 | 0.00018108 | 0.00013406 | 0.00019747 | 0.00013406 | 0.00011415 | 0 | 0.00011415 | 3.8436e-05 | 6.5591e-05 | 0.0001126 | 0.00010299 | 0.00010351 | 0.00010335 | 1.9473e-06 | -1.3088e-07 | 5.3216e-07 | 5.3216e-07 | 0.00011415 | 0.00011415 | 0.00011415 | 0.00011416 | 0.00011415 | 0.00011415 | 0.00012867 | 0.00012818 | 0.00011248 | 0.00010446 | 0 | 0.00011415 | 0.00011415 | 0.00011415 | 0.00011415 | 8.6309e-05 | 0.0001091 | 8.5055e-05 | 7.1132e-05 | 0.00011163 | 0.00011166 | 0.00010622 | 0.0001037 | 8.7256e-05 | 0.0001114 | 0.00038189 | 0.00038189
04/07 19:00:00 | 4 | 7 | 19 | 2323 | WD | 0 | 0.00021432 | 0.00021432 | 1.0212e-05 | 0.00016632 | -3.8268e-13 | 0.00011415 | 7.3864e-05 | 7.3864e-05 | 0.00021236 | -0.00024842 | 0.00069375 | 0.00021432 | 0.00032187 | 0.00014271 | 0.00023264 | 0.00014271 | 0.00011415 | 0.00011463 | 0.00011415 | 3.611e-06 | 6.5591e-05 | 0.0001126 | 0.00010098 | 0.00010167 | 0.00010146 | 1.7882e-06 | -1.0742e-07 | 4.974e-07 | 4.974e-07 | 0.00011415 | 0.00011415 | 0.00011415 | 0.00011416 | 0.00011415 | 0.00011415 | 0.00011028 | 0.00012055 | 0.000101 | 9.1006e-05 | 7.8299e-05 | 0.00011415 | 0.00011415 | 0.00011415 | 0.00011415 | 1.2156e-05 | 7.2622e-05 | 6.4151e-05 | 5.9245e-05 | 0.00010399 | 0.00011253 | 0.00010598 | 0.00010294 | 8.7239e-05 | 0.0001121 | 0.00041082 | 0.00041082
04/07 20:00:00 | 4 | 7 | 20 | 2324 | WD | 0 | 0.0001967 | 0.0001967 | 1.0284e-05 | 0.00016423 | -2.8565e-13 | 0.00011415 | 0 | 0 | 0.00028587 | -0.00012157 | 0.00063122 | 0.0001967 | 0.00026252 | 0.00014653 | 0.00020407 | 0.00014653 | 0.00011415 | 0.00022925 | 0.00011415 | 0 | 6.5591e-05 | 0.0001126 | 0.0001005 | 9.8293e-05 | 9.8974e-05 | 1.6474e-06 | -8.396e-08 | 4.6845e-07 | 4.6845e-07 | 0.00011415 | 0.00011415 | 0.00011415 | 0.00011416 | 0.00011415 | 0.00011415 | 0.00010984 | 0.00010476 | 8.6009e-05 | 7.6429e-05 | 0.00022929 | 0.00011415 | 0.00011415 | 0.00011415 | 0.00011415 | 4.8306e-06 | 5.9917e-05 | 8.4608e-05 | 9.8906e-05 | 0.00010617 | 0.00011072 | 0.00010473 | 0.00010196 | 8.7226e-05 | 0.00011248 | 0.00047323 | 0.00047323
04/07 21:00:00 | 4 | 7 | 21 | 2325 | WD | 0 | 0.00018004 | 0.00018004 | 9.3336e-06 | 8.5197e-05 | 0 | 0.00011415 | 0 | 0 | 0.00034305 | -7.494e-05 | 0.00054628 | 0.00018004 | 0.00023771 | 0.00014762 | 0.00019178 | 0.00014762 | 0.00011415 | 0.00022925 | 0.00011415 | 0 | 6.5591e-05 | 0.0001126 | 9.6962e-05 | 8.4074e-05 | 8.8057e-05 | 2.0651e-05 | 1.8859e-08 | 6.6017e-06 | 6.6017e-06 | 0.00011415 | 0.00011415 | 0.00011415 | 0.00011415 | 0.00011415 | 0.00011415 | 0.00010924 | 9.2279e-05 | 7.4921e-05 | 6.6052e-05 | 0.00022929 | 0.00011415 | 0.00011415 | 0.00011415 | 0.00011415 | 3.2016e-06 | 4.5412e-05 | 7.0785e-05 | 8.5478e-05 | 0.00010434 | 9.9555e-05 | 9.8492e-05 | 9.7999e-05 | 8.8639e-05 | 9.7111e-05 | 0.00048672 | 0.00048672
04/07 22:00:00 | 4 | 7 | 22 | 2326 | WD | 0 | 0.00019039 | 0.00019039 | 8.2203e-06 | 0.00016253 | 2.0698e-12 | 0.00011415 | 0 | 0 | 0.00034849 | -5.1864e-05 | 0.00038577 | 0.00019039 | 0.00024855 | 0.00014405 | 0.00020128 | 0.00014405 | 0.00011415 | 0.00022925 | 0.00011415 | 0 | 6.5591e-05 | 0.0001118 | 9.6534e-05 | 8.0182e-05 | 8.5235e-05 | 2.7569e-05 | 6.9346e-06 | 1.3518e-05 | 1.3518e-05 | 0.00011415 | 0.00011415 | 0.00011415 | 0.00011416 | 0.00011415 | 0.00011415 | 0.00010883 | 6.9436e-05 | 6.3877e-05 | 6.1037e-05 | 0.00022929 | 0.00011415 | 0.00011415 | 0.00011415 | 0.00011415 | 2.0797e-06 | 3.3003e-05 | 6.2124e-05 | 7.8988e-05 | 0.0001028 | 9.0988e-05 | 9.1089e-05 | 9.1136e-05 | 8.8795e-05 | 9.7838e-05 | 2.4048e-05 | 2.4048e-05
04/07 23:00:00 | 4 | 7 | 23 | 2327 | WD | 0 | 0.00016428 | 0.00016428 | 2.944e-05 | 8.5253e-05 | 7.9772e-13 | 0.00011415 | 0 | 0 | 0.00023959 | 0.0009723 | -0.001796 | 0.00016428 | 0.00042534 | 0.00013614 | 0.00018297 | 0.00013614 | 0.00011415 | 0.00022925 | 0.00011415 | 0 | 6.5591e-05 | 0.0001118 | 0.00012465 | 8.0602e-05 | 9.4214e-05 | 2.8682e-05 | 1.2784e-05 | 1.7857e-05 | 1.7857e-05 | 0.00011415 | 0.00011415 | 0.00011415 | 0.00011416 | 0.00011415 | 0.00011415 | 9.9691e-05 | 6.8344e-05 | 6.1493e-05 | 5.7992e-05 | 0.00022929 | 0.00011415 | 0.00011415 | 0.00011415 | 0.00011415 | 1.729e-06 | 2.6771e-05 | 5.7344e-05 | 7.5048e-05 | 9.7684e-05 | 9.0828e-05 | 9.0565e-05 | 9.0444e-05 | 8.8878e-05 | 9.9707e-05 | 4.9769e-06 | 4.9769e-06
04/07 24:00:00 | 4 | 7 | 24 | 2328 | WD | 0 | 0.00014798 | 0.00014798 | 0.00096754 | 0.00014893 | -1.3906e-12 | 0.00011415 | 0 | 0 | 0.00013341 | 0.00060036 | -0.0049746 | 0.00014798 | 0.00026854 | 0.00012638 | 0.00015635 | 0.00012638 | 0.00011415 | 0.00022925 | 0.00011415 | 0 | 6.5591e-05 | 0.0001118 | 8.9651e-05 | 8.0258e-05 | 8.3161e-05 | 2.9219e-05 | 1.4097e-05 | 1.8922e-05 | 1.8922e-05 | 0.00011415 | 0.00011415 | 0.00011415 | 0.00011416 | 0.00011415 | 0.00011415 | 4.5468e-05 | 6.8027e-05 | 5.8924e-05 | 5.4272e-05 | 0.00022929 | 0.00011415 | 0.00011415 | 0.00011415 | 0.00011415 | 1.2032e-06 | 2.496e-05 | 5.3631e-05 | 7.0234e-05 | 7.2007e-05 | 9.062e-05 | 8.4356e-05 | 8.1451e-05 | 8.9122e-05 | 0.00010047 | 2.3948e-05 | 2.3948e-05
04/08 01:00:00 | 4 | 8 | 1 | 2329 | WD | 0 | 8.761e-05 | 8.761e-05 | 5.5282e-07 | 0 | 0.00025245 | 0.00011415 | 0 | 0 | 5.4452e-05 | 0.00040113 | -0.0057233 | 8.761e-05 | 8.7358e-05 | 9.19e-05 | 0.00010182 | 9.19e-05 | 0.00011415 | 0.00022925 | 0.00011415 | 0 | 6.5591e-05 | 0.0001118 | 8.8526e-05 | 7.9887e-05 | 8.2557e-05 | 2.9922e-05 | 1.4562e-05 | 1.9463e-05 | 1.9463e-05 | 0.00011415 | 0.00011415 | 0.00011415 | 0.00011416 | 0.00011415 | 0.00011415 | 3.6463e-05 | 6.7924e-05 | 5.8637e-05 | 5.3892e-05 | 0.00022929 | 0.00011415 | 0.00011415 | 0.00011415 | 0.00011415 | 1.2032e-06 | 2.437e-05 | 5.3103e-05 | 6.9742e-05 | 6.6697e-05 | 9.0462e-05 | 8.4145e-05 | 8.1214e-05 | 8.9208e-05 | 0.00010088 | 2.712e-05 | 2.712e-05
04/08 02:00:00 | 4 | 8 | 2 | 2330 | WD | 0 | 0.00010514 | 0.00010514 | -0.00097284 | 7.461e-05 | 0.00023244 | 0.00011415 | 0 | 0 | 2.1781e-05 | 0.00039978 | -0.0044533 | 0.00010514 | 0.00011315 | 8.5656e-05 | 0.00011682 | 8.5656e-05 | 0.00011415 | 0.00022925 | 0.00011415 | 0 | 6.5591e-05 | 0.0001118 | 8.8504e-05 | 8.0089e-05 | 8.269e-05 | 3.0398e-05 | 1.4611e-05 | 1.9648e-05 | 1.9648e-05 | 0.00011415 | 0.00011415 | 0.00011415 | 0.00011416 | 0.00011415 | 0.00011415 | 3.6473e-05 | 6.819e-05 | 6.0618e-05 | 5.6748e-05 | 0.00022929 | 0.00011415 | 0.00011415 | 0.00011415 | 0.00011415 | 1.23e-06 | 2.5894e-05 | 5.6002e-05 | 7.3438e-05 | 6.5386e-05 | 9.0616e-05 | 8.4695e-05 | 8.1948e-05 | 8.9242e-05 | 0.00010111 | 3.5128e-05 | 3.5128e-05
04/08 03:00:00 | 4 | 8 | 3 | 2331 | WD | 0 | 0.0001217 | 0.0001217 | 4.4607e-07 | 7.432e-05 | 0.00022975 | 0.00011415 | 0 | 0 | 2.1781e-05 | 0.00043112 | -0.004982 | 0.0001217 | 0.00016562 | 8.3946e-05 | 0.0001408 | 8.3946e-05 | 0.00011415 | 0.00022925 | 0.00011415 | 0 | 6.5591e-05 | 0.0001118 | 8.9413e-05 | 8.0443e-05 | 8.3215e-05 | 3.0836e-05 | 1.4507e-05 | 1.9717e-05 | 1.9717e-05 | 0.00011415 | 0.00011415 | 0.00011415 | 0.00011416 | 0.00011415 | 0.00011415 | 4.5596e-05 | 6.8975e-05 | 6.1912e-05 | 5.8304e-05 | 0.00022929 | 0.00011415 | 0.00011415 | 0.00011415 | 0.00011415 | 1.5508e-06 | 3.0373e-05 | 5.892e-05 | 7.5451e-05 | 7.0786e-05 | 9.098e-05 | 8.5066e-05 | 8.2324e-05 | 8.9203e-05 | 0.00010131 | 3.6605e-05 | 3.6605e-05
04/08 04:00:00 | 4 | 8 | 4 | 2332 | WD | 0 | 0.00011773 | 0.00011773 | 0 | 0 | 0.00022651 | 0.00011415 | 0 | 0 | 2.1781e-05 | 0.0003954 | -0.0019486 | 0.00011773 | 0.00018164 | 8.2211e-05 | 0.00014673 | 8.2211e-05 | 0.00011415 | 0.00022925 | 0.00011415 | 0 | 6.5591e-05 | 0.0001118 | 0.00010207 | 8.08e-05 | 8.7373e-05 | 3.1229e-05 | 1.4364e-05 | 1.9745e-05 | 1.9745e-05 | 0.00011415 | 0.00011415 | 0.00011415 | 0.00011416 | 0.00011415 | 0.00011415 | 5.4768e-05 | 7.0282e-05 | 7.6832e-05 | 8.0178e-05 | 0.00022929 | 0.00011415 | 0.00011415 | 0.00011415 | 0.00011415 | 2.0054e-06 | 3.7834e-05 | 7.9583e-05 | 0.00010376 | 7.6351e-05 | 9.15e-05 | 8.9917e-05 | 8.9183e-05 | 8.9146e-05 | 0.00010145 | 3.2008e-05 | 3.2008e-05
04/08 05:00:00 | 4 | 8 | 5 | 2333 | WD | 0 | 0.00012942 | 0.00012942 | 1.1006e-06 | 7.504e-05 | 0.00021796 | 0.00011415 | 0 | 0 | 6.5342e-05 | 0.00037053 | 0.00109 | 0.00012942 | 0.00019024 | 8.1198e-05 | 0.00014999 | 8.1198e-05 | 0.00011415 | 0.00022925 | 0.00011415 | 0 | 6.5591e-05 | 0.0001118 | 0.00010495 | 8.4942e-05 | 9.1126e-05 | 3.1682e-05 | 1.4292e-05 | 1.984e-05 | 1.984e-05 | 0.00011415 | 0.00011415 | 0.00011415 | 0.00011416 | 0.00011415 | 0.00011415 | 9.1181e-05 | 9.299e-05 | 0.0001022 | 0.0001069 | 0.00022929 | 0.00011415 | 0.00011415 | 0.00011415 | 0.00011415 | 3.0749e-06 | 6.2531e-05 | 0.00011054 | 0.00013835 | 9.5201e-05 | 9.9808e-05 | 9.7964e-05 | 9.7108e-05 | 8.8959e-05 | 0.00010147 | 2.2613e-05 | 2.2613e-05
04/08 06:00:00 | 4 | 8 | 6 | 2334 | WD | 0 | 0.00012966 | 0.00012966 | 2.0612e-06 | 7.7917e-05 | -1.5577e-12 | 0.00011415 | 3.0615e-05 | 3.0615e-05 | 0.00013613 | 0.0003541 | 0.0030348 | 0.00012966 | 0.00018552 | 8.7512e-05 | 0.00014486 | 8.7512e-05 | 0.00011415 | 0.00017194 | 0.00011415 | 3.143e-06 | 6.5591e-05 | 0.0001126 | 0.00010985 | 9.0691e-05 | 9.6611e-05 | 1.1949e-05 | 7.5758e-06 | 8.9712e-06 | 8.9712e-06 | 0.00011415 | 0.00011415 | 0.00011415 | 0.00011416 | 0.00011415 | 0.00011415 | 0.00012828 | 0.00012405 | 0.00013039 | 0.00013363 | 0.0001538 | 0.00011415 | 0.00011415 | 0.00011415 | 0.00011415 | 1.2715e-05 | 9.2922e-05 | 0.0001438 | 0.00017326 | 0.0001128 | 0.00011104 | 0.0001033 | 9.9707e-05 | 8.5893e-05 | 0.00012322 | 0.00045519 | 0.00045519
04/08 07:00:00 | 4 | 8 | 7 | 2335 | WD | 7.386e-05 | 0.00014923 | 0.00014923 | 0.00047098 | 0.00016793 | 7.5464e-14 | 0.00011415 | 0.00033691 | 0.00033691 | 0.00015247 | -0.00091024 | 0.003452 | 0.00014923 | -6.6841e-05 | 9.9871e-05 | 0.00015815 | 9.9871e-05 | 0.00011415 | 0 | 0.00011415 | 3.0882e-05 | 6.5591e-05 | 0.0001126 | 0.00010853 | 0.00010583 | 0.00010666 | 5.7991e-06 | 2.2815e-06 | 3.4038e-06 | 3.4038e-06 | 0.00011415 | 0.00011415 | 0.00011415 | 0.00011416 | 0.00011415 | 0.00011415 | 0.000149 | 0.00014037 | 0.00018897 | 0.00021381 | 0 | 0.00011415 | 0.00011415 | 0.00011415 | 0.00011415 | 7.8949e-05 | 0.00013507 | 0.00014053 | 0.0001437 | 0.00012122 | 0.00011559 | 0.00011731 | 0.00011811 | 9.3129e-05 | 0.00011627 | 0.00038827 | 0.00038827
04/08 08:00:00 | 4 | 8 | 8 | 2336 | WD | 0.0001781 | 0.00013714 | 0.00013714 | 0.00058548 | 0.00017284 | 4.7973e-13 | 0.00011415 | 0.00065069 | 0.00065069 | 0.00013613 | -0.00045066 | 0.0032628 | 0.00013714 | 4.2917e-05 | 0.00011103 | 0.00013872 | 0.00011103 | 0.00011415 | 0 | 0.00011415 | 0.000167 | 0.00016398 | 0.0001685 | 0.00011211 | 0.00010803 | 0.00010929 | 5.0541e-06 | 6.9814e-07 | 2.088e-06 | 2.088e-06 | 0.00011415 | 0.00011415 | 0.00011415 | 0.00011416 | 0.00011415 | 0.00011415 | 0.00016895 | 0.00015337 | 0.00019337 | 0.00021381 | 0 | 0.00011415 | 0.00011415 | 0.00011415 | 0.00011415 | 0.00018476 | 0.00019317 | 0.00016581 | 0.00014996 | 0.00013627 | 0.00012073 | 0.00014694 | 0.0001591 | 9.3258e-05 | 0.00011383 | 0.00026285 | 0.00026285
04/08 09:00:00 | 4 | 8 | 9 | 2337 | WD | 0.00027102 | 0.00015762 | 0.00015762 | -0.00065853 | 0.00026007 | 1.5523e-12 | 0.00011415 | 0.00042738 | 0.00042738 | 5.9897e-05 | -0.00022461 | 0.0028609 | 0.00015762 | 0.00014782 | 0.00011108 | 0.00015869 | 0.00011108 | 0.00011415 | 0 | 0.00011415 | 0.00044873 | 0.00029516 | 0.0002244 | 0.00011572 | 0.0001087 | 0.00011087 | 4.711e-06 | 3.2153e-07 | 1.722e-06 | 1.722e-06 | 0.00011415 | 0.00011415 | 0.00011415 | 0.00011416 | 0.00011415 | 0.00011415 | 0.0001871 | 0.00015456 | 0.00019377 | 0.00021381 | 0 | 0.00011415 | 0.00011415 | 0.00011415 | 0.00011415 | 0.00030727 | 0.00024052 | 0.00018695 | 0.00015593 | 0.00014702 | 0.00012161 | 0.00015203 | 0.00016615 | 9.3325e-05 | 0.00011217 | 0.00018716 | 0.00018716
04/08 10:00:00 | 4 | 8 | 10 | 2338 | WD | 0.00035764 | 0.00018478 | 0.00018478 | 0.00068444 | 0.00017099 | 0.00021486 | 0.00011415 | 0.00030594 | 0.00030594 | 4.0839e-05 | -0.00015193 | 0.0024328 | 0.00018478 | 0.00028864 | 0.00011156 | 0.00021169 | 0.00011156 | 0.00011415 | 0 | 0.00011415 | 0.00047113 | 0.00029516 | 0.0002244 | 0.00011648 | 0.00010948 | 0.00011165 | 4.3673e-06 | 2.2459e-07 | 1.5464e-06 | 1.5464e-06 | 0.00011415 | 0.00011415 | 0.00011415 | 0.00011416 | 0.00011415 | 0.00011415 | 0.00018706 | 0.00015413 | 0.00019363 | 0.00021381 | 0 | 0.00011415 | 0.00011415 | 0.00011415 | 0.00011415 | 0.00040431 | 0.00024653 | 0.00019253 | 0.00016126 | 0.0001484 | 0.00012174 | 0.00015086 | 0.00016437 | 9.336e-05 | 0.0001113 | 0.00016345 | 0.00016345
04/08 11:00:00 | 4 | 8 | 11 | 2339 | WD | 0.00042082 | 0.00014294 | 0.00014294 | 9.9018e-06 | 0.00016763 | 0.00021991 | 0.00011415 | 0 | 0 | 4.0839e-05 | 0.0010757 | 0.002065 | 0.00014294 | 0.00036632 | 0.00011463 | 0.00015199 | 0.00011463 | 0.00011415 | 0 | 0.00011415 | 0.00047113 | 0.00029516 | 0.0002244 | 0.00014514 | 0.00010977 | 0.0001207 | 4.5922e-06 | 1.0208e-07 | 1.5347e-06 | 1.5347e-06 | 0.00011415 | 0.00011415 | 0.00011415 | 0.00011416 | 0.00011415 | 0.00011415 | 0.000187 | 0.00015348 | 0.00019341 | 0.00021381 | 0 | 0.00011415 | 0.00011415 | 0.00011415 | 0.00011415 | 0.00046928 | 0.00024632 | 0.00019486 | 0.00016506 | 0.00014862 | 0.00012163 | 0.00015225 | 0.00016645 | 9.3403e-05 | 0.00011041 | 0.00014065 | 0.00014065
04/08 12:00:00 | 4 | 8 | 12 | 2340 | WD | 0.00045341 | 0.00012491 | 0.00012491 | 8.2355e-06 | 0.00013723 | 0.00021998 | 0.00011415 | 0 | 0 | 4.0839e-05 | 0.00067282 | 0.0017818 | 0.00012491 | 0.00026727 | 0.00011458 | 0.00013093 | 0.00011458 | 0.00011415 | 0 | 0.00011415 | 0.00047113 | 0.00029516 | 0.0002244 | 0.00011762 | 0.00010976 | 0.00011219 | 3.9715e-06 | -5.0796e-08 | 1.2325e-06 | 1.2325e-06 | 0.00011415 | 0.00011415 | 0.00011415 | 0.00011416 | 0.00011415 | 0.00011415 | 0.00018694 | 0.0001532 | 0.00019331 | 0.00021381 | 0 | 0.00011415 | 0.00011415 | 0.00011415 | 0.00011415 | 0.00049877 | 0.00024586 | 0.00023887 | 0.00023482 | 0.00014828 | 0.00012153 | 0.00015576 | 0.00017164 | 9.3488e-05 | 0.00010942 | 9.9649e-05 | 9.9649e-05
04/08 13:00:00 | 4 | 8 | 13 | 2341 | WD | 0.00045541 | 0.00011519 | 0.00011519 | 0.0010128 | 0.00010751 | 0.00021627 | 0.00011415 | 0 | 0 | 4.0839e-05 | 0.00048575 | 0.001554 | 0.00011519 | 0.00023112 | 0.00011115 | 0.00012228 | 0.00011115 | 0.00011415 | 0 | 0.00011415 | 0.00047113 | 0.00029516 | 0.0002244 | 0.00011908 | 0.00011416 | 0.00011568 | 3.902e-06 | -3.1527e-09 | 1.2428e-06 | 1.2428e-06 | 0.00011415 | 0.00011415 | 0.00011415 | 0.00011416 | 0.00011415 | 0.00011415 | 0.00018653 | 0.00015279 | 0.00019317 | 0.00021381 | 0 | 0.00011415 | 0.00011415 | 0.00011415 | 0.00011415 | 0.00050461 | 0.00024525 | 0.00023894 | 0.00023528 | 0.00014659 | 0.00012295 | 0.00015438 | 0.00016896 | 9.3527e-05 | 0.0001087 | 6.292e-05 | 6.292e-05
04/08 14:00:00 | 4 | 8 | 14 | 2342 | WD | 0.00041885 | 0.00011734 | 0.00011734 | -0.00099858 | 0.00016016 | 0.00022375 | 0.00011415 | 0 | 0 | 4.0839e-05 | 0.00039591 | 0.0013554 | 0.00011734 | 0.00020781 | 0.00011051 | 0.00011754 | 0.00011051 | 0.00011415 | 0 | 0.00011415 | 0.00047113 | 0.00029516 | 0.0002244 | 0.00011908 | 0.00011423 | 0.00011573 | 3.7781e-06 | 6.8243e-08 | 1.2519e-06 | 1.2519e-06 | 0.00011415 | 0.00011415 | 0.00011415 | 0.00011416 | 0.00011415 | 0.00011415 | 0.00018548 | 0.00015218 | 0.00019297 | 0.00021381 | 0 | 0.00011415 | 0.00011415 | 0.00011415 | 0.00011415 | 0.00048096 | 0.00024314 | 0.00023726 | 0.00023386 | 0.0001459 | 0.00012278 | 0.00015202 | 0.00016558 | 9.3538e-05 | 0.00010838 | 4.2784e-05 | 4.2784e-05
04/08 15:00:00 | 4 | 8 | 15 | 2343 | WD | 0.00034972 | 0.00010212 | 0.00010212 | 0.0010033 | 7.9302e-05 | 0.00023635 | 0.00011415 | 0 | 0 | 4.0839e-05 | 0.00034341 | 0.0011876 | 0.00010212 | 0.00017604 | 0.00010956 | 0.00010827 | 0.00010956 | 0.00011415 | 0 | 0.00011415 | 0.00047113 | 0.00029516 | 0.0002244 | 0.00011615 | 0.00011035 | 0.00011214 | 3.6221e-06 | 6.4419e-09 | 1.16e-06 | 1.16e-06 | 0.00011415 | 0.00011415 | 0.00011415 | 0.00011416 | 0.00011415 | 0.00011415 | 0.00016661 | 0.00015069 | 0.00019246 | 0.00021381 | 0 | 0.00011415 | 0.00011415 | 0.00011415 | 0.00011415 | 0.00037807 | 0.00023592 | 0.00018962 | 0.00016281 | 0.00013404 | 0.00012095 | 0.00015163 | 0.00016586 | 9.3569e-05 | 0.00010803 | 2.1678e-05 | 2.1678e-05
04/08 16:00:00 | 4 | 8 | 16 | 2344 | WD | 0.00026883 | 0.00010665 | 0.00010665 | -0.0009942 | 8.3455e-05 | 0.00024949 | 0.00011415 | 0 | 0 | 4.0839e-05 | 0.00032771 | 0.001044 | 0.00010665 | 0.00018561 | 0.00011092 | 0.00011224 | 0.00011092 | 0.00011415 | 0 | 0.00011415 | 0.00046651 | 0.00029516 | 0.0002244 | 0.00010762 | 0.00011021 | 0.00010941 | 3.4402e-06 | 1.531e-07 | 1.2019e-06 | 1.2019e-06 | 0.00011415 | 0.00011415 | 0.00011415 | 0.00011416 | 0.00011415 | 0.00011415 | 0.00014779 | 0.00014413 | 0.00015206 | 0.00015611 | 0 | 0.00011415 | 0.00011415 | 0.00011415 | 0.00011415 | 0.00026819 | 0.00021291 | 0.00015112 | 0.00011534 | 0.0001229 | 0.00011893 | 0.00014159 | 0.0001521 | 8.7399e-05 | 0.00010847 | 4.7811e-05 | 4.7811e-05
04/08 17:00:00 | 4 | 8 | 17 | 2345 | WD | 0.00017842 | 0.00013483 | 0.00013483 | 0.0010083 | 0.00015581 | -2.0051e-12 | 0.00011415 | 0.00084429 | 0.00084429 | 7.0788e-05 | -0.00086294 | 0.00094461 | 0.00013483 | -1.9984e-05 | 0.00012 | 0.00013527 | 0.00012 | 0.00011415 | 0 | 0.00011415 | 0.00034825 | 0.00029516 | 0.0002244 | 0.00010535 | 0.00011076 | 0.00010909 | 3.1419e-06 | 2.3672e-07 | 1.1636e-06 | 1.1636e-06 | 0.00011415 | 0.00011415 | 0.00011415 | 0.00011416 | 0.00011415 | 0.00011415 | 0.00012914 | 0.00013924 | 0.00012923 | 0.00012411 | 0 | 0.00011415 | 0.00011415 | 0.00011415 | 0.00011415 | 0.00016356 | 0.0001644 | 0.00011627 | 8.8403e-05 | 0.00011318 | 0.00011767 | 0.00013319 | 0.00014038 | 8.7384e-05 | 0.00010927 | 8.6401e-05 | 8.6401e-05
04/08 18:00:00 | 4 | 8 | 18 | 2346 | WD | 7.4378e-05 | 0.00014792 | 0.00014792 | 8.9248e-06 | 0.00016314 | -7.5459e-13 | 0.00011415 | 0.00060452 | 0.00060452 | 0.00015247 | -0.00044704 | 0.00087447 | 0.00014792 | 0.00013451 | 0.00013406 | 0.00014671 | 0.00013406 | 0.00011415 | 0 | 0.00011415 | 3.9783e-05 | 6.5591e-05 | 0.0001126 | 0.00010532 | 0.00010924 | 0.00010803 | 2.8484e-06 | 1.828e-07 | 1.0333e-06 | 1.0333e-06 | 0.00011415 | 0.00011415 | 0.00011415 | 0.00011416 | 0.00011415 | 0.00011415 | 0.00012867 | 0.00012817 | 0.00011248 | 0.00010446 | 0 | 0.00011415 | 0.00011415 | 0.00011415 | 0.00011415 | 8.8981e-05 | 0.00011044 | 8.562e-05 | 7.1248e-05 | 0.00011156 | 0.00011365 | 0.00010685 | 0.0001037 | 8.738e-05 | 0.00010986 | 0.00027959 | 0.00027959
04/08 19:00:00 | 4 | 8 | 19 | 2347 | WD | 0 | 0.00018038 | 0.00018038 | 1.0985e-05 | 0.00016628 | -3.8268e-13 | 0.00011415 | 8.2027e-05 | 8.2027e-05 | 0.00021236 | -0.00023173 | 0.00079108 | 0.00018038 | 0.00027131 | 0.00014271 | 0.00018433 | 0.00014271 | 0.00011415 | 0.00011463 | 0.00011415 | 4.01e-06 | 6.5591e-05 | 0.0001126 | 0.00011466 | 0.00010704 | 0.0001094 | 2.6494e-06 | -6.2701e-08 | 8.026e-07 | 8.026e-07 | 0.00011415 | 0.00011415 | 0.00011415 | 0.00011416 | 0.00011415 | 0.00011415 | 0.00011028 | 0.00012053 | 0.00010099 | 9.1006e-05 | 7.8299e-05 | 0.00011415 | 0.00011415 | 0.00011415 | 0.00011415 | 1.3008e-05 | 7.2796e-05 | 6.4238e-05 | 5.9282e-05 | 0.00010402 | 0.00011439 | 0.00010657 | 0.00010294 | 8.7381e-05 | 0.00011058 | 0.00030463 | 0.00030463
04/08 20:00:00 | 4 | 8 | 20 | 2348 | WD | 0 | 0.00016026 | 0.00016026 | 1.1049e-05 | 0.00013645 | -2.8565e-13 | 0.00011415 | 0 | 0 | 0.00028587 | -0.00012161 | 0.00069734 | 0.00016026 | 0.00021136 | 0.00014653 | 0.0001564 | 0.00014653 | 0.00011415 | 0.00022925 | 0.00011415 | 0 | 6.5591e-05 | 0.0001126 | 0.0001133 | 0.00010332 | 0.0001064 | 2.4547e-06 | -1.2395e-07 | 6.9878e-07 | 6.9878e-07 | 0.00011415 | 0.00011415 | 0.00011415 | 0.00011416 | 0.00011415 | 0.00011415 | 0.00010984 | 0.00010476 | 8.6009e-05 | 7.6429e-05 | 0.00022929 | 0.00011415 | 0.00011415 | 0.00011415 | 0.00011415 | 4.8306e-06 | 5.9917e-05 | 8.4608e-05 | 9.8906e-05 | 0.00010618 | 0.00011246 | 0.00010529 | 0.00010196 | 8.7383e-05 | 0.00011093 | 0.00035838 | 0.00035838
04/08 21:00:00 | 4 | 8 | 21 | 2349 | WD | 0 | 0.00015046 | 0.00015046 | 1.0069e-05 | 0.00011256 | 0 | 0.00011415 | 0 | 0 | 0.00034305 | -7.5396e-05 | 0.00058342 | 0.00015046 | 0.00018799 | 0.00014762 | 0.00014554 | 0.00014762 | 0.00011415 | 0.00022925 | 0.00011415 | 0 | 6.5591e-05 | 0.0001126 | 0.00010711 | 8.8141e-05 | 9.4003e-05 | 2.1023e-05 | -9.7251e-08 | 6.6414e-06 | 6.6414e-06 | 0.00011415 | 0.00011415 | 0.00011415 | 0.00011415 | 0.00011415 | 0.00011415 | 0.00010924 | 9.2279e-05 | 7.4921e-05 | 6.6052e-05 | 0.00022929 | 0.00011415 | 0.00011415 | 0.00011415 | 0.00011415 | 3.2016e-06 | 4.5412e-05 | 7.0785e-05 | 8.5478e-05 | 0.00010429 | 0.00010099 | 9.8947e-05 | 9.7999e-05 | 8.8461e-05 | 9.8251e-05 | 0.0003758 | 0.0003758
04/08 22:00:00 | 4 | 8 | 22 | 2350 | WD | 0 | 0.00015657 | 0.00015657 | 0.0010172 | 0.00016248 | 2.0698e-12 | 0.00011415 | 0 | 0 | 0.00034849 | -5.2718e-05 | 0.00040248 | 0.00015657 | 0.00019108 | 0.00014405 | 0.00015314 | 0.00014405 | 0.00011415 | 0.00022925 | 0.00011415 | 0 | 6.5591e-05 | 0.0001118 | 9.7743e-05 | 8.2771e-05 | 8.7398e-05 | 2.8187e-05 | 7.4117e-06 | 1.404e-05 | 1.404e-05 | 0.00011415 | 0.00011415 | 0.00011415 | 0.00011415 | 0.00011415 | 0.00011415 | 0.00010883 | 6.9436e-05 | 6.3877e-05 | 6.1037e-05 | 0.00022929 | 0.00011415 | 0.00011415 | 0.00011415 | 0.00011415 | 2.0797e-06 | 3.3003e-05 | 6.2124e-05 | 7.8988e-05 | 0.00010267 | 9.1891e-05 | 9.1708e-05 | 9.1623e-05 | 8.8587e-05 | 9.7822e-05 | 1.469e-05 | 1.469e-05
04/08 23:00:00 | 4 | 8 | 23 | 2351 | WD | 0 | 0.00012885 | 0.00012885 | -0.00099469 | 7.9204e-05 | 7.9772e-13 | 0.00011415 | 0 | 0 | 0.00023959 | 0.0010871 | -0.0017189 | 0.00012885 | 0.00034255 | 0.00013614 | 0.00013346 | 0.00013614 | 0.00011415 | 0.00022925 | 0.00011415 | 0 | 6.5591e-05 | 0.0001118 | 0.00012526 | 8.1557e-05 | 9.5062e-05 | 2.9527e-05 | 1.2887e-05 | 1.8196e-05 | 1.8196e-05 | 0.00011415 | 0.00011415 | 0.00011415 | 0.00011416 | 0.00011415 | 0.00011415 | 9.9691e-05 | 6.8344e-05 | 6.1493e-05 | 5.7992e-05 | 0.00022929 | 0.00011415 | 0.00011415 | 0.00011415 | 0.00011415 | 1.729e-06 | 2.6771e-05 | 5.7344e-05 | 7.5048e-05 | 9.753e-05 | 9.1145e-05 | 9.1003e-05 | 9.0938e-05 | 8.8612e-05 | 9.8702e-05 | 4.1464e-06 | 4.1464e-06
04/08 24:00:00 | 4 | 8 | 24 | 2352 | WD | 0 | 0.0001102 | 0.0001102 | 2.0038e-06 | 0.00014965 | -1.3906e-12 | 0.00011415 | 0 | 0 | 0.00013341 | 0.00059932 | 0 | 0.0001102 | 0.00019261 | 0.00012638 | 0.00010245 | 0.00012638 | 0.00011415 | 0.00022925 | 0.00011415 | 0 | 6.5591e-05 | 0.0001118 | 9.0921e-05 | 8.2193e-05 | 8.489e-05 | 2.9587e-05 | 1.367e-05 | 1.8748e-05 | 1.8748e-05 | 0.00011415 | 0.00011415 | 0.00011415 | 0.00011416 | 0.00011415 | 0.00011415 | 4.5468e-05 | 6.8027e-05 | 5.8924e-05 | 5.4272e-05 | 0.00022929 | 0.00011415 | 0.00011415 | 0.00011415 | 0.00011415 | 1.2032e-06 | 2.496e-05 | 5.3631e-05 | 7.0234e-05 | 7.1853e-05 | 9.1284e-05 | 8.4911e-05 | 8.1956e-05 | 8.8793e-05 | 9.969e-05 | 5.8784e-06 | 5.8784e-06
04/09 01:00:00 | 4 | 9 | 1 | 2353 | Holiday | 0 | 4.9967e-05 | 4.9967e-05 | 6.4929e-07 | 4.9957e-06 | 0.00025245 | 0.00011415 | 0 | 0 | 5.4452e-05 | 0.00039603 | -0.0059895 | 4.9967e-05 | 8.1927e-06 | 9.19e-05 | 4.7482e-05 | 9.19e-05 | 0.00011415 | 0.00022925 | 0.00011415 | 0 | 6.5591e-05 | 0.0001118 | 8.9456e-05 | 8.1664e-05 | 8.4072e-05 | 3.033e-05 | 1.4009e-05 | 1.9216e-05 | 1.9216e-05 | 0.00011415 | 0.00011415 | 0.00011415 | 0.00011416 | 0.00011415 | 0.00011415 | 3.6463e-05 | 6.7924e-05 | 5.8637e-05 | 5.3892e-05 | 0.00022929 | 0.00011415 | 0.00011415 | 0.00011415 | 0.00011415 | 1.2032e-06 | 2.437e-05 | 5.3103e-05 | 6.9742e-05 | 6.6559e-05 | 9.1073e-05 | 8.4675e-05 | 8.1707e-05 | 8.8886e-05 | 0.00010023 | 5.127e-06 | 5.127e-06
04/09 02:00:00 | 4 | 9 | 2 | 2354 | Holiday | 0 | 8.4113e-05 | 8.4113e-05 | 0.00097315 | 7.4604e-05 | 0.00023244 | 0.00011415 | 0 | 0 | 2.1781e-05 | 0.00039038 | -0.0054971 | 8.4113e-05 | 8.1915e-05 | 8.5656e-05 | 8.6897e-05 | 8.5656e-05 | 0.00011415 | 0.00022925 | 0.00011415 | 0 | 6.5591e-05 | 0.0001118 | 8.946e-05 | 8.1477e-05 | 8.3944e-05 | 3.0852e-05 | 1.4178e-05 | 1.9498e-05 | 1.9498e-05 | 0.00011415 | 0.00011415 | 0.00011415 | 0.00011416 | 0.00011415 | 0.00011415 | 3.6473e-05 | 6.819e-05 | 6.0618e-05 | 5.6748e-05 | 0.00022929 | 0.00011415 | 0.00011415 | 0.00011415 | 0.00011415 | 1.23e-06 | 2.5894e-05 | 5.6002e-05 | 7.3438e-05 | 6.5247e-05 | 9.1092e-05 | 8.5168e-05 | 8.242e-05 | 8.893e-05 | 0.00010052 | 5.2573e-06 | 5.2573e-06
04/09 03:00:00 | 4 | 9 | 3 | 2355 | Holiday | 0 | 9.5914e-05 | 9.5914e-05 | -0.00097113 | 5.736e-05 | 0.00022975 | 0.00011415 | 0 | 0 | 2.1781e-05 | 0.00041185 | -0.0055369 | 9.5914e-05 | 0.00012239 | 8.3946e-05 | 0.00010666 | 8.3946e-05 | 0.00011415 | 0.00022925 | 0.00011415 | 0 | 6.5591e-05 | 0.0001118 | 9.0241e-05 | 8.1165e-05 | 8.397e-05 | 3.1381e-05 | 1.4307e-05 | 1.9754e-05 | 1.9754e-05 | 0.00011415 | 0.00011415 | 0.00011415 | 0.00011416 | 0.00011415 | 0.00011415 | 4.5596e-05 | 6.8975e-05 | 6.1912e-05 | 5.8304e-05 | 0.00022929 | 0.00011415 | 0.00011415 | 0.00011415 | 0.00011415 | 1.5508e-06 | 3.0373e-05 | 5.892e-05 | 7.5451e-05 | 7.0646e-05 | 9.1221e-05 | 8.5454e-05 | 8.2779e-05 | 8.8909e-05 | 0.00010073 | 1.5304e-05 | 1.5304e-05
04/09 04:00:00 | 4 | 9 | 4 | 2356 | Holiday | 0 | 9.9096e-05 | 9.9096e-05 | 9.1683e-07 | 1.6961e-05 | 0.00022651 | 0.00011415 | 0 | 0 | 2.1781e-05 | 0.0003879 | -0.00263 | 9.9096e-05 | 0.00014519 | 8.2211e-05 | 0.00011765 | 8.2211e-05 | 0.00011415 | 0.00022925 | 0.00011415 | 0 | 6.5591e-05 | 0.0001118 | 0.00010265 | 8.0369e-05 | 8.7256e-05 | 3.1985e-05 | 1.4592e-05 | 2.0141e-05 | 2.0141e-05 | 0.00011415 | 0.00011415 | 0.00011415 | 0.00011416 | 0.00011415 | 0.00011415 | 5.4768e-05 | 7.0282e-05 | 7.6832e-05 | 8.0178e-05 | 0.00022929 | 0.00011415 | 0.00011415 | 0.00011415 | 0.00011415 | 2.0054e-06 | 3.7834e-05 | 7.9583e-05 | 0.00010376 | 7.6213e-05 | 9.1335e-05 | 9.0148e-05 | 8.9598e-05 | 8.8871e-05 | 0.00010086 | 5.7169e-06 | 5.7169e-06
04/09 05:00:00 | 4 | 9 | 5 | 2357 | Holiday | 0 | 0.00011089 | 0.00011089 | 0.0009742 | 7.5059e-05 | 0.00021796 | 0.00011415 | 0 | 0 | 6.5342e-05 | 0.00036581 | 0.0005071 | 0.00011089 | 0.00015699 | 8.1198e-05 | 0.0001236 | 8.1198e-05 | 0.00011415 | 0.00022925 | 0.00011415 | 0 | 6.5591e-05 | 0.0001118 | 0.00010548 | 8.3904e-05 | 9.0572e-05 | 3.2484e-05 | 1.4807e-05 | 2.0447e-05 | 2.0447e-05 | 0.00011415 | 0.00011415 | 0.00011415 | 0.00011416 | 0.00011415 | 0.00011415 | 9.1181e-05 | 9.299e-05 | 0.0001022 | 0.0001069 | 0.00022929 | 0.00011415 | 0.00011415 | 0.00011415 | 0.00011415 | 3.0749e-06 | 6.2531e-05 | 0.00011054 | 0.00013835 | 9.5068e-05 | 9.943e-05 | 9.8103e-05 | 9.7488e-05 | 8.8706e-05 | 0.0001009 | 3.9148e-06 | 3.9148e-06
04/09 06:00:00 | 4 | 9 | 6 | 2358 | Holiday | 0 | 0.00011522 | 0.00011522 | -0.00041653 | 7.7916e-05 | -1.5577e-12 | 0.00011415 | 3.096e-05 | 3.096e-05 | 0.00013613 | 0.0003526 | 0.0025458 | 0.00011522 | 0.0001605 | 8.7512e-05 | 0.00012431 | 8.7512e-05 | 0.00011415 | 0.00017194 | 0.00011415 | 3.1784e-06 | 6.5591e-05 | 0.0001126 | 0.00011027 | 8.8915e-05 | 9.5515e-05 | 1.2516e-05 | 8.2252e-06 | 9.5943e-06 | 9.5943e-06 | 0.00011415 | 0.00011415 | 0.00011415 | 0.00011416 | 0.00011415 | 0.00011415 | 0.00012828 | 0.00012405 | 0.00013039 | 0.00013363 | 0.0001538 | 0.00011415 | 0.00011415 | 0.00011415 | 0.00011415 | 1.2832e-05 | 9.2944e-05 | 0.00014381 | 0.00017327 | 0.00011269 | 0.00011039 | 0.00010333 | 0.00010005 | 8.6169e-05 | 0.00012197 | 0.00037817 | 0.00037817
04/09 07:00:00 | 4 | 9 | 7 | 2359 | Holiday | 7.2408e-05 | 0.0001431 | 0.0001431 | -0.00027444 | 0.00016783 | 7.5464e-14 | 0.00011415 | 0.00033769 | 0.00033769 | 0.00015247 | -0.00087932 | 0.0030932 | 0.0001431 | -6.3389e-05 | 9.9871e-05 | 0.00014945 | 9.9871e-05 | 0.00011415 | 0 | 0.00011415 | 3.0954e-05 | 6.5591e-05 | 0.0001126 | 0.00010924 | 0.00010377 | 0.00010546 | 6.2934e-06 | 2.433e-06 | 3.6647e-06 | 3.6647e-06 | 0.00011415 | 0.00011415 | 0.00011415 | 0.00011416 | 0.00011415 | 0.00011415 | 0.000149 | 0.00014036 | 0.00018897 | 0.00021381 | 0 | 0.00011415 | 0.00011415 | 0.00011415 | 0.00011415 | 7.9504e-05 | 0.00013513 | 0.00014059 | 0.00014375 | 0.00012115 | 0.00011485 | 0.00011717 | 0.00011825 | 9.3301e-05 | 0.00011534 | 0.0003007 | 0.0003007
04/09 08:00:00 | 4 | 9 | 8 | 2360 | Holiday | 0.00017637 | 0.00013621 | 0.00013621 | 0.00074431 | 0.00017273 | 4.7973e-13 | 0.00011415 | 0.0006504 | 0.0006504 | 0.00013613 | -0.00044054 | 0.0029695 | 0.00013621 | 4.0865e-05 | 0.00011103 | 0.00013741 | 0.00011103 | 0.00011415 | 0 | 0.00011415 | 0.00016693 | 0.00016398 | 0.0001685 | 0.00011309 | 0.00010589 | 0.00010811 | 5.5038e-06 | 7.6419e-07 | 2.2764e-06 | 2.2764e-06 | 0.00011415 | 0.00011415 | 0.00011415 | 0.00011416 | 0.00011415 | 0.00011415 | 0.00016895 | 0.00015337 | 0.00019337 | 0.00021381 | 0 | 0.00011415 | 0.00011415 | 0.00011415 | 0.00011415 | 0.00018542 | 0.00019314 | 0.00016583 | 0.00015002 | 0.00013621 | 0.00011996 | 0.00014703 | 0.00015959 | 9.3408e-05 | 0.00011306 | 0.00019463 | 0.00019463
04/09 09:00:00 | 4 | 9 | 9 | 2361 | Holiday | 0.00026934 | 0.00014986 | 0.00014986 | 1.3038e-05 | 0.00023597 | 1.5523e-12 | 0.00011415 | 0.0004289 | 0.0004289 | 5.9897e-05 | -0.00022273 | 0.0026301 | 0.00014986 | 0.00013699 | 0.00011108 | 0.00015127 | 0.00011108 | 0.00011415 | 0 | 0.00011415 | 0.00045032 | 0.00029516 | 0.0002244 | 0.00011692 | 0.00010598 | 0.00010936 | 5.1478e-06 | 2.4921e-07 | 1.8121e-06 | 1.8121e-06 | 0.00011415 | 0.00011415 | 0.00011415 | 0.00011416 | 0.00011415 | 0.00011415 | 0.0001871 | 0.00015456 | 0.00019377 | 0.00021381 | 0 | 0.00011415 | 0.00011415 | 0.00011415 | 0.00011415 | 0.00030974 | 0.00024095 | 0.00018721 | 0.0001561 | 0.00014695 | 0.00012063 | 0.00015214 | 0.00016676 | 9.3486e-05 | 0.00011128 | 0.0001244 | 0.0001244
04/09 10:00:00 | 4 | 9 | 10 | 2362 | Holiday | 0.00035014 | 0.00017141 | 0.00017141 | 0.00051242 | 0.0001946 | 0.00021486 | 0.00011415 | 0.00030594 | 0.00030594 | 4.0839e-05 | -0.00015473 | 0.0022696 | 0.00017141 | 0.0002407 | 0.00011156 | 0.00018909 | 0.00011156 | 0.00011415 | 0 | 0.00011415 | 0.00047113 | 0.00029516 | 0.0002244 | 0.00011818 | 0.00010636 | 0.00011001 | 4.7801e-06 | 1.052e-07 | 1.5968e-06 | 1.5968e-06 | 0.00011415 | 0.00011415 | 0.00011415 | 0.00011416 | 0.00011415 | 0.00011415 | 0.00018706 | 0.00015413 | 0.00019363 | 0.00021381 | 0 | 0.00011415 | 0.00011415 | 0.00011415 | 0.00011415 | 0.0004026 | 0.00024653 | 0.00019249 | 0.00016119 | 0.00014832 | 0.00012062 | 0.0001512 | 0.00016539 | 9.354e-05 | 0.00011003 | 7.9714e-05 | 7.9714e-05
04/09 11:00:00 | 4 | 9 | 11 | 2363 | Holiday | 0.00041304 | 0.00012244 | 0.00012244 | 0.00053968 | 0.00016761 | 0.00021991 | 0.00011415 | 0 | 0 | 4.0839e-05 | 0.0010723 | 0.0019661 | 0.00012244 | 0.00031528 | 0.00011463 | 0.00012281 | 0.00011463 | 0.00011415 | 0 | 0.00011415 | 0.00047113 | 0.00029516 | 0.0002244 | 0.00014627 | 0.0001067 | 0.00011893 | 4.9734e-06 | 4.0055e-08 | 1.6141e-06 | 1.6141e-06 | 0.00011415 | 0.00011415 | 0.00011415 | 0.00011416 | 0.00011415 | 0.00011415 | 0.000187 | 0.00015348 | 0.00019341 | 0.00021381 | 0 | 0.00011415 | 0.00011415 | 0.00011415 | 0.00011415 | 0.00046858 | 0.00024632 | 0.00019489 | 0.0001651 | 0.00014852 | 0.00012052 | 0.00015297 | 0.00016803 | 9.3586e-05 | 0.00010871 | 3.7566e-05 | 3.7566e-05
04/09 12:00:00 | 4 | 9 | 12 | 2364 | Holiday | 0.00044502 | 0.00010059 | 0.00010059 | 8.4381e-06 | 8.545e-05 | 0.00021998 | 0.00011415 | 0 | 0 | 4.0839e-05 | 0.0006585 | 0.0017366 | 0.00010059 | 0.00022964 | 0.00011458 | 0.00010412 | 0.00011458 | 0.00011415 | 0 | 0.00011415 | 0.00047113 | 0.00029516 | 0.0002244 | 0.00012001 | 0.00010743 | 0.00011132 | 4.3115e-06 | 1.1734e-07 | 1.4555e-06 | 1.4555e-06 | 0.00011415 | 0.00011415 | 0.00011415 | 0.00011416 | 0.00011415 | 0.00011415 | 0.00018694 | 0.0001532 | 0.00019331 | 0.00021381 | 0 | 0.00011415 | 0.00011415 | 0.00011415 | 0.00011415 | 0.00049679 | 0.00024586 | 0.00023885 | 0.00023479 | 0.00014821 | 0.00012067 | 0.00015676 | 0.00017349 | 9.3719e-05 | 0.00010768 | 6.336e-06 | 6.336e-06
04/09 13:00:00 | 4 | 9 | 13 | 2365 | Holiday | 0.0004441 | 9.9251e-05 | 9.9251e-05 | -0.0010014 | 0.00015842 | 0.00021627 | 0.00011415 | 0 | 0 | 4.0839e-05 | 0.00048428 | 0.0015412 | 9.9251e-05 | 0.00018476 | 0.00011115 | 9.1918e-05 | 0.00011115 | 0.00011415 | 0 | 0.00011415 | 0.00047113 | 0.00029516 | 0.0002244 | 0.00012157 | 0.00011419 | 0.00011647 | 4.1865e-06 | 4.3253e-07 | 1.6303e-06 | 1.6303e-06 | 0.00011415 | 0.00011415 | 0.00011415 | 0.00011416 | 0.00011415 | 0.00011415 | 0.00018653 | 0.00015279 | 0.00019317 | 0.00021381 | 0 | 0.00011415 | 0.00011415 | 0.00011415 | 0.00011415 | 0.00050018 | 0.00024525 | 0.00023881 | 0.00023508 | 0.00014653 | 0.00012293 | 0.00015564 | 0.00017082 | 9.4066e-05 | 0.00010707 | -1.7865e-05 | -1.7865e-05
04/09 14:00:00 | 4 | 9 | 14 | 2366 | Holiday | 0.00041067 | 9.5984e-05 | 9.5984e-05 | 0.0010087 | 0.00016014 | 0.00022375 | 0.00011415 | 0 | 0 | 4.0839e-05 | 0.00039182 | 0.001373 | 9.5984e-05 | 0.00016229 | 0.00011051 | 8.7142e-05 | 0.00011051 | 0.00011415 | 0 | 0.00011415 | 0.00047113 | 0.00029516 | 0.0002244 | 0.00012116 | 0.00011396 | 0.00011618 | 4.0936e-06 | 1.8231e-07 | 1.4302e-06 | 1.4302e-06 | 0.00011415 | 0.00011415 | 0.00011415 | 0.00011416 | 0.00011415 | 0.00011415 | 0.00018548 | 0.00015218 | 0.00019297 | 0.00021381 | 0 | 0.00011415 | 0.00011415 | 0.00011415 | 0.00011415 | 0.00047692 | 0.00024314 | 0.00023716 | 0.0002337 | 0.00014585 | 0.00012265 | 0.0001533 | 0.00016752 | 9.4383e-05 | 0.00010686 | -3.0933e-05 | -3.0933e-05
04/09 15:00:00 | 4 | 9 | 15 | 2367 | Holiday | 0.00034575 | 7.9723e-05 | 7.9723e-05 | -0.00099318 | 7.9275e-05 | 0.00023635 | 0.00011415 | 0 | 0 | 4.0839e-05 | 0.00033354 | 0.0012189 | 7.9723e-05 | 0.00013764 | 0.00010956 | 7.6395e-05 | 0.00010956 | 0.00011415 | 0 | 0.00011415 | 0.00047113 | 0.00029516 | 0.0002244 | 0.00011822 | 0.00011131 | 0.00011344 | 3.8865e-06 | 2.5675e-07 | 1.4148e-06 | 1.4148e-06 | 0.00011415 | 0.00011415 | 0.00011415 | 0.00011416 | 0.00011415 | 0.00011415 | 0.00016661 | 0.00015069 | 0.00019246 | 0.00021381 | 0 | 0.00011415 | 0.00011415 | 0.00011415 | 0.00011415 | 0.00037766 | 0.00023592 | 0.00018966 | 0.00016287 | 0.000134 | 0.00012127 | 0.00015308 | 0.00016784 | 9.4372e-05 | 0.00010665 | -4.189e-05 | -4.189e-05
04/09 16:00:00 | 4 | 9 | 16 | 2368 | Holiday | 0.00026203 | 9.4286e-05 | 9.4286e-05 | 0.0010041 | 7.9243e-05 | 0.00024949 | 0.00011415 | 0 | 0 | 4.0839e-05 | 0.0003494 | 0.0010776 | 9.4286e-05 | 0.00015879 | 0.00011092 | 9.5278e-05 | 0.00011092 | 0.00011415 | 0 | 0.00011415 | 0.00046531 | 0.00029516 | 0.0002244 | 0.00010959 | 0.00011009 | 0.00010994 | 3.7611e-06 | -2.7494e-08 | 1.1813e-06 | 1.1813e-06 | 0.00011415 | 0.00011415 | 0.00011415 | 0.00011416 | 0.00011415 | 0.00011415 | 0.00014779 | 0.00014413 | 0.00015206 | 0.00015611 | 0 | 0.00011415 | 0.00011415 | 0.00011415 | 0.00011415 | 0.00026693 | 0.0002126 | 0.00015099 | 0.00011531 | 0.00012284 | 0.00011887 | 0.00014285 | 0.00015398 | 8.7506e-05 | 0.00010704 | -2.3794e-05 | -2.3794e-05
04/09 17:00:00 | 4 | 9 | 17 | 2369 | Holiday | 0.00017302 | 0.00012458 | 0.00012458 | -0.00099609 | 0.00015998 | -2.0051e-12 | 0.00011415 | 0.0008378 | 0.0008378 | 7.0788e-05 | -0.00079935 | 0.00096975 | 0.00012458 | -5.3315e-05 | 0.00012 | 0.00012005 | 0.00012 | 0.00011415 | 0 | 0.00011415 | 0.00034558 | 0.00029516 | 0.0002244 | 0.0001072 | 0.00010832 | 0.00010797 | 3.4941e-06 | -2.4196e-07 | 9.5006e-07 | 9.5006e-07 | 0.00011415 | 0.00011415 | 0.00011415 | 0.00011416 | 0.00011415 | 0.00011415 | 0.00012914 | 0.00013924 | 0.00012923 | 0.00012411 | 0 | 0.00011415 | 0.00011415 | 0.00011415 | 0.00011415 | 0.00016311 | 0.00016373 | 0.00011603 | 8.8408e-05 | 0.0001131 | 0.00011678 | 0.00013372 | 0.00014157 | 8.7511e-05 | 0.00010782 | 7.5436e-06 | 7.5436e-06
04/09 18:00:00 | 4 | 9 | 18 | 2370 | Holiday | 7.2914e-05 | 0.00012821 | 0.00012821 | 0.0010195 | 0.00016306 | -7.5459e-13 | 0.00011415 | 0.00061092 | 0.00061092 | 0.00015247 | -0.00046151 | 0.00088964 | 0.00012821 | 7.6211e-05 | 0.00013406 | 0.00011867 | 0.00013406 | 0.00011415 | 0 | 0.00011415 | 4.0204e-05 | 6.5591e-05 | 0.0001126 | 0.00010737 | 0.0001053 | 0.00010594 | 3.2077e-06 | -2.3983e-07 | 8.6011e-07 | 8.6011e-07 | 0.00011415 | 0.00011415 | 0.00011415 | 0.00011416 | 0.00011415 | 0.00011415 | 0.00012867 | 0.00012817 | 0.00011248 | 0.00010446 | 0 | 0.00011415 | 0.00011415 | 0.00011415 | 0.00011415 | 9.0125e-05 | 0.00011088 | 8.5816e-05 | 7.1304e-05 | 0.00011147 | 0.00011223 | 0.00010688 | 0.0001044 | 8.7524e-05 | 0.00010825 | 0.00017457 | 0.00017457
04/09 19:00:00 | 4 | 9 | 19 | 2371 | Holiday | 0 | 0.00016351 | 0.00016351 | 1.307e-05 | 0.00011411 | -3.8268e-13 | 0.00011415 | 0.00010511 | 0.00010511 | 0.00021236 | -0.00025699 | 0.00079341 | 0.00016351 | 0.00023725 | 0.00014271 | 0.00016819 | 0.00014271 | 0.00011415 | 5.7313e-05 | 0.00011415 | 5.1384e-06 | 6.5591e-05 | 0.0001126 | 0.00011594 | 0.00010213 | 0.0001064 | 3.0032e-06 | -2.7078e-07 | 7.7379e-07 | 7.7379e-07 | 0.00011415 | 0.00011415 | 0.00011415 | 0.00011416 | 0.00011415 | 0.00011415 | 0.00011028 | 0.0001205 | 0.00010098 | 9.1006e-05 | 7.5498e-05 | 0.00011415 | 0.00011415 | 0.00011415 | 0.00011415 | 1.4446e-05 | 7.3549e-05 | 6.4555e-05 | 5.9346e-05 | 0.00010394 | 0.00011096 | 0.0001055 | 0.00010296 | 8.7486e-05 | 0.00010929 | 0.00020973 | 0.00020973
04/09 20:00:00 | 4 | 9 | 20 | 2372 | Holiday | 0 | 0.00016024 | 0.00016024 | 1.3841e-05 | 0.00013574 | -2.8565e-13 | 0.00011415 | 0 | 0 | 0.00028587 | -0.00012099 | 0.00066326 | 0.00016024 | 0.00020565 | 0.00014653 | 0.00015648 | 0.00014653 | 0.00011415 | 0.00022925 | 0.00011415 | 0 | 6.5591e-05 | 0.0001126 | 0.0001132 | 9.7728e-05 | 0.00010251 | 2.7997e-06 | -1.8969e-07 | 7.6409e-07 | 7.6409e-07 | 0.00011415 | 0.00011415 | 0.00011415 | 0.00011416 | 0.00011415 | 0.00011415 | 0.00010984 | 0.00010476 | 8.6009e-05 | 7.6429e-05 | 0.00022929 | 0.00011415 | 0.00011415 | 0.00011415 | 0.00011415 | 4.8306e-06 | 5.9917e-05 | 8.4608e-05 | 9.8906e-05 | 0.00010614 | 0.00011048 | 0.00010466 | 0.00010196 | 8.7415e-05 | 0.00011048 | 0.00030883 | 0.00030883
04/09 21:00:00 | 4 | 9 | 21 | 2373 | Holiday | 0 | 0.00016573 | 0.00016573 | 1.2178e-05 | 0.00016492 | 0 | 0.00011415 | 0 | 0 | 0.00034305 | -7.4893e-05 | 0.00049638 | 0.00016573 | 0.00019742 | 0.00014762 | 0.00015938 | 0.00014762 | 0.00011415 | 0.00022925 | 0.00011415 | 0 | 6.5591e-05 | 0.0001126 | 0.00010592 | 8.2882e-05 | 9.0003e-05 | 2.188e-05 | -5.0173e-08 | 6.9466e-06 | 6.9466e-06 | 0.00011415 | 0.00011415 | 0.00011415 | 0.00011415 | 0.00011415 | 0.00011415 | 0.00010924 | 9.2279e-05 | 7.4921e-05 | 6.6052e-05 | 0.00022929 | 0.00011415 | 0.00011415 | 0.00011415 | 0.00011415 | 3.2016e-06 | 4.5412e-05 | 7.0785e-05 | 8.5478e-05 | 0.00010431 | 9.9135e-05 | 9.8359e-05 | 9.7999e-05 | 8.8409e-05 | 9.8017e-05 | 0.00037831 | 0.00037831
04/09 22:00:00 | 4 | 9 | 22 | 2374 | Holiday | 0 | 0.00015762 | 0.00015762 | 1.0477e-05 | 0.00016242 | 2.0698e-12 | 0.00011415 | 0 | 0 | 0.00034849 | -5.0231e-05 | 0.00027162 | 0.00015762 | 0.00018969 | 0.00014405 | 0.00015465 | 0.00014405 | 0.00011415 | 0.00022925 | 0.00011415 | 0 | 6.5591e-05 | 0.0001118 | 9.6826e-05 | 7.8493e-05 | 8.4159e-05 | 2.8947e-05 | 7.8996e-06 | 1.4615e-05 | 1.4615e-05 | 0.00011415 | 0.00011415 | 0.00011415 | 0.00011415 | 0.00011415 | 0.00011415 | 0.00010883 | 6.9436e-05 | 6.3877e-05 | 6.1037e-05 | 0.00022929 | 0.00011415 | 0.00011415 | 0.00011415 | 0.00011415 | 2.0797e-06 | 3.3003e-05 | 6.2124e-05 | 7.8988e-05 | 0.00010268 | 9.0384e-05 | 9.1487e-05 | 9.1999e-05 | 8.8539e-05 | 9.7602e-05 | 1.8199e-05 | 1.8199e-05
04/09 23:00:00 | 4 | 9 | 23 | 2375 | Holiday | 0 | 0.00013546 | 0.00013546 | 0.0010055 | 7.9179e-05 | 7.9772e-13 | 0.00011415 | 0 | 0 | 0.00023959 | 0.0010844 | -0.0019353 | 0.00013546 | 0.00035709 | 0.00013614 | 0.00014287 | 0.00013614 | 0.00011415 | 0.00022925 | 0.00011415 | 0 | 6.5591e-05 | 0.0001118 | 0.00012464 | 7.8493e-05 | 9.2755e-05 | 3.0091e-05 | 1.3836e-05 | 1.9022e-05 | 1.9022e-05 | 0.00011415 | 0.00011415 | 0.00011415 | 0.00011416 | 0.00011415 | 0.00011415 | 9.9691e-05 | 6.8344e-05 | 6.1493e-05 | 5.7992e-05 | 0.00022929 | 0.00011415 | 0.00011415 | 0.00011415 | 0.00011415 | 1.729e-06 | 2.6771e-05 | 5.7344e-05 | 7.5048e-05 | 9.7565e-05 | 9.0073e-05 | 9.0904e-05 | 9.1289e-05 | 8.8575e-05 | 9.9154e-05 | 8.5237e-07 | 8.5237e-07
04/09 24:00:00 | 4 | 9 | 24 | 2376 | Holiday | 0 | 0.00011323 | 0.00011323 | 2.0532e-06 | 7.7448e-05 | -1.3906e-12 | 0.00011415 | 0 | 0 | 0.00013341 | 0.0006129 | -0.0012843 | 0.00011323 | 0.00020979 | 0.00012638 | 0.00011766 | 0.00012638 | 0.00011415 | 0.00022925 | 0.00011415 | 0 | 6.5591e-05 | 0.0001118 | 8.964e-05 | 7.855e-05 | 8.1977e-05 | 3.0417e-05 | 1.4893e-05 | 1.9846e-05 | 1.9846e-05 | 0.00011415 | 0.00011415 | 0.00011415 | 0.00011416 | 0.00011415 | 0.00011415 | 4.5468e-05 | 6.8027e-05 | 5.8924e-05 | 5.4272e-05 | 0.00022929 | 0.00011415 | 0.00011415 | 0.00011415 | 0.00011415 | 1.2032e-06 | 2.496e-05 | 5.3631e-05 | 7.0234e-05 | 7.193e-05 | 9.001e-05 | 8.4713e-05 | 8.2257e-05 | 8.879e-05 | 0.00010017 | 9.1303e-06 | 9.1303e-06
04/10 01:00:00 | 4 | 10 | 1 | 2377 | WD | 0 | 6.8023e-05 | 6.8023e-05 | 1.22e-06 | 7.53e-05 | 0.00025245 | 0.00011415 | 0 | 0 | 5.4452e-05 | 0.00055029 | -0.007444 | 6.8023e-05 | 3.9206e-05 | 9.19e-05 | 6.2577e-05 | 9.19e-05 | 0.00011415 | 0.00022925 | 0.00011415 | 0 | 1.6398e-05 | 1.3975e-05 | 9.1651e-05 | 7.9245e-05 | 8.3079e-05 | 1.1593e-05 | 1.4956e-05 | 1.3883e-05 | 1.3883e-05 | 0.00011415 | 0.00011415 | 0.00011415 | 0.00011416 | 0.00011415 | 0.00011415 | 9.1034e-05 | 6.7924e-05 | 5.8873e-05 | 5.4248e-05 | 0.00022929 | 0.00011415 | 0.00011415 | 0.00011415 | 0.00011415 | 2.6738e-06 | 2.6332e-05 | 5.4114e-05 | 7.0203e-05 | 9.1921e-05 | 9.0228e-05 | 8.3515e-05 | 8.0402e-05 | 8.7195e-05 | 0.00010058 | 1.2e-05 | 1.2e-05
04/10 02:00:00 | 4 | 10 | 2 | 2378 | WD | 0 | 8.188e-05 | 8.188e-05 | -0.00097252 | 7.4595e-05 | 0.00023244 | 0.00011415 | 0 | 0 | 2.1781e-05 | 0.00038741 | -0.0055554 | 8.188e-05 | 7.3278e-05 | 8.5656e-05 | 8.3719e-05 | 8.5656e-05 | 0.00011415 | 0.00022925 | 0.00011415 | 0 | 1.6398e-05 | 1.3975e-05 | 9.0819e-05 | 7.9564e-05 | 8.3042e-05 | 5.1827e-06 | 1.4908e-05 | 1.1805e-05 | 1.1805e-05 | 0.00011415 | 0.00011415 | 0.00011415 | 0.00011416 | 0.00011415 | 0.00011415 | 9.1034e-05 | 6.819e-05 | 5.8033e-05 | 5.2843e-05 | 0.00022929 | 0.00011415 | 0.00011415 | 0.00011415 | 0.00011415 | 2.6738e-06 | 2.9919e-05 | 5.4278e-05 | 6.8384e-05 | 9.1898e-05 | 9.0423e-05 | 8.3129e-05 | 7.9747e-05 | 8.7235e-05 | 0.00010077 | 1.8576e-05 | 1.8576e-05
04/10 03:00:00 | 4 | 10 | 3 | 2379 | WD | 0 | 9.5075e-05 | 9.5075e-05 | 0.00097097 | 0 | 0.00022975 | 0.00011415 | 0 | 0 | 2.1781e-05 | 0.00041865 | -0.0052969 | 9.5075e-05 | 0.00013003 | 8.3946e-05 | 0.00011412 | 8.3946e-05 | 0.00011415 | 0.00022925 | 0.00011415 | 0 | 1.6398e-05 | 1.3975e-05 | 9.0581e-05 | 7.9564e-05 | 8.2969e-05 | 4.4091e-06 | 1.4902e-05 | 1.1554e-05 | 1.1554e-05 | 0.00011415 | 0.00011415 | 0.00011415 | 0.00011416 | 0.00011415 | 0.00011415 | 9.1034e-05 | 6.8975e-05 | 5.8875e-05 | 5.3714e-05 | 0.00022929 | 0.00011415 | 0.00011415 | 0.00011415 | 0.00011415 | 2.6738e-06 | 3.8543e-05 | 5.8155e-05 | 6.9512e-05 | 9.1899e-05 | 9.0661e-05 | 8.3368e-05 | 7.9985e-05 | 8.7232e-05 | 0.00010092 | 2.8924e-05 | 2.8924e-05
04/10 04:00:00 | 4 | 10 | 4 | 2380 | WD | 0 | 0.00010754 | 0.00010754 | 2.7873e-07 | 7.4377e-05 | 0.00022651 | 0.00011415 | 0 | 0 | 2.1781e-05 | 0.0003871 | -0.0026305 | 0.00010754 | 0.00014735 | 8.2211e-05 | 0.000121 | 8.2211e-05 | 0.00011415 | 0.00022925 | 0.00011415 | 0 | 1.6398e-05 | 1.3975e-05 | 0.00010212 | 7.9984e-05 | 8.6826e-05 | 3.9918e-06 | 1.4875e-05 | 1.1403e-05 | 1.1403e-05 | 0.00011415 | 0.00011415 | 0.00011415 | 0.00011416 | 0.00011415 | 0.00011415 | 9.1034e-05 | 7.1954e-05 | 5.9771e-05 | 5.3546e-05 | 0.00022929 | 0.00011415 | 0.00011415 | 0.00011415 | 0.00011415 | 2.6738e-06 | 5.0819e-05 | 6.2519e-05 | 6.9294e-05 | 9.2014e-05 | 9.1709e-05 | 8.3668e-05 | 7.9939e-05 | 8.7227e-05 | 0.00010099 | 3.063e-05 | 3.063e-05
04/10 05:00:00 | 4 | 10 | 5 | 2381 | WD | 0 | 0.00011029 | 0.00011029 | 0 | 7.5049e-05 | 0.00021796 | 0.00011415 | 0 | 0 | 6.5342e-05 | 0.00035718 | 0.00049412 | 0.00011029 | 0.00015457 | 8.1198e-05 | 0.00012276 | 8.1198e-05 | 0.00011415 | 0.00022925 | 0.00011415 | 0 | 1.6398e-05 | 1.3975e-05 | 0.0001013 | 8.3044e-05 | 8.8685e-05 | 3.6684e-06 | 1.4787e-05 | 1.1239e-05 | 1.1239e-05 | 0.00011415 | 0.00011415 | 0.00011415 | 0.00011416 | 0.00011415 | 0.00011415 | 9.1034e-05 | 8.9034e-05 | 6.9321e-05 | 5.9249e-05 | 0.00022929 | 0.00011415 | 0.00011415 | 0.00011415 | 0.00011415 | 2.6738e-06 | 9.0978e-05 | 8.1919e-05 | 7.6674e-05 | 9.2008e-05 | 9.7938e-05 | 8.6709e-05 | 8.1501e-05 | 8.7214e-05 | 0.00010087 | 3.5701e-05 | 3.5701e-05
04/10 06:00:00 | 4 | 10 | 6 | 2382 | WD | 0 | 0.00011072 | 0.00011072 | 4.7529e-06 | 7.7893e-05 | -1.5577e-12 | 0.00011415 | 4.5095e-05 | 4.5095e-05 | 0.00013613 | 0.0003418 | 0.0025801 | 0.00011072 | 0.000152 | 8.7512e-05 | 0.00011792 | 8.7512e-05 | 0.00011415 | 0.00011463 | 0.00011415 | 1.1574e-06 | 1.6398e-05 | 1.4769e-05 | 0.00010245 | 8.9843e-05 | 9.3738e-05 | 3.3164e-06 | 6.9238e-06 | 5.7729e-06 | 5.7729e-06 | 0.00011415 | 0.00011415 | 0.00011415 | 0.00011416 | 0.00011415 | 0.00011415 | 9.1034e-05 | 0.00012136 | 8.3618e-05 | 6.4334e-05 | 0.000151 | 0.00011415 | 0.00011415 | 0.00011415 | 0.00011415 | 7.7779e-06 | 0.00014045 | 0.00010434 | 8.3426e-05 | 9.0109e-05 | 0.00010651 | 8.685e-05 | 7.773e-05 | 8.7246e-05 | 0.00012482 | 3.231e-05 | 3.231e-05
04/10 07:00:00 | 4 | 10 | 7 | 2383 | WD | 7.7337e-05 | 0.00013295 | 0.00013295 | 1.1761e-05 | 0.00016773 | 7.5464e-14 | 0.00011415 | 0.00035175 | 0.00035175 | 0.00015247 | -0.0007361 | 0.0031105 | 0.00013295 | -5.7886e-05 | 9.9871e-05 | 0.00013502 | 9.9871e-05 | 0.00011415 | 0 | 0.00011415 | 8.0607e-06 | 1.6398e-05 | 1.4769e-05 | 9.8298e-05 | 0.00010454 | 0.00010261 | 3.26e-06 | 1.3884e-06 | 1.9855e-06 | 1.9855e-06 | 0.00011415 | 0.00011415 | 0.00011415 | 0.00011416 | 0.00011415 | 0.00011415 | 9.1034e-05 | 0.000138 | 9.3111e-05 | 7.0176e-05 | 0 | 0.00011415 | 0.00011415 | 0.00011415 | 0.00011415 | 4.7717e-05 | 0.00019962 | 0.00013176 | 9.2459e-05 | 8.6269e-05 | 0.00011267 | 8.2839e-05 | 6.9005e-05 | 9.3445e-05 | 0.0001177 | -9.4982e-05 | -9.4982e-05
04/10 08:00:00 | 4 | 10 | 8 | 2384 | WD | 0.0001769 | 0.00011565 | 0.00011565 | 1.4993e-05 | 0.00017269 | 4.7973e-13 | 0.00011415 | 0.00066243 | 0.00066243 | 0.00013613 | -0.00043792 | 0.0029971 | 0.00011565 | 1.0564e-06 | 0.00011103 | 0.00010816 | 0.00011103 | 0.00011415 | 0 | 0.00011415 | 1.7002e-05 | 1.6398e-05 | 1.4769e-05 | 9.9598e-05 | 0.0001073 | 0.00010492 | 3.0403e-06 | 3.0152e-07 | 1.1753e-06 | 1.1753e-06 | 0.00011415 | 0.00011415 | 0.00011415 | 0.00011416 | 0.00011415 | 0.00011415 | 9.1034e-05 | 0.00015179 | 0.00010013 | 7.3736e-05 | 0 | 0.00011415 | 0.00011415 | 0.00011415 | 0.00011415 | 9.7938e-05 | 0.00025993 | 0.00015806 | 9.9072e-05 | 8.6223e-05 | 0.00011823 | 8.5292e-05 | 7.0014e-05 | 9.355e-05 | 0.00011173 | -0.00010642 | -0.00010642
04/10 09:00:00 | 4 | 10 | 9 | 2385 | WD | 0.00026456 | 0.00012317 | 0.00012317 | 0.001056 | 0.00018742 | 1.5523e-12 | 0.00011415 | 0.0004291 | 0.0004291 | 5.9897e-05 | -0.00023038 | 0.002676 | 0.00012317 | 8.945e-05 | 0.00011108 | 0.00012061 | 0.00011108 | 0.00011415 | 0 | 0.00011415 | 2.503e-05 | 1.6398e-05 | 1.4769e-05 | 0.00010193 | 0.00010798 | 0.00010611 | 2.879e-06 | 4.3243e-08 | 9.48e-07 | 9.48e-07 | 0.00011415 | 0.00011415 | 0.00011415 | 0.00011416 | 0.00011415 | 0.00011415 | 9.1034e-05 | 0.00015377 | 0.00010127 | 7.4447e-05 | 0 | 0.00011415 | 0.00011415 | 0.00011415 | 0.00011415 | 0.00014803 | 0.00030775 | 0.00017736 | 0.00010186 | 8.6185e-05 | 0.00011934 | 8.584e-05 | 7.0301e-05 | 9.4031e-05 | 0.00010907 | -0.00011905 | -0.00011905
04/10 10:00:00 | 4 | 10 | 10 | 2386 | WD | 0.00034512 | 0.00014664 | 0.00014664 | 1.375e-05 | 0.00024226 | 0.00021486 | 0.00011415 | 0.00030594 | 0.00030594 | 4.0839e-05 | -0.00016372 | 0.0023231 | 0.00014664 | 0.00020027 | 0.00011156 | 0.00014664 | 0.00011156 | 0.00011415 | 0 | 0.00011415 | 2.6174e-05 | 1.6398e-05 | 1.4769e-05 | 0.00010215 | 0.00010742 | 0.00010579 | 2.7616e-06 | -1.5033e-07 | 7.7872e-07 | 7.7872e-07 | 0.00011415 | 0.00011415 | 0.00011415 | 0.00011416 | 0.00011415 | 0.00011415 | 9.1034e-05 | 0.00015428 | 0.00010131 | 7.4243e-05 | 0 | 0.00011415 | 0.00011415 | 0.00011415 | 0.00011415 | 0.00019498 | 0.00031134 | 0.00017954 | 0.00010321 | 8.6154e-05 | 0.00011927 | 8.5788e-05 | 7.0259e-05 | 9.4564e-05 | 0.00010756 | -0.00011854 | -0.00011854
04/10 11:00:00 | 4 | 10 | 11 | 2387 | WD | 0.00040494 | 9.2302e-05 | 9.2302e-05 | 1.1655e-05 | 0.00016287 | 0.00021991 | 0.00011415 | 0 | 0 | 4.0839e-05 | 0.00094288 | 0.0020457 | 9.2302e-05 | 0.00021383 | 0.00011463 | 8.0623e-05 | 0.00011463 | 0.00011415 | 0 | 0.00011415 | 2.6174e-05 | 1.6398e-05 | 1.4769e-05 | 0.00012862 | 0.00010789 | 0.0001143 | 2.832e-06 | -2.3794e-08 | 8.8738e-07 | 8.8738e-07 | 0.00011415 | 0.00011415 | 0.00011415 | 0.00011416 | 0.00011415 | 0.00011415 | 9.1034e-05 | 0.00015449 | 0.00010025 | 7.2535e-05 | 0 | 0.00011415 | 0.00011415 | 0.00011415 | 0.00011415 | 0.00022668 | 0.00031032 | 0.0001784 | 0.00010201 | 8.7277e-05 | 0.00011947 | 8.5586e-05 | 6.9869e-05 | 0.00010332 | 0.00010585 | -0.00012179 | -0.00012179
04/10 12:00:00 | 4 | 10 | 12 | 2388 | WD | 0.00043769 | 8.6258e-05 | 8.6258e-05 | 1.0852e-05 | 8.667e-05 | 0.00021998 | 0.00011415 | 0 | 0 | 4.0839e-05 | 0.00065406 | 0.0018352 | 8.6258e-05 | 0.00021193 | 0.00011458 | 8.3527e-05 | 0.00011458 | 0.00011415 | 0 | 0.00011415 | 2.6174e-05 | 1.6398e-05 | 1.4769e-05 | 0.00010258 | 0.00010802 | 0.00010634 | 2.4758e-06 | 1.6826e-07 | 9.0449e-07 | 9.0449e-07 | 0.00011415 | 0.00011415 | 0.00011415 | 0.00011416 | 0.00011415 | 0.00011415 | 9.1034e-05 | 0.00015213 | 9.8273e-05 | 7.0757e-05 | 0 | 0.00011415 | 0.00011415 | 0.00011415 | 0.00011415 | 0.00023919 | 0.00030889 | 0.00017665 | 0.00010007 | 8.766e-05 | 0.00011879 | 8.4941e-05 | 6.924e-05 | 0.00010941 | 0.00010539 | -0.00011853 | -0.00011853
04/10 13:00:00 | 4 | 10 | 13 | 2389 | WD | 0.00043829 | 8.7908e-05 | 8.7908e-05 | 9.9562e-06 | 0.00016164 | 0.00021627 | 0.00011415 | 0 | 0 | 4.0839e-05 | 0.00047374 | 0.0016605 | 8.7908e-05 | 0.0001675 | 0.00011115 | 7.5283e-05 | 0.00011115 | 0.00011415 | 0 | 0.00011415 | 2.6174e-05 | 1.6398e-05 | 1.4769e-05 | 0.00010475 | 0.00011421 | 0.00011129 | 2.2941e-06 | 5.9011e-07 | 1.1338e-06 | 1.1338e-06 | 0.00011415 | 0.00011415 | 0.00011415 | 0.00011416 | 0.00011415 | 0.00011415 | 9.1034e-05 | 0.00014983 | 9.7015e-05 | 7.0029e-05 | 0 | 0.00011415 | 0.00011415 | 0.00011415 | 0.00011415 | 0.00024151 | 0.00030835 | 0.00017585 | 9.9124e-05 | 8.7387e-05 | 0.00012028 | 8.5224e-05 | 6.8965e-05 | 0.00010666 | 0.00010511 | -0.00011849 | -0.00011849
04/10 14:00:00 | 4 | 10 | 14 | 2390 | WD | 0.00040309 | 7.3096e-05 | 7.3096e-05 | 4.8257e-06 | 9.0325e-05 | 0.00022375 | 0.00011415 | 0 | 0 | 4.0839e-05 | 0.00038102 | 0.0014896 | 7.3096e-05 | 0.00013625 | 0.00011051 | 6.5094e-05 | 0.00011051 | 0.00011415 | 0 | 0.00011415 | 2.6174e-05 | 1.6398e-05 | 1.4769e-05 | 0.00010594 | 0.0001155 | 0.00011255 | 2.1326e-06 | 5.3503e-07 | 1.0447e-06 | 1.0447e-06 | 0.00011415 | 0.00011415 | 0.00011415 | 0.00011416 | 0.00011415 | 0.00011415 | 9.1034e-05 | 0.00014449 | 9.6811e-05 | 7.2451e-05 | 0 | 0.00011415 | 0.00011415 | 0.00011415 | 0.00011415 | 0.00023221 | 0.00030298 | 0.00017577 | 0.00010211 | 8.7471e-05 | 0.00011912 | 8.5309e-05 | 6.9628e-05 | 0.00010742 | 0.00010474 | -0.00012168 | -0.00012168
04/10 15:00:00 | 4 | 10 | 15 | 2391 | WD | 0.0003405 | 7.662e-05 | 7.662e-05 | 9.3081e-06 | 0.00014835 | 0.00023635 | 0.00011415 | 0 | 0 | 4.0839e-05 | 0.00033404 | 0.0013503 | 7.662e-05 | 0.0001213 | 0.00010956 | 6.1555e-05 | 0.00010956 | 0.00011415 | 0 | 0.00011415 | 2.6174e-05 | 1.6398e-05 | 1.4769e-05 | 0.0001052 | 0.00011225 | 0.00011007 | 2.0392e-06 | 3.2146e-07 | 8.6951e-07 | 8.6951e-07 | 0.00011415 | 0.00011415 | 0.00011415 | 0.00011416 | 0.00011415 | 0.00011415 | 9.1034e-05 | 0.00014286 | 9.5077e-05 | 7.0664e-05 | 0 | 0.00011415 | 0.00011415 | 0.00011415 | 0.00011415 | 0.0002047 | 0.0002921 | 0.00016959 | 9.8649e-05 | 8.7528e-05 | 0.00011747 | 8.4455e-05 | 6.9139e-05 | 0.00010792 | 0.00010449 | -0.00012168 | -0.00012168
04/10 16:00:00 | 4 | 10 | 16 | 2392 | WD | 0.00025913 | 7.3367e-05 | 7.3367e-05 | 4.3567e-06 | 7.9221e-05 | 0.00024949 | 0.00011415 | 0 | 0 | 4.0839e-05 | 0.00031404 | 0.0012008 | 7.3367e-05 | 0.00012038 | 0.00011092 | 6.5503e-05 | 0.00011092 | 0.00011415 | 0 | 0.00011415 | 2.5895e-05 | 1.6398e-05 | 1.4769e-05 | 9.9189e-05 | 0.00011105 | 0.00010738 | 1.9313e-06 | 1.6592e-07 | 7.2916e-07 | 7.2916e-07 | 0.00011415 | 0.00011415 | 0.00011415 | 0.00011416 | 0.00011415 | 0.00011415 | 9.1034e-05 | 0.00013469 | 9.0204e-05 | 6.7472e-05 | 0 | 0.00011415 | 0.00011415 | 0.00011415 | 0.00011415 | 0.00016334 | 0.00025111 | 0.00015087 | 9.2818e-05 | 8.6108e-05 | 0.0001146 | 8.2946e-05 | 6.8265e-05 | 8.759e-05 | 0.00010508 | -0.00011849 | -0.00011849
04/10 17:00:00 | 4 | 10 | 17 | 2393 | WD | 0.0001764 | 0.00010216 | 0.00010216 | 0.0010102 | 0.00015993 | -2.0051e-12 | 0.00011415 | 0.00085369 | 0.00085369 | 7.0788e-05 | -0.00081227 | 0.0010821 | 0.00010216 | -8.4614e-05 | 0.00012 | 8.8143e-05 | 0.00012 | 0.00011415 | 0 | 0.00011415 | 1.9563e-05 | 1.6398e-05 | 1.4769e-05 | 9.8268e-05 | 0.0001088 | 0.00010555 | 1.7772e-06 | 1.341e-07 | 6.5833e-07 | 6.5833e-07 | 0.00011415 | 0.00011415 | 0.00011415 | 0.00011416 | 0.00011415 | 0.00011415 | 9.1034e-05 | 0.00012042 | 8.2763e-05 | 6.3525e-05 | 0 | 0.00011415 | 0.00011415 | 0.00011415 | 0.00011415 | 0.00011579 | 0.00018609 | 0.00012268 | 8.5959e-05 | 8.6121e-05 | 0.00010952 | 8.0598e-05 | 6.7184e-05 | 8.7558e-05 | 0.00010791 | -0.00012168 | -0.00012168
04/10 18:00:00 | 4 | 10 | 18 | 2394 | WD | 7.7694e-05 | 0.00011482 | 0.00011482 | 1.3303e-05 | 9.3784e-05 | -7.5459e-13 | 0.00011415 | 0.00063342 | 0.00063342 | 0.00015247 | -0.00041682 | 0.00097109 | 0.00011482 | 7.1188e-05 | 0.00013406 | 0.00011006 | 0.00013406 | 0.00011415 | 0 | 0.00011415 | 1.0421e-05 | 1.6398e-05 | 1.4769e-05 | 9.7046e-05 | 0.00010626 | 0.00010341 | 1.6746e-06 | -1.7936e-07 | 4.1216e-07 | 4.1216e-07 | 0.00011415 | 0.00011415 | 0.00011415 | 0.00011416 | 0.00011415 | 0.00011415 | 9.1034e-05 | 0.00011433 | 7.9041e-05 | 6.1008e-05 | 0 | 0.00011415 | 0.00011415 | 0.00011415 | 0.00011415 | 6.5263e-05 | 0.00013788 | 0.00010182 | 8.0945e-05 | 8.6132e-05 | 0.00010665 | 7.9218e-05 | 6.6495e-05 | 8.7525e-05 | 0.00010889 | 1.2303e-05 | 1.2303e-05
04/10 19:00:00 | 4 | 10 | 19 | 2395 | WD | 0 | 0.00015012 | 0.00015012 | 1.6369e-05 | 0.00015372 | -3.8268e-13 | 0.00011415 | 0.00011515 | 0.00011515 | 0.00021236 | -0.00022678 | 0.00082928 | 0.00015012 | 0.00020063 | 0.00014271 | 0.00014314 | 0.00014271 | 0.00011415 | 5.7313e-05 | 0.00011415 | 1.4074e-06 | 1.6398e-05 | 1.4769e-05 | 0.00010772 | 0.00010254 | 0.00010414 | 1.5765e-06 | -3.5031e-07 | 2.6444e-07 | 2.6444e-07 | 0.00011415 | 0.00011415 | 0.00011415 | 0.00011416 | 0.00011415 | 0.00011415 | 9.1034e-05 | 0.00010722 | 7.6581e-05 | 6.0927e-05 | 7.5498e-05 | 0.00011415 | 0.00011415 | 0.00011415 | 0.00011415 | 1.2029e-05 | 9.8937e-05 | 8.6403e-05 | 7.9144e-05 | 8.8143e-05 | 0.00010535 | 8.2319e-05 | 7.1635e-05 | 8.7498e-05 | 0.00011008 | 9.1113e-06 | 9.1113e-06
04/10 20:00:00 | 4 | 10 | 20 | 2396 | WD | 0 | 0.00013645 | 0.00013645 | 1.6606e-05 | 0.0001668 | -2.8565e-13 | 0.00011415 | 0 | 0 | 0.00028587 | -0.00011967 | 0.00071974 | 0.00013645 | 0.00014715 | 0.00014653 | 0.00011792 | 0.00014653 | 0.00011415 | 0.00022925 | 0.00011415 | 0 | 1.6398e-05 | 1.4769e-05 | 0.00010656 | 9.921e-05 | 0.00010148 | 1.4313e-06 | -2.0349e-07 | 3.1809e-07 | 3.1809e-07 | 0.00011415 | 0.00011415 | 0.00011415 | 0.00011416 | 0.00011415 | 0.00011415 | 9.1034e-05 | 9.4807e-05 | 7.045e-05 | 5.8004e-05 | 0.00022929 | 0.00011415 | 0.00011415 | 0.00011415 | 0.00011415 | 2.6738e-06 | 8.251e-05 | 7.7794e-05 | 7.5064e-05 | 9.1925e-05 | 0.00010624 | 8.9106e-05 | 8.116e-05 | 8.7483e-05 | 0.00011069 | 1.2303e-05 | 1.2303e-05
04/10 21:00:00 | 4 | 10 | 21 | 2397 | WD | 0 | 0.00013181 | 0.00013181 | 1.5171e-05 | 0.00016481 | 0 | 0.00011415 | 0 | 0 | 0.00034305 | -7.2447e-05 | 0.00056551 | 0.00013181 | 0.00013845 | 0.00014762 | 0.00011111 | 0.00014762 | 0.00011415 | 0.00022925 | 0.00011415 | 0 | 1.6398e-05 | 1.4769e-05 | 0.00010075 | 8.2851e-05 | 8.8383e-05 | 1.2016e-06 | -7.2229e-09 | 3.7847e-07 | 3.7847e-07 | 0.00011415 | 0.00011415 | 0.00011415 | 0.00011415 | 0.00011415 | 0.00011415 | 9.1034e-05 | 7.4708e-05 | 6.1904e-05 | 5.5362e-05 | 0.00022929 | 0.00011415 | 0.00011415 | 0.00011415 | 0.00011415 | 2.6738e-06 | 6.133e-05 | 6.7861e-05 | 7.1643e-05 | 9.1888e-05 | 9.3823e-05 | 8.4678e-05 | 8.0436e-05 | 8.7451e-05 | 9.8721e-05 | 1.1893e-05 | 1.1893e-05
04/10 22:00:00 | 4 | 10 | 22 | 2398 | WD | 0 | 0.00012875 | 0.00012875 | 0.0010184 | 0.00016234 | 2.0698e-12 | 0.00011415 | 0 | 0 | 0.00034849 | -5.0044e-05 | 0.00035293 | 0.00012875 | 0.00014706 | 0.00014405 | 0.00011356 | 0.00014405 | 0.00011415 | 0.00022925 | 0.00011415 | 0 | 1.6398e-05 | 1.3975e-05 | 9.224e-05 | 8.3168e-05 | 8.5972e-05 | 1.1168e-06 | 6.2553e-06 | 4.6158e-06 | 4.6158e-06 | 0.00011415 | 0.00011415 | 0.00011415 | 0.00011415 | 0.00011415 | 0.00011415 | 9.1034e-05 | 6.9436e-05 | 5.9243e-05 | 5.4034e-05 | 0.00022929 | 0.00011415 | 0.00011415 | 0.00011415 | 0.00011415 | 2.6738e-06 | 4.0097e-05 | 5.8987e-05 | 6.9926e-05 | 9.1819e-05 | 9.2031e-05 | 8.3862e-05 | 8.0073e-05 | 8.744e-05 | 9.8407e-05 | 2.004e-05 | 2.004e-05
04/10 23:00:00 | 4 | 10 | 23 | 2399 | WD | 0 | 0.00010655 | 0.00010655 | -0.00099246 | 7.9174e-05 | 7.9772e-13 | 0.00011415 | 0 | 0 | 0.00023959 | 0.00099796 | -0.0010538 | 0.00010655 | 0.00026978 | 0.00013614 | 0.00010172 | 0.00013614 | 0.00011415 | 0.00022925 | 0.00011415 | 0 | 1.6398e-05 | 1.3975e-05 | 0.00012013 | 8.3368e-05 | 9.4727e-05 | 1.1262e-06 | 1.2053e-05 | 8.5667e-06 | 8.5667e-06 | 0.00011415 | 0.00011415 | 0.00011415 | 0.00011415 | 0.00011415 | 0.00011415 | 9.1034e-05 | 6.8344e-05 | 5.82e-05 | 5.3017e-05 | 0.00022929 | 0.00011415 | 0.00011415 | 0.00011415 | 0.00011415 | 2.6738e-06 | 2.8084e-05 | 5.3748e-05 | 6.8609e-05 | 9.2086e-05 | 9.1772e-05 | 8.3589e-05 | 7.9794e-05 | 8.7443e-05 | 9.8221e-05 | 1.9822e-05 | 1.9822e-05
04/10 24:00:00 | 4 | 10 | 24 | 2400 | WD | 0 | 8.9244e-05 | 8.9244e-05 | 2.2671e-06 | 7.7434e-05 | -1.3906e-12 | 0.00011415 | 0 | 0 | 0.00013341 | 0.00059398 | 0 | 8.9244e-05 | 0.00017384 | 0.00012638 | 8.3517e-05 | 0.00012638 | 0.00011415 | 0.00022925 | 0.00011415 | 0 | 1.6398e-05 | 1.3975e-05 | 9.1638e-05 | 8.2546e-05 | 8.5355e-05 | 9.6885e-07 | 1.3551e-05 | 9.5369e-06 | 9.5369e-06 | 0.00011415 | 0.00011415 | 0.00011415 | 0.00011416 | 0.00011415 | 0.00011415 | 9.1034e-05 | 6.8027e-05 | 5.9745e-05 | 5.5513e-05 | 0.00022929 | 0.00011415 | 0.00011415 | 0.00011415 | 0.00011415 | 2.6738e-06 | 2.6659e-05 | 5.5271e-05 | 7.184e-05 | 9.1833e-05 | 9.1392e-05 | 8.3936e-05 | 8.0478e-05 | 8.7424e-05 | 9.8606e-05 | 2.4792e-05 | 2.4792e-05
04/11 01:00:00 | 4 | 11 | 1 | 2401 | WE | 0 | 4.0625e-05 | 4.0625e-05 | 0.00067608 | 7.5601e-05 | 0.00025245 | 0.00011415 | 0 | 0 | 5.4452e-05 | 0.00029147 | -0.00085217 | 4.0625e-05 | -1.248e-05 | 9.281e-05 | 2.334e-05 | 9.281e-05 | 0.00011415 | 0.00022925 | 0.00011415 | 0 | 1.6398e-05 | 1.3975e-05 | 9.1684e-05 | 8.2347e-05 | 8.5232e-05 | -2.7397e-05 | 1.4026e-05 | 8.0956e-07 | 8.0956e-07 | 0.00011415 | 0.00011415 | 0.00011415 | 0.00011416 | 0.00011415 | 0.00011415 | 9.1034e-05 | 6.7538e-05 | 5.9021e-05 | 5.4669e-05 | 0.00022929 | 0.00011415 | 0.00011415 | 0.00011415 | 0.00011415 | 2.6738e-06 | 2.2169e-05 | 5.2933e-05 | 7.0747e-05 | 9.1831e-05 | 9.1105e-05 | 8.3687e-05 | 8.0247e-05 | 8.5209e-05 | 9.9364e-05 | 2.9681e-05 | 2.9681e-05
04/11 02:00:00 | 4 | 11 | 2 | 2402 | WE | 0 | 5.8728e-05 | 5.8728e-05 | 0.00030269 | 7.4714e-05 | 0.00023244 | 0.00011415 | 0 | 0 | 2.1781e-05 | 0.0004575 | -0.0059064 | 5.8728e-05 | 4.3634e-05 | 8.6205e-05 | 5.0629e-05 | 8.6205e-05 | 0.00011415 | 0.00022925 | 0.00011415 | 0 | 1.6398e-05 | 1.3975e-05 | 9.1909e-05 | 8.2747e-05 | 8.5579e-05 | -3.6487e-05 | 1.404e-05 | -2.0809e-06 | -2.0809e-06 | 0.00011415 | 0.00011415 | 0.00011415 | 0.00011416 | 0.00011415 | 0.00011415 | 9.1034e-05 | 6.7578e-05 | 5.8145e-05 | 5.3326e-05 | 0.00022929 | 0.00011415 | 0.00011415 | 0.00011415 | 0.00011415 | 2.6738e-06 | 2.2396e-05 | 5.1915e-05 | 6.9009e-05 | 9.1828e-05 | 9.1261e-05 | 8.3485e-05 | 7.9879e-05 | 8.6128e-05 | 9.9731e-05 | 2.6226e-05 | 2.6226e-05
04/11 03:00:00 | 4 | 11 | 3 | 2403 | WE | 0 | 6.5651e-05 | 6.5651e-05 | 3.3683e-07 | 0 | 0.00022975 | 0.00011415 | 0 | 0 | 2.1781e-05 | 0.00039432 | -0.0040028 | 6.5651e-05 | 8.1784e-05 | 8.4304e-05 | 7.2156e-05 | 8.4304e-05 | 0.00011415 | 0.00022925 | 0.00011415 | 0 | 1.6398e-05 | 1.3975e-05 | 9.2165e-05 | 8.3955e-05 | 8.6492e-05 | -3.7568e-05 | 1.3856e-05 | -2.551e-06 | -2.551e-06 | 0.00011415 | 0.00011415 | 0.00011415 | 0.00011416 | 0.00011415 | 0.00011415 | 9.1034e-05 | 6.8179e-05 | 5.8423e-05 | 5.3438e-05 | 0.00022929 | 0.00011415 | 0.00011415 | 0.00011415 | 0.00011415 | 2.6738e-06 | 2.5829e-05 | 5.3266e-05 | 6.9154e-05 | 9.1831e-05 | 9.187e-05 | 8.3699e-05 | 7.991e-05 | 8.6237e-05 | 9.9978e-05 | 3.0865e-05 | 3.0865e-05
04/11 04:00:00 | 4 | 11 | 4 | 2404 | WE | 0 | 8.9603e-05 | 8.9603e-05 | 0 | 7.4445e-05 | 0.00022651 | 0.00011415 | 0 | 0 | 2.1781e-05 | 0.00041024 | -0.0035665 | 8.9603e-05 | 0.00012249 | 8.2413e-05 | 9.5417e-05 | 8.2413e-05 | 0.00011415 | 0.00022925 | 0.00011415 | 0 | 1.6398e-05 | 1.3975e-05 | 0.00010385 | 8.3887e-05 | 9.0055e-05 | -3.8797e-05 | 1.3602e-05 | -3.1162e-06 | -3.1162e-06 | 0.00011415 | 0.00011415 | 0.00011415 | 0.00011416 | 0.00011415 | 0.00011415 | 9.1034e-05 | 6.9401e-05 | 6.1076e-05 | 5.6823e-05 | 0.00022929 | 0.00011415 | 0.00011415 | 0.00011415 | 0.00011415 | 2.6738e-06 | 3.2805e-05 | 5.8598e-05 | 7.3534e-05 | 9.194e-05 | 9.2217e-05 | 8.4442e-05 | 8.0836e-05 | 8.6304e-05 | 0.00010014 | 2.9212e-05 | 2.9212e-05
04/11 05:00:00 | 4 | 11 | 5 | 2405 | WE | 0 | 9.0845e-05 | 9.0845e-05 | 9.6931e-07 | 7.5198e-05 | 0.00021796 | 0.00011415 | 0 | 0 | 6.5342e-05 | 0.00037605 | -0.00028544 | 9.0845e-05 | 0.00012521 | 8.158e-05 | 9.4971e-05 | 8.158e-05 | 0.00011415 | 0.00022925 | 0.00011415 | 0 | 1.6398e-05 | 1.3975e-05 | 0.00010306 | 8.6987e-05 | 9.1955e-05 | -3.9719e-05 | 1.3607e-05 | -3.4071e-06 | -3.4071e-06 | 0.00011415 | 0.00011415 | 0.00011415 | 0.00011416 | 0.00011415 | 0.00011415 | 9.1034e-05 | 8.6668e-05 | 7.4596e-05 | 6.8429e-05 | 0.00022929 | 0.00011415 | 0.00011415 | 0.00011415 | 0.00011415 | 2.6738e-06 | 4.7626e-05 | 7.3544e-05 | 8.8553e-05 | 9.1934e-05 | 9.8518e-05 | 8.861e-05 | 8.4014e-05 | 8.6354e-05 | 0.00010022 | 3.2174e-05 | 3.2174e-05
04/11 06:00:00 | 4 | 11 | 6 | 2406 | WE | 0 | 9.4842e-05 | 9.4842e-05 | 3.0782e-06 | 7.8318e-05 | -1.5577e-12 | 0.00011415 | 5.0469e-05 | 5.0469e-05 | 0.00013613 | 0.00035706 | 0.0019132 | 9.4842e-05 | 0.00012806 | 8.8117e-05 | 9.5119e-05 | 8.8117e-05 | 0.00011415 | 0.00011463 | 0.00011415 | 1.2953e-06 | 1.6398e-05 | 1.4769e-05 | 0.00010385 | 9.2896e-05 | 9.6281e-05 | -6.068e-05 | 7.4487e-06 | -1.4288e-05 | -1.4288e-05 | 0.00011415 | 0.00011415 | 0.00011415 | 0.00011416 | 0.00011415 | 0.00011415 | 9.1034e-05 | 0.00011697 | 9.2824e-05 | 8.0485e-05 | 0.000151 | 0.00011415 | 0.00011415 | 0.00011415 | 0.00011415 | 8.3429e-06 | 6.9637e-05 | 9.1648e-05 | 0.00010439 | 9.0051e-05 | 0.0001079 | 9.5722e-05 | 9.0074e-05 | 8.2803e-05 | 0.00012048 | 1.0347e-05 | 1.0347e-05
04/11 07:00:00 | 4 | 11 | 7 | 2407 | WE | 7.9674e-05 | 0.00011644 | 0.00011644 | 0.00097494 | 0.00016998 | 7.5442e-14 | 0.00011415 | 0.00036655 | 0.00036655 | 0.00015247 | -0.00066419 | 0.0025855 | 0.00011644 | -6.5421e-05 | 0.00010137 | 0.00011086 | 0.00010137 | 0.00011415 | 0 | 0.00011415 | 8.3997e-06 | 1.6398e-05 | 1.4769e-05 | 9.9662e-05 | 0.00010869 | 0.0001059 | -7.0415e-05 | 2.315e-06 | -2.089e-05 | -2.089e-05 | 0.00011415 | 0.00011415 | 0.00011415 | 0.00011416 | 0.00011415 | 0.00011415 | 9.1034e-05 | 0.00013604 | 0.00010623 | 9.0996e-05 | 0 | 0.00011415 | 0.00011415 | 0.00011415 | 0.00011415 | 4.9713e-05 | 0.00011482 | 0.00011809 | 0.00011998 | 8.6216e-05 | 0.0001151 | 9.5634e-05 | 8.6604e-05 | 8.4931e-05 | 0.00011423 | -6.1164e-05 | -6.1164e-05
04/11 08:00:00 | 4 | 11 | 8 | 2408 | WE | 0.00018026 | 0.0001165 | 0.0001165 | -0.00094663 | 0.00019221 | 4.7973e-13 | 0.00011415 | 0.00067751 | 0.00067751 | 0.00013613 | -0.00044141 | 0.0025902 | 0.0001165 | -2.0849e-05 | 0.000114 | 0.00010579 | 0.000114 | 0.00011415 | 0 | 0.00011415 | 1.7389e-05 | 1.6398e-05 | 1.4769e-05 | 0.00010007 | 0.00011048 | 0.00010726 | -8.2774e-05 | 6.7121e-07 | -2.5952e-05 | -2.5952e-05 | 0.00011415 | 0.00011415 | 0.00011415 | 0.00011416 | 0.00011415 | 0.00011415 | 9.1034e-05 | 0.00014804 | 0.00011622 | 9.9958e-05 | 0 | 0.00011415 | 0.00011415 | 0.00011415 | 0.00011415 | 0.00010013 | 0.00017653 | 0.00014986 | 0.00013442 | 8.6204e-05 | 0.00011963 | 0.00010334 | 9.5783e-05 | 8.6272e-05 | 0.00011202 | -0.00011534 | -0.00011534
04/11 09:00:00 | 4 | 11 | 9 | 2409 | WE | 0.00026787 | 0.00012977 | 0.00012977 | 0.0010698 | 0.00024885 | 1.5523e-12 | 0.00011415 | 0.00043255 | 0.00043255 | 5.9897e-05 | -0.00022571 | 0.0023481 | 0.00012977 | 8.5136e-05 | 0.00011567 | 0.00011978 | 0.00011567 | 0.00011415 | 0 | 0.00011415 | 2.5231e-05 | 1.6398e-05 | 1.4769e-05 | 0.00010172 | 0.00011105 | 0.00010817 | -8.6913e-05 | 2.292e-07 | -2.7574e-05 | -2.7574e-05 | 0.00011415 | 0.00011415 | 0.00011415 | 0.00011416 | 0.00011415 | 0.00011415 | 9.1034e-05 | 0.00014946 | 0.00011937 | 0.000104 | 0 | 0.00011415 | 0.00011415 | 0.00011415 | 0.00011415 | 0.00015041 | 0.00022018 | 0.00017091 | 0.00014238 | 8.6188e-05 | 0.00012071 | 0.00010573 | 9.8788e-05 | 8.6516e-05 | 0.00011021 | -0.00011848 | -0.00011848
04/11 10:00:00 | 4 | 11 | 10 | 2410 | WE | 0.00034914 | 0.00015066 | 0.00015066 | -0.00034315 | 0.00017434 | 0.00021486 | 0.00011415 | 0.00030594 | 0.00030594 | 4.0839e-05 | -0.00014897 | 0.0020487 | 0.00015066 | 0.00021182 | 0.00011778 | 0.0001613 | 0.00011778 | 0.00011415 | 0 | 0.00011415 | 2.6174e-05 | 1.6398e-05 | 1.4769e-05 | 0.00010154 | 0.00011158 | 0.00010848 | -8.823e-05 | 1.1986e-07 | -2.8069e-05 | -2.8069e-05 | 0.00011415 | 0.00011415 | 0.00011415 | 0.00011416 | 0.00011415 | 0.00011415 | 9.1034e-05 | 0.00014938 | 0.00011814 | 0.00010218 | 0 | 0.00011415 | 0.00011415 | 0.00011415 | 0.00011415 | 0.000195 | 0.00022374 | 0.00017201 | 0.00014205 | 8.6176e-05 | 0.00012101 | 0.0001049 | 9.7429e-05 | 8.6662e-05 | 0.00010907 | -0.00011849 | -0.00011849
04/11 11:00:00 | 4 | 11 | 11 | 2411 | WE | 0.00041369 | 0.00010614 | 0.00010614 | 0.00038158 | 0.00017045 | 0.00021991 | 0.00011415 | 0 | 0 | 4.0839e-05 | 0.00098213 | 0.0017801 | 0.00010614 | 0.00025921 | 0.00012151 | 9.773e-05 | 0.00012151 | 0.00011415 | 0 | 0.00011415 | 2.6174e-05 | 1.6398e-05 | 1.4769e-05 | 0.0001275 | 0.00011197 | 0.00011677 | -9.227e-05 | 5.5074e-08 | -2.9402e-05 | -2.9402e-05 | 0.00011415 | 0.00011415 | 0.00011415 | 0.00011416 | 0.00011415 | 0.00011415 | 9.1034e-05 | 0.00014911 | 0.0001139 | 9.5904e-05 | 0 | 0.00011415 | 0.00011415 | 0.00011415 | 0.00011415 | 0.00022684 | 0.00022125 | 0.00016656 | 0.00013489 | 8.6409e-05 | 0.00012105 | 0.00010508 | 9.7667e-05 | 8.6778e-05 | 0.0001081 | -0.00011849 | -0.00011849
04/11 12:00:00 | 4 | 11 | 12 | 2412 | WE | 0.00044887 | 0.00010709 | 0.00010709 | 1.3596e-05 | 0.00016662 | 0.00021998 | 0.00011415 | 0 | 0 | 4.0839e-05 | 0.00065515 | 0.0015658 | 0.00010709 | 0.00022855 | 0.00012155 | 9.9649e-05 | 0.00012155 | 0.00011415 | 0 | 0.00011415 | 2.6174e-05 | 1.6398e-05 | 1.4769e-05 | 0.00010045 | 0.00011121 | 0.00010789 | -9.1814e-05 | -1.5665e-07 | -2.94e-05 | -2.94e-05 | 0.00011415 | 0.00011415 | 0.00011415 | 0.00011416 | 0.00011415 | 0.00011415 | 9.1034e-05 | 0.00014827 | 0.00011155 | 9.2781e-05 | 0 | 0.00011415 | 0.00011415 | 0.00011415 | 0.00011415 | 0.00024062 | 0.00021767 | 0.00016299 | 0.00013132 | 8.6145e-05 | 0.00012052 | 0.00010356 | 9.5695e-05 | 8.687e-05 | 0.00010753 | -0.0001153 | -0.0001153
04/11 13:00:00 | 4 | 11 | 13 | 2413 | WE | 0.00044902 | 0.00010641 | 0.00010641 | 0.0010209 | 0.00016371 | 0.00021627 | 0.00011415 | 0 | 0 | 4.0839e-05 | 0.00051678 | 0.0013838 | 0.00010641 | 0.00019788 | 0.00011748 | 9.9979e-05 | 0.00011748 | 0.00011415 | 0 | 0.00011415 | 2.6174e-05 | 1.6398e-05 | 1.4769e-05 | 0.00010196 | 0.00011345 | 0.0001099 | -9.4496e-05 | -4.1326e-07 | -3.0431e-05 | -3.0431e-05 | 0.00011415 | 0.00011415 | 0.00011415 | 0.00011416 | 0.00011415 | 0.00011415 | 9.1034e-05 | 0.00014778 | 0.00010773 | 8.7265e-05 | 0 | 0.00011415 | 0.00011415 | 0.00011415 | 0.00011415 | 0.00024317 | 0.00021561 | 0.00015736 | 0.00012363 | 8.6159e-05 | 0.00012116 | 0.00010121 | 9.195e-05 | 8.6931e-05 | 0.00010728 | -0.00011815 | -0.00011815
04/11 14:00:00 | 4 | 11 | 14 | 2414 | WE | 0.00041604 | 0.00010705 | 0.00010705 | -2.7759e-05 | 0.00016185 | 0.00022375 | 0.00011415 | 0 | 0 | 4.0839e-05 | 0.00043237 | 0.0012092 | 0.00010705 | 0.00018562 | 0.00011631 | 0.00010142 | 0.00011631 | 0.00011415 | 0 | 0.00011415 | 2.6174e-05 | 1.6398e-05 | 1.4769e-05 | 0.00010204 | 0.00011105 | 0.00010826 | -9.6647e-05 | -3.4911e-07 | -3.1073e-05 | -3.1073e-05 | 0.00011415 | 0.00011415 | 0.00011415 | 0.00011416 | 0.00011415 | 0.00011415 | 9.1034e-05 | 0.0001471 | 0.00010447 | 8.269e-05 | 0 | 0.00011415 | 0.00011415 | 0.00011415 | 0.00011415 | 0.00023434 | 0.00021248 | 0.00015179 | 0.00011665 | 8.6165e-05 | 0.00012011 | 9.1563e-05 | 7.8325e-05 | 8.6966e-05 | 0.00010728 | -0.00011485 | -0.00011485
04/11 15:00:00 | 4 | 11 | 15 | 2415 | WE | 0.00035284 | 0.0001083 | 0.0001083 | -0.00026042 | 8.0053e-05 | 0.00023635 | 0.00011415 | 0 | 0 | 4.0839e-05 | 0.00041111 | 0.0010419 | 0.0001083 | 0.00019645 | 0.00011474 | 0.00011586 | 0.00011474 | 0.00011415 | 0 | 0.00011415 | 2.6174e-05 | 1.6398e-05 | 1.4769e-05 | 0.00010085 | 0.00010622 | 0.00010456 | -9.8439e-05 | -3.4113e-08 | -3.1431e-05 | -3.1431e-05 | 0.00011415 | 0.00011415 | 0.00011415 | 0.00011416 | 0.00011415 | 0.00011415 | 9.1034e-05 | 0.00014517 | 0.00010162 | 7.9372e-05 | 0 | 0.00011415 | 0.00011415 | 0.00011415 | 0.00011415 | 0.00020719 | 0.00020335 | 0.00014481 | 0.00011091 | 8.6161e-05 | 0.00011783 | 8.9458e-05 | 7.6299e-05 | 8.6988e-05 | 0.00010752 | -0.00011816 | -0.00011816
04/11 16:00:00 | 4 | 11 | 16 | 2416 | WE | 0.00026824 | 0.00011134 | 0.00011134 | 0.00031344 | 0.00015997 | 0.00024949 | 0.00011415 | 0 | 0 | 4.0839e-05 | 0.00036753 | 0.00088745 | 0.00011134 | 0.0001745 | 0.00011582 | 0.00010634 | 0.00011582 | 0.00011415 | 0 | 0.00011415 | 2.5955e-05 | 1.6398e-05 | 1.4769e-05 | 9.5219e-05 | 0.00010572 | 0.00010248 | -9.882e-05 | -1.2047e-08 | -3.1537e-05 | -3.1537e-05 | 0.00011415 | 0.00011415 | 0.00011415 | 0.00011416 | 0.00011415 | 0.00011415 | 9.1034e-05 | 0.00014133 | 9.6564e-05 | 7.3692e-05 | 0 | 0.00011415 | 0.00011415 | 0.00011415 | 0.00011415 | 0.00016539 | 0.0001877 | 0.00013308 | 0.00010145 | 8.612e-05 | 0.0001165 | 8.8165e-05 | 7.5023e-05 | 8.6994e-05 | 0.00010792 | -0.00012168 | -0.00012168
04/11 17:00:00 | 4 | 11 | 17 | 2417 | WE | 0.00017845 | 0.00010978 | 0.00010978 | -0.00059137 | 8.0862e-05 | -2.0051e-12 | 0.00011415 | 0.0008552 | 0.0008552 | 7.0788e-05 | -0.00063475 | 0.00077733 | 0.00010978 | -3.6429e-05 | 0.00012479 | 0.00010991 | 0.00012479 | 0.00011415 | 0 | 0.00011415 | 1.9597e-05 | 1.6398e-05 | 1.4769e-05 | 9.5159e-05 | 0.00010262 | 0.00010031 | -8.8333e-05 | 3.9346e-09 | -2.818e-05 | -2.818e-05 | 0.00011415 | 0.00011415 | 0.00011415 | 0.00011416 | 0.00011415 | 0.00011415 | 9.1034e-05 | 0.00012573 | 8.8965e-05 | 7.0179e-05 | 0 | 0.00011415 | 0.00011415 | 0.00011415 | 0.00011415 | 0.00011668 | 0.00013943 | 0.00011128 | 9.4976e-05 | 8.6127e-05 | 0.00011071 | 8.3365e-05 | 7.0682e-05 | 8.6439e-05 | 0.00010843 | -0.00011747 | -0.00011747
04/11 18:00:00 | 4 | 11 | 18 | 2418 | WE | 7.8388e-05 | 0.0001355 | 0.0001355 | 0.00061733 | 0.00016517 | -7.5459e-13 | 0.00011415 | 0.00063334 | 0.00063334 | 0.00015247 | -0.00045444 | 0.00070359 | 0.0001355 | 8.3706e-05 | 0.00013881 | 0.00012773 | 0.00013881 | 0.00011415 | 0 | 0.00011415 | 1.042e-05 | 1.6398e-05 | 1.4769e-05 | 9.5003e-05 | 0.0001019 | 9.9772e-05 | -8.5304e-05 | 1.1535e-07 | -2.7138e-05 | -2.7138e-05 | 0.00011415 | 0.00011415 | 0.00011415 | 0.00011416 | 0.00011415 | 0.00011415 | 9.1034e-05 | 0.00012178 | 8.3191e-05 | 6.3475e-05 | 0 | 0.00011415 | 0.00011415 | 0.00011415 | 0.00011415 | 6.5315e-05 | 9.7483e-05 | 8.9084e-05 | 8.422e-05 | 8.6137e-05 | 0.00010897 | 8.0648e-05 | 6.7512e-05 | 8.6408e-05 | 0.00010927 | 1.8814e-05 | 1.8814e-05
04/11 19:00:00 | 4 | 11 | 19 | 2419 | WE | 0 | 0.00016735 | 0.00016735 | 0.0010481 | 0.00016886 | -3.8268e-13 | 0.00011415 | 0.0001152 | 0.0001152 | 0.00021236 | -0.00024394 | 0.00062476 | 0.00016735 | 0.00022437 | 0.00014748 | 0.00016439 | 0.00014748 | 0.00011415 | 5.7313e-05 | 0.00011415 | 1.4079e-06 | 1.6398e-05 | 1.4769e-05 | 0.00010642 | 0.00010072 | 0.00010248 | -8.5815e-05 | 1.136e-08 | -2.7372e-05 | -2.7372e-05 | 0.00011415 | 0.00011415 | 0.00011415 | 0.00011416 | 0.00011415 | 0.00011415 | 9.1034e-05 | 0.0001176 | 8.0446e-05 | 6.1465e-05 | 7.5498e-05 | 0.00011415 | 0.00011415 | 0.00011415 | 0.00011415 | 1.2036e-05 | 6.4747e-05 | 7.4307e-05 | 7.9843e-05 | 8.8147e-05 | 0.00010913 | 8.3616e-05 | 7.1783e-05 | 8.6394e-05 | 0.00010977 | 1.9097e-05 | 1.9097e-05
04/11 20:00:00 | 4 | 11 | 20 | 2420 | WE | 0 | 0.00015562 | 0.00015562 | 1.8406e-05 | 0.00016981 | -2.8567e-13 | 0.00011415 | 0 | 0 | 0.00028587 | -0.00011793 | 0.000531 | 0.00015562 | 0.00019021 | 0.0001514 | 0.00014374 | 0.0001514 | 0.00011415 | 0.00022925 | 0.00011415 | 0 | 1.6398e-05 | 1.4769e-05 | 0.00010483 | 9.7492e-05 | 9.9761e-05 | -8.675e-05 | -1.0092e-08 | -2.7685e-05 | -2.7685e-05 | 0.00011415 | 0.00011415 | 0.00011415 | 0.00011416 | 0.00011415 | 0.00011415 | 9.1034e-05 | 0.00010413 | 7.5344e-05 | 6.0638e-05 | 0.00022929 | 0.00011415 | 0.00011415 | 0.00011415 | 0.00011415 | 2.6738e-06 | 5.5997e-05 | 7.023e-05 | 7.8471e-05 | 9.1941e-05 | 0.00010989 | 9.0757e-05 | 8.1881e-05 | 8.6317e-05 | 0.00011038 | 3.0246e-05 | 3.0246e-05
04/11 21:00:00 | 4 | 11 | 21 | 2421 | WE | 0 | 0.00015452 | 0.00015452 | 1.6113e-05 | 0.00016766 | 0 | 0.00011415 | 0 | 0 | 0.00034305 | -7.2029e-05 | 0.00041673 | 0.00015452 | 0.00017735 | 0.00015248 | 0.00014198 | 0.00015248 | 0.00011415 | 0.00022925 | 0.00011415 | 0 | 1.6398e-05 | 1.4769e-05 | 9.851e-05 | 8.2143e-05 | 8.7202e-05 | -6.405e-05 | -4.9946e-09 | -2.0439e-05 | -2.0439e-05 | 0.00011415 | 0.00011415 | 0.00011415 | 0.00011416 | 0.00011415 | 0.00011415 | 9.1034e-05 | 8.8189e-05 | 6.8193e-05 | 5.7976e-05 | 0.00022929 | 0.00011415 | 0.00011415 | 0.00011415 | 0.00011415 | 2.6738e-06 | 3.8487e-05 | 6.1627e-05 | 7.5027e-05 | 9.1941e-05 | 9.9377e-05 | 8.6927e-05 | 8.1152e-05 | 8.7107e-05 | 0.0001113 | 3.7387e-05 | 3.7387e-05
04/11 22:00:00 | 4 | 11 | 22 | 2422 | WE | 0 | 0.00015333 | 0.00015333 | 1.3294e-05 | 0.00016475 | 2.0697e-12 | 0.00011415 | 0 | 0 | 0.00034849 | -4.9697e-05 | 0.00023029 | 0.00015333 | 0.00018054 | 0.00014889 | 0.00014718 | 0.00014889 | 0.00011415 | 0.00022925 | 0.00011415 | 0 | 1.6398e-05 | 1.3975e-05 | 8.9677e-05 | 7.8115e-05 | 8.1688e-05 | -5.8273e-05 | 2.5047e-05 | -1.5369e-06 | -1.5369e-06 | 0.00011415 | 0.00011415 | 0.00011415 | 0.00011415 | 0.00011415 | 0.00011415 | 9.1034e-05 | 6.8383e-05 | 6.1574e-05 | 5.8095e-05 | 0.00022929 | 0.00011415 | 0.00011415 | 0.00011415 | 0.00011415 | 2.6738e-06 | 2.6995e-05 | 5.751e-05 | 7.5181e-05 | 9.1866e-05 | 8.9853e-05 | 8.3931e-05 | 8.1185e-05 | 8.6907e-05 | 9.7639e-05 | 4.9233e-05 | 4.9233e-05
04/11 23:00:00 | 4 | 11 | 23 | 2423 | WE | 0 | 0.00013674 | 0.00013674 | 9.9043e-06 | 0.00016003 | 7.9772e-13 | 0.00011415 | 0 | 0 | 0.00023959 | 0.0010128 | -0.0018631 | 0.00013674 | 0.00033492 | 0.00013992 | 0.0001317 | 0.00013992 | 0.00011415 | 0.00022925 | 0.00011415 | 0 | 1.6398e-05 | 1.3975e-05 | 0.00011816 | 7.7919e-05 | 9.0355e-05 | -6.013e-05 | 3.3787e-05 | 3.8225e-06 | 3.8225e-06 | 0.00011415 | 0.00011415 | 0.00011415 | 0.00011415 | 0.00011415 | 0.00011415 | 9.1034e-05 | 6.7664e-05 | 6.0585e-05 | 5.6968e-05 | 0.00022929 | 0.00011415 | 0.00011415 | 0.00011415 | 0.00011415 | 2.6738e-06 | 2.2886e-05 | 5.5079e-05 | 7.3722e-05 | 9.2157e-05 | 8.9571e-05 | 8.3631e-05 | 8.0876e-05 | 8.6812e-05 | 9.7599e-05 | 5.7507e-05 | 5.7507e-05
04/11 24:00:00 | 4 | 11 | 24 | 2424 | WE | 0 | 0.0001045 | 0.0001045 | 3.3856e-06 | 7.8211e-05 | -1.3906e-12 | 0.00011415 | 0 | 0 | 0.00013341 | 0.00060262 | -0.00076747 | 0.0001045 | 0.00018646 | 0.00012686 | 0.00010502 | 0.00012686 | 0.00011415 | 0.00022925 | 0.00011415 | 0 | 1.6398e-05 | 1.3975e-05 | 8.8664e-05 | 7.7617e-05 | 8.1031e-05 | -5.7205e-05 | 3.3847e-05 | 4.7967e-06 | 4.7967e-06 | 0.00011415 | 0.00011415 | 0.00011415 | 0.00011416 | 0.00011415 | 0.00011415 | 9.1034e-05 | 6.7637e-05 | 6.0012e-05 | 5.6116e-05 | 0.00022929 | 0.00011415 | 0.00011415 | 0.00011415 | 0.00011415 | 2.6738e-06 | 2.2734e-05 | 5.4326e-05 | 7.262e-05 | 9.1916e-05 | 8.9477e-05 | 8.3442e-05 | 8.0643e-05 | 8.6692e-05 | 9.9378e-05 | 7.6332e-05 | 7.6332e-05
04/12 01:00:00 | 4 | 12 | 1 | 2425 | WE | 0 | 6.3191e-05 | 6.3191e-05 | 1.3041e-06 | 7.5605e-05 | 0.00025245 | 0.00011415 | 0 | 0 | 5.4452e-05 | 0.00041584 | -0.0073709 | 6.3191e-05 | 8.5911e-06 | 9.281e-05 | 5.5462e-05 | 9.281e-05 | 0.00011415 | 0.00022925 | 0.00011415 | 0 | 1.6398e-05 | 1.3975e-05 | 8.8388e-05 | 7.7505e-05 | 8.0868e-05 | -5.6731e-05 | 3.3864e-05 | 4.9593e-06 | 4.9593e-06 | 0.00011415 | 0.00011415 | 0.00011415 | 0.00011416 | 0.00011415 | 0.00011415 | 9.1034e-05 | 6.758e-05 | 5.8756e-05 | 5.4248e-05 | 0.00022929 | 0.00011415 | 0.00011415 | 0.00011415 | 0.00011415 | 2.6738e-06 | 2.2409e-05 | 5.2676e-05 | 7.0203e-05 | 9.1956e-05 | 8.9434e-05 | 8.3079e-05 | 8.0131e-05 | 8.6568e-05 | 0.00010039 | 9.3222e-05 | 9.3222e-05
04/12 02:00:00 | 4 | 12 | 2 | 2426 | WE | 0 | 8.4387e-05 | 8.4387e-05 | 0.00095127 | 0 | 0.00023244 | 0.00011415 | 0 | 0 | 2.1781e-05 | 0.00040345 | -0.0055532 | 8.4387e-05 | 8.8251e-05 | 8.6205e-05 | 9.8427e-05 | 8.6205e-05 | 0.00011415 | 0.00022925 | 0.00011415 | 0 | 1.6398e-05 | 1.3975e-05 | 8.8342e-05 | 7.7494e-05 | 8.0846e-05 | -5.6035e-05 | 3.3893e-05 | 5.2013e-06 | 5.2013e-06 | 0.00011415 | 0.00011415 | 0.00011415 | 0.00011416 | 0.00011415 | 0.00011415 | 9.1034e-05 | 6.7485e-05 | 5.7794e-05 | 5.2843e-05 | 0.00022929 | 0.00011415 | 0.00011415 | 0.00011415 | 0.00011415 | 2.6738e-06 | 2.1869e-05 | 5.1326e-05 | 6.8384e-05 | 9.1976e-05 | 8.941e-05 | 8.2808e-05 | 7.9747e-05 | 8.6506e-05 | 0.00010097 | 0.00010822 | 0.00010822
04/12 03:00:00 | 4 | 12 | 3 | 2427 | WE | 0 | 0.00011019 | 0.00011019 | -0.00094894 | 7.4384e-05 | 0.00022975 | 0.00011415 | 0 | 0 | 2.1781e-05 | 0.00042827 | -0.0054536 | 0.00011019 | 0.0001383 | 8.4304e-05 | 0.00012434 | 8.4304e-05 | 0.00011415 | 0.00022925 | 0.00011415 | 0 | 1.6398e-05 | 1.3975e-05 | 8.8252e-05 | 7.747e-05 | 8.0802e-05 | -5.5685e-05 | 3.3954e-05 | 5.3542e-06 | 5.3542e-06 | 0.00011415 | 0.00011415 | 0.00011415 | 0.00011416 | 0.00011415 | 0.00011415 | 9.1034e-05 | 6.7544e-05 | 5.8391e-05 | 5.3714e-05 | 0.00022929 | 0.00011415 | 0.00011415 | 0.00011415 | 0.00011415 | 2.6738e-06 | 2.2203e-05 | 5.2163e-05 | 6.9512e-05 | 9.1979e-05 | 8.9424e-05 | 8.2976e-05 | 7.9985e-05 | 8.6477e-05 | 0.00010134 | 0.00011902 | 0.00011902
04/12 04:00:00 | 4 | 12 | 4 | 2428 | WE | 0 | 0.00011387 | 0.00011387 | 5.2682e-07 | 0 | 0.00022651 | 0.00011415 | 0 | 0 | 2.1781e-05 | 0.00040208 | -0.0027557 | 0.00011387 | 0.00016889 | 8.2413e-05 | 0.0001412 | 8.2413e-05 | 0.00011415 | 0.00022925 | 0.00011415 | 0 | 1.6398e-05 | 1.3975e-05 | 9.991e-05 | 7.781e-05 | 8.464e-05 | -5.5357e-05 | 3.4018e-05 | 5.5021e-06 | 5.5021e-06 | 0.00011415 | 0.00011415 | 0.00011415 | 0.00011416 | 0.00011415 | 0.00011415 | 9.1034e-05 | 6.9679e-05 | 5.9002e-05 | 5.3546e-05 | 0.00022929 | 0.00011415 | 0.00011415 | 0.00011415 | 0.00011415 | 2.6738e-06 | 2.4849e-05 | 5.2995e-05 | 6.9294e-05 | 9.2093e-05 | 9.0192e-05 | 8.3188e-05 | 7.9939e-05 | 8.6448e-05 | 0.00010164 | 0.00012197 | 0.00012197
04/12 05:00:00 | 4 | 12 | 5 | 2429 | WE | 0 | 0.00013176 | 0.00013176 | 0.00097501 | 7.5203e-05 | 0.00021796 | 0.00011415 | 0 | 0 | 6.5342e-05 | 0.00038015 | 0.00034771 | 0.00013176 | 0.00018678 | 8.158e-05 | 0.00015321 | 8.158e-05 | 0.00011415 | 0.00022925 | 0.00011415 | 0 | 1.6398e-05 | 1.3975e-05 | 9.9111e-05 | 8.0579e-05 | 8.6306e-05 | -5.4824e-05 | 3.4066e-05 | 5.705e-06 | 5.705e-06 | 0.00011415 | 0.00011415 | 0.00011415 | 0.00011416 | 0.00011415 | 0.00011415 | 9.1034e-05 | 8.4051e-05 | 6.7636e-05 | 5.9249e-05 | 0.00022929 | 0.00011415 | 0.00011415 | 0.00011415 | 0.00011415 | 2.6738e-06 | 3.4085e-05 | 6.1055e-05 | 7.6674e-05 | 9.2115e-05 | 9.5507e-05 | 8.5939e-05 | 8.1501e-05 | 8.6388e-05 | 0.00010191 | 0.00013553 | 0.00013553
04/12 06:00:00 | 4 | 12 | 6 | 2430 | WE | 0 | 0.0001396 | 0.0001396 | -0.00098805 | 7.8297e-05 | -1.5577e-12 | 0.00011415 | 5.0906e-05 | 5.0906e-05 | 0.00013613 | 0.00036836 | 0.0024221 | 0.0001396 | 0.00019613 | 8.8117e-05 | 0.00015884 | 8.8117e-05 | 0.00011415 | 0.00011463 | 0.00011415 | 1.3065e-06 | 1.6398e-05 | 1.4769e-05 | 9.9796e-05 | 8.6532e-05 | 9.0632e-05 | -7.6265e-05 | 8.6689e-06 | -1.843e-05 | -1.843e-05 | 0.00011415 | 0.00011415 | 0.00011415 | 0.00011416 | 0.00011415 | 0.00011415 | 9.1034e-05 | 0.00011332 | 8.09e-05 | 6.4334e-05 | 0.000151 | 0.00011415 | 0.00011415 | 0.00011415 | 0.00011415 | 8.3919e-06 | 4.9249e-05 | 7.0905e-05 | 8.3446e-05 | 9.0253e-05 | 0.00010263 | 8.5621e-05 | 7.773e-05 | 8.2735e-05 | 0.0001021 | 0.00014167 | 0.00014167
04/12 07:00:00 | 4 | 12 | 7 | 2431 | WE | 8.3853e-05 | 0.00017111 | 0.00017111 | 1.4174e-05 | 0.00022064 | 7.5442e-14 | 0.00011415 | 0.0003678 | 0.0003678 | 0.00015247 | -0.00091813 | 0.0029801 | 0.00017111 | -6.8441e-05 | 0.00010137 | 0.00018104 | 0.00010137 | 0.00011415 | 0 | 0.00011415 | 8.4283e-06 | 1.6398e-05 | 1.4769e-05 | 9.5441e-05 | 0.00010142 | 9.9569e-05 | -8.821e-05 | 1.0102e-07 | -2.8075e-05 | -2.8075e-05 | 0.00011415 | 0.00011415 | 0.00011415 | 0.00011416 | 0.00011415 | 0.00011415 | 9.1034e-05 | 0.00012756 | 8.9582e-05 | 7.0176e-05 | 0 | 0.00011415 | 0.00011415 | 0.00011415 | 0.00011415 | 4.9925e-05 | 8.2049e-05 | 8.8692e-05 | 9.2539e-05 | 8.6364e-05 | 0.00010788 | 8.1324e-05 | 6.9005e-05 | 8.5027e-05 | 0.00010205 | 0.00013893 | 0.00013893
04/12 08:00:00 | 4 | 12 | 8 | 2432 | WE | 0.00018631 | 0.00015786 | 0.00015786 | 0.0010652 | 0.00021128 | 4.7973e-13 | 0.00011415 | 0.00067766 | 0.00067766 | 0.00013613 | -0.0004206 | 0.0028813 | 0.00015786 | 6.2965e-05 | 0.000114 | 0.00016179 | 0.000114 | 0.00011415 | 0 | 0.00011415 | 1.7392e-05 | 1.6398e-05 | 1.4769e-05 | 9.5752e-05 | 0.000104 | 0.00010145 | -9.9042e-05 | 3.0759e-08 | -3.1579e-05 | -3.1579e-05 | 0.00011415 | 0.00011415 | 0.00011415 | 0.00011416 | 0.00011415 | 0.00011415 | 9.1034e-05 | 0.00014105 | 9.65e-05 | 7.3736e-05 | 0 | 0.00011415 | 0.00011415 | 0.00011415 | 0.00011415 | 0.00010023 | 0.00013918 | 0.00011383 | 9.916e-05 | 8.6307e-05 | 0.00011333 | 8.3717e-05 | 6.998e-05 | 8.6305e-05 | 0.00012382 | 0.0001139 | 0.0001139
04/12 09:00:00 | 4 | 12 | 9 | 2433 | WE | 0.00027657 | 0.00015807 | 0.00015807 | 2.6652e-05 | 0.00017676 | 1.5523e-12 | 0.00011415 | 0.00043261 | 0.00043261 | 5.9897e-05 | -0.00021957 | 0.0025591 | 0.00015807 | 0.00015449 | 0.00011567 | 0.00017094 | 0.00011567 | 0.00011415 | 0 | 0.00011415 | 2.5235e-05 | 1.6398e-05 | 1.4769e-05 | 9.7681e-05 | 0.00010468 | 0.00010252 | -0.00010157 | 1.7913e-08 | -3.2394e-05 | -3.2394e-05 | 0.00011415 | 0.00011415 | 0.00011415 | 0.00011416 | 0.00011415 | 0.00011415 | 9.1034e-05 | 0.00014285 | 9.7577e-05 | 7.4447e-05 | 0 | 0.00011415 | 0.00011415 | 0.00011415 | 0.00011415 | 0.00015094 | 0.00018396 | 0.00013202 | 0.00010195 | 8.626e-05 | 0.00011403 | 8.4069e-05 | 7.0175e-05 | 8.6561e-05 | 0.00011599 | 8.3766e-05 | 8.3766e-05
04/12 10:00:00 | 4 | 12 | 10 | 2434 | WE | 0.00036085 | 0.00018376 | 0.00018376 | 1.6271e-05 | 0.0002615 | 0.00021486 | 0.00011415 | 0.00030594 | 0.00030594 | 4.0839e-05 | -0.00016334 | 0.002217 | 0.00018376 | 0.00026308 | 0.00011778 | 0.00019527 | 0.00011778 | 0.00011415 | 0 | 0.00011415 | 2.6174e-05 | 1.6398e-05 | 1.4769e-05 | 9.7823e-05 | 0.00010517 | 0.0001029 | -0.00010264 | 6.1047e-09 | -3.2743e-05 | -3.2743e-05 | 0.00011415 | 0.00011415 | 0.00011415 | 0.00011416 | 0.00011415 | 0.00011415 | 9.1034e-05 | 0.0001438 | 9.7766e-05 | 7.4243e-05 | 0 | 0.00011415 | 0.00011415 | 0.00011415 | 0.00011415 | 0.00019731 | 0.00019175 | 0.00013574 | 0.0001033 | 8.6225e-05 | 0.00011492 | 8.4314e-05 | 7.0119e-05 | 8.6721e-05 | 0.00011304 | 6.5647e-05 | 6.5647e-05
04/12 11:00:00 | 4 | 12 | 11 | 2435 | WE | 0.00042512 | 0.00013246 | 0.00013246 | 0.0009763 | 0.00017042 | 0.00021991 | 0.00011415 | 0 | 0 | 4.0839e-05 | 0.0011081 | 0.001948 | 0.00013246 | 0.00033918 | 0.00012151 | 0.00013521 | 0.00012151 | 0.00011415 | 0 | 0.00011415 | 2.6174e-05 | 1.6398e-05 | 1.4769e-05 | 0.00012533 | 0.00010549 | 0.00011162 | -0.0001053 | 2.1548e-09 | -3.3597e-05 | -3.3597e-05 | 0.00011415 | 0.00011415 | 0.00011415 | 0.00011416 | 0.00011415 | 0.00011415 | 9.1034e-05 | 0.00014429 | 9.6799e-05 | 7.2535e-05 | 0 | 0.00011415 | 0.00011415 | 0.00011415 | 0.00011415 | 0.00022852 | 0.00019375 | 0.00013571 | 0.0001021 | 8.6458e-05 | 0.00011515 | 8.4069e-05 | 6.9651e-05 | 8.6832e-05 | 0.00011146 | 4.8515e-05 | 4.8515e-05
04/12 12:00:00 | 4 | 12 | 12 | 2436 | WE | 0.0004528 | 0.00012138 | 0.00012138 | 8.2586e-05 | 0.00016654 | 0.00021998 | 0.00011415 | 0 | 0 | 4.0839e-05 | 0.00067514 | 0.0017384 | 0.00012138 | 0.0002491 | 0.00012155 | 0.00012001 | 0.00012155 | 0.00011415 | 0 | 0.00011415 | 2.6174e-05 | 1.6398e-05 | 1.4769e-05 | 9.8122e-05 | 0.00010549 | 0.00010321 | -0.00010367 | 5.2951e-09 | -3.3074e-05 | -3.3074e-05 | 0.00011415 | 0.00011415 | 0.00011415 | 0.00011416 | 0.00011415 | 0.00011415 | 9.1034e-05 | 0.00014175 | 9.4766e-05 | 7.0757e-05 | 0 | 0.00011415 | 0.00011415 | 0.00011415 | 0.00011415 | 0.00024088 | 0.00019045 | 0.00013327 | 0.00010016 | 8.6166e-05 | 0.00011468 | 8.3586e-05 | 6.9164e-05 | 8.696e-05 | 0.00010999 | 3.8635e-05 | 3.8635e-05
04/12 13:00:00 | 4 | 12 | 13 | 2437 | WE | 0.00044928 | 0.00010422 | 0.00010422 | -0.0010048 | 0.00010013 | 0.00021627 | 0.00011415 | 0 | 0 | 4.0839e-05 | 0.00049502 | 0.0015773 | 0.00010422 | 0.0002057 | 0.00011748 | 0.00010645 | 0.00011748 | 0.00011415 | 0 | 0.00011415 | 2.6174e-05 | 1.6398e-05 | 1.4769e-05 | 0.0001011 | 0.00010972 | 0.00010705 | -0.0001038 | 9.8733e-09 | -3.311e-05 | -3.311e-05 | 0.00011415 | 0.00011415 | 0.00011415 | 0.00011416 | 0.00011415 | 0.00011415 | 9.1034e-05 | 0.00013915 | 9.3405e-05 | 7.0029e-05 | 0 | 0.00011415 | 0.00011415 | 0.00011415 | 0.00011415 | 0.00024327 | 0.00018646 | 0.00013121 | 9.9216e-05 | 8.6167e-05 | 0.00011537 | 8.3668e-05 | 6.8965e-05 | 8.7067e-05 | 0.00010894 | 2.8483e-05 | 2.8483e-05
04/12 14:00:00 | 4 | 12 | 14 | 2438 | WE | 0.00041217 | 0.00010239 | 0.00010239 | 0.00067678 | 0.00014375 | 0.00022375 | 0.00011415 | 0 | 0 | 4.0839e-05 | 0.00041082 | 0.0014454 | 0.00010239 | 0.00017797 | 0.00011631 | 9.752e-05 | 0.00011631 | 0.00011415 | 0 | 0.00011415 | 2.6174e-05 | 1.6398e-05 | 1.4769e-05 | 0.00010224 | 0.00010856 | 0.00010661 | -0.00010494 | -8.6045e-11 | -3.3482e-05 | -3.3482e-05 | 0.00011415 | 0.00011415 | 0.00011415 | 0.00011416 | 0.00011415 | 0.00011415 | 9.1034e-05 | 0.00013361 | 9.3133e-05 | 7.2451e-05 | 0 | 0.00011415 | 0.00011415 | 0.00011415 | 0.00011415 | 0.00023439 | 0.00017881 | 0.0001303 | 0.00010221 | 8.6159e-05 | 0.00011328 | 8.3458e-05 | 6.9628e-05 | 8.7142e-05 | 0.00010825 | 1.7277e-05 | 1.7277e-05
04/12 15:00:00 | 4 | 12 | 15 | 2439 | WE | 0.00034611 | 9.7627e-05 | 9.7627e-05 | 0.00034596 | 0.00016004 | 0.00023635 | 0.00011415 | 0 | 0 | 4.0839e-05 | 0.00036939 | 0.0013197 | 9.7627e-05 | 0.00015749 | 0.00011474 | 8.8608e-05 | 0.00011474 | 0.00011415 | 0 | 0.00011415 | 2.6174e-05 | 1.6398e-05 | 1.4769e-05 | 0.0001022 | 0.00010488 | 0.00010405 | -0.00010557 | -1.2206e-09 | -3.3682e-05 | -3.3682e-05 | 0.00011415 | 0.00011415 | 0.00011415 | 0.00011416 | 0.00011415 | 0.00011415 | 9.1034e-05 | 0.00013256 | 9.1594e-05 | 7.0664e-05 | 0 | 0.00011415 | 0.00011415 | 0.00011415 | 0.00011415 | 0.00020723 | 0.00017447 | 0.00012651 | 9.8742e-05 | 8.6143e-05 | 0.00011165 | 8.261e-05 | 6.9139e-05 | 8.7212e-05 | 0.00010775 | 1.0223e-05 | 1.0223e-05
04/12 16:00:00 | 4 | 12 | 16 | 2440 | WE | 0.00026498 | 9.5011e-05 | 9.5011e-05 | 4.6113e-06 | 7.9987e-05 | 0.00024949 | 0.00011415 | 0 | 0 | 4.0839e-05 | 0.00034838 | 0.0012071 | 9.5011e-05 | 0.00016024 | 0.00011582 | 9.517e-05 | 0.00011582 | 0.00011415 | 0 | 0.00011415 | 2.6007e-05 | 1.6398e-05 | 1.4769e-05 | 9.6431e-05 | 0.00010363 | 0.00010141 | -0.00010578 | 1.4936e-09 | -3.375e-05 | -3.375e-05 | 0.00011415 | 0.00011415 | 0.00011415 | 0.00011416 | 0.00011415 | 0.00011415 | 9.1034e-05 | 0.00012705 | 8.7621e-05 | 6.7472e-05 | 0 | 0.00011415 | 0.00011415 | 0.00011415 | 0.00011415 | 0.00016578 | 0.00016436 | 0.00011911 | 9.2906e-05 | 8.6097e-05 | 0.00010956 | 8.1349e-05 | 6.8265e-05 | 8.7212e-05 | 0.00010792 | 1.407e-05 | 1.407e-05
04/12 17:00:00 | 4 | 12 | 17 | 2441 | WE | 0.00018213 | 0.00013099 | 0.00013099 | 1.0741e-05 | 0.00016171 | -2.0051e-12 | 0.00011415 | 0.00087207 | 0.00087207 | 7.0788e-05 | -0.00087065 | 0.0011116 | 0.00013099 | -5.7234e-05 | 0.00012479 | 0.00012791 | 0.00012479 | 0.00011415 | 0 | 0.00011415 | 1.9984e-05 | 1.6398e-05 | 1.4769e-05 | 9.531e-05 | 0.00010068 | 9.9022e-05 | -9.5163e-05 | 5.7915e-09 | -3.0358e-05 | -3.0358e-05 | 0.00011415 | 0.00011415 | 0.00011415 | 0.00011416 | 0.00011415 | 0.00011415 | 9.1034e-05 | 0.0001149 | 8.0897e-05 | 6.3525e-05 | 0 | 0.00011415 | 0.00011415 | 0.00011415 | 0.00011415 | 0.00011878 | 0.0001247 | 0.00010022 | 8.604e-05 | 8.6118e-05 | 0.00010451 | 7.9013e-05 | 6.7184e-05 | 8.6639e-05 | 0.00010686 | 1.976e-05 | 1.976e-05
04/12 18:00:00 | 4 | 12 | 18 | 2442 | WE | 8.2728e-05 | 0.00014423 | 0.00014423 | 1.4021e-05 | 0.00015588 | -7.5459e-13 | 0.00011415 | 0.00065641 | 0.00065641 | 0.00015247 | -0.0004284 | 0.0010246 | 0.00014423 | 0.00010423 | 0.00013881 | 0.00014156 | 0.00013881 | 0.00011415 | 0 | 0.00011415 | 1.08e-05 | 1.6398e-05 | 1.4769e-05 | 9.4523e-05 | 9.9316e-05 | 9.7835e-05 | -9.2172e-05 | 6.761e-09 | -2.9404e-05 | -2.9404e-05 | 0.00011415 | 0.00011415 | 0.00011415 | 0.00011416 | 0.00011415 | 0.00011415 | 9.1034e-05 | 0.00010937 | 7.7361e-05 | 6.1008e-05 | 0 | 0.00011415 | 0.00011415 | 0.00011415 | 0.00011415 | 6.7524e-05 | 8.2521e-05 | 8.1568e-05 | 8.1017e-05 | 8.6138e-05 | 0.00010207 | 7.7765e-05 | 6.6495e-05 | 8.6553e-05 | 0.00010755 | 3.1436e-05 | 3.1436e-05
04/12 19:00:00 | 4 | 12 | 19 | 2443 | WE | 0 | 0.00017529 | 0.00017529 | 1.6762e-05 | 0.0001782 | -3.8268e-13 | 0.00011415 | 0.00012541 | 0.00012541 | 0.00021236 | -0.00022766 | 0.00091455 | 0.00017529 | 0.00024403 | 0.00014748 | 0.00017429 | 0.00014748 | 0.00011415 | 5.7313e-05 | 0.00011415 | 1.5328e-06 | 1.6398e-05 | 1.4769e-05 | 0.00010578 | 9.7731e-05 | 0.00010022 | -9.162e-05 | 1.0183e-08 | -2.9225e-05 | -2.9225e-05 | 0.00011415 | 0.00011415 | 0.00011415 | 0.00011415 | 0.00011415 | 0.00011415 | 9.1034e-05 | 0.00010277 | 7.5078e-05 | 6.0927e-05 | 7.5498e-05 | 0.00011415 | 0.00011415 | 0.00011415 | 0.00011415 | 1.2805e-05 | 4.8622e-05 | 6.7967e-05 | 7.9169e-05 | 8.8158e-05 | 0.00010119 | 8.1001e-05 | 7.1635e-05 | 8.6494e-05 | 9.9033e-05 | 3.5532e-05 | 3.5532e-05
04/12 20:00:00 | 4 | 12 | 20 | 2444 | WE | 0 | 0.00015018 | 0.00015018 | 0.0010507 | 0.00016976 | -2.8567e-13 | 0.00011415 | 0 | 0 | 0.00028587 | -0.00011972 | 0.00078092 | 0.00015018 | 0.00017931 | 0.0001514 | 0.000136 | 0.0001514 | 0.00011415 | 0.00022925 | 0.00011415 | 0 | 1.6398e-05 | 1.4769e-05 | 0.0001045 | 9.5157e-05 | 9.8045e-05 | -9.1635e-05 | 5.7369e-09 | -2.9233e-05 | -2.9233e-05 | 0.00011415 | 0.00011415 | 0.00011415 | 0.00011415 | 0.00011415 | 0.00011415 | 9.1034e-05 | 9.0849e-05 | 6.9112e-05 | 5.8004e-05 | 0.00022929 | 0.00011415 | 0.00011415 | 0.00011415 | 0.00011415 | 2.6738e-06 | 3.7324e-05 | 6.1224e-05 | 7.5064e-05 | 9.195e-05 | 0.00010264 | 8.7966e-05 | 8.116e-05 | 8.6434e-05 | 9.8503e-05 | 4.8276e-05 | 4.8276e-05
04/12 21:00:00 | 4 | 12 | 21 | 2445 | WE | 0 | 0.00014102 | 0.00014102 | 1.5671e-05 | 0.0001676 | 0 | 0.00011415 | 0 | 0 | 0.00034305 | -7.2902e-05 | 0.00062553 | 0.00014102 | 0.00015536 | 0.00015248 | 0.00012277 | 0.00015248 | 0.00011415 | 0.00022925 | 0.00011415 | 0 | 1.6398e-05 | 1.4769e-05 | 9.8925e-05 | 7.9141e-05 | 8.5255e-05 | -6.8118e-05 | 5.2924e-09 | -2.173e-05 | -2.173e-05 | 0.00011415 | 0.00011415 | 0.00011415 | 0.00011415 | 0.00011415 | 0.00011415 | 9.1034e-05 | 7.192e-05 | 6.0961e-05 | 5.5362e-05 | 0.00022929 | 0.00011415 | 0.00011415 | 0.00011415 | 0.00011415 | 2.6738e-06 | 2.9495e-05 | 5.6187e-05 | 7.1643e-05 | 9.1932e-05 | 9.1283e-05 | 8.3873e-05 | 8.0436e-05 | 8.7245e-05 | 9.8322e-05 | 5.0236e-05 | 5.0236e-05
04/12 22:00:00 | 4 | 12 | 22 | 2446 | WE | 0 | 0.00013485 | 0.00013485 | 1.2903e-05 | 0.00011264 | 2.0697e-12 | 0.00011415 | 0 | 0 | 0.00034849 | -4.9762e-05 | 0.00041353 | 0.00013485 | 0.00016071 | 0.00014889 | 0.00012873 | 0.00014889 | 0.00011415 | 0.00022925 | 0.00011415 | 0 | 1.6398e-05 | 1.3975e-05 | 9.051e-05 | 7.8496e-05 | 8.2209e-05 | -6.1527e-05 | 9.0777e-06 | -1.3449e-05 | -1.3449e-05 | 0.00011415 | 0.00011415 | 0.00011415 | 0.00011416 | 0.00011415 | 0.00011415 | 9.1034e-05 | 6.8193e-05 | 5.8822e-05 | 5.4034e-05 | 0.00022929 | 0.00011415 | 0.00011415 | 0.00011415 | 0.00011415 | 2.6738e-06 | 2.591e-05 | 5.3784e-05 | 6.9926e-05 | 9.1849e-05 | 8.9943e-05 | 8.32e-05 | 8.0073e-05 | 8.7085e-05 | 9.9251e-05 | 5.8364e-05 | 5.8364e-05
04/12 23:00:00 | 4 | 12 | 23 | 2447 | WE | 0 | 0.00012583 | 0.00012583 | 4.9864e-06 | 0.00013047 | 7.9772e-13 | 0.00011415 | 0 | 0 | 0.00023959 | 0.00098931 | -0.0013845 | 0.00012583 | 0.00031086 | 0.00013992 | 0.00012063 | 0.00013992 | 0.00011415 | 0.00022925 | 0.00011415 | 0 | 1.6398e-05 | 1.3975e-05 | 0.00011855 | 7.8405e-05 | 9.0811e-05 | -6.2908e-05 | 1.4209e-05 | -1.0396e-05 | -1.0396e-05 | 0.00011415 | 0.00011415 | 0.00011415 | 0.00011416 | 0.00011415 | 0.00011415 | 9.1034e-05 | 6.8114e-05 | 5.8122e-05 | 5.3017e-05 | 0.00022929 | 0.00011415 | 0.00011415 | 0.00011415 | 0.00011415 | 2.6738e-06 | 2.5458e-05 | 5.2785e-05 | 6.8609e-05 | 9.2153e-05 | 8.9898e-05 | 8.2996e-05 | 7.9794e-05 | 8.696e-05 | 0.00010003 | 6.9498e-05 | 6.9498e-05
04/12 24:00:00 | 4 | 12 | 24 | 2448 | WE | 0 | 8.9613e-05 | 8.9613e-05 | 0.00099919 | 7.8221e-05 | -1.3906e-12 | 0.00011415 | 0 | 0 | 0.00013341 | 0.00056968 | 0 | 8.9613e-05 | 0.00016365 | 0.00012686 | 8.3825e-05 | 0.00012686 | 0.00011415 | 0.00022925 | 0.00011415 | 0 | 1.6398e-05 | 1.3975e-05 | 8.9725e-05 | 7.8756e-05 | 8.2146e-05 | -5.9541e-05 | 1.4959e-05 | -8.8104e-06 | -8.8104e-06 | 0.00011415 | 0.00011415 | 0.00011415 | 0.00011416 | 0.00011415 | 0.00011415 | 9.1034e-05 | 6.7729e-05 | 5.9644e-05 | 5.5513e-05 | 0.00022929 | 0.00011415 | 0.00011415 | 0.00011415 | 0.00011415 | 2.6738e-06 | 2.3262e-05 | 5.4025e-05 | 7.184e-05 | 9.1889e-05 | 8.9912e-05 | 8.3467e-05 | 8.0478e-05 | 8.691e-05 | 0.00010043 | 7.4051e-05 | 7.4051e-05
04/13 01:00:00 | 4 | 13 | 1 | 2449 | WD | 0 | 5.0421e-05 | 5.0421e-05 | 1.0317e-06 | 7.541e-05 | 0.00025245 | 0.00011415 | 0 | 0 | 5.4452e-05 | 0.00041771 | -0.0046843 | 5.0421e-05 | -2.7076e-06 | 9.19e-05 | 3.7504e-05 | 9.19e-05 | 0.00011415 | 0.00022925 | 0.00011415 | 0 | 6.5591e-05 | 0.0001118 | 8.6945e-05 | 7.9039e-05 | 8.1482e-05 | -6.8422e-06 | 1.5155e-05 | 8.1366e-06 | 8.1366e-06 | 0.00011415 | 0.00011415 | 0.00011415 | 0.00011416 | 0.00011415 | 0.00011415 | 3.6463e-05 | 6.7924e-05 | 5.8637e-05 | 5.3892e-05 | 0.00022929 | 0.00011415 | 0.00011415 | 0.00011415 | 0.00011415 | 1.2032e-06 | 2.437e-05 | 5.3103e-05 | 6.9742e-05 | 6.7087e-05 | 9.0152e-05 | 8.324e-05 | 8.0034e-05 | 9.3636e-05 | 0.00010069 | 8.0774e-05 | 8.0774e-05
04/13 02:00:00 | 4 | 13 | 2 | 2450 | WD | 0 | 7.33e-05 | 7.33e-05 | -0.00097259 | 7.4592e-05 | 0.00023244 | 0.00011415 | 0 | 0 | 2.1781e-05 | 0.00038806 | -0.005342 | 7.33e-05 | 6.1857e-05 | 8.5656e-05 | 7.1505e-05 | 8.5656e-05 | 0.00011415 | 0.00022925 | 0.00011415 | 0 | 6.5591e-05 | 0.0001118 | 8.763e-05 | 7.9617e-05 | 8.2093e-05 | 9.9518e-06 | 1.5065e-05 | 1.3433e-05 | 1.3433e-05 | 0.00011415 | 0.00011415 | 0.00011415 | 0.00011416 | 0.00011415 | 0.00011415 | 3.6473e-05 | 6.819e-05 | 6.0618e-05 | 5.6748e-05 | 0.00022929 | 0.00011415 | 0.00011415 | 0.00011415 | 0.00011415 | 1.23e-06 | 2.5894e-05 | 5.6002e-05 | 7.3438e-05 | 6.5767e-05 | 9.0439e-05 | 8.3865e-05 | 8.0816e-05 | 9.3354e-05 | 0.0001009 | 8.406e-05 | 8.406e-05
04/13 03:00:00 | 4 | 13 | 3 | 2451 | WD | 0 | 8.0325e-05 | 8.0325e-05 | 3.749e-07 | 0 | 0.00022975 | 0.00011415 | 0 | 0 | 2.1781e-05 | 0.00040085 | -0.004708 | 8.0325e-05 | 0.00010355 | 8.3946e-05 | 9.312e-05 | 8.3946e-05 | 0.00011415 | 0.00022925 | 0.00011415 | 0 | 6.5591e-05 | 0.0001118 | 8.8623e-05 | 7.9836e-05 | 8.2552e-05 | 1.242e-05 | 1.4987e-05 | 1.4168e-05 | 1.4168e-05 | 0.00011415 | 0.00011415 | 0.00011415 | 0.00011416 | 0.00011415 | 0.00011415 | 4.5596e-05 | 6.8975e-05 | 6.1912e-05 | 5.8304e-05 | 0.00022929 | 0.00011415 | 0.00011415 | 0.00011415 | 0.00011415 | 1.5508e-06 | 3.0373e-05 | 5.892e-05 | 7.5451e-05 | 7.1139e-05 | 9.0755e-05 | 8.4256e-05 | 8.1242e-05 | 9.3129e-05 | 0.00010104 | 8.9465e-05 | 8.9465e-05
04/13 04:00:00 | 4 | 13 | 4 | 2452 | WD | 0 | 0.00010114 | 0.00010114 | 0 | 7.4354e-05 | 0.00022651 | 0.00011415 | 0 | 0 | 2.1781e-05 | 0.00039335 | -0.0031288 | 0.00010114 | 0.00013488 | 8.2211e-05 | 0.00011189 | 8.2211e-05 | 0.00011415 | 0.00022925 | 0.00011415 | 0 | 6.5591e-05 | 0.0001118 | 0.00010093 | 7.9525e-05 | 8.6141e-05 | 1.4318e-05 | 1.5005e-05 | 1.4786e-05 | 1.4786e-05 | 0.00011415 | 0.00011415 | 0.00011415 | 0.00011416 | 0.00011415 | 0.00011415 | 5.4768e-05 | 7.0282e-05 | 7.6832e-05 | 8.0178e-05 | 0.00022929 | 0.00011415 | 0.00011415 | 0.00011415 | 0.00011415 | 2.0054e-06 | 3.7834e-05 | 7.9583e-05 | 0.00010376 | 7.6711e-05 | 9.1042e-05 | 8.8469e-05 | 8.7276e-05 | 9.296e-05 | 0.00010123 | 7.6263e-05 | 7.6263e-05
04/13 05:00:00 | 4 | 13 | 5 | 2453 | WD | 0 | 0.0001075 | 0.0001075 | 1.2925e-06 | 3.9035e-05 | 0.00021796 | 0.00011415 | 0 | 0 | 6.5342e-05 | 0.00036632 | 7.616e-05 | 0.0001075 | 0.00015307 | 8.1198e-05 | 0.00012421 | 8.1198e-05 | 0.00011415 | 0.00022925 | 0.00011415 | 0 | 6.5591e-05 | 0.0001118 | 0.00010351 | 8.2689e-05 | 8.9123e-05 | 1.6088e-05 | 1.526e-05 | 1.5524e-05 | 1.5524e-05 | 0.00011415 | 0.00011415 | 0.00011415 | 0.00011416 | 0.00011415 | 0.00011415 | 9.1181e-05 | 9.299e-05 | 0.0001022 | 0.0001069 | 0.00022929 | 0.00011415 | 0.00011415 | 0.00011415 | 0.00011415 | 3.0749e-06 | 6.2531e-05 | 0.00011054 | 0.00013835 | 9.5579e-05 | 9.901e-05 | 9.6064e-05 | 9.4697e-05 | 9.2485e-05 | 0.00010143 | 7.952e-05 | 7.952e-05
04/13 06:00:00 | 4 | 13 | 6 | 2454 | WD | 0 | 0.00011756 | 0.00011756 | 2.5889e-06 | 0.00011521 | -1.5577e-12 | 0.00011415 | 5.3225e-05 | 5.3225e-05 | 0.00013613 | 0.00035009 | 0.0022202 | 0.00011756 | 0.00015411 | 8.7512e-05 | 0.00012202 | 8.7512e-05 | 0.00011415 | 0.00011463 | 0.00011415 | 5.4642e-06 | 6.5591e-05 | 0.0001126 | 0.00010847 | 8.8071e-05 | 9.4377e-05 | -3.2023e-06 | 7.9328e-06 | 4.3801e-06 | 4.3801e-06 | 0.00011415 | 0.00011415 | 0.00011415 | 0.00011416 | 0.00011415 | 0.00011415 | 0.00012828 | 0.00012398 | 0.00013037 | 0.00013363 | 0.00011465 | 0.00011415 | 0.00011415 | 0.00011415 | 0.00011415 | 1.5873e-05 | 9.4372e-05 | 0.00014443 | 0.00017342 | 0.00011207 | 0.00010819 | 9.8966e-05 | 9.4688e-05 | 8.8049e-05 | 0.00012316 | 0.00064149 | 0.00064149
04/13 07:00:00 | 4 | 13 | 7 | 2455 | WD | 8.5917e-05 | 0.00013168 | 0.00013168 | 0.00012051 | 0.0001675 | 7.5464e-14 | 0.00011415 | 0.00038164 | 0.00038164 | 0.00015247 | -0.00088802 | 0.002809 | 0.00013168 | -8.435e-05 | 9.9871e-05 | 0.00013324 | 9.9871e-05 | 0.00011415 | 0 | 0.00011415 | 3.4982e-05 | 6.5591e-05 | 0.0001126 | 0.00010795 | 0.00010351 | 0.00010488 | -8.7472e-06 | 2.3955e-06 | -1.1597e-06 | -1.1597e-06 | 0.00011415 | 0.00011415 | 0.00011415 | 0.00011416 | 0.00011415 | 0.00011415 | 0.000149 | 0.00014029 | 0.00018895 | 0.00021381 | 0 | 0.00011415 | 0.00011415 | 0.00011415 | 0.00011415 | 8.9098e-05 | 0.00013872 | 0.00014237 | 0.00014448 | 0.00012127 | 0.00011474 | 0.00011704 | 0.00011811 | 9.4085e-05 | 0.00011608 | 0.00066236 | 0.00066236
04/13 08:00:00 | 4 | 13 | 8 | 2456 | WD | 0.00018614 | 0.00011666 | 0.00011666 | 0.00094425 | 0.00017242 | 4.7973e-13 | 0.00011415 | 0.00069266 | 0.00069266 | 0.00013613 | -0.00041427 | 0.0027541 | 0.00011666 | 1.3101e-05 | 0.00011103 | 0.00010962 | 0.00011103 | 0.00011415 | 0 | 0.00011415 | 0.00017777 | 0.00016398 | 0.0001685 | 0.00011281 | 0.00010655 | 0.00010849 | -9.2959e-06 | 8.8352e-07 | -2.3643e-06 | -2.3643e-06 | 0.00011415 | 0.00011415 | 0.00011415 | 0.00011416 | 0.00011415 | 0.00011415 | 0.00016895 | 0.00015337 | 0.00019337 | 0.00021381 | 0 | 0.00011415 | 0.00011415 | 0.00011415 | 0.00011415 | 0.00019706 | 0.00019832 | 0.00016823 | 0.00015081 | 0.00013625 | 0.00012019 | 0.00014653 | 0.00015874 | 9.3959e-05 | 0.0001131 | 0.00048131 | 0.00048131
04/13 09:00:00 | 4 | 13 | 9 | 2457 | WD | 0.00027497 | 0.00012463 | 0.00012463 | -0.00019063 | 0.00017289 | 1.5523e-12 | 0.00011415 | 0.00043608 | 0.00043608 | 5.9897e-05 | -0.00022809 | 0.002462 | 0.00012463 | 8.9368e-05 | 0.00011108 | 0.00012489 | 0.00011108 | 0.00011415 | 0 | 0.00011415 | 0.00045787 | 0.00029516 | 0.0002244 | 0.00011667 | 0.00010598 | 0.00010928 | -9.1611e-06 | 1.027e-07 | -2.853e-06 | -2.853e-06 | 0.00011415 | 0.00011415 | 0.00011415 | 0.00011416 | 0.00011415 | 0.00011415 | 0.0001871 | 0.00015456 | 0.00019377 | 0.00021381 | 0 | 0.00011415 | 0.00011415 | 0.00011415 | 0.00011415 | 0.00032049 | 0.00024294 | 0.00018832 | 0.00015668 | 0.00014696 | 0.00012062 | 0.00015174 | 0.00016617 | 9.3879e-05 | 0.00011092 | 0.00036344 | 0.00036344
04/13 10:00:00 | 4 | 13 | 10 | 2458 | WD | 0.0003556 | 0.00014846 | 0.00014846 | 0.00022673 | 0.0001706 | 0.00021486 | 0.00011415 | 0.00030594 | 0.00030594 | 4.0839e-05 | -0.00016325 | 0.0021359 | 0.00014846 | 0.00021042 | 0.00011156 | 0.00016004 | 0.00011156 | 0.00011415 | 0 | 0.00011415 | 0.00047113 | 0.00029516 | 0.0002244 | 0.00011771 | 0.00010602 | 0.00010963 | -8.6681e-06 | -2.5669e-09 | -2.7673e-06 | -2.7673e-06 | 0.00011415 | 0.00011415 | 0.00011415 | 0.00011416 | 0.00011415 | 0.00011415 | 0.00018706 | 0.00015413 | 0.00019363 | 0.00021381 | 0 | 0.00011415 | 0.00011415 | 0.00011415 | 0.00011415 | 0.00041191 | 0.00024653 | 0.00019285 | 0.00016177 | 0.00014833 | 0.00012049 | 0.00015061 | 0.00016458 | 9.4005e-05 | 0.00010956 | 0.00030023 | 0.00030023
04/13 11:00:00 | 4 | 13 | 11 | 2459 | WD | 0.00042193 | 0.0001055 | 0.0001055 | 1.2116e-05 | 0.00016725 | 0.00021991 | 0.00011415 | 0 | 0 | 4.0839e-05 | 0.001006 | 0.0018776 | 0.0001055 | 0.0002619 | 0.00011463 | 9.8745e-05 | 0.00011463 | 0.00011415 | 0 | 0.00011415 | 0.00047113 | 0.00029516 | 0.0002244 | 0.00014514 | 0.00010599 | 0.00011809 | -7.9628e-06 | 2.7771e-08 | -2.5217e-06 | -2.5217e-06 | 0.00011415 | 0.00011415 | 0.00011415 | 0.00011416 | 0.00011415 | 0.00011415 | 0.000187 | 0.00015348 | 0.00019341 | 0.00021381 | 0 | 0.00011415 | 0.00011415 | 0.00011415 | 0.00011415 | 0.00047592 | 0.00024632 | 0.00019525 | 0.00016567 | 0.00014854 | 0.00012026 | 0.00015201 | 0.00016673 | 9.4327e-05 | 0.00010843 | 0.00025629 | 0.00025629
04/13 12:00:00 | 4 | 13 | 12 | 2460 | WD | 0.00045793 | 0.0001052 | 0.0001052 | 0.0010212 | 0.00016399 | 0.00021998 | 0.00011415 | 0 | 0 | 4.0839e-05 | 0.00065463 | 0.0016581 | 0.0001052 | 0.00022705 | 0.00011458 | 9.8821e-05 | 0.00011458 | 0.00011415 | 0 | 0.00011415 | 0.00047113 | 0.00029516 | 0.0002244 | 0.00011835 | 0.00010686 | 0.00011041 | -6.5965e-06 | 2.3723e-07 | -1.9431e-06 | -1.9431e-06 | 0.00011415 | 0.00011415 | 0.00011415 | 0.00011416 | 0.00011415 | 0.00011415 | 0.00018694 | 0.0001532 | 0.00019331 | 0.00021381 | 0 | 0.00011415 | 0.00011415 | 0.00011415 | 0.00011415 | 0.00050325 | 0.00024586 | 0.00023919 | 0.00023533 | 0.00014824 | 0.00012047 | 0.00015546 | 0.00017169 | 9.4703e-05 | 0.00010783 | 0.00022925 | 0.00022925
04/13 13:00:00 | 4 | 13 | 13 | 2461 | WD | 0.00045794 | 0.0001004 | 0.0001004 | -0.00099964 | 0.00016146 | 0.00021627 | 0.00011415 | 0 | 0 | 4.0839e-05 | 0.00047352 | 0.0014889 | 0.0001004 | 0.00018733 | 0.00011115 | 9.3093e-05 | 0.00011115 | 0.00011415 | 0 | 0.00011415 | 0.00047113 | 0.00029516 | 0.0002244 | 0.00011943 | 0.00011224 | 0.00011446 | -5.7151e-06 | 2.7049e-07 | -1.6392e-06 | -1.6392e-06 | 0.00011415 | 0.00011415 | 0.00011415 | 0.00011416 | 0.00011415 | 0.00011415 | 0.00018653 | 0.00015279 | 0.00019317 | 0.00021381 | 0 | 0.00011415 | 0.00011415 | 0.00011415 | 0.00011415 | 0.00050664 | 0.00024525 | 0.00023915 | 0.00023562 | 0.00014656 | 0.00012224 | 0.00015394 | 0.00016864 | 9.4915e-05 | 0.0001075 | 0.00020392 | 0.00020392
04/13 14:00:00 | 4 | 13 | 14 | 2462 | WD | 0.00042276 | 9.1644e-05 | 9.1644e-05 | 0.0010091 | 7.9998e-05 | 0.00022375 | 0.00011415 | 0 | 0 | 4.0839e-05 | 0.00039118 | 0.0013256 | 9.1644e-05 | 0.00016996 | 0.00011051 | 9.3055e-05 | 0.00011051 | 0.00011415 | 0 | 0.00011415 | 0.00047113 | 0.00029516 | 0.0002244 | 0.00011927 | 0.00011241 | 0.00011453 | -5.4046e-06 | 1.872e-07 | -1.5969e-06 | -1.5969e-06 | 0.00011415 | 0.00011415 | 0.00011415 | 0.00011416 | 0.00011415 | 0.00011415 | 0.00018548 | 0.00015218 | 0.00019297 | 0.00021381 | 0 | 0.00011415 | 0.00011415 | 0.00011415 | 0.00011415 | 0.00048403 | 0.00024314 | 0.00023747 | 0.0002342 | 0.00014588 | 0.00012212 | 0.00015151 | 0.00016514 | 9.5018e-05 | 0.00010737 | 0.00018497 | 0.00018497
04/13 15:00:00 | 4 | 13 | 15 | 2463 | WD | 0.00035724 | 0.00010073 | 0.00010073 | -0.00054295 | 0.00015839 | 0.00023635 | 0.00011415 | 0 | 0 | 4.0839e-05 | 0.00035111 | 0.0011658 | 0.00010073 | 0.00016044 | 0.00010956 | 9.4363e-05 | 0.00010956 | 0.00011415 | 0 | 0.00011415 | 0.00047113 | 0.00029516 | 0.0002244 | 0.00011594 | 0.00010935 | 0.00011139 | -5.0567e-06 | 2.4527e-07 | -1.4463e-06 | -1.4463e-06 | 0.00011415 | 0.00011415 | 0.00011415 | 0.00011416 | 0.00011415 | 0.00011415 | 0.00016661 | 0.00015069 | 0.00019246 | 0.00021381 | 0 | 0.00011415 | 0.00011415 | 0.00011415 | 0.00011415 | 0.00038283 | 0.00023592 | 0.00018989 | 0.00016323 | 0.00013403 | 0.00012059 | 0.00015098 | 0.00016508 | 9.4965e-05 | 0.00010745 | 0.00017685 | 0.00017685
04/13 16:00:00 | 4 | 13 | 16 | 2464 | WD | 0.00027593 | 9.668e-05 | 9.668e-05 | 0.00055404 | 7.919e-05 | 0.00024949 | 0.00011415 | 0 | 0 | 4.0839e-05 | 0.00034132 | 0.0010208 | 9.668e-05 | 0.00016414 | 0.00011092 | 9.8695e-05 | 0.00011092 | 0.00011415 | 0 | 0.00011415 | 0.00046887 | 0.00029516 | 0.0002244 | 0.0001075 | 0.00011023 | 0.00010939 | -4.7605e-06 | 3.9541e-07 | -1.2496e-06 | -1.2496e-06 | 0.00011415 | 0.00011415 | 0.00011415 | 0.00011416 | 0.00011415 | 0.00011415 | 0.00014779 | 0.00014413 | 0.00015206 | 0.00015611 | 0 | 0.00011415 | 0.00011415 | 0.00011415 | 0.00011415 | 0.00027364 | 0.00021351 | 0.00015157 | 0.0001157 | 0.0001229 | 0.00011894 | 0.00014133 | 0.00015171 | 8.7567e-05 | 0.00010802 | 0.00020996 | 0.00020996
04/13 17:00:00 | 4 | 13 | 17 | 2465 | WD | 0.00018652 | 0.00012234 | 0.00012234 | 9.1689e-06 | 7.9919e-05 | -2.0051e-12 | 0.00011415 | 0.00087113 | 0.00087113 | 7.0788e-05 | -0.00087679 | 0.00089472 | 0.00012234 | -2.6794e-05 | 0.00012 | 0.00012893 | 0.00012 | 0.00011415 | 0 | 0.00011415 | 0.00035933 | 0.00029516 | 0.0002244 | 0.00010536 | 0.00011182 | 0.00010982 | -4.3425e-06 | 4.9208e-07 | -1.0504e-06 | -1.0504e-06 | 0.00011415 | 0.00011415 | 0.00011415 | 0.00011416 | 0.00011415 | 0.00011415 | 0.00012914 | 0.00013924 | 0.00012923 | 0.00012411 | 0 | 0.00011415 | 0.00011415 | 0.00011415 | 0.00011415 | 0.00017005 | 0.00016718 | 0.00011749 | 8.8724e-05 | 0.00011318 | 0.00011804 | 0.00013309 | 0.00014007 | 8.7552e-05 | 0.00010895 | 0.00025951 | 0.00025951
04/13 18:00:00 | 4 | 13 | 18 | 2466 | WD | 8.4574e-05 | 0.00014522 | 0.00014522 | 5.7538e-06 | 0.00016285 | -7.5459e-13 | 0.00011415 | 0.00065476 | 0.00065476 | 0.00015247 | -0.00042877 | 0.00080569 | 0.00014522 | 0.00013699 | 0.00013406 | 0.00014291 | 0.00013406 | 0.00011415 | 0 | 0.00011415 | 4.3089e-05 | 6.5591e-05 | 0.0001126 | 0.00010556 | 0.00011113 | 0.00010941 | -3.944e-06 | 3.8685e-07 | -9.9493e-07 | -9.9493e-07 | 0.00011415 | 0.00011415 | 0.00011415 | 0.00011416 | 0.00011415 | 0.00011415 | 0.00012867 | 0.00012817 | 0.00011248 | 0.00010446 | 0 | 0.00011415 | 0.00011415 | 0.00011415 | 0.00011415 | 9.6095e-05 | 0.00011388 | 8.7084e-05 | 7.1563e-05 | 0.00011157 | 0.00011431 | 0.00010706 | 0.0001037 | 8.7549e-05 | 0.00010958 | 0.00032766 | 0.00032766
04/13 19:00:00 | 4 | 13 | 19 | 2467 | WD | 0 | 0.00017372 | 0.00017372 | 1.3967e-05 | 0.00016591 | -3.8268e-13 | 0.00011415 | 0.00012518 | 0.00012518 | 0.00021236 | -0.00024589 | 0.0007098 | 0.00017372 | 0.0002615 | 0.00014271 | 0.0001749 | 0.00014271 | 0.00011415 | 5.7313e-05 | 0.00011415 | 6.1196e-06 | 6.5591e-05 | 0.0001126 | 0.00011534 | 0.00011006 | 0.00011169 | -3.6886e-06 | 1.7031e-07 | -1.0609e-06 | -1.0609e-06 | 0.00011415 | 0.00011415 | 0.00011415 | 0.00011416 | 0.00011415 | 0.00011415 | 0.00011028 | 0.00012045 | 0.00010096 | 9.1006e-05 | 3.9149e-05 | 0.00011415 | 0.00011415 | 0.00011415 | 0.00011415 | 1.6688e-05 | 7.3963e-05 | 6.4769e-05 | 5.9446e-05 | 0.00010307 | 0.00011352 | 0.00010453 | 0.00010036 | 8.7589e-05 | 0.0001102 | 0.00033913 | 0.00033913
04/13 20:00:00 | 4 | 13 | 20 | 2468 | WD | 0 | 0.0001569 | 0.0001569 | 0.00056007 | 0.00016656 | -2.8565e-13 | 0.00011415 | 0 | 0 | 0.00028587 | -0.00011921 | 0.00060432 | 0.0001569 | 0.00020466 | 0.00014653 | 0.00014707 | 0.00014653 | 0.00011415 | 0.00022925 | 0.00011415 | 0 | 6.5591e-05 | 0.0001126 | 0.00011402 | 0.00010681 | 0.00010904 | -3.4728e-06 | 2.5993e-08 | -1.0903e-06 | -1.0903e-06 | 0.00011415 | 0.00011415 | 0.00011415 | 0.00011416 | 0.00011415 | 0.00011415 | 0.00010984 | 0.00010476 | 8.6009e-05 | 7.6429e-05 | 0.00022929 | 0.00011415 | 0.00011415 | 0.00011415 | 0.00011415 | 4.8306e-06 | 5.9917e-05 | 8.4608e-05 | 9.8906e-05 | 0.00010618 | 0.00011369 | 0.00010567 | 0.00010196 | 8.7587e-05 | 0.00011053 | 0.00039066 | 0.00039066
04/13 21:00:00 | 4 | 13 | 21 | 2469 | WD | 0 | 0.00015023 | 0.00015023 | -0.00053007 | 0.00016458 | 0 | 0.00011415 | 0 | 0 | 0.00034305 | -7.2797e-05 | 0.00048287 | 0.00015023 | 0.00018308 | 0.00014762 | 0.00013736 | 0.00014762 | 0.00011415 | 0.00022925 | 0.00011415 | 0 | 6.5591e-05 | 0.0001126 | 0.00010785 | 9.1708e-05 | 9.6695e-05 | 1.5491e-05 | 2.9082e-08 | 4.9621e-06 | 4.9621e-06 | 0.00011415 | 0.00011415 | 0.00011415 | 0.00011415 | 0.00011415 | 0.00011415 | 0.00010924 | 9.2279e-05 | 7.4921e-05 | 6.6052e-05 | 0.00022929 | 0.00011415 | 0.00011415 | 0.00011415 | 0.00011415 | 3.2016e-06 | 4.5412e-05 | 7.0785e-05 | 8.5478e-05 | 0.00010429 | 0.00010225 | 9.9345e-05 | 9.7999e-05 | 8.8702e-05 | 9.8602e-05 | 0.00040436 | 0.00040436
04/13 22:00:00 | 4 | 13 | 22 | 2470 | WD | 0 | 0.0001358 | 0.0001358 | 0.0009308 | 8.1077e-05 | 2.0698e-12 | 0.00011415 | 0 | 0 | 0.00034849 | -5.0034e-05 | 0.00031281 | 0.0001358 | 0.00017918 | 0.00014405 | 0.00013586 | 0.00014405 | 0.00011415 | 0.00022925 | 0.00011415 | 0 | 6.5591e-05 | 0.0001118 | 9.9075e-05 | 8.7818e-05 | 9.1297e-05 | 2.2916e-05 | 5.1085e-06 | 1.079e-05 | 1.079e-05 | 0.00011415 | 0.00011415 | 0.00011415 | 0.00011415 | 0.00011415 | 0.00011415 | 0.00010883 | 6.9436e-05 | 6.3877e-05 | 6.1037e-05 | 0.00022929 | 0.00011415 | 0.00011415 | 0.00011415 | 0.00011415 | 2.0797e-06 | 3.3003e-05 | 6.2124e-05 | 7.8988e-05 | 0.00010265 | 9.367e-05 | 9.1376e-05 | 9.0311e-05 | 8.8857e-05 | 9.828e-05 | 2.064e-05 | 2.064e-05
04/13 23:00:00 | 4 | 13 | 23 | 2471 | WD | 0 | 0.00012709 | 0.00012709 | 9.4151e-05 | 0.00015814 | 7.9772e-13 | 0.00011415 | 0 | 0 | 0.00023959 | 0.0010562 | -0.0015574 | 0.00012709 | 0.00031171 | 0.00013614 | 0.00011904 | 0.00013614 | 0.00011415 | 0.00022925 | 0.00011415 | 0 | 6.5591e-05 | 0.0001118 | 0.0001262 | 8.8191e-05 | 9.9939e-05 | 2.3998e-05 | 1.0647e-05 | 1.4907e-05 | 1.4907e-05 | 0.00011415 | 0.00011415 | 0.00011415 | 0.00011415 | 0.00011415 | 0.00011415 | 9.9691e-05 | 6.8344e-05 | 6.1493e-05 | 5.7992e-05 | 0.00022929 | 0.00011415 | 0.00011415 | 0.00011415 | 0.00011415 | 1.729e-06 | 2.6771e-05 | 5.7344e-05 | 7.5048e-05 | 9.7515e-05 | 9.3475e-05 | 9.0844e-05 | 8.9624e-05 | 8.8874e-05 | 9.8289e-05 | 1.1194e-05 | 1.1194e-05
04/13 24:00:00 | 4 | 13 | 24 | 2472 | WD | 0 | 9.1711e-05 | 9.1711e-05 | 2.4065e-06 | 7.7382e-05 | -1.3906e-12 | 0.00011415 | 0 | 0 | 0.00013341 | 0.00059992 | 0 | 9.1711e-05 | 0.00017877 | 0.00012638 | 8.7038e-05 | 0.00012638 | 0.00011415 | 0.00022925 | 0.00011415 | 0 | 6.5591e-05 | 0.0001118 | 9.2381e-05 | 8.8301e-05 | 8.9562e-05 | 2.4682e-05 | 1.1939e-05 | 1.6005e-05 | 1.6005e-05 | 0.00011415 | 0.00011415 | 0.00011415 | 0.00011416 | 0.00011415 | 0.00011415 | 4.5468e-05 | 6.8027e-05 | 5.8924e-05 | 5.4272e-05 | 0.00022929 | 0.00011415 | 0.00011415 | 0.00011415 | 0.00011415 | 1.2032e-06 | 2.496e-05 | 5.3631e-05 | 7.0234e-05 | 7.1837e-05 | 9.3428e-05 | 8.484e-05 | 8.0856e-05 | 8.9084e-05 | 9.9199e-05 | 9.7877e-06 | 9.7877e-06
04/14 01:00:00 | 4 | 14 | 1 | 2473 | WD | 0 | 4.4673e-05 | 4.4673e-05 | 1.0117e-06 | 7.541e-05 | 0.00025245 | 0.00011415 | 0 | 0 | 5.4452e-05 | 0.00036616 | -0.0020237 | 4.4673e-05 | -8.3345e-06 | 9.19e-05 | 2.9321e-05 | 9.19e-05 | 0.00011415 | 0.00022925 | 0.00011415 | 0 | 6.5591e-05 | 0.0001118 | 9.1331e-05 | 8.8329e-05 | 8.9257e-05 | 2.5552e-05 | 1.2267e-05 | 1.6505e-05 | 1.6505e-05 | 0.00011415 | 0.00011415 | 0.00011415 | 0.00011416 | 0.00011415 | 0.00011415 | 3.6463e-05 | 6.7924e-05 | 5.8637e-05 | 5.3892e-05 | 0.00022929 | 0.00011415 | 0.00011415 | 0.00011415 | 0.00011415 | 1.2032e-06 | 2.437e-05 | 5.3103e-05 | 6.9742e-05 | 6.6525e-05 | 9.3413e-05 | 8.4728e-05 | 8.07e-05 | 8.9159e-05 | 9.9755e-05 | 9.6685e-06 | 9.6685e-06
04/14 02:00:00 | 4 | 14 | 2 | 2474 | WD | 0 | 5.7795e-05 | 5.7795e-05 | 0 | 0 | 0.00023244 | 0.00011415 | 0 | 0 | 2.1781e-05 | 0.00042104 | -0.005078 | 5.7795e-05 | 5.3533e-05 | 8.5656e-05 | 6.0689e-05 | 8.5656e-05 | 0.00011415 | 0.00022925 | 0.00011415 | 0 | 6.5591e-05 | 0.0001118 | 9.1234e-05 | 8.8281e-05 | 8.9193e-05 | 2.6332e-05 | 1.2362e-05 | 1.6819e-05 | 1.6819e-05 | 0.00011415 | 0.00011415 | 0.00011415 | 0.00011416 | 0.00011415 | 0.00011415 | 3.6473e-05 | 6.819e-05 | 6.0618e-05 | 5.6748e-05 | 0.00022929 | 0.00011415 | 0.00011415 | 0.00011415 | 0.00011415 | 1.23e-06 | 2.5894e-05 | 5.6002e-05 | 7.3438e-05 | 6.5217e-05 | 9.348e-05 | 8.5275e-05 | 8.147e-05 | 8.918e-05 | 0.00010008 | 5.6735e-06 | 5.6735e-06
04/14 03:00:00 | 4 | 14 | 3 | 2475 | WD | 0 | 7.8362e-05 | 7.8362e-05 | 3.5025e-07 | 7.4306e-05 | 0.00022975 | 0.00011415 | 0 | 0 | 2.1781e-05 | 0.00039974 | -0.004507 | 7.8362e-05 | 9.1751e-05 | 8.3946e-05 | 7.9113e-05 | 8.3946e-05 | 0.00011415 | 0.00022925 | 0.00011415 | 0 | 6.5591e-05 | 0.0001118 | 9.2108e-05 | 8.823e-05 | 8.9428e-05 | 2.7065e-05 | 1.2406e-05 | 1.7083e-05 | 1.7083e-05 | 0.00011415 | 0.00011415 | 0.00011415 | 0.00011416 | 0.00011415 | 0.00011415 | 4.5596e-05 | 6.8975e-05 | 6.1912e-05 | 5.8304e-05 | 0.00022929 | 0.00011415 | 0.00011415 | 0.00011415 | 0.00011415 | 1.5508e-06 | 3.0373e-05 | 5.892e-05 | 7.5451e-05 | 7.0609e-05 | 9.3701e-05 | 8.5627e-05 | 8.1882e-05 | 8.9124e-05 | 0.00010028 | 1.0717e-05 | 1.0717e-05
04/14 04:00:00 | 4 | 14 | 4 | 2476 | WD | 0 | 7.9924e-05 | 7.9924e-05 | 3.9028e-07 | 0 | 0.00022651 | 0.00011415 | 0 | 0 | 2.1781e-05 | 0.00038972 | -0.0032006 | 7.9924e-05 | 0.00011938 | 8.2211e-05 | 9.2913e-05 | 8.2211e-05 | 0.00011415 | 0.00022925 | 0.00011415 | 0 | 6.5591e-05 | 0.0001118 | 0.00015151 | 8.8312e-05 | 0.00010784 | 2.6826e-05 | 1.239e-05 | 1.6996e-05 | 1.6996e-05 | 0.00011415 | 0.00011415 | 0.00011415 | 0.00011416 | 0.00011415 | 0.00011415 | 5.4768e-05 | 7.0282e-05 | 7.6832e-05 | 8.0178e-05 | 0.00022929 | 0.00011415 | 0.00011415 | 0.00011415 | 0.00011415 | 2.0054e-06 | 3.7834e-05 | 7.9583e-05 | 0.00010376 | 7.6612e-05 | 9.4125e-05 | 9.0427e-05 | 8.8712e-05 | 8.9058e-05 | 0.0001004 | 2.298e-06 | 2.298e-06
04/14 05:00:00 | 4 | 14 | 5 | 2477 | WD | 0 | 9.3189e-05 | 9.3189e-05 | 0 | 7.5033e-05 | 0.00021796 | 0.00011415 | 0 | 0 | 6.5342e-05 | 0.00036139 | 3.6774e-05 | 9.3189e-05 | 0.00013056 | 8.1198e-05 | 9.8412e-05 | 8.1198e-05 | 0.00011415 | 0.00022925 | 0.00011415 | 0 | 6.5591e-05 | 0.0001118 | 0.00014542 | 9.2353e-05 | 0.00010875 | 2.9243e-05 | 1.2381e-05 | 1.7761e-05 | 1.7761e-05 | 0.00011415 | 0.00011415 | 0.00011415 | 0.00011416 | 0.00011415 | 0.00011415 | 9.1181e-05 | 9.299e-05 | 0.0001022 | 0.0001069 | 0.00022929 | 0.00011415 | 0.00011415 | 0.00011415 | 0.00011415 | 3.0749e-06 | 6.2531e-05 | 0.00011054 | 0.00013835 | 9.5381e-05 | 0.0001024 | 9.8505e-05 | 9.6699e-05 | 8.8854e-05 | 0.00010044 | 1.5361e-06 | 1.5361e-06
04/14 06:00:00 | 4 | 14 | 6 | 2478 | WD | 0 | 9.8713e-05 | 9.8713e-05 | 0.00099307 | 7.7822e-05 | -1.5577e-12 | 0.00011415 | 5.5499e-05 | 5.5499e-05 | 0.00013613 | 0.00035027 | 0.0022142 | 9.8713e-05 | 0.00013653 | 8.7512e-05 | 0.00010083 | 8.7512e-05 | 0.00011415 | 0.00011463 | 0.00011415 | 5.6977e-06 | 6.5591e-05 | 0.0001126 | 0.00013133 | 9.8024e-05 | 0.00010831 | 9.3613e-06 | 7.5918e-06 | 8.1564e-06 | 8.1564e-06 | 0.00011415 | 0.00011415 | 0.00011415 | 0.00011416 | 0.00011415 | 0.00011415 | 0.00012828 | 0.00012397 | 0.00013036 | 0.00013363 | 0.00011465 | 0.00011415 | 0.00011415 | 0.00011415 | 0.00011415 | 1.6289e-05 | 9.4485e-05 | 0.00014448 | 0.00017344 | 0.00011188 | 0.00011166 | 0.00010148 | 9.676e-05 | 8.6482e-05 | 0.00012085 | 0.00035675 | 0.00035675
04/14 07:00:00 | 4 | 14 | 7 | 2479 | WD | 8.853e-05 | 0.00012727 | 0.00012727 | 1.1197e-05 | 0.00016749 | 7.5464e-14 | 0.00011415 | 0.00039517 | 0.00039517 | 0.00015247 | -0.00084681 | 0.0028487 | 0.00012727 | -6.4577e-05 | 9.9871e-05 | 0.00012697 | 9.9871e-05 | 0.00011415 | 0 | 0.00011415 | 3.6222e-05 | 6.5591e-05 | 0.0001126 | 0.00011168 | 0.00011404 | 0.00011331 | 3.5403e-06 | 2.626e-06 | 2.9177e-06 | 2.9177e-06 | 0.00011415 | 0.00011415 | 0.00011415 | 0.00011416 | 0.00011415 | 0.00011415 | 0.000149 | 0.00014028 | 0.00018894 | 0.00021381 | 0 | 0.00011415 | 0.00011415 | 0.00011415 | 0.00011415 | 9.2005e-05 | 0.00013998 | 0.00014297 | 0.0001447 | 0.00012112 | 0.00011842 | 0.0001184 | 0.00011839 | 9.374e-05 | 0.00011429 | 0.00027441 | 0.00027441
04/14 08:00:00 | 4 | 14 | 8 | 2480 | WD | 0.00019041 | 0.00011694 | 0.00011694 | -0.0010167 | 0.0001985 | 4.7973e-13 | 0.00011415 | 0.00070687 | 0.00070687 | 0.00013613 | -0.00044582 | 0.0027816 | 0.00011694 | 2.1289e-05 | 0.00011103 | 0.0001061 | 0.00011103 | 0.00011415 | 0 | 0.00011415 | 0.00018142 | 0.00016398 | 0.0001685 | 0.00011544 | 0.00011661 | 0.00011625 | 3.0162e-06 | 8.6184e-07 | 1.5492e-06 | 1.5492e-06 | 0.00011415 | 0.00011415 | 0.00011415 | 0.00011416 | 0.00011415 | 0.00011415 | 0.00016895 | 0.00015337 | 0.00019337 | 0.00021381 | 0 | 0.00011415 | 0.00011415 | 0.00011415 | 0.00011415 | 0.00020086 | 0.00020006 | 0.00016903 | 0.00015107 | 0.00013619 | 0.00012372 | 0.00014826 | 0.00015964 | 9.487e-05 | 0.00011205 | 0.00016116 | 0.00016116
04/14 09:00:00 | 4 | 14 | 9 | 2481 | WD | 0.00028146 | 0.00013798 | 0.00013798 | 0.0010542 | 0.00023279 | 1.5523e-12 | 0.00011415 | 0.00043897 | 0.00043897 | 5.9897e-05 | -0.00022186 | 0.0025033 | 0.00013798 | 0.00013113 | 0.00011108 | 0.00013485 | 0.00011108 | 0.00011415 | 0 | 0.00011415 | 0.0004609 | 0.00029516 | 0.0002244 | 0.00011856 | 0.00011665 | 0.00011724 | 2.8457e-06 | 2.945e-07 | 1.1085e-06 | 1.1085e-06 | 0.00011415 | 0.00011415 | 0.00011415 | 0.00011416 | 0.00011415 | 0.00011415 | 0.0001871 | 0.00015456 | 0.00019377 | 0.00021381 | 0 | 0.00011415 | 0.00011415 | 0.00011415 | 0.00011415 | 0.00032459 | 0.00024374 | 0.00018877 | 0.00015693 | 0.00014695 | 0.00012438 | 0.00015323 | 0.00016661 | 9.4996e-05 | 0.00011061 | 0.00010765 | 0.00010765
04/14 10:00:00 | 4 | 14 | 10 | 2482 | WD | 0.00036455 | 0.00015481 | 0.00015481 | 1.3768e-05 | 0.00017047 | 0.00021486 | 0.00011415 | 0.00030594 | 0.00030594 | 4.0839e-05 | -0.00016879 | 0.0021511 | 0.00015481 | 0.00024456 | 0.00011156 | 0.00016911 | 0.00011156 | 0.00011415 | 0 | 0.00011415 | 0.00047113 | 0.00029516 | 0.0002244 | 0.00011909 | 0.00011706 | 0.00011769 | 2.6845e-06 | 1.7763e-07 | 9.7747e-07 | 9.7747e-07 | 0.00011415 | 0.00011415 | 0.00011415 | 0.00011416 | 0.00011415 | 0.00011415 | 0.00018706 | 0.00015413 | 0.00019363 | 0.00021381 | 0 | 0.00011415 | 0.00011415 | 0.00011415 | 0.00011415 | 0.00041581 | 0.00024653 | 0.000193 | 0.000162 | 0.00014835 | 0.00012439 | 0.00015197 | 0.00016477 | 9.5e-05 | 0.00010977 | 8.444e-05 | 8.444e-05
04/14 11:00:00 | 4 | 14 | 11 | 2483 | WD | 0.00043137 | 0.000124 | 0.000124 | 1.1335e-05 | 0.00016716 | 0.00021991 | 0.00011415 | 0 | 0 | 4.0839e-05 | 0.0010779 | 0.001859 | 0.000124 | 0.00032114 | 0.00011463 | 0.0001251 | 0.00011463 | 0.00011415 | 0 | 0.00011415 | 0.00047113 | 0.00029516 | 0.0002244 | 0.00014642 | 0.00011727 | 0.00012628 | 3.0735e-06 | 1.2266e-07 | 1.0641e-06 | 1.0641e-06 | 0.00011415 | 0.00011415 | 0.00011415 | 0.00011416 | 0.00011415 | 0.00011415 | 0.000187 | 0.00015348 | 0.00019341 | 0.00021381 | 0 | 0.00011415 | 0.00011415 | 0.00011415 | 0.00011415 | 0.00047818 | 0.00024632 | 0.00019536 | 0.00016585 | 0.00014857 | 0.00012425 | 0.00015328 | 0.00016674 | 9.4998e-05 | 0.00010898 | 6.8078e-05 | 6.8078e-05
04/14 12:00:00 | 4 | 14 | 12 | 2484 | WD | 0.000464 | 0.00011482 | 0.00011482 | 9.7305e-06 | 0.00016385 | 0.00021998 | 0.00011415 | 0 | 0 | 4.0839e-05 | 0.00064813 | 0.0016009 | 0.00011482 | 0.00024044 | 0.00011458 | 0.00011254 | 0.00011458 | 0.00011415 | 0 | 0.00011415 | 0.00047113 | 0.00029516 | 0.0002244 | 0.00011908 | 0.0001175 | 0.00011799 | 2.5126e-06 | 8.4195e-08 | 8.5898e-07 | 8.5898e-07 | 0.00011415 | 0.00011415 | 0.00011415 | 0.00011416 | 0.00011415 | 0.00011415 | 0.00018694 | 0.0001532 | 0.00019331 | 0.00021381 | 0 | 0.00011415 | 0.00011415 | 0.00011415 | 0.00011415 | 0.00050306 | 0.00024586 | 0.00023919 | 0.00023532 | 0.00014827 | 0.00012424 | 0.00015662 | 0.00017165 | 9.4998e-05 | 0.00010854 | 5.7479e-05 | 5.7479e-05
04/14 13:00:00 | 4 | 14 | 13 | 2485 | WD | 0.00046394 | 0.00010301 | 0.00010301 | 0.0010127 | 8.0722e-05 | 0.00021627 | 0.00011415 | 0 | 0 | 4.0839e-05 | 0.00048957 | 0.0013827 | 0.00010301 | 0.00021333 | 0.00011115 | 0.00010899 | 0.00011115 | 0.00011415 | 0 | 0.00011415 | 0.00047113 | 0.00029516 | 0.0002244 | 0.00012001 | 0.00012178 | 0.00012123 | 2.5157e-06 | 4.2682e-08 | 8.3172e-07 | 8.3172e-07 | 0.00011415 | 0.00011415 | 0.00011415 | 0.00011416 | 0.00011415 | 0.00011415 | 0.00018653 | 0.00015279 | 0.00019317 | 0.00021381 | 0 | 0.00011415 | 0.00011415 | 0.00011415 | 0.00011415 | 0.00050621 | 0.00024525 | 0.00023913 | 0.00023559 | 0.00014659 | 0.00012562 | 0.00015508 | 0.00016875 | 9.5e-05 | 0.00010823 | 4.0053e-05 | 4.0053e-05
04/14 14:00:00 | 4 | 14 | 14 | 2486 | WD | 0.00042822 | 0.00011009 | 0.00011009 | -0.00099642 | 0.00015989 | 0.00022375 | 0.00011415 | 0 | 0 | 4.0839e-05 | 0.00040629 | 0.0011809 | 0.00011009 | 0.00019787 | 0.00011051 | 0.00010726 | 0.00011051 | 0.00011415 | 0 | 0.00011415 | 0.00047113 | 0.00029516 | 0.0002244 | 0.00012005 | 0.00012156 | 0.00012109 | 2.4704e-06 | 4.0229e-08 | 8.1558e-07 | 8.1558e-07 | 0.00011415 | 0.00011415 | 0.00011415 | 0.00011416 | 0.00011415 | 0.00011415 | 0.00018548 | 0.00015218 | 0.00019297 | 0.00021381 | 0 | 0.00011415 | 0.00011415 | 0.00011415 | 0.00011415 | 0.00048424 | 0.00024314 | 0.00023748 | 0.00023421 | 0.00014591 | 0.00012536 | 0.00015272 | 0.00016542 | 9.5014e-05 | 0.00010802 | 2.7815e-05 | 2.7815e-05
04/14 15:00:00 | 4 | 14 | 15 | 2487 | WD | 0.0003617 | 0.00010203 | 0.00010203 | 0.0010032 | 7.9186e-05 | 0.00023635 | 0.00011415 | 0 | 0 | 4.0839e-05 | 0.00036501 | 0.0010136 | 0.00010203 | 0.0001788 | 0.00010956 | 0.00010817 | 0.00010956 | 0.00011415 | 0 | 0.00011415 | 0.00047113 | 0.00029516 | 0.0002244 | 0.00011729 | 0.00011836 | 0.00011803 | 2.376e-06 | 1.2419e-07 | 8.4266e-07 | 8.4266e-07 | 0.00011415 | 0.00011415 | 0.00011415 | 0.00011416 | 0.00011415 | 0.00011415 | 0.00016661 | 0.00015069 | 0.00019246 | 0.00021381 | 0 | 0.00011415 | 0.00011415 | 0.00011415 | 0.00011415 | 0.00038535 | 0.00023592 | 0.00019 | 0.0001634 | 0.00013405 | 0.00012378 | 0.00015239 | 0.00016566 | 9.5039e-05 | 0.00010781 | 1.4089e-05 | 1.4089e-05
04/14 16:00:00 | 4 | 14 | 16 | 2488 | WD | 0.00027569 | 9.9804e-05 | 9.9804e-05 | -0.00099208 | 7.915e-05 | 0.00024949 | 0.00011415 | 0 | 0 | 4.0839e-05 | 0.00034169 | 0.00086194 | 9.9804e-05 | 0.00016597 | 0.00011092 | 0.00010315 | 0.00011092 | 0.00011415 | 0 | 0.00011415 | 0.00046968 | 0.00029516 | 0.0002244 | 0.00010943 | 0.00011854 | 0.00011572 | 2.263e-06 | 1.6056e-07 | 8.3135e-07 | 8.3135e-07 | 0.00011415 | 0.00011415 | 0.00011415 | 0.00011416 | 0.00011415 | 0.00011415 | 0.00014779 | 0.00014413 | 0.00015206 | 0.00015611 | 0 | 0.00011415 | 0.00011415 | 0.00011415 | 0.00011415 | 0.00027424 | 0.00021371 | 0.00015166 | 0.00011573 | 0.00012289 | 0.00012186 | 0.00014264 | 0.00015228 | 8.7458e-05 | 0.000108 | 2.679e-05 | 2.679e-05
04/14 17:00:00 | 4 | 14 | 17 | 2489 | WD | 0.00018739 | 0.00012619 | 0.00012619 | 0.0010077 | 0.0001598 | -2.0051e-12 | 0.00011415 | 0.0008837 | 0.0008837 | 7.0788e-05 | -0.00066542 | 0.0007817 | 0.00012619 | -3.0865e-05 | 0.00012 | 0.00012236 | 0.00012 | 0.00011415 | 0 | 0.00011415 | 0.00036451 | 0.00029516 | 0.0002244 | 0.00010752 | 0.00011826 | 0.00011494 | 2.0858e-06 | 5.6483e-08 | 7.0395e-07 | 7.0395e-07 | 0.00011415 | 0.00011415 | 0.00011415 | 0.00011416 | 0.00011415 | 0.00011415 | 0.00012914 | 0.00013924 | 0.00012923 | 0.00012411 | 0 | 0.00011415 | 0.00011415 | 0.00011415 | 0.00011415 | 0.00017229 | 0.00016848 | 0.00011804 | 8.8839e-05 | 0.00011315 | 0.0001203 | 0.00013416 | 0.00014058 | 8.7471e-05 | 0.00010851 | 4.3996e-05 | 4.3996e-05
04/14 18:00:00 | 4 | 14 | 18 | 2490 | WD | 8.4002e-05 | 0.00014576 | 0.00014576 | -4.86e-05 | 0.00016278 | -7.5459e-13 | 0.00011415 | 0.00065962 | 0.00065962 | 0.00015247 | -0.00045478 | 0.00071956 | 0.00014576 | 0.00010179 | 0.00013406 | 0.00014369 | 0.00013406 | 0.00011415 | 0 | 0.00011415 | 4.3409e-05 | 6.5591e-05 | 0.0001126 | 0.00010773 | 0.00011604 | 0.00011347 | 1.9083e-06 | -1.3479e-09 | 6.0793e-07 | 6.0793e-07 | 0.00011415 | 0.00011415 | 0.00011415 | 0.00011416 | 0.00011415 | 0.00011415 | 0.00012867 | 0.00012817 | 0.00011248 | 0.00010446 | 0 | 0.00011415 | 0.00011415 | 0.00011415 | 0.00011415 | 9.6771e-05 | 0.00011422 | 8.7224e-05 | 7.1592e-05 | 0.00011152 | 0.00011603 | 0.00010776 | 0.00010392 | 8.7487e-05 | 0.00010891 | 0.00022324 | 0.00022324
04/14 19:00:00 | 4 | 14 | 19 | 2491 | WD | 0 | 0.00017004 | 0.00017004 | 7.1549e-05 | 0.00011371 | -3.8268e-13 | 0.00011415 | 0.0001339 | 0.0001339 | 0.00021236 | -0.00024452 | 0.00066973 | 0.00017004 | 0.00024091 | 0.00014271 | 0.00017754 | 0.00014271 | 0.00011415 | 5.7313e-05 | 0.00011415 | 6.5459e-06 | 6.5591e-05 | 0.0001126 | 0.00010574 | 0.00011439 | 0.00011171 | 1.765e-06 | -3.6589e-08 | 5.3821e-07 | 5.3821e-07 | 0.00011415 | 0.00011415 | 0.00011415 | 0.00011416 | 0.00011415 | 0.00011415 | 0.00011028 | 0.00012043 | 0.00010096 | 9.1006e-05 | 3.9149e-05 | 0.00011415 | 0.00011415 | 0.00011415 | 0.00011415 | 1.7498e-05 | 7.4188e-05 | 6.4875e-05 | 5.9482e-05 | 0.00010291 | 0.00011503 | 0.00010501 | 0.00010036 | 8.7508e-05 | 0.00010947 | 0.00023782 | 0.00023782
04/14 20:00:00 | 4 | 14 | 20 | 2492 | WD | 0 | 0.00015432 | 0.00015432 | 1.2715e-05 | 0.00013559 | -2.8565e-13 | 0.00011415 | 0 | 0 | 0.00028587 | -0.00011461 | 0.00061738 | 0.00015432 | 0.0001877 | 0.00014653 | 0.00014807 | 0.00014653 | 0.00011415 | 0.00022925 | 0.00011415 | 0 | 6.5591e-05 | 0.0001126 | 0.00010535 | 0.00011119 | 0.00010938 | 1.6298e-06 | -3.5004e-08 | 4.9617e-07 | 4.9617e-07 | 0.00011415 | 0.00011415 | 0.00011415 | 0.00011416 | 0.00011415 | 0.00011415 | 0.00010984 | 0.00010476 | 8.6009e-05 | 7.6429e-05 | 0.00022929 | 0.00011415 | 0.00011415 | 0.00011415 | 0.00011415 | 4.8306e-06 | 5.9917e-05 | 8.4608e-05 | 9.8906e-05 | 0.00010602 | 0.00011521 | 0.00010616 | 0.00010196 | 8.7521e-05 | 0.00010968 | 0.0002773 | 0.0002773
04/14 21:00:00 | 4 | 14 | 21 | 2493 | WD | 0 | 0.00014405 | 0.00014405 | 0.001024 | 0.00016455 | 0 | 0.00011415 | 0 | 0 | 0.00034305 | -7.3017e-05 | 0.00053814 | 0.00014405 | 0.00015463 | 0.00014762 | 0.00012857 | 0.00014762 | 0.00011415 | 0.00022925 | 0.00011415 | 0 | 6.5591e-05 | 0.0001126 | 0.00010211 | 9.6398e-05 | 9.8163e-05 | 1.945e-05 | 1.2084e-07 | 6.2879e-06 | 6.2879e-06 | 0.00011415 | 0.00011415 | 0.00011415 | 0.00011415 | 0.00011415 | 0.00011415 | 0.00010924 | 9.2279e-05 | 7.4921e-05 | 6.6052e-05 | 0.00022929 | 0.00011415 | 0.00011415 | 0.00011415 | 0.00011415 | 3.2016e-06 | 4.5412e-05 | 7.0785e-05 | 8.5478e-05 | 0.00010412 | 0.0001039 | 9.9869e-05 | 9.7999e-05 | 8.8376e-05 | 9.9213e-05 | 0.00027635 | 0.00027635
04/14 22:00:00 | 4 | 14 | 22 | 2494 | WD | 0 | 0.00013657 | 0.00013657 | -0.0010027 | 0.00016216 | 2.0698e-12 | 0.00011415 | 0 | 0 | 0.00034849 | -4.9639e-05 | 0.00040645 | 0.00013657 | 0.00014943 | 0.00014405 | 0.00012471 | 0.00014405 | 0.00011415 | 0.00022925 | 0.00011415 | 0 | 6.5591e-05 | 0.0001118 | 0.00010244 | 9.4102e-05 | 9.6678e-05 | 2.6047e-05 | -2.1295e-05 | -6.1905e-06 | -6.1905e-06 | 0.00011415 | 0.00011415 | 0.00011415 | 0.00011415 | 0.00011415 | 0.00011415 | 0.00010883 | 6.9436e-05 | 6.3877e-05 | 6.1037e-05 | 0.00022929 | 0.00011415 | 0.00011415 | 0.00011415 | 0.00011415 | 2.0797e-06 | 3.3003e-05 | 6.2124e-05 | 7.8988e-05 | 0.00010254 | 9.5887e-05 | 9.2992e-05 | 9.165e-05 | 8.8503e-05 | 9.9095e-05 | 1.4517e-05 | 1.4517e-05
04/14 23:00:00 | 4 | 14 | 23 | 2495 | WD | 0 | 0.00011014 | 0.00011014 | 0.0010037 | 7.9072e-05 | 7.9772e-13 | 0.00011415 | 0 | 0 | 0.00023959 | 0.0010358 | -0.0010401 | 0.00011014 | 0.00028336 | 0.00013614 | 0.00010684 | 0.00013614 | 0.00011415 | 0.00022925 | 0.00011415 | 0 | 6.5591e-05 | 0.0001118 | 0.00012859 | 9.6546e-05 | 0.00010645 | 2.6982e-05 | -2.3486e-05 | -7.3842e-06 | -7.3842e-06 | 0.00011415 | 0.00011415 | 0.00011415 | 0.00011415 | 0.00011415 | 0.00011415 | 9.9691e-05 | 6.8344e-05 | 6.1493e-05 | 5.7992e-05 | 0.00022929 | 0.00011415 | 0.00011415 | 0.00011415 | 0.00011415 | 1.729e-06 | 2.6771e-05 | 5.7344e-05 | 7.5048e-05 | 9.7379e-05 | 9.6419e-05 | 9.2705e-05 | 9.0983e-05 | 8.8495e-05 | 9.9034e-05 | 2.0146e-06 | 2.0146e-06
04/14 24:00:00 | 4 | 14 | 24 | 2496 | WD | 0 | 8.3097e-05 | 8.3097e-05 | -0.00098649 | 7.7355e-05 | -1.3906e-12 | 0.00011415 | 0 | 0 | 0.00013341 | 0.00060699 | 0 | 8.3097e-05 | 0.00016624 | 0.00012638 | 7.4779e-05 | 0.00012638 | 0.00011415 | 0.00022925 | 0.00011415 | 0 | 6.5591e-05 | 0.0001118 | 9.6207e-05 | 9.7367e-05 | 9.7008e-05 | 2.6905e-05 | -2.2132e-05 | -6.4868e-06 | -6.4868e-06 | 0.00011415 | 0.00011415 | 0.00011415 | 0.00011415 | 0.00011415 | 0.00011415 | 4.5468e-05 | 6.8027e-05 | 5.8924e-05 | 5.4272e-05 | 0.00022929 | 0.00011415 | 0.00011415 | 0.00011415 | 0.00011415 | 1.2032e-06 | 2.496e-05 | 5.3631e-05 | 7.0234e-05 | 7.1697e-05 | 9.6613e-05 | 8.6669e-05 | 8.2057e-05 | 8.8602e-05 | 9.8979e-05 | 1.3946e-06 | 1.3946e-06
04/15 01:00:00 | 4 | 15 | 1 | 2497 | WD | 0 | 3.7289e-05 | 3.7289e-05 | 0.00097801 | 7.5315e-05 | 0.00025245 | 0.00011415 | 0 | 0 | 5.4452e-05 | 0.00023508 | 0 | 3.7289e-05 | -2.1433e-05 | 9.19e-05 | 1.8824e-05 | 9.19e-05 | 0.00011415 | 0.00022925 | 0.00011415 | 0 | 6.5591e-05 | 0.0001118 | 9.557e-05 | 9.8158e-05 | 9.7358e-05 | 2.7326e-05 | -2.2237e-05 | -6.424e-06 | -6.424e-06 | 0.00011415 | 0.00011415 | 0.00011415 | 0.00011415 | 0.00011415 | 0.00011415 | 3.6463e-05 | 6.7924e-05 | 5.8637e-05 | 5.3892e-05 | 0.00022929 | 0.00011415 | 0.00011415 | 0.00011415 | 0.00011415 | 1.2032e-06 | 2.437e-05 | 5.3103e-05 | 6.9742e-05 | 6.6366e-05 | 9.6861e-05 | 8.6606e-05 | 8.1849e-05 | 8.8615e-05 | 9.9014e-05 | 2.762e-06 | 2.762e-06
04/15 02:00:00 | 4 | 15 | 2 | 2498 | WD | 0 | 5.2596e-05 | 5.2596e-05 | 3.9246e-07 | 7.4593e-05 | 0.00023244 | 0.00011415 | 0 | 0 | 2.1781e-05 | 0.00052492 | -0.0063479 | 5.2596e-05 | 3.047e-05 | 8.5656e-05 | 4.2034e-05 | 8.5656e-05 | 0.00011415 | 0.00022925 | 0.00011415 | 0 | 6.5591e-05 | 0.0001118 | 9.6027e-05 | 9.9817e-05 | 9.8646e-05 | 2.7467e-05 | -2.3784e-05 | -7.4325e-06 | -7.4325e-06 | 0.00011415 | 0.00011415 | 0.00011415 | 0.00011415 | 0.00011415 | 0.00011415 | 3.6473e-05 | 6.819e-05 | 6.0618e-05 | 5.6748e-05 | 0.00022929 | 0.00011415 | 0.00011415 | 0.00011415 | 0.00011415 | 1.23e-06 | 2.5894e-05 | 5.6002e-05 | 7.3438e-05 | 6.5044e-05 | 9.7526e-05 | 8.7336e-05 | 8.2609e-05 | 8.8606e-05 | 9.9119e-05 | -3.1454e-07 | -3.1454e-07
04/15 03:00:00 | 4 | 15 | 3 | 2499 | WD | 0 | 5.8737e-05 | 5.8737e-05 | -0.00097017 | 0 | 0.00022975 | 0.00011415 | 0 | 0 | 2.1781e-05 | 0.00041849 | -0.0027208 | 5.8737e-05 | 6.3501e-05 | 8.3946e-05 | 6.239e-05 | 8.3946e-05 | 0.00011415 | 0.00022925 | 0.00011415 | 0 | 6.5591e-05 | 0.0001118 | 9.6925e-05 | 0.00010052 | 9.9412e-05 | 2.7833e-05 | -2.4652e-05 | -7.9064e-06 | -7.9064e-06 | 0.00011415 | 0.00011415 | 0.00011415 | 0.00011415 | 0.00011415 | 0.00011415 | 4.5596e-05 | 6.8975e-05 | 6.1912e-05 | 5.8304e-05 | 0.00022929 | 0.00011415 | 0.00011415 | 0.00011415 | 0.00011415 | 1.5508e-06 | 3.0373e-05 | 5.892e-05 | 7.5451e-05 | 7.044e-05 | 9.8012e-05 | 8.7762e-05 | 8.3007e-05 | 8.8572e-05 | 9.9165e-05 | 3.0238e-06 | 3.0238e-06
04/15 04:00:00 | 4 | 15 | 4 | 2500 | WD | 0 | 7.2293e-05 | 7.2293e-05 | 0.00097021 | 7.436e-05 | 0.00022651 | 0.00011415 | 0 | 0 | 2.1781e-05 | 0.0004216 | -0.003301 | 7.2293e-05 | 8.101e-05 | 8.2211e-05 | 7.0831e-05 | 8.2211e-05 | 0.00011415 | 0.00022925 | 0.00011415 | 0 | 6.5591e-05 | 0.0001118 | 0.00010949 | 0.00010057 | 0.00010333 | 2.8256e-05 | -2.4783e-05 | -7.8604e-06 | -7.8604e-06 | 0.00011415 | 0.00011415 | 0.00011415 | 0.00011415 | 0.00011415 | 0.00011415 | 5.4768e-05 | 7.0282e-05 | 7.6832e-05 | 8.0178e-05 | 0.00022929 | 0.00011415 | 0.00011415 | 0.00011415 | 0.00011415 | 2.0054e-06 | 3.7834e-05 | 7.9583e-05 | 0.00010376 | 7.6003e-05 | 9.8423e-05 | 9.2573e-05 | 8.9859e-05 | 8.8534e-05 | 9.9216e-05 | -3.7631e-06 | -3.7631e-06
04/15 05:00:00 | 4 | 15 | 5 | 2501 | WD | 0 | 8.1755e-05 | 8.1755e-05 | -0.00039393 | 7.5019e-05 | 0.00021796 | 0.00011415 | 0 | 0 | 6.5342e-05 | 0.00041787 | -0.00019695 | 8.1755e-05 | 0.00010044 | 8.1198e-05 | 8.2137e-05 | 8.1198e-05 | 0.00011415 | 0.00022925 | 0.00011415 | 0 | 6.5591e-05 | 0.0001118 | 0.00011237 | 0.00010459 | 0.000107 | 2.867e-05 | -2.4811e-05 | -7.7477e-06 | -7.7477e-06 | 0.00011415 | 0.00011415 | 0.00011415 | 0.00011415 | 0.00011415 | 0.00011415 | 9.1181e-05 | 9.299e-05 | 0.0001022 | 0.0001069 | 0.00022929 | 0.00011415 | 0.00011415 | 0.00011415 | 0.00011415 | 3.0749e-06 | 6.2531e-05 | 0.00011054 | 0.00013835 | 9.487e-05 | 0.00010669 | 0.00010059 | 9.7762e-05 | 8.8434e-05 | 9.9389e-05 | -3.7443e-06 | -3.7443e-06
04/15 06:00:00 | 4 | 15 | 6 | 2502 | WD | 0 | 8.4107e-05 | 8.4107e-05 | 0.00040331 | 7.7809e-05 | -1.5577e-12 | 0.00011415 | 5.7894e-05 | 5.7894e-05 | 0.00013613 | 0.0004019 | 0.0019619 | 8.4107e-05 | 0.00010072 | 8.7512e-05 | 8.004e-05 | 8.7512e-05 | 0.00011415 | 0.00011463 | 0.00011415 | 5.9435e-06 | 6.5591e-05 | 0.0001126 | 0.00011721 | 0.00011017 | 0.00011235 | 1.0875e-05 | 6.0667e-07 | 3.8827e-06 | 3.8827e-06 | 0.00011415 | 0.00011415 | 0.00011415 | 0.00011416 | 0.00011415 | 0.00011415 | 0.00012828 | 0.00012395 | 0.00013036 | 0.00013363 | 0.00011465 | 0.00011415 | 0.00011415 | 0.00011415 | 0.00011415 | 1.6814e-05 | 9.4534e-05 | 0.00014452 | 0.00017347 | 0.00011159 | 0.00011589 | 0.00010372 | 9.8072e-05 | 8.6809e-05 | 0.00011818 | 0.00018591 | 0.00018591
04/15 07:00:00 | 4 | 15 | 7 | 2503 | WD | 8.4007e-05 | 0.00010179 | 0.00010179 | 1.0863e-05 | 0.00016736 | 7.5464e-14 | 0.00011415 | 0.00039137 | 0.00039137 | 0.00015247 | -0.00071305 | 0.0026255 | 0.00010179 | -0.00013348 | 9.9871e-05 | 9.0723e-05 | 9.9871e-05 | 0.00011415 | 0 | 0.00011415 | 3.5874e-05 | 6.5591e-05 | 0.0001126 | 0.00011642 | 0.00012698 | 0.00012371 | 5.372e-06 | 3.867e-06 | 4.3471e-06 | 4.3471e-06 | 0.00011415 | 0.00011415 | 0.00011415 | 0.00011416 | 0.00011415 | 0.00011415 | 0.000149 | 0.00014028 | 0.00018894 | 0.00021381 | 0 | 0.00011415 | 0.00011415 | 0.00011415 | 0.00011415 | 9.1088e-05 | 0.00013955 | 0.00014277 | 0.00014463 | 0.00012105 | 0.00012294 | 0.00012055 | 0.00011945 | 9.5082e-05 | 0.0001117 | 7.4021e-05 | 7.4021e-05
04/15 08:00:00 | 4 | 15 | 8 | 2504 | WD | 0.00018211 | 9.1711e-05 | 9.1711e-05 | 1.3838e-05 | 0.00017218 | 4.7973e-13 | 0.00011415 | 0.00070458 | 0.00070458 | 0.00013613 | -0.00042515 | 0.0026236 | 9.1711e-05 | -4.5627e-05 | 0.00011103 | 7.4155e-05 | 0.00011103 | 0.00011415 | 0 | 0.00011415 | 0.00018083 | 0.00016398 | 0.0001685 | 0.00012064 | 0.00012997 | 0.00012709 | 4.6789e-06 | 1.3265e-06 | 2.3961e-06 | 2.3961e-06 | 0.00011415 | 0.00011415 | 0.00011415 | 0.00011416 | 0.00011415 | 0.00011415 | 0.00016895 | 0.00015337 | 0.00019337 | 0.00021381 | 0 | 0.00011415 | 0.00011415 | 0.00011415 | 0.00011415 | 0.00020024 | 0.00019978 | 0.0001689 | 0.00015102 | 0.00013721 | 0.00012839 | 0.00015081 | 0.00016121 | 0.00010533 | 0.00010943 | -2.2849e-06 | -2.2849e-06
04/15 09:00:00 | 4 | 15 | 9 | 2505 | WD | 0.00027102 | 9.9626e-05 | 9.9626e-05 | 2.0573e-05 | 0.00017261 | 1.5523e-12 | 0.00011415 | 0.00043855 | 0.00043855 | 5.9897e-05 | -0.0002299 | 0.0023963 | 9.9626e-05 | 5.09e-05 | 0.00011108 | 8.9329e-05 | 0.00011108 | 0.00011415 | 0 | 0.00011415 | 0.00046045 | 0.00029516 | 0.0002244 | 0.00012421 | 0.00013157 | 0.00012929 | 4.3062e-06 | 6.88e-07 | 1.8424e-06 | 1.8424e-06 | 0.00011415 | 0.00011415 | 0.00011415 | 0.00011416 | 0.00011415 | 0.00011415 | 0.0001871 | 0.00015456 | 0.00019377 | 0.00021381 | 0 | 0.00011415 | 0.00011415 | 0.00011415 | 0.00011415 | 0.00032456 | 0.00024363 | 0.00018872 | 0.00015693 | 0.0001493 | 0.00012959 | 0.0001568 | 0.00016942 | 0.00011779 | 0.00010789 | -4.5547e-05 | -4.5547e-05
04/15 10:00:00 | 4 | 15 | 10 | 2506 | WD | 0.0003506 | 0.00012244 | 0.00012244 | 1.2944e-05 | 0.00017046 | 0.00021486 | 0.00011415 | 0.00030594 | 0.00030594 | 4.0839e-05 | -0.00014993 | 0.0021059 | 0.00012244 | 0.00016683 | 0.00011156 | 0.00012303 | 0.00011156 | 0.00011415 | 0 | 0.00011415 | 0.00047113 | 0.00029516 | 0.0002244 | 0.00012602 | 0.00013576 | 0.00013275 | 3.9978e-06 | 6.1115e-07 | 1.6917e-06 | 1.6917e-06 | 0.00011415 | 0.00011415 | 0.00011415 | 0.00011416 | 0.00011415 | 0.00011415 | 0.00018706 | 0.00015413 | 0.00019363 | 0.00021381 | 0 | 0.00011415 | 0.00011415 | 0.00011415 | 0.00011415 | 0.00041813 | 0.00024653 | 0.00019309 | 0.00016214 | 0.00015297 | 0.00013092 | 0.00015663 | 0.00016855 | 0.00013529 | 0.00010675 | -7.5119e-05 | -7.5119e-05
04/15 11:00:00 | 4 | 15 | 11 | 2507 | WD | 0.0004114 | 8.1298e-05 | 8.1298e-05 | 1.2227e-05 | 0.00016714 | 0.00021991 | 0.00011415 | 0 | 0 | 4.0839e-05 | 0.00080315 | 0.0018597 | 8.1298e-05 | 0.00017058 | 0.00011463 | 6.4314e-05 | 0.00011463 | 0.00011415 | 0 | 0.00011415 | 0.00047113 | 0.00029516 | 0.0002244 | 0.00015221 | 0.00014032 | 0.00014399 | 4.5461e-06 | 7.4625e-07 | 1.9586e-06 | 1.9586e-06 | 0.00011415 | 0.00011415 | 0.00011415 | 0.00011416 | 0.00011415 | 0.00011415 | 0.000187 | 0.00015348 | 0.00019341 | 0.00021381 | 0 | 0.00011415 | 0.00011415 | 0.00011415 | 0.00011415 | 0.00047807 | 0.00024632 | 0.00019536 | 0.00016584 | 0.00015636 | 0.00013232 | 0.00015901 | 0.00017139 | 0.00015517 | 0.00010579 | -9.8586e-05 | -9.8586e-05
04/15 12:00:00 | 4 | 15 | 12 | 2508 | WD | 0.00044628 | 7.8084e-05 | 7.8084e-05 | 0.0010211 | 0.00016386 | 0.00021998 | 0.00011415 | 0 | 0 | 4.0839e-05 | 0.00066301 | 0.0016345 | 7.8084e-05 | 0.00015978 | 0.00011458 | 6.0245e-05 | 0.00011458 | 0.00011415 | 0 | 0.00011415 | 0.00047113 | 0.00029516 | 0.0002244 | 0.00012709 | 0.00014058 | 0.00013641 | 3.6185e-06 | 2.5831e-07 | 1.3304e-06 | 1.3304e-06 | 0.00011415 | 0.00011415 | 0.00011415 | 0.00011416 | 0.00011415 | 0.00011415 | 0.00018694 | 0.0001532 | 0.00019331 | 0.00021381 | 0 | 0.00011415 | 0.00011415 | 0.00011415 | 0.00011415 | 0.00050495 | 0.00024586 | 0.00023928 | 0.00023547 | 0.00015505 | 0.00013232 | 0.00016255 | 0.00017657 | 0.00014512 | 0.00010539 | -0.00010279 | -0.00010279
04/15 13:00:00 | 4 | 15 | 13 | 2509 | WD | 0.00044605 | 7.1884e-05 | 7.1884e-05 | 9.9107e-06 | 0.00016135 | 0.00021627 | 0.00011415 | 0 | 0 | 4.0839e-05 | 0.00047095 | 0.0014327 | 7.1884e-05 | 0.00013897 | 0.00011115 | 5.2517e-05 | 0.00011115 | 0.00011415 | 0 | 0.00011415 | 0.00047113 | 0.00029516 | 0.0002244 | 0.00012804 | 0.00014482 | 0.00013963 | 3.5979e-06 | 6.4189e-08 | 1.1917e-06 | 1.1917e-06 | 0.00011415 | 0.00011415 | 0.00011415 | 0.00011416 | 0.00011415 | 0.00011415 | 0.00018653 | 0.00015279 | 0.00019317 | 0.00021381 | 0 | 0.00011415 | 0.00011415 | 0.00011415 | 0.00011415 | 0.00050835 | 0.00024525 | 0.00023924 | 0.00023576 | 0.00015341 | 0.00013369 | 0.00016119 | 0.00017394 | 0.00014521 | 0.00010511 | -0.00010755 | -0.00010755
04/15 14:00:00 | 4 | 15 | 14 | 2510 | WD | 0.00040947 | 5.5883e-05 | 5.5883e-05 | 4.828e-06 | 7.9944e-05 | 0.00022375 | 0.00011415 | 0 | 0 | 4.0839e-05 | 0.00039335 | 0.0012698 | 5.5883e-05 | 0.00010782 | 0.00011051 | 4.2157e-05 | 0.00011051 | 0.00011415 | 0 | 0.00011415 | 0.00047113 | 0.00029516 | 0.0002244 | 0.00012848 | 0.00014546 | 0.00014022 | 3.4977e-06 | 6.1713e-08 | 1.158e-06 | 1.158e-06 | 0.00011415 | 0.00011415 | 0.00011415 | 0.00011416 | 0.00011415 | 0.00011415 | 0.00018548 | 0.00015218 | 0.00019297 | 0.00021381 | 0 | 0.00011415 | 0.00011415 | 0.00011415 | 0.00011415 | 0.00048605 | 0.00024314 | 0.00023757 | 0.00023434 | 0.00015403 | 0.00013372 | 0.00015918 | 0.00017098 | 0.00015463 | 0.0001048 | -0.00011589 | -0.00011589
04/15 15:00:00 | 4 | 15 | 15 | 2511 | WD | 0.0003453 | 6.1501e-05 | 6.1501e-05 | 9.3389e-06 | 0.00015829 | 0.00023635 | 0.00011415 | 0 | 0 | 4.0839e-05 | 0.00034074 | 0.0011135 | 6.1501e-05 | 9.17e-05 | 0.00010956 | 3.8534e-05 | 0.00010956 | 0.00011415 | 0 | 0.00011415 | 0.00047113 | 0.00029516 | 0.0002244 | 0.0001253 | 0.00014157 | 0.00013654 | 3.344e-06 | 1.2444e-07 | 1.1517e-06 | 1.1517e-06 | 0.00011415 | 0.00011415 | 0.00011415 | 0.00011416 | 0.00011415 | 0.00011415 | 0.00016661 | 0.00015069 | 0.00019246 | 0.00021381 | 0 | 0.00011415 | 0.00011415 | 0.00011415 | 0.00011415 | 0.0003854 | 0.00023592 | 0.00019 | 0.00016341 | 0.00014231 | 0.0001319 | 0.00015875 | 0.00017121 | 0.00015403 | 0.00010466 | -0.00012033 | -0.00012033
04/15 16:00:00 | 4 | 15 | 16 | 2512 | WD | 0.0002644 | 5.3462e-05 | 5.3462e-05 | 4.4559e-06 | 7.9146e-05 | 0.00024949 | 0.00011415 | 0 | 0 | 4.0839e-05 | 0.00032251 | 0.00095984 | 5.3462e-05 | 8.4755e-05 | 0.00011092 | 3.7179e-05 | 0.00011092 | 0.00011415 | 0 | 0.00011415 | 0.00047027 | 0.00029516 | 0.0002244 | 0.00011732 | 0.00014116 | 0.0001338 | 3.2124e-06 | 1.4839e-08 | 1.035e-06 | 1.035e-06 | 0.00011415 | 0.00011415 | 0.00011415 | 0.00011416 | 0.00011415 | 0.00011415 | 0.00014779 | 0.00014413 | 0.00015206 | 0.00015611 | 0 | 0.00011415 | 0.00011415 | 0.00011415 | 0.00011415 | 0.00027624 | 0.00021386 | 0.00015179 | 0.00011585 | 0.00013092 | 0.00012978 | 0.00014881 | 0.00015763 | 0.00014612 | 0.00010484 | -0.00011188 | -0.00011188
04/15 17:00:00 | 4 | 15 | 17 | 2513 | WD | 0.0001791 | 7.551e-05 | 7.551e-05 | 0.00061569 | 8.7693e-05 | -2.0051e-12 | 0.00011415 | 0.00088552 | 0.00088552 | 7.0788e-05 | -0.00060312 | 0.00086251 | 7.551e-05 | -8.6038e-05 | 0.00012 | 6.1103e-05 | 0.00012 | 0.00011415 | 0 | 0.00011415 | 0.00036526 | 0.00029516 | 0.0002244 | 0.00011474 | 0.00013897 | 0.00013148 | 3.0477e-06 | -9.2132e-08 | 9.0965e-07 | 9.0965e-07 | 0.00011415 | 0.00011415 | 0.00011415 | 0.00011416 | 0.00011415 | 0.00011415 | 0.00012914 | 0.00013924 | 0.00012923 | 0.00012411 | 0 | 0.00011415 | 0.00011415 | 0.00011415 | 0.00011415 | 0.00017261 | 0.00016867 | 0.00011812 | 8.8854e-05 | 0.00011943 | 0.00012755 | 0.00013934 | 0.00014481 | 0.00013585 | 0.00010543 | -0.00010494 | -0.00010494
04/15 18:00:00 | 4 | 15 | 18 | 2514 | WD | 8.2709e-05 | 9.3881e-05 | 9.3881e-05 | 0.00041145 | 0.0001548 | -7.5459e-13 | 0.00011415 | 0.00067529 | 0.00067529 | 0.00015247 | -0.0003731 | 0.00076468 | 9.3881e-05 | 3.6787e-05 | 0.00013406 | 7.1047e-05 | 0.00013406 | 0.00011415 | 0 | 0.00011415 | 4.444e-05 | 6.5591e-05 | 0.0001126 | 0.00011314 | 0.00013231 | 0.00012638 | 2.8347e-06 | -4.1793e-07 | 6.1986e-07 | 6.1986e-07 | 0.00011415 | 0.00011415 | 0.00011415 | 0.00011416 | 0.00011415 | 0.00011415 | 0.00012867 | 0.00012817 | 0.00011248 | 0.00010446 | 0 | 0.00011415 | 0.00011415 | 0.00011415 | 0.00011415 | 9.8807e-05 | 0.00011529 | 8.7675e-05 | 7.1682e-05 | 0.00011464 | 0.00012171 | 0.00011092 | 0.00010592 | 0.00011738 | 0.00010607 | 7.2349e-05 | 7.2349e-05
04/15 19:00:00 | 4 | 15 | 19 | 2515 | WD | 0 | 0.00012333 | 0.00012333 | 1.7073e-05 | 0.00016576 | -3.8268e-13 | 0.00011415 | 0.000135 | 0.000135 | 0.00021236 | -0.00022566 | 0.00068574 | 0.00012333 | 0.00015652 | 0.00014271 | 0.00010319 | 0.00014271 | 0.00011415 | 5.7313e-05 | 0.00011415 | 6.5996e-06 | 6.5591e-05 | 0.0001126 | 0.00012233 | 0.00012853 | 0.00012662 | 2.6163e-06 | -4.2338e-07 | 5.4643e-07 | 5.4643e-07 | 0.00011415 | 0.00011415 | 0.00011415 | 0.00011416 | 0.00011415 | 0.00011415 | 0.00011028 | 0.00012043 | 0.00010095 | 9.1006e-05 | 3.9149e-05 | 0.00011415 | 0.00011415 | 0.00011415 | 0.00011415 | 1.763e-05 | 7.4203e-05 | 6.4884e-05 | 5.9487e-05 | 0.00010543 | 0.00011996 | 0.00010738 | 0.00010154 | 0.0001108 | 0.00010676 | 8.6973e-05 | 8.6973e-05
04/15 20:00:00 | 4 | 15 | 20 | 2516 | WD | 0 | 0.0001159 | 0.0001159 | 1.8073e-05 | 0.00016644 | -2.8565e-13 | 0.00011415 | 0 | 0 | 0.00028587 | -0.0001094 | 0.0005901 | 0.0001159 | 0.00011925 | 0.00014653 | 8.8731e-05 | 0.00014653 | 0.00011415 | 0.00022925 | 0.00011415 | 0 | 6.5591e-05 | 0.0001126 | 0.00012028 | 0.00012301 | 0.00012217 | 2.4693e-06 | -5.1784e-07 | 4.3522e-07 | 4.3522e-07 | 0.00011415 | 0.00011415 | 0.00011415 | 0.00011416 | 0.00011415 | 0.00011415 | 0.00010984 | 0.00010476 | 8.6009e-05 | 7.6429e-05 | 0.00022929 | 0.00011415 | 0.00011415 | 0.00011415 | 0.00011415 | 4.8306e-06 | 5.9917e-05 | 8.4608e-05 | 9.8906e-05 | 0.00010677 | 0.00011934 | 0.0001075 | 0.00010202 | 9.4207e-05 | 0.00010734 | 0.00012343 | 0.00012343
04/15 21:00:00 | 4 | 15 | 21 | 2517 | WD | 0 | 0.00011518 | 0.00011518 | 1.5863e-05 | 0.00016449 | 0 | 0.00011415 | 0 | 0 | 0.00034305 | -6.7417e-05 | 0.00047685 | 0.00011518 | 0.00011006 | 0.00014762 | 8.7482e-05 | 0.00014762 | 0.00011415 | 0.00022925 | 0.00011415 | 0 | 6.5591e-05 | 0.0001126 | 0.00011332 | 0.00010526 | 0.00010775 | 1.9331e-05 | -2.8715e-07 | 5.9721e-06 | 5.9721e-06 | 0.00011415 | 0.00011415 | 0.00011415 | 0.00011415 | 0.00011415 | 0.00011415 | 0.00010924 | 9.2279e-05 | 7.4921e-05 | 6.6052e-05 | 0.00022929 | 0.00011415 | 0.00011415 | 0.00011415 | 0.00011415 | 3.2016e-06 | 4.5412e-05 | 7.0785e-05 | 8.5478e-05 | 0.00010414 | 0.00010703 | 0.00010086 | 9.7999e-05 | 8.8088e-05 | 0.00010061 | 0.00014255 | 0.00014255
04/15 22:00:00 | 4 | 15 | 22 | 2518 | WD | 0 | 0.00010019 | 0.00010019 | 0.00025734 | 8.1043e-05 | 2.0698e-12 | 0.00011415 | 0 | 0 | 0.00034849 | -4.5081e-05 | 0.00030119 | 0.00010019 | 0.00010412 | 0.00014405 | 8.5176e-05 | 0.00014405 | 0.00011415 | 0.00022925 | 0.00011415 | 0 | 6.5591e-05 | 0.0001118 | 0.00010419 | 0.00010093 | 0.00010194 | 2.5945e-05 | -2.5373e-05 | -8.9998e-06 | -8.9998e-06 | 0.00011415 | 0.00011415 | 0.00011415 | 0.00011415 | 0.00011415 | 0.00011415 | 0.00010883 | 6.9436e-05 | 6.3877e-05 | 6.1037e-05 | 0.00022929 | 0.00011415 | 0.00011415 | 0.00011415 | 0.00011415 | 2.0797e-06 | 3.3003e-05 | 6.2124e-05 | 7.8988e-05 | 0.00010249 | 9.8296e-05 | 9.5049e-05 | 9.3544e-05 | 8.8291e-05 | 0.00010017 | 1.0261e-06 | 1.0261e-06
04/15 23:00:00 | 4 | 15 | 23 | 2519 | WD | 0 | 9.2128e-05 | 9.2128e-05 | 0.0007178 | 0.00015806 | 7.9772e-13 | 0.00011415 | 0 | 0 | 0.00023959 | 0.00086025 | 0 | 9.2128e-05 | 0.00018376 | 0.00013614 | 6.9285e-05 | 0.00013614 | 0.00011415 | 0.00022925 | 0.00011415 | 0 | 6.5591e-05 | 0.0001118 | 0.00012938 | 0.00010131 | 0.00010999 | 2.7307e-05 | -2.8197e-05 | -1.0488e-05 | -1.0488e-05 | 0.00011415 | 0.00011415 | 0.00011415 | 0.00011415 | 0.00011415 | 0.00011415 | 9.9691e-05 | 6.8344e-05 | 6.1493e-05 | 5.7992e-05 | 0.00022929 | 0.00011415 | 0.00011415 | 0.00011415 | 0.00011415 | 1.729e-06 | 2.6771e-05 | 5.7344e-05 | 7.5048e-05 | 9.7321e-05 | 9.81e-05 | 9.4287e-05 | 9.2518e-05 | 8.8317e-05 | 9.9951e-05 | -6.4583e-06 | -6.4583e-06
04/15 24:00:00 | 4 | 15 | 24 | 2520 | WD | 0 | 5.3467e-05 | 5.3467e-05 | -0.00094547 | 7.7347e-05 | -1.3906e-12 | 0.00011415 | 0 | 0 | 0.00013341 | 0.00040713 | 0 | 5.3467e-05 | 8.6469e-05 | 0.00012638 | 3.2602e-05 | 0.00012638 | 0.00011415 | 0.00022925 | 0.00011415 | 0 | 6.5591e-05 | 0.0001118 | 9.8682e-05 | 0.00010344 | 0.00010197 | 2.6622e-05 | -2.8205e-05 | -1.0712e-05 | -1.0712e-05 | 0.00011415 | 0.00011415 | 0.00011415 | 0.00011415 | 0.00011415 | 0.00011415 | 4.5468e-05 | 6.8027e-05 | 5.8924e-05 | 5.4272e-05 | 0.00022929 | 0.00011415 | 0.00011415 | 0.00011415 | 0.00011415 | 1.2032e-06 | 2.496e-05 | 5.3631e-05 | 7.0234e-05 | 7.2754e-05 | 9.8753e-05 | 8.8125e-05 | 8.3195e-05 | 9.897e-05 | 9.9965e-05 | -6.4328e-06 | -6.4328e-06
04/16 01:00:00 | 4 | 16 | 1 | 2521 | WD | 0 | 2.407e-05 | 2.407e-05 | 0.00097708 | 7.5365e-05 | 0.00025245 | 0.00011415 | 0 | 0 | 5.4452e-05 | 0 | 0 | 2.407e-05 | -2.9997e-06 | 9.19e-05 | 0 | 9.19e-05 | 0.00011415 | 0.00022925 | 0.00011415 | 0 | 6.5591e-05 | 0.0001118 | 9.8202e-05 | 0.00010564 | 0.00010334 | 2.6626e-05 | -3.0196e-05 | -1.2067e-05 | -1.2067e-05 | 0.00011415 | 0.00011415 | 0.00011415 | 0.00011415 | 0.00011415 | 0.00011415 | 3.6463e-05 | 6.7924e-05 | 5.8637e-05 | 5.3892e-05 | 0.00022929 | 0.00011415 | 0.00011415 | 0.00011415 | 0.00011415 | 1.2032e-06 | 2.437e-05 | 5.3103e-05 | 6.9742e-05 | 6.8516e-05 | 9.9498e-05 | 8.8167e-05 | 8.2911e-05 | 0.0001092 | 0.00010004 | -2.819e-06 | -2.819e-06
04/16 02:00:00 | 4 | 16 | 2 | 2522 | WD | 0 | 1.8552e-05 | 1.8552e-05 | 9.3597e-07 | 0 | 0.00023244 | 0.00011415 | 0 | 0 | 2.1781e-05 | 6.027e-05 | 0 | 1.8552e-05 | -1.8508e-05 | 8.5656e-05 | 4.8262e-06 | 8.5656e-05 | 0.00011415 | 0.00022925 | 0.00011415 | 0 | 6.5591e-05 | 0.0001118 | 9.8017e-05 | 0.0001062 | 0.00010367 | 2.6996e-05 | -3.0964e-05 | -1.2472e-05 | -1.2472e-05 | 0.00011415 | 0.00011415 | 0.00011415 | 0.00011415 | 0.00011415 | 0.00011415 | 3.6473e-05 | 6.819e-05 | 6.0618e-05 | 5.6748e-05 | 0.00022929 | 0.00011415 | 0.00011415 | 0.00011415 | 0.00011415 | 1.23e-06 | 2.5894e-05 | 5.6002e-05 | 7.3438e-05 | 6.7104e-05 | 9.9777e-05 | 8.8739e-05 | 8.3619e-05 | 0.00010826 | 9.9801e-05 | -3.0708e-06 | -3.0708e-06
04/16 03:00:00 | 4 | 16 | 3 | 2523 | WD | 0 | 4.8966e-05 | 4.8966e-05 | -0.00096997 | 7.4305e-05 | 0.00022975 | 0.00011415 | 0 | 0 | 2.1781e-05 | 0.00046541 | -0.0034435 | 4.8966e-05 | 3.8617e-05 | 8.3946e-05 | 3.7268e-05 | 8.3946e-05 | 0.00011415 | 0.00022925 | 0.00011415 | 0 | 6.5591e-05 | 0.0001118 | 9.8363e-05 | 0.00010549 | 0.00010328 | 2.7468e-05 | -3.04e-05 | -1.1937e-05 | -1.1937e-05 | 0.00011415 | 0.00011415 | 0.00011415 | 0.00011415 | 0.00011415 | 0.00011415 | 4.5596e-05 | 6.8975e-05 | 6.1912e-05 | 5.8304e-05 | 0.00022929 | 0.00011415 | 0.00011415 | 0.00011415 | 0.00011415 | 1.5508e-06 | 3.0373e-05 | 5.892e-05 | 7.5451e-05 | 7.0743e-05 | 9.9762e-05 | 8.8916e-05 | 8.3885e-05 | 9.1639e-05 | 9.9052e-05 | 2.5956e-06 | 2.5956e-06
04/16 04:00:00 | 4 | 16 | 4 | 2524 | WD | 0 | 4.1496e-05 | 4.1496e-05 | 0.0009703 | 0 | 0.00022651 | 0.00011415 | 0 | 0 | 2.1781e-05 | 0.00047717 | -0.004307 | 4.1496e-05 | 4.0573e-05 | 8.2211e-05 | 3.821e-05 | 8.2211e-05 | 0.00011415 | 0.00022925 | 0.00011415 | 0 | 6.5591e-05 | 0.0001118 | 0.00011104 | 0.00010484 | 0.00010675 | 2.7965e-05 | -2.9491e-05 | -1.116e-05 | -1.116e-05 | 0.00011415 | 0.00011415 | 0.00011415 | 0.00011415 | 0.00011415 | 0.00011415 | 5.4768e-05 | 7.0282e-05 | 7.6832e-05 | 8.0178e-05 | 0.00022929 | 0.00011415 | 0.00011415 | 0.00011415 | 0.00011415 | 2.0054e-06 | 3.7834e-05 | 7.9583e-05 | 0.00010376 | 7.7027e-05 | 9.9928e-05 | 9.3813e-05 | 9.0977e-05 | 9.8414e-05 | 9.9007e-05 | -1.0113e-05 | -1.0113e-05
04/16 05:00:00 | 4 | 16 | 5 | 2525 | WD | 0 | 5.3211e-05 | 5.3211e-05 | -0.00081724 | 7.5021e-05 | 0.00021796 | 0.00011415 | 0 | 0 | 6.5342e-05 | 0.0004698 | -0.0018315 | 5.3211e-05 | 4.9581e-05 | 8.1198e-05 | 4.1504e-05 | 8.1198e-05 | 0.00011415 | 0.00022925 | 0.00011415 | 0 | 6.5591e-05 | 0.0001118 | 0.00011444 | 0.00011003 | 0.00011139 | 2.8057e-05 | -3.0648e-05 | -1.1918e-05 | -1.1918e-05 | 0.00011415 | 0.00011415 | 0.00011415 | 0.00011415 | 0.00011415 | 0.00011415 | 9.1181e-05 | 9.299e-05 | 0.0001022 | 0.0001069 | 0.00022929 | 0.00011415 | 0.00011415 | 0.00011415 | 0.00011415 | 3.0749e-06 | 6.2531e-05 | 0.00011054 | 0.00013835 | 9.7003e-05 | 0.00010861 | 0.00010214 | 9.9133e-05 | 0.00010874 | 9.9283e-05 | -1.1001e-05 | -1.1001e-05
04/16 06:00:00 | 4 | 16 | 6 | 2526 | WD | 0 | 5.3365e-05 | 5.3365e-05 | 0.00083551 | 7.779e-05 | -1.5577e-12 | 0.00011415 | 6.1169e-05 | 6.1169e-05 | 0.00013613 | 0.00041443 | 0.00050323 | 5.3365e-05 | 4.4382e-05 | 8.7512e-05 | 3.6282e-05 | 8.7512e-05 | 0.00011415 | 0.00011463 | 0.00011415 | 6.2797e-06 | 6.5591e-05 | 0.0001126 | 0.00012002 | 0.00011734 | 0.00011817 | 1.0829e-05 | -1.2361e-06 | 2.6134e-06 | 2.6134e-06 | 0.00011415 | 0.00011415 | 0.00011415 | 0.00011416 | 0.00011415 | 0.00011415 | 0.00012828 | 0.00012394 | 0.00013035 | 0.00013363 | 0.00011465 | 0.00011415 | 0.00011415 | 0.00011415 | 0.00011415 | 1.7481e-05 | 9.4746e-05 | 0.00014462 | 0.0001735 | 0.00011412 | 0.00011839 | 0.0001054 | 9.937e-05 | 0.00011096 | 0.00011641 | 0.00015138 | 0.00015138
04/16 07:00:00 | 4 | 16 | 7 | 2527 | WD | 8.5812e-05 | 7.1594e-05 | 7.1594e-05 | 1.424e-05 | 0.00016728 | 7.5464e-14 | 0.00011415 | 0.00040881 | 0.00040881 | 0.00015247 | -0.00060195 | 0.0014316 | 7.1594e-05 | -0.0001653 | 9.9871e-05 | 4.7745e-05 | 9.9871e-05 | 0.00011415 | 0 | 0.00011415 | 3.7472e-05 | 6.5591e-05 | 0.0001126 | 0.00012017 | 0.00013806 | 0.00013253 | 5.4373e-06 | 3.9508e-06 | 4.425e-06 | 4.425e-06 | 0.00011415 | 0.00011415 | 0.00011415 | 0.00011416 | 0.00011415 | 0.00011415 | 0.000149 | 0.00014027 | 0.00018894 | 0.00021381 | 0 | 0.00011415 | 0.00011415 | 0.00011415 | 0.00011415 | 9.5295e-05 | 0.0001412 | 0.00014358 | 0.00014497 | 0.00012711 | 0.00012683 | 0.00012256 | 0.00012058 | 0.00014571 | 0.00011052 | 1.4667e-05 | 1.4667e-05
04/16 08:00:00 | 4 | 16 | 8 | 2528 | WD | 0.00018331 | 6.8806e-05 | 6.8806e-05 | 1.8338e-05 | 0.00017209 | 4.7973e-13 | 0.00011415 | 0.00071511 | 0.00071511 | 0.00013613 | -0.00036654 | 0.0017115 | 6.8806e-05 | -7.721e-05 | 0.00011103 | 4.1563e-05 | 0.00011103 | 0.00011415 | 0 | 0.00011415 | 0.00018354 | 0.00016398 | 0.0001685 | 0.00012391 | 0.00014117 | 0.00013584 | 4.785e-06 | 1.3595e-06 | 2.4524e-06 | 2.4524e-06 | 0.00011415 | 0.00011415 | 0.00011415 | 0.00011416 | 0.00011415 | 0.00011415 | 0.00016895 | 0.00015337 | 0.00019337 | 0.00021381 | 0 | 0.00011415 | 0.00011415 | 0.00011415 | 0.00011415 | 0.00020389 | 0.00020107 | 0.00016955 | 0.00015129 | 0.000144 | 0.00013231 | 0.00015371 | 0.00016364 | 0.00015594 | 0.00010819 | -6.3283e-05 | -6.3283e-05
04/16 09:00:00 | 4 | 16 | 9 | 2529 | WD | 0.00027176 | 8.7888e-05 | 8.7888e-05 | 0.0010588 | 0.00025883 | 1.5523e-12 | 0.00011415 | 0.00043943 | 0.00043943 | 5.9897e-05 | -0.00020564 | 0.0016809 | 8.7888e-05 | 8.8631e-06 | 0.00011108 | 5.9611e-05 | 0.00011108 | 0.00011415 | 0 | 0.00011415 | 0.00046138 | 0.00029516 | 0.0002244 | 0.00012628 | 0.00013986 | 0.00013566 | 4.539e-06 | 3.5685e-07 | 1.6912e-06 | 1.6912e-06 | 0.00011415 | 0.00011415 | 0.00011415 | 0.00011416 | 0.00011415 | 0.00011415 | 0.0001871 | 0.00015456 | 0.00019377 | 0.00021381 | 0 | 0.00011415 | 0.00011415 | 0.00011415 | 0.00011415 | 0.00032681 | 0.00024387 | 0.00018891 | 0.00015708 | 0.00015281 | 0.0001325 | 0.00015916 | 0.00017152 | 0.00015071 | 0.00010687 | -9.3402e-05 | -9.3402e-05
04/16 10:00:00 | 4 | 16 | 10 | 2530 | WD | 0.00035051 | 0.00010165 | 0.00010165 | 1.7578e-05 | 0.00017028 | 0.00021486 | 0.00011415 | 0.00030594 | 0.00030594 | 4.0839e-05 | -0.00014939 | 0.0015362 | 0.00010165 | 0.00012739 | 0.00011156 | 9.3457e-05 | 0.00011156 | 0.00011415 | 0 | 0.00011415 | 0.00047113 | 0.00029516 | 0.0002244 | 0.00012688 | 0.00014017 | 0.00013606 | 4.3118e-06 | 7.9962e-08 | 1.4302e-06 | 1.4302e-06 | 0.00011415 | 0.00011415 | 0.00011415 | 0.00011416 | 0.00011415 | 0.00011415 | 0.00018706 | 0.00015413 | 0.00019363 | 0.00021381 | 0 | 0.00011415 | 0.00011415 | 0.00011415 | 0.00011415 | 0.00041595 | 0.00024653 | 0.00019303 | 0.00016205 | 0.00015514 | 0.00013247 | 0.00015819 | 0.00017012 | 0.0001505 | 0.00010612 | -0.00010489 | -0.00010489
04/16 11:00:00 | 4 | 16 | 11 | 2531 | WD | 0.00041611 | 7.566e-05 | 7.566e-05 | 1.5048e-05 | 0.000167 | 0.00021991 | 0.00011415 | 0 | 0 | 4.0839e-05 | 0.00070319 | 0.0013967 | 7.566e-05 | 0.00014935 | 0.00011463 | 5.6309e-05 | 0.00011463 | 0.00011415 | 0 | 0.00011415 | 0.00047113 | 0.00029516 | 0.0002244 | 0.00015153 | 0.00014057 | 0.00014396 | 4.9932e-06 | 1.8685e-07 | 1.7203e-06 | 1.7203e-06 | 0.00011415 | 0.00011415 | 0.00011415 | 0.00011416 | 0.00011415 | 0.00011415 | 0.000187 | 0.00015348 | 0.00019341 | 0.00021381 | 0 | 0.00011415 | 0.00011415 | 0.00011415 | 0.00011415 | 0.00047673 | 0.00024632 | 0.00019535 | 0.00016583 | 0.00015562 | 0.0001324 | 0.00015966 | 0.00017229 | 0.0001549 | 0.00010555 | -0.00010929 | -0.00010929
04/16 12:00:00 | 4 | 16 | 12 | 2532 | WD | 0.00045014 | 6.0505e-05 | 6.0505e-05 | 1.3691e-05 | 9.7131e-05 | 0.00021998 | 0.00011415 | 0 | 0 | 4.0839e-05 | 0.00056556 | 0.0012357 | 6.0505e-05 | 0.00012012 | 0.00011458 | 4.5288e-05 | 0.00011458 | 0.00011415 | 0 | 0.00011415 | 0.00047113 | 0.00029516 | 0.0002244 | 0.00012546 | 0.00013764 | 0.00013388 | 3.9884e-06 | -1.7431e-07 | 1.1538e-06 | 1.1538e-06 | 0.00011415 | 0.00011415 | 0.00011415 | 0.00011416 | 0.00011415 | 0.00011415 | 0.00018694 | 0.0001532 | 0.00019331 | 0.00021381 | 0 | 0.00011415 | 0.00011415 | 0.00011415 | 0.00011415 | 0.00050109 | 0.00024586 | 0.00023917 | 0.00023529 | 0.00015196 | 0.00013129 | 0.00016235 | 0.00017676 | 0.00013032 | 0.00010549 | -0.00010384 | -0.00010384
04/16 13:00:00 | 4 | 16 | 13 | 2533 | WD | 0.00044819 | 5.7466e-05 | 5.7466e-05 | 1.2681e-05 | 0.00014628 | 0.00021627 | 0.00011415 | 0 | 0 | 4.0839e-05 | 0.00042794 | 0.001078 | 5.7466e-05 | 9.0888e-05 | 0.00011115 | 3.4268e-05 | 0.00011115 | 0.00011415 | 0 | 0.00011415 | 0.00047113 | 0.00029516 | 0.0002244 | 0.00012638 | 0.00014075 | 0.00013631 | 3.9706e-06 | -2.9939e-07 | 1.063e-06 | 1.063e-06 | 0.00011415 | 0.00011415 | 0.00011415 | 0.00011416 | 0.00011415 | 0.00011415 | 0.00018653 | 0.00015279 | 0.00019317 | 0.00021381 | 0 | 0.00011415 | 0.00011415 | 0.00011415 | 0.00011415 | 0.00050413 | 0.00024525 | 0.00023912 | 0.00023556 | 0.00015006 | 0.00013225 | 0.00016076 | 0.00017398 | 0.00012827 | 0.00010518 | -0.00010969 | -0.00010969
04/16 14:00:00 | 4 | 16 | 14 | 2534 | WD | 0.00042035 | 7.3725e-05 | 7.3725e-05 | 5.7794e-06 | 0.00015587 | 0.00022375 | 0.00011415 | 0 | 0 | 4.0839e-05 | 0.00042757 | 0.00092113 | 7.3725e-05 | 0.00013756 | 0.00011051 | 5.61e-05 | 0.00011051 | 0.00011415 | 0 | 0.00011415 | 0.00047113 | 0.00029516 | 0.0002244 | 0.00012525 | 0.00013849 | 0.0001344 | 3.857e-06 | -2.3317e-07 | 1.0718e-06 | 1.0718e-06 | 0.00011415 | 0.00011415 | 0.00011415 | 0.00011416 | 0.00011415 | 0.00011415 | 0.00018548 | 0.00015218 | 0.00019297 | 0.00021381 | 0 | 0.00011415 | 0.00011415 | 0.00011415 | 0.00011415 | 0.00048284 | 0.00024314 | 0.00023749 | 0.00023423 | 0.0001476 | 0.00013129 | 0.00015771 | 0.00016996 | 0.00011144 | 0.0001062 | -7.7124e-05 | -7.7124e-05
04/16 15:00:00 | 4 | 16 | 15 | 2535 | WD | 0.00036396 | 8.9051e-05 | 8.9051e-05 | 0.0010051 | 8.3121e-05 | 0.00023635 | 0.00011415 | 0 | 0 | 4.0839e-05 | 0.00041753 | 0.0007166 | 8.9051e-05 | 0.00016482 | 0.00010956 | 8.9093e-05 | 0.00010956 | 0.00011415 | 0 | 0.00011415 | 0.00047113 | 0.00029516 | 0.0002244 | 0.00011927 | 0.00012868 | 0.00012577 | 3.8526e-06 | -9.9023e-07 | 5.5489e-07 | 5.5489e-07 | 0.00011415 | 0.00011415 | 0.00011415 | 0.00011416 | 0.00011415 | 0.00011415 | 0.00016661 | 0.00015069 | 0.00019246 | 0.00021381 | 0 | 0.00011415 | 0.00011415 | 0.00011415 | 0.00011415 | 0.00038582 | 0.00023592 | 0.00019007 | 0.00016352 | 0.00013403 | 0.00012742 | 0.00015542 | 0.00016841 | 9.5087e-05 | 0.00010807 | 4.5547e-06 | 4.5547e-06
04/16 16:00:00 | 4 | 16 | 16 | 2536 | WD | 0.00028177 | 0.00011119 | 0.00011119 | -0.00098879 | 7.9136e-05 | 0.00024949 | 0.00011415 | 0 | 0 | 4.0839e-05 | 0.00044364 | 0.00046339 | 0.00011119 | 0.0002056 | 0.00011092 | 0.00011936 | 0.00011092 | 0.00011415 | 0 | 0.00011415 | 0.00047031 | 0.00029516 | 0.0002244 | 0.0001093 | 0.00012152 | 0.00011774 | 3.7862e-06 | -1.2934e-06 | 3.2724e-07 | 3.2724e-07 | 0.00011415 | 0.00011415 | 0.00011415 | 0.00011416 | 0.00011415 | 0.00011415 | 0.00014779 | 0.00014413 | 0.00015206 | 0.00015611 | 0 | 0.00011415 | 0.00011415 | 0.00011415 | 0.00011415 | 0.00027626 | 0.00021387 | 0.00015182 | 0.00011589 | 0.00012289 | 0.00012295 | 0.00014389 | 0.0001536 | 8.7427e-05 | 0.00010966 | 6.3232e-05 | 6.3232e-05
04/16 17:00:00 | 4 | 16 | 17 | 2537 | WD | 0.00019333 | 0.00014611 | 0.00014611 | 0.00101 | 0.00015972 | -2.0051e-12 | 0.00011415 | 0.00089415 | 0.00089415 | 7.0788e-05 | -0.0006553 | 0.00023282 | 0.00014611 | 4.5008e-05 | 0.00012 | 0.00015074 | 0.00012 | 0.00011415 | 0 | 0.00011415 | 0.00036882 | 0.00029516 | 0.0002244 | 0.0001068 | 0.00011756 | 0.00011423 | 3.5211e-06 | -8.7506e-07 | 5.2755e-07 | 5.2755e-07 | 0.00011415 | 0.00011415 | 0.00011415 | 0.00011416 | 0.00011415 | 0.00011415 | 0.00012914 | 0.00013924 | 0.00012923 | 0.00012411 | 0 | 0.00011415 | 0.00011415 | 0.00011415 | 0.00011415 | 0.00017505 | 0.00016956 | 0.00011855 | 8.9003e-05 | 0.00011316 | 0.0001201 | 0.00013426 | 0.00014082 | 8.7408e-05 | 0.00011074 | 0.00010429 | 0.00010429
04/16 18:00:00 | 4 | 16 | 18 | 2538 | WD | 8.9837e-05 | 0.00016865 | 0.00016865 | 1.4645e-05 | 9.5798e-05 | -7.5459e-13 | 0.00011415 | 0.0006798 | 0.0006798 | 0.00015247 | -0.00042318 | 7.2275e-05 | 0.00016865 | 0.00019993 | 0.00013406 | 0.00018638 | 0.00013406 | 0.00011415 | 0 | 0.00011415 | 4.4737e-05 | 6.5591e-05 | 0.0001126 | 0.00010643 | 0.00011318 | 0.0001111 | 3.2593e-06 | -6.352e-07 | 6.0736e-07 | 6.0736e-07 | 0.00011415 | 0.00011415 | 0.00011415 | 0.00011416 | 0.00011415 | 0.00011415 | 0.00012867 | 0.00012817 | 0.00011248 | 0.00010446 | 0 | 0.00011415 | 0.00011415 | 0.00011415 | 0.00011415 | 9.9934e-05 | 0.0001156 | 8.7824e-05 | 7.1737e-05 | 0.00011154 | 0.00011507 | 0.00010738 | 0.00010381 | 8.7402e-05 | 0.00011146 | 0.00028135 | 0.00028135
04/16 19:00:00 | 4 | 16 | 19 | 2539 | WD | 0 | 0.00021744 | 0.00021744 | 0.0010294 | 0.00015105 | -3.8268e-13 | 0.00011415 | 0.00014404 | 0.00014404 | 0.00021236 | -0.00022877 | -9.4546e-06 | 0.00021744 | 0.00034927 | 0.00014271 | 0.00023938 | 0.00014271 | 0.00011415 | 5.7313e-05 | 0.00011415 | 7.0417e-06 | 6.5591e-05 | 0.0001126 | 0.00011588 | 0.00011067 | 0.00011228 | 3.0341e-06 | -3.5779e-07 | 7.2441e-07 | 7.2441e-07 | 0.00011415 | 0.00011415 | 0.00011415 | 0.00011416 | 0.00011415 | 0.00011415 | 0.00011028 | 0.00012041 | 0.00010095 | 9.1006e-05 | 3.9149e-05 | 0.00011415 | 0.00011415 | 0.00011415 | 0.00011415 | 1.852e-05 | 7.444e-05 | 6.4997e-05 | 5.9528e-05 | 0.00010305 | 0.00011376 | 0.00010461 | 0.00010036 | 8.7395e-05 | 0.00011215 | 0.00030671 | 0.00030671
04/16 20:00:00 | 4 | 16 | 20 | 2540 | WD | 0 | 0.00020384 | 0.00020384 | 1.6762e-05 | 0.00016634 | -2.8565e-13 | 0.00011415 | 0 | 0 | 0.00028587 | -0.00010169 | -5.774e-05 | 0.00020384 | 0.00030266 | 0.00014653 | 0.00021392 | 0.00014653 | 0.00011415 | 0.00022925 | 0.00011415 | 0 | 6.5591e-05 | 0.0001126 | 0.00011449 | 0.0001069 | 0.00010925 | 2.827e-06 | -2.2753e-07 | 7.4703e-07 | 7.4703e-07 | 0.00011415 | 0.00011415 | 0.00011415 | 0.00011416 | 0.00011415 | 0.00011415 | 0.00010984 | 0.00010476 | 8.6009e-05 | 7.6429e-05 | 0.00022929 | 0.00011415 | 0.00011415 | 0.00011415 | 0.00011415 | 4.8306e-06 | 5.9917e-05 | 8.4608e-05 | 9.8906e-05 | 0.00010616 | 0.00011376 | 0.0001057 | 0.00010196 | 8.7402e-05 | 0.00011249 | 0.00035446 | 0.00035446
04/16 21:00:00 | 4 | 16 | 21 | 2541 | WD | 0 | 0.0001863 | 0.0001863 | 1.5054e-05 | 0.00016439 | 0 | 0.00011415 | 0 | 0 | 0.00034305 | -6.2506e-05 | -8.9104e-05 | 0.0001863 | 0.00025618 | 0.00014762 | 0.00018874 | 0.00014762 | 0.00011415 | 0.00022925 | 0.00011415 | 0 | 6.5591e-05 | 0.0001126 | 0.00010821 | 9.1259e-05 | 9.6498e-05 | 2.0992e-05 | -1.4682e-07 | 6.5976e-06 | 6.5976e-06 | 0.00011415 | 0.00011415 | 0.00011415 | 0.00011415 | 0.00011415 | 0.00011415 | 0.00010924 | 9.2279e-05 | 7.4921e-05 | 6.6052e-05 | 0.00022929 | 0.00011415 | 0.00011415 | 0.00011415 | 0.00011415 | 3.2016e-06 | 4.5412e-05 | 7.0785e-05 | 8.5478e-05 | 0.00010426 | 0.00010209 | 9.9295e-05 | 9.7999e-05 | 8.841e-05 | 9.6493e-05 | 0.00038132 | 0.00038132
04/16 22:00:00 | 4 | 16 | 22 | 2542 | WD | 0 | 0.00019158 | 0.00019158 | -0.00099798 | 0.000162 | 2.0698e-12 | 0.00011415 | 0 | 0 | 0.00034849 | -4.1822e-05 | -0.00016676 | 0.00019158 | 0.00027151 | 0.00014405 | 0.00020305 | 0.00014405 | 0.00011415 | 0.00022925 | 0.00011415 | 0 | 6.5591e-05 | 0.0001118 | 9.8954e-05 | 8.6516e-05 | 9.036e-05 | 2.8103e-05 | 5.8247e-06 | 1.2933e-05 | 1.2933e-05 | 0.00011415 | 0.00011415 | 0.00011415 | 0.00011416 | 0.00011415 | 0.00011415 | 0.00010883 | 6.9436e-05 | 6.3877e-05 | 6.1037e-05 | 0.00022929 | 0.00011415 | 0.00011415 | 0.00011415 | 0.00011415 | 2.0797e-06 | 3.3003e-05 | 6.2124e-05 | 7.8988e-05 | 0.00010263 | 9.3228e-05 | 9.2575e-05 | 9.2273e-05 | 8.8565e-05 | 9.7749e-05 | 1.3419e-05 | 1.3419e-05
04/16 23:00:00 | 4 | 16 | 23 | 2543 | WD | 0 | 0.00017156 | 0.00017156 | 0.0010048 | 7.9044e-05 | 7.9772e-13 | 0.00011415 | 0 | 0 | 0.00023959 | 0.00099787 | -0.0022089 | 0.00017156 | 0.00045145 | 0.00013614 | 0.00019428 | 0.00013614 | 0.00011415 | 0.00022925 | 0.00011415 | 0 | 6.5591e-05 | 0.0001118 | 0.00012577 | 8.6407e-05 | 9.8571e-05 | 2.9184e-05 | 1.1364e-05 | 1.7049e-05 | 1.7049e-05 | 0.00011415 | 0.00011415 | 0.00011415 | 0.00011416 | 0.00011415 | 0.00011415 | 9.9691e-05 | 6.8344e-05 | 6.1493e-05 | 5.7992e-05 | 0.00022929 | 0.00011415 | 0.00011415 | 0.00011415 | 0.00011415 | 1.729e-06 | 2.6771e-05 | 5.7344e-05 | 7.5048e-05 | 9.7515e-05 | 9.288e-05 | 9.1895e-05 | 9.1438e-05 | 8.8601e-05 | 9.9528e-05 | -7.8631e-07 | -7.8631e-07
04/16 24:00:00 | 4 | 16 | 24 | 2544 | WD | 0 | 0.00014197 | 0.00014197 | 3.0853e-06 | 7.7357e-05 | -1.3906e-12 | 0.00011415 | 0 | 0 | 0.00013341 | 0.00065452 | -0.0050289 | 0.00014197 | 0.00028412 | 0.00012638 | 0.00015859 | 0.00012638 | 0.00011415 | 0.00022925 | 0.00011415 | 0 | 6.5591e-05 | 0.0001118 | 9.1857e-05 | 8.6405e-05 | 8.809e-05 | 2.9222e-05 | 1.259e-05 | 1.7896e-05 | 1.7896e-05 | 0.00011415 | 0.00011415 | 0.00011415 | 0.00011416 | 0.00011415 | 0.00011415 | 4.5468e-05 | 6.8027e-05 | 5.8924e-05 | 5.4272e-05 | 0.00022929 | 0.00011415 | 0.00011415 | 0.00011415 | 0.00011415 | 1.2032e-06 | 2.496e-05 | 5.3631e-05 | 7.0234e-05 | 7.1836e-05 | 9.2792e-05 | 8.5721e-05 | 8.2442e-05 | 8.8786e-05 | 0.0001002 | 6.0714e-06 | 6.0714e-06
04/17 01:00:00 | 4 | 17 | 1 | 2545 | WD | 0 | 9.9734e-05 | 9.9734e-05 | 9.5716e-07 | 7.5381e-05 | 0.00025245 | 0.00011415 | 0 | 0 | 5.4452e-05 | 0.00051265 | -0.0061373 | 9.9734e-05 | 0.00011289 | 9.19e-05 | 0.0001077 | 9.19e-05 | 0.00011415 | 0.00022925 | 0.00011415 | 0 | 6.5591e-05 | 0.0001118 | 9.0717e-05 | 8.6148e-05 | 8.756e-05 | 2.9837e-05 | 1.2983e-05 | 1.836e-05 | 1.836e-05 | 0.00011415 | 0.00011415 | 0.00011415 | 0.00011416 | 0.00011415 | 0.00011415 | 3.6463e-05 | 6.7924e-05 | 5.8637e-05 | 5.3892e-05 | 0.00022929 | 0.00011415 | 0.00011415 | 0.00011415 | 0.00011415 | 1.2032e-06 | 2.437e-05 | 5.3103e-05 | 6.9742e-05 | 6.6528e-05 | 9.2676e-05 | 8.5494e-05 | 8.2163e-05 | 8.8871e-05 | 0.00010061 | 3.1418e-06 | 3.1418e-06
04/17 02:00:00 | 4 | 17 | 2 | 2546 | WD | 0 | 0.00011656 | 0.00011656 | 0.00097291 | 7.3035e-05 | 0.00023244 | 0.00011415 | 0 | 0 | 2.1781e-05 | 0.00046302 | -0.0047929 | 0.00011656 | 0.00015125 | 8.5656e-05 | 0.00013332 | 8.5656e-05 | 0.00011415 | 0.00022925 | 0.00011415 | 0 | 6.5591e-05 | 0.0001118 | 9.0215e-05 | 8.5079e-05 | 8.6666e-05 | 3.0527e-05 | 1.3392e-05 | 1.8859e-05 | 1.8859e-05 | 0.00011415 | 0.00011415 | 0.00011415 | 0.00011416 | 0.00011415 | 0.00011415 | 3.6473e-05 | 6.819e-05 | 6.0618e-05 | 5.6748e-05 | 0.00022929 | 0.00011415 | 0.00011415 | 0.00011415 | 0.00011415 | 1.23e-06 | 2.5894e-05 | 5.6002e-05 | 7.3438e-05 | 6.5238e-05 | 9.2385e-05 | 8.5863e-05 | 8.2838e-05 | 8.8933e-05 | 0.00010097 | 1.6732e-05 | 1.6732e-05
04/17 03:00:00 | 4 | 17 | 3 | 2547 | WD | 0 | 0.00013609 | 0.00013609 | -0.0009709 | 1.5322e-06 | 0.00022975 | 0.00011415 | 0 | 0 | 2.1781e-05 | 0.00050544 | -0.0046644 | 0.00013609 | 0.00022206 | 8.3946e-05 | 0.00017227 | 8.3946e-05 | 0.00011415 | 0.00022925 | 0.00011415 | 0 | 6.5591e-05 | 0.0001118 | 9.074e-05 | 8.4504e-05 | 8.6431e-05 | 3.0987e-05 | 1.3624e-05 | 1.9164e-05 | 1.9164e-05 | 0.00011415 | 0.00011415 | 0.00011415 | 0.00011416 | 0.00011415 | 0.00011415 | 4.5596e-05 | 6.8975e-05 | 6.1912e-05 | 5.8304e-05 | 0.00022929 | 0.00011415 | 0.00011415 | 0.00011415 | 0.00011415 | 1.5508e-06 | 3.0373e-05 | 5.892e-05 | 7.5451e-05 | 7.0656e-05 | 9.2423e-05 | 8.6086e-05 | 8.3147e-05 | 8.8932e-05 | 0.00010128 | 2.3966e-05 | 2.3966e-05
04/17 04:00:00 | 4 | 17 | 4 | 2548 | WD | 0 | 0.00013602 | 0.00013602 | 5.6614e-07 | 7.436e-05 | 0.00022651 | 0.00011415 | 0 | 0 | 2.1781e-05 | 0.00046569 | -0.0021967 | 0.00013602 | 0.00021637 | 8.2211e-05 | 0.00016154 | 8.2211e-05 | 0.00011415 | 0.00022925 | 0.00011415 | 0 | 6.5591e-05 | 0.0001118 | 0.00015044 | 8.4894e-05 | 0.00010515 | 3.0248e-05 | 1.3601e-05 | 1.8912e-05 | 1.8912e-05 | 0.00011415 | 0.00011415 | 0.00011415 | 0.00011416 | 0.00011415 | 0.00011415 | 5.4768e-05 | 7.0282e-05 | 7.6832e-05 | 8.0178e-05 | 0.00022929 | 0.00011415 | 0.00011415 | 0.00011415 | 0.00011415 | 2.0054e-06 | 3.7834e-05 | 7.9583e-05 | 0.00010376 | 7.6647e-05 | 9.2955e-05 | 9.0882e-05 | 8.9921e-05 | 8.8889e-05 | 0.00010135 | 1.6761e-05 | 1.6761e-05
04/17 05:00:00 | 4 | 17 | 5 | 2549 | WD | 0 | 0.00012283 | 0.00012283 | 0 | 0 | 0.00021796 | 0.00011415 | 0 | 0 | 6.5342e-05 | 0.00041924 | 0.00086611 | 0.00012283 | 0.00020667 | 8.1198e-05 | 0.00015192 | 8.1198e-05 | 0.00011415 | 0.00022925 | 0.00011415 | 0 | 6.5591e-05 | 0.0001118 | 0.00014468 | 8.9947e-05 | 0.00010686 | 3.2499e-05 | 1.3291e-05 | 1.942e-05 | 1.942e-05 | 0.00011415 | 0.00011415 | 0.00011415 | 0.00011416 | 0.00011415 | 0.00011415 | 9.1181e-05 | 9.299e-05 | 0.0001022 | 0.0001069 | 0.00022929 | 0.00011415 | 0.00011415 | 0.00011415 | 0.00011415 | 3.0749e-06 | 6.2531e-05 | 0.00011054 | 0.00013835 | 9.5405e-05 | 0.00010158 | 9.8979e-05 | 9.7773e-05 | 8.8722e-05 | 0.00010126 | 6.119e-06 | 6.119e-06
04/17 06:00:00 | 4 | 17 | 6 | 2550 | WD | 1.202e-05 | 0.00015048 | 0.00015048 | 0.00099347 | 0.00015556 | -1.5577e-12 | 0.00011415 | 6.3755e-05 | 6.3755e-05 | 0.00013613 | 0.00042436 | 0.0027941 | 0.00015048 | 0.00022565 | 8.7512e-05 | 0.00016279 | 8.7512e-05 | 0.00011415 | 0.00011463 | 0.00011415 | 6.5452e-06 | 6.5591e-05 | 0.0001126 | 0.00013062 | 9.5969e-05 | 0.00010668 | 1.2177e-05 | 7.6506e-06 | 9.0948e-06 | 9.0948e-06 | 0.00011415 | 0.00011415 | 0.00011415 | 0.00011416 | 0.00011415 | 0.00011415 | 0.00012828 | 0.00012393 | 0.00013035 | 0.00013363 | 0.00011465 | 0.00011415 | 0.00011415 | 0.00011415 | 0.00011415 | 1.7957e-05 | 9.4875e-05 | 0.00014468 | 0.00017352 | 0.00011191 | 0.00011097 | 0.00010189 | 9.7685e-05 | 8.6235e-05 | 0.00012335 | 0.00044219 | 0.00044219
04/17 07:00:00 | 4 | 17 | 7 | 2551 | WD | 9.7824e-05 | 0.00016392 | 0.00016392 | 1.2785e-05 | 0.00014831 | 7.5464e-14 | 0.00011415 | 0.00042164 | 0.00042164 | 0.00015247 | -0.00070714 | 0.0032785 | 0.00016392 | 1.6842e-05 | 9.9871e-05 | 0.00018204 | 9.9871e-05 | 0.00011415 | 0 | 0.00011415 | 3.8649e-05 | 6.5591e-05 | 0.0001126 | 0.00011053 | 0.00011152 | 0.00011121 | 6.2172e-06 | 2.4909e-06 | 3.6798e-06 | 3.6798e-06 | 0.00011415 | 0.00011415 | 0.00011415 | 0.00011416 | 0.00011415 | 0.00011415 | 0.000149 | 0.00014026 | 0.00018894 | 0.00021381 | 0 | 0.00011415 | 0.00011415 | 0.00011415 | 0.00011415 | 9.8329e-05 | 0.00014237 | 0.00014416 | 0.00014519 | 0.00012115 | 0.00011758 | 0.00011807 | 0.00011829 | 9.3864e-05 | 0.00011699 | 0.00035457 | 0.00035457
04/17 08:00:00 | 4 | 17 | 8 | 2552 | WD | 0.00019741 | 0.00016318 | 0.00016318 | -0.001013 | 0.00019127 | 4.7973e-13 | 0.00011415 | 0.00071832 | 0.00071832 | 0.00013613 | -0.00043933 | 0.0031229 | 0.00016318 | 9.918e-05 | 0.00011103 | 0.00017301 | 0.00011103 | 0.00011415 | 0 | 0.00011415 | 0.00018436 | 0.00016398 | 0.0001685 | 0.00011407 | 0.00011335 | 0.00011357 | 5.4335e-06 | 7.0588e-07 | 2.2143e-06 | 2.2143e-06 | 0.00011415 | 0.00011415 | 0.00011415 | 0.00011416 | 0.00011415 | 0.00011415 | 0.00016895 | 0.00015337 | 0.00019337 | 0.00021381 | 0 | 0.00011415 | 0.00011415 | 0.00011415 | 0.00011415 | 0.00020502 | 0.00020147 | 0.00016974 | 0.00015137 | 0.00013623 | 0.00012262 | 0.00014781 | 0.00015949 | 9.481e-05 | 0.00011458 | 0.00024708 | 0.00024708
04/17 09:00:00 | 4 | 17 | 9 | 2553 | WD | 0.0002895 | 0.00016692 | 0.00016692 | 0.0010568 | 0.00017243 | 1.5523e-12 | 0.00011415 | 0.00043974 | 0.00043974 | 5.9897e-05 | -0.00021612 | 0.002775 | 0.00016692 | 0.00019153 | 0.00011108 | 0.00018515 | 0.00011108 | 0.00011415 | 0 | 0.00011415 | 0.00046171 | 0.00029516 | 0.0002244 | 0.00011754 | 0.00011341 | 0.00011469 | 5.1371e-06 | 2.2656e-07 | 1.7933e-06 | 1.7933e-06 | 0.00011415 | 0.00011415 | 0.00011415 | 0.00011416 | 0.00011415 | 0.00011415 | 0.0001871 | 0.00015456 | 0.00019377 | 0.00021381 | 0 | 0.00011415 | 0.00011415 | 0.00011415 | 0.00011415 | 0.00032863 | 0.00024396 | 0.00018902 | 0.0001572 | 0.00014697 | 0.00012327 | 0.00015284 | 0.00016655 | 9.4913e-05 | 0.0001119 | 0.00013797 | 0.00013797
04/17 10:00:00 | 4 | 17 | 10 | 2554 | WD | 0.00037557 | 0.00019543 | 0.00019543 | 1.5562e-05 | 0.0001702 | 0.00021486 | 0.00011415 | 0.00030594 | 0.00030594 | 4.0839e-05 | -0.00015784 | 0.0023635 | 0.00019543 | 0.00031785 | 0.00011156 | 0.00022697 | 0.00011156 | 0.00011415 | 0 | 0.00011415 | 0.00047113 | 0.00029516 | 0.0002244 | 0.00011817 | 0.0001136 | 0.00011501 | 4.7931e-06 | 9.9809e-08 | 1.5972e-06 | 1.5972e-06 | 0.00011415 | 0.00011415 | 0.00011415 | 0.00011416 | 0.00011415 | 0.00011415 | 0.00018706 | 0.00015413 | 0.00019363 | 0.00021381 | 0 | 0.00011415 | 0.00011415 | 0.00011415 | 0.00011415 | 0.00042088 | 0.00024653 | 0.00019322 | 0.00016235 | 0.00014836 | 0.00012318 | 0.00015169 | 0.0001649 | 9.4934e-05 | 0.00011079 | 0.00010766 | 0.00010766
04/17 11:00:00 | 4 | 17 | 11 | 2555 | WD | 0.00044051 | 0.00016035 | 0.00016035 | 1.3643e-05 | 0.00016693 | 0.00021991 | 0.00011415 | 0 | 0 | 4.0839e-05 | 0.000986 | 0.0020244 | 0.00016035 | 0.00041501 | 0.00011463 | 0.00017687 | 0.00011463 | 0.00011415 | 0 | 0.00011415 | 0.00047113 | 0.00029516 | 0.0002244 | 0.00014592 | 0.0001137 | 0.00012365 | 5.0818e-06 | 7.7251e-08 | 1.674e-06 | 1.674e-06 | 0.00011415 | 0.00011415 | 0.00011415 | 0.00011416 | 0.00011415 | 0.00011415 | 0.000187 | 0.00015348 | 0.00019341 | 0.00021381 | 0 | 0.00011415 | 0.00011415 | 0.00011415 | 0.00011415 | 0.00047886 | 0.00024632 | 0.00019546 | 0.000166 | 0.00014859 | 0.00012301 | 0.00015305 | 0.00016698 | 9.4937e-05 | 0.00010995 | 9.0496e-05 | 9.0496e-05
04/17 12:00:00 | 4 | 17 | 12 | 2556 | WD | 0.00047604 | 0.00015399 | 0.00015399 | 1.1902e-05 | 0.00016369 | 0.00021998 | 0.00011415 | 0 | 0 | 4.0839e-05 | 0.00075863 | 0.0017244 | 0.00015399 | 0.00032716 | 0.00011458 | 0.00016832 | 0.00011458 | 0.00011415 | 0 | 0.00011415 | 0.00047113 | 0.00029516 | 0.0002244 | 0.00011818 | 0.00011395 | 0.00011526 | 4.3066e-06 | 7.1705e-08 | 1.4229e-06 | 1.4229e-06 | 0.00011415 | 0.00011415 | 0.00011415 | 0.00011416 | 0.00011415 | 0.00011415 | 0.00018694 | 0.0001532 | 0.00019331 | 0.00021381 | 0 | 0.00011415 | 0.00011415 | 0.00011415 | 0.00011415 | 0.00050443 | 0.00024586 | 0.00023934 | 0.00023557 | 0.00014828 | 0.00012301 | 0.00015641 | 0.00017191 | 9.4938e-05 | 0.00010948 | 8.2684e-05 | 8.2684e-05
04/17 13:00:00 | 4 | 17 | 13 | 2557 | WD | 0.00047305 | 0.00015479 | 0.00015479 | 0.0010126 | 8.0617e-05 | 0.00021627 | 0.00011415 | 0 | 0 | 4.0839e-05 | 0.00057834 | 0.001478 | 0.00015479 | 0.00032408 | 0.00011115 | 0.00018271 | 0.00011115 | 0.00011415 | 0 | 0.00011415 | 0.00047113 | 0.00029516 | 0.0002244 | 0.00011901 | 0.00011794 | 0.00011827 | 4.244e-06 | -2.1363e-08 | 1.3395e-06 | 1.3395e-06 | 0.00011415 | 0.00011415 | 0.00011415 | 0.00011416 | 0.00011415 | 0.00011415 | 0.00018653 | 0.00015279 | 0.00019317 | 0.00021381 | 0 | 0.00011415 | 0.00011415 | 0.00011415 | 0.00011415 | 0.00050563 | 0.00024525 | 0.0002392 | 0.00023569 | 0.00014661 | 0.00012429 | 0.00015481 | 0.00016896 | 9.4941e-05 | 0.00010925 | 7.2196e-05 | 7.2196e-05
04/17 14:00:00 | 4 | 17 | 14 | 2558 | WD | 0.00043913 | 0.00016097 | 0.00016097 | -0.00099434 | 0.00015979 | 0.00022375 | 0.00011415 | 0 | 0 | 4.0839e-05 | 0.00048042 | 0.0012394 | 0.00016097 | 0.00030203 | 0.00011051 | 0.00017971 | 0.00011051 | 0.00011415 | 0 | 0.00011415 | 0.00047113 | 0.00029516 | 0.0002244 | 0.00011844 | 0.0001165 | 0.0001171 | 4.142e-06 | -1.6682e-07 | 1.208e-06 | 1.208e-06 | 0.00011415 | 0.00011415 | 0.00011415 | 0.00011416 | 0.00011415 | 0.00011415 | 0.00018548 | 0.00015218 | 0.00019297 | 0.00021381 | 0 | 0.00011415 | 0.00011415 | 0.00011415 | 0.00011415 | 0.00048403 | 0.00024314 | 0.00023755 | 0.00023432 | 0.00014593 | 0.00012359 | 0.00015213 | 0.00016537 | 9.4926e-05 | 0.00010928 | 7.3315e-05 | 7.3315e-05
04/17 15:00:00 | 4 | 17 | 15 | 2559 | WD | 0.00037373 | 0.00016166 | 0.00016166 | 0.0010033 | 7.9099e-05 | 0.00023635 | 0.00011415 | 0 | 0 | 4.0839e-05 | 0.0004668 | 0.0010358 | 0.00016166 | 0.00031328 | 0.00010956 | 0.00019305 | 0.00010956 | 0.00011415 | 0 | 0.00011415 | 0.00047113 | 0.00029516 | 0.0002244 | 0.0001149 | 0.00011185 | 0.0001128 | 3.9693e-06 | -1.389e-07 | 1.1718e-06 | 1.1718e-06 | 0.00011415 | 0.00011415 | 0.00011415 | 0.00011416 | 0.00011415 | 0.00011415 | 0.00016661 | 0.00015069 | 0.00019246 | 0.00021381 | 0 | 0.00011415 | 0.00011415 | 0.00011415 | 0.00011415 | 0.00038649 | 0.00023592 | 0.0001901 | 0.00016357 | 0.00013409 | 0.00012151 | 0.00015141 | 0.00016528 | 9.4917e-05 | 0.00010946 | 7.7426e-05 | 7.7426e-05
04/17 16:00:00 | 4 | 17 | 16 | 2560 | WD | 0.0002878 | 0.00016844 | 0.00016844 | 4.1034e-06 | 0.00015823 | 0.00024949 | 0.00011415 | 0 | 0 | 4.0839e-05 | 0.00042516 | 0.00085592 | 0.00016844 | 0.00029765 | 0.00011092 | 0.00018892 | 0.00011092 | 0.00011415 | 0 | 0.00011415 | 0.00047038 | 0.00029516 | 0.0002244 | 0.0001063 | 0.00011087 | 0.00010946 | 3.7991e-06 | -7.632e-08 | 1.1602e-06 | 1.1602e-06 | 0.00011415 | 0.00011415 | 0.00011415 | 0.00011416 | 0.00011415 | 0.00011415 | 0.00014779 | 0.00014413 | 0.00015206 | 0.00015611 | 0 | 0.00011415 | 0.00011415 | 0.00011415 | 0.00011415 | 0.00027657 | 0.00021389 | 0.00015184 | 0.00011591 | 0.00012295 | 0.0001192 | 0.00014134 | 0.00015162 | 8.7272e-05 | 0.00011005 | 0.00010117 | 0.00010117
04/17 17:00:00 | 4 | 17 | 17 | 2561 | WD | 0.00019888 | 0.00017616 | 0.00017616 | 8.8937e-06 | 7.9817e-05 | -2.0051e-12 | 0.00011415 | 0.00089783 | 0.00089783 | 7.0788e-05 | -0.00092716 | 0.00071954 | 0.00017616 | 3.6337e-05 | 0.00012 | 0.00020557 | 0.00012 | 0.00011415 | 0 | 0.00011415 | 0.00037034 | 0.00029516 | 0.0002244 | 0.00010394 | 0.00010941 | 0.00010772 | 3.5128e-06 | -2.0345e-07 | 9.8223e-07 | 9.8223e-07 | 0.00011415 | 0.00011415 | 0.00011415 | 0.00011416 | 0.00011415 | 0.00011415 | 0.00012914 | 0.00013924 | 0.00012923 | 0.00012411 | 0 | 0.00011415 | 0.00011415 | 0.00011415 | 0.00011415 | 0.00017576 | 0.00016994 | 0.00011871 | 8.9039e-05 | 0.00011322 | 0.00011722 | 0.00013284 | 0.00014009 | 8.7267e-05 | 0.00011071 | 0.00013904 | 0.00013904
04/17 18:00:00 | 4 | 17 | 18 | 2562 | WD | 9.5795e-05 | 0.00021086 | 0.00021086 | 2.2602e-05 | 0.00016263 | -7.5459e-13 | 0.00011415 | 0.00069741 | 0.00069741 | 0.00015247 | -0.00047262 | 0.00064347 | 0.00021086 | 0.00024539 | 0.00013406 | 0.00023639 | 0.00013406 | 0.00011415 | 0 | 0.00011415 | 4.5896e-05 | 6.5591e-05 | 0.0001126 | 0.0001038 | 0.00010653 | 0.00010569 | 3.2008e-06 | -1.4749e-07 | 9.208e-07 | 9.208e-07 | 0.00011415 | 0.00011415 | 0.00011415 | 0.00011416 | 0.00011415 | 0.00011415 | 0.00012867 | 0.00012817 | 0.00011248 | 0.00010446 | 0 | 0.00011415 | 0.00011415 | 0.00011415 | 0.00011415 | 0.00010237 | 0.00011681 | 8.8335e-05 | 7.1844e-05 | 0.00011161 | 0.00011273 | 0.00010656 | 0.0001037 | 8.725e-05 | 0.00011132 | 0.00033765 | 0.00033765
04/17 19:00:00 | 4 | 17 | 19 | 2563 | WD | 0 | 0.00024623 | 0.00024623 | 0.0005228 | 0.00016562 | -3.8268e-13 | 0.00011415 | 0.0001454 | 0.0001454 | 0.00021236 | -0.00024735 | 0.00057492 | 0.00024623 | 0.00039146 | 0.00014271 | 0.00027816 | 0.00014271 | 0.00011415 | 5.7313e-05 | 0.00011415 | 7.1082e-06 | 6.5591e-05 | 0.0001126 | 0.00010149 | 0.00010441 | 0.00010351 | 2.9636e-06 | -1.5237e-07 | 8.4179e-07 | 8.4179e-07 | 0.00011415 | 0.00011415 | 0.00011415 | 0.00011416 | 0.00011415 | 0.00011415 | 0.00011028 | 0.00012041 | 0.00010095 | 9.1006e-05 | 3.9149e-05 | 0.00011415 | 0.00011415 | 0.00011415 | 0.00011415 | 1.8684e-05 | 7.4458e-05 | 6.5008e-05 | 5.9535e-05 | 0.00010302 | 0.00011155 | 0.00010391 | 0.00010036 | 8.7241e-05 | 0.00011211 | 0.00036457 | 0.00036457
04/17 20:00:00 | 4 | 17 | 20 | 2564 | WD | 0 | 0.00022585 | 0.00022585 | 0.00050906 | 0.00016623 | -2.8565e-13 | 0.00011415 | 0 | 0 | 0.00028587 | -0.00011786 | 0.00048359 | 0.00022585 | 0.00032514 | 0.00014653 | 0.00024528 | 0.00014653 | 0.00011415 | 0.00022925 | 0.00011415 | 0 | 6.5591e-05 | 0.0001126 | 0.00010087 | 0.00010034 | 0.0001005 | 2.7576e-06 | -2.1969e-07 | 7.3024e-07 | 7.3024e-07 | 0.00011415 | 0.00011415 | 0.00011415 | 0.00011416 | 0.00011415 | 0.00011415 | 0.00010984 | 0.00010476 | 8.6009e-05 | 7.6429e-05 | 0.00022929 | 0.00011415 | 0.00011415 | 0.00011415 | 0.00011415 | 4.8306e-06 | 5.9917e-05 | 8.4608e-05 | 9.8906e-05 | 0.00010613 | 0.00011144 | 0.00010496 | 0.00010196 | 8.7241e-05 | 0.00011247 | 0.00042475 | 0.00042475
04/17 21:00:00 | 4 | 17 | 21 | 2565 | WD | 0 | 0.00020939 | 0.00020939 | -8.7526e-05 | 8.2161e-05 | 0 | 0.00011415 | 0 | 0 | 0.00034305 | -7.0614e-05 | 0.00040104 | 0.00020939 | 0.00030062 | 0.00014762 | 0.000234 | 0.00014762 | 0.00011415 | 0.00022925 | 0.00011415 | 0 | 6.5591e-05 | 0.0001126 | 9.7264e-05 | 8.5553e-05 | 8.9172e-05 | 2.165e-05 | -8.4676e-08 | 6.85e-06 | 6.85e-06 | 0.00011415 | 0.00011415 | 0.00011415 | 0.00011415 | 0.00011415 | 0.00011415 | 0.00010924 | 9.2279e-05 | 7.4921e-05 | 6.6052e-05 | 0.00022929 | 0.00011415 | 0.00011415 | 0.00011415 | 0.00011415 | 3.2016e-06 | 4.5412e-05 | 7.0785e-05 | 8.5478e-05 | 0.0001043 | 0.00010008 | 9.8657e-05 | 9.7999e-05 | 8.8537e-05 | 9.7077e-05 | 0.00044199 | 0.00044199
04/17 22:00:00 | 4 | 17 | 22 | 2566 | WD | 0 | 0.00020717 | 0.00020717 | -0.00072728 | 0.00016197 | 2.0698e-12 | 0.00011415 | 0 | 0 | 0.00034849 | -4.8204e-05 | 0.00025121 | 0.00020717 | 0.00028586 | 0.00014405 | 0.00022525 | 0.00014405 | 0.00011415 | 0.00022925 | 0.00011415 | 0 | 6.5591e-05 | 0.0001118 | 9.6762e-05 | 8.1148e-05 | 8.5973e-05 | 2.8621e-05 | 7.0333e-06 | 1.3921e-05 | 1.3921e-05 | 0.00011415 | 0.00011415 | 0.00011415 | 0.00011416 | 0.00011415 | 0.00011415 | 0.00010883 | 6.9436e-05 | 6.3877e-05 | 6.1037e-05 | 0.00022929 | 0.00011415 | 0.00011415 | 0.00011415 | 0.00011415 | 2.0797e-06 | 3.3003e-05 | 6.2124e-05 | 7.8988e-05 | 0.00010274 | 9.1328e-05 | 9.1625e-05 | 9.1763e-05 | 8.8661e-05 | 9.776e-05 | 1.9559e-05 | 1.9559e-05
04/17 23:00:00 | 4 | 17 | 23 | 2567 | WD | 0 | 0.00017521 | 0.00017521 | 0.00083149 | 7.9023e-05 | 7.9772e-13 | 0.00011415 | 0 | 0 | 0.00023959 | 0.00099417 | -0.0019296 | 0.00017521 | 0.00044637 | 0.00013614 | 0.00019947 | 0.00013614 | 0.00011415 | 0.00022925 | 0.00011415 | 0 | 6.5591e-05 | 0.0001118 | 0.00012473 | 8.1085e-05 | 9.4573e-05 | 2.9804e-05 | 1.2733e-05 | 1.818e-05 | 1.818e-05 | 0.00011415 | 0.00011415 | 0.00011415 | 0.00011416 | 0.00011415 | 0.00011415 | 9.9691e-05 | 6.8344e-05 | 6.1493e-05 | 5.7992e-05 | 0.00022929 | 0.00011415 | 0.00011415 | 0.00011415 | 0.00011415 | 1.729e-06 | 2.6771e-05 | 5.7344e-05 | 7.5048e-05 | 9.7612e-05 | 9.0995e-05 | 9.1048e-05 | 9.1073e-05 | 8.87e-05 | 9.955e-05 | 9.7987e-07 | 9.7987e-07
04/17 24:00:00 | 4 | 17 | 24 | 2568 | WD | 0 | 0.00014716 | 0.00014716 | 2.2984e-06 | 8.616e-05 | -1.3906e-12 | 0.00011415 | 0 | 0 | 0.00013341 | 0.00061211 | -0.0052307 | 0.00014716 | 0.00028485 | 0.00012638 | 0.00016464 | 0.00012638 | 0.00011415 | 0.00022925 | 0.00011415 | 0 | 6.5591e-05 | 0.0001118 | 8.9922e-05 | 8.1122e-05 | 8.3841e-05 | 3.0087e-05 | 1.3869e-05 | 1.9043e-05 | 1.9043e-05 | 0.00011415 | 0.00011415 | 0.00011415 | 0.00011416 | 0.00011415 | 0.00011415 | 4.5468e-05 | 6.8027e-05 | 5.8924e-05 | 5.4272e-05 | 0.00022929 | 0.00011415 | 0.00011415 | 0.00011415 | 0.00011415 | 1.2032e-06 | 2.496e-05 | 5.3631e-05 | 7.0234e-05 | 7.1931e-05 | 9.092e-05 | 8.4871e-05 | 8.2065e-05 | 8.8923e-05 | 0.00010028 | 1.0245e-05 | 1.0245e-05
04/18 01:00:00 | 4 | 18 | 1 | 2569 | WE | 0 | 8.8508e-05 | 8.8508e-05 | 1.0767e-06 | 6.6734e-05 | 0.00025245 | 0.00011415 | 0 | 0 | 5.4452e-05 | 0.00040359 | -0.0058987 | 8.8508e-05 | 7.9476e-05 | 9.281e-05 | 9.2838e-05 | 9.281e-05 | 0.00011415 | 0.00022925 | 0.00011415 | 0 | 1.6398e-05 | 1.3975e-05 | 9.1908e-05 | 8.1377e-05 | 8.4632e-05 | -1.5189e-05 | 1.408e-05 | 4.7413e-06 | 4.7413e-06 | 0.00011415 | 0.00011415 | 0.00011415 | 0.00011416 | 0.00011415 | 0.00011415 | 9.1034e-05 | 6.7538e-05 | 5.9021e-05 | 5.4669e-05 | 0.00022929 | 0.00011415 | 0.00011415 | 0.00011415 | 0.00011415 | 2.6738e-06 | 2.2169e-05 | 5.2933e-05 | 7.0747e-05 | 9.191e-05 | 9.0788e-05 | 8.4896e-05 | 8.2164e-05 | 8.6327e-05 | 0.00010067 | 1.0884e-05 | 1.0884e-05
04/18 02:00:00 | 4 | 18 | 2 | 2570 | WE | 0 | 0.00010803 | 0.00010803 | 5.5274e-07 | 7.4685e-05 | 0.00023244 | 0.00011415 | 0 | 0 | 2.1781e-05 | 0.00042311 | -0.0043096 | 0.00010803 | 0.00012365 | 8.6205e-05 | 0.00012082 | 8.6205e-05 | 0.00011415 | 0.00022925 | 0.00011415 | 0 | 1.6398e-05 | 1.3975e-05 | 9.1109e-05 | 8.2064e-05 | 8.4859e-05 | -3.1291e-05 | 1.389e-05 | -5.25e-07 | -5.25e-07 | 0.00011415 | 0.00011415 | 0.00011415 | 0.00011416 | 0.00011415 | 0.00011415 | 9.1034e-05 | 6.7578e-05 | 5.8145e-05 | 5.3326e-05 | 0.00022929 | 0.00011415 | 0.00011415 | 0.00011415 | 0.00011415 | 2.6738e-06 | 2.2396e-05 | 5.1915e-05 | 6.9009e-05 | 9.1912e-05 | 9.1046e-05 | 8.4227e-05 | 8.1064e-05 | 8.6286e-05 | 0.00010095 | 2.5411e-05 | 2.5411e-05
04/18 03:00:00 | 4 | 18 | 3 | 2571 | WE | 0 | 0.00011606 | 0.00011606 | 0 | 7.4368e-05 | 0.00022975 | 0.00011415 | 0 | 0 | 2.1781e-05 | 0.00043023 | -0.0049389 | 0.00011606 | 0.00015811 | 8.4304e-05 | 0.00013269 | 8.4304e-05 | 0.00011415 | 0.00022925 | 0.00011415 | 0 | 1.6398e-05 | 1.3975e-05 | 9.087e-05 | 8.2103e-05 | 8.4812e-05 | -3.384e-05 | 1.3847e-05 | -1.368e-06 | -1.368e-06 | 0.00011415 | 0.00011415 | 0.00011415 | 0.00011416 | 0.00011415 | 0.00011415 | 9.1034e-05 | 6.8179e-05 | 5.8423e-05 | 5.3438e-05 | 0.00022929 | 0.00011415 | 0.00011415 | 0.00011415 | 0.00011415 | 2.6738e-06 | 2.5829e-05 | 5.3266e-05 | 6.9154e-05 | 9.1911e-05 | 9.1243e-05 | 8.408e-05 | 8.0757e-05 | 8.6271e-05 | 0.00010113 | 2.8706e-05 | 2.8706e-05
04/18 04:00:00 | 4 | 18 | 4 | 2572 | WE | 0 | 0.00011708 | 0.00011708 | 4.1655e-07 | 0 | 0.00022651 | 0.00011415 | 0 | 0 | 2.1781e-05 | 0.00040883 | -0.0019739 | 0.00011708 | 0.00018488 | 8.2413e-05 | 0.00014576 | 8.2413e-05 | 0.00011415 | 0.00022925 | 0.00011415 | 0 | 1.6398e-05 | 1.3975e-05 | 0.00010253 | 8.2399e-05 | 8.862e-05 | -3.5309e-05 | 1.3735e-05 | -1.9126e-06 | -1.9126e-06 | 0.00011415 | 0.00011415 | 0.00011415 | 0.00011416 | 0.00011415 | 0.00011415 | 9.1034e-05 | 6.9401e-05 | 6.1076e-05 | 5.6823e-05 | 0.00022929 | 0.00011415 | 0.00011415 | 0.00011415 | 0.00011415 | 2.6738e-06 | 3.2805e-05 | 5.8598e-05 | 7.3534e-05 | 9.2019e-05 | 9.1716e-05 | 8.4723e-05 | 8.148e-05 | 8.6267e-05 | 0.00010126 | 3.2493e-05 | 3.2493e-05
04/18 05:00:00 | 4 | 18 | 5 | 2573 | WE | 0 | 0.00013169 | 0.00013169 | 8.615e-05 | 7.5161e-05 | 0.00021796 | 0.00011415 | 0 | 0 | 6.5342e-05 | 0.00038849 | 0.0010129 | 0.00013169 | 0.00019958 | 8.158e-05 | 0.00015312 | 8.158e-05 | 0.00011415 | 0.00022925 | 0.00011415 | 0 | 1.6398e-05 | 1.3975e-05 | 0.00010166 | 8.574e-05 | 9.066e-05 | -3.6616e-05 | 1.3663e-05 | -2.379e-06 | -2.379e-06 | 0.00011415 | 0.00011415 | 0.00011415 | 0.00011416 | 0.00011415 | 0.00011415 | 9.1034e-05 | 8.6668e-05 | 7.4596e-05 | 6.8429e-05 | 0.00022929 | 0.00011415 | 0.00011415 | 0.00011415 | 0.00011415 | 2.6738e-06 | 4.7626e-05 | 7.3544e-05 | 8.8553e-05 | 9.2013e-05 | 9.8103e-05 | 8.8887e-05 | 8.4613e-05 | 8.6244e-05 | 0.00010133 | 3.8425e-05 | 3.8425e-05
04/18 06:00:00 | 4 | 18 | 6 | 2574 | WE | 1.348e-05 | 0.0001309 | 0.0001309 | -8.2668e-05 | 7.8198e-05 | -1.5577e-12 | 0.00011415 | 6.6284e-05 | 6.6284e-05 | 0.00013613 | 0.00036908 | 0.0029839 | 0.0001309 | 0.00019162 | 8.8117e-05 | 0.00014646 | 8.8117e-05 | 0.00011415 | 0.00011463 | 0.00011415 | 1.7012e-06 | 1.6398e-05 | 1.4769e-05 | 0.0001023 | 9.154e-05 | 9.4866e-05 | -5.684e-05 | 7.6695e-06 | -1.2913e-05 | -1.2913e-05 | 0.00011415 | 0.00011415 | 0.00011415 | 0.00011416 | 0.00011415 | 0.00011415 | 9.1034e-05 | 0.00011689 | 9.2798e-05 | 8.0485e-05 | 0.00011465 | 0.00011415 | 0.00011415 | 0.00011415 | 0.00011415 | 1.1539e-05 | 7.0289e-05 | 9.1972e-05 | 0.00010453 | 8.9185e-05 | 0.0001072 | 9.4445e-05 | 8.8529e-05 | 8.3501e-05 | 0.00012319 | 1.4815e-05 | 1.4815e-05
04/18 07:00:00 | 4 | 18 | 7 | 2575 | WE | 0.00010037 | 0.00015668 | 0.00015668 | 1.2532e-05 | 0.00016941 | 7.5442e-14 | 0.00011415 | 0.00042234 | 0.00042234 | 0.00015247 | -0.00074432 | 0.0034163 | 0.00015668 | -1.6872e-05 | 0.00010137 | 0.00016823 | 0.00010137 | 0.00011415 | 0 | 0.00011415 | 9.6782e-06 | 1.6398e-05 | 1.4769e-05 | 9.7963e-05 | 0.00010678 | 0.00010406 | -6.7091e-05 | 2.4019e-06 | -1.977e-05 | -1.977e-05 | 0.00011415 | 0.00011415 | 0.00011415 | 0.00011416 | 0.00011415 | 0.00011415 | 9.1034e-05 | 0.00013599 | 0.00010621 | 9.0996e-05 | 0 | 0.00011415 | 0.00011415 | 0.00011415 | 0.00011415 | 5.7358e-05 | 0.00011989 | 0.00012018 | 0.00012035 | 8.6298e-05 | 0.00011445 | 9.5415e-05 | 8.6585e-05 | 8.5345e-05 | 0.00011648 | -4.6255e-05 | -4.6255e-05
04/18 08:00:00 | 4 | 18 | 8 | 2576 | WE | 0.0002049 | 0.00016493 | 0.00016493 | 0.0010622 | 0.00023405 | 4.7973e-13 | 0.00011415 | 0.0007331 | 0.0007331 | 0.00013613 | -0.00045215 | 0.0032224 | 0.00016493 | 7.9293e-05 | 0.000114 | 0.00016842 | 0.000114 | 0.00011415 | 0 | 0.00011415 | 1.8815e-05 | 1.6398e-05 | 1.4769e-05 | 9.803e-05 | 0.0001087 | 0.0001054 | -7.8969e-05 | 7.5529e-07 | -2.4681e-05 | -2.4681e-05 | 0.00011415 | 0.00011415 | 0.00011415 | 0.00011416 | 0.00011415 | 0.00011415 | 9.1034e-05 | 0.00014804 | 0.00011622 | 9.9958e-05 | 0 | 0.00011415 | 0.00011415 | 0.00011415 | 0.00011415 | 0.00010878 | 0.00018326 | 0.00015262 | 0.00013488 | 8.6302e-05 | 0.00011905 | 0.0001031 | 9.5705e-05 | 8.625e-05 | 0.0001143 | -9.9368e-05 | -9.9368e-05
04/18 09:00:00 | 4 | 18 | 9 | 2577 | WE | 0.0002982 | 0.00017579 | 0.00017579 | -0.0010263 | 0.00020466 | 1.5523e-12 | 0.00011415 | 0.00044155 | 0.00044155 | 5.9897e-05 | -0.00022997 | 0.0028257 | 0.00017579 | 0.00018069 | 0.00011567 | 0.00019195 | 0.00011567 | 0.00011415 | 0 | 0.00011415 | 2.5756e-05 | 1.6398e-05 | 1.4769e-05 | 9.866e-05 | 0.00010889 | 0.00010573 | -8.3482e-05 | 2.664e-07 | -2.6454e-05 | -2.6454e-05 | 0.00011415 | 0.00011415 | 0.00011415 | 0.00011416 | 0.00011415 | 0.00011415 | 9.1034e-05 | 0.00014946 | 0.00011937 | 0.000104 | 0 | 0.00011415 | 0.00011415 | 0.00011415 | 0.00011415 | 0.00015927 | 0.00022266 | 0.00017211 | 0.00014284 | 8.6308e-05 | 0.00012 | 0.00010549 | 9.8766e-05 | 8.6314e-05 | 0.00011293 | -9.8969e-05 | -9.8969e-05
04/18 10:00:00 | 4 | 18 | 10 | 2578 | WE | 0.00038161 | 0.00019617 | 0.00019617 | 0.0010567 | 0.0001736 | 0.00021486 | 0.00011415 | 0.00030594 | 0.00030594 | 4.0839e-05 | -0.00015091 | 0.0023973 | 0.00019617 | 0.00030704 | 0.00011778 | 0.0002262 | 0.00011778 | 0.00011415 | 0 | 0.00011415 | 2.6174e-05 | 1.6398e-05 | 1.4769e-05 | 9.8348e-05 | 0.00010958 | 0.00010611 | -8.509e-05 | 1.6025e-07 | -2.7039e-05 | -2.7039e-05 | 0.00011415 | 0.00011415 | 0.00011415 | 0.00011416 | 0.00011415 | 0.00011415 | 9.1034e-05 | 0.00014938 | 0.00011814 | 0.00010218 | 0 | 0.00011415 | 0.00011415 | 0.00011415 | 0.00011415 | 0.00020245 | 0.00022374 | 0.00017227 | 0.00014246 | 8.6288e-05 | 0.00012036 | 0.00010469 | 9.7429e-05 | 8.6427e-05 | 0.00011187 | -0.00010157 | -0.00010157
04/18 11:00:00 | 4 | 18 | 11 | 2579 | WE | 0.00044724 | 0.00015963 | 0.00015963 | 1.2284e-05 | 0.00016984 | 0.00021991 | 0.00011415 | 0 | 0 | 4.0839e-05 | 0.0011049 | 0.002028 | 0.00015963 | 0.000403 | 0.00012151 | 0.00017397 | 0.00012151 | 0.00011415 | 0 | 0.00011415 | 2.6174e-05 | 1.6398e-05 | 1.4769e-05 | 0.00012643 | 0.00011056 | 0.00011547 | -8.8735e-05 | 1.733e-07 | -2.8193e-05 | -2.8193e-05 | 0.00011415 | 0.00011415 | 0.00011415 | 0.00011416 | 0.00011415 | 0.00011415 | 9.1034e-05 | 0.00014911 | 0.0001139 | 9.5904e-05 | 0 | 0.00011415 | 0.00011415 | 0.00011415 | 0.00011415 | 0.00023144 | 0.00022125 | 0.00016677 | 0.00013522 | 8.6522e-05 | 0.00012061 | 0.00010495 | 9.7684e-05 | 8.6556e-05 | 0.00011079 | -0.00010215 | -0.00010215
04/18 12:00:00 | 4 | 18 | 12 | 2580 | WE | 0.00047973 | 0.00015491 | 0.00015491 | 9.9952e-06 | 0.00016611 | 0.00021998 | 0.00011415 | 0 | 0 | 4.0839e-05 | 0.0007459 | 0.0017441 | 0.00015491 | 0.00032468 | 0.00012155 | 0.0001678 | 0.00012155 | 0.00011415 | 0 | 0.00011415 | 2.6174e-05 | 1.6398e-05 | 1.4769e-05 | 9.8006e-05 | 0.00011179 | 0.00010753 | -8.7212e-05 | 2.4113e-07 | -2.7661e-05 | -2.7661e-05 | 0.00011415 | 0.00011415 | 0.00011415 | 0.00011416 | 0.00011415 | 0.00011415 | 9.1034e-05 | 0.00014827 | 0.00011155 | 9.2781e-05 | 0 | 0.00011415 | 0.00011415 | 0.00011415 | 0.00011415 | 0.00024322 | 0.00021767 | 0.00016314 | 0.00013156 | 8.6241e-05 | 0.00012077 | 0.00010364 | 9.5695e-05 | 8.6629e-05 | 0.00011021 | -0.00010719 | -0.00010719
04/18 13:00:00 | 4 | 18 | 13 | 2581 | WE | 0.00047995 | 0.00015775 | 0.00015775 | 8.9006e-06 | 0.00016328 | 0.00021627 | 0.00011415 | 0 | 0 | 4.0839e-05 | 0.00054467 | 0.0014887 | 0.00015775 | 0.00030569 | 0.00011748 | 0.00017313 | 0.00011748 | 0.00011415 | 0 | 0.00011415 | 2.6174e-05 | 1.6398e-05 | 1.4769e-05 | 9.9935e-05 | 0.00011649 | 0.00011138 | -8.8543e-05 | 1.4185e-07 | -2.8153e-05 | -2.8153e-05 | 0.00011415 | 0.00011415 | 0.00011415 | 0.00011416 | 0.00011415 | 0.00011415 | 9.1034e-05 | 0.00014778 | 0.00010773 | 8.7265e-05 | 0 | 0.00011415 | 0.00011415 | 0.00011415 | 0.00011415 | 0.00024557 | 0.00021561 | 0.0001575 | 0.00012384 | 8.626e-05 | 0.00012228 | 0.00010156 | 9.195e-05 | 8.6665e-05 | 0.00010992 | -0.00010634 | -0.00010634
04/18 14:00:00 | 4 | 18 | 14 | 2582 | WE | 0.00044154 | 0.00014975 | 0.00014975 | 0.0010127 | 0.00016148 | 0.00022375 | 0.00011415 | 0 | 0 | 4.0839e-05 | 0.00044825 | 0.0012832 | 0.00014975 | 0.00027513 | 0.00011631 | 0.00016226 | 0.00011631 | 0.00011415 | 0 | 0.00011415 | 2.6174e-05 | 1.6398e-05 | 1.4769e-05 | 0.00010084 | 0.00011653 | 0.00011168 | -8.9685e-05 | 9.3811e-08 | -2.8551e-05 | -2.8551e-05 | 0.00011415 | 0.00011415 | 0.00011415 | 0.00011416 | 0.00011415 | 0.00011415 | 9.1034e-05 | 0.0001471 | 0.00010447 | 8.269e-05 | 0 | 0.00011415 | 0.00011415 | 0.00011415 | 0.00011415 | 0.00023712 | 0.00021248 | 0.00015191 | 0.00011684 | 8.6257e-05 | 0.00012208 | 9.219e-05 | 7.8325e-05 | 8.6732e-05 | 0.00010966 | -9.7162e-05 | -9.7162e-05
04/18 15:00:00 | 4 | 18 | 15 | 2583 | WE | 0.00037205 | 0.00013422 | 0.00013422 | -0.00099724 | 7.9882e-05 | 0.00023635 | 0.00011415 | 0 | 0 | 4.0839e-05 | 0.00040329 | 0.0010902 | 0.00013422 | 0.0002524 | 0.00011474 | 0.00015278 | 0.00011474 | 0.00011415 | 0 | 0.00011415 | 2.6174e-05 | 1.6398e-05 | 1.4769e-05 | 0.00010049 | 0.00011315 | 0.00010924 | -9.0467e-05 | 9.6538e-08 | -2.8798e-05 | -2.8798e-05 | 0.00011415 | 0.00011415 | 0.00011415 | 0.00011416 | 0.00011415 | 0.00011415 | 9.1034e-05 | 0.00014517 | 0.00010162 | 7.9372e-05 | 0 | 0.00011415 | 0.00011415 | 0.00011415 | 0.00011415 | 0.00021015 | 0.00020335 | 0.00014491 | 0.00011106 | 8.6242e-05 | 0.00012031 | 9.0243e-05 | 7.6299e-05 | 8.6795e-05 | 0.00010951 | -0.00010032 | -0.00010032
04/18 16:00:00 | 4 | 18 | 16 | 2584 | WE | 0.00028582 | 0.00012818 | 0.00012818 | 0.0010073 | 0.00015072 | 0.00024949 | 0.00011415 | 0 | 0 | 4.0839e-05 | 0.0003648 | 0.00095077 | 0.00012818 | 0.00021639 | 0.00011582 | 0.00013171 | 0.00011582 | 0.00011415 | 0 | 0.00011415 | 2.6174e-05 | 1.6398e-05 | 1.4769e-05 | 9.5401e-05 | 0.00011285 | 0.00010746 | -9.1889e-05 | -1.3356e-08 | -2.9327e-05 | -2.9327e-05 | 0.00011415 | 0.00011415 | 0.00011415 | 0.00011416 | 0.00011415 | 0.00011415 | 9.1034e-05 | 0.00014133 | 9.6564e-05 | 7.3692e-05 | 0 | 0.00011415 | 0.00011415 | 0.00011415 | 0.00011415 | 0.00017066 | 0.00018872 | 0.0001336 | 0.00010168 | 8.6177e-05 | 0.00011904 | 8.8971e-05 | 7.5023e-05 | 8.6868e-05 | 0.0001094 | -0.00010596 | -0.00010596
04/18 17:00:00 | 4 | 18 | 17 | 2585 | WE | 0.000192 | 0.00012867 | 0.00012867 | 8.0837e-06 | 8.9709e-05 | -2.0051e-12 | 0.00011415 | 0.000898 | 0.000898 | 7.0788e-05 | -0.00087732 | 0.00086183 | 0.00012867 | -5.0824e-05 | 0.00012479 | 0.00013546 | 0.00012479 | 0.00011415 | 0 | 0.00011415 | 2.0578e-05 | 1.6398e-05 | 1.4769e-05 | 9.6422e-05 | 0.00011042 | 0.0001061 | -8.2639e-05 | 3.5117e-08 | -2.6342e-05 | -2.6342e-05 | 0.00011415 | 0.00011415 | 0.00011415 | 0.00011416 | 0.00011415 | 0.00011415 | 9.1034e-05 | 0.00012573 | 8.8965e-05 | 7.0179e-05 | 0 | 0.00011415 | 0.00011415 | 0.00011415 | 0.00011415 | 0.00012285 | 0.00014351 | 0.00011293 | 9.5213e-05 | 8.6153e-05 | 0.00011348 | 8.4242e-05 | 7.0682e-05 | 8.6435e-05 | 0.00010922 | -0.00010727 | -0.00010727
04/18 18:00:00 | 4 | 18 | 18 | 2586 | WE | 9.107e-05 | 0.00013139 | 0.00013139 | -0.00025958 | 0.00016462 | -7.5459e-13 | 0.00011415 | 0.00070068 | 0.00070068 | 0.00015247 | -0.00048639 | 0.00083999 | 0.00013139 | 6.672e-05 | 0.00013881 | 0.00012196 | 0.00013881 | 0.00011415 | 0 | 0.00011415 | 1.1528e-05 | 1.6398e-05 | 1.4769e-05 | 9.7666e-05 | 0.00011123 | 0.00010704 | -7.9071e-05 | 2.0276e-07 | -2.509e-05 | -2.509e-05 | 0.00011415 | 0.00011415 | 0.00011415 | 0.00011416 | 0.00011415 | 0.00011415 | 9.1034e-05 | 0.00012178 | 8.3191e-05 | 6.3475e-05 | 0 | 0.00011415 | 0.00011415 | 0.00011415 | 0.00011415 | 7.2078e-05 | 0.00010195 | 9.0867e-05 | 8.4448e-05 | 8.6138e-05 | 0.00011226 | 8.1718e-05 | 6.7552e-05 | 8.6529e-05 | 0.00010927 | 1.7989e-05 | 1.7989e-05
04/18 19:00:00 | 4 | 18 | 19 | 2587 | WE | 0 | 0.00016099 | 0.00016099 | 0.00028421 | 0.00016828 | -3.8268e-13 | 0.00011415 | 0.00015445 | 0.00015445 | 0.00021236 | -0.00022728 | 0.00081805 | 0.00016099 | 0.00022087 | 0.00014748 | 0.00015542 | 0.00014748 | 0.00011415 | 5.7313e-05 | 0.00011415 | 1.8876e-06 | 1.6398e-05 | 1.4769e-05 | 0.00010933 | 0.0001106 | 0.00011021 | -7.9253e-05 | 1.1905e-07 | -2.5205e-05 | -2.5205e-05 | 0.00011415 | 0.00011415 | 0.00011415 | 0.00011416 | 0.00011415 | 0.00011415 | 9.1034e-05 | 0.00011752 | 8.042e-05 | 6.1465e-05 | 3.9149e-05 | 0.00011415 | 0.00011415 | 0.00011415 | 0.00011415 | 1.5465e-05 | 6.5749e-05 | 7.4745e-05 | 7.9954e-05 | 8.7198e-05 | 0.00011234 | 8.2871e-05 | 6.9201e-05 | 8.6539e-05 | 0.00010943 | 1.3983e-05 | 1.3983e-05
04/18 20:00:00 | 4 | 18 | 20 | 2588 | WE | 0 | 0.0001485 | 0.0001485 | 1.241e-05 | 0.0001692 | -2.8567e-13 | 0.00011415 | 0 | 0 | 0.00028587 | -0.00011874 | 0.00075539 | 0.0001485 | 0.00016744 | 0.0001514 | 0.00013369 | 0.0001514 | 0.00011415 | 0.00022925 | 0.00011415 | 0 | 1.6398e-05 | 1.4769e-05 | 0.00010794 | 0.00010754 | 0.00010766 | -7.987e-05 | 2.4381e-08 | -2.5466e-05 | -2.5466e-05 | 0.00011415 | 0.00011415 | 0.00011415 | 0.00011416 | 0.00011415 | 0.00011415 | 9.1034e-05 | 0.00010413 | 7.5344e-05 | 6.0638e-05 | 0.00022929 | 0.00011415 | 0.00011415 | 0.00011415 | 0.00011415 | 2.6738e-06 | 5.5997e-05 | 7.023e-05 | 7.8471e-05 | 9.1931e-05 | 0.00011343 | 9.1876e-05 | 8.1881e-05 | 8.6485e-05 | 0.00010988 | 2.2438e-05 | 2.2438e-05
04/18 21:00:00 | 4 | 18 | 21 | 2589 | WE | 0 | 0.00015374 | 0.00015374 | 1.115e-05 | 0.00016704 | 0 | 0.00011415 | 0 | 0 | 0.00034305 | -7.2873e-05 | 0.00069049 | 0.00015374 | 0.00017866 | 0.00015248 | 0.00014097 | 0.00015248 | 0.00011415 | 0.00022925 | 0.00011415 | 0 | 1.6398e-05 | 1.4769e-05 | 0.00010162 | 9.1293e-05 | 9.4485e-05 | -5.932e-05 | -1.4843e-08 | -1.8937e-05 | -1.8937e-05 | 0.00011415 | 0.00011415 | 0.00011415 | 0.00011416 | 0.00011415 | 0.00011415 | 9.1034e-05 | 8.8189e-05 | 6.8193e-05 | 5.7976e-05 | 0.00022929 | 0.00011415 | 0.00011415 | 0.00011415 | 0.00011415 | 2.6738e-06 | 3.8487e-05 | 6.1627e-05 | 7.5027e-05 | 9.1913e-05 | 0.00010259 | 8.7945e-05 | 8.1152e-05 | 8.7226e-05 | 0.00011064 | 2.7045e-05 | 2.7045e-05
04/18 22:00:00 | 4 | 18 | 22 | 2590 | WE | 0 | 0.00015089 | 0.00015089 | 9.8204e-06 | 0.00016423 | 2.0697e-12 | 0.00011415 | 0 | 0 | 0.00034849 | -5.0095e-05 | 0.00053115 | 0.00015089 | 0.00019156 | 0.00014889 | 0.00014378 | 0.00014889 | 0.00011415 | 0.00022925 | 0.00011415 | 0 | 1.6398e-05 | 1.3975e-05 | 9.2729e-05 | 8.7142e-05 | 8.8869e-05 | -5.4023e-05 | 5.9181e-06 | -1.3206e-05 | -1.3206e-05 | 0.00011415 | 0.00011415 | 0.00011415 | 0.00011415 | 0.00011415 | 0.00011415 | 9.1034e-05 | 6.8383e-05 | 6.1574e-05 | 5.8095e-05 | 0.00022929 | 0.00011415 | 0.00011415 | 0.00011415 | 0.00011415 | 2.6738e-06 | 2.6995e-05 | 5.751e-05 | 7.5181e-05 | 9.1834e-05 | 9.3036e-05 | 8.494e-05 | 8.1185e-05 | 8.706e-05 | 9.8153e-05 | 3.4874e-05 | 3.4874e-05
04/18 23:00:00 | 4 | 18 | 23 | 2591 | WE | 0 | 0.00011567 | 0.00011567 | 0.0010088 | 7.984e-05 | 7.9772e-13 | 0.00011415 | 0 | 0 | 0.00023959 | 0.0010463 | -0.0014699 | 0.00011567 | 0.00030183 | 0.00013992 | 0.0001138 | 0.00013992 | 0.00011415 | 0.00022925 | 0.00011415 | 0 | 1.6398e-05 | 1.3975e-05 | 0.00012043 | 8.6829e-05 | 9.7214e-05 | -5.7202e-05 | 1.1464e-05 | -1.0444e-05 | -1.0444e-05 | 0.00011415 | 0.00011415 | 0.00011415 | 0.00011415 | 0.00011415 | 0.00011415 | 9.1034e-05 | 6.7664e-05 | 6.0585e-05 | 5.6968e-05 | 0.00022929 | 0.00011415 | 0.00011415 | 0.00011415 | 0.00011415 | 2.6738e-06 | 2.2886e-05 | 5.5079e-05 | 7.3722e-05 | 9.2098e-05 | 9.2709e-05 | 8.4625e-05 | 8.0876e-05 | 8.7022e-05 | 9.8014e-05 | 3.2407e-05 | 3.2407e-05
04/18 24:00:00 | 4 | 18 | 24 | 2592 | WE | 0 | 9.1049e-05 | 9.1049e-05 | -0.00099072 | 8.6795e-05 | -1.3906e-12 | 0.00011415 | 0 | 0 | 0.00013341 | 0.00059396 | 0 | 9.1049e-05 | 0.00017653 | 0.00012686 | 8.4575e-05 | 0.00012686 | 0.00011415 | 0.00022925 | 0.00011415 | 0 | 1.6398e-05 | 1.3975e-05 | 9.2273e-05 | 8.5962e-05 | 8.7912e-05 | -5.3563e-05 | 1.2947e-05 | -8.2732e-06 | -8.2732e-06 | 0.00011415 | 0.00011415 | 0.00011415 | 0.00011416 | 0.00011415 | 0.00011415 | 9.1034e-05 | 6.7637e-05 | 6.0012e-05 | 5.6116e-05 | 0.00022929 | 0.00011415 | 0.00011415 | 0.00011415 | 0.00011415 | 2.6738e-06 | 2.2734e-05 | 5.4326e-05 | 7.262e-05 | 9.1839e-05 | 9.2399e-05 | 8.4368e-05 | 8.0643e-05 | 8.6977e-05 | 9.8317e-05 | 3.7605e-05 | 3.7605e-05
04/19 01:00:00 | 4 | 19 | 1 | 2593 | WE | 0 | 4.3007e-05 | 4.3007e-05 | 0.00097944 | 6.6999e-05 | 0.00025245 | 0.00011415 | 0 | 0 | 5.4452e-05 | 0.00035 | -0.0015282 | 4.3007e-05 | -9.8824e-06 | 9.281e-05 | 2.8027e-05 | 9.281e-05 | 0.00011415 | 0.00022925 | 0.00011415 | 0 | 1.6398e-05 | 1.3975e-05 | 9.2047e-05 | 8.5995e-05 | 8.7866e-05 | -5.304e-05 | 1.3269e-05 | -7.887e-06 | -7.887e-06 | 0.00011415 | 0.00011415 | 0.00011415 | 0.00011416 | 0.00011415 | 0.00011415 | 9.1034e-05 | 6.758e-05 | 5.8756e-05 | 5.4248e-05 | 0.00022929 | 0.00011415 | 0.00011415 | 0.00011415 | 0.00011415 | 2.6738e-06 | 2.2409e-05 | 5.2676e-05 | 7.0203e-05 | 9.1852e-05 | 9.2404e-05 | 8.402e-05 | 8.0131e-05 | 8.6921e-05 | 9.9287e-05 | 3.754e-05 | 3.754e-05
04/19 02:00:00 | 4 | 19 | 2 | 2594 | WE | 0 | 6.8468e-05 | 6.8468e-05 | 6.6159e-08 | 7.4681e-05 | 0.00023244 | 0.00011415 | 0 | 0 | 2.1781e-05 | 0.0004249 | -0.0050848 | 6.8468e-05 | 5.9048e-05 | 8.6205e-05 | 6.4499e-05 | 8.6205e-05 | 0.00011415 | 0.00022925 | 0.00011415 | 0 | 1.6398e-05 | 1.3975e-05 | 9.1796e-05 | 8.6227e-05 | 8.7948e-05 | -5.2612e-05 | 1.3213e-05 | -7.7888e-06 | -7.7888e-06 | 0.00011415 | 0.00011415 | 0.00011415 | 0.00011416 | 0.00011415 | 0.00011415 | 9.1034e-05 | 6.7485e-05 | 5.7794e-05 | 5.2843e-05 | 0.00022929 | 0.00011415 | 0.00011415 | 0.00011415 | 0.00011415 | 2.6738e-06 | 2.1869e-05 | 5.1326e-05 | 6.8384e-05 | 9.1864e-05 | 9.2464e-05 | 8.3776e-05 | 7.9747e-05 | 8.6864e-05 | 9.9852e-05 | 4.1885e-05 | 4.1885e-05
04/19 03:00:00 | 4 | 19 | 3 | 2595 | WE | 0 | 7.5867e-05 | 7.5867e-05 | -0.00097063 | 6.497e-05 | 0.00022975 | 0.00011415 | 0 | 0 | 2.1781e-05 | 0.00040034 | -0.0041786 | 7.5867e-05 | 8.754e-05 | 8.4304e-05 | 7.6896e-05 | 8.4304e-05 | 0.00011415 | 0.00022925 | 0.00011415 | 0 | 1.6398e-05 | 1.3975e-05 | 9.1788e-05 | 8.6226e-05 | 8.7944e-05 | -5.2472e-05 | 1.3219e-05 | -7.7405e-06 | -7.7405e-06 | 0.00011415 | 0.00011415 | 0.00011415 | 0.00011416 | 0.00011415 | 0.00011415 | 9.1034e-05 | 6.7544e-05 | 5.8391e-05 | 5.3714e-05 | 0.00022929 | 0.00011415 | 0.00011415 | 0.00011415 | 0.00011415 | 2.6738e-06 | 2.2203e-05 | 5.2163e-05 | 6.9512e-05 | 9.1863e-05 | 9.2484e-05 | 8.3946e-05 | 7.9985e-05 | 8.6854e-05 | 0.00010014 | 4.6094e-05 | 4.6094e-05
04/19 04:00:00 | 4 | 19 | 4 | 2596 | WE | 0 | 7.9299e-05 | 7.9299e-05 | 0.00097063 | 9.3984e-06 | 0.00022651 | 0.00011415 | 0 | 0 | 2.1781e-05 | 0.00038476 | -0.0049382 | 7.9299e-05 | 0.00011215 | 8.2413e-05 | 9.0562e-05 | 8.2413e-05 | 0.00011415 | 0.00022925 | 0.00011415 | 0 | 1.6398e-05 | 1.3975e-05 | 0.00010328 | 8.6448e-05 | 9.1649e-05 | -5.2281e-05 | 1.3216e-05 | -7.6813e-06 | -7.6813e-06 | 0.00011415 | 0.00011415 | 0.00011415 | 0.00011416 | 0.00011415 | 0.00011415 | 9.1034e-05 | 6.9679e-05 | 5.9002e-05 | 5.3546e-05 | 0.00022929 | 0.00011415 | 0.00011415 | 0.00011415 | 0.00011415 | 2.6738e-06 | 2.4849e-05 | 5.2995e-05 | 6.9294e-05 | 9.1983e-05 | 9.3209e-05 | 8.4144e-05 | 7.9939e-05 | 8.6811e-05 | 0.00010037 | 4.5538e-05 | 4.5538e-05
04/19 05:00:00 | 4 | 19 | 5 | 2597 | WE | 0 | 9.6222e-05 | 9.6222e-05 | 4.347e-07 | 7.5165e-05 | 0.00021796 | 0.00011415 | 0 | 0 | 6.5342e-05 | 0.00036597 | -3.02e-05 | 9.6222e-05 | 0.00013279 | 8.158e-05 | 0.00010263 | 8.158e-05 | 0.00011415 | 0.00022925 | 0.00011415 | 0 | 1.6398e-05 | 1.3975e-05 | 0.00010207 | 8.8347e-05 | 9.2588e-05 | -5.2513e-05 | 1.347e-05 | -7.5825e-06 | -7.5825e-06 | 0.00011415 | 0.00011415 | 0.00011415 | 0.00011416 | 0.00011415 | 0.00011415 | 9.1034e-05 | 8.4051e-05 | 6.7636e-05 | 5.9249e-05 | 0.00022929 | 0.00011415 | 0.00011415 | 0.00011415 | 0.00011415 | 2.6738e-06 | 3.4085e-05 | 6.1055e-05 | 7.6674e-05 | 9.1986e-05 | 9.8216e-05 | 8.6797e-05 | 8.1501e-05 | 8.676e-05 | 0.00010057 | 5.4728e-05 | 5.4728e-05
04/19 06:00:00 | 4 | 19 | 6 | 2598 | WE | 1.3839e-05 | 0.00010276 | 0.00010276 | 1.8848e-06 | 7.8189e-05 | -1.5577e-12 | 0.00011415 | 7.4041e-05 | 7.4041e-05 | 0.00013613 | 0.00035638 | 0.0021779 | 0.00010276 | 0.00014299 | 8.8117e-05 | 0.00010642 | 8.8117e-05 | 0.00011415 | 5.7313e-05 | 0.00011415 | 1.9003e-06 | 1.6398e-05 | 1.4769e-05 | 0.00010325 | 9.4441e-05 | 9.7162e-05 | -7.1262e-05 | 7.0677e-06 | -1.7924e-05 | -1.7924e-05 | 0.00011415 | 0.00011415 | 0.00011415 | 0.00011416 | 0.00011415 | 0.00011415 | 9.1034e-05 | 0.00011326 | 8.0878e-05 | 6.4334e-05 | 7.5498e-05 | 0.00011415 | 0.00011415 | 0.00011415 | 0.00011415 | 1.2394e-05 | 5.0758e-05 | 7.1544e-05 | 8.3581e-05 | 8.8198e-05 | 0.00010323 | 8.2282e-05 | 7.2568e-05 | 8.4293e-05 | 0.00010062 | 5.0928e-05 | 5.0928e-05
04/19 07:00:00 | 4 | 19 | 7 | 2599 | WE | 0.00010126 | 0.0001294 | 0.0001294 | 9.9696e-06 | 0.00016928 | 7.5442e-14 | 0.00011415 | 0.00043701 | 0.00043701 | 0.00015247 | -0.00084514 | 0.0028379 | 0.0001294 | -6.4222e-05 | 0.00010137 | 0.00012941 | 0.00010137 | 0.00011415 | 0 | 0.00011415 | 1.0014e-05 | 1.6398e-05 | 1.4769e-05 | 9.9987e-05 | 0.00011141 | 0.00010788 | -7.9188e-05 | 1.7798e-06 | -2.4053e-05 | -2.4053e-05 | 0.00011415 | 0.00011415 | 0.00011415 | 0.00011416 | 0.00011415 | 0.00011415 | 9.1034e-05 | 0.00012753 | 8.9571e-05 | 7.0176e-05 | 0 | 0.00011415 | 0.00011415 | 0.00011415 | 0.00011415 | 5.9284e-05 | 8.8527e-05 | 9.1285e-05 | 9.2882e-05 | 8.6234e-05 | 0.00011137 | 8.2427e-05 | 6.9005e-05 | 8.5886e-05 | 0.00010055 | 4.8029e-05 | 4.8029e-05
04/19 08:00:00 | 4 | 19 | 8 | 2600 | WE | 0.00020005 | 0.00013521 | 0.00013521 | 1.8865e-05 | 0.00022412 | 4.7973e-13 | 0.00011415 | 0.00074463 | 0.00074463 | 0.00013613 | -0.00040304 | 0.0027489 | 0.00013521 | 1.0176e-05 | 0.000114 | 0.00012762 | 0.000114 | 0.00011415 | 0 | 0.00011415 | 1.9111e-05 | 1.6398e-05 | 1.4769e-05 | 0.00010123 | 0.00011537 | 0.000111 | -8.8978e-05 | 6.1171e-07 | -2.7973e-05 | -2.7973e-05 | 0.00011415 | 0.00011415 | 0.00011415 | 0.00011416 | 0.00011415 | 0.00011415 | 9.1034e-05 | 0.00014105 | 9.65e-05 | 7.3736e-05 | 0 | 0.00011415 | 0.00011415 | 0.00011415 | 0.00011415 | 0.00011052 | 0.00014729 | 0.00011707 | 9.9562e-05 | 8.6213e-05 | 0.00011728 | 8.4969e-05 | 6.998e-05 | 8.6802e-05 | 0.00012039 | 3.628e-05 | 3.628e-05
04/19 09:00:00 | 4 | 19 | 9 | 2601 | WE | 0.00028444 | 0.00014056 | 0.00014056 | 1.3029e-05 | 0.00021445 | 1.5523e-12 | 0.00011415 | 0.00044181 | 0.00044181 | 5.9897e-05 | -0.00023592 | 0.0024855 | 0.00014056 | 0.00010722 | 0.00011567 | 0.00014033 | 0.00011567 | 0.00011415 | 0 | 0.00011415 | 2.5771e-05 | 1.6398e-05 | 1.4769e-05 | 0.00010349 | 0.00011737 | 0.00011308 | -9.1033e-05 | 4.1537e-07 | -2.8762e-05 | -2.8762e-05 | 0.00011415 | 0.00011415 | 0.00011415 | 0.00011416 | 0.00011415 | 0.00011415 | 9.1034e-05 | 0.00014285 | 9.7577e-05 | 7.4447e-05 | 0 | 0.00011415 | 0.00011415 | 0.00011415 | 0.00011415 | 0.00015961 | 0.0001865 | 0.00013316 | 0.00010227 | 8.6194e-05 | 0.00011845 | 8.55e-05 | 7.0216e-05 | 8.6963e-05 | 0.00011323 | 2.4574e-05 | 2.4574e-05
04/19 10:00:00 | 4 | 19 | 10 | 2602 | WE | 0.00036578 | 0.00015666 | 0.00015666 | 1.8678e-05 | 0.00017349 | 0.00021486 | 0.00011415 | 0.00030594 | 0.00030594 | 4.0839e-05 | -0.0001653 | 0.0021843 | 0.00015666 | 0.00022572 | 0.00011778 | 0.00016998 | 0.00011778 | 0.00011415 | 0 | 0.00011415 | 2.6174e-05 | 1.6398e-05 | 1.4769e-05 | 0.00010401 | 0.00011925 | 0.00011454 | -9.0748e-05 | 3.4769e-07 | -2.8717e-05 | -2.8717e-05 | 0.00011415 | 0.00011415 | 0.00011415 | 0.00011416 | 0.00011415 | 0.00011415 | 9.1034e-05 | 0.0001438 | 9.7766e-05 | 7.4243e-05 | 0 | 0.00011415 | 0.00011415 | 0.00011415 | 0.00011415 | 0.00020386 | 0.00019175 | 0.00013591 | 0.00010357 | 8.6177e-05 | 0.00011984 | 8.5941e-05 | 7.0219e-05 | 8.7065e-05 | 0.0001105 | 1.7333e-05 | 1.7333e-05
04/19 11:00:00 | 4 | 19 | 11 | 2603 | WE | 0.00042301 | 0.00010395 | 0.00010395 | 1.1424e-05 | 0.00016978 | 0.00021991 | 0.00011415 | 0 | 0 | 4.0839e-05 | 0.0010228 | 0.0019383 | 0.00010395 | 0.00025122 | 0.00012151 | 9.4718e-05 | 0.00012151 | 0.00011415 | 0 | 0.00011415 | 2.6174e-05 | 1.6398e-05 | 1.4769e-05 | 0.00012997 | 0.00012064 | 0.00012352 | -9.596e-05 | 1.4787e-07 | -3.0516e-05 | -3.0516e-05 | 0.00011415 | 0.00011415 | 0.00011415 | 0.00011416 | 0.00011415 | 0.00011415 | 9.1034e-05 | 0.00014429 | 9.6799e-05 | 7.2535e-05 | 0 | 0.00011415 | 0.00011415 | 0.00011415 | 0.00011415 | 0.00023147 | 0.00019375 | 0.00013582 | 0.00010227 | 8.7181e-05 | 0.00012045 | 8.58e-05 | 6.973e-05 | 9.4522e-05 | 0.00010892 | 9.0279e-06 | 9.0279e-06
04/19 12:00:00 | 4 | 19 | 12 | 2604 | WE | 0.00045105 | 9.0986e-05 | 9.0986e-05 | 1.0118e-05 | 0.00016605 | 0.00021998 | 0.00011415 | 0 | 0 | 4.0839e-05 | 0.00063222 | 0.0017548 | 9.0986e-05 | 0.00019609 | 0.00012155 | 7.6817e-05 | 0.00012155 | 0.00011415 | 0 | 0.00011415 | 2.6174e-05 | 1.6398e-05 | 1.4769e-05 | 0.00010478 | 0.00012115 | 0.00011609 | -9.4308e-05 | -1.6569e-07 | -3.0202e-05 | -3.0202e-05 | 0.00011415 | 0.00011415 | 0.00011415 | 0.00011416 | 0.00011415 | 0.00011415 | 9.1034e-05 | 0.00014175 | 9.4766e-05 | 7.0757e-05 | 0 | 0.00011415 | 0.00011415 | 0.00011415 | 0.00011415 | 0.0002432 | 0.00019045 | 0.00013338 | 0.00010033 | 8.8462e-05 | 0.00012016 | 8.5414e-05 | 6.9301e-05 | 0.0001046 | 0.00010754 | 1.228e-05 | 1.228e-05
04/19 13:00:00 | 4 | 19 | 13 | 2605 | WE | 0.00045055 | 8.7285e-05 | 8.7285e-05 | 0.0010187 | 0.00016323 | 0.00021627 | 0.00011415 | 0 | 0 | 4.0839e-05 | 0.00052065 | 0.0015863 | 8.7285e-05 | 0.00016422 | 0.00011748 | 7.2828e-05 | 0.00011748 | 0.00011415 | 0 | 0.00011415 | 2.6174e-05 | 1.6398e-05 | 1.4769e-05 | 0.00010665 | 0.00012336 | 0.00011819 | -9.7174e-05 | -4.8935e-07 | -3.1337e-05 | -3.1337e-05 | 0.00011415 | 0.00011415 | 0.00011415 | 0.00011416 | 0.00011415 | 0.00011415 | 9.1034e-05 | 0.00013915 | 9.3405e-05 | 7.0029e-05 | 0 | 0.00011415 | 0.00011415 | 0.00011415 | 0.00011415 | 0.00024563 | 0.00018646 | 0.00013132 | 9.9386e-05 | 8.9654e-05 | 0.00012014 | 8.5187e-05 | 6.8976e-05 | 0.00011045 | 0.00010688 | 9.1151e-06 | 9.1151e-06
04/19 14:00:00 | 4 | 19 | 14 | 2606 | WE | 0.00041634 | 8.1684e-05 | 8.1684e-05 | 9.1272e-06 | 0.00013929 | 0.00022375 | 0.00011415 | 0 | 0 | 4.0839e-05 | 0.00044492 | 0.0014376 | 8.1684e-05 | 0.00014368 | 0.00011631 | 6.8712e-05 | 0.00011631 | 0.00011415 | 0 | 0.00011415 | 2.6174e-05 | 1.6398e-05 | 1.4769e-05 | 0.00010693 | 0.0001194 | 0.00011555 | -9.9748e-05 | -6.4672e-07 | -3.2266e-05 | -3.2266e-05 | 0.00011415 | 0.00011415 | 0.00011415 | 0.00011416 | 0.00011415 | 0.00011415 | 9.1034e-05 | 0.00013361 | 9.3133e-05 | 7.2451e-05 | 0 | 0.00011415 | 0.00011415 | 0.00011415 | 0.00011415 | 0.00023758 | 0.00017881 | 0.00013042 | 0.00010239 | 9.0023e-05 | 0.00011707 | 8.4659e-05 | 6.9628e-05 | 0.00011321 | 0.00010656 | 1.2303e-05 | 1.2303e-05
04/19 15:00:00 | 4 | 19 | 15 | 2607 | WE | 0.0003535 | 7.3554e-05 | 7.3554e-05 | 4.3683e-06 | 0.00010173 | 0.00023635 | 0.00011415 | 0 | 0 | 4.0839e-05 | 0.00039143 | 0.0012702 | 7.3554e-05 | 0.00012736 | 0.00011474 | 6.3137e-05 | 0.00011474 | 0.00011415 | 0 | 0.00011415 | 2.6174e-05 | 1.6398e-05 | 1.4769e-05 | 0.00010597 | 0.00011329 | 0.00011103 | -0.00010113 | -4.956e-07 | -3.2603e-05 | -3.2603e-05 | 0.00011415 | 0.00011415 | 0.00011415 | 0.00011416 | 0.00011415 | 0.00011415 | 9.1034e-05 | 0.00013256 | 9.1594e-05 | 7.0664e-05 | 0 | 0.00011415 | 0.00011415 | 0.00011415 | 0.00011415 | 0.0002119 | 0.00017447 | 0.00012664 | 9.8941e-05 | 9.0145e-05 | 0.00011459 | 8.3541e-05 | 6.9139e-05 | 0.00011408 | 0.00010648 | 9.1113e-06 | 9.1113e-06
04/19 16:00:00 | 4 | 19 | 16 | 2608 | WE | 0.00027076 | 6.9592e-05 | 6.9592e-05 | 9.4564e-06 | 0.00010642 | 0.00024949 | 0.00011415 | 0 | 0 | 4.0839e-05 | 0.00034778 | 0.0011345 | 6.9592e-05 | 0.00010977 | 0.00011582 | 5.4997e-05 | 0.00011582 | 0.00011415 | 0 | 0.00011415 | 2.6174e-05 | 1.6398e-05 | 1.4769e-05 | 0.00010042 | 0.00011118 | 0.00010786 | -0.00010177 | -3.1982e-07 | -3.2689e-05 | -3.2689e-05 | 0.00011415 | 0.00011415 | 0.00011415 | 0.00011416 | 0.00011415 | 0.00011415 | 9.1034e-05 | 0.00012705 | 8.7621e-05 | 6.7472e-05 | 0 | 0.00011415 | 0.00011415 | 0.00011415 | 0.00011415 | 0.00017131 | 0.00016507 | 0.00011951 | 9.312e-05 | 8.9839e-05 | 0.00011219 | 8.2184e-05 | 6.8265e-05 | 0.00011233 | 0.00010654 | 1.2303e-05 | 1.2303e-05
04/19 17:00:00 | 4 | 19 | 17 | 2609 | WE | 0.0001867 | 8.4544e-05 | 8.4544e-05 | 0.0010138 | 0.00013444 | -2.0051e-12 | 0.00011415 | 0.00091551 | 0.00091551 | 7.0788e-05 | -0.00052624 | 0.0010294 | 8.4544e-05 | -5.072e-05 | 0.00012479 | 6.5905e-05 | 0.00012479 | 0.00011415 | 0 | 0.00011415 | 2.098e-05 | 1.6398e-05 | 1.4769e-05 | 0.00010013 | 0.00010715 | 0.00010498 | -9.2969e-05 | -3.7491e-07 | -2.9918e-05 | -2.9918e-05 | 0.00011415 | 0.00011415 | 0.00011415 | 0.00011416 | 0.00011415 | 0.00011415 | 9.1034e-05 | 0.0001149 | 8.0897e-05 | 6.3525e-05 | 0 | 0.00011415 | 0.00011415 | 0.00011415 | 0.00011415 | 0.00012563 | 0.00012851 | 0.00010176 | 8.6259e-05 | 8.9806e-05 | 0.00010677 | 7.9728e-05 | 6.7184e-05 | 0.0001118 | 0.00010558 | 9.1113e-06 | 9.1113e-06
04/19 18:00:00 | 4 | 19 | 18 | 2610 | WE | 9.0166e-05 | 9.9273e-05 | 9.9273e-05 | -0.0004024 | 0.00016462 | -7.5459e-13 | 0.00011415 | 0.00072023 | 0.00072023 | 0.00015247 | -0.00042873 | 0.00094493 | 9.9273e-05 | 3.602e-05 | 0.00013881 | 7.6245e-05 | 0.00013881 | 0.00011415 | 0 | 0.00011415 | 1.1849e-05 | 1.6398e-05 | 1.4769e-05 | 9.9434e-05 | 0.00010392 | 0.00010253 | -9.0693e-05 | -2.4922e-07 | -2.9106e-05 | -2.9106e-05 | 0.00011415 | 0.00011415 | 0.00011415 | 0.00011416 | 0.00011415 | 0.00011415 | 9.1034e-05 | 0.00010937 | 7.7361e-05 | 6.1008e-05 | 0 | 0.00011415 | 0.00011415 | 0.00011415 | 0.00011415 | 7.4052e-05 | 8.6373e-05 | 8.3115e-05 | 8.1229e-05 | 8.9183e-05 | 0.00010366 | 7.827e-05 | 6.6495e-05 | 0.0001128 | 0.00010594 | 1.2303e-05 | 1.2303e-05
04/19 19:00:00 | 4 | 19 | 19 | 2611 | WE | 0 | 0.00012553 | 0.00012553 | 0.00043781 | 0.00016819 | -3.8268e-13 | 0.00011415 | 0.00015587 | 0.00015587 | 0.00021236 | -0.0002175 | 0.0008513 | 0.00012553 | 0.00016139 | 0.00014748 | 0.00010495 | 0.00014748 | 0.00011415 | 5.7313e-05 | 0.00011415 | 1.905e-06 | 1.6398e-05 | 1.4769e-05 | 0.00011051 | 0.00010183 | 0.00010451 | -8.9538e-05 | 7.8644e-08 | -2.8514e-05 | -2.8514e-05 | 0.00011415 | 0.00011415 | 0.00011415 | 0.00011415 | 0.00011415 | 0.00011415 | 9.1034e-05 | 0.00010273 | 7.5063e-05 | 6.0927e-05 | 3.9149e-05 | 0.00011415 | 0.00011415 | 0.00011415 | 0.00011415 | 1.5605e-05 | 4.9385e-05 | 6.8304e-05 | 7.9259e-05 | 8.8843e-05 | 0.00010238 | 7.9615e-05 | 6.9054e-05 | 0.00010281 | 0.0001008 | 9.1113e-06 | 9.1113e-06
04/19 20:00:00 | 4 | 19 | 20 | 2612 | WE | 0 | 0.0001136 | 0.0001136 | 1.786e-05 | 0.00016916 | -2.8567e-13 | 0.00011415 | 0 | 0 | 0.00028587 | -0.00011501 | 0.00073209 | 0.0001136 | 0.00011253 | 0.0001514 | 8.4027e-05 | 0.0001514 | 0.00011415 | 0.00022925 | 0.00011415 | 0 | 1.6398e-05 | 1.4769e-05 | 0.00010874 | 9.9673e-05 | 0.00010247 | -8.88e-05 | 1.6403e-07 | -2.822e-05 | -2.822e-05 | 0.00011415 | 0.00011415 | 0.00011415 | 0.00011415 | 0.00011415 | 0.00011415 | 9.1034e-05 | 9.0849e-05 | 6.9112e-05 | 5.8004e-05 | 0.00022929 | 0.00011415 | 0.00011415 | 0.00011415 | 0.00011415 | 2.6738e-06 | 3.7324e-05 | 6.1224e-05 | 7.5064e-05 | 9.188e-05 | 0.00010423 | 8.847e-05 | 8.116e-05 | 8.6841e-05 | 0.00010017 | 9.1113e-06 | 9.1113e-06
04/19 21:00:00 | 4 | 19 | 21 | 2613 | WE | 0 | 0.00011511 | 0.00011511 | 1.6188e-05 | 0.00016704 | 0 | 0.00011415 | 0 | 0 | 0.00034305 | -6.9912e-05 | 0.00060929 | 0.00011511 | 0.00010614 | 0.00015248 | 8.5981e-05 | 0.00015248 | 0.00011415 | 0.00022925 | 0.00011415 | 0 | 1.6398e-05 | 1.4769e-05 | 0.00010237 | 8.3498e-05 | 8.9331e-05 | -6.6264e-05 | 9.8955e-08 | -2.1075e-05 | -2.1075e-05 | 0.00011415 | 0.00011415 | 0.00011415 | 0.00011415 | 0.00011415 | 0.00011415 | 9.1034e-05 | 7.192e-05 | 6.0961e-05 | 5.5362e-05 | 0.00022929 | 0.00011415 | 0.00011415 | 0.00011415 | 0.00011415 | 2.6738e-06 | 2.9495e-05 | 5.6187e-05 | 7.1643e-05 | 9.1855e-05 | 9.2818e-05 | 8.436e-05 | 8.0436e-05 | 8.7439e-05 | 9.9561e-05 | 1.2303e-05 | 1.2303e-05
04/19 22:00:00 | 4 | 19 | 22 | 2614 | WE | 0 | 0.00011616 | 0.00011616 | 1.3368e-05 | 0.00016421 | 2.0697e-12 | 0.00011415 | 0 | 0 | 0.00034849 | -4.8614e-05 | 0.00039998 | 0.00011616 | 0.00011184 | 0.00014889 | 9.4349e-05 | 0.00014889 | 0.00011415 | 0.00022925 | 0.00011415 | 0 | 1.6398e-05 | 1.3975e-05 | 9.3261e-05 | 8.2948e-05 | 8.6135e-05 | -5.9988e-05 | 6.9574e-06 | -1.4402e-05 | -1.4402e-05 | 0.00011415 | 0.00011415 | 0.00011415 | 0.00011415 | 0.00011415 | 0.00011415 | 9.1034e-05 | 6.8193e-05 | 5.8822e-05 | 5.4034e-05 | 0.00022929 | 0.00011415 | 0.00011415 | 0.00011415 | 0.00011415 | 2.6738e-06 | 2.591e-05 | 5.3784e-05 | 6.9926e-05 | 9.1784e-05 | 9.15e-05 | 8.3694e-05 | 8.0073e-05 | 8.7285e-05 | 9.9033e-05 | 9.8273e-06 | 9.8273e-06
04/19 23:00:00 | 4 | 19 | 23 | 2615 | WE | 0 | 9.6734e-05 | 9.6734e-05 | 0.0010105 | 7.9834e-05 | 7.9772e-13 | 0.00011415 | 0 | 0 | 0.00023959 | 0.00091285 | -0.00014713 | 9.6734e-05 | 0.00023035 | 0.00013992 | 8.6851e-05 | 0.00013992 | 0.00011415 | 0.00022925 | 0.00011415 | 0 | 1.6398e-05 | 1.3975e-05 | 0.0001201 | 8.2768e-05 | 9.4306e-05 | -6.247e-05 | 1.2713e-05 | -1.1274e-05 | -1.1274e-05 | 0.00011415 | 0.00011415 | 0.00011415 | 0.00011415 | 0.00011415 | 0.00011415 | 9.1034e-05 | 6.8114e-05 | 5.8122e-05 | 5.3017e-05 | 0.00022929 | 0.00011415 | 0.00011415 | 0.00011415 | 0.00011415 | 2.6738e-06 | 2.5458e-05 | 5.2785e-05 | 6.8609e-05 | 9.2061e-05 | 9.1414e-05 | 8.3476e-05 | 7.9794e-05 | 8.7193e-05 | 9.8703e-05 | 2.0753e-05 | 2.0753e-05
04/19 24:00:00 | 4 | 19 | 24 | 2616 | WE | 0 | 8.508e-05 | 8.508e-05 | -0.00098823 | 7.8106e-05 | -1.3906e-12 | 0.00011415 | 0 | 0 | 0.00013341 | 0.00063032 | 0 | 8.508e-05 | 0.00016981 | 0.00012686 | 7.739e-05 | 0.00012686 | 0.00011415 | 0.00022925 | 0.00011415 | 0 | 1.6398e-05 | 1.3975e-05 | 9.2351e-05 | 8.2624e-05 | 8.563e-05 | -5.8365e-05 | 1.3923e-05 | -9.1409e-06 | -9.1409e-06 | 0.00011415 | 0.00011415 | 0.00011415 | 0.00011416 | 0.00011415 | 0.00011415 | 9.1034e-05 | 6.7729e-05 | 5.9644e-05 | 5.5513e-05 | 0.00022929 | 0.00011415 | 0.00011415 | 0.00011415 | 0.00011415 | 2.6738e-06 | 2.3262e-05 | 5.4025e-05 | 7.184e-05 | 9.1809e-05 | 9.1256e-05 | 8.3893e-05 | 8.0478e-05 | 8.7135e-05 | 9.9331e-05 | 2.3402e-05 | 2.3402e-05
04/20 01:00:00 | 4 | 20 | 1 | 2617 | WD | 0 | 4.7794e-05 | 4.7794e-05 | 0.000978 | 7.5263e-05 | 0.00025245 | 0.00011415 | 0 | 0 | 5.4452e-05 | 0.00042191 | -0.0011061 | 4.7794e-05 | 2.8011e-07 | 9.19e-05 | 3.3785e-05 | 9.19e-05 | 0.00011415 | 0.00022925 | 0.00011415 | 0 | 6.5591e-05 | 0.0001118 | 8.9232e-05 | 8.2427e-05 | 8.453e-05 | -6.6159e-06 | 1.4241e-05 | 7.5862e-06 | 7.5862e-06 | 0.00011415 | 0.00011415 | 0.00011415 | 0.00011416 | 0.00011415 | 0.00011415 | 3.6463e-05 | 6.7924e-05 | 5.8637e-05 | 5.3892e-05 | 0.00022929 | 0.00011415 | 0.00011415 | 0.00011415 | 0.00011415 | 1.2032e-06 | 2.437e-05 | 5.3103e-05 | 6.9742e-05 | 6.7007e-05 | 9.1332e-05 | 8.3614e-05 | 8.0034e-05 | 9.3886e-05 | 9.9883e-05 | 3.2525e-05 | 3.2525e-05
04/20 02:00:00 | 4 | 20 | 2 | 2618 | WD | 0 | 7.125e-05 | 7.125e-05 | -0.00097239 | 7.4581e-05 | 0.00023244 | 0.00011415 | 0 | 0 | 2.1781e-05 | 0.00048258 | -0.0063169 | 7.125e-05 | 7.2432e-05 | 8.5656e-05 | 6.859e-05 | 8.5656e-05 | 0.00011415 | 0.00022925 | 0.00011415 | 0 | 6.5591e-05 | 0.0001118 | 8.9741e-05 | 8.236e-05 | 8.4641e-05 | 9.9377e-06 | 1.4295e-05 | 1.2905e-05 | 1.2905e-05 | 0.00011415 | 0.00011415 | 0.00011415 | 0.00011416 | 0.00011415 | 0.00011415 | 3.6473e-05 | 6.819e-05 | 6.0618e-05 | 5.6748e-05 | 0.00022929 | 0.00011415 | 0.00011415 | 0.00011415 | 0.00011415 | 1.23e-06 | 2.5894e-05 | 5.6002e-05 | 7.3438e-05 | 6.5654e-05 | 9.1394e-05 | 8.4168e-05 | 8.0816e-05 | 9.3405e-05 | 0.00010022 | 3.3904e-05 | 3.3904e-05
04/20 03:00:00 | 4 | 20 | 3 | 2619 | WD | 0 | 7.6306e-05 | 7.6306e-05 | 1.2409e-06 | 0 | 0.00022975 | 0.00011415 | 0 | 0 | 2.1781e-05 | 0.0004066 | -0.0039595 | 7.6306e-05 | 0.00010363 | 8.3946e-05 | 8.7399e-05 | 8.3946e-05 | 0.00011415 | 0.00022925 | 0.00011415 | 0 | 6.5591e-05 | 0.0001118 | 9.0453e-05 | 8.2489e-05 | 8.495e-05 | 1.243e-05 | 1.4207e-05 | 1.364e-05 | 1.364e-05 | 0.00011415 | 0.00011415 | 0.00011415 | 0.00011416 | 0.00011415 | 0.00011415 | 4.5596e-05 | 6.8975e-05 | 6.1912e-05 | 5.8304e-05 | 0.00022929 | 0.00011415 | 0.00011415 | 0.00011415 | 0.00011415 | 1.5508e-06 | 3.0373e-05 | 5.892e-05 | 7.5451e-05 | 7.0995e-05 | 9.1679e-05 | 8.4549e-05 | 8.1242e-05 | 9.2777e-05 | 0.00010041 | 4.1126e-05 | 4.1126e-05
04/20 04:00:00 | 4 | 20 | 4 | 2620 | WD | 0 | 9.1994e-05 | 9.1994e-05 | 0.00097026 | 7.4351e-05 | 0.00022651 | 0.00011415 | 0 | 0 | 2.1781e-05 | 0.00040657 | -0.0039246 | 9.1994e-05 | 0.00012584 | 8.2211e-05 | 9.8877e-05 | 8.2211e-05 | 0.00011415 | 0.00022925 | 0.00011415 | 0 | 6.5591e-05 | 0.0001118 | 0.00010307 | 8.3152e-05 | 8.9309e-05 | 1.4217e-05 | 1.3911e-05 | 1.4009e-05 | 1.4009e-05 | 0.00011415 | 0.00011415 | 0.00011415 | 0.00011416 | 0.00011415 | 0.00011415 | 5.4768e-05 | 7.0282e-05 | 7.6832e-05 | 8.0178e-05 | 0.00022929 | 0.00011415 | 0.00011415 | 0.00011415 | 0.00011415 | 2.0054e-06 | 3.7834e-05 | 7.9583e-05 | 0.00010376 | 7.6495e-05 | 9.2308e-05 | 8.8987e-05 | 8.7447e-05 | 9.2076e-05 | 0.00010054 | 3.2525e-05 | 3.2525e-05
04/20 05:00:00 | 4 | 20 | 5 | 2621 | WD | 0 | 9.812e-05 | 9.812e-05 | -0.00097308 | 7.4998e-05 | 0.00021796 | 0.00011415 | 0 | 0 | 6.5342e-05 | 0.00038623 | -0.00067807 | 9.812e-05 | 0.0001393 | 8.1198e-05 | 0.00010544 | 8.1198e-05 | 0.00011415 | 0.00022925 | 0.00011415 | 0 | 6.5591e-05 | 0.0001118 | 0.00010611 | 8.7712e-05 | 9.3397e-05 | 1.5886e-05 | 1.3933e-05 | 1.4556e-05 | 1.4556e-05 | 0.00011415 | 0.00011415 | 0.00011415 | 0.00011416 | 0.00011415 | 0.00011415 | 9.1181e-05 | 9.299e-05 | 0.0001022 | 0.0001069 | 0.00022929 | 0.00011415 | 0.00011415 | 0.00011415 | 0.00011415 | 3.0749e-06 | 6.2531e-05 | 0.00011054 | 0.00013835 | 9.5275e-05 | 0.00010076 | 9.6993e-05 | 9.5244e-05 | 9.1204e-05 | 0.00010056 | 2.9062e-05 | 2.9062e-05
04/20 06:00:00 | 4 | 20 | 6 | 2622 | WD | 1.3631e-05 | 0.00010477 | 0.00010477 | 0.00099307 | 7.7733e-05 | -1.5577e-12 | 0.00011415 | 7.4374e-05 | 7.4374e-05 | 0.00013613 | 0.00037864 | 0.0016214 | 0.00010477 | 0.00014969 | 8.7512e-05 | 0.00010946 | 8.7512e-05 | 0.00011415 | 5.7313e-05 | 0.00011415 | 7.6353e-06 | 6.5591e-05 | 0.0001126 | 0.00011159 | 9.4487e-05 | 9.9773e-05 | -2.7602e-06 | 7.5776e-06 | 4.2793e-06 | 4.2793e-06 | 0.00011415 | 0.00011415 | 0.00011415 | 0.00011416 | 0.00011415 | 0.00011415 | 0.00012828 | 0.00012388 | 0.00013033 | 0.00013363 | 7.5498e-05 | 0.00011415 | 0.00011415 | 0.00011415 | 0.00011415 | 1.9768e-05 | 9.5412e-05 | 0.00014494 | 0.00017361 | 0.00011089 | 0.00010848 | 9.7583e-05 | 9.2529e-05 | 8.7702e-05 | 0.00012072 | 0.00048462 | 0.00048462
04/20 07:00:00 | 4 | 20 | 7 | 2623 | WD | 0.00010108 | 0.00013707 | 0.00013707 | 1.1994e-05 | 0.00016695 | 7.5464e-14 | 0.00011415 | 0.00043693 | 0.00043693 | 0.00015247 | -0.00082642 | 0.0023437 | 0.00013707 | -5.3994e-05 | 9.9871e-05 | 0.000141 | 9.9871e-05 | 0.00011415 | 0 | 0.00011415 | 4.005e-05 | 6.5591e-05 | 0.0001126 | 0.00011059 | 0.00011023 | 0.00011034 | -8.131e-06 | 2.3354e-06 | -1.004e-06 | -1.004e-06 | 0.00011415 | 0.00011415 | 0.00011415 | 0.00011416 | 0.00011415 | 0.00011415 | 0.000149 | 0.00014024 | 0.00018893 | 0.00021381 | 0 | 0.00011415 | 0.00011415 | 0.00011415 | 0.00011415 | 0.00010146 | 0.00014374 | 0.00014481 | 0.00014543 | 0.00012117 | 0.00011707 | 0.00011778 | 0.00011811 | 9.4262e-05 | 0.00011433 | 0.00051253 | 0.00051253
04/20 08:00:00 | 4 | 20 | 8 | 2624 | WD | 0.00020322 | 0.00012182 | 0.00012182 | 1.5723e-05 | 0.00017168 | 4.7973e-13 | 0.00011415 | 0.00074755 | 0.00074755 | 0.00013613 | -0.00043593 | 0.0023843 | 0.00012182 | 3.1507e-05 | 0.00011103 | 0.00011709 | 0.00011103 | 0.00011415 | 0 | 0.00011415 | 0.00019186 | 0.00016398 | 0.0001685 | 0.00011411 | 0.0001125 | 0.000113 | -8.4482e-06 | 7.531e-07 | -2.1826e-06 | -2.1826e-06 | 0.00011415 | 0.00011415 | 0.00011415 | 0.00011416 | 0.00011415 | 0.00011415 | 0.00016895 | 0.00015337 | 0.00019337 | 0.00021381 | 0 | 0.00011415 | 0.00011415 | 0.00011415 | 0.00011415 | 0.00021286 | 0.00020505 | 0.00017139 | 0.0001519 | 0.00013622 | 0.00012227 | 0.00014753 | 0.00015924 | 9.5074e-05 | 0.00011216 | 0.00039038 | 0.00039038
04/20 09:00:00 | 4 | 20 | 9 | 2625 | WD | 0.00029433 | 0.00013395 | 0.00013395 | 0.00044836 | 0.00017209 | 1.5523e-12 | 0.00011415 | 0.00044316 | 0.00044316 | 5.9897e-05 | -0.00021421 | 0.0021864 | 0.00013395 | 0.00013367 | 0.00011108 | 0.00013827 | 0.00011108 | 0.00011415 | 0 | 0.00011415 | 0.0004653 | 0.00029516 | 0.0002244 | 0.00011754 | 0.00011374 | 0.00011491 | -8.1707e-06 | 4.6796e-07 | -2.2883e-06 | -2.2883e-06 | 0.00011415 | 0.00011415 | 0.00011415 | 0.00011416 | 0.00011415 | 0.00011415 | 0.0001871 | 0.00015456 | 0.00019377 | 0.00021381 | 0 | 0.00011415 | 0.00011415 | 0.00011415 | 0.00011415 | 0.00033818 | 0.00024491 | 0.00018969 | 0.00015771 | 0.00014697 | 0.00012336 | 0.00015266 | 0.00016625 | 9.5238e-05 | 0.00011068 | 0.00031402 | 0.00031402
04/20 10:00:00 | 4 | 20 | 10 | 2626 | WD | 0.00037704 | 0.0001601 | 0.0001601 | -0.00041025 | 0.00016995 | 0.00021486 | 0.00011415 | 0.00030594 | 0.00030594 | 4.0839e-05 | -0.00016467 | 0.0019163 | 0.0001601 | 0.00025123 | 0.00011156 | 0.00017672 | 0.00011156 | 0.00011415 | 0 | 0.00011415 | 0.00047113 | 0.00029516 | 0.0002244 | 0.00011806 | 0.00011476 | 0.00011578 | -7.7137e-06 | 3.1469e-07 | -2.2468e-06 | -2.2468e-06 | 0.00011415 | 0.00011415 | 0.00011415 | 0.00011416 | 0.00011415 | 0.00011415 | 0.00018706 | 0.00015413 | 0.00019363 | 0.00021381 | 0 | 0.00011415 | 0.00011415 | 0.00011415 | 0.00011415 | 0.00042583 | 0.00024653 | 0.00019342 | 0.00016266 | 0.00014836 | 0.00012358 | 0.00015149 | 0.00016443 | 9.5181e-05 | 0.00010991 | 0.0002832 | 0.0002832
04/20 11:00:00 | 4 | 20 | 11 | 2627 | WD | 0.00043613 | 0.00013316 | 0.00013316 | 0.00080253 | 0.00016674 | 0.00021991 | 0.00011415 | 0 | 0 | 4.0839e-05 | 0.001134 | 0.0016557 | 0.00013316 | 0.00034143 | 0.00011463 | 0.0001382 | 0.00011463 | 0.00011415 | 0 | 0.00011415 | 0.00047113 | 0.00029516 | 0.0002244 | 0.00014638 | 0.00011581 | 0.00012526 | -7.116e-06 | 2.4693e-07 | -2.1022e-06 | -2.1022e-06 | 0.00011415 | 0.00011415 | 0.00011415 | 0.00011416 | 0.00011415 | 0.00011415 | 0.000187 | 0.00015348 | 0.00019341 | 0.00021381 | 0 | 0.00011415 | 0.00011415 | 0.00011415 | 0.00011415 | 0.00048219 | 0.00024632 | 0.00019563 | 0.00016628 | 0.00014855 | 0.00012373 | 0.00015311 | 0.00016673 | 9.5178e-05 | 0.00010873 | 0.00023556 | 0.00023556
04/20 12:00:00 | 4 | 20 | 12 | 2628 | WD | 0.00046997 | 0.00012918 | 0.00012918 | 0.00023589 | 0.00016353 | 0.00021998 | 0.00011415 | 0 | 0 | 4.0839e-05 | 0.00070281 | 0.0014587 | 0.00012918 | 0.00026874 | 0.00011458 | 0.00013303 | 0.00011458 | 0.00011415 | 0 | 0.00011415 | 0.00047113 | 0.00029516 | 0.0002244 | 0.00012052 | 0.0001186 | 0.00011919 | -5.799e-06 | 5.0372e-07 | -1.5072e-06 | -1.5072e-06 | 0.00011415 | 0.00011415 | 0.00011415 | 0.00011416 | 0.00011415 | 0.00011415 | 0.00018694 | 0.0001532 | 0.00019331 | 0.00021381 | 0 | 0.00011415 | 0.00011415 | 0.00011415 | 0.00011415 | 0.00050788 | 0.00024586 | 0.00023953 | 0.00023586 | 0.00014824 | 0.00012462 | 0.00015685 | 0.0001718 | 9.5177e-05 | 0.00010788 | 0.00019729 | 0.00019729
04/20 13:00:00 | 4 | 20 | 13 | 2629 | WD | 0.00047016 | 0.00012981 | 0.00012981 | -0.00099866 | 0.00016107 | 0.00021627 | 0.00011415 | 0 | 0 | 4.0839e-05 | 0.00056677 | 0.0013044 | 0.00012981 | 0.00024629 | 0.00011115 | 0.00013501 | 0.00011115 | 0.00011415 | 0 | 0.00011415 | 0.00047113 | 0.00029516 | 0.0002244 | 0.0001216 | 0.00012414 | 0.00012335 | -5.1971e-06 | 3.8691e-07 | -1.3947e-06 | -1.3947e-06 | 0.00011415 | 0.00011415 | 0.00011415 | 0.00011416 | 0.00011415 | 0.00011415 | 0.00018653 | 0.00015279 | 0.00019317 | 0.00021381 | 0 | 0.00011415 | 0.00011415 | 0.00011415 | 0.00011415 | 0.00051113 | 0.00024525 | 0.00023948 | 0.00023614 | 0.00014656 | 0.00012644 | 0.00015535 | 0.00016876 | 9.5163e-05 | 0.00010754 | 0.00017177 | 0.00017177
04/20 14:00:00 | 4 | 20 | 14 | 2630 | WD | 0.00043524 | 0.000118 | 0.000118 | 0.0010077 | 7.9824e-05 | 0.00022375 | 0.00011415 | 0 | 0 | 4.0839e-05 | 0.00047415 | 0.001145 | 0.000118 | 0.00022495 | 0.00011051 | 0.0001306 | 0.00011051 | 0.00011415 | 0 | 0.00011415 | 0.00047113 | 0.00029516 | 0.0002244 | 0.00012151 | 0.00012486 | 0.00012382 | -4.9165e-06 | 3.3899e-07 | -1.3378e-06 | -1.3378e-06 | 0.00011415 | 0.00011415 | 0.00011415 | 0.00011416 | 0.00011415 | 0.00011415 | 0.00018548 | 0.00015218 | 0.00019297 | 0.00021381 | 0 | 0.00011415 | 0.00011415 | 0.00011415 | 0.00011415 | 0.00048987 | 0.00024314 | 0.00023782 | 0.00023474 | 0.00014588 | 0.00012651 | 0.00015297 | 0.00016525 | 9.5151e-05 | 0.00010746 | 0.00016247 | 0.00016247
04/20 15:00:00 | 4 | 20 | 15 | 2631 | WD | 0.00036709 | 0.00010577 | 0.00010577 | -0.00084735 | 7.9043e-05 | 0.00023635 | 0.00011415 | 0 | 0 | 4.0839e-05 | 0.00040223 | 0.00099359 | 0.00010577 | 0.0001912 | 0.00010956 | 0.00011351 | 0.00010956 | 0.00011415 | 0 | 0.00011415 | 0.00047113 | 0.00029516 | 0.0002244 | 0.00011852 | 0.00012208 | 0.00012098 | -4.5957e-06 | 3.5691e-07 | -1.2233e-06 | -1.2233e-06 | 0.00011415 | 0.00011415 | 0.00011415 | 0.00011416 | 0.00011415 | 0.00011415 | 0.00016661 | 0.00015069 | 0.00019246 | 0.00021381 | 0 | 0.00011415 | 0.00011415 | 0.00011415 | 0.00011415 | 0.00039093 | 0.00023592 | 0.00019029 | 0.00016387 | 0.00013403 | 0.00012508 | 0.00015259 | 0.00016535 | 9.516e-05 | 0.00010728 | 0.00015033 | 0.00015033
04/20 16:00:00 | 4 | 20 | 16 | 2632 | WD | 0.00028362 | 9.9367e-05 | 9.9367e-05 | 0.00085942 | 0.00015809 | 0.00024949 | 0.00011415 | 0 | 0 | 4.0839e-05 | 0.00033734 | 0.00086503 | 9.9367e-05 | 0.00015242 | 0.00011092 | 9.0616e-05 | 0.00011092 | 0.00011415 | 0 | 0.00011415 | 0.00047113 | 0.00029516 | 0.0002244 | 0.00011077 | 0.00012307 | 0.00011927 | -4.315e-06 | 3.8248e-07 | -1.1163e-06 | -1.1163e-06 | 0.00011415 | 0.00011415 | 0.00011415 | 0.00011416 | 0.00011415 | 0.00011415 | 0.00014779 | 0.00014413 | 0.00015206 | 0.00015611 | 0 | 0.00011415 | 0.00011415 | 0.00011415 | 0.00011415 | 0.00028227 | 0.00021408 | 0.00015212 | 0.00011624 | 0.00012287 | 0.00012345 | 0.00014303 | 0.00015211 | 8.7601e-05 | 0.00010732 | 0.00014901 | 0.00014901
04/20 17:00:00 | 4 | 20 | 17 | 2633 | WD | 0.0001951 | 0.00011493 | 0.00011493 | 4.5768e-06 | 7.9729e-05 | -2.0051e-12 | 0.00011415 | 0.00091386 | 0.00091386 | 7.0788e-05 | -0.0007964 | 0.00079634 | 0.00011493 | -5.7175e-05 | 0.00012 | 0.00011841 | 0.00012 | 0.00011415 | 0 | 0.00011415 | 0.00037695 | 0.00029516 | 0.0002244 | 0.00010851 | 0.00012256 | 0.00011821 | -4.0082e-06 | 9.6839e-08 | -1.2129e-06 | -1.2129e-06 | 0.00011415 | 0.00011415 | 0.00011415 | 0.00011416 | 0.00011415 | 0.00011415 | 0.00012914 | 0.00013924 | 0.00012923 | 0.00012411 | 0 | 0.00011415 | 0.00011415 | 0.00011415 | 0.00011415 | 0.00017959 | 0.0001716 | 0.00011941 | 8.9195e-05 | 0.00011314 | 0.00012181 | 0.00013462 | 0.00014057 | 8.7615e-05 | 0.00010789 | 0.00017945 | 0.00017945
04/20 18:00:00 | 4 | 20 | 18 | 2634 | WD | 9.4967e-05 | 0.00013855 | 0.00013855 | 1.1585e-05 | 0.0001624 | -7.5459e-13 | 0.00011415 | 0.00071813 | 0.00071813 | 0.00015247 | -0.00045215 | 0.00074781 | 0.00013855 | 9.2052e-05 | 0.00013406 | 0.00013349 | 0.00013406 | 0.00011415 | 0 | 0.00011415 | 4.7259e-05 | 6.5591e-05 | 0.0001126 | 0.00010826 | 0.00011894 | 0.00011564 | -3.7236e-06 | -2.035e-07 | -1.3266e-06 | -1.3266e-06 | 0.00011415 | 0.00011415 | 0.00011415 | 0.00011416 | 0.00011415 | 0.00011415 | 0.00012867 | 0.00012817 | 0.00011248 | 0.00010446 | 0 | 0.00011415 | 0.00011415 | 0.00011415 | 0.00011415 | 0.00010521 | 0.00011823 | 8.8934e-05 | 7.1967e-05 | 0.00011152 | 0.00011705 | 0.00010805 | 0.00010389 | 8.7617e-05 | 0.00010841 | 0.00023475 | 0.00023475
04/20 19:00:00 | 4 | 20 | 19 | 2635 | WD | 0 | 0.00016771 | 0.00016771 | 1.3579e-05 | 0.00016541 | -3.8268e-13 | 0.00011415 | 0.00015538 | 0.00015538 | 0.00021236 | -0.00023969 | 0.00068109 | 0.00016771 | 0.00022948 | 0.00014271 | 0.00016643 | 0.00014271 | 0.00011415 | 5.7313e-05 | 0.00011415 | 7.5961e-06 | 6.5591e-05 | 0.0001126 | 0.00011794 | 0.00011641 | 0.00011688 | -3.478e-06 | -2.1601e-07 | -1.2568e-06 | -1.2568e-06 | 0.00011415 | 0.00011415 | 0.00011415 | 0.00011416 | 0.00011415 | 0.00011415 | 0.00011028 | 0.00012038 | 0.00010094 | 9.1006e-05 | 3.9149e-05 | 0.00011415 | 0.00011415 | 0.00011415 | 0.00011415 | 1.9637e-05 | 7.4695e-05 | 6.5121e-05 | 5.9577e-05 | 0.00010301 | 0.00011572 | 0.00010523 | 0.00010036 | 8.7651e-05 | 0.00010896 | 0.00024615 | 0.00024615
04/20 20:00:00 | 4 | 20 | 20 | 2636 | WD | 0 | 0.00015521 | 0.00015521 | 1.4167e-05 | 0.00016603 | -2.8565e-13 | 0.00011415 | 0 | 0 | 0.00028587 | -0.00011684 | 0.00061302 | 0.00015521 | 0.00018323 | 0.00014653 | 0.00014474 | 0.00014653 | 0.00011415 | 0.00022925 | 0.00011415 | 0 | 6.5591e-05 | 0.0001126 | 0.00011636 | 0.00011191 | 0.00011329 | -3.3046e-06 | -2.8885e-07 | -1.251e-06 | -1.251e-06 | 0.00011415 | 0.00011415 | 0.00011415 | 0.00011416 | 0.00011415 | 0.00011415 | 0.00010984 | 0.00010476 | 8.6009e-05 | 7.6429e-05 | 0.00022929 | 0.00011415 | 0.00011415 | 0.00011415 | 0.00011415 | 4.8306e-06 | 5.9917e-05 | 8.4608e-05 | 9.8906e-05 | 0.00010612 | 0.00011546 | 0.00010624 | 0.00010196 | 8.7649e-05 | 0.00010935 | 0.00029314 | 0.00029314
04/20 21:00:00 | 4 | 20 | 21 | 2637 | WD | 0 | 0.00013722 | 0.00013722 | 0.0010242 | 8.2041e-05 | 0 | 0.00011415 | 0 | 0 | 0.00034305 | -6.9716e-05 | 0.00051213 | 0.00013722 | 0.00015847 | 0.00014762 | 0.00013129 | 0.00014762 | 0.00011415 | 0.00022925 | 0.00011415 | 0 | 6.5591e-05 | 0.0001126 | 0.00011022 | 9.6123e-05 | 0.00010048 | 1.504e-05 | -9.0607e-08 | 4.7368e-06 | 4.7368e-06 | 0.00011415 | 0.00011415 | 0.00011415 | 0.00011415 | 0.00011415 | 0.00011415 | 0.00010924 | 9.2279e-05 | 7.4921e-05 | 6.6052e-05 | 0.00022929 | 0.00011415 | 0.00011415 | 0.00011415 | 0.00011415 | 3.2016e-06 | 4.5412e-05 | 7.0785e-05 | 8.5478e-05 | 0.00010421 | 0.0001038 | 9.9839e-05 | 9.7999e-05 | 8.8514e-05 | 9.9282e-05 | 0.00030262 | 0.00030262
04/20 22:00:00 | 4 | 20 | 22 | 2638 | WD | 0 | 0.00014327 | 0.00014327 | 1.049e-05 | 0.00016181 | 2.0698e-12 | 0.00011415 | 0 | 0 | 0.00034849 | -4.8664e-05 | 0.00036985 | 0.00014327 | 0.00015962 | 0.00014405 | 0.00013432 | 0.00014405 | 0.00011415 | 0.00022925 | 0.00011415 | 0 | 6.5591e-05 | 0.0001118 | 0.00010148 | 9.2163e-05 | 9.5043e-05 | 2.2158e-05 | -1.1546e-05 | -7.926e-07 | -7.926e-07 | 0.00011415 | 0.00011415 | 0.00011415 | 0.00011415 | 0.00011415 | 0.00011415 | 0.00010883 | 6.9436e-05 | 6.3877e-05 | 6.1037e-05 | 0.00022929 | 0.00011415 | 0.00011415 | 0.00011415 | 0.00011415 | 2.0797e-06 | 3.3003e-05 | 6.2124e-05 | 7.8988e-05 | 0.00010256 | 9.5203e-05 | 9.2239e-05 | 9.0864e-05 | 8.8678e-05 | 9.8978e-05 | 2.0025e-05 | 2.0025e-05
04/20 23:00:00 | 4 | 20 | 23 | 2639 | WD | 0 | 0.00011303 | 0.00011303 | 3.8524e-06 | 7.8964e-05 | 7.9772e-13 | 0.00011415 | 0 | 0 | 0.00023959 | 0.0010358 | -0.0013442 | 0.00011303 | 0.00029434 | 0.00013614 | 0.00011098 | 0.00013614 | 0.00011415 | 0.00022925 | 0.00011415 | 0 | 6.5591e-05 | 0.0001118 | 0.00012741 | 9.2419e-05 | 0.00010323 | 2.3254e-05 | -1.1771e-05 | -5.9573e-07 | -5.9573e-07 | 0.00011415 | 0.00011415 | 0.00011415 | 0.00011415 | 0.00011415 | 0.00011415 | 9.9691e-05 | 6.8344e-05 | 6.1493e-05 | 5.7992e-05 | 0.00022929 | 0.00011415 | 0.00011415 | 0.00011415 | 0.00011415 | 1.729e-06 | 2.6771e-05 | 5.7344e-05 | 7.5048e-05 | 9.741e-05 | 9.4964e-05 | 9.1719e-05 | 9.0214e-05 | 8.8676e-05 | 9.8781e-05 | 3.1926e-06 | 3.1926e-06
04/20 24:00:00 | 4 | 20 | 24 | 2640 | WD | 0 | 9.0665e-05 | 9.0665e-05 | 0.000993 | 0.00011841 | -1.3906e-12 | 0.00011415 | 0 | 0 | 0.00013341 | 0.00061332 | 0 | 9.0665e-05 | 0.00017026 | 0.00012638 | 7.9359e-05 | 0.00012638 | 0.00011415 | 0.00022925 | 0.00011415 | 0 | 6.5591e-05 | 0.0001118 | 9.5177e-05 | 9.2915e-05 | 9.3614e-05 | 2.3844e-05 | -1.3081e-05 | -1.2997e-06 | -1.2997e-06 | 0.00011415 | 0.00011415 | 0.00011415 | 0.00011415 | 0.00011415 | 0.00011415 | 4.5468e-05 | 6.8027e-05 | 5.8924e-05 | 5.4272e-05 | 0.00022929 | 0.00011415 | 0.00011415 | 0.00011415 | 0.00011415 | 1.2032e-06 | 2.496e-05 | 5.3631e-05 | 7.0234e-05 | 7.1719e-05 | 9.5043e-05 | 8.567e-05 | 8.1322e-05 | 8.8794e-05 | 9.8757e-05 | 8.0743e-06 | 8.0743e-06
04/21 01:00:00 | 4 | 21 | 1 | 2641 | WD | 0 | 3.859e-05 | 3.859e-05 | -0.00097693 | 3.5079e-05 | 0.00025245 | 0.00011415 | 0 | 0 | 5.4452e-05 | 0.00033401 | -0.00067269 | 3.859e-05 | -1.2419e-05 | 9.19e-05 | 2.6746e-05 | 9.19e-05 | 0.00011415 | 0.00022925 | 0.00011415 | 0 | 6.5591e-05 | 0.0001118 | 9.4523e-05 | 9.3836e-05 | 9.4049e-05 | 2.4507e-05 | -1.7627e-05 | -4.1837e-06 | -4.1837e-06 | 0.00011415 | 0.00011415 | 0.00011415 | 0.00011415 | 0.00011415 | 0.00011415 | 3.6463e-05 | 6.7924e-05 | 5.8637e-05 | 5.3892e-05 | 0.00022929 | 0.00011415 | 0.00011415 | 0.00011415 | 0.00011415 | 1.2032e-06 | 2.437e-05 | 5.3103e-05 | 6.9742e-05 | 6.6393e-05 | 9.5337e-05 | 8.5653e-05 | 8.1161e-05 | 8.8823e-05 | 9.8815e-05 | 3.1844e-06 | 3.1844e-06
04/21 02:00:00 | 4 | 21 | 2 | 2642 | WD | 0 | 7.548e-05 | 7.548e-05 | 5.1908e-07 | 7.4566e-05 | 0.00023244 | 0.00011415 | 0 | 0 | 2.1781e-05 | 0.00053687 | -0.005599 | 7.548e-05 | 7.1278e-05 | 8.5656e-05 | 7.4613e-05 | 8.5656e-05 | 0.00011415 | 0.00022925 | 0.00011415 | 0 | 6.5591e-05 | 0.0001118 | 9.4134e-05 | 9.315e-05 | 9.3454e-05 | 2.5429e-05 | -1.4885e-05 | -2.0227e-06 | -2.0227e-06 | 0.00011415 | 0.00011415 | 0.00011415 | 0.00011416 | 0.00011415 | 0.00011415 | 3.6473e-05 | 6.819e-05 | 6.0618e-05 | 5.6748e-05 | 0.00022929 | 0.00011415 | 0.00011415 | 0.00011415 | 0.00011415 | 1.23e-06 | 2.5894e-05 | 5.6002e-05 | 7.3438e-05 | 6.5085e-05 | 9.518e-05 | 8.6142e-05 | 8.195e-05 | 8.885e-05 | 9.913e-05 | 6.3401e-06 | 6.3401e-06
04/21 03:00:00 | 4 | 21 | 3 | 2643 | WD | 0 | 6.9681e-05 | 6.9681e-05 | 3.6538e-05 | 0 | 0.00022975 | 0.00011415 | 0 | 0 | 2.1781e-05 | 0.00042351 | -0.0034155 | 6.9681e-05 | 8.209e-05 | 8.3946e-05 | 7.7968e-05 | 8.3946e-05 | 0.00011415 | 0.00022925 | 0.00011415 | 0 | 6.5591e-05 | 0.0001118 | 9.4701e-05 | 9.2841e-05 | 9.3415e-05 | 2.6109e-05 | -1.3122e-05 | -6.0503e-07 | -6.0503e-07 | 0.00011415 | 0.00011415 | 0.00011415 | 0.00011416 | 0.00011415 | 0.00011415 | 4.5596e-05 | 6.8975e-05 | 6.1912e-05 | 5.8304e-05 | 0.00022929 | 0.00011415 | 0.00011415 | 0.00011415 | 0.00011415 | 1.5508e-06 | 3.0373e-05 | 5.892e-05 | 7.5451e-05 | 7.0492e-05 | 9.5312e-05 | 8.6467e-05 | 8.2364e-05 | 8.8824e-05 | 9.9475e-05 | 3.2123e-06 | 3.2123e-06
04/21 04:00:00 | 4 | 21 | 4 | 2644 | WD | 0 | 7.8837e-05 | 7.8837e-05 | -3.6154e-05 | 7.4356e-05 | 0.00022651 | 0.00011415 | 0 | 0 | 2.1781e-05 | 0.00040564 | -0.0032896 | 7.8837e-05 | 9.1322e-05 | 8.2211e-05 | 8.0147e-05 | 8.2211e-05 | 0.00011415 | 0.00022925 | 0.00011415 | 0 | 6.5591e-05 | 0.0001118 | 0.00015384 | 9.2609e-05 | 0.00011153 | 2.5978e-05 | -1.125e-05 | 6.2785e-07 | 6.2785e-07 | 0.00011415 | 0.00011415 | 0.00011415 | 0.00011416 | 0.00011415 | 0.00011415 | 5.4768e-05 | 7.0282e-05 | 7.6832e-05 | 8.0178e-05 | 0.00022929 | 0.00011415 | 0.00011415 | 0.00011415 | 0.00011415 | 2.0054e-06 | 3.7834e-05 | 7.9583e-05 | 0.00010376 | 7.6499e-05 | 9.5626e-05 | 9.1257e-05 | 8.9231e-05 | 8.877e-05 | 9.9673e-05 | -5.279e-07 | -5.279e-07
04/21 05:00:00 | 4 | 21 | 5 | 2645 | WD | 0 | 8.2073e-05 | 8.2073e-05 | 7.9137e-07 | 7.5001e-05 | 0.00021796 | 0.00011415 | 0 | 0 | 6.5342e-05 | 0.00038293 | -0.00010683 | 8.2073e-05 | 9.88e-05 | 8.1198e-05 | 8.2593e-05 | 8.1198e-05 | 0.00011415 | 0.00022925 | 0.00011415 | 0 | 6.5591e-05 | 0.0001118 | 0.00014785 | 9.6555e-05 | 0.00011241 | 2.8244e-05 | -1.0487e-05 | 1.8705e-06 | 1.8705e-06 | 0.00011415 | 0.00011415 | 0.00011415 | 0.00011416 | 0.00011415 | 0.00011415 | 9.1181e-05 | 9.299e-05 | 0.0001022 | 0.0001069 | 0.00022929 | 0.00011415 | 0.00011415 | 0.00011415 | 0.00011415 | 3.0749e-06 | 6.2531e-05 | 0.00011054 | 0.00013835 | 9.5276e-05 | 0.00010386 | 9.9295e-05 | 9.7175e-05 | 8.862e-05 | 9.9698e-05 | -8.3748e-07 | -8.3748e-07
04/21 06:00:00 | 4 | 21 | 6 | 2646 | WD | 1.4949e-05 | 8.1772e-05 | 8.1772e-05 | 2.381e-06 | 7.7733e-05 | -1.5577e-12 | 0.00011415 | 8.1433e-05 | 8.1433e-05 | 0.00013613 | 0.00036437 | 0.0020136 | 8.1772e-05 | 9.478e-05 | 8.7512e-05 | 7.6728e-05 | 8.7512e-05 | 0.00011415 | 5.7313e-05 | 0.00011415 | 8.3601e-06 | 6.5591e-05 | 0.0001126 | 0.00013412 | 0.00010259 | 0.00011234 | 9.1209e-06 | 1.5961e-06 | 3.9969e-06 | 3.9969e-06 | 0.00011415 | 0.00011415 | 0.00011415 | 0.00011416 | 0.00011415 | 0.00011415 | 0.00012828 | 0.00012385 | 0.00013032 | 0.00013363 | 7.5498e-05 | 0.00011415 | 0.00011415 | 0.00011415 | 0.00011415 | 2.1081e-05 | 9.5754e-05 | 0.0001451 | 0.00017368 | 0.00011085 | 0.0001113 | 9.9887e-05 | 9.4593e-05 | 8.678e-05 | 0.00011912 | 0.00024535 | 0.00024535
04/21 07:00:00 | 4 | 21 | 7 | 2647 | WD | 0.00010025 | 9.6474e-05 | 9.6474e-05 | 1.1404e-05 | 0.00016691 | 7.5464e-14 | 0.00011415 | 0.00045212 | 0.00045212 | 0.00015247 | -0.00080931 | 0.0026538 | 9.6474e-05 | -0.00014743 | 9.9871e-05 | 8.3217e-05 | 9.9871e-05 | 0.00011415 | 0 | 0.00011415 | 4.1442e-05 | 6.5591e-05 | 0.0001126 | 0.0001157 | 0.00012052 | 0.00011903 | 3.5024e-06 | 3.0092e-06 | 3.1665e-06 | 3.1665e-06 | 0.00011415 | 0.00011415 | 0.00011415 | 0.00011416 | 0.00011415 | 0.00011415 | 0.000149 | 0.00014024 | 0.00018893 | 0.00021381 | 0 | 0.00011415 | 0.00011415 | 0.00011415 | 0.00011415 | 0.00010475 | 0.00014525 | 0.00014552 | 0.00014568 | 0.00012162 | 0.00012065 | 0.00011977 | 0.00011935 | 9.9395e-05 | 0.00011196 | 0.00012353 | 0.00012353
04/21 08:00:00 | 4 | 21 | 8 | 2648 | WD | 0.00019368 | 7.7761e-05 | 7.7761e-05 | 0.0010512 | 0.00017162 | 4.7973e-13 | 0.00011415 | 0.00075852 | 0.00075852 | 0.00013613 | -0.00039658 | 0.0026767 | 7.7761e-05 | -5.6908e-05 | 0.00011103 | 5.438e-05 | 0.00011103 | 0.00011415 | 0 | 0.00011415 | 0.00019468 | 0.00016398 | 0.0001685 | 0.00012194 | 0.00012754 | 0.00012581 | 2.9314e-06 | 1.3387e-06 | 1.8469e-06 | 1.8469e-06 | 0.00011415 | 0.00011415 | 0.00011415 | 0.00011416 | 0.00011415 | 0.00011415 | 0.00016895 | 0.00015337 | 0.00019337 | 0.00021381 | 0 | 0.00011415 | 0.00011415 | 0.00011415 | 0.00011415 | 0.0002159 | 0.0002064 | 0.00017202 | 0.00015211 | 0.00014077 | 0.00012751 | 0.00015086 | 0.00016168 | 0.00012955 | 0.00010888 | -1.7809e-05 | -1.7809e-05
04/21 09:00:00 | 4 | 21 | 9 | 2649 | WD | 0.00027915 | 9.6253e-05 | 9.6253e-05 | 1.5214e-05 | 0.00017203 | 1.5523e-12 | 0.00011415 | 0.00044342 | 0.00044342 | 5.9897e-05 | -0.00023019 | 0.0024589 | 9.6253e-05 | 4.5582e-05 | 0.00011108 | 8.4616e-05 | 0.00011108 | 0.00011415 | 0 | 0.00011415 | 0.00046557 | 0.00029516 | 0.0002244 | 0.00012566 | 0.000128 | 0.00012727 | 2.779e-06 | 2.8467e-07 | 1.0805e-06 | 1.0805e-06 | 0.00011415 | 0.00011415 | 0.00011415 | 0.00011416 | 0.00011415 | 0.00011415 | 0.0001871 | 0.00015456 | 0.00019377 | 0.00021381 | 0 | 0.00011415 | 0.00011415 | 0.00011415 | 0.00011415 | 0.0003391 | 0.00024498 | 0.00018975 | 0.00015777 | 0.00015381 | 0.00012832 | 0.00015687 | 0.00017011 | 0.00013721 | 0.00010715 | -6.371e-05 | -6.371e-05
04/21 10:00:00 | 4 | 21 | 10 | 2650 | WD | 0.00036211 | 0.00011727 | 0.00011727 | 1.4023e-05 | 0.00016993 | 0.00021486 | 0.00011415 | 0.00030594 | 0.00030594 | 4.0839e-05 | -0.00016706 | 0.0021904 | 0.00011727 | 0.00014571 | 0.00011156 | 0.00011574 | 0.00011156 | 0.00011415 | 0 | 0.00011415 | 0.00047113 | 0.00029516 | 0.0002244 | 0.00012484 | 0.00012318 | 0.00012369 | 2.7625e-06 | -6.4822e-07 | 4.3999e-07 | 4.3999e-07 | 0.00011415 | 0.00011415 | 0.00011415 | 0.00011416 | 0.00011415 | 0.00011415 | 0.00018706 | 0.00015413 | 0.00019363 | 0.00021381 | 0 | 0.00011415 | 0.00011415 | 0.00011415 | 0.00011415 | 0.00043007 | 0.00024653 | 0.00019358 | 0.00016291 | 0.00015266 | 0.00012648 | 0.0001553 | 0.00016867 | 0.00012539 | 0.00010649 | -7.1763e-05 | -7.1763e-05
04/21 11:00:00 | 4 | 21 | 11 | 2651 | WD | 0.00042312 | 8.7588e-05 | 8.7588e-05 | 1.3359e-05 | 0.00016662 | 0.00021991 | 0.00011415 | 0 | 0 | 4.0839e-05 | 0.00091595 | 0.0019308 | 8.7588e-05 | 0.00019453 | 0.00011463 | 7.3346e-05 | 0.00011463 | 0.00011415 | 0 | 0.00011415 | 0.00047113 | 0.00029516 | 0.0002244 | 0.00014989 | 0.00012042 | 0.00012953 | 3.2884e-06 | -6.6206e-07 | 5.9836e-07 | 5.9836e-07 | 0.00011415 | 0.00011415 | 0.00011415 | 0.00011416 | 0.00011415 | 0.00011415 | 0.000187 | 0.00015348 | 0.00019341 | 0.00021381 | 0 | 0.00011415 | 0.00011415 | 0.00011415 | 0.00011415 | 0.00048498 | 0.00024632 | 0.00019579 | 0.00016653 | 0.00015317 | 0.0001253 | 0.00015658 | 0.00017108 | 0.00012788 | 0.00010585 | -8.2452e-05 | -8.2452e-05
04/21 12:00:00 | 4 | 21 | 12 | 2652 | WD | 0.00045198 | 6.9881e-05 | 6.9881e-05 | 1.216e-05 | 0.00016347 | 0.00021998 | 0.00011415 | 0 | 0 | 4.0839e-05 | 0.00058476 | 0.0017334 | 6.9881e-05 | 0.00012897 | 0.00011458 | 4.8626e-05 | 0.00011458 | 0.00011415 | 0 | 0.00011415 | 0.00047113 | 0.00029516 | 0.0002244 | 0.00012502 | 0.00011975 | 0.00012138 | 2.6742e-06 | -4.9747e-07 | 5.1447e-07 | 5.1447e-07 | 0.00011415 | 0.00011415 | 0.00011415 | 0.00011416 | 0.00011415 | 0.00011415 | 0.00018694 | 0.0001532 | 0.00019331 | 0.00021381 | 0 | 0.00011415 | 0.00011415 | 0.00011415 | 0.00011415 | 0.00050865 | 0.00024586 | 0.00023957 | 0.00023593 | 0.00015367 | 0.00012497 | 0.00016029 | 0.00017667 | 0.00013221 | 0.00010533 | -9.697e-05 | -9.697e-05
04/21 13:00:00 | 4 | 21 | 13 | 2653 | WD | 0.00045136 | 6.6314e-05 | 6.6314e-05 | 1.1372e-05 | 0.00016105 | 0.00021627 | 0.00011415 | 0 | 0 | 4.0839e-05 | 0.00048285 | 0.0015262 | 6.6314e-05 | 0.00011839 | 0.00011115 | 4.4636e-05 | 0.00011115 | 0.00011415 | 0 | 0.00011415 | 0.00047113 | 0.00029516 | 0.0002244 | 0.0001264 | 0.00012415 | 0.00012485 | 2.6747e-06 | -2.6702e-07 | 6.7156e-07 | 6.7156e-07 | 0.00011415 | 0.00011415 | 0.00011415 | 0.00011416 | 0.00011415 | 0.00011415 | 0.00018653 | 0.00015279 | 0.00019317 | 0.00021381 | 0 | 0.00011415 | 0.00011415 | 0.00011415 | 0.00011415 | 0.00051171 | 0.00024525 | 0.00023952 | 0.0002362 | 0.00015303 | 0.0001264 | 0.00015914 | 0.00017432 | 0.00013442 | 0.00010494 | -0.00010692 | -0.00010692
04/21 14:00:00 | 4 | 21 | 14 | 2654 | WD | 0.00041801 | 5.7428e-05 | 5.7428e-05 | 0.00086628 | 7.9807e-05 | 0.00022375 | 0.00011415 | 0 | 0 | 4.0839e-05 | 0.00041302 | 0.00134 | 5.7428e-05 | 0.00011635 | 0.00011051 | 4.4377e-05 | 0.00011051 | 0.00011415 | 0 | 0.00011415 | 0.00047113 | 0.00029516 | 0.0002244 | 0.00012622 | 0.00012321 | 0.00012414 | 2.6521e-06 | -1.8682e-07 | 7.1894e-07 | 7.1894e-07 | 0.00011415 | 0.00011415 | 0.00011415 | 0.00011416 | 0.00011415 | 0.00011415 | 0.00018548 | 0.00015218 | 0.00019297 | 0.00021381 | 0 | 0.00011415 | 0.00011415 | 0.00011415 | 0.00011415 | 0.00049129 | 0.00024314 | 0.00023788 | 0.00023484 | 0.00015242 | 0.00012588 | 0.0001568 | 0.00017114 | 0.00013361 | 0.00010478 | -0.00011362 | -0.00011362
04/21 15:00:00 | 4 | 21 | 15 | 2655 | WD | 0.00035547 | 6.1199e-05 | 6.1199e-05 | 0.00014645 | 9.7237e-05 | 0.00023635 | 0.00011415 | 0 | 0 | 4.0839e-05 | 0.00039019 | 0.0011578 | 6.1199e-05 | 0.00011025 | 0.00010956 | 4.7316e-05 | 0.00010956 | 0.00011415 | 0 | 0.00011415 | 0.00047113 | 0.00029516 | 0.0002244 | 0.00012282 | 0.00011781 | 0.00011936 | 2.5952e-06 | -2.7386e-07 | 6.4152e-07 | 6.4152e-07 | 0.00011415 | 0.00011415 | 0.00011415 | 0.00011416 | 0.00011415 | 0.00011415 | 0.00016661 | 0.00015069 | 0.00019246 | 0.00021381 | 0 | 0.00011415 | 0.00011415 | 0.00011415 | 0.00011415 | 0.00039475 | 0.00023592 | 0.00019046 | 0.00016413 | 0.00014055 | 0.00012352 | 0.00015628 | 0.00017147 | 0.00013342 | 0.00010469 | -0.00011891 | -0.00011891
04/21 16:00:00 | 4 | 21 | 16 | 2656 | WD | 0.00027306 | 6.5522e-05 | 6.5522e-05 | -0.00098838 | 0.00013982 | 0.00024949 | 0.00011415 | 0 | 0 | 4.0839e-05 | 0.00036223 | 0.00099784 | 6.5522e-05 | 0.0001005 | 0.00011092 | 4.5192e-05 | 0.00011092 | 0.00011415 | 0 | 0.00011415 | 0.00047113 | 0.00029516 | 0.0002244 | 0.00011443 | 0.00011596 | 0.00011549 | 2.5479e-06 | -2.9873e-07 | 6.0951e-07 | 6.0951e-07 | 0.00011415 | 0.00011415 | 0.00011415 | 0.00011416 | 0.00011415 | 0.00011415 | 0.00014779 | 0.00014413 | 0.00015206 | 0.00015611 | 0 | 0.00011415 | 0.00011415 | 0.00011415 | 0.00011415 | 0.00028384 | 0.00021408 | 0.00015218 | 0.00011633 | 0.00012933 | 0.0001209 | 0.00014615 | 0.00015786 | 0.00012559 | 0.00010492 | -0.00010815 | -0.00010815
04/21 17:00:00 | 4 | 21 | 17 | 2657 | WD | 0.00019045 | 7.6694e-05 | 7.6694e-05 | 0.0010091 | 7.9715e-05 | -2.0051e-12 | 0.00011415 | 0.00093259 | 0.00093259 | 7.0788e-05 | -0.00063137 | 0.00088346 | 7.6694e-05 | -8.0684e-05 | 0.00012 | 6.3991e-05 | 0.00012 | 0.00011415 | 0 | 0.00011415 | 0.00038467 | 0.00029516 | 0.0002244 | 0.00011175 | 0.00011312 | 0.0001127 | 2.4829e-06 | -3.5801e-07 | 5.484e-07 | 5.484e-07 | 0.00011415 | 0.00011415 | 0.00011415 | 0.00011416 | 0.00011415 | 0.00011415 | 0.00012914 | 0.00013924 | 0.00012923 | 0.00012411 | 0 | 0.00011415 | 0.00011415 | 0.00011415 | 0.00011415 | 0.00018298 | 0.00017354 | 0.00012024 | 8.9373e-05 | 0.00011878 | 0.00011843 | 0.00013666 | 0.00014512 | 0.00012305 | 0.00010548 | -9.7552e-05 | -9.7552e-05
04/21 18:00:00 | 4 | 21 | 18 | 2658 | WD | 9.3728e-05 | 0.00010241 | 0.00010241 | 0.00062027 | 0.00016234 | -7.5459e-13 | 0.00011415 | 0.00074263 | 0.00074263 | 0.00015247 | -0.00040391 | 0.00077442 | 0.00010241 | 4.6747e-05 | 0.00013406 | 8.2054e-05 | 0.00013406 | 0.00011415 | 0 | 0.00011415 | 4.8872e-05 | 6.5591e-05 | 0.0001126 | 0.0001115 | 0.00010954 | 0.00011014 | 2.2971e-06 | -2.5675e-07 | 5.5807e-07 | 5.5807e-07 | 0.00011415 | 0.00011415 | 0.00011415 | 0.00011416 | 0.00011415 | 0.00011415 | 0.00012867 | 0.00012817 | 0.00011248 | 0.00010446 | 0 | 0.00011415 | 0.00011415 | 0.00011415 | 0.00011415 | 0.00010865 | 0.00011992 | 8.9645e-05 | 7.2117e-05 | 0.00011616 | 0.00011368 | 0.00010881 | 0.00010655 | 0.00011974 | 0.00010591 | 7.1218e-05 | 7.1218e-05
04/21 19:00:00 | 4 | 21 | 19 | 2659 | WD | 0 | 0.00013215 | 0.00013215 | 0.00042008 | 0.00016533 | -3.8268e-13 | 0.00011415 | 0.00016632 | 0.00016632 | 0.00021236 | -0.00020597 | 0.00069333 | 0.00013215 | 0.00017666 | 0.00014271 | 0.00011581 | 0.00014271 | 0.00011415 | 0 | 0.00011415 | 8.131e-06 | 6.5591e-05 | 0.0001126 | 0.00010841 | 0.0001057 | 0.00010654 | 2.0937e-06 | -1.5376e-07 | 5.6332e-07 | 5.6332e-07 | 0.00011415 | 0.00011415 | 0.00011415 | 0.00011416 | 0.00011415 | 0.00011415 | 0.00011028 | 0.00012036 | 0.00010093 | 9.1006e-05 | 0 | 0.00011415 | 0.00011415 | 0.00011415 | 0.00011415 | 2.0684e-05 | 7.4978e-05 | 6.5255e-05 | 5.9624e-05 | 0.00010516 | 0.00010999 | 0.00010259 | 9.9156e-05 | 0.00011667 | 0.0001068 | 9.4261e-05 | 9.4261e-05
04/21 20:00:00 | 4 | 21 | 20 | 2660 | WD | 0 | 0.0001264 | 0.0001264 | 1.849e-05 | 0.00016597 | -2.8565e-13 | 0.00011415 | 0 | 0 | 0.00028587 | -0.0001083 | 0.00057695 | 0.0001264 | 0.00013664 | 0.00014653 | 0.00010375 | 0.00014653 | 0.00011415 | 0.00022925 | 0.00011415 | 0 | 6.5591e-05 | 0.0001126 | 0.00010588 | 0.00010044 | 0.00010212 | 1.9356e-06 | -1.55e-07 | 5.1202e-07 | 5.1202e-07 | 0.00011415 | 0.00011415 | 0.00011415 | 0.00011416 | 0.00011415 | 0.00011415 | 0.00010984 | 0.00010476 | 8.6009e-05 | 7.6429e-05 | 0.00022929 | 0.00011415 | 0.00011415 | 0.00011415 | 0.00011415 | 4.8306e-06 | 5.9917e-05 | 8.4608e-05 | 9.8906e-05 | 0.00010628 | 0.00011139 | 0.00010496 | 0.00010198 | 9.0734e-05 | 0.00010793 | 0.00015485 | 0.00015485
04/21 21:00:00 | 4 | 21 | 21 | 2661 | WD | 0 | 0.00013158 | 0.00013158 | 1.6278e-05 | 9.5107e-05 | 0 | 0.00011415 | 0 | 0 | 0.00034305 | -6.6134e-05 | 0.00042931 | 0.00013158 | 0.00014803 | 0.00014762 | 0.0001213 | 0.00014762 | 0.00011415 | 0.00022925 | 0.00011415 | 0 | 6.5591e-05 | 0.0001126 | 0.00010094 | 8.4304e-05 | 8.9445e-05 | 2.1494e-05 | -2.0118e-07 | 6.7209e-06 | 6.7209e-06 | 0.00011415 | 0.00011415 | 0.00011415 | 0.00011415 | 0.00011415 | 0.00011415 | 0.00010924 | 9.2279e-05 | 7.4921e-05 | 6.6052e-05 | 0.00022929 | 0.00011415 | 0.00011415 | 0.00011415 | 0.00011415 | 3.2016e-06 | 4.5412e-05 | 7.0785e-05 | 8.5478e-05 | 0.00010407 | 9.9636e-05 | 9.8518e-05 | 9.7999e-05 | 8.8201e-05 | 9.9797e-05 | 0.00020327 | 0.00020327
04/21 22:00:00 | 4 | 21 | 22 | 2662 | WD | 0 | 0.00013507 | 0.00013507 | 6.8957e-06 | 0.0001489 | 2.0698e-12 | 0.00011415 | 0 | 0 | 0.00034849 | -4.4788e-05 | 0.00021939 | 0.00013507 | 0.00015063 | 0.00014405 | 0.00012459 | 0.00014405 | 0.00011415 | 0.00022925 | 0.00011415 | 0 | 6.5591e-05 | 0.0001118 | 9.9263e-05 | 7.8938e-05 | 8.5219e-05 | 2.8882e-05 | 2.5014e-05 | 2.6248e-05 | 2.6248e-05 | 0.00011415 | 0.00011415 | 0.00011415 | 0.00011415 | 0.00011415 | 0.00011415 | 0.00010883 | 6.9436e-05 | 6.3877e-05 | 6.1037e-05 | 0.00022929 | 0.00011415 | 0.00011415 | 0.00011415 | 0.00011415 | 2.0797e-06 | 3.3003e-05 | 6.2124e-05 | 7.8988e-05 | 0.00010253 | 9.0539e-05 | 9.227e-05 | 9.3072e-05 | 8.8438e-05 | 9.8937e-05 | 4.9951e-06 | 4.9951e-06
04/21 23:00:00 | 4 | 21 | 23 | 2663 | WD | 0 | 0.00011968 | 0.00011968 | 9.4644e-06 | 7.8953e-05 | 7.9772e-13 | 0.00011415 | 0 | 0 | 0.00023959 | 0.0010224 | -0.0015398 | 0.00011968 | 0.00031113 | 0.00013614 | 0.00012044 | 0.00013614 | 0.00011415 | 0.00022925 | 0.00011415 | 0 | 6.5591e-05 | 0.0001118 | 0.00012538 | 7.8499e-05 | 9.2987e-05 | 2.9912e-05 | 3.3834e-05 | 3.2583e-05 | 3.2583e-05 | 0.00011415 | 0.00011415 | 0.00011415 | 0.00011415 | 0.00011415 | 0.00011415 | 9.9691e-05 | 6.8344e-05 | 6.1493e-05 | 5.7992e-05 | 0.00022929 | 0.00011415 | 0.00011415 | 0.00011415 | 0.00011415 | 1.729e-06 | 2.6771e-05 | 5.7344e-05 | 7.5048e-05 | 9.743e-05 | 9.0055e-05 | 9.1322e-05 | 9.191e-05 | 8.848e-05 | 9.8251e-05 | 2.5328e-07 | 2.5328e-07
04/21 24:00:00 | 4 | 21 | 24 | 2664 | WD | 0 | 0.00010181 | 0.00010181 | 3.0298e-06 | 0.00015104 | -1.3906e-12 | 0.00011415 | 0 | 0 | 0.00013341 | 0.00058908 | 0 | 0.00010181 | 0.00016865 | 0.00012638 | 9.0306e-05 | 0.00012638 | 0.00011415 | 0.00022925 | 0.00011415 | 0 | 6.5591e-05 | 0.0001118 | 9.0952e-05 | 7.8215e-05 | 8.2151e-05 | 3.0326e-05 | 3.3838e-05 | 3.2718e-05 | 3.2718e-05 | 0.00011415 | 0.00011415 | 0.00011415 | 0.00011416 | 0.00011415 | 0.00011415 | 4.5468e-05 | 6.8027e-05 | 5.8924e-05 | 5.4272e-05 | 0.00022929 | 0.00011415 | 0.00011415 | 0.00011415 | 0.00011415 | 1.2032e-06 | 2.496e-05 | 5.3631e-05 | 7.0234e-05 | 7.1776e-05 | 8.9873e-05 | 8.4913e-05 | 8.2612e-05 | 8.865e-05 | 9.9078e-05 | 4.6967e-06 | 4.6967e-06
04/22 01:00:00 | 4 | 22 | 1 | 2665 | WD | 0 | 4.8308e-05 | 4.8308e-05 | 1.2887e-06 | 3.3473e-06 | 0.00025245 | 0.00011415 | 0 | 0 | 5.4452e-05 | 0.0004476 | -0.0059233 | 4.8308e-05 | 4.7801e-06 | 9.19e-05 | 4.5369e-05 | 9.19e-05 | 0.00011415 | 0.00022925 | 0.00011415 | 0 | 6.5591e-05 | 0.0001118 | 8.9215e-05 | 7.7917e-05 | 8.1409e-05 | 3.1001e-05 | 3.3852e-05 | 3.2942e-05 | 3.2942e-05 | 0.00011415 | 0.00011415 | 0.00011415 | 0.00011416 | 0.00011415 | 0.00011415 | 3.6463e-05 | 6.7924e-05 | 5.8637e-05 | 5.3892e-05 | 0.00022929 | 0.00011415 | 0.00011415 | 0.00011415 | 0.00011415 | 1.2032e-06 | 2.437e-05 | 5.3103e-05 | 6.9742e-05 | 6.6501e-05 | 8.975e-05 | 8.4673e-05 | 8.2318e-05 | 8.8739e-05 | 0.00010004 | 6.0248e-06 | 6.0248e-06
04/22 02:00:00 | 4 | 22 | 2 | 2666 | WD | 0 | 8.3628e-05 | 8.3628e-05 | 0.00097294 | 7.456e-05 | 0.00023244 | 0.00011415 | 0 | 0 | 2.1781e-05 | 0.00042351 | -0.0057971 | 8.3628e-05 | 8.3249e-05 | 8.5656e-05 | 8.6213e-05 | 8.5656e-05 | 0.00011415 | 0.00022925 | 0.00011415 | 0 | 6.5591e-05 | 0.0001118 | 8.8471e-05 | 7.7612e-05 | 8.0968e-05 | 3.1593e-05 | 3.3877e-05 | 3.3148e-05 | 3.3148e-05 | 0.00011415 | 0.00011415 | 0.00011415 | 0.00011416 | 0.00011415 | 0.00011415 | 3.6473e-05 | 6.819e-05 | 6.0618e-05 | 5.6748e-05 | 0.00022929 | 0.00011415 | 0.00011415 | 0.00011415 | 0.00011415 | 1.23e-06 | 2.5894e-05 | 5.6002e-05 | 7.3438e-05 | 6.5237e-05 | 8.9732e-05 | 8.5121e-05 | 8.2982e-05 | 8.8804e-05 | 0.00010064 | 1.1843e-06 | 1.1843e-06
04/22 03:00:00 | 4 | 22 | 3 | 2667 | WD | 0 | 9.2681e-05 | 9.2681e-05 | -0.00097004 | 8.665e-06 | 0.00022975 | 0.00011415 | 0 | 0 | 2.1781e-05 | 0.000411 | -0.0042194 | 9.2681e-05 | 0.00012162 | 8.3946e-05 | 0.0001094 | 8.3946e-05 | 0.00011415 | 0.00022925 | 0.00011415 | 0 | 6.5591e-05 | 0.0001118 | 8.8979e-05 | 7.7479e-05 | 8.1033e-05 | 3.2219e-05 | 3.3933e-05 | 3.3386e-05 | 3.3386e-05 | 0.00011415 | 0.00011415 | 0.00011415 | 0.00011416 | 0.00011415 | 0.00011415 | 4.5596e-05 | 6.8975e-05 | 6.1912e-05 | 5.8304e-05 | 0.00022929 | 0.00011415 | 0.00011415 | 0.00011415 | 0.00011415 | 1.5508e-06 | 3.0373e-05 | 5.892e-05 | 7.5451e-05 | 7.0658e-05 | 8.9928e-05 | 8.5392e-05 | 8.3287e-05 | 8.8806e-05 | 0.00010103 | 4.6451e-06 | 4.6451e-06
04/22 04:00:00 | 4 | 22 | 4 | 2668 | WD | 0 | 0.00010374 | 0.00010374 | 0.00097029 | 6.5677e-05 | 0.00022651 | 0.00011415 | 0 | 0 | 2.1781e-05 | 0.00039891 | -0.0033946 | 0.00010374 | 0.00013911 | 8.2211e-05 | 0.0001169 | 8.2211e-05 | 0.00011415 | 0.00022925 | 0.00011415 | 0 | 6.5591e-05 | 0.0001118 | 0.00010153 | 7.7458e-05 | 8.4898e-05 | 3.2781e-05 | 3.3986e-05 | 3.3602e-05 | 3.3602e-05 | 0.00011415 | 0.00011415 | 0.00011415 | 0.00011416 | 0.00011415 | 0.00011415 | 5.4768e-05 | 7.0282e-05 | 7.6832e-05 | 8.0178e-05 | 0.00022929 | 0.00011415 | 0.00011415 | 0.00011415 | 0.00011415 | 2.0054e-06 | 3.7834e-05 | 7.9583e-05 | 0.00010376 | 7.6226e-05 | 9.0318e-05 | 9.0153e-05 | 9.0076e-05 | 8.8786e-05 | 0.00010124 | 4.0405e-06 | 4.0405e-06
04/22 05:00:00 | 4 | 22 | 5 | 2669 | WD | 0 | 0.00011482 | 0.00011482 | -0.00097291 | 7.4998e-05 | 0.00021796 | 0.00011415 | 0 | 0 | 6.5342e-05 | 0.00037573 | -0.00029049 | 0.00011482 | 0.00015795 | 8.1198e-05 | 0.00012921 | 8.1198e-05 | 0.00011415 | 0.00022925 | 0.00011415 | 0 | 6.5591e-05 | 0.0001118 | 0.00010437 | 8.1465e-05 | 8.8545e-05 | 3.3276e-05 | 3.4012e-05 | 3.3777e-05 | 3.3777e-05 | 0.00011415 | 0.00011415 | 0.00011415 | 0.00011416 | 0.00011415 | 0.00011415 | 9.1181e-05 | 9.299e-05 | 0.0001022 | 0.0001069 | 0.00022929 | 0.00011415 | 0.00011415 | 0.00011415 | 0.00011415 | 3.0749e-06 | 6.2531e-05 | 0.00011054 | 0.00013835 | 9.5119e-05 | 9.8581e-05 | 9.8154e-05 | 9.7956e-05 | 8.866e-05 | 0.00010141 | -2.979e-08 | -2.979e-08
04/22 06:00:00 | 4 | 22 | 6 | 2670 | WD | 1.7985e-05 | 0.00012295 | 0.00012295 | 0.00099306 | 7.7715e-05 | -1.5577e-12 | 0.00011415 | 8.411e-05 | 8.411e-05 | 0.00013613 | 0.00036581 | 0.0019056 | 0.00012295 | 0.00016914 | 8.7512e-05 | 0.00013535 | 8.7512e-05 | 0.00011415 | 5.7313e-05 | 0.00011415 | 8.6349e-06 | 6.5591e-05 | 0.0001126 | 0.00010925 | 8.7172e-05 | 9.3995e-05 | 1.2669e-05 | 8.6414e-06 | 9.9264e-06 | 9.9264e-06 | 0.00011415 | 0.00011415 | 0.00011415 | 0.00011416 | 0.00011415 | 0.00011415 | 0.00012828 | 0.00012384 | 0.00013032 | 0.00013363 | 7.5498e-05 | 0.00011415 | 0.00011415 | 0.00011415 | 0.00011415 | 2.1571e-05 | 9.5889e-05 | 0.00014517 | 0.0001737 | 0.00011087 | 0.00010593 | 9.8653e-05 | 9.5276e-05 | 8.6005e-05 | 0.00012332 | 0.00038274 | 0.00038274
04/22 07:00:00 | 4 | 22 | 7 | 2671 | WD | 0.00011192 | 0.00014296 | 0.00014296 | 1.4351e-05 | 0.00016681 | 7.5464e-14 | 0.00011415 | 0.0004655 | 0.0004655 | 0.00015247 | -0.00094953 | 0.0025538 | 0.00014296 | -8.6867e-05 | 9.9871e-05 | 0.00014941 | 9.9871e-05 | 0.00011415 | 0 | 0.00011415 | 4.2669e-05 | 6.5591e-05 | 0.0001126 | 0.00010818 | 0.00010221 | 0.00010405 | 6.2697e-06 | 1.3628e-07 | 2.0932e-06 | 2.0932e-06 | 0.00011415 | 0.00011415 | 0.00011415 | 0.00011416 | 0.00011415 | 0.00011415 | 0.000149 | 0.00014024 | 0.00018893 | 0.00021381 | 0 | 0.00011415 | 0.00011415 | 0.00011415 | 0.00011415 | 0.00010786 | 0.00014659 | 0.00014616 | 0.00014592 | 0.00012118 | 0.00011428 | 0.00011692 | 0.00011814 | 9.4493e-05 | 0.00011635 | 0.00030413 | 0.00030413
04/22 08:00:00 | 4 | 22 | 8 | 2672 | WD | 0.0002093 | 0.00013238 | 0.00013238 | 1.765e-05 | 0.00017152 | 4.7973e-13 | 0.00011415 | 0.00076464 | 0.00076464 | 0.00013613 | -0.00041063 | 0.0025512 | 0.00013238 | 3.4748e-05 | 0.00011103 | 0.00013214 | 0.00011103 | 0.00011415 | 0 | 0.00011415 | 0.00019625 | 0.00016398 | 0.0001685 | 0.00011291 | 0.00010509 | 0.00010751 | 5.4239e-06 | 5.0462e-08 | 1.7649e-06 | 1.7649e-06 | 0.00011415 | 0.00011415 | 0.00011415 | 0.00011416 | 0.00011415 | 0.00011415 | 0.00016895 | 0.00015337 | 0.00019337 | 0.00021381 | 0 | 0.00011415 | 0.00011415 | 0.00011415 | 0.00011415 | 0.00021767 | 0.00020714 | 0.00017237 | 0.00015223 | 0.00013621 | 0.00011969 | 0.00014701 | 0.00015969 | 9.4876e-05 | 0.00011341 | 0.00017906 | 0.00017906
04/22 09:00:00 | 4 | 22 | 9 | 2673 | WD | 0.00029885 | 0.00014388 | 0.00014388 | 0.0010556 | 0.00017194 | 1.5523e-12 | 0.00011415 | 0.00044505 | 0.00044505 | 5.9897e-05 | -0.00021391 | 0.0023013 | 0.00014388 | 0.00013538 | 0.00011108 | 0.00015242 | 0.00011108 | 0.00011415 | 0 | 0.00011415 | 0.00046729 | 0.00029516 | 0.0002244 | 0.00011686 | 0.00010538 | 0.00010893 | 5.1031e-06 | 1.5055e-08 | 1.6384e-06 | 1.6384e-06 | 0.00011415 | 0.00011415 | 0.00011415 | 0.00011416 | 0.00011415 | 0.00011415 | 0.0001871 | 0.00015456 | 0.00019377 | 0.00021381 | 0 | 0.00011415 | 0.00011415 | 0.00011415 | 0.00011415 | 0.00034337 | 0.00024543 | 0.00019008 | 0.00015803 | 0.00014694 | 0.00012043 | 0.00015224 | 0.000167 | 9.4957e-05 | 0.00011141 | 0.00010595 | 0.00010595
04/22 10:00:00 | 4 | 22 | 10 | 2674 | WD | 0.00037706 | 0.00015984 | 0.00015984 | -0.00078623 | 0.00016976 | 0.00021486 | 0.00011415 | 0.00030594 | 0.00030594 | 4.0839e-05 | -0.00015968 | 0.002011 | 0.00015984 | 0.00022927 | 0.00011156 | 0.00017636 | 0.00011156 | 0.00011415 | 0 | 0.00011415 | 0.00047113 | 0.00029516 | 0.0002244 | 0.00011812 | 0.00010569 | 0.00010953 | 4.7724e-06 | -3.2158e-09 | 1.5205e-06 | 1.5205e-06 | 0.00011415 | 0.00011415 | 0.00011415 | 0.00011416 | 0.00011415 | 0.00011415 | 0.00018706 | 0.00015413 | 0.00019363 | 0.00021381 | 0 | 0.00011415 | 0.00011415 | 0.00011415 | 0.00011415 | 0.00043123 | 0.00024653 | 0.00019363 | 0.00016299 | 0.00014831 | 0.00012038 | 0.00015144 | 0.00016584 | 9.5012e-05 | 0.00010998 | 5.6727e-05 | 5.6727e-05
04/22 11:00:00 | 4 | 22 | 11 | 2675 | WD | 0.00043711 | 0.00010565 | 0.00010565 | 0.00081019 | 0.00016662 | 0.00021991 | 0.00011415 | 0 | 0 | 4.0839e-05 | 0.0010218 | 0.0017821 | 0.00010565 | 0.00026272 | 0.00011463 | 9.9055e-05 | 0.00011463 | 0.00011415 | 0 | 0.00011415 | 0.00047113 | 0.00029516 | 0.0002244 | 0.00014607 | 0.00010591 | 0.00011832 | 4.8556e-06 | -3.745e-09 | 1.5467e-06 | 1.5467e-06 | 0.00011415 | 0.00011415 | 0.00011415 | 0.00011416 | 0.00011415 | 0.00011415 | 0.000187 | 0.00015348 | 0.00019341 | 0.00021381 | 0 | 0.00011415 | 0.00011415 | 0.00011415 | 0.00011415 | 0.00048604 | 0.00024632 | 0.00019585 | 0.00016662 | 0.00014851 | 0.00012023 | 0.00015315 | 0.00016842 | 9.5053e-05 | 0.00010849 | 1.4034e-05 | 1.4034e-05
04/22 12:00:00 | 4 | 22 | 12 | 2676 | WD | 0.00046676 | 9.7126e-05 | 9.7126e-05 | 1.1862e-05 | 0.00016344 | 0.00021998 | 0.00011415 | 0 | 0 | 4.0839e-05 | 0.00063448 | 0.0016145 | 9.7126e-05 | 0.00021037 | 0.00011458 | 8.7414e-05 | 0.00011458 | 0.00011415 | 0 | 0.00011415 | 0.00047113 | 0.00029516 | 0.0002244 | 0.00012006 | 0.00010641 | 0.00011063 | 4.2614e-06 | 8.5629e-09 | 1.3655e-06 | 1.3655e-06 | 0.00011415 | 0.00011415 | 0.00011415 | 0.00011416 | 0.00011415 | 0.00011415 | 0.00018694 | 0.0001532 | 0.00019331 | 0.00021381 | 0 | 0.00011415 | 0.00011415 | 0.00011415 | 0.00011415 | 0.00051143 | 0.00024586 | 0.00023971 | 0.00023615 | 0.0001482 | 0.00012031 | 0.00015702 | 0.00017405 | 9.5099e-05 | 0.00010733 | -1.8862e-05 | -1.8862e-05
04/22 13:00:00 | 4 | 22 | 13 | 2677 | WD | 0.00045988 | 8.7846e-05 | 8.7846e-05 | -0.00099686 | 0.00016105 | 0.00021627 | 0.00011415 | 0 | 0 | 4.0839e-05 | 0.00046442 | 0.0014924 | 8.7846e-05 | 0.00016437 | 0.00011115 | 7.5286e-05 | 0.00011115 | 0.00011415 | 0 | 0.00011415 | 0.00047113 | 0.00029516 | 0.0002244 | 0.00012172 | 0.00011096 | 0.00011428 | 4.205e-06 | -3.8738e-09 | 1.339e-06 | 1.339e-06 | 0.00011415 | 0.00011415 | 0.00011415 | 0.00011416 | 0.00011415 | 0.00011415 | 0.00018653 | 0.00015279 | 0.00019317 | 0.00021381 | 0 | 0.00011415 | 0.00011415 | 0.00011415 | 0.00011415 | 0.00051256 | 0.00024525 | 0.00023956 | 0.00023627 | 0.0001478 | 0.00012177 | 0.00015626 | 0.00017226 | 0.00010726 | 0.00010647 | -5.7274e-05 | -5.7274e-05
04/22 14:00:00 | 4 | 22 | 14 | 2678 | WD | 0.00042086 | 6.5674e-05 | 6.5674e-05 | 0.0010088 | 7.9785e-05 | 0.00022375 | 0.00011415 | 0 | 0 | 4.0839e-05 | 0.00035893 | 0.0014041 | 6.5674e-05 | 0.00012141 | 0.00011051 | 5.6118e-05 | 0.00011051 | 0.00011415 | 0 | 0.00011415 | 0.00047113 | 0.00029516 | 0.0002244 | 0.00012311 | 0.00011271 | 0.00011592 | 4.0574e-06 | -5.1835e-10 | 1.2942e-06 | 1.2942e-06 | 0.00011415 | 0.00011415 | 0.00011415 | 0.00011416 | 0.00011415 | 0.00011415 | 0.00018548 | 0.00015218 | 0.00019297 | 0.00021381 | 0 | 0.00011415 | 0.00011415 | 0.00011415 | 0.00011415 | 0.00049185 | 0.00024314 | 0.00023791 | 0.00023489 | 0.00014872 | 0.00012219 | 0.0001549 | 0.00017007 | 0.00011876 | 0.00010568 | -9.0684e-05 | -9.0684e-05
04/22 15:00:00 | 4 | 22 | 15 | 2679 | WD | 0.00035898 | 7.0499e-05 | 7.0499e-05 | 4.6857e-06 | 7.9033e-05 | 0.00023635 | 0.00011415 | 0 | 0 | 4.0839e-05 | 0.00034424 | 0.0012867 | 7.0499e-05 | 0.00012366 | 0.00010956 | 6.3301e-05 | 0.00010956 | 0.00011415 | 0 | 0.00011415 | 0.00047113 | 0.00029516 | 0.0002244 | 0.00012027 | 0.00010889 | 0.00011241 | 3.8777e-06 | 3.6036e-09 | 1.2397e-06 | 1.2397e-06 | 0.00011415 | 0.00011415 | 0.00011415 | 0.00011416 | 0.00011415 | 0.00011415 | 0.00016661 | 0.00015069 | 0.00019246 | 0.00021381 | 0 | 0.00011415 | 0.00011415 | 0.00011415 | 0.00011415 | 0.00039513 | 0.00023592 | 0.00019048 | 0.00016416 | 0.00013787 | 0.00012039 | 0.00015471 | 0.00017062 | 0.00012651 | 0.00010537 | -0.00010113 | -0.00010113
04/22 16:00:00 | 4 | 22 | 16 | 2680 | WD | 0.00027813 | 8.39e-05 | 8.39e-05 | 9.7826e-06 | 0.00015802 | 0.00024949 | 0.00011415 | 0 | 0 | 4.0839e-05 | 0.00033109 | 0.0011662 | 8.39e-05 | 0.00012555 | 0.00011092 | 6.8607e-05 | 0.00011092 | 0.00011415 | 0 | 0.00011415 | 0.00047113 | 0.00029516 | 0.0002244 | 0.00011124 | 0.00010682 | 0.00010818 | 3.7116e-06 | 2.221e-08 | 1.1993e-06 | 1.1993e-06 | 0.00011415 | 0.00011415 | 0.00011415 | 0.00011416 | 0.00011415 | 0.00011415 | 0.00014779 | 0.00014413 | 0.00015206 | 0.00015611 | 0 | 0.00011415 | 0.00011415 | 0.00011415 | 0.00011415 | 0.00028398 | 0.00021408 | 0.00015218 | 0.00011634 | 0.00012531 | 0.00011769 | 0.0001441 | 0.00015636 | 0.00011098 | 0.00010584 | -7.9442e-05 | -7.9442e-05
04/22 17:00:00 | 4 | 22 | 17 | 2681 | WD | 0.00019562 | 0.00010372 | 0.00010372 | 5.5729e-06 | 7.9692e-05 | -2.0051e-12 | 0.00011415 | 0.00093257 | 0.00093257 | 7.0788e-05 | -0.00082628 | 0.0010854 | 0.00010372 | -6.9263e-05 | 0.00012 | 0.00010247 | 0.00012 | 0.00011415 | 0 | 0.00011415 | 0.00038467 | 0.00029516 | 0.0002244 | 0.00010803 | 0.00010555 | 0.00010631 | 3.4628e-06 | 1.0162e-08 | 1.1117e-06 | 1.1117e-06 | 0.00011415 | 0.00011415 | 0.00011415 | 0.00011416 | 0.00011415 | 0.00011415 | 0.00012914 | 0.00013924 | 0.00012923 | 0.00012411 | 0 | 0.00011415 | 0.00011415 | 0.00011415 | 0.00011415 | 0.00018285 | 0.00017354 | 0.00012023 | 8.9367e-05 | 0.00011341 | 0.00011579 | 0.00013437 | 0.000143 | 9.0679e-05 | 0.00010679 | -3.9364e-05 | -3.9364e-05
04/22 18:00:00 | 4 | 22 | 18 | 2682 | WD | 9.8337e-05 | 0.00013413 | 0.00013413 | 1.3635e-05 | 0.00016231 | -7.5459e-13 | 0.00011415 | 0.00074264 | 0.00074264 | 0.00015247 | -0.00041377 | 0.0010212 | 0.00013413 | 9.1642e-05 | 0.00013406 | 0.00012721 | 0.00013406 | 0.00011415 | 0 | 0.00011415 | 4.8873e-05 | 6.5591e-05 | 0.0001126 | 0.00010692 | 0.00010282 | 0.00010409 | 3.1924e-06 | -5.3451e-09 | 1.0149e-06 | 1.0149e-06 | 0.00011415 | 0.00011415 | 0.00011415 | 0.00011416 | 0.00011415 | 0.00011415 | 0.00012867 | 0.00012817 | 0.00011248 | 0.00010446 | 0 | 0.00011415 | 0.00011415 | 0.00011415 | 0.00011415 | 0.00010822 | 0.00011992 | 8.9635e-05 | 7.21e-05 | 0.00011147 | 0.00011135 | 0.00010663 | 0.00010445 | 8.7519e-05 | 0.0001079 | 0.00015551 | 0.00015551
04/22 19:00:00 | 4 | 22 | 19 | 2683 | WD | 1.1382e-05 | 0.00016952 | 0.00016952 | 0.0010294 | 0.00016528 | -3.8268e-13 | 0.00011415 | 0.00016626 | 0.00016626 | 0.00021236 | -0.0002397 | 0.00089699 | 0.00016952 | 0.00023637 | 0.00014271 | 0.00016903 | 0.00014271 | 0.00011415 | 0 | 0.00011415 | 8.1281e-06 | 6.5591e-05 | 0.0001126 | 0.00011548 | 0.00010071 | 0.00010528 | 3.7259e-06 | -8.4507e-09 | 1.183e-06 | 1.183e-06 | 0.00011415 | 0.00011415 | 0.00011415 | 0.00011416 | 0.00011415 | 0.00011415 | 0.00011028 | 0.00012036 | 0.00010093 | 9.1006e-05 | 0 | 0.00011415 | 0.00011415 | 0.00011415 | 0.00011415 | 2.068e-05 | 7.4965e-05 | 6.525e-05 | 5.9623e-05 | 0.00010205 | 0.00010828 | 0.00010111 | 9.7779e-05 | 8.747e-05 | 0.00010927 | 0.00019867 | 0.00019867
04/22 20:00:00 | 4 | 22 | 20 | 2684 | WD | 0 | 0.00016068 | 0.00016068 | 1.6927e-05 | 0.0001659 | -2.8565e-13 | 0.00011415 | 0 | 0 | 0.00028587 | -0.00011618 | 0.0007472 | 0.00016068 | 0.00020004 | 0.00014653 | 0.00015255 | 0.00014653 | 0.00011415 | 0.00022925 | 0.00011415 | 0 | 6.5591e-05 | 0.0001126 | 0.00011347 | 9.729e-05 | 0.00010229 | 2.7706e-06 | -7.649e-09 | 8.7877e-07 | 8.7877e-07 | 0.00011415 | 0.00011415 | 0.00011415 | 0.00011416 | 0.00011415 | 0.00011415 | 0.00010984 | 0.00010476 | 8.6009e-05 | 7.6429e-05 | 0.00022929 | 0.00011415 | 0.00011415 | 0.00011415 | 0.00011415 | 4.8306e-06 | 5.9917e-05 | 8.4608e-05 | 9.8906e-05 | 0.00010612 | 0.00011032 | 0.00010461 | 0.00010196 | 8.7446e-05 | 0.00011017 | 0.00026821 | 0.00026821
04/22 21:00:00 | 4 | 22 | 21 | 2685 | WD | 0 | 0.00014543 | 0.00014543 | 1.5226e-05 | 8.1999e-05 | 0 | 0.00011415 | 0 | 0 | 0.00034305 | -7.0194e-05 | 0.00056517 | 0.00014543 | 0.00018045 | 0.00014762 | 0.00014298 | 0.00014762 | 0.00011415 | 0.00022925 | 0.00011415 | 0 | 6.5591e-05 | 0.0001126 | 0.00010716 | 8.2941e-05 | 9.0425e-05 | 2.2362e-05 | 6.0756e-10 | 7.1352e-06 | 7.1352e-06 | 0.00011415 | 0.00011415 | 0.00011415 | 0.00011415 | 0.00011415 | 0.00011415 | 0.00010924 | 9.2279e-05 | 7.4921e-05 | 6.6052e-05 | 0.00022929 | 0.00011415 | 0.00011415 | 0.00011415 | 0.00011415 | 3.2016e-06 | 4.5412e-05 | 7.0785e-05 | 8.5478e-05 | 0.00010423 | 9.9155e-05 | 9.8366e-05 | 9.7999e-05 | 8.8348e-05 | 9.8604e-05 | 0.00030212 | 0.00030212
04/22 22:00:00 | 4 | 22 | 22 | 2686 | WD | 0 | 0.00015398 | 0.00015398 | 1.305e-05 | 0.0001617 | 2.0698e-12 | 0.00011415 | 0 | 0 | 0.00034849 | -4.6606e-05 | 0.00032705 | 0.00015398 | 0.00018656 | 0.00014405 | 0.00014958 | 0.00014405 | 0.00011415 | 0.00022925 | 0.00011415 | 0 | 6.5591e-05 | 0.0001118 | 9.8133e-05 | 7.8401e-05 | 8.4499e-05 | 2.9585e-05 | 2.5087e-05 | 2.6522e-05 | 2.6522e-05 | 0.00011415 | 0.00011415 | 0.00011415 | 0.00011415 | 0.00011415 | 0.00011415 | 0.00010883 | 6.9436e-05 | 6.3877e-05 | 6.1037e-05 | 0.00022929 | 0.00011415 | 0.00011415 | 0.00011415 | 0.00011415 | 2.0797e-06 | 3.3003e-05 | 6.2124e-05 | 7.8988e-05 | 0.00010259 | 9.035e-05 | 9.1675e-05 | 9.229e-05 | 8.85e-05 | 9.8164e-05 | 1.1777e-05 | 1.1777e-05
04/22 23:00:00 | 4 | 22 | 23 | 2687 | WD | 0 | 0.00012908 | 0.00012908 | 4.861e-06 | 7.8921e-05 | 7.9772e-13 | 0.00011415 | 0 | 0 | 0.00023959 | 0.0010754 | -0.0018275 | 0.00012908 | 0.00034419 | 0.00013614 | 0.00013383 | 0.00013614 | 0.00011415 | 0.00022925 | 0.00011415 | 0 | 6.5591e-05 | 0.0001118 | 0.00012548 | 7.841e-05 | 9.2958e-05 | 3.0592e-05 | 3.3573e-05 | 3.2622e-05 | 3.2622e-05 | 0.00011415 | 0.00011415 | 0.00011415 | 0.00011416 | 0.00011415 | 0.00011415 | 9.9691e-05 | 6.8344e-05 | 6.1493e-05 | 5.7992e-05 | 0.00022929 | 0.00011415 | 0.00011415 | 0.00011415 | 0.00011415 | 1.729e-06 | 2.6771e-05 | 5.7344e-05 | 7.5048e-05 | 9.746e-05 | 9.0028e-05 | 9.1097e-05 | 9.1593e-05 | 8.852e-05 | 9.8282e-05 | 4.0394e-08 | 4.0394e-08
04/22 24:00:00 | 4 | 22 | 24 | 2688 | WD | 0 | 0.00010035 | 0.00010035 | 0.00099314 | 8.5963e-05 | -1.3906e-12 | 0.00011415 | 0 | 0 | 0.00013341 | 0.0006102 | 0 | 0.00010035 | 0.00018945 | 0.00012638 | 9.8041e-05 | 0.00012638 | 0.00011415 | 0.00022925 | 0.00011415 | 0 | 6.5591e-05 | 0.0001118 | 9.1306e-05 | 7.842e-05 | 8.2402e-05 | 3.102e-05 | 3.3464e-05 | 3.2684e-05 | 3.2684e-05 | 0.00011415 | 0.00011415 | 0.00011415 | 0.00011416 | 0.00011415 | 0.00011415 | 4.5468e-05 | 6.8027e-05 | 5.8924e-05 | 5.4272e-05 | 0.00022929 | 0.00011415 | 0.00011415 | 0.00011415 | 0.00011415 | 1.2032e-06 | 2.496e-05 | 5.3631e-05 | 7.0234e-05 | 7.1772e-05 | 8.9946e-05 | 8.4912e-05 | 8.2577e-05 | 8.8672e-05 | 9.9282e-05 | 3.9629e-07 | 3.9629e-07
04/23 01:00:00 | 4 | 23 | 1 | 2689 | WD | 0 | 5.5947e-05 | 5.5947e-05 | -0.00097682 | 6.6647e-05 | 0.00025245 | 0.00011415 | 0 | 0 | 5.4452e-05 | 0.00047298 | -0.0058449 | 5.5947e-05 | 1.2434e-05 | 9.19e-05 | 4.6692e-05 | 9.19e-05 | 0.00011415 | 0.00022925 | 0.00011415 | 0 | 6.5591e-05 | 0.0001118 | 9.0303e-05 | 7.8447e-05 | 8.2111e-05 | 3.1488e-05 | 2.804e-05 | 2.914e-05 | 2.914e-05 | 0.00011415 | 0.00011415 | 0.00011415 | 0.00011416 | 0.00011415 | 0.00011415 | 3.6463e-05 | 6.7924e-05 | 5.8637e-05 | 5.3892e-05 | 0.00022929 | 0.00011415 | 0.00011415 | 0.00011415 | 0.00011415 | 1.2032e-06 | 2.437e-05 | 5.3103e-05 | 6.9742e-05 | 6.646e-05 | 8.993e-05 | 8.4728e-05 | 8.2315e-05 | 8.8732e-05 | 9.9823e-05 | 1.3198e-06 | 1.3198e-06
04/23 02:00:00 | 4 | 23 | 2 | 2690 | WD | 0 | 8.7044e-05 | 8.7044e-05 | 0.00097313 | 7.4559e-05 | 0.00023244 | 0.00011415 | 0 | 0 | 2.1781e-05 | 0.00042631 | -0.0053272 | 8.7044e-05 | 9.3828e-05 | 8.5656e-05 | 9.1075e-05 | 8.5656e-05 | 0.00011415 | 0.00022925 | 0.00011415 | 0 | 6.5591e-05 | 0.0001118 | 9.0412e-05 | 7.9679e-05 | 8.2996e-05 | 3.1533e-05 | 1.4757e-05 | 2.011e-05 | 2.011e-05 | 0.00011415 | 0.00011415 | 0.00011415 | 0.00011416 | 0.00011415 | 0.00011415 | 3.6473e-05 | 6.819e-05 | 6.0618e-05 | 5.6748e-05 | 0.00022929 | 0.00011415 | 0.00011415 | 0.00011415 | 0.00011415 | 1.23e-06 | 2.5894e-05 | 5.6002e-05 | 7.3438e-05 | 6.5162e-05 | 9.045e-05 | 8.5368e-05 | 8.3011e-05 | 8.8772e-05 | 0.00010017 | -2.4266e-06 | -2.4266e-06
04/23 03:00:00 | 4 | 23 | 3 | 2691 | WD | 0 | 9.4801e-05 | 9.4801e-05 | 3.7254e-07 | 0 | 0.00022975 | 0.00011415 | 0 | 0 | 2.1781e-05 | 0.00042907 | -0.004492 | 9.4801e-05 | 0.00013652 | 8.3946e-05 | 0.00011373 | 8.3946e-05 | 0.00011415 | 0.00022925 | 0.00011415 | 0 | 6.5591e-05 | 0.0001118 | 9.109e-05 | 8.1036e-05 | 8.4143e-05 | 3.1746e-05 | 1.4605e-05 | 2.0074e-05 | 2.0074e-05 | 0.00011415 | 0.00011415 | 0.00011415 | 0.00011416 | 0.00011415 | 0.00011415 | 4.5596e-05 | 6.8975e-05 | 6.1912e-05 | 5.8304e-05 | 0.00022929 | 0.00011415 | 0.00011415 | 0.00011415 | 0.00011415 | 1.5508e-06 | 3.0373e-05 | 5.892e-05 | 7.5451e-05 | 7.0581e-05 | 9.117e-05 | 8.582e-05 | 8.3339e-05 | 8.877e-05 | 0.00010047 | 1.279e-06 | 1.279e-06
04/23 04:00:00 | 4 | 23 | 4 | 2692 | WD | 0 | 0.00011476 | 0.00011476 | -0.0009697 | 7.435e-05 | 0.00022651 | 0.00011415 | 0 | 0 | 2.1781e-05 | 0.00042733 | -0.0029721 | 0.00011476 | 0.00016854 | 8.2211e-05 | 0.00013129 | 8.2211e-05 | 0.00011415 | 0.00022925 | 0.00011415 | 0 | 6.5591e-05 | 0.0001118 | 0.00010352 | 8.1449e-05 | 8.8272e-05 | 3.2128e-05 | 1.4456e-05 | 2.0094e-05 | 2.0094e-05 | 0.00011415 | 0.00011415 | 0.00011415 | 0.00011416 | 0.00011415 | 0.00011415 | 5.4768e-05 | 7.0282e-05 | 7.6832e-05 | 8.0178e-05 | 0.00022929 | 0.00011415 | 0.00011415 | 0.00011415 | 0.00011415 | 2.0054e-06 | 3.7834e-05 | 7.9583e-05 | 0.00010376 | 7.6157e-05 | 9.1713e-05 | 9.0654e-05 | 9.0163e-05 | 8.8746e-05 | 0.00010068 | -5.6058e-06 | -5.6058e-06
04/23 05:00:00 | 4 | 23 | 5 | 2693 | WD | 0 | 0.00010902 | 0.00010902 | 0.00097382 | 7.499e-05 | 0.00021796 | 0.00011415 | 0 | 0 | 6.5342e-05 | 0.00038843 | 0.00014597 | 0.00010902 | 0.00015745 | 8.1198e-05 | 0.00012096 | 8.1198e-05 | 0.00011415 | 0.00022925 | 0.00011415 | 0 | 6.5591e-05 | 0.0001118 | 0.00010666 | 8.5328e-05 | 9.1922e-05 | 3.2679e-05 | 1.4526e-05 | 2.0318e-05 | 2.0318e-05 | 0.00011415 | 0.00011415 | 0.00011415 | 0.00011416 | 0.00011415 | 0.00011415 | 9.1181e-05 | 9.299e-05 | 0.0001022 | 0.0001069 | 0.00022929 | 0.00011415 | 0.00011415 | 0.00011415 | 0.00011415 | 3.0749e-06 | 6.2531e-05 | 0.00011054 | 0.00013835 | 9.4996e-05 | 9.9927e-05 | 9.8632e-05 | 9.8031e-05 | 8.859e-05 | 0.00010063 | -5.4284e-06 | -5.4284e-06
04/23 06:00:00 | 4 | 23 | 6 | 2694 | WD | 1.6759e-05 | 0.00010709 | 0.00010709 | 2.6843e-06 | 7.77e-05 | -1.5577e-12 | 0.00011415 | 8.4284e-05 | 8.4284e-05 | 0.00013613 | 0.00037095 | 0.0023148 | 0.00010709 | 0.00015151 | 8.7512e-05 | 0.00011277 | 8.7512e-05 | 0.00011415 | 5.7313e-05 | 0.00011415 | 8.6527e-06 | 6.5591e-05 | 0.0001126 | 0.00011198 | 9.0168e-05 | 9.691e-05 | 1.2679e-05 | 8.2618e-06 | 9.6712e-06 | 9.6712e-06 | 0.00011415 | 0.00011415 | 0.00011415 | 0.00011416 | 0.00011415 | 0.00011415 | 0.00012828 | 0.00012384 | 0.00013032 | 0.00013363 | 7.5498e-05 | 0.00011415 | 0.00011415 | 0.00011415 | 0.00011415 | 2.1669e-05 | 9.5899e-05 | 0.00014517 | 0.00017371 | 0.00011072 | 0.00010695 | 9.9047e-05 | 9.5384e-05 | 8.6431e-05 | 0.00012079 | 0.00030949 | 0.00030949
04/23 07:00:00 | 4 | 23 | 7 | 2695 | WD | 0.00010975 | 0.00013936 | 0.00013936 | 1.3068e-05 | 0.00016672 | 7.5464e-14 | 0.00011415 | 0.00046676 | 0.00046676 | 0.00015247 | -0.00085298 | 0.0028836 | 0.00013936 | -5.2415e-05 | 9.9871e-05 | 0.00014429 | 9.9871e-05 | 0.00011415 | 0 | 0.00011415 | 4.2784e-05 | 6.5591e-05 | 0.0001126 | 0.00011123 | 0.0001067 | 0.0001081 | 6.3199e-06 | 2.7757e-06 | 3.9065e-06 | 3.9065e-06 | 0.00011415 | 0.00011415 | 0.00011415 | 0.00011416 | 0.00011415 | 0.00011415 | 0.000149 | 0.00014024 | 0.00018893 | 0.00021381 | 0 | 0.00011415 | 0.00011415 | 0.00011415 | 0.00011415 | 0.00010825 | 0.00014672 | 0.00014625 | 0.00014598 | 0.00012109 | 0.00011582 | 0.00011783 | 0.00011875 | 9.4895e-05 | 0.00011427 | 0.00020921 | 0.00020921
04/23 08:00:00 | 4 | 23 | 8 | 2696 | WD | 0.00020896 | 0.00012672 | 0.00012672 | 0.00096459 | 0.00017138 | 4.7973e-13 | 0.00011415 | 0.00077003 | 0.00077003 | 0.00013613 | -0.00040031 | 0.0028461 | 0.00012672 | 6.5767e-06 | 0.00011103 | 0.00012411 | 0.00011103 | 0.00011415 | 0 | 0.00011415 | 0.00019763 | 0.00016398 | 0.0001685 | 0.00011561 | 0.00011139 | 0.00011269 | 5.4435e-06 | 1.1915e-06 | 2.5481e-06 | 2.5481e-06 | 0.00011415 | 0.00011415 | 0.00011415 | 0.00011416 | 0.00011415 | 0.00011415 | 0.00016895 | 0.00015337 | 0.00019337 | 0.00021381 | 0 | 0.00011415 | 0.00011415 | 0.00011415 | 0.00011415 | 0.00021994 | 0.00020781 | 0.00017273 | 0.00015241 | 0.00013617 | 0.00012187 | 0.000148 | 0.00016012 | 9.499e-05 | 0.00011184 | 0.00011235 | 0.00011235
04/23 09:00:00 | 4 | 23 | 9 | 2697 | WD | 0.00029353 | 0.00013979 | 0.00013979 | -0.00092522 | 0.00017183 | 1.5523e-12 | 0.00011415 | 0.0004443 | 0.0004443 | 5.9897e-05 | -0.00022443 | 0.0025685 | 0.00013979 | 0.00011281 | 0.00011108 | 0.00014662 | 0.00011108 | 0.00011415 | 0 | 0.00011415 | 0.00046649 | 0.00029516 | 0.0002244 | 0.00011992 | 0.00011408 | 0.00011588 | 5.0659e-06 | 7.8901e-07 | 2.1536e-06 | 2.1536e-06 | 0.00011415 | 0.00011415 | 0.00011415 | 0.00011416 | 0.00011415 | 0.00011415 | 0.0001871 | 0.00015456 | 0.00019377 | 0.00021381 | 0 | 0.00011415 | 0.00011415 | 0.00011415 | 0.00011415 | 0.00034162 | 0.00024523 | 0.00018995 | 0.00015794 | 0.00014691 | 0.00012347 | 0.00015385 | 0.00016794 | 9.5049e-05 | 0.00010993 | 4.2497e-05 | 4.2497e-05
04/23 10:00:00 | 4 | 23 | 10 | 2698 | WD | 0.00037162 | 0.00015561 | 0.00015561 | 1.4996e-05 | 0.00016968 | 0.00021486 | 0.00011415 | 0.00030594 | 0.00030594 | 4.0839e-05 | -0.00016148 | 0.002257 | 0.00015561 | 0.0002236 | 0.00011156 | 0.00017036 | 0.00011156 | 0.00011415 | 0 | 0.00011415 | 0.00047113 | 0.00029516 | 0.0002244 | 0.00012185 | 0.00011764 | 0.00011894 | 4.6424e-06 | 7.653e-07 | 2.0023e-06 | 2.0023e-06 | 0.00011415 | 0.00011415 | 0.00011415 | 0.00011416 | 0.00011415 | 0.00011415 | 0.00018706 | 0.00015413 | 0.00019363 | 0.00021381 | 0 | 0.00011415 | 0.00011415 | 0.00011415 | 0.00011415 | 0.00042769 | 0.00024653 | 0.00019352 | 0.00016282 | 0.00014829 | 0.00012457 | 0.00015338 | 0.00016674 | 9.5098e-05 | 0.0001085 | 6.5561e-07 | 6.5561e-07
04/23 11:00:00 | 4 | 23 | 11 | 2699 | WD | 0.00043218 | 0.00011187 | 0.00011187 | 1.3297e-05 | 0.00016651 | 0.00021991 | 0.00011415 | 0 | 0 | 4.0839e-05 | 0.0010775 | 0.0020093 | 0.00011187 | 0.00028475 | 0.00011463 | 0.00010792 | 0.00011463 | 0.00011415 | 0 | 0.00011415 | 0.00047113 | 0.00029516 | 0.0002244 | 0.00014968 | 0.00012229 | 0.00013076 | 4.7629e-06 | 9.3383e-07 | 2.1555e-06 | 2.1555e-06 | 0.00011415 | 0.00011415 | 0.00011415 | 0.00011416 | 0.00011415 | 0.00011415 | 0.000187 | 0.00015348 | 0.00019341 | 0.00021381 | 0 | 0.00011415 | 0.00011415 | 0.00011415 | 0.00011415 | 0.00048395 | 0.00024632 | 0.00019579 | 0.00016653 | 0.00015116 | 0.00012598 | 0.00015602 | 0.00016995 | 0.00012023 | 0.00010699 | -4.391e-05 | -4.391e-05
04/23 12:00:00 | 4 | 23 | 12 | 2700 | WD | 0.00046227 | 9.8668e-05 | 9.8668e-05 | 0.0010202 | 0.00016333 | 0.00021998 | 0.00011415 | 0 | 0 | 4.0839e-05 | 0.00067131 | 0.0018039 | 9.8668e-05 | 0.0002136 | 0.00011458 | 8.9626e-05 | 0.00011458 | 0.00011415 | 0 | 0.00011415 | 0.00047113 | 0.00029516 | 0.0002244 | 0.00012506 | 0.00012789 | 0.00012701 | 3.969e-06 | 1.1681e-06 | 2.0618e-06 | 2.0618e-06 | 0.00011415 | 0.00011415 | 0.00011415 | 0.00011416 | 0.00011415 | 0.00011415 | 0.00018694 | 0.0001532 | 0.00019331 | 0.00021381 | 0 | 0.00011415 | 0.00011415 | 0.00011415 | 0.00011415 | 0.00050705 | 0.00024586 | 0.00023956 | 0.00023591 | 0.00015174 | 0.00012786 | 0.00016041 | 0.00017551 | 0.00012836 | 0.00010617 | -6.7576e-05 | -6.7576e-05
04/23 13:00:00 | 4 | 23 | 13 | 2701 | WD | 0.00046216 | 9.0645e-05 | 9.0645e-05 | 1.0801e-05 | 0.00014923 | 0.00021627 | 0.00011415 | 0 | 0 | 4.0839e-05 | 0.00052753 | 0.0016307 | 9.0645e-05 | 0.00017379 | 0.00011115 | 8.1052e-05 | 0.00011115 | 0.00011415 | 0 | 0.00011415 | 0.00047113 | 0.00029516 | 0.0002244 | 0.00012628 | 0.00013542 | 0.0001326 | 3.8841e-06 | 8.7986e-07 | 1.8384e-06 | 1.8384e-06 | 0.00011415 | 0.00011415 | 0.00011415 | 0.00011416 | 0.00011415 | 0.00011415 | 0.00018653 | 0.00015279 | 0.00019317 | 0.00021381 | 0 | 0.00011415 | 0.00011415 | 0.00011415 | 0.00011415 | 0.00050995 | 0.00024525 | 0.00023951 | 0.00023618 | 0.00014993 | 0.00013039 | 0.00015938 | 0.00017283 | 0.00012703 | 0.00010577 | -8.582e-05 | -8.582e-05
04/23 14:00:00 | 4 | 23 | 14 | 2702 | WD | 0.00042818 | 8.3763e-05 | 8.3763e-05 | 5.1877e-06 | 9.1345e-05 | 0.00022375 | 0.00011415 | 0 | 0 | 4.0839e-05 | 0.00045034 | 0.0014448 | 8.3763e-05 | 0.00015818 | 0.00011051 | 8.0125e-05 | 0.00011051 | 0.00011415 | 0 | 0.00011415 | 0.00047113 | 0.00029516 | 0.0002244 | 0.00012589 | 0.00013547 | 0.00013251 | 3.7864e-06 | 4.1996e-07 | 1.494e-06 | 1.494e-06 | 0.00011415 | 0.00011415 | 0.00011415 | 0.00011416 | 0.00011415 | 0.00011415 | 0.00018548 | 0.00015218 | 0.00019297 | 0.00021381 | 0 | 0.00011415 | 0.00011415 | 0.00011415 | 0.00011415 | 0.00048922 | 0.00024314 | 0.00023786 | 0.00023481 | 0.00014891 | 0.00013022 | 0.00015702 | 0.00016945 | 0.00012391 | 0.00010568 | -8.9379e-05 | -8.9379e-05
04/23 15:00:00 | 4 | 23 | 15 | 2703 | WD | 0.00036161 | 7.6142e-05 | 7.6142e-05 | 0.0005901 | 7.8978e-05 | 0.00023635 | 0.00011415 | 0 | 0 | 4.0839e-05 | 0.0003955 | 0.0012887 | 7.6142e-05 | 0.00013789 | 0.00010956 | 7.1342e-05 | 0.00010956 | 0.00011415 | 0 | 0.00011415 | 0.00047113 | 0.00029516 | 0.0002244 | 0.00012272 | 0.00013164 | 0.00012888 | 3.6462e-06 | 1.3195e-07 | 1.2532e-06 | 1.2532e-06 | 0.00011415 | 0.00011415 | 0.00011415 | 0.00011416 | 0.00011415 | 0.00011415 | 0.00016661 | 0.00015069 | 0.00019246 | 0.00021381 | 0 | 0.00011415 | 0.00011415 | 0.00011415 | 0.00011415 | 0.00039156 | 0.00023592 | 0.00019037 | 0.000164 | 0.00013696 | 0.00012841 | 0.00015663 | 0.00016971 | 0.00012296 | 0.00010553 | -9.5935e-05 | -9.5935e-05
04/23 16:00:00 | 4 | 23 | 16 | 2704 | WD | 0.00028162 | 8.7345e-05 | 8.7345e-05 | -0.00057579 | 0.00015798 | 0.00024949 | 0.00011415 | 0 | 0 | 4.0839e-05 | 0.00036963 | 0.0011476 | 8.7345e-05 | 0.0001356 | 0.00011092 | 7.3518e-05 | 0.00011092 | 0.00011415 | 0 | 0.00011415 | 0.00047113 | 0.00029516 | 0.0002244 | 0.00011441 | 0.00013077 | 0.00012572 | 3.4718e-06 | 1.3698e-07 | 1.201e-06 | 1.201e-06 | 0.00011415 | 0.00011415 | 0.00011415 | 0.00011416 | 0.00011415 | 0.00011415 | 0.00014779 | 0.00014413 | 0.00015206 | 0.00015611 | 0 | 0.00011415 | 0.00011415 | 0.00011415 | 0.00011415 | 0.00028405 | 0.00021408 | 0.00015221 | 0.00011638 | 0.00012563 | 0.00012614 | 0.00014643 | 0.00015584 | 0.00011372 | 0.00010581 | -8.247e-05 | -8.247e-05
04/23 17:00:00 | 4 | 23 | 17 | 2705 | WD | 0.0001946 | 0.00010454 | 0.00010454 | 0.0010083 | 7.968e-05 | -2.0051e-12 | 0.00011415 | 0.00092231 | 0.00092231 | 7.0788e-05 | -0.0006768 | 0.00099738 | 0.00010454 | -4.4281e-05 | 0.00012 | 0.00010363 | 0.00012 | 0.00011415 | 0 | 0.00011415 | 0.00038043 | 0.00029516 | 0.0002244 | 0.00011169 | 0.00012955 | 0.00012403 | 3.2544e-06 | 3.0514e-08 | 1.0591e-06 | 1.0591e-06 | 0.00011415 | 0.00011415 | 0.00011415 | 0.00011416 | 0.00011415 | 0.00011415 | 0.00012914 | 0.00013924 | 0.00012923 | 0.00012411 | 0 | 0.00011415 | 0.00011415 | 0.00011415 | 0.00011415 | 0.00018178 | 0.00017248 | 0.00011982 | 8.9328e-05 | 0.00011423 | 0.00012425 | 0.00013701 | 0.00014294 | 9.8111e-05 | 0.00010655 | -5.1106e-05 | -5.1106e-05
04/23 18:00:00 | 4 | 23 | 18 | 2706 | WD | 9.7807e-05 | 0.00012551 | 0.00012551 | -0.00012218 | 0.00016224 | -7.5459e-13 | 0.00011415 | 0.00074056 | 0.00074056 | 0.00015247 | -0.00043978 | 0.00089646 | 0.00012551 | 7.6568e-05 | 0.00013406 | 0.00011495 | 0.00013406 | 0.00011415 | 0 | 0.00011415 | 4.8735e-05 | 6.5591e-05 | 0.0001126 | 0.00011111 | 0.00012648 | 0.00012173 | 2.9785e-06 | -1.2316e-07 | 8.6644e-07 | 8.6644e-07 | 0.00011415 | 0.00011415 | 0.00011415 | 0.00011416 | 0.00011415 | 0.00011415 | 0.00012867 | 0.00012817 | 0.00011248 | 0.00010446 | 0 | 0.00011415 | 0.00011415 | 0.00011415 | 0.00011415 | 0.00010818 | 0.00011977 | 8.9587e-05 | 7.2106e-05 | 0.00011148 | 0.00011968 | 0.00010943 | 0.00010467 | 8.7552e-05 | 0.00010723 | 0.00012865 | 0.00012865
04/23 19:00:00 | 4 | 23 | 19 | 2707 | WD | 1.2592e-05 | 0.00014416 | 0.00014416 | 7.3629e-05 | 0.00016512 | -3.8268e-13 | 0.00011415 | 0.0003592 | 0.0003592 | 0.00021236 | -0.00024018 | 0.00078753 | 0.00014416 | 0.00018173 | 0.00014271 | 0.00013294 | 0.00014271 | 0.00011415 | 0 | 0.00011415 | 1.756e-05 | 6.5591e-05 | 0.0001126 | 0.00012081 | 0.00012374 | 0.00012283 | 2.783e-06 | -2.4996e-07 | 7.1772e-07 | 7.1772e-07 | 0.00011415 | 0.00011415 | 0.00011415 | 0.00011416 | 0.00011415 | 0.00011415 | 0.00011028 | 0.00012005 | 0.00010083 | 9.1006e-05 | 0 | 0.00011415 | 0.00011415 | 0.00011415 | 0.00011415 | 3.7186e-05 | 8.0646e-05 | 6.7798e-05 | 6.0359e-05 | 0.00010202 | 0.00011627 | 0.00010394 | 9.8223e-05 | 8.7549e-05 | 0.00010776 | 0.00013181 | 0.00013181
04/23 20:00:00 | 4 | 23 | 20 | 2708 | WD | 0 | 0.00013831 | 0.00013831 | 0.0011097 | 0.00015183 | -2.8565e-13 | 0.00011415 | 0 | 0 | 0.00028587 | -0.00010964 | 0.00069013 | 0.00013831 | 0.0001643 | 0.00014653 | 0.00012283 | 0.00014653 | 0.00011415 | 0.00022925 | 0.00011415 | 0 | 6.5591e-05 | 0.0001126 | 0.00011981 | 0.00012096 | 0.00012061 | 2.5697e-06 | -1.8052e-08 | 8.076e-07 | 8.076e-07 | 0.00011415 | 0.00011415 | 0.00011415 | 0.00011416 | 0.00011415 | 0.00011415 | 0.00010984 | 0.00010476 | 8.6009e-05 | 7.6429e-05 | 0.00022929 | 0.00011415 | 0.00011415 | 0.00011415 | 0.00011415 | 4.8306e-06 | 5.9917e-05 | 8.4608e-05 | 9.8906e-05 | 0.00010607 | 0.00011863 | 0.00010724 | 0.00010196 | 8.7568e-05 | 0.000108 | 0.00015279 | 0.00015279
04/23 21:00:00 | 4 | 23 | 21 | 2709 | WD | 0 | 0.00012087 | 0.00012087 | -0.00063931 | 9.5712e-05 | 0 | 0.00011415 | 0 | 0 | 0.00034305 | -6.7928e-05 | 0.00056536 | 0.00012087 | 0.00013271 | 0.00014762 | 0.00010595 | 0.00014762 | 0.00011415 | 0.00022925 | 0.00011415 | 0 | 6.5591e-05 | 0.0001126 | 0.00011324 | 0.00010475 | 0.00010737 | 1.9433e-05 | 5.9232e-08 | 6.2406e-06 | 6.2406e-06 | 0.00011415 | 0.00011415 | 0.00011415 | 0.00011415 | 0.00011415 | 0.00011415 | 0.00010924 | 9.2279e-05 | 7.4921e-05 | 6.6052e-05 | 0.00022929 | 0.00011415 | 0.00011415 | 0.00011415 | 0.00011415 | 3.2016e-06 | 4.5412e-05 | 7.0785e-05 | 8.5478e-05 | 0.00010415 | 0.00010685 | 0.0001008 | 9.7999e-05 | 8.8158e-05 | 0.00010023 | 0.00016201 | 0.00016201
04/23 22:00:00 | 4 | 23 | 22 | 2710 | WD | 0 | 0.00010983 | 0.00010983 | -0.00034771 | 0.00016161 | 2.0698e-12 | 0.00011415 | 0 | 0 | 0.00034849 | -4.5965e-05 | 0.00039149 | 0.00010983 | 0.00010574 | 0.00014405 | 8.6748e-05 | 0.00014405 | 0.00011415 | 0.00022925 | 0.00011415 | 0 | 6.5591e-05 | 0.0001118 | 0.00010413 | 0.00010081 | 0.00010184 | 2.6045e-05 | -2.53e-05 | -8.9181e-06 | -8.9181e-06 | 0.00011415 | 0.00011415 | 0.00011415 | 0.00011415 | 0.00011415 | 0.00011415 | 0.00010883 | 6.9436e-05 | 6.3877e-05 | 6.1037e-05 | 0.00022929 | 0.00011415 | 0.00011415 | 0.00011415 | 0.00011415 | 2.0797e-06 | 3.3003e-05 | 6.2124e-05 | 7.8988e-05 | 0.0001025 | 9.8252e-05 | 9.4723e-05 | 9.3086e-05 | 8.8334e-05 | 9.9964e-05 | 7.0289e-06 | 7.0289e-06
04/23 23:00:00 | 4 | 23 | 23 | 2711 | WD | 0 | 8.4937e-05 | 8.4937e-05 | 0.0010041 | 7.8895e-05 | 7.9772e-13 | 0.00011415 | 0 | 0 | 0.00023959 | 0.00086697 | 0 | 8.4937e-05 | 0.00018829 | 0.00013614 | 7.0993e-05 | 0.00013614 | 0.00011415 | 0.00022925 | 0.00011415 | 0 | 6.5591e-05 | 0.0001118 | 0.00012913 | 0.0001007 | 0.00010949 | 2.7502e-05 | -2.7767e-05 | -1.0133e-05 | -1.0133e-05 | 0.00011415 | 0.00011415 | 0.00011415 | 0.00011415 | 0.00011415 | 0.00011415 | 9.9691e-05 | 6.8344e-05 | 6.1493e-05 | 5.7992e-05 | 0.00022929 | 0.00011415 | 0.00011415 | 0.00011415 | 0.00011415 | 1.729e-06 | 2.6771e-05 | 5.7344e-05 | 7.5048e-05 | 9.7338e-05 | 9.7885e-05 | 9.3965e-05 | 9.2147e-05 | 8.8361e-05 | 9.9768e-05 | -7.0167e-06 | -7.0167e-06
04/23 24:00:00 | 4 | 23 | 24 | 2712 | WD | 0 | 5.9016e-05 | 5.9016e-05 | 3.3075e-06 | 7.7214e-05 | -1.3906e-12 | 0.00011415 | 0 | 0 | 0.00013341 | 0.00050603 | 0 | 5.9016e-05 | 0.00010747 | 0.00012638 | 4.0521e-05 | 0.00012638 | 0.00011415 | 0.00022925 | 0.00011415 | 0 | 6.5591e-05 | 0.0001118 | 9.7649e-05 | 0.00010103 | 9.9989e-05 | 2.7143e-05 | -2.5868e-05 | -8.9543e-06 | -8.9543e-06 | 0.00011415 | 0.00011415 | 0.00011415 | 0.00011415 | 0.00011415 | 0.00011415 | 4.5468e-05 | 6.8027e-05 | 5.8924e-05 | 5.4272e-05 | 0.00022929 | 0.00011415 | 0.00011415 | 0.00011415 | 0.00011415 | 1.2032e-06 | 2.496e-05 | 5.3631e-05 | 7.0234e-05 | 7.1649e-05 | 9.7907e-05 | 8.7599e-05 | 8.2818e-05 | 8.8456e-05 | 9.9704e-05 | -3.3584e-07 | -3.3584e-07
04/24 01:00:00 | 4 | 24 | 1 | 2713 | WD | 0 | 2.4054e-05 | 2.4054e-05 | 1.1111e-06 | 7.5208e-05 | 0.00025245 | 0.00011415 | 0 | 0 | 5.4452e-05 | 0 | 0 | 2.4054e-05 | -4.4639e-06 | 9.19e-05 | 0 | 9.19e-05 | 0.00011415 | 0.00022925 | 0.00011415 | 0 | 6.5591e-05 | 0.0001118 | 9.74e-05 | 0.00010236 | 0.00010083 | 2.7337e-05 | -2.6468e-05 | -9.3011e-06 | -9.3011e-06 | 0.00011415 | 0.00011415 | 0.00011415 | 0.00011415 | 0.00011415 | 0.00011415 | 3.6463e-05 | 6.7924e-05 | 5.8637e-05 | 5.3892e-05 | 0.00022929 | 0.00011415 | 0.00011415 | 0.00011415 | 0.00011415 | 1.2032e-06 | 2.437e-05 | 5.3103e-05 | 6.9742e-05 | 6.7528e-05 | 9.8344e-05 | 8.7517e-05 | 8.2496e-05 | 9.9865e-05 | 9.982e-05 | -3.8284e-06 | -3.8284e-06
04/24 02:00:00 | 4 | 24 | 2 | 2714 | WD | 0 | 2.5597e-05 | 2.5597e-05 | 0 | 7.4556e-05 | 0.00023244 | 0.00011415 | 0 | 0 | 2.1781e-05 | 4.5028e-05 | 0 | 2.5597e-05 | -2.0684e-05 | 8.5656e-05 | 3.6056e-06 | 8.5656e-05 | 0.00011415 | 0.00022925 | 0.00011415 | 0 | 6.5591e-05 | 0.0001118 | 9.7597e-05 | 0.00010354 | 0.00010171 | 2.7571e-05 | -2.769e-05 | -1.0059e-05 | -1.0059e-05 | 0.00011415 | 0.00011415 | 0.00011415 | 0.00011415 | 0.00011415 | 0.00011415 | 3.6473e-05 | 6.819e-05 | 6.0618e-05 | 5.6748e-05 | 0.00022929 | 0.00011415 | 0.00011415 | 0.00011415 | 0.00011415 | 1.23e-06 | 2.5894e-05 | 5.6002e-05 | 7.3438e-05 | 6.6942e-05 | 9.884e-05 | 8.8209e-05 | 8.3279e-05 | 0.00010672 | 9.9865e-05 | -3.834e-06 | -3.834e-06
04/24 03:00:00 | 4 | 24 | 3 | 2715 | WD | 0 | 3.6205e-05 | 3.6205e-05 | 4.7444e-08 | 0 | 0.00022975 | 0.00011415 | 0 | 0 | 2.1781e-05 | 0.00037858 | -0.0032739 | 3.6205e-05 | 2.7924e-05 | 8.3946e-05 | 3.0315e-05 | 8.3946e-05 | 0.00011415 | 0.00022925 | 0.00011415 | 0 | 6.5591e-05 | 0.0001118 | 9.8137e-05 | 0.00010388 | 0.00010211 | 2.7862e-05 | -2.8309e-05 | -1.0388e-05 | -1.0388e-05 | 0.00011415 | 0.00011415 | 0.00011415 | 0.00011415 | 0.00011415 | 0.00011415 | 4.5596e-05 | 6.8975e-05 | 6.1912e-05 | 5.8304e-05 | 0.00022929 | 0.00011415 | 0.00011415 | 0.00011415 | 0.00011415 | 1.5508e-06 | 3.0373e-05 | 5.892e-05 | 7.5451e-05 | 7.0403e-05 | 9.9197e-05 | 8.8541e-05 | 8.3599e-05 | 8.8449e-05 | 9.9796e-05 | -8.8582e-08 | -8.8582e-08
04/24 04:00:00 | 4 | 24 | 4 | 2716 | WD | 0 | 5.9418e-05 | 5.9418e-05 | -0.00096981 | 7.4339e-05 | 0.00022651 | 0.00011415 | 0 | 0 | 2.1781e-05 | 0.00053858 | -0.0044349 | 5.9418e-05 | 5.6956e-05 | 8.2211e-05 | 5.2506e-05 | 8.2211e-05 | 0.00011415 | 0.00022925 | 0.00011415 | 0 | 6.5591e-05 | 0.0001118 | 0.00015625 | 0.0001025 | 0.00011911 | 2.7713e-05 | -2.7321e-05 | -9.7618e-06 | -9.7618e-06 | 0.00011415 | 0.00011415 | 0.00011415 | 0.00011415 | 0.00011415 | 0.00011415 | 5.4768e-05 | 7.0282e-05 | 7.6832e-05 | 8.0178e-05 | 0.00022929 | 0.00011415 | 0.00011415 | 0.00011415 | 0.00011415 | 2.0054e-06 | 3.7834e-05 | 7.9583e-05 | 0.00010376 | 7.6431e-05 | 9.9102e-05 | 9.3418e-05 | 9.0781e-05 | 8.8444e-05 | 9.9574e-05 | -9.0128e-06 | -9.0128e-06
04/24 05:00:00 | 4 | 24 | 5 | 2717 | WD | 0 | 7.7344e-05 | 7.7344e-05 | 0.00097431 | 7.4987e-05 | 0.00021796 | 0.00011415 | 0 | 0 | 6.5342e-05 | 0.00047616 | -0.0017696 | 7.7344e-05 | 9.015e-05 | 8.1198e-05 | 7.5862e-05 | 8.1198e-05 | 0.00011415 | 0.00022925 | 0.00011415 | 0 | 6.5591e-05 | 0.0001118 | 0.00014908 | 0.00010275 | 0.00011707 | 3.0371e-05 | -2.3609e-05 | -6.3864e-06 | -6.3864e-06 | 0.00011415 | 0.00011415 | 0.00011415 | 0.00011415 | 0.00011415 | 0.00011415 | 9.1181e-05 | 9.299e-05 | 0.0001022 | 0.0001069 | 0.00022929 | 0.00011415 | 0.00011415 | 0.00011415 | 0.00011415 | 3.0749e-06 | 6.2531e-05 | 0.00011054 | 0.00013835 | 9.5242e-05 | 0.00010604 | 0.00010108 | 9.8785e-05 | 8.8385e-05 | 9.936e-05 | -9.5897e-06 | -9.5897e-06
04/24 06:00:00 | 4 | 24 | 6 | 2718 | WD | 1.8578e-05 | 8.2966e-05 | 8.2966e-05 | 2.9784e-06 | 7.7683e-05 | -1.5577e-12 | 0.00011415 | 9.1337e-05 | 9.1337e-05 | 0.00013613 | 0.00043498 | 0.0005544 | 8.2966e-05 | 9.503e-05 | 8.7512e-05 | 7.8435e-05 | 8.7512e-05 | 0.00011415 | 5.7313e-05 | 0.00011415 | 9.3768e-06 | 6.5591e-05 | 0.0001126 | 0.00013384 | 0.00010528 | 0.00011411 | 1.1754e-05 | 2.7567e-06 | 5.6273e-06 | 5.6273e-06 | 0.00011415 | 0.00011415 | 0.00011415 | 0.00011416 | 0.00011415 | 0.00011415 | 0.00012828 | 0.00012381 | 0.00013031 | 0.00013363 | 7.5498e-05 | 0.00011415 | 0.00011415 | 0.00011415 | 0.00011415 | 2.2987e-05 | 9.6244e-05 | 0.00014534 | 0.00017377 | 0.00011085 | 0.00011223 | 0.00010138 | 9.6352e-05 | 8.6725e-05 | 0.0001186 | 0.00017751 | 0.00017751
04/24 07:00:00 | 4 | 24 | 7 | 2719 | WD | 0.00011114 | 9.8693e-05 | 9.8693e-05 | 1.367e-05 | 0.00016657 | 7.5464e-14 | 0.00011415 | 0.0004791 | 0.0004791 | 0.00015247 | -0.00045013 | 0.0014315 | 9.8693e-05 | -0.00011285 | 9.9871e-05 | 8.6426e-05 | 9.9871e-05 | 0.00011415 | 0 | 0.00011415 | 4.3915e-05 | 6.5591e-05 | 0.0001126 | 0.00011361 | 0.00011903 | 0.00011735 | 6.1292e-06 | 3.5243e-06 | 4.3554e-06 | 4.3554e-06 | 0.00011415 | 0.00011415 | 0.00011415 | 0.00011416 | 0.00011415 | 0.00011415 | 0.000149 | 0.00014024 | 0.00018893 | 0.00021381 | 0 | 0.00011415 | 0.00011415 | 0.00011415 | 0.00011415 | 0.00011104 | 0.00014796 | 0.00014684 | 0.00014619 | 0.00012107 | 0.00012014 | 0.00011941 | 0.00011907 | 9.4173e-05 | 0.00011257 | 8.8342e-05 | 8.8342e-05
04/24 08:00:00 | 4 | 24 | 8 | 2720 | WD | 0.00020877 | 0.00010207 | 0.00010207 | 0.0010518 | 0.00017116 | 4.7973e-13 | 0.00011415 | 0.00077327 | 0.00077327 | 0.00013613 | -0.00037605 | 0.0016488 | 0.00010207 | -3.853e-05 | 0.00011103 | 8.9048e-05 | 0.00011103 | 0.00011415 | 0 | 0.00011415 | 0.00019846 | 0.00016398 | 0.0001685 | 0.00011693 | 0.00011867 | 0.00011813 | 5.4888e-06 | 5.5483e-07 | 2.129e-06 | 2.129e-06 | 0.00011415 | 0.00011415 | 0.00011415 | 0.00011416 | 0.00011415 | 0.00011415 | 0.00016895 | 0.00015337 | 0.00019337 | 0.00021381 | 0 | 0.00011415 | 0.00011415 | 0.00011415 | 0.00011415 | 0.00022084 | 0.0002082 | 0.00017291 | 0.00015247 | 0.00013615 | 0.00012442 | 0.00014902 | 0.00016043 | 9.5042e-05 | 0.00011064 | 3.1016e-05 | 3.1016e-05
04/24 09:00:00 | 4 | 24 | 9 | 2721 | WD | 0.00030029 | 0.00011042 | 0.00011042 | -0.0010129 | 0.00017168 | 1.5523e-12 | 0.00011415 | 0.00044559 | 0.00044559 | 5.9897e-05 | -0.00019644 | 0.0015593 | 0.00011042 | 5.34e-05 | 0.00011108 | 0.00010483 | 0.00011108 | 0.00011415 | 0 | 0.00011415 | 0.00046785 | 0.00029516 | 0.0002244 | 0.00011943 | 0.00011636 | 0.00011731 | 5.2001e-06 | -1.6446e-07 | 1.5471e-06 | 1.5471e-06 | 0.00011415 | 0.00011415 | 0.00011415 | 0.00011416 | 0.00011415 | 0.00011415 | 0.0001871 | 0.00015456 | 0.00019377 | 0.00021381 | 0 | 0.00011415 | 0.00011415 | 0.00011415 | 0.00011415 | 0.00034592 | 0.00024558 | 0.00019025 | 0.0001582 | 0.00014692 | 0.00012426 | 0.000154 | 0.00016779 | 9.5033e-05 | 0.00010951 | 7.6566e-06 | 7.6566e-06
04/24 10:00:00 | 4 | 24 | 10 | 2722 | WD | 0.00038296 | 0.00014189 | 0.00014189 | 1.6271e-05 | 0.00016955 | 0.00021486 | 0.00011415 | 0.00030594 | 0.00030594 | 4.0839e-05 | -0.00015679 | 0.0013633 | 0.00014189 | 0.00017759 | 0.00011156 | 0.00015085 | 0.00011156 | 0.00011415 | 0 | 0.00011415 | 0.00047113 | 0.00029516 | 0.0002244 | 0.00011948 | 0.00011479 | 0.00011624 | 4.9204e-06 | -2.9325e-07 | 1.3702e-06 | 1.3702e-06 | 0.00011415 | 0.00011415 | 0.00011415 | 0.00011416 | 0.00011415 | 0.00011415 | 0.00018706 | 0.00015413 | 0.00019363 | 0.00021381 | 0 | 0.00011415 | 0.00011415 | 0.00011415 | 0.00011415 | 0.00043195 | 0.00024653 | 0.00019368 | 0.00016307 | 0.00014832 | 0.00012357 | 0.00015264 | 0.00016613 | 9.5024e-05 | 0.00010894 | 2.7376e-06 | 2.7376e-06
04/24 11:00:00 | 4 | 24 | 11 | 2723 | WD | 0.00044636 | 0.00011846 | 0.00011846 | 0.00081497 | 0.00016635 | 0.00021991 | 0.00011415 | 0 | 0 | 4.0839e-05 | 0.0010545 | 0.001186 | 0.00011846 | 0.00030433 | 0.00011463 | 0.00011733 | 0.00011463 | 0.00011415 | 0 | 0.00011415 | 0.00047113 | 0.00029516 | 0.0002244 | 0.00014623 | 0.00011312 | 0.00012335 | 5.4682e-06 | -3.6544e-07 | 1.4958e-06 | 1.4958e-06 | 0.00011415 | 0.00011415 | 0.00011415 | 0.00011416 | 0.00011415 | 0.00011415 | 0.000187 | 0.00015348 | 0.00019341 | 0.00021381 | 0 | 0.00011415 | 0.00011415 | 0.00011415 | 0.00011415 | 0.00048503 | 0.00024632 | 0.00019585 | 0.00016663 | 0.00014854 | 0.00012278 | 0.0001539 | 0.00016834 | 9.5026e-05 | 0.00010833 | -6.8454e-07 | -6.8454e-07
04/24 12:00:00 | 4 | 24 | 12 | 2724 | WD | 0.00047656 | 0.00010496 | 0.00010496 | 0.00022547 | 0.00016328 | 0.00021998 | 0.00011415 | 0 | 0 | 4.0839e-05 | 0.00065511 | 0.0010537 | 0.00010496 | 0.00022154 | 0.00011458 | 9.8583e-05 | 0.00011458 | 0.00011415 | 0 | 0.00011415 | 0.00047113 | 0.00029516 | 0.0002244 | 0.00011943 | 0.00011197 | 0.00011427 | 4.5089e-06 | -3.0216e-07 | 1.2328e-06 | 1.2328e-06 | 0.00011415 | 0.00011415 | 0.00011415 | 0.00011416 | 0.00011415 | 0.00011415 | 0.00018694 | 0.0001532 | 0.00019331 | 0.00021381 | 0 | 0.00011415 | 0.00011415 | 0.00011415 | 0.00011415 | 0.00050807 | 0.00024586 | 0.00023962 | 0.000236 | 0.00014823 | 0.00012228 | 0.00015741 | 0.0001737 | 9.5049e-05 | 0.00010778 | -1.2031e-05 | -1.2031e-05
04/24 13:00:00 | 4 | 24 | 13 | 2725 | WD | 0.00047574 | 9.2433e-05 | 9.2433e-05 | 9.81e-06 | 8.0453e-05 | 0.00021627 | 0.00011415 | 0 | 0 | 4.0839e-05 | 0.00049784 | 0.00089639 | 9.2433e-05 | 0.00018485 | 0.00011115 | 9.3975e-05 | 0.00011115 | 0.00011415 | 0 | 0.00011415 | 0.00047113 | 0.00029516 | 0.0002244 | 0.00012084 | 0.00011729 | 0.00011838 | 4.3837e-06 | 6.2074e-08 | 1.4409e-06 | 1.4409e-06 | 0.00011415 | 0.00011415 | 0.00011415 | 0.00011416 | 0.00011415 | 0.00011415 | 0.00018653 | 0.00015279 | 0.00019317 | 0.00021381 | 0 | 0.00011415 | 0.00011415 | 0.00011415 | 0.00011415 | 0.00051108 | 0.00024525 | 0.00023957 | 0.00023628 | 0.00014656 | 0.00012402 | 0.00015622 | 0.00017115 | 9.5068e-05 | 0.00010737 | -2.747e-05 | -2.747e-05
04/24 14:00:00 | 4 | 24 | 14 | 2726 | WD | 0.00044262 | 0.00010406 | 0.00010406 | 0.0010071 | 0.00015945 | 0.00022375 | 0.00011415 | 0 | 0 | 4.0839e-05 | 0.00041974 | 0.00079219 | 0.00010406 | 0.00017792 | 0.00011051 | 9.8745e-05 | 0.00011051 | 0.00011415 | 0 | 0.00011415 | 0.00047113 | 0.00029516 | 0.0002244 | 0.00012007 | 0.00011508 | 0.00011662 | 4.3276e-06 | -2.6015e-07 | 1.2036e-06 | 1.2036e-06 | 0.00011415 | 0.00011415 | 0.00011415 | 0.00011416 | 0.00011415 | 0.00011415 | 0.00018548 | 0.00015218 | 0.00019297 | 0.00021381 | 0 | 0.00011415 | 0.00011415 | 0.00011415 | 0.00011415 | 0.00049115 | 0.00024314 | 0.00023795 | 0.00023495 | 0.00014588 | 0.00012306 | 0.00015351 | 0.00016764 | 9.5062e-05 | 0.00010736 | -3.2071e-05 | -3.2071e-05
04/24 15:00:00 | 4 | 24 | 15 | 2727 | WD | 0.00037651 | 9.0793e-05 | 9.0793e-05 | -0.00099019 | 7.8952e-05 | 0.00023635 | 0.00011415 | 0 | 0 | 4.0839e-05 | 0.00036479 | 0.00066755 | 9.0793e-05 | 0.00015964 | 0.00010956 | 9.2201e-05 | 0.00010956 | 0.00011415 | 0 | 0.00011415 | 0.00047113 | 0.00029516 | 0.0002244 | 0.00011687 | 0.00011023 | 0.00011228 | 4.1564e-06 | -2.3105e-07 | 1.1688e-06 | 1.1688e-06 | 0.00011415 | 0.00011415 | 0.00011415 | 0.00011416 | 0.00011415 | 0.00011415 | 0.00016661 | 0.00015069 | 0.00019246 | 0.00021381 | 0 | 0.00011415 | 0.00011415 | 0.00011415 | 0.00011415 | 0.00039571 | 0.00023592 | 0.00019055 | 0.00016428 | 0.00013402 | 0.0001209 | 0.00015298 | 0.00016786 | 9.5069e-05 | 0.00010726 | -3.3112e-05 | -3.3112e-05
04/24 16:00:00 | 4 | 24 | 16 | 2728 | WD | 0.00029061 | 9.5445e-05 | 9.5445e-05 | 3.8788e-06 | 0.00015789 | 0.00024949 | 0.00011415 | 0 | 0 | 4.0839e-05 | 0.00033722 | 0.00058504 | 9.5445e-05 | 0.00014365 | 0.00011092 | 8.5061e-05 | 0.00011092 | 0.00011415 | 0 | 0.00011415 | 0.00047113 | 0.00029516 | 0.0002244 | 0.00010887 | 0.00010963 | 0.00010939 | 3.9709e-06 | -7.8526e-08 | 1.2135e-06 | 1.2135e-06 | 0.00011415 | 0.00011415 | 0.00011415 | 0.00011416 | 0.00011415 | 0.00011415 | 0.00014779 | 0.00014413 | 0.00015206 | 0.00015611 | 0 | 0.00011415 | 0.00011415 | 0.00011415 | 0.00011415 | 0.00028581 | 0.00021408 | 0.00015227 | 0.00011648 | 0.00012286 | 0.00011871 | 0.00014296 | 0.00015421 | 8.7468e-05 | 0.00010742 | -2.8251e-05 | -2.8251e-05
04/24 17:00:00 | 4 | 24 | 17 | 2729 | WD | 0.00020468 | 0.00011023 | 0.00011023 | 0.0010077 | 7.9644e-05 | -2.0051e-12 | 0.00011415 | 0.00094164 | 0.00094164 | 7.0788e-05 | -0.00079188 | 0.00053148 | 0.00011023 | -6.7121e-05 | 0.00012 | 0.00011174 | 0.00012 | 0.00011415 | 0 | 0.00011415 | 0.00038841 | 0.00029516 | 0.0002244 | 0.00010656 | 0.00010886 | 0.00010815 | 3.6737e-06 | -7.2845e-08 | 1.1225e-06 | 1.1225e-06 | 0.00011415 | 0.00011415 | 0.00011415 | 0.00011416 | 0.00011415 | 0.00011415 | 0.00012914 | 0.00013924 | 0.00012923 | 0.00012411 | 0 | 0.00011415 | 0.00011415 | 0.00011415 | 0.00011415 | 0.00018531 | 0.00017448 | 0.00012067 | 8.9515e-05 | 0.00011312 | 0.00011698 | 0.00013369 | 0.00014144 | 8.7461e-05 | 0.00010808 | 4.9556e-07 | 4.9556e-07
04/24 18:00:00 | 4 | 24 | 18 | 2730 | WD | 0.00010405 | 0.00013116 | 0.00013116 | 1.1592e-05 | 0.00016219 | -7.5459e-13 | 0.00011415 | 0.00076142 | 0.00076142 | 0.00015247 | -0.00042565 | 0.00049974 | 0.00013116 | 8.2781e-05 | 0.00013406 | 0.000123 | 0.00013406 | 0.00011415 | 0 | 0.00011415 | 5.0109e-05 | 6.5591e-05 | 0.0001126 | 0.00010648 | 0.00010613 | 0.00010624 | 3.3825e-06 | -1.2264e-07 | 9.9568e-07 | 9.9568e-07 | 0.00011415 | 0.00011415 | 0.00011415 | 0.00011416 | 0.00011415 | 0.00011415 | 0.00012867 | 0.00012817 | 0.00011248 | 0.00010446 | 0 | 0.00011415 | 0.00011415 | 0.00011415 | 0.00011415 | 0.00011118 | 0.0001212 | 9.0195e-05 | 7.2238e-05 | 0.0001115 | 0.00011253 | 0.0001068 | 0.00010414 | 8.7463e-05 | 0.00010864 | 0.00016803 | 0.00016803
04/24 19:00:00 | 4 | 24 | 19 | 2731 | WD | 1.3519e-05 | 0.00016391 | 0.00016391 | 1.3766e-05 | 0.00011958 | -3.8268e-13 | 0.00011415 | 0.00036218 | 0.00036218 | 0.00021236 | -0.00022032 | 0.00047632 | 0.00016391 | 0.00023901 | 0.00014271 | 0.00016793 | 0.00014271 | 0.00011415 | 0 | 0.00011415 | 1.7706e-05 | 6.5591e-05 | 0.0001126 | 0.00010399 | 0.00010339 | 0.00010357 | 3.1764e-06 | -2.317e-07 | 8.5567e-07 | 8.5567e-07 | 0.00011415 | 0.00011415 | 0.00011415 | 0.00011416 | 0.00011415 | 0.00011415 | 0.00011028 | 0.00012005 | 0.00010083 | 9.1006e-05 | 0 | 0.00011415 | 0.00011415 | 0.00011415 | 0.00011415 | 3.749e-05 | 8.0752e-05 | 6.7845e-05 | 6.0371e-05 | 0.00010195 | 0.00010913 | 0.00010138 | 9.7779e-05 | 8.7443e-05 | 0.00010948 | 0.00019116 | 0.00019116
04/24 20:00:00 | 4 | 24 | 20 | 2732 | WD | 0 | 0.00014945 | 0.00014945 | 1.4027e-05 | 0.00012859 | -2.8565e-13 | 0.00011415 | 0 | 0 | 0.00028587 | -0.0001159 | 0.00041296 | 0.00014945 | 0.00018862 | 0.00014653 | 0.0001422 | 0.00014653 | 0.00011415 | 0.00022925 | 0.00011415 | 0 | 6.5591e-05 | 0.0001126 | 0.00010262 | 9.903e-05 | 0.00010014 | 2.9704e-06 | -2.2418e-07 | 7.9506e-07 | 7.9506e-07 | 0.00011415 | 0.00011415 | 0.00011415 | 0.00011416 | 0.00011415 | 0.00011415 | 0.00010984 | 0.00010476 | 8.6009e-05 | 7.6429e-05 | 0.00022929 | 0.00011415 | 0.00011415 | 0.00011415 | 0.00011415 | 4.8306e-06 | 5.9917e-05 | 8.4608e-05 | 9.8906e-05 | 0.00010603 | 0.00011094 | 0.0001048 | 0.00010196 | 8.7413e-05 | 0.00011032 | 0.00025441 | 0.00025441
04/24 21:00:00 | 4 | 24 | 21 | 2733 | WD | 0 | 0.00014883 | 0.00014883 | 0.0010232 | 0.0001639 | 0 | 0.00011415 | 0 | 0 | 0.00034305 | -6.9636e-05 | 0.00031532 | 0.00014883 | 0.00017115 | 0.00014762 | 0.00013548 | 0.00014762 | 0.00011415 | 0.00022925 | 0.00011415 | 0 | 6.5591e-05 | 0.0001126 | 9.8405e-05 | 8.3729e-05 | 8.8265e-05 | 2.2186e-05 | -1.7153e-07 | 6.9618e-06 | 6.9618e-06 | 0.00011415 | 0.00011415 | 0.00011415 | 0.00011415 | 0.00011415 | 0.00011415 | 0.00010924 | 9.2279e-05 | 7.4921e-05 | 6.6052e-05 | 0.00022929 | 0.00011415 | 0.00011415 | 0.00011415 | 0.00011415 | 3.2016e-06 | 4.5412e-05 | 7.0785e-05 | 8.5478e-05 | 0.00010418 | 9.9433e-05 | 9.8454e-05 | 9.7999e-05 | 8.833e-05 | 9.8457e-05 | 0.00029382 | 0.00029382
04/24 22:00:00 | 4 | 24 | 22 | 2734 | WD | 0 | 0.0001543 | 0.0001543 | -0.00099995 | 0.0001616 | 2.0698e-12 | 0.00011415 | 0 | 0 | 0.00034849 | -4.6529e-05 | 0.0001554 | 0.0001543 | 0.0001831 | 0.00014405 | 0.00015004 | 0.00014405 | 0.00011415 | 0.00022925 | 0.00011415 | 0 | 6.5591e-05 | 0.0001118 | 9.7095e-05 | 7.873e-05 | 8.4405e-05 | 2.9336e-05 | 7.8197e-06 | 1.4684e-05 | 1.4684e-05 | 0.00011415 | 0.00011415 | 0.00011415 | 0.00011415 | 0.00011415 | 0.00011415 | 0.00010883 | 6.9436e-05 | 6.3877e-05 | 6.1037e-05 | 0.00022929 | 0.00011415 | 0.00011415 | 0.00011415 | 0.00011415 | 2.0797e-06 | 3.3003e-05 | 6.2124e-05 | 7.8988e-05 | 0.00010266 | 9.0466e-05 | 9.1786e-05 | 9.2398e-05 | 8.8482e-05 | 9.7777e-05 | 1.5611e-05 | 1.5611e-05
04/24 23:00:00 | 4 | 24 | 23 | 2735 | WD | 0 | 0.00013162 | 0.00013162 | 0.001003 | 7.8881e-05 | 7.9772e-13 | 0.00011415 | 0 | 0 | 0.00023959 | 0.0010269 | -0.0019801 | 0.00013162 | 0.00034411 | 0.00013614 | 0.00013744 | 0.00013614 | 0.00011415 | 0.00022925 | 0.00011415 | 0 | 6.5591e-05 | 0.0001118 | 0.00012461 | 7.8382e-05 | 9.2668e-05 | 3.0404e-05 | 1.391e-05 | 1.9173e-05 | 1.9173e-05 | 0.00011415 | 0.00011415 | 0.00011415 | 0.00011416 | 0.00011415 | 0.00011415 | 9.9691e-05 | 6.8344e-05 | 6.1493e-05 | 5.7992e-05 | 0.00022929 | 0.00011415 | 0.00011415 | 0.00011415 | 0.00011415 | 1.729e-06 | 2.6771e-05 | 5.7344e-05 | 7.5048e-05 | 9.7572e-05 | 9.0032e-05 | 9.1121e-05 | 9.1627e-05 | 8.8519e-05 | 9.9019e-05 | -2.2678e-06 | -2.2678e-06
04/24 24:00:00 | 4 | 24 | 24 | 2736 | WD | 0 | 0.0001073 | 0.0001073 | 2.6233e-06 | 7.7236e-05 | -1.3906e-12 | 0.00011415 | 0 | 0 | 0.00013341 | 0.0005704 | -0.0014525 | 0.0001073 | 0.000188 | 0.00012638 | 0.00010925 | 0.00012638 | 0.00011415 | 0.00022925 | 0.00011415 | 0 | 6.5591e-05 | 0.0001118 | 8.963e-05 | 7.81e-05 | 8.1664e-05 | 3.0826e-05 | 1.541e-05 | 2.0329e-05 | 2.0329e-05 | 0.00011415 | 0.00011415 | 0.00011415 | 0.00011416 | 0.00011415 | 0.00011415 | 4.5468e-05 | 6.8027e-05 | 5.8924e-05 | 5.4272e-05 | 0.00022929 | 0.00011415 | 0.00011415 | 0.00011415 | 0.00011415 | 1.2032e-06 | 2.496e-05 | 5.3631e-05 | 7.0234e-05 | 7.1919e-05 | 8.9853e-05 | 8.4894e-05 | 8.2594e-05 | 8.8743e-05 | 0.00010021 | 7.2948e-06 | 7.2948e-06
04/25 01:00:00 | 4 | 25 | 1 | 2737 | WE | 0 | 6.153e-05 | 6.153e-05 | 1.3374e-06 | 7.5517e-05 | 0.00025245 | 0.00011415 | 0 | 0 | 5.4452e-05 | 0.0004085 | -0.0071968 | 6.153e-05 | 4.8083e-06 | 9.281e-05 | 5.311e-05 | 9.281e-05 | 0.00011415 | 0.00022925 | 0.00011415 | 0 | 1.6398e-05 | 1.3975e-05 | 9.1342e-05 | 7.758e-05 | 8.1833e-05 | -1.5652e-05 | 2.2894e-05 | 1.0596e-05 | 1.0596e-05 | 0.00011415 | 0.00011415 | 0.00011415 | 0.00011416 | 0.00011415 | 0.00011415 | 9.1034e-05 | 6.7538e-05 | 5.9021e-05 | 5.4669e-05 | 0.00022929 | 0.00011415 | 0.00011415 | 0.00011415 | 0.00011415 | 2.6738e-06 | 2.2169e-05 | 5.2933e-05 | 7.0747e-05 | 9.1938e-05 | 8.9452e-05 | 8.4805e-05 | 8.2649e-05 | 8.6312e-05 | 0.00010084 | 5.8929e-07 | 5.8929e-07
04/25 02:00:00 | 4 | 25 | 2 | 2738 | WE | 0 | 9.303e-05 | 9.303e-05 | 4.2156e-07 | 7.4659e-05 | 0.00023244 | 0.00011415 | 0 | 0 | 2.1781e-05 | 0.00040998 | -0.0055512 | 9.303e-05 | 9.0279e-05 | 8.6205e-05 | 9.9466e-05 | 8.6205e-05 | 0.00011415 | 0.00022925 | 0.00011415 | 0 | 1.6398e-05 | 1.3975e-05 | 9.031e-05 | 7.7552e-05 | 8.1495e-05 | -3.2394e-05 | 3.1814e-05 | 1.1328e-05 | 1.1328e-05 | 0.00011415 | 0.00011415 | 0.00011415 | 0.00011416 | 0.00011415 | 0.00011415 | 9.1034e-05 | 6.7578e-05 | 5.8145e-05 | 5.3326e-05 | 0.00022929 | 0.00011415 | 0.00011415 | 0.00011415 | 0.00011415 | 2.6738e-06 | 2.2396e-05 | 5.1915e-05 | 6.9009e-05 | 9.1951e-05 | 8.9461e-05 | 8.405e-05 | 8.1541e-05 | 8.6229e-05 | 0.00010129 | 1.7433e-05 | 1.7433e-05
04/25 03:00:00 | 4 | 25 | 3 | 2739 | WE | 0 | 0.00010284 | 0.00010284 | 0 | 0 | 0.00022975 | 0.00011415 | 0 | 0 | 2.1781e-05 | 0.00042771 | -0.0054023 | 0.00010284 | 0.00013656 | 8.4304e-05 | 0.0001251 | 8.4304e-05 | 0.00011415 | 0.00022925 | 0.00011415 | 0 | 1.6398e-05 | 1.3975e-05 | 8.9897e-05 | 7.75e-05 | 8.1331e-05 | -3.5261e-05 | 3.3881e-05 | 1.1821e-05 | 1.1821e-05 | 0.00011415 | 0.00011415 | 0.00011415 | 0.00011416 | 0.00011415 | 0.00011415 | 9.1034e-05 | 6.8179e-05 | 5.8423e-05 | 5.3438e-05 | 0.00022929 | 0.00011415 | 0.00011415 | 0.00011415 | 0.00011415 | 2.6738e-06 | 2.5829e-05 | 5.3266e-05 | 6.9154e-05 | 9.1969e-05 | 8.963e-05 | 8.3863e-05 | 8.1189e-05 | 8.6139e-05 | 0.00010165 | 2.7151e-05 | 2.7151e-05
04/25 04:00:00 | 4 | 25 | 4 | 2740 | WE | 0 | 0.00012634 | 0.00012634 | -8.7839e-08 | 7.442e-05 | 0.00022651 | 0.00011415 | 0 | 0 | 2.1781e-05 | 0.00040076 | -0.0027408 | 0.00012634 | 0.00016982 | 8.2413e-05 | 0.00014772 | 8.2413e-05 | 0.00011415 | 0.00022925 | 0.00011415 | 0 | 1.6398e-05 | 1.3975e-05 | 0.00010132 | 7.7454e-05 | 8.4828e-05 | 0.00056766 | 0.00049929 | 0.0005211 | 0.0005211 | 0.00011415 | 0.00011415 | 0.00011415 | 0.00011416 | 0.00011415 | 0.00011415 | 9.1034e-05 | 6.9401e-05 | 6.1076e-05 | 5.6823e-05 | 0.00022929 | 0.00011415 | 0.00011415 | 0.00011415 | 0.00011415 | 2.6738e-06 | 3.2805e-05 | 5.8598e-05 | 7.3534e-05 | 9.2138e-05 | 8.9988e-05 | 8.4421e-05 | 8.1839e-05 | 8.5978e-05 | 0.00010203 | 3.9911e-05 | 3.9911e-05
04/25 05:00:00 | 4 | 25 | 5 | 2741 | WE | 0 | 0.0001333 | 0.0001333 | -0.00065872 | 3.4061e-05 | 0.00021796 | 0.00011415 | 0 | 0 | 6.5342e-05 | 0.00038166 | 0.00036493 | 0.0001333 | 0.00019337 | 8.158e-05 | 0.00016161 | 8.158e-05 | 0.00011415 | 0.00022925 | 0.00011415 | 0 | 1.6398e-05 | 1.3975e-05 | 0.00010034 | 8.0629e-05 | 8.672e-05 | -3.8823e-05 | 3.4072e-05 | 1.0814e-05 | 1.0814e-05 | 0.00011415 | 0.00011415 | 0.00011415 | 0.00011416 | 0.00011415 | 0.00011415 | 9.1034e-05 | 8.6668e-05 | 7.4596e-05 | 6.8429e-05 | 0.00022929 | 0.00011415 | 0.00011415 | 0.00011415 | 0.00011415 | 2.6738e-06 | 4.7626e-05 | 7.3544e-05 | 8.8553e-05 | 9.2146e-05 | 9.6319e-05 | 8.8498e-05 | 8.4871e-05 | 8.5917e-05 | 0.00010228 | 5.4037e-05 | 5.4037e-05
04/25 06:00:00 | 4 | 25 | 6 | 2742 | WE | 2.0997e-05 | 0.00014922 | 0.00014922 | 0.00067431 | 0.00012078 | -1.5577e-12 | 0.00011415 | 9.1798e-05 | 9.1798e-05 | 0.00013613 | 0.00036941 | 0.0024574 | 0.00014922 | 0.00019999 | 8.8117e-05 | 0.00016612 | 8.8117e-05 | 0.00011415 | 5.7313e-05 | 0.00011415 | 2.356e-06 | 1.6398e-05 | 1.4769e-05 | 0.00010092 | 8.6539e-05 | 9.0982e-05 | 0.00054781 | 0.00053734 | 0.00054068 | 0.00054068 | 0.00011415 | 0.00011415 | 0.00011415 | 0.00011416 | 0.00011415 | 0.00011415 | 9.1034e-05 | 0.00011681 | 9.2767e-05 | 8.0485e-05 | 3.9149e-05 | 0.00011415 | 0.00011415 | 0.00011415 | 0.00011415 | 1.5273e-05 | 7.1775e-05 | 9.2617e-05 | 0.00010469 | 8.7437e-05 | 0.0001033 | 8.9786e-05 | 8.3517e-05 | 8.2629e-05 | 0.00012527 | 2.3004e-05 | 2.3004e-05
04/25 07:00:00 | 4 | 25 | 7 | 2743 | WE | 0.00012128 | 0.00017349 | 0.00017349 | 1.2088e-05 | 0.00016876 | 7.5442e-14 | 0.00011415 | 0.00048323 | 0.00048323 | 0.00015247 | -0.00098855 | 0.0029713 | 0.00017349 | -0.00010382 | 0.00010137 | 0.00019226 | 0.00010137 | 0.00011415 | 0 | 0.00011415 | 1.1073e-05 | 1.6398e-05 | 1.4769e-05 | 9.658e-05 | 0.00010194 | 0.00010028 | -7.3446e-05 | 1.4088e-07 | -2.3337e-05 | -2.3337e-05 | 0.00011415 | 0.00011415 | 0.00011415 | 0.00011416 | 0.00011415 | 0.00011415 | 9.1034e-05 | 0.00013598 | 0.00010621 | 9.0996e-05 | 0 | 0.00011415 | 0.00011415 | 0.00011415 | 0.00011415 | 6.5754e-05 | 0.00012592 | 0.00012265 | 0.00012076 | 8.6426e-05 | 0.00011278 | 9.4893e-05 | 8.6598e-05 | 8.4947e-05 | 0.00011821 | -1.6093e-05 | -1.6093e-05
04/25 08:00:00 | 4 | 25 | 8 | 2744 | WE | 0.00022449 | 0.00016311 | 0.00016311 | 0.00079838 | 0.00017426 | 4.7973e-13 | 0.00011415 | 0.00078601 | 0.00078601 | 0.00013613 | -0.00042201 | 0.0028791 | 0.00016311 | 7.4143e-05 | 0.000114 | 0.00017484 | 0.000114 | 0.00011415 | 0 | 0.00011415 | 2.0173e-05 | 1.6398e-05 | 1.4769e-05 | 9.6736e-05 | 0.00010391 | 0.00010169 | -8.3401e-05 | 6.0555e-08 | -2.6568e-05 | -2.6568e-05 | 0.00011415 | 0.00011415 | 0.00011415 | 0.00011416 | 0.00011415 | 0.00011415 | 9.1034e-05 | 0.00014804 | 0.00011622 | 9.9958e-05 | 0 | 0.00011415 | 0.00011415 | 0.00011415 | 0.00011415 | 0.00011716 | 0.00018966 | 0.00015525 | 0.00013533 | 8.6382e-05 | 0.00011738 | 0.00010259 | 9.5732e-05 | 8.6046e-05 | 0.0001155 | -8.6784e-05 | -8.6784e-05
04/25 09:00:00 | 4 | 25 | 9 | 2745 | WE | 0.00031321 | 0.00017182 | 0.00017182 | -0.00076198 | 0.00020927 | 1.5523e-12 | 0.00011415 | 0.00044614 | 0.00044614 | 5.9897e-05 | -0.0002186 | 0.0025493 | 0.00017182 | 0.00017125 | 0.00011567 | 0.0001856 | 0.00011567 | 0.00011415 | 0 | 0.00011415 | 2.6024e-05 | 1.6398e-05 | 1.4769e-05 | 9.7815e-05 | 0.00010412 | 0.00010217 | -8.6343e-05 | 5.2147e-08 | -2.7513e-05 | -2.7513e-05 | 0.00011415 | 0.00011415 | 0.00011415 | 0.00011416 | 0.00011415 | 0.00011415 | 9.1034e-05 | 0.00014946 | 0.00011937 | 0.000104 | 0 | 0.00011415 | 0.00011415 | 0.00011415 | 0.00011415 | 0.00016552 | 0.00022392 | 0.0001728 | 0.00014319 | 8.6351e-05 | 0.00011833 | 0.00010498 | 9.8785e-05 | 8.6183e-05 | 0.00011354 | -9.3146e-05 | -9.3146e-05
04/25 10:00:00 | 4 | 25 | 10 | 2746 | WE | 0.00039569 | 0.00020056 | 0.00020056 | 0.001055 | 0.0002256 | 0.00021486 | 0.00011415 | 0.00030594 | 0.00030594 | 4.0839e-05 | -0.00014238 | 0.002198 | 0.00020056 | 0.00030155 | 0.00011778 | 0.00022461 | 0.00011778 | 0.00011415 | 0 | 0.00011415 | 2.6174e-05 | 1.6398e-05 | 1.4769e-05 | 9.7452e-05 | 0.00010506 | 0.00010271 | -8.706e-05 | 5.2513e-07 | -2.742e-05 | -2.742e-05 | 0.00011415 | 0.00011415 | 0.00011415 | 0.00011416 | 0.00011415 | 0.00011415 | 9.1034e-05 | 0.00014938 | 0.00011814 | 0.00010218 | 0 | 0.00011415 | 0.00011415 | 0.00011415 | 0.00011415 | 0.00020736 | 0.00022374 | 0.00017244 | 0.00014274 | 8.6315e-05 | 0.00011877 | 0.00010419 | 9.7429e-05 | 8.6313e-05 | 0.00011219 | -9.8183e-05 | -9.8183e-05
04/25 11:00:00 | 4 | 25 | 11 | 2747 | WE | 0.00045715 | 0.00014979 | 0.00014979 | 1.1564e-05 | 0.00016925 | 0.00021991 | 0.00011415 | 0 | 0 | 4.0839e-05 | 0.001158 | 0.0019002 | 0.00014979 | 0.00038093 | 0.00012151 | 0.00016005 | 0.00012151 | 0.00011415 | 0 | 0.00011415 | 2.6174e-05 | 1.6398e-05 | 1.4769e-05 | 0.00012607 | 0.00010709 | 0.00011296 | -9.0103e-05 | 4.9352e-07 | -2.8412e-05 | -2.8412e-05 | 0.00011415 | 0.00011415 | 0.00011415 | 0.00011416 | 0.00011415 | 0.00011415 | 9.1034e-05 | 0.00014911 | 0.0001139 | 9.5904e-05 | 0 | 0.00011415 | 0.00011415 | 0.00011415 | 0.00011415 | 0.00023351 | 0.00022125 | 0.00016689 | 0.00013541 | 8.6532e-05 | 0.00011938 | 0.00010456 | 9.7687e-05 | 8.6511e-05 | 0.00011088 | -0.00010129 | -0.00010129
04/25 12:00:00 | 4 | 25 | 12 | 2748 | WE | 0.00048896 | 0.00013958 | 0.00013958 | 9.9016e-06 | 0.00016561 | 0.00021998 | 0.00011415 | 0 | 0 | 4.0839e-05 | 0.00069362 | 0.0016682 | 0.00013958 | 0.00028994 | 0.00012155 | 0.00014605 | 0.00012155 | 0.00011415 | 0 | 0.00011415 | 2.6174e-05 | 1.6398e-05 | 1.4769e-05 | 9.7819e-05 | 0.00010881 | 0.00010542 | -8.9256e-05 | 3.6678e-07 | -2.8228e-05 | -2.8228e-05 | 0.00011415 | 0.00011415 | 0.00011415 | 0.00011416 | 0.00011415 | 0.00011415 | 9.1034e-05 | 0.00014827 | 0.00011155 | 9.2781e-05 | 0 | 0.00011415 | 0.00011415 | 0.00011415 | 0.00011415 | 0.0002457 | 0.00021767 | 0.00016328 | 0.00013178 | 8.6224e-05 | 0.00011972 | 0.00010331 | 9.5695e-05 | 8.6673e-05 | 0.00010989 | -0.00011194 | -0.00011194
04/25 13:00:00 | 4 | 25 | 13 | 2749 | WE | 0.00048728 | 0.00012654 | 0.00012654 | 8.6011e-06 | 8.1422e-05 | 0.00021627 | 0.00011415 | 0 | 0 | 4.0839e-05 | 0.0004988 | 0.0014993 | 0.00012654 | 0.00025548 | 0.00011748 | 0.00014105 | 0.00011748 | 0.00011415 | 0 | 0.00011415 | 2.6174e-05 | 1.6398e-05 | 1.4769e-05 | 9.9628e-05 | 0.0001136 | 0.00010928 | -9.0413e-05 | 2.2794e-07 | -2.8691e-05 | -2.8691e-05 | 0.00011415 | 0.00011415 | 0.00011415 | 0.00011416 | 0.00011415 | 0.00011415 | 9.1034e-05 | 0.00014778 | 0.00010773 | 8.7265e-05 | 0 | 0.00011415 | 0.00011415 | 0.00011415 | 0.00011415 | 0.00024706 | 0.00021561 | 0.00015759 | 0.00012399 | 8.6249e-05 | 0.00012125 | 0.00010124 | 9.195e-05 | 8.6702e-05 | 0.00010951 | -0.00011183 | -0.00011183
04/25 14:00:00 | 4 | 25 | 14 | 2750 | WE | 0.00045489 | 0.00013401 | 0.00013401 | 3.7912e-06 | 0.00016113 | 0.00022375 | 0.00011415 | 0 | 0 | 4.0839e-05 | 0.00041586 | 0.0013129 | 0.00013401 | 0.00023448 | 0.00011631 | 0.00013991 | 0.00011631 | 0.00011415 | 0 | 0.00011415 | 2.6174e-05 | 1.6398e-05 | 1.4769e-05 | 9.9669e-05 | 0.00011358 | 0.00010928 | -9.1173e-05 | 1.959e-07 | -2.8956e-05 | -2.8956e-05 | 0.00011415 | 0.00011415 | 0.00011415 | 0.00011416 | 0.00011415 | 0.00011415 | 9.1034e-05 | 0.0001471 | 0.00010447 | 8.269e-05 | 0 | 0.00011415 | 0.00011415 | 0.00011415 | 0.00011415 | 0.00023926 | 0.00021248 | 0.00015201 | 0.000117 | 8.6283e-05 | 0.00012104 | 9.186e-05 | 7.8325e-05 | 8.666e-05 | 0.00010963 | -9.523e-05 | -9.523e-05
04/25 15:00:00 | 4 | 25 | 15 | 2751 | WE | 0.00038839 | 0.00012276 | 0.00012276 | 6.9198e-06 | 7.9691e-05 | 0.00023635 | 0.00011415 | 0 | 0 | 4.0839e-05 | 0.00037803 | 0.0011641 | 0.00012276 | 0.00022022 | 0.00011474 | 0.00013651 | 0.00011474 | 0.00011415 | 0 | 0.00011415 | 2.6174e-05 | 1.6398e-05 | 1.4769e-05 | 9.8889e-05 | 0.00011021 | 0.00010671 | -9.1882e-05 | 1.7584e-07 | -2.9196e-05 | -2.9196e-05 | 0.00011415 | 0.00011415 | 0.00011415 | 0.00011416 | 0.00011415 | 0.00011415 | 9.1034e-05 | 0.00014517 | 0.00010162 | 7.9372e-05 | 0 | 0.00011415 | 0.00011415 | 0.00011415 | 0.00011415 | 0.00021463 | 0.00020335 | 0.00014504 | 0.00011127 | 8.6285e-05 | 0.00011927 | 8.9916e-05 | 7.6299e-05 | 8.6673e-05 | 0.00010975 | -9.8899e-05 | -9.8899e-05
04/25 16:00:00 | 4 | 25 | 16 | 2752 | WE | 0.00030066 | 0.00013123 | 0.00013123 | 3.5043e-06 | 0.00015935 | 0.00024949 | 0.00011415 | 0 | 0 | 4.0839e-05 | 0.00035604 | 0.0010797 | 0.00013123 | 0.00021307 | 0.00011582 | 0.00013475 | 0.00011582 | 0.00011415 | 0 | 0.00011415 | 2.6174e-05 | 1.6398e-05 | 1.4769e-05 | 9.356e-05 | 0.00011014 | 0.00010502 | -9.298e-05 | 8.2885e-08 | -2.9609e-05 | -2.9609e-05 | 0.00011415 | 0.00011415 | 0.00011415 | 0.00011416 | 0.00011415 | 0.00011415 | 9.1034e-05 | 0.00014133 | 9.6564e-05 | 7.3692e-05 | 0 | 0.00011415 | 0.00011415 | 0.00011415 | 0.00011415 | 0.00017471 | 0.00018872 | 0.00013371 | 0.00010185 | 8.623e-05 | 0.0001181 | 8.8671e-05 | 7.5023e-05 | 8.6714e-05 | 0.00010993 | -9.4945e-05 | -9.4945e-05
04/25 17:00:00 | 4 | 25 | 17 | 2753 | WE | 0.0002112 | 0.00014202 | 0.00014202 | 7.9276e-06 | 8.0496e-05 | -2.0051e-12 | 0.00011415 | 0.00094107 | 0.00094107 | 7.0788e-05 | -0.00088327 | 0.0009282 | 0.00014202 | -6.8309e-06 | 0.00012479 | 0.00015586 | 0.00012479 | 0.00011415 | 0 | 0.00011415 | 2.1565e-05 | 1.6398e-05 | 1.4769e-05 | 9.3509e-05 | 0.00010695 | 0.0001028 | -8.3916e-05 | -3.0537e-09 | -2.6776e-05 | -2.6776e-05 | 0.00011415 | 0.00011415 | 0.00011415 | 0.00011416 | 0.00011415 | 0.00011415 | 9.1034e-05 | 0.00012573 | 8.8965e-05 | 7.0179e-05 | 0 | 0.00011415 | 0.00011415 | 0.00011415 | 0.00011415 | 0.00012945 | 0.00014762 | 0.00011458 | 9.5447e-05 | 8.623e-05 | 0.00011228 | 8.3861e-05 | 7.0682e-05 | 8.6128e-05 | 0.00011039 | -9.0402e-05 | -9.0402e-05
04/25 18:00:00 | 4 | 25 | 18 | 2754 | WE | 0.00010964 | 0.00016666 | 0.00016666 | 9.6329e-06 | 0.00016419 | -7.5459e-13 | 0.00011415 | 0.00076508 | 0.00076508 | 0.00015247 | -0.00048832 | 0.00083586 | 0.00016666 | 0.00015476 | 0.00013881 | 0.00017224 | 0.00013881 | 0.00011415 | 0 | 0.00011415 | 1.2587e-05 | 1.6398e-05 | 1.4769e-05 | 9.3118e-05 | 0.00010554 | 0.0001017 | -8.1784e-05 | -8.3434e-08 | -2.6151e-05 | -2.6151e-05 | 0.00011415 | 0.00011415 | 0.00011415 | 0.00011416 | 0.00011415 | 0.00011415 | 9.1034e-05 | 0.00012178 | 8.3191e-05 | 6.3475e-05 | 0 | 0.00011415 | 0.00011415 | 0.00011415 | 0.00011415 | 7.8352e-05 | 0.00010622 | 9.2569e-05 | 8.4662e-05 | 8.6247e-05 | 0.00011029 | 8.1164e-05 | 6.7655e-05 | 8.6058e-05 | 0.00011128 | 4.549e-05 | 4.549e-05
04/25 19:00:00 | 4 | 25 | 19 | 2755 | WE | 1.6665e-05 | 0.00019801 | 0.00019801 | 1.1598e-05 | 0.00016764 | -3.8268e-13 | 0.00011415 | 0.00038331 | 0.00038331 | 0.00021236 | -0.00024885 | 0.0007592 | 0.00019801 | 0.00029401 | 0.00014748 | 0.00020822 | 0.00014748 | 0.00011415 | 0 | 0.00011415 | 4.6847e-06 | 1.6398e-05 | 1.4769e-05 | 0.00010455 | 0.00010408 | 0.00010423 | -8.2178e-05 | -8.9793e-08 | -2.6281e-05 | -2.6281e-05 | 0.00011415 | 0.00011415 | 0.00011415 | 0.00011416 | 0.00011415 | 0.00011415 | 9.1034e-05 | 0.0001172 | 8.0312e-05 | 6.1465e-05 | 0 | 0.00011415 | 0.00011415 | 0.00011415 | 0.00011415 | 3.1836e-05 | 7.2955e-05 | 7.7723e-05 | 8.0483e-05 | 8.6372e-05 | 0.00010809 | 7.9782e-05 | 6.6652e-05 | 8.6013e-05 | 0.00011183 | 5.7941e-05 | 5.7941e-05
04/25 20:00:00 | 4 | 25 | 20 | 2756 | WE | 0 | 0.00018037 | 0.00018037 | 1.2026e-05 | 0.00016855 | -2.8567e-13 | 0.00011415 | 0 | 0 | 0.00028587 | -0.00011889 | 0.00067113 | 0.00018037 | 0.00023596 | 0.0001514 | 0.00017915 | 0.0001514 | 0.00011415 | 0.00022925 | 0.00011415 | 0 | 1.6398e-05 | 1.4769e-05 | 0.00010377 | 0.00010114 | 0.00010195 | -8.2701e-05 | -6.0147e-08 | -2.6427e-05 | -2.6427e-05 | 0.00011415 | 0.00011415 | 0.00011415 | 0.00011416 | 0.00011415 | 0.00011415 | 9.1034e-05 | 0.00010413 | 7.5344e-05 | 6.0638e-05 | 0.00022929 | 0.00011415 | 0.00011415 | 0.00011415 | 0.00011415 | 2.6738e-06 | 5.5997e-05 | 7.023e-05 | 7.8471e-05 | 9.2038e-05 | 0.00011121 | 9.1175e-05 | 8.1881e-05 | 8.6016e-05 | 0.00011211 | 6.0576e-05 | 6.0576e-05
04/25 21:00:00 | 4 | 25 | 21 | 2757 | WE | 0 | 0.00017213 | 0.00017213 | 0.0010353 | 0.0001665 | 0 | 0.00011415 | 0 | 0 | 0.00034305 | -7.1787e-05 | 0.00054579 | 0.00017213 | 0.00021106 | 0.00015248 | 0.00016722 | 0.00015248 | 0.00011415 | 0.00022925 | 0.00011415 | 0 | 1.6398e-05 | 1.4769e-05 | 9.8188e-05 | 8.5795e-05 | 8.9625e-05 | -6.1276e-05 | -9.9639e-09 | -1.9557e-05 | -1.9557e-05 | 0.00011415 | 0.00011415 | 0.00011415 | 0.00011416 | 0.00011415 | 0.00011415 | 9.1034e-05 | 8.8189e-05 | 6.8193e-05 | 5.7976e-05 | 0.00022929 | 0.00011415 | 0.00011415 | 0.00011415 | 0.00011415 | 2.6738e-06 | 3.8487e-05 | 6.1627e-05 | 7.5027e-05 | 9.2015e-05 | 0.00010069 | 8.7342e-05 | 8.1152e-05 | 8.6927e-05 | 0.00011245 | 6.9791e-05 | 6.9791e-05
04/25 22:00:00 | 4 | 25 | 22 | 2758 | WE | 0 | 0.00018261 | 0.00018261 | -0.00054708 | 0.0001638 | 2.0697e-12 | 0.00011415 | 0 | 0 | 0.00034849 | -4.8583e-05 | 0.00038444 | 0.00018261 | 0.00024272 | 0.00014889 | 0.000189 | 0.00014889 | 0.00011415 | 0.00022925 | 0.00011415 | 0 | 1.6398e-05 | 1.3975e-05 | 9.0122e-05 | 8.2747e-05 | 8.5027e-05 | -5.5262e-05 | 6.1853e-06 | -1.342e-05 | -1.342e-05 | 0.00011415 | 0.00011415 | 0.00011415 | 0.00011415 | 0.00011415 | 0.00011415 | 9.1034e-05 | 6.8383e-05 | 6.1574e-05 | 5.8095e-05 | 0.00022929 | 0.00011415 | 0.00011415 | 0.00011415 | 0.00011415 | 2.6738e-06 | 2.6995e-05 | 5.751e-05 | 7.5181e-05 | 9.1915e-05 | 9.1486e-05 | 8.4449e-05 | 8.1185e-05 | 8.6789e-05 | 9.7109e-05 | 7.3768e-05 | 7.3768e-05
04/25 23:00:00 | 4 | 25 | 23 | 2759 | WE | 0 | 0.00019542 | 0.00019542 | 0.00055215 | 7.9672e-05 | 7.9772e-13 | 0.00011415 | 0 | 0 | 0.00023959 | 0.0010189 | -0.0019449 | 0.00019542 | 0.00049032 | 0.00013992 | 0.00022735 | 0.00013992 | 0.00011415 | 0.00022925 | 0.00011415 | 0 | 1.6398e-05 | 1.3975e-05 | 0.00011899 | 8.3253e-05 | 9.4296e-05 | -5.7597e-05 | 1.2102e-05 | -1.0136e-05 | -1.0136e-05 | 0.00011415 | 0.00011415 | 0.00011415 | 0.00011416 | 0.00011415 | 0.00011415 | 9.1034e-05 | 6.7664e-05 | 6.0585e-05 | 5.6968e-05 | 0.00022929 | 0.00011415 | 0.00011415 | 0.00011415 | 0.00011415 | 2.6738e-06 | 2.2886e-05 | 5.5079e-05 | 7.3722e-05 | 9.2198e-05 | 9.1458e-05 | 8.4229e-05 | 8.0876e-05 | 8.6708e-05 | 9.7755e-05 | 8.5543e-05 | 8.5543e-05
04/25 24:00:00 | 4 | 25 | 24 | 2760 | WE | 0 | 0.00019375 | 0.00019375 | 2.0582e-06 | 0.00015243 | -1.3906e-12 | 0.00011415 | 0 | 0 | 0.00013341 | 0.00069414 | -0.0055224 | 0.00019375 | 0.00035773 | 0.00012686 | 0.00022086 | 0.00012686 | 0.00011415 | 0.00022925 | 0.00011415 | 0 | 1.6398e-05 | 1.3975e-05 | 8.9381e-05 | 8.1673e-05 | 8.4055e-05 | -5.4887e-05 | 1.3411e-05 | -8.3801e-06 | -8.3801e-06 | 0.00011415 | 0.00011415 | 0.00011415 | 0.00011416 | 0.00011415 | 0.00011415 | 9.1034e-05 | 6.7637e-05 | 6.0012e-05 | 5.6116e-05 | 0.00022929 | 0.00011415 | 0.00011415 | 0.00011415 | 0.00011415 | 2.6738e-06 | 2.2734e-05 | 5.4326e-05 | 7.262e-05 | 9.196e-05 | 9.0917e-05 | 8.3898e-05 | 8.0643e-05 | 8.6557e-05 | 9.9764e-05 | 0.00011221 | 0.00011221
04/26 01:00:00 | 4 | 26 | 1 | 2761 | WE | 0 | 0.00012884 | 0.00012884 | 8.0901e-07 | 3.3911e-06 | 0.00025245 | 0.00011415 | 0 | 0 | 5.4452e-05 | 0.00045697 | -0.0058228 | 0.00012884 | 0.00014256 | 9.281e-05 | 0.00015981 | 9.281e-05 | 0.00011415 | 0.00022925 | 0.00011415 | 0 | 1.6398e-05 | 1.3975e-05 | 8.9041e-05 | 7.999e-05 | 8.2787e-05 | -5.5218e-05 | 1.4393e-05 | -7.8168e-06 | -7.8168e-06 | 0.00011415 | 0.00011415 | 0.00011415 | 0.00011416 | 0.00011415 | 0.00011415 | 9.1034e-05 | 6.758e-05 | 5.8756e-05 | 5.4248e-05 | 0.00022929 | 0.00011415 | 0.00011415 | 0.00011415 | 0.00011415 | 2.6738e-06 | 2.2409e-05 | 5.2676e-05 | 7.0203e-05 | 9.2033e-05 | 9.0322e-05 | 8.336e-05 | 8.0131e-05 | 8.6428e-05 | 0.00010082 | 0.0001478 | 0.0001478
04/26 02:00:00 | 4 | 26 | 2 | 2762 | WE | 0 | 0.00017191 | 0.00017191 | 4.2795e-07 | 7.4667e-05 | 0.00023244 | 0.00011415 | 0 | 0 | 2.1781e-05 | 0.00050507 | -0.0041618 | 0.00017191 | 0.00023792 | 8.6205e-05 | 0.00021175 | 8.6205e-05 | 0.00011415 | 0.00022925 | 0.00011415 | 0 | 1.6398e-05 | 1.3975e-05 | 8.8656e-05 | 7.8142e-05 | 8.1392e-05 | -5.5698e-05 | 1.8843e-05 | -4.94e-06 | -4.94e-06 | 0.00011415 | 0.00011415 | 0.00011415 | 0.00011416 | 0.00011415 | 0.00011415 | 9.1034e-05 | 6.7485e-05 | 5.7794e-05 | 5.2843e-05 | 0.00022929 | 0.00011415 | 0.00011415 | 0.00011415 | 0.00011415 | 2.6738e-06 | 2.1869e-05 | 5.1326e-05 | 6.8384e-05 | 9.2093e-05 | 8.9652e-05 | 8.2885e-05 | 7.9747e-05 | 8.6325e-05 | 0.00010149 | 0.0001683 | 0.0001683
04/26 03:00:00 | 4 | 26 | 3 | 2763 | WE | 0 | 0.00019582 | 0.00019582 | 0.00097069 | 7.4351e-05 | 0.00022975 | 0.00011415 | 0 | 0 | 2.1781e-05 | 0.00052899 | -0.0050996 | 0.00019582 | 0.00029548 | 8.4304e-05 | 0.00024623 | 8.4304e-05 | 0.00011415 | 0.00022925 | 0.00011415 | 0 | 1.6398e-05 | 1.3975e-05 | 8.8185e-05 | 7.7487e-05 | 8.0793e-05 | 0.00047726 | 0.00049944 | 0.00049236 | 0.00049236 | 0.00011415 | 0.00011415 | 0.00011415 | 0.00011416 | 0.00011415 | 0.00011415 | 9.1034e-05 | 6.7544e-05 | 5.8391e-05 | 5.3714e-05 | 0.00022929 | 0.00011415 | 0.00011415 | 0.00011415 | 0.00011415 | 2.6738e-06 | 2.2203e-05 | 5.2163e-05 | 6.9512e-05 | 9.2118e-05 | 8.9446e-05 | 8.2983e-05 | 7.9985e-05 | 8.625e-05 | 0.00010198 | 0.0001847 | 0.0001847
04/26 04:00:00 | 4 | 26 | 4 | 2764 | WE | 0 | 0.00020296 | 0.00020296 | -0.00097047 | 0 | 0.00022651 | 0.00011415 | 0 | 0 | 2.1781e-05 | 0.00049878 | -0.0021456 | 0.00020296 | 0.00032903 | 8.2413e-05 | 0.00026802 | 8.2413e-05 | 0.00011415 | 0.00022925 | 0.00011415 | 0 | 1.6398e-05 | 1.3975e-05 | 9.971e-05 | 7.7767e-05 | 8.4548e-05 | 0.00054472 | 0.0005013 | 0.00051516 | 0.00051516 | 0.00011415 | 0.00011415 | 0.00011415 | 0.00011416 | 0.00011415 | 0.00011415 | 9.1034e-05 | 6.9679e-05 | 5.9002e-05 | 5.3546e-05 | 0.00022929 | 0.00011415 | 0.00011415 | 0.00011415 | 0.00011415 | 2.6738e-06 | 2.4849e-05 | 5.2995e-05 | 6.9294e-05 | 9.2274e-05 | 9.0196e-05 | 8.3189e-05 | 7.9939e-05 | 8.612e-05 | 0.00010244 | 0.00019881 | 0.00019881
04/26 05:00:00 | 4 | 26 | 5 | 2765 | WE | 0 | 0.00020923 | 0.00020923 | 7.3458e-07 | 7.5106e-05 | 0.00021796 | 0.00011415 | 0 | 0 | 6.5342e-05 | 0.00046232 | 0.00076084 | 0.00020923 | 0.00032565 | 8.158e-05 | 0.0002635 | 8.158e-05 | 0.00011415 | 0.00022925 | 0.00011415 | 0 | 1.6398e-05 | 1.3975e-05 | 9.8941e-05 | 8.0526e-05 | 8.6217e-05 | 0.00054079 | 0.00051829 | 0.00052547 | 0.00052547 | 0.00011415 | 0.00011415 | 0.00011415 | 0.00011416 | 0.00011415 | 0.00011415 | 9.1034e-05 | 8.4051e-05 | 6.7636e-05 | 5.9249e-05 | 0.00022929 | 0.00011415 | 0.00011415 | 0.00011415 | 0.00011415 | 2.6738e-06 | 3.4085e-05 | 6.1055e-05 | 7.6674e-05 | 9.2295e-05 | 9.5508e-05 | 8.5939e-05 | 8.1501e-05 | 8.6026e-05 | 0.00010275 | 0.00021168 | 0.00021168
04/26 06:00:00 | 4 | 26 | 6 | 2766 | WE | 2.3238e-05 | 0.00019251 | 0.00019251 | 2.0776e-06 | 7.8056e-05 | -1.5577e-12 | 0.00011415 | 9.909e-05 | 9.909e-05 | 0.00013613 | 0.00042462 | 0.0028001 | 0.00019251 | 0.00029197 | 8.8117e-05 | 0.00023419 | 8.8117e-05 | 0.00011415 | 5.7313e-05 | 0.00011415 | 2.5432e-06 | 1.6398e-05 | 1.4769e-05 | 9.9786e-05 | 8.6514e-05 | 9.0615e-05 | 0.00053126 | 0.00053718 | 0.00053529 | 0.00053529 | 0.00011415 | 0.00011415 | 0.00011415 | 0.00011416 | 0.00011415 | 0.00011415 | 9.1034e-05 | 0.00011319 | 8.0856e-05 | 6.4334e-05 | 3.9149e-05 | 0.00011415 | 0.00011415 | 0.00011415 | 0.00011415 | 1.6325e-05 | 5.2473e-05 | 7.2257e-05 | 8.3713e-05 | 8.7544e-05 | 0.00010022 | 7.9565e-05 | 6.9987e-05 | 8.1935e-05 | 0.00010275 | 0.00019999 | 0.00019999
04/26 07:00:00 | 4 | 26 | 7 | 2767 | WE | 0.00012564 | 0.00021893 | 0.00021893 | 9.6545e-06 | 0.00016865 | 7.5442e-14 | 0.00011415 | 0.00049614 | 0.00049614 | 0.00015247 | -0.00077955 | 0.0032937 | 0.00021893 | -6.297e-05 | 0.00010137 | 0.00025696 | 0.00010137 | 0.00011415 | 0 | 0.00011415 | 1.1369e-05 | 1.6398e-05 | 1.4769e-05 | 9.5593e-05 | 0.00010145 | 9.9643e-05 | 0.00049987 | 0.0006229 | 0.00058364 | 0.00058364 | 0.00011415 | 0.00011415 | 0.00011415 | 0.00011416 | 0.00011415 | 0.00011415 | 9.1034e-05 | 0.00012753 | 8.9571e-05 | 7.0176e-05 | 0 | 0.00011415 | 0.00011415 | 0.00011415 | 0.00011415 | 6.7564e-05 | 9.4355e-05 | 9.3619e-05 | 9.3193e-05 | 8.6487e-05 | 0.0001079 | 8.133e-05 | 6.9005e-05 | 8.4724e-05 | 0.00010265 | 0.00019318 | 0.00019318
04/26 08:00:00 | 4 | 26 | 8 | 2768 | WE | 0.00022787 | 0.00021185 | 0.00021185 | 0.0010547 | 0.00018792 | 4.7973e-13 | 0.00011415 | 0.00078979 | 0.00078979 | 0.00013613 | -0.00046023 | 0.003116 | 0.00021185 | 7.4541e-05 | 0.000114 | 0.00024217 | 0.000114 | 0.00011415 | 0 | 0.00011415 | 2.027e-05 | 1.6398e-05 | 1.4769e-05 | 9.567e-05 | 0.00010394 | 0.00010138 | -9.7616e-05 | 2.7736e-08 | -3.1126e-05 | -3.1126e-05 | 0.00011415 | 0.00011415 | 0.00011415 | 0.00011416 | 0.00011415 | 0.00011415 | 9.1034e-05 | 0.00014105 | 9.65e-05 | 7.3736e-05 | 0 | 0.00011415 | 0.00011415 | 0.00011415 | 0.00011415 | 0.00011773 | 0.00015276 | 0.00011925 | 9.9849e-05 | 8.6465e-05 | 0.00011334 | 8.3719e-05 | 6.998e-05 | 8.6008e-05 | 0.00012538 | 0.00019063 | 0.00019063
04/26 09:00:00 | 4 | 26 | 9 | 2769 | WE | 0.00032096 | 0.0002411 | 0.0002411 | -0.00091461 | 0.00024857 | 1.5523e-12 | 0.00011415 | 0.00044748 | 0.00044748 | 5.9897e-05 | -0.00022297 | 0.0027172 | 0.0002411 | 0.00025195 | 0.00011567 | 0.0002783 | 0.00011567 | 0.00011415 | 0 | 0.00011415 | 2.6102e-05 | 1.6398e-05 | 1.4769e-05 | 9.645e-05 | 0.00010405 | 0.0001017 | -0.00010091 | 1.465e-08 | -3.2186e-05 | -3.2186e-05 | 0.00011415 | 0.00011415 | 0.00011415 | 0.00011416 | 0.00011415 | 0.00011415 | 9.1034e-05 | 0.00014285 | 9.7577e-05 | 7.4447e-05 | 0 | 0.00011415 | 0.00011415 | 0.00011415 | 0.00011415 | 0.00016823 | 0.00018807 | 0.00013393 | 0.00010258 | 8.6424e-05 | 0.00011384 | 8.4012e-05 | 7.0175e-05 | 8.6159e-05 | 0.00011815 | 0.00017458 | 0.00017458
04/26 10:00:00 | 4 | 26 | 10 | 2770 | WE | 0.00040406 | 0.00025494 | 0.00025494 | 0.00093764 | 0.00017272 | 0.00021486 | 0.00011415 | 0.00030594 | 0.00030594 | 4.0839e-05 | -0.00014888 | 0.002324 | 0.00025494 | 0.000403 | 0.00011778 | 0.00030999 | 0.00011778 | 0.00011415 | 0 | 0.00011415 | 2.6174e-05 | 1.6398e-05 | 1.4769e-05 | 9.5979e-05 | 0.0001042 | 0.00010166 | -0.0001011 | 1.6685e-08 | -3.2245e-05 | -3.2245e-05 | 0.00011415 | 0.00011415 | 0.00011415 | 0.00011416 | 0.00011415 | 0.00011415 | 9.1034e-05 | 0.0001438 | 9.7766e-05 | 7.4243e-05 | 0 | 0.00011415 | 0.00011415 | 0.00011415 | 0.00011415 | 0.00020966 | 0.00019175 | 0.00013606 | 0.00010381 | 8.6372e-05 | 0.00011462 | 8.422e-05 | 7.0119e-05 | 8.6266e-05 | 0.00011549 | 0.00015986 | 0.00015986
04/26 11:00:00 | 4 | 26 | 11 | 2771 | WE | 0.00046668 | 0.00019631 | 0.00019631 | 9.2841e-06 | 0.00016918 | 0.00021991 | 0.00011415 | 0 | 0 | 4.0839e-05 | 0.001271 | 0.0019834 | 0.00019631 | 0.00048196 | 0.00012151 | 0.00022628 | 0.00012151 | 0.00011415 | 0 | 0.00011415 | 2.6174e-05 | 1.6398e-05 | 1.4769e-05 | 0.00012426 | 0.00010431 | 0.00011048 | -0.00010338 | 1.9174e-08 | -3.2972e-05 | -3.2972e-05 | 0.00011415 | 0.00011415 | 0.00011415 | 0.00011416 | 0.00011415 | 0.00011415 | 9.1034e-05 | 0.00014429 | 9.6799e-05 | 7.2535e-05 | 0 | 0.00011415 | 0.00011415 | 0.00011415 | 0.00011415 | 0.00023481 | 0.00019375 | 0.00013595 | 0.00010249 | 8.6597e-05 | 0.00011479 | 8.3952e-05 | 6.9651e-05 | 8.6387e-05 | 0.00011399 | 0.00013806 | 0.00013806
04/26 12:00:00 | 4 | 26 | 12 | 2772 | WE | 0.00049511 | 0.00018202 | 0.00018202 | 7.2278e-06 | 0.00016554 | 0.00021998 | 0.00011415 | 0 | 0 | 4.0839e-05 | 0.00075496 | 0.0017372 | 0.00018202 | 0.00037681 | 0.00012155 | 0.00020648 | 0.00012155 | 0.00011415 | 0 | 0.00011415 | 2.6174e-05 | 1.6398e-05 | 1.4769e-05 | 9.5625e-05 | 0.00010423 | 0.00010157 | -0.00010147 | 1.7783e-08 | -3.2361e-05 | -3.2361e-05 | 0.00011415 | 0.00011415 | 0.00011415 | 0.00011416 | 0.00011415 | 0.00011415 | 9.1034e-05 | 0.00014175 | 9.4766e-05 | 7.0757e-05 | 0 | 0.00011415 | 0.00011415 | 0.00011415 | 0.00011415 | 0.0002462 | 0.00019045 | 0.0001335 | 0.00010053 | 8.627e-05 | 0.00011428 | 8.3461e-05 | 6.9164e-05 | 8.6581e-05 | 0.00011254 | 0.00011628 | 0.00011628
04/26 13:00:00 | 4 | 26 | 13 | 2773 | WE | 0.00048917 | 0.00016688 | 0.00016688 | 6.2989e-06 | 0.00016282 | 0.00021627 | 0.00011415 | 0 | 0 | 4.0839e-05 | 0.00055952 | 0.0015341 | 0.00016688 | 0.00032394 | 0.00011748 | 0.00018619 | 0.00011748 | 0.00011415 | 0 | 0.00011415 | 2.6174e-05 | 1.6398e-05 | 1.4769e-05 | 9.9002e-05 | 0.00010878 | 0.00010576 | -0.00010142 | 1.7124e-07 | -3.2241e-05 | -3.2241e-05 | 0.00011415 | 0.00011415 | 0.00011415 | 0.00011416 | 0.00011415 | 0.00011415 | 9.1034e-05 | 0.00013915 | 9.3405e-05 | 7.0029e-05 | 0 | 0.00011415 | 0.00011415 | 0.00011415 | 0.00011415 | 0.00024848 | 0.00018646 | 0.00013144 | 9.9577e-05 | 8.6243e-05 | 0.00011508 | 8.3578e-05 | 6.8965e-05 | 8.6771e-05 | 0.00011133 | 8.1938e-05 | 8.1938e-05
04/26 14:00:00 | 4 | 26 | 14 | 2774 | WE | 0.0004505 | 0.00015801 | 0.00015801 | 6.2328e-06 | 8.0555e-05 | 0.00022375 | 0.00011415 | 0 | 0 | 4.0839e-05 | 0.00048656 | 0.0013584 | 0.00015801 | 0.00030146 | 0.00011631 | 0.00018622 | 0.00011631 | 0.00011415 | 0 | 0.00011415 | 2.6174e-05 | 1.6398e-05 | 1.4769e-05 | 0.00010023 | 0.00010774 | 0.00010542 | -0.00010235 | 1.0988e-07 | -3.2581e-05 | -3.2581e-05 | 0.00011415 | 0.00011415 | 0.00011415 | 0.00011416 | 0.00011415 | 0.00011415 | 9.1034e-05 | 0.00013361 | 9.3133e-05 | 7.2451e-05 | 0 | 0.00011415 | 0.00011415 | 0.00011415 | 0.00011415 | 0.00024068 | 0.00017881 | 0.00013054 | 0.00010258 | 8.6226e-05 | 0.00011303 | 8.3381e-05 | 6.9628e-05 | 8.6877e-05 | 0.00011058 | 6.8318e-05 | 6.8318e-05
04/26 15:00:00 | 4 | 26 | 15 | 2775 | WE | 0.00037909 | 0.00014893 | 0.00014893 | 2.9198e-06 | 0.00015939 | 0.00023635 | 0.00011415 | 0 | 0 | 4.0839e-05 | 0.00042336 | 0.0012459 | 0.00014893 | 0.00025342 | 0.00011474 | 0.00016174 | 0.00011474 | 0.00011415 | 0 | 0.00011415 | 2.6174e-05 | 1.6398e-05 | 1.4769e-05 | 0.00010008 | 0.0001039 | 0.00010272 | -0.00010335 | 6.3194e-10 | -3.2973e-05 | -3.2973e-05 | 0.00011415 | 0.00011415 | 0.00011415 | 0.00011416 | 0.00011415 | 0.00011415 | 9.1034e-05 | 0.00013256 | 9.1594e-05 | 7.0664e-05 | 0 | 0.00011415 | 0.00011415 | 0.00011415 | 0.00011415 | 0.00021536 | 0.00017447 | 0.00012674 | 9.9094e-05 | 8.6199e-05 | 0.00011135 | 8.2514e-05 | 6.9139e-05 | 8.6972e-05 | 0.00011003 | 5.1912e-05 | 5.1912e-05
04/26 16:00:00 | 4 | 26 | 16 | 2776 | WE | 0.00029295 | 0.00012275 | 0.00012275 | 0.00081627 | 7.9667e-05 | 0.00024949 | 0.00011415 | 0 | 0 | 4.0839e-05 | 0.00037792 | 0.00112 | 0.00012275 | 0.00021205 | 0.00011582 | 0.00013471 | 0.00011582 | 0.00011415 | 0 | 0.00011415 | 2.6174e-05 | 1.6398e-05 | 1.4769e-05 | 9.535e-05 | 0.00010321 | 0.00010078 | -0.00010428 | -8.7961e-09 | -3.3278e-05 | -3.3278e-05 | 0.00011415 | 0.00011415 | 0.00011415 | 0.00011416 | 0.00011415 | 0.00011415 | 9.1034e-05 | 0.00012705 | 8.7621e-05 | 6.7472e-05 | 0 | 0.00011415 | 0.00011415 | 0.00011415 | 0.00011415 | 0.00017649 | 0.00016507 | 0.00011963 | 9.3321e-05 | 8.6129e-05 | 0.00010944 | 8.1311e-05 | 6.8265e-05 | 8.7067e-05 | 0.00010951 | 3.8217e-05 | 3.8217e-05
04/26 17:00:00 | 4 | 26 | 17 | 2777 | WE | 0.0002033 | 0.00014271 | 0.00014271 | -0.00081131 | 0.00016089 | -2.0051e-12 | 0.00011415 | 0.00094605 | 0.00094605 | 7.0788e-05 | -0.00071532 | 0.0010849 | 0.00014271 | -6.9523e-06 | 0.00012479 | 0.00014471 | 0.00012479 | 0.00011415 | 0 | 0.00011415 | 2.1679e-05 | 1.6398e-05 | 1.4769e-05 | 9.5554e-05 | 0.00010088 | 9.9236e-05 | -9.4462e-05 | -1.0507e-08 | -3.0146e-05 | -3.0146e-05 | 0.00011415 | 0.00011415 | 0.00011415 | 0.00011416 | 0.00011415 | 0.00011415 | 9.1034e-05 | 0.0001149 | 8.0897e-05 | 6.3525e-05 | 0 | 0.00011415 | 0.00011415 | 0.00011415 | 0.00011415 | 0.00013014 | 0.0001312 | 0.00010284 | 8.642e-05 | 8.6122e-05 | 0.0001046 | 7.9039e-05 | 6.7184e-05 | 8.6555e-05 | 0.00010752 | 3.6494e-05 | 3.6494e-05
04/26 18:00:00 | 4 | 26 | 18 | 2778 | WE | 0.00010721 | 0.00015276 | 0.00015276 | 8.6404e-06 | 0.00011936 | -7.5459e-13 | 0.00011415 | 0.00078299 | 0.00078299 | 0.00015247 | -0.00046979 | 0.0010532 | 0.00015276 | 0.00011879 | 0.00013881 | 0.00015922 | 0.00013881 | 0.00011415 | 0 | 0.00011415 | 1.2882e-05 | 1.6398e-05 | 1.4769e-05 | 9.5022e-05 | 9.9616e-05 | 9.8196e-05 | -9.2459e-05 | -1.6523e-08 | -2.9511e-05 | -2.9511e-05 | 0.00011415 | 0.00011415 | 0.00011415 | 0.00011416 | 0.00011415 | 0.00011415 | 9.1034e-05 | 0.00010937 | 7.7361e-05 | 6.1008e-05 | 0 | 0.00011415 | 0.00011415 | 0.00011415 | 0.00011415 | 8.0101e-05 | 9.0161e-05 | 8.463e-05 | 8.1427e-05 | 8.6128e-05 | 0.00010218 | 7.7801e-05 | 6.6495e-05 | 8.6525e-05 | 0.00010785 | 3.5368e-05 | 3.5368e-05
04/26 19:00:00 | 4 | 26 | 19 | 2779 | WE | 1.534e-05 | 0.00017414 | 0.00017414 | 0.00023459 | 0.00015491 | -3.8268e-13 | 0.00011415 | 0.00038552 | 0.00038552 | 0.00021236 | -0.00022688 | 0.00099762 | 0.00017414 | 0.00024339 | 0.00014748 | 0.00017615 | 0.00014748 | 0.00011415 | 0 | 0.00011415 | 4.7117e-06 | 1.6398e-05 | 1.4769e-05 | 0.00010603 | 9.79e-05 | 0.00010041 | -9.3288e-05 | -1.3635e-08 | -2.9773e-05 | -2.9773e-05 | 0.00011415 | 0.00011415 | 0.00011415 | 0.00011415 | 0.00011415 | 0.00011415 | 9.1034e-05 | 0.0001025 | 7.4984e-05 | 6.0927e-05 | 0 | 0.00011415 | 0.00011415 | 0.00011415 | 0.00011415 | 3.2032e-05 | 5.6399e-05 | 7.1209e-05 | 7.9785e-05 | 8.6251e-05 | 9.9025e-05 | 7.6787e-05 | 6.6473e-05 | 8.6483e-05 | 9.8902e-05 | 4.5886e-05 | 4.5886e-05
04/26 20:00:00 | 4 | 26 | 20 | 2780 | WE | 0 | 0.00015971 | 0.00015971 | 0.00081552 | 0.0001843 | -2.8567e-13 | 0.00011415 | 0 | 0 | 0.00028587 | -0.00011893 | 0.00090046 | 0.00015971 | 0.00019326 | 0.0001514 | 0.00014738 | 0.0001514 | 0.00011415 | 0.00022925 | 0.00011415 | 0 | 1.6398e-05 | 1.4769e-05 | 0.00010447 | 9.5116e-05 | 9.8007e-05 | -9.2346e-05 | 1.7543e-09 | -2.9462e-05 | -2.9462e-05 | 0.00011415 | 0.00011415 | 0.00011415 | 0.00011415 | 0.00011415 | 0.00011415 | 9.1034e-05 | 9.0849e-05 | 6.9112e-05 | 5.8004e-05 | 0.00022929 | 0.00011415 | 0.00011415 | 0.00011415 | 0.00011415 | 2.6738e-06 | 3.7324e-05 | 6.1224e-05 | 7.5064e-05 | 9.1946e-05 | 0.00010262 | 8.7961e-05 | 8.116e-05 | 8.6386e-05 | 9.8271e-05 | 5.7874e-05 | 5.7874e-05
04/26 21:00:00 | 4 | 26 | 21 | 2781 | WE | 0 | 0.00015166 | 0.00015166 | 9.6392e-06 | 0.00012558 | 0 | 0.00011415 | 0 | 0 | 0.00034305 | -7.2663e-05 | 0.00075496 | 0.00015166 | 0.00018091 | 0.00015248 | 0.00014426 | 0.00015248 | 0.00011415 | 0.00022925 | 0.00011415 | 0 | 1.6398e-05 | 1.4769e-05 | 9.8332e-05 | 7.8873e-05 | 8.4886e-05 | -6.8585e-05 | 5.6244e-09 | -2.1879e-05 | -2.1879e-05 | 0.00011415 | 0.00011415 | 0.00011415 | 0.00011416 | 0.00011415 | 0.00011415 | 9.1034e-05 | 7.192e-05 | 6.0961e-05 | 5.5362e-05 | 0.00022929 | 0.00011415 | 0.00011415 | 0.00011415 | 0.00011415 | 2.6738e-06 | 2.9495e-05 | 5.6187e-05 | 7.1643e-05 | 9.1951e-05 | 9.1195e-05 | 8.3845e-05 | 8.0436e-05 | 8.7197e-05 | 9.8505e-05 | 7.8775e-05 | 7.8775e-05
04/26 22:00:00 | 4 | 26 | 22 | 2782 | WE | 0 | 0.00015606 | 0.00015606 | 8.1151e-06 | 0.00016375 | 2.0697e-12 | 0.00011415 | 0 | 0 | 0.00034849 | -4.9983e-05 | 0.00053442 | 0.00015606 | 0.00018406 | 0.00014889 | 0.00015121 | 0.00014889 | 0.00011415 | 0.00022925 | 0.00011415 | 0 | 1.6398e-05 | 1.3975e-05 | 8.9373e-05 | 7.7942e-05 | 8.1475e-05 | -6.18e-05 | 2.4676e-05 | -2.915e-06 | -2.915e-06 | 0.00011415 | 0.00011415 | 0.00011415 | 0.00011416 | 0.00011415 | 0.00011415 | 9.1034e-05 | 6.8193e-05 | 5.8822e-05 | 5.4034e-05 | 0.00022929 | 0.00011415 | 0.00011415 | 0.00011415 | 0.00011415 | 2.6738e-06 | 2.591e-05 | 5.3784e-05 | 6.9926e-05 | 9.1894e-05 | 8.9761e-05 | 8.3143e-05 | 8.0073e-05 | 8.6968e-05 | 9.9831e-05 | 9.4373e-05 | 9.4373e-05
04/26 23:00:00 | 4 | 26 | 23 | 2783 | WE | 0 | 0.000134 | 0.000134 | 2.8142e-06 | 0.00015925 | 7.9772e-13 | 0.00011415 | 0 | 0 | 0.00023959 | 0.0010178 | -0.0016577 | 0.000134 | 0.00032772 | 0.00013992 | 0.00012792 | 0.00013992 | 0.00011415 | 0.00022925 | 0.00011415 | 0 | 1.6398e-05 | 1.3975e-05 | 0.00011807 | 7.7813e-05 | 9.0252e-05 | -6.344e-05 | 3.3714e-05 | 2.7167e-06 | 2.7167e-06 | 0.00011415 | 0.00011415 | 0.00011415 | 0.00011416 | 0.00011415 | 0.00011415 | 9.1034e-05 | 6.8114e-05 | 5.8122e-05 | 5.3017e-05 | 0.00022929 | 0.00011415 | 0.00011415 | 0.00011415 | 0.00011415 | 2.6738e-06 | 2.5458e-05 | 5.2785e-05 | 6.8609e-05 | 9.2182e-05 | 8.97e-05 | 8.2933e-05 | 7.9794e-05 | 8.6888e-05 | 0.00010045 | 0.00010345 | 0.00010345
04/26 24:00:00 | 4 | 26 | 24 | 2784 | WE | 0 | 9.661e-05 | 9.661e-05 | 4.0052e-06 | 7.7957e-05 | -1.3906e-12 | 0.00011415 | 0 | 0 | 0.00013341 | 0.00058395 | 0 | 9.661e-05 | 0.00017473 | 0.00012686 | 9.3825e-05 | 0.00012686 | 0.00011415 | 0.00022925 | 0.00011415 | 0 | 1.6398e-05 | 1.3975e-05 | 8.8972e-05 | 7.7802e-05 | 8.1254e-05 | -6.0024e-05 | 3.3844e-05 | 3.895e-06 | 3.895e-06 | 0.00011415 | 0.00011415 | 0.00011415 | 0.00011416 | 0.00011415 | 0.00011415 | 9.1034e-05 | 6.7729e-05 | 5.9644e-05 | 5.5513e-05 | 0.00022929 | 0.00011415 | 0.00011415 | 0.00011415 | 0.00011415 | 2.6738e-06 | 2.3262e-05 | 5.4025e-05 | 7.184e-05 | 9.1908e-05 | 8.9584e-05 | 8.3363e-05 | 8.0478e-05 | 8.6851e-05 | 0.0001008 | 0.00010701 | 0.00010701
04/27 01:00:00 | 4 | 27 | 1 | 2785 | WD | 0 | 6.0025e-05 | 6.0025e-05 | 0 | 7.5327e-05 | 0.00025245 | 0.00011415 | 0 | 0 | 5.4452e-05 | 0.00040368 | -0.0060301 | 6.0025e-05 | 1.0537e-05 | 9.19e-05 | 5.1187e-05 | 9.19e-05 | 0.00011415 | 0.00022925 | 0.00011415 | 0 | 6.5591e-05 | 0.0001118 | 8.5944e-05 | 7.7624e-05 | 8.0195e-05 | -6.774e-06 | 3.3807e-05 | 2.0859e-05 | 2.0859e-05 | 0.00011415 | 0.00011415 | 0.00011415 | 0.00011416 | 0.00011415 | 0.00011415 | 3.6463e-05 | 6.7924e-05 | 5.8637e-05 | 5.3892e-05 | 0.00022929 | 0.00011415 | 0.00011415 | 0.00011415 | 0.00011415 | 1.2032e-06 | 2.437e-05 | 5.3103e-05 | 6.9742e-05 | 6.7109e-05 | 8.9664e-05 | 8.3085e-05 | 8.0034e-05 | 9.3409e-05 | 0.00010114 | 0.000115 | 0.000115
04/27 02:00:00 | 4 | 27 | 2 | 2786 | WD | 0 | 7.7138e-05 | 7.7138e-05 | 5.247e-07 | 0 | 0.00023244 | 0.00011415 | 0 | 0 | 2.1781e-05 | 0.00038363 | -0.0055497 | 7.7138e-05 | 7.7156e-05 | 8.5656e-05 | 8.8224e-05 | 8.5656e-05 | 0.00011415 | 0.00022925 | 0.00011415 | 0 | 6.5591e-05 | 0.0001118 | 8.6564e-05 | 7.7537e-05 | 8.0327e-05 | 1.0203e-05 | 3.3401e-05 | 2.5999e-05 | 2.5999e-05 | 0.00011415 | 0.00011415 | 0.00011415 | 0.00011416 | 0.00011415 | 0.00011415 | 3.6473e-05 | 6.819e-05 | 6.0618e-05 | 5.6748e-05 | 0.00022929 | 0.00011415 | 0.00011415 | 0.00011415 | 0.00011415 | 1.23e-06 | 2.5894e-05 | 5.6002e-05 | 7.3438e-05 | 6.5817e-05 | 8.9719e-05 | 8.3637e-05 | 8.0816e-05 | 9.3192e-05 | 0.00010146 | 0.0001298 | 0.0001298
04/27 03:00:00 | 4 | 27 | 3 | 2787 | WD | 0 | 0.00010234 | 0.00010234 | 3.0329e-07 | 7.4292e-05 | 0.00022975 | 0.00011415 | 0 | 0 | 2.1781e-05 | 0.00041966 | -0.005437 | 0.00010234 | 0.00012647 | 8.3946e-05 | 0.00011325 | 8.3946e-05 | 0.00011415 | 0.00022925 | 0.00011415 | 0 | 6.5591e-05 | 0.0001118 | 8.7474e-05 | 7.7522e-05 | 8.0598e-05 | 1.2749e-05 | 3.3758e-05 | 2.7055e-05 | 2.7055e-05 | 0.00011415 | 0.00011415 | 0.00011415 | 0.00011416 | 0.00011415 | 0.00011415 | 4.5596e-05 | 6.8975e-05 | 6.1912e-05 | 5.8304e-05 | 0.00022929 | 0.00011415 | 0.00011415 | 0.00011415 | 0.00011415 | 1.5508e-06 | 3.0373e-05 | 5.892e-05 | 7.5451e-05 | 7.1199e-05 | 8.9953e-05 | 8.4002e-05 | 8.1242e-05 | 9.3054e-05 | 0.00010167 | 0.00012982 | 0.00012982
04/27 04:00:00 | 4 | 27 | 4 | 2788 | WD | 0 | 0.0001073 | 0.0001073 | 0 | 0 | 0.00022651 | 0.00011415 | 0 | 0 | 2.1781e-05 | 0.00039645 | -0.002718 | 0.0001073 | 0.00016007 | 8.2211e-05 | 0.00013188 | 8.2211e-05 | 0.00011415 | 0.00022925 | 0.00011415 | 0 | 6.5591e-05 | 0.0001118 | 0.00010018 | 7.751e-05 | 8.4516e-05 | 1.4689e-05 | 3.3853e-05 | 2.7739e-05 | 2.7739e-05 | 0.00011415 | 0.00011415 | 0.00011415 | 0.00011416 | 0.00011415 | 0.00011415 | 5.4768e-05 | 7.0282e-05 | 7.6832e-05 | 8.0178e-05 | 0.00022929 | 0.00011415 | 0.00011415 | 0.00011415 | 0.00011415 | 2.0054e-06 | 3.7834e-05 | 7.9583e-05 | 0.00010376 | 7.674e-05 | 9.0344e-05 | 8.8247e-05 | 8.7275e-05 | 9.2906e-05 | 0.00010179 | 0.00011331 | 0.00011331
04/27 05:00:00 | 4 | 27 | 5 | 2789 | WD | 0 | 0.00011215 | 0.00011215 | 5.1302e-07 | 7.4967e-05 | 0.00021796 | 0.00011415 | 0 | 0 | 6.5342e-05 | 0.00036754 | 0.00043086 | 0.00011215 | 0.00015663 | 8.1198e-05 | 0.00012542 | 8.1198e-05 | 0.00011415 | 0.00022925 | 0.00011415 | 0 | 6.5591e-05 | 0.0001118 | 0.00010348 | 8.17e-05 | 8.8432e-05 | 1.6456e-05 | 3.3882e-05 | 2.8322e-05 | 2.8322e-05 | 0.00011415 | 0.00011415 | 0.00011415 | 0.00011416 | 0.00011415 | 0.00011415 | 9.1181e-05 | 9.299e-05 | 0.0001022 | 0.0001069 | 0.00022929 | 0.00011415 | 0.00011415 | 0.00011415 | 0.00011415 | 3.0749e-06 | 6.2531e-05 | 0.00011054 | 0.00013835 | 9.5567e-05 | 9.8666e-05 | 9.5886e-05 | 9.4597e-05 | 9.2807e-05 | 0.00010165 | 8.4996e-05 | 8.4996e-05
04/27 06:00:00 | 4 | 27 | 6 | 2790 | WD | 2.26e-05 | 0.00010707 | 0.00010707 | 1.5229e-06 | 7.7615e-05 | -1.5577e-12 | 0.00011415 | 0.00010154 | 0.00010154 | 0.00013613 | 0.00034028 | 0.0025294 | 0.00010707 | 0.00014398 | 8.7512e-05 | 0.00011276 | 8.7512e-05 | 0.00011415 | 5.7313e-05 | 0.00011415 | 1.0424e-05 | 6.5591e-05 | 0.0001126 | 0.00010903 | 8.7678e-05 | 9.4277e-05 | -3.2313e-06 | 8.6364e-06 | 4.8499e-06 | 4.8499e-06 | 0.00011415 | 0.00011415 | 0.00011415 | 0.00011416 | 0.00011415 | 0.00011415 | 0.00012828 | 0.00012374 | 0.00013029 | 0.00013363 | 3.9149e-05 | 0.00011415 | 0.00011415 | 0.00011415 | 0.00011415 | 2.5688e-05 | 9.6555e-05 | 0.00014554 | 0.00017391 | 0.00011011 | 0.00010583 | 9.4545e-05 | 8.9312e-05 | 8.8235e-05 | 0.0001229 | 0.00067063 | 0.00067063
04/27 07:00:00 | 4 | 27 | 7 | 2791 | WD | 0.00012448 | 0.00013712 | 0.00013712 | 7.3841e-06 | 0.00016643 | 7.5464e-14 | 0.00011415 | 0.00051119 | 0.00051119 | 0.00015247 | -0.00096535 | 0.003088 | 0.00013712 | -9.5473e-05 | 9.9871e-05 | 0.00014116 | 9.9871e-05 | 0.00011415 | 0 | 0.00011415 | 4.6857e-05 | 6.5591e-05 | 0.0001126 | 0.00010763 | 0.00010249 | 0.00010408 | -8.9594e-06 | 1.4826e-07 | -2.7576e-06 | -2.7576e-06 | 0.00011415 | 0.00011415 | 0.00011415 | 0.00011416 | 0.00011415 | 0.00011415 | 0.000149 | 0.00014024 | 0.00018893 | 0.00021381 | 0 | 0.00011415 | 0.00011415 | 0.00011415 | 0.00011415 | 0.00011822 | 0.0001512 | 0.00014838 | 0.00014675 | 0.00012126 | 0.00011436 | 0.00011692 | 0.00011811 | 9.4147e-05 | 0.0001158 | 0.00068197 | 0.00068197
04/27 08:00:00 | 4 | 27 | 8 | 2792 | WD | 0.00022233 | 0.00012799 | 0.00012799 | 0.00067639 | 0.00017097 | 4.7973e-13 | 0.00011415 | 0.00080183 | 0.00080183 | 0.00013613 | -0.00041419 | 0.0029874 | 0.00012799 | 2.9296e-05 | 0.00011103 | 0.00012598 | 0.00011103 | 0.00011415 | 0 | 0.00011415 | 0.00020579 | 0.00016398 | 0.0001685 | 0.00011149 | 0.00010492 | 0.00010695 | -9.4794e-06 | 6.1067e-08 | -2.9829e-06 | -2.9829e-06 | 0.00011415 | 0.00011415 | 0.00011415 | 0.00011416 | 0.00011415 | 0.00011415 | 0.00016895 | 0.00015337 | 0.00019337 | 0.00021381 | 0 | 0.00011415 | 0.00011415 | 0.00011415 | 0.00011415 | 0.00022881 | 0.0002117 | 0.00017454 | 0.00015302 | 0.00013629 | 0.00011962 | 0.00014605 | 0.00015831 | 9.4354e-05 | 0.00011338 | 0.00053321 | 0.00053321
04/27 09:00:00 | 4 | 27 | 9 | 2793 | WD | 0.00030919 | 0.00013734 | 0.00013734 | 0.00037791 | 0.00017212 | 1.5523e-12 | 0.00011415 | 0.00044783 | 0.00044783 | 5.9897e-05 | -0.00021476 | 0.0026618 | 0.00013734 | 0.00012664 | 0.00011108 | 0.00014309 | 0.00011108 | 0.00011415 | 0 | 0.00011415 | 0.0004702 | 0.00029516 | 0.0002244 | 0.00011552 | 0.00010523 | 0.00010841 | -9.1684e-06 | 4.0827e-08 | -2.8974e-06 | -2.8974e-06 | 0.00011415 | 0.00011415 | 0.00011415 | 0.00011416 | 0.00011415 | 0.00011415 | 0.0001871 | 0.00015456 | 0.00019377 | 0.00021381 | 0 | 0.00011415 | 0.00011415 | 0.00011415 | 0.00011415 | 0.00035246 | 0.00024621 | 0.00019068 | 0.00015853 | 0.00014701 | 0.00012037 | 0.00015133 | 0.00016569 | 9.4957e-05 | 0.00011149 | 0.00042942 | 0.00042942
04/27 10:00:00 | 4 | 27 | 10 | 2794 | WD | 0.00038815 | 0.00016468 | 0.00016468 | -0.0010178 | 0.00020818 | 0.00021486 | 0.00011415 | 0.00030594 | 0.00030594 | 4.0839e-05 | -0.00016465 | 0.0023058 | 0.00016468 | 0.00023564 | 0.00011156 | 0.00017746 | 0.00011156 | 0.00011415 | 0 | 0.00011415 | 0.00047113 | 0.00029516 | 0.0002244 | 0.00011691 | 0.00010563 | 0.00010912 | -8.6541e-06 | 2.0435e-08 | -2.7472e-06 | -2.7472e-06 | 0.00011415 | 0.00011415 | 0.00011415 | 0.00011416 | 0.00011415 | 0.00011415 | 0.00018706 | 0.00015413 | 0.00019363 | 0.00021381 | 0 | 0.00011415 | 0.00011415 | 0.00011415 | 0.00011415 | 0.00043706 | 0.00024653 | 0.00019388 | 0.00016339 | 0.00014836 | 0.00012036 | 0.00015031 | 0.00016421 | 9.5126e-05 | 0.00011012 | 0.00035839 | 0.00035839
04/27 11:00:00 | 4 | 27 | 11 | 2795 | WD | 0.00045048 | 0.00011801 | 0.00011801 | 0.00028982 | 0.00012728 | 0.00021991 | 0.00011415 | 0 | 0 | 4.0839e-05 | 0.001077 | 0.0020168 | 0.00011801 | 0.0003129 | 0.00011463 | 0.00012258 | 0.00011463 | 0.00011415 | 0 | 0.00011415 | 0.00047113 | 0.00029516 | 0.0002244 | 0.00014475 | 0.00010564 | 0.00011773 | -8.0066e-06 | -3.525e-10 | -2.5548e-06 | -2.5548e-06 | 0.00011415 | 0.00011415 | 0.00011415 | 0.00011416 | 0.00011415 | 0.00011415 | 0.000187 | 0.00015348 | 0.00019341 | 0.00021381 | 0 | 0.00011415 | 0.00011415 | 0.00011415 | 0.00011415 | 0.00048853 | 0.00024632 | 0.00019605 | 0.00016694 | 0.00014856 | 0.00012015 | 0.00015178 | 0.00016645 | 9.5221e-05 | 0.00010899 | 0.00030821 | 0.00030821
04/27 12:00:00 | 4 | 27 | 12 | 2796 | WD | 0.00048356 | 0.00012541 | 0.00012541 | 0.00073673 | 0.00016309 | 0.00021998 | 0.00011415 | 0 | 0 | 4.0839e-05 | 0.00070738 | 0.0017648 | 0.00012541 | 0.00026195 | 0.00011458 | 0.00012773 | 0.00011458 | 0.00011415 | 0 | 0.00011415 | 0.00047113 | 0.00029516 | 0.0002244 | 0.00011748 | 0.00010561 | 0.00010928 | -6.694e-06 | 2.1535e-09 | -2.1343e-06 | -2.1343e-06 | 0.00011415 | 0.00011415 | 0.00011415 | 0.00011416 | 0.00011415 | 0.00011415 | 0.00018694 | 0.0001532 | 0.00019331 | 0.00021381 | 0 | 0.00011415 | 0.00011415 | 0.00011415 | 0.00011415 | 0.00051167 | 0.00024586 | 0.00023981 | 0.0002363 | 0.00014826 | 0.00012005 | 0.00015516 | 0.00017144 | 9.5178e-05 | 0.0001085 | 0.00028343 | 0.00028343
04/27 13:00:00 | 4 | 27 | 13 | 2797 | WD | 0.00048386 | 0.00012753 | 0.00012753 | 5.8777e-06 | 0.0001607 | 0.00021627 | 0.00011415 | 0 | 0 | 4.0839e-05 | 0.00052472 | 0.0015566 | 0.00012753 | 0.00023874 | 0.00011115 | 0.00013183 | 0.00011115 | 0.00011415 | 0 | 0.00011415 | 0.00047113 | 0.00029516 | 0.0002244 | 0.00011835 | 0.00010975 | 0.00011241 | -5.8211e-06 | -5.3407e-09 | -1.8609e-06 | -1.8609e-06 | 0.00011415 | 0.00011415 | 0.00011415 | 0.00011416 | 0.00011415 | 0.00011415 | 0.00018653 | 0.00015279 | 0.00019317 | 0.00021381 | 0 | 0.00011415 | 0.00011415 | 0.00011415 | 0.00011415 | 0.00051465 | 0.00024525 | 0.00023976 | 0.00023658 | 0.00014657 | 0.00012138 | 0.00015351 | 0.00016842 | 9.5146e-05 | 0.00010825 | 0.00025634 | 0.00025634
04/27 14:00:00 | 4 | 27 | 14 | 2798 | WD | 0.00045014 | 0.00011845 | 0.00011845 | 3.3922e-06 | 7.9665e-05 | 0.00022375 | 0.00011415 | 0 | 0 | 4.0839e-05 | 0.00043616 | 0.0013487 | 0.00011845 | 0.00022382 | 0.00011051 | 0.00013126 | 0.00011051 | 0.00011415 | 0 | 0.00011415 | 0.00047113 | 0.00029516 | 0.0002244 | 0.00011798 | 0.0001092 | 0.00011191 | -5.5078e-06 | -6.0125e-09 | -1.7614e-06 | -1.7614e-06 | 0.00011415 | 0.00011415 | 0.00011415 | 0.00011416 | 0.00011415 | 0.00011415 | 0.00018548 | 0.00015218 | 0.00019297 | 0.00021381 | 0 | 0.00011415 | 0.00011415 | 0.00011415 | 0.00011415 | 0.00049486 | 0.00024314 | 0.00023813 | 0.00023524 | 0.00014589 | 0.000121 | 0.00015098 | 0.00016488 | 9.512e-05 | 0.00010823 | 0.000239 | 0.000239
04/27 15:00:00 | 4 | 27 | 15 | 2799 | WD | 0.00038541 | 0.00011384 | 0.00011384 | 5.32e-06 | 8.431e-05 | 0.00023635 | 0.00011415 | 0 | 0 | 4.0839e-05 | 0.0003787 | 0.0011956 | 0.00011384 | 0.0002076 | 0.00010956 | 0.00012421 | 0.00010956 | 0.00011415 | 0 | 0.00011415 | 0.00047113 | 0.00029516 | 0.0002244 | 0.00011454 | 0.00010513 | 0.00010804 | -5.1771e-06 | -1.1439e-09 | -1.6525e-06 | -1.6525e-06 | 0.00011415 | 0.00011415 | 0.00011415 | 0.00011416 | 0.00011415 | 0.00011415 | 0.00016661 | 0.00015069 | 0.00019246 | 0.00021381 | 0 | 0.00011415 | 0.00011415 | 0.00011415 | 0.00011415 | 0.00040006 | 0.00023592 | 0.00019075 | 0.00016458 | 0.00013405 | 0.00011912 | 0.00015035 | 0.00016484 | 9.5114e-05 | 0.00010828 | 0.00022812 | 0.00022812
04/27 16:00:00 | 4 | 27 | 16 | 2800 | WD | 0.0003022 | 0.00012631 | 0.00012631 | 2.6705e-06 | 0.00015241 | 0.00024949 | 0.00011415 | 0 | 0 | 4.0839e-05 | 0.0003674 | 0.0010033 | 0.00012631 | 0.0002094 | 0.00011092 | 0.00012982 | 0.00011092 | 0.00011415 | 0 | 0.00011415 | 0.00047113 | 0.00029516 | 0.0002244 | 0.00010577 | 0.00010445 | 0.00010486 | -4.8943e-06 | 1.8742e-07 | -1.4339e-06 | -1.4339e-06 | 0.00011415 | 0.00011415 | 0.00011415 | 0.00011416 | 0.00011415 | 0.00011415 | 0.00014779 | 0.00014413 | 0.00015206 | 0.00015611 | 0 | 0.00011415 | 0.00011415 | 0.00011415 | 0.00011415 | 0.00028947 | 0.00021408 | 0.00015241 | 0.00011669 | 0.00012293 | 0.00011691 | 0.00014047 | 0.0001514 | 8.7519e-05 | 0.00010896 | 0.00027064 | 0.00027064
04/27 17:00:00 | 4 | 27 | 17 | 2801 | WD | 0.00021536 | 0.00014991 | 0.00014991 | 0.0010054 | 7.9567e-05 | -2.0051e-12 | 0.00011415 | 0.00095813 | 0.00095813 | 7.0788e-05 | -0.00089879 | 0.00082961 | 0.00014991 | 1.9365e-06 | 0.00012 | 0.00016823 | 0.00012 | 0.00011415 | 0 | 0.00011415 | 0.00039521 | 0.00029516 | 0.0002244 | 0.00010347 | 0.00010632 | 0.00010544 | -4.4408e-06 | 5.966e-07 | -1.0106e-06 | -1.0106e-06 | 0.00011415 | 0.00011415 | 0.00011415 | 0.00011416 | 0.00011415 | 0.00011415 | 0.00012914 | 0.00013924 | 0.00012923 | 0.00012411 | 0 | 0.00011415 | 0.00011415 | 0.00011415 | 0.00011415 | 0.00018921 | 0.00017618 | 0.0001214 | 8.9676e-05 | 0.00011323 | 0.00011612 | 0.00013223 | 0.0001397 | 8.747e-05 | 0.00011004 | 0.00033844 | 0.00033844
04/27 18:00:00 | 4 | 27 | 18 | 2802 | WD | 0.00011163 | 0.000166 | 0.000166 | -0.0010028 | 0.00016202 | -7.5459e-13 | 0.00011415 | 0.00078299 | 0.00078299 | 0.00015247 | -0.00046627 | 0.00077069 | 0.000166 | 0.00016668 | 0.00013406 | 0.00017262 | 0.00013406 | 0.00011415 | 0 | 0.00011415 | 5.1528e-05 | 6.5591e-05 | 0.0001126 | 0.00010422 | 0.00010701 | 0.00010615 | -3.9971e-06 | 6.3641e-07 | -8.4193e-07 | -8.4193e-07 | 0.00011415 | 0.00011415 | 0.00011415 | 0.00011416 | 0.00011415 | 0.00011415 | 0.00012867 | 0.00012817 | 0.00011248 | 0.00010446 | 0 | 0.00011415 | 0.00011415 | 0.00011415 | 0.00011415 | 0.00011414 | 0.00012268 | 9.0819e-05 | 7.2366e-05 | 0.0001116 | 0.00011288 | 0.00010661 | 0.0001037 | 8.7489e-05 | 0.00011049 | 0.00039207 | 0.00039207
04/27 19:00:00 | 4 | 27 | 19 | 2803 | WD | 1.6094e-05 | 0.0001888 | 0.0001888 | 1.0156e-05 | 0.00016481 | -3.8268e-13 | 0.00011415 | 0.00038478 | 0.00038478 | 0.00021236 | -0.00024781 | 0.00065071 | 0.0001888 | 0.00028317 | 0.00014271 | 0.00019654 | 0.00014271 | 0.00011415 | 0 | 0.00011415 | 1.8811e-05 | 6.5591e-05 | 0.0001126 | 0.00011484 | 0.00010776 | 0.00010995 | -3.6967e-06 | 5.13e-07 | -8.3012e-07 | -8.3012e-07 | 0.00011415 | 0.00011415 | 0.00011415 | 0.00011416 | 0.00011415 | 0.00011415 | 0.00011028 | 0.00012002 | 0.00010082 | 9.1006e-05 | 0 | 0.00011415 | 0.00011415 | 0.00011415 | 0.00011415 | 3.9492e-05 | 8.1525e-05 | 6.8184e-05 | 6.0459e-05 | 0.00010214 | 0.00011069 | 0.00010187 | 9.7779e-05 | 8.7578e-05 | 0.00011076 | 0.00038296 | 0.00038296
04/27 20:00:00 | 4 | 27 | 20 | 2804 | WD | 0 | 0.00017254 | 0.00017254 | 1.0562e-05 | 0.0001609 | -2.8565e-13 | 0.00011415 | 0 | 0 | 0.00028587 | -0.00011451 | 0.00056875 | 0.00017254 | 0.00023821 | 0.00014653 | 0.0001702 | 0.00014653 | 0.00011415 | 0.00022925 | 0.00011415 | 0 | 6.5591e-05 | 0.0001126 | 0.00011388 | 0.00010592 | 0.00010838 | -3.4532e-06 | 3.4612e-07 | -8.6607e-07 | -8.6607e-07 | 0.00011415 | 0.00011415 | 0.00011415 | 0.00011416 | 0.00011415 | 0.00011415 | 0.00010984 | 0.00010476 | 8.6009e-05 | 7.6429e-05 | 0.00022929 | 0.00011415 | 0.00011415 | 0.00011415 | 0.00011415 | 4.8306e-06 | 5.9917e-05 | 8.4608e-05 | 9.8906e-05 | 0.00010618 | 0.00011338 | 0.00010558 | 0.00010196 | 8.7593e-05 | 0.00011093 | 0.00042515 | 0.00042515
04/27 21:00:00 | 4 | 27 | 21 | 2805 | WD | 0 | 0.00016532 | 0.00016532 | 9.5973e-06 | 8.63e-05 | 0 | 0.00011415 | 0 | 0 | 0.00034305 | -7.0944e-05 | 0.00046906 | 0.00016532 | 0.00022683 | 0.00014762 | 0.00017065 | 0.00014762 | 0.00011415 | 0.00022925 | 0.00011415 | 0 | 6.5591e-05 | 0.0001126 | 0.00010736 | 9.0923e-05 | 9.6003e-05 | 1.5553e-05 | 1.4122e-07 | 5.0583e-06 | 5.0583e-06 | 0.00011415 | 0.00011415 | 0.00011415 | 0.00011415 | 0.00011415 | 0.00011415 | 0.00010924 | 9.2279e-05 | 7.4921e-05 | 6.6052e-05 | 0.00022929 | 0.00011415 | 0.00011415 | 0.00011415 | 0.00011415 | 3.2016e-06 | 4.5412e-05 | 7.0785e-05 | 8.5478e-05 | 0.00010432 | 0.00010197 | 9.9258e-05 | 9.7999e-05 | 8.8794e-05 | 9.8186e-05 | 0.00044514 | 0.00044514
04/27 22:00:00 | 4 | 27 | 22 | 2806 | WD | 0 | 0.00017418 | 0.00017418 | 0.0010131 | 0.00016137 | 2.0698e-12 | 0.00011415 | 0 | 0 | 0.00034849 | -4.8951e-05 | 0.00031642 | 0.00017418 | 0.00023863 | 0.00014405 | 0.00017838 | 0.00014405 | 0.00011415 | 0.00022925 | 0.00011415 | 0 | 6.5591e-05 | 0.0001118 | 9.8655e-05 | 8.6833e-05 | 9.0486e-05 | 2.2913e-05 | 5.5235e-06 | 1.1072e-05 | 1.1072e-05 | 0.00011415 | 0.00011415 | 0.00011415 | 0.00011415 | 0.00011415 | 0.00011415 | 0.00010883 | 6.9436e-05 | 6.3877e-05 | 6.1037e-05 | 0.00022929 | 0.00011415 | 0.00011415 | 0.00011415 | 0.00011415 | 2.0797e-06 | 3.3003e-05 | 6.2124e-05 | 7.8988e-05 | 0.00010268 | 9.3323e-05 | 9.1178e-05 | 9.0184e-05 | 8.8942e-05 | 9.7822e-05 | 2.5541e-05 | 2.5541e-05
04/27 23:00:00 | 4 | 27 | 23 | 2807 | WD | 0 | 0.00013102 | 0.00013102 | -0.00099383 | 7.8806e-05 | 7.9772e-13 | 0.00011415 | 0 | 0 | 0.00023959 | 0.0010537 | -0.0017963 | 0.00013102 | 0.00034563 | 0.00013614 | 0.00013661 | 0.00013614 | 0.00011415 | 0.00022925 | 0.00011415 | 0 | 6.5591e-05 | 0.0001118 | 0.00012654 | 8.828e-05 | 0.0001001 | 2.3825e-05 | 1.0837e-05 | 1.4981e-05 | 1.4981e-05 | 0.00011415 | 0.00011415 | 0.00011415 | 0.00011416 | 0.00011415 | 0.00011415 | 9.9691e-05 | 6.8344e-05 | 6.1493e-05 | 5.7992e-05 | 0.00022929 | 0.00011415 | 0.00011415 | 0.00011415 | 0.00011415 | 1.729e-06 | 2.6771e-05 | 5.7344e-05 | 7.5048e-05 | 9.7508e-05 | 9.351e-05 | 9.0713e-05 | 8.9416e-05 | 8.8916e-05 | 9.8411e-05 | 7.7969e-06 | 7.7969e-06
04/27 24:00:00 | 4 | 27 | 24 | 2808 | WD | 0 | 9.7268e-05 | 9.7268e-05 | 0.0009912 | 7.7181e-05 | -1.3906e-12 | 0.00011415 | 0 | 0 | 0.00013341 | 0.00061105 | 0 | 9.7268e-05 | 0.00018931 | 0.00012638 | 9.4978e-05 | 0.00012638 | 0.00011415 | 0.00022925 | 0.00011415 | 0 | 6.5591e-05 | 0.0001118 | 9.3186e-05 | 8.9673e-05 | 9.0759e-05 | 2.4261e-05 | 1.1106e-05 | 1.5303e-05 | 1.5303e-05 | 0.00011415 | 0.00011415 | 0.00011415 | 0.00011416 | 0.00011415 | 0.00011415 | 4.5468e-05 | 6.8027e-05 | 5.8924e-05 | 5.4272e-05 | 0.00022929 | 0.00011415 | 0.00011415 | 0.00011415 | 0.00011415 | 1.2032e-06 | 2.496e-05 | 5.3631e-05 | 7.0234e-05 | 7.1816e-05 | 9.3912e-05 | 8.4944e-05 | 8.0784e-05 | 8.9088e-05 | 9.9231e-05 | 1.174e-05 | 1.174e-05
04/28 01:00:00 | 4 | 28 | 1 | 2809 | WD | 0 | 4.5637e-05 | 4.5637e-05 | 0 | 7.5277e-05 | 0.00025245 | 0.00011415 | 0 | 0 | 5.4452e-05 | 0.00038356 | -0.0029943 | 4.5637e-05 | -5.2768e-06 | 9.19e-05 | 3.0714e-05 | 9.19e-05 | 0.00011415 | 0.00022925 | 0.00011415 | 0 | 6.5591e-05 | 0.0001118 | 9.2162e-05 | 9.013e-05 | 9.0758e-05 | 2.5082e-05 | 8.273e-06 | 1.3636e-05 | 1.3636e-05 | 0.00011415 | 0.00011415 | 0.00011415 | 0.00011416 | 0.00011415 | 0.00011415 | 3.6463e-05 | 6.7924e-05 | 5.8637e-05 | 5.3892e-05 | 0.00022929 | 0.00011415 | 0.00011415 | 0.00011415 | 0.00011415 | 1.2032e-06 | 2.437e-05 | 5.3103e-05 | 6.9742e-05 | 6.65e-05 | 9.4046e-05 | 8.4888e-05 | 8.064e-05 | 8.9142e-05 | 9.965e-05 | 5.9249e-06 | 5.9249e-06
04/28 02:00:00 | 4 | 28 | 2 | 2810 | WD | 0 | 6.0624e-05 | 6.0624e-05 | 3.1009e-07 | 7.4551e-05 | 0.00023244 | 0.00011415 | 0 | 0 | 2.1781e-05 | 0.00040938 | -0.0058389 | 6.0624e-05 | 3.7964e-05 | 8.5656e-05 | 5.3467e-05 | 8.5656e-05 | 0.00011415 | 0.00022925 | 0.00011415 | 0 | 6.5591e-05 | 0.0001118 | 9.2301e-05 | 9.047e-05 | 9.1036e-05 | 2.5777e-05 | 5.8411e-06 | 1.2202e-05 | 1.2202e-05 | 0.00011415 | 0.00011415 | 0.00011415 | 0.00011416 | 0.00011415 | 0.00011415 | 3.6473e-05 | 6.819e-05 | 6.0618e-05 | 5.6748e-05 | 0.00022929 | 0.00011415 | 0.00011415 | 0.00011415 | 0.00011415 | 1.23e-06 | 2.5894e-05 | 5.6002e-05 | 7.3438e-05 | 6.5194e-05 | 9.4257e-05 | 8.5481e-05 | 8.1411e-05 | 8.9223e-05 | 0.00010004 | 1.4258e-05 | 1.4258e-05
04/28 03:00:00 | 4 | 28 | 3 | 2811 | WD | 0 | 6.4263e-05 | 6.4263e-05 | 3.0308e-07 | 0 | 0.00022975 | 0.00011415 | 0 | 0 | 2.1781e-05 | 0.00038723 | -0.0045468 | 6.4263e-05 | 6.8351e-05 | 8.3946e-05 | 7.0255e-05 | 8.3946e-05 | 0.00011415 | 0.00022925 | 0.00011415 | 0 | 6.5591e-05 | 0.0001118 | 9.3589e-05 | 9.1255e-05 | 9.1977e-05 | 2.6294e-05 | -5.9138e-07 | 7.9866e-06 | 7.9866e-06 | 0.00011415 | 0.00011415 | 0.00011415 | 0.00011416 | 0.00011415 | 0.00011415 | 4.5596e-05 | 6.8975e-05 | 6.1912e-05 | 5.8304e-05 | 0.00022929 | 0.00011415 | 0.00011415 | 0.00011415 | 0.00011415 | 1.5508e-06 | 3.0373e-05 | 5.892e-05 | 7.5451e-05 | 7.0581e-05 | 9.4777e-05 | 8.5912e-05 | 8.1801e-05 | 8.9192e-05 | 0.00010015 | 1.463e-05 | 1.463e-05
04/28 04:00:00 | 4 | 28 | 4 | 2812 | WD | 0 | 8.1815e-05 | 8.1815e-05 | 0 | 7.4327e-05 | 0.00022651 | 0.00011415 | 0 | 0 | 2.1781e-05 | 0.00038817 | -0.0028364 | 8.1815e-05 | 0.00010189 | 8.2211e-05 | 8.4391e-05 | 8.2211e-05 | 0.00011415 | 0.00022925 | 0.00011415 | 0 | 6.5591e-05 | 0.0001118 | 0.00015272 | 9.1504e-05 | 0.00011042 | 2.6047e-05 | -4.5424e-06 | 5.2174e-06 | 5.2174e-06 | 0.00011415 | 0.00011415 | 0.00011415 | 0.00011416 | 0.00011415 | 0.00011415 | 5.4768e-05 | 7.0282e-05 | 7.6832e-05 | 8.0178e-05 | 0.00022929 | 0.00011415 | 0.00011415 | 0.00011415 | 0.00011415 | 2.0054e-06 | 3.7834e-05 | 7.9583e-05 | 0.00010376 | 7.6595e-05 | 9.5261e-05 | 9.0587e-05 | 8.842e-05 | 8.9144e-05 | 0.0001003 | 1.2352e-05 | 1.2352e-05
04/28 05:00:00 | 4 | 28 | 5 | 2813 | WD | 0 | 8.6152e-05 | 8.6152e-05 | 5.6656e-07 | 7.4954e-05 | 0.00021796 | 0.00011415 | 0 | 0 | 6.5342e-05 | 0.00036156 | 0.0003308 | 8.6152e-05 | 0.00011877 | 8.1198e-05 | 8.8406e-05 | 8.1198e-05 | 0.00011415 | 0.00022925 | 0.00011415 | 0 | 6.5591e-05 | 0.0001118 | 0.00014627 | 9.4729e-05 | 0.00011066 | 2.852e-05 | 2.2838e-06 | 1.0655e-05 | 1.0655e-05 | 0.00011415 | 0.00011415 | 0.00011415 | 0.00011416 | 0.00011415 | 0.00011415 | 9.1181e-05 | 9.299e-05 | 0.0001022 | 0.0001069 | 0.00022929 | 0.00011415 | 0.00011415 | 0.00011415 | 0.00011415 | 3.0749e-06 | 6.2531e-05 | 0.00011054 | 0.00013835 | 9.5375e-05 | 0.00010325 | 9.8598e-05 | 9.6441e-05 | 8.8957e-05 | 0.00010042 | 5.5502e-06 | 5.5502e-06
04/28 06:00:00 | 4 | 28 | 6 | 2814 | WD | 2.3868e-05 | 9.5255e-05 | 9.5255e-05 | 1.8153e-06 | 7.7598e-05 | -1.5577e-12 | 0.00011415 | 0.00011645 | 0.00011645 | 0.00013613 | 0.00036522 | 0.002422 | 9.5255e-05 | 0.00011713 | 8.7512e-05 | 9.5941e-05 | 8.7512e-05 | 0.00011415 | 0 | 0.00011415 | 1.1955e-05 | 6.5591e-05 | 0.0001126 | 0.00013253 | 0.00010049 | 0.00011039 | 9.1083e-06 | 5.4687e-06 | 6.6299e-06 | 6.6299e-06 | 0.00011415 | 0.00011415 | 0.00011415 | 0.00011416 | 0.00011415 | 0.00011415 | 0.00012828 | 0.0001237 | 0.00013027 | 0.00013363 | 3.6349e-05 | 0.00011415 | 0.00011415 | 0.00011415 | 0.00011415 | 2.785e-05 | 9.7605e-05 | 0.00014599 | 0.00017401 | 0.00010997 | 0.00010865 | 9.6832e-05 | 9.1349e-05 | 8.6551e-05 | 0.0001213 | 0.00043011 | 0.00043011
04/28 07:00:00 | 4 | 28 | 7 | 2815 | WD | 0.00012082 | 0.00012029 | 0.00012029 | 8.2677e-06 | 0.00016627 | 7.5464e-14 | 0.00011415 | 0.00051463 | 0.00051463 | 0.00015247 | -0.00081673 | 0.0030097 | 0.00012029 | -0.00011521 | 9.9871e-05 | 0.00011722 | 9.9871e-05 | 0.00011415 | 0 | 0.00011415 | 4.7173e-05 | 6.5591e-05 | 0.0001126 | 0.00011337 | 0.00011766 | 0.00011633 | 3.4132e-06 | 2.5885e-06 | 2.8516e-06 | 2.8516e-06 | 0.00011415 | 0.00011415 | 0.00011415 | 0.00011416 | 0.00011415 | 0.00011415 | 0.000149 | 0.00014024 | 0.00018893 | 0.00021381 | 0 | 0.00011415 | 0.00011415 | 0.00011415 | 0.00011415 | 0.00011897 | 0.00015154 | 0.00014854 | 0.0001468 | 0.00012109 | 0.0001197 | 0.00011897 | 0.00011863 | 9.4423e-05 | 0.00011477 | 0.00031419 | 0.00031419
04/28 08:00:00 | 4 | 28 | 8 | 2816 | WD | 0.00021983 | 0.00010814 | 0.00010814 | 1.0456e-05 | 0.00017076 | 4.7973e-13 | 0.00011415 | 0.00081405 | 0.00081405 | 0.00013613 | -0.00042664 | 0.0029405 | 0.00010814 | -2.4376e-05 | 0.00011103 | 9.7754e-05 | 0.00011103 | 0.00011415 | 0 | 0.00011415 | 0.00020893 | 0.00016398 | 0.0001685 | 0.00011739 | 0.00012092 | 0.00011983 | 2.9186e-06 | 9.4704e-07 | 1.5761e-06 | 1.5761e-06 | 0.00011415 | 0.00011415 | 0.00011415 | 0.00011416 | 0.00011415 | 0.00011415 | 0.00016895 | 0.00015337 | 0.00019337 | 0.00021381 | 0 | 0.00011415 | 0.00011415 | 0.00011415 | 0.00011415 | 0.000232 | 0.0002132 | 0.00017522 | 0.00015323 | 0.00013616 | 0.00012525 | 0.00014895 | 0.00015994 | 9.5044e-05 | 0.00011252 | 0.00019104 | 0.00019104
04/28 09:00:00 | 4 | 28 | 9 | 2817 | WD | 0.00030389 | 0.00011483 | 0.00011483 | 0.00081032 | 0.00017129 | 1.5523e-12 | 0.00011415 | 0.00044872 | 0.00044872 | 5.9897e-05 | -0.0002369 | 0.0026501 | 0.00011483 | 7.4653e-05 | 0.00011108 | 0.00011117 | 0.00011108 | 0.00011415 | 0 | 0.00011415 | 0.00047113 | 0.00029516 | 0.0002244 | 0.00012137 | 0.00012259 | 0.00012221 | 2.7405e-06 | 6.2703e-07 | 1.3013e-06 | 1.3013e-06 | 0.00011415 | 0.00011415 | 0.00011415 | 0.00011416 | 0.00011415 | 0.00011415 | 0.0001871 | 0.00015456 | 0.00019377 | 0.00021381 | 0 | 0.00011415 | 0.00011415 | 0.00011415 | 0.00011415 | 0.00035608 | 0.00024645 | 0.00019091 | 0.00015875 | 0.00014691 | 0.00012648 | 0.00015428 | 0.00016717 | 9.5086e-05 | 0.00011083 | 0.00011835 | 0.00011835
04/28 10:00:00 | 4 | 28 | 10 | 2818 | WD | 0.00038411 | 0.00013882 | 0.00013882 | -0.00078122 | 0.00016914 | 0.00021486 | 0.00011415 | 0.00030594 | 0.00030594 | 4.0839e-05 | -7.1492e-05 | 0.0022836 | 0.00013882 | 0.00019199 | 0.00011156 | 0.00014655 | 0.00011156 | 0.00011415 | 0 | 0.00011415 | 0.00047113 | 0.00029516 | 0.0002244 | 0.00012251 | 0.00012552 | 0.00012459 | 2.5687e-06 | 7.098e-07 | 1.3029e-06 | 1.3029e-06 | 0.00011415 | 0.00011415 | 0.00011415 | 0.00011416 | 0.00011415 | 0.00011415 | 0.00018706 | 0.00015413 | 0.00019363 | 0.00021381 | 0 | 0.00011415 | 0.00011415 | 0.00011415 | 0.00011415 | 0.00044003 | 0.00024653 | 0.000194 | 0.00016358 | 0.0001483 | 0.00012737 | 0.00015355 | 0.0001657 | 9.5103e-05 | 0.00010983 | 8.0969e-05 | 8.0969e-05
04/28 11:00:00 | 4 | 28 | 11 | 2819 | WD | 0.00044432 | 9.7871e-05 | 9.7871e-05 | 8.7957e-06 | 0.00016607 | 0.00021991 | 0.00011415 | 0 | 0 | 4.0839e-05 | 0.00094631 | 0.0019846 | 9.7871e-05 | 0.00023358 | 0.00011463 | 8.8068e-05 | 0.00011463 | 0.00011415 | 0 | 0.00011415 | 0.00047113 | 0.00029516 | 0.0002244 | 0.00014882 | 0.00012734 | 0.00013398 | 3.0038e-06 | 5.3954e-07 | 1.3258e-06 | 1.3258e-06 | 0.00011415 | 0.00011415 | 0.00011415 | 0.00011416 | 0.00011415 | 0.00011415 | 0.000187 | 0.00015348 | 0.00019341 | 0.00021381 | 0 | 0.00011415 | 0.00011415 | 0.00011415 | 0.00011415 | 0.00049032 | 0.00024632 | 0.00019615 | 0.0001671 | 0.00014851 | 0.0001278 | 0.00015522 | 0.00016794 | 9.5117e-05 | 0.00010893 | 5.8587e-05 | 5.8587e-05
04/28 12:00:00 | 4 | 28 | 12 | 2820 | WD | 0.00047441 | 9.0602e-05 | 9.0602e-05 | 0.001017 | 0.00016295 | 0.00021998 | 0.00011415 | 0 | 0 | 4.0839e-05 | 0.00059654 | 0.0017322 | 9.0602e-05 | 0.00019529 | 0.00011458 | 7.8201e-05 | 0.00011458 | 0.00011415 | 0 | 0.00011415 | 0.00047113 | 0.00029516 | 0.0002244 | 0.00012338 | 0.00012947 | 0.00012758 | 2.367e-06 | 5.1463e-07 | 1.1056e-06 | 1.1056e-06 | 0.00011415 | 0.00011415 | 0.00011415 | 0.00011416 | 0.00011415 | 0.00011415 | 0.00018694 | 0.0001532 | 0.00019331 | 0.00021381 | 0 | 0.00011415 | 0.00011415 | 0.00011415 | 0.00011415 | 0.00051282 | 0.00024586 | 0.00023987 | 0.0002364 | 0.00014822 | 0.00012846 | 0.0001589 | 0.00017302 | 9.5129e-05 | 0.00010835 | 4.2475e-05 | 4.2475e-05
04/28 13:00:00 | 4 | 28 | 13 | 2821 | WD | 0.00047342 | 8.5058e-05 | 8.5058e-05 | 7.2221e-06 | 8.0352e-05 | 0.00021627 | 0.00011415 | 0 | 0 | 4.0839e-05 | 0.00050137 | 0.0014872 | 8.5058e-05 | 0.0001743 | 0.00011115 | 8.3492e-05 | 0.00011115 | 0.00011415 | 0 | 0.00011415 | 0.00047113 | 0.00029516 | 0.0002244 | 0.00012394 | 0.00013396 | 0.00013086 | 2.3766e-06 | 2.0759e-07 | 8.9962e-07 | 8.9962e-07 | 0.00011415 | 0.00011415 | 0.00011415 | 0.00011416 | 0.00011415 | 0.00011415 | 0.00018653 | 0.00015279 | 0.00019317 | 0.00021381 | 0 | 0.00011415 | 0.00011415 | 0.00011415 | 0.00011415 | 0.00051373 | 0.00024525 | 0.00023971 | 0.00023651 | 0.00014655 | 0.00012992 | 0.00015739 | 0.00017013 | 9.5119e-05 | 0.00010831 | 4.0272e-05 | 4.0272e-05
04/28 14:00:00 | 4 | 28 | 14 | 2822 | WD | 0.00043791 | 8.2468e-05 | 8.2468e-05 | 3.8954e-06 | 0.00015927 | 0.00022375 | 0.00011415 | 0 | 0 | 4.0839e-05 | 0.00039057 | 0.001297 | 8.2468e-05 | 0.00013902 | 0.00011051 | 6.8032e-05 | 0.00011051 | 0.00011415 | 0 | 0.00011415 | 0.00047113 | 0.00029516 | 0.0002244 | 0.00012369 | 0.00013267 | 0.00012989 | 2.3586e-06 | -8.242e-08 | 6.964e-07 | 6.964e-07 | 0.00011415 | 0.00011415 | 0.00011415 | 0.00011416 | 0.00011415 | 0.00011415 | 0.00018548 | 0.00015218 | 0.00019297 | 0.00021381 | 0 | 0.00011415 | 0.00011415 | 0.00011415 | 0.00011415 | 0.00049364 | 0.00024314 | 0.00023807 | 0.00023514 | 0.00014587 | 0.00012926 | 0.00015497 | 0.00016689 | 9.513e-05 | 0.00010739 | -8.3439e-06 | -8.3439e-06
04/28 15:00:00 | 4 | 28 | 15 | 2823 | WD | 0.00037298 | 7.4032e-05 | 7.4032e-05 | 6.7214e-06 | 7.8897e-05 | 0.00023635 | 0.00011415 | 0 | 0 | 4.0839e-05 | 0.00035028 | 0.001088 | 7.4032e-05 | 0.00013101 | 0.00010956 | 6.8351e-05 | 0.00010956 | 0.00011415 | 0 | 0.00011415 | 0.00047113 | 0.00029516 | 0.0002244 | 0.00012098 | 0.0001295 | 0.00012687 | 2.2739e-06 | 9.9781e-08 | 7.9344e-07 | 7.9344e-07 | 0.00011415 | 0.00011415 | 0.00011415 | 0.00011416 | 0.00011415 | 0.00011415 | 0.00016661 | 0.00015069 | 0.00019246 | 0.00021381 | 0 | 0.00011415 | 0.00011415 | 0.00011415 | 0.00011415 | 0.00039868 | 0.00023592 | 0.00019069 | 0.00016449 | 0.00013401 | 0.00012768 | 0.00015482 | 0.00016741 | 9.515e-05 | 0.00010637 | -4.539e-05 | -4.539e-05
04/28 16:00:00 | 4 | 28 | 16 | 2824 | WD | 0.00028883 | 7.2029e-05 | 7.2029e-05 | 3.5662e-06 | 7.8857e-05 | 0.00024949 | 0.00011415 | 0 | 0 | 4.0839e-05 | 0.00031262 | 0.00093251 | 7.2029e-05 | 0.00011741 | 0.00011092 | 6.3654e-05 | 0.00011092 | 0.00011415 | 0 | 0.00011415 | 0.00047113 | 0.00029516 | 0.0002244 | 0.00011284 | 0.00012931 | 0.00012422 | 2.186e-06 | 9.5697e-08 | 7.6261e-07 | 7.6261e-07 | 0.00011415 | 0.00011415 | 0.00011415 | 0.00011416 | 0.00011415 | 0.00011415 | 0.00014779 | 0.00014413 | 0.00015206 | 0.00015611 | 0 | 0.00011415 | 0.00011415 | 0.00011415 | 0.00011415 | 0.00028857 | 0.00021408 | 0.00015236 | 0.00011662 | 0.00012286 | 0.00012563 | 0.0001448 | 0.0001537 | 8.7545e-05 | 0.00010645 | -3.9778e-05 | -3.9778e-05
04/28 17:00:00 | 4 | 28 | 17 | 2825 | WD | 0.00020287 | 9.306e-05 | 9.306e-05 | 4.0839e-06 | 0.00015912 | -2.0051e-12 | 0.00011415 | 0.00095509 | 0.00095509 | 7.0788e-05 | -0.00059502 | 0.00085324 | 9.306e-05 | -6.0175e-05 | 0.00012 | 7.5309e-05 | 0.00012 | 0.00011415 | 0 | 0.00011415 | 0.00039396 | 0.00029516 | 0.0002244 | 0.00011049 | 0.00012785 | 0.00012248 | 2.0632e-06 | -1.6613e-07 | 5.4514e-07 | 5.4514e-07 | 0.00011415 | 0.00011415 | 0.00011415 | 0.00011416 | 0.00011415 | 0.00011415 | 0.00012914 | 0.00013924 | 0.00012923 | 0.00012411 | 0 | 0.00011415 | 0.00011415 | 0.00011415 | 0.00011415 | 0.00018713 | 0.00017587 | 0.00012123 | 8.9584e-05 | 0.00011312 | 0.00012365 | 0.00013566 | 0.00014122 | 8.755e-05 | 0.00010689 | -1.6842e-05 | -1.6842e-05
04/28 18:00:00 | 4 | 28 | 18 | 2826 | WD | 0.00010564 | 9.043e-05 | 9.043e-05 | 1.0602e-05 | 8.0957e-05 | -7.5459e-13 | 0.00011415 | 0.00078496 | 0.00078496 | 0.00015247 | -0.00044874 | 0.00080671 | 9.043e-05 | 1.9566e-05 | 0.00013406 | 7.7277e-05 | 0.00013406 | 0.00011415 | 0 | 0.00011415 | 5.1658e-05 | 6.5591e-05 | 0.0001126 | 0.00011089 | 0.00012511 | 0.00012072 | 1.8787e-06 | -1.6234e-07 | 4.8886e-07 | 4.8886e-07 | 0.00011415 | 0.00011415 | 0.00011415 | 0.00011416 | 0.00011415 | 0.00011415 | 0.00012867 | 0.00012817 | 0.00011248 | 0.00010446 | 0 | 0.00011415 | 0.00011415 | 0.00011415 | 0.00011415 | 0.00011421 | 0.00012282 | 9.087e-05 | 7.2369e-05 | 0.00011148 | 0.00011919 | 0.00010915 | 0.00010449 | 8.7571e-05 | 0.00010702 | 0.00013254 | 0.00013254
04/28 19:00:00 | 4 | 28 | 19 | 2827 | WD | 1.6487e-05 | 0.00013107 | 0.00013107 | 1.2399e-05 | 0.00016489 | -3.8268e-13 | 0.00011415 | 0.00040508 | 0.00040508 | 0.00021236 | -0.00023342 | 0.0007761 | 0.00013107 | 0.00017031 | 0.00014271 | 0.00011434 | 0.00014271 | 0.00011415 | 0 | 0.00011415 | 1.9803e-05 | 6.5591e-05 | 0.0001126 | 0.00010942 | 0.00012456 | 0.00011988 | 2.2896e-06 | 8.5442e-08 | 7.8868e-07 | 7.8868e-07 | 0.00011415 | 0.00011415 | 0.00011415 | 0.00011416 | 0.00011415 | 0.00011415 | 0.00011028 | 0.00011999 | 0.00010081 | 9.1006e-05 | 0 | 0.00011415 | 0.00011415 | 0.00011415 | 0.00011415 | 4.126e-05 | 8.2222e-05 | 6.849e-05 | 6.0538e-05 | 0.00010191 | 0.00011654 | 0.00010397 | 9.8139e-05 | 8.7593e-05 | 0.00010738 | 0.00013254 | 0.00013254
04/28 20:00:00 | 4 | 28 | 20 | 2828 | WD | 0 | 0.00011804 | 0.00011804 | 1.2924e-05 | 0.00016538 | -2.8565e-13 | 0.00011415 | 0 | 0 | 0.00028587 | -0.00011608 | 0.00071544 | 0.00011804 | 0.00012516 | 0.00014653 | 9.1934e-05 | 0.00014653 | 0.00011415 | 0.00022925 | 0.00011415 | 0 | 6.5591e-05 | 0.0001126 | 0.00010909 | 0.00012188 | 0.00011793 | 1.5887e-06 | 7.3256e-08 | 5.5676e-07 | 5.5676e-07 | 0.00011415 | 0.00011415 | 0.00011415 | 0.00011416 | 0.00011415 | 0.00011415 | 0.00010984 | 0.00010476 | 8.6009e-05 | 7.6429e-05 | 0.00022929 | 0.00011415 | 0.00011415 | 0.00011415 | 0.00011415 | 4.8306e-06 | 5.9917e-05 | 8.4608e-05 | 9.8906e-05 | 0.00010597 | 0.00011894 | 0.00010734 | 0.00010196 | 8.761e-05 | 0.00010762 | 0.00016143 | 0.00016143
04/28 21:00:00 | 4 | 28 | 21 | 2829 | WD | 0 | 0.00010836 | 0.00010836 | 0.0010213 | 0.00016354 | 0 | 0.00011415 | 0 | 0 | 0.00034305 | -6.9488e-05 | 0.00063768 | 0.00010836 | 9.9005e-05 | 0.00014762 | 7.7912e-05 | 0.00014762 | 0.00011415 | 0.00022925 | 0.00011415 | 0 | 6.5591e-05 | 0.0001126 | 0.00010543 | 0.00010629 | 0.00010603 | 1.8291e-05 | 1.9645e-07 | 5.9695e-06 | 5.9695e-06 | 0.00011415 | 0.00011415 | 0.00011415 | 0.00011415 | 0.00011415 | 0.00011415 | 0.00010924 | 9.2279e-05 | 7.4921e-05 | 6.6052e-05 | 0.00022929 | 0.00011415 | 0.00011415 | 0.00011415 | 0.00011415 | 3.2016e-06 | 4.5412e-05 | 7.0785e-05 | 8.5478e-05 | 0.00010407 | 0.00010739 | 0.00010098 | 9.7999e-05 | 8.8198e-05 | 0.00010057 | 0.00016469 | 0.00016469
04/28 22:00:00 | 4 | 28 | 22 | 2830 | WD | 0 | 9.1856e-05 | 9.1856e-05 | 9.297e-06 | 8.0644e-05 | 2.0698e-12 | 0.00011415 | 0 | 0 | 0.00034849 | -4.7205e-05 | 0.00049912 | 9.1856e-05 | 9.0568e-05 | 0.00014405 | 7.3371e-05 | 0.00014405 | 0.00011415 | 0.00022925 | 0.00011415 | 0 | 6.5591e-05 | 0.0001118 | 0.00010489 | 0.00010297 | 0.00010357 | 2.479e-05 | -2.752e-05 | -1.083e-05 | -1.083e-05 | 0.00011415 | 0.00011415 | 0.00011415 | 0.00011415 | 0.00011415 | 0.00011415 | 0.00010883 | 6.9436e-05 | 6.3877e-05 | 6.1037e-05 | 0.00022929 | 0.00011415 | 0.00011415 | 0.00011415 | 0.00011415 | 2.0797e-06 | 3.3003e-05 | 6.2124e-05 | 7.8988e-05 | 0.00010249 | 9.9015e-05 | 9.434e-05 | 9.2172e-05 | 8.8371e-05 | 0.00010028 | 1.0891e-05 | 1.0891e-05
04/28 23:00:00 | 4 | 28 | 23 | 2831 | WD | 0 | 8.7113e-05 | 8.7113e-05 | 3.1789e-06 | 0.00015751 | 7.9772e-13 | 0.00011415 | 0 | 0 | 0.00023959 | 0.00077712 | 0 | 8.7113e-05 | 0.00016505 | 0.00013614 | 6.2229e-05 | 0.00013614 | 0.00011415 | 0.00022925 | 0.00011415 | 0 | 6.5591e-05 | 0.0001118 | 0.00012965 | 0.00010344 | 0.00011154 | 2.6314e-05 | -3.088e-05 | -1.2632e-05 | -1.2632e-05 | 0.00011415 | 0.00011415 | 0.00011415 | 0.00011415 | 0.00011415 | 0.00011415 | 9.9691e-05 | 6.8344e-05 | 6.1493e-05 | 5.7992e-05 | 0.00022929 | 0.00011415 | 0.00011415 | 0.00011415 | 0.00011415 | 1.729e-06 | 2.6771e-05 | 5.7344e-05 | 7.5048e-05 | 9.7329e-05 | 9.8852e-05 | 9.3733e-05 | 9.1359e-05 | 8.8396e-05 | 0.00010004 | -2.4887e-06 | -2.4887e-06
04/28 24:00:00 | 4 | 28 | 24 | 2832 | WD | 0 | 5.5845e-05 | 5.5845e-05 | 1.9289e-06 | 7.7168e-05 | -1.3906e-12 | 0.00011415 | 0 | 0 | 0.00013341 | 0.00044974 | 0 | 5.5845e-05 | 9.5518e-05 | 0.00012638 | 3.6013e-05 | 0.00012638 | 0.00011415 | 0.00022925 | 0.00011415 | 0 | 6.5591e-05 | 0.0001118 | 9.812e-05 | 0.00010356 | 0.00010188 | 2.6046e-05 | -2.8859e-05 | -1.1341e-05 | -1.1341e-05 | 0.00011415 | 0.00011415 | 0.00011415 | 0.00011415 | 0.00011415 | 0.00011415 | 4.5468e-05 | 6.8027e-05 | 5.8924e-05 | 5.4272e-05 | 0.00022929 | 0.00011415 | 0.00011415 | 0.00011415 | 0.00011415 | 1.2032e-06 | 2.496e-05 | 5.3631e-05 | 7.0234e-05 | 7.1652e-05 | 9.8798e-05 | 8.7442e-05 | 8.2175e-05 | 8.8498e-05 | 9.9895e-05 | 8.56e-07 | 8.56e-07
04/29 01:00:00 | 4 | 29 | 1 | 2833 | WD | 0 | 2.2942e-05 | 2.2942e-05 | 9.4243e-07 | 6.4718e-05 | 0.00025245 | 0.00011415 | 0 | 0 | 5.4452e-05 | 0 | 0 | 2.2942e-05 | -4.5165e-06 | 9.19e-05 | 0 | 9.19e-05 | 0.00011415 | 0.00022925 | 0.00011415 | 0 | 6.5591e-05 | 0.0001118 | 9.7066e-05 | 0.00010359 | 0.00010158 | 2.6372e-05 | -2.8339e-05 | -1.0883e-05 | -1.0883e-05 | 0.00011415 | 0.00011415 | 0.00011415 | 0.00011415 | 0.00011415 | 0.00011415 | 3.6463e-05 | 6.7924e-05 | 5.8637e-05 | 5.3892e-05 | 0.00022929 | 0.00011415 | 0.00011415 | 0.00011415 | 0.00011415 | 1.2032e-06 | 2.437e-05 | 5.3103e-05 | 6.9742e-05 | 6.633e-05 | 9.8777e-05 | 8.7295e-05 | 8.197e-05 | 8.8515e-05 | 9.9829e-05 | 2.1268e-06 | 2.1268e-06
04/29 02:00:00 | 4 | 29 | 2 | 2834 | WD | 0 | 2.0786e-05 | 2.0786e-05 | 5.6161e-07 | 1.0452e-05 | 0.00023244 | 0.00011415 | 0 | 0 | 2.1781e-05 | 8.0288e-05 | 0 | 2.0786e-05 | -1.5755e-05 | 8.5656e-05 | 6.4292e-06 | 8.5656e-05 | 0.00011415 | 0.00022925 | 0.00011415 | 0 | 6.5591e-05 | 0.0001118 | 9.6528e-05 | 0.00010291 | 0.00010094 | 2.6938e-05 | -2.7683e-05 | -1.0256e-05 | -1.0256e-05 | 0.00011415 | 0.00011415 | 0.00011415 | 0.00011415 | 0.00011415 | 0.00011415 | 3.6473e-05 | 6.819e-05 | 6.0618e-05 | 5.6748e-05 | 0.00022929 | 0.00011415 | 0.00011415 | 0.00011415 | 0.00011415 | 1.23e-06 | 2.5894e-05 | 5.6002e-05 | 7.3438e-05 | 6.5027e-05 | 9.8618e-05 | 8.7758e-05 | 8.2721e-05 | 8.8538e-05 | 9.9568e-05 | 4.85e-07 | 4.85e-07
04/29 03:00:00 | 4 | 29 | 3 | 2835 | WD | 0 | 4.2676e-05 | 4.2676e-05 | 0 | 7.4285e-05 | 0.00022975 | 0.00011415 | 0 | 0 | 2.1781e-05 | 0.00035362 | -0.0043624 | 4.2676e-05 | 2.6241e-05 | 8.3946e-05 | 2.8317e-05 | 8.3946e-05 | 0.00011415 | 0.00022925 | 0.00011415 | 0 | 6.5591e-05 | 0.0001118 | 9.6866e-05 | 0.00010124 | 9.9886e-05 | 2.7649e-05 | -2.5869e-05 | -8.7938e-06 | -8.7938e-06 | 0.00011415 | 0.00011415 | 0.00011415 | 0.00011415 | 0.00011415 | 0.00011415 | 4.5596e-05 | 6.8975e-05 | 6.1912e-05 | 5.8304e-05 | 0.00022929 | 0.00011415 | 0.00011415 | 0.00011415 | 0.00011415 | 1.5508e-06 | 3.0373e-05 | 5.892e-05 | 7.5451e-05 | 7.0437e-05 | 9.8263e-05 | 8.7876e-05 | 8.3059e-05 | 8.8565e-05 | 9.8518e-05 | 6.4452e-06 | 6.4452e-06
04/29 04:00:00 | 4 | 29 | 4 | 2836 | WD | 0 | 4.8511e-05 | 4.8511e-05 | 3.6497e-07 | 0 | 0.00022651 | 0.00011415 | 0 | 0 | 2.1781e-05 | 0.00052091 | -0.0041516 | 4.8511e-05 | 5.1914e-05 | 8.2211e-05 | 4.8197e-05 | 8.2211e-05 | 0.00011415 | 0.00022925 | 0.00011415 | 0 | 6.5591e-05 | 0.0001118 | 0.00010864 | 9.9566e-05 | 0.00010237 | 2.8238e-05 | -2.434e-05 | -7.5644e-06 | -7.5644e-06 | 0.00011415 | 0.00011415 | 0.00011415 | 0.00011416 | 0.00011415 | 0.00011415 | 5.4768e-05 | 7.0282e-05 | 7.6832e-05 | 8.0178e-05 | 0.00022929 | 0.00011415 | 0.00011415 | 0.00011415 | 0.00011415 | 2.0054e-06 | 3.7834e-05 | 7.9583e-05 | 0.00010376 | 7.6025e-05 | 9.8077e-05 | 9.2444e-05 | 8.9831e-05 | 8.8572e-05 | 9.8916e-05 | -3.731e-06 | -3.731e-06
04/29 05:00:00 | 4 | 29 | 5 | 2837 | WD | 0 | 6.9722e-05 | 6.9722e-05 | 0.00037538 | 7.4953e-05 | 0.00021796 | 0.00011415 | 0 | 0 | 6.5342e-05 | 0.00047959 | -0.0017182 | 6.9722e-05 | 7.5711e-05 | 8.1198e-05 | 6.5019e-05 | 8.1198e-05 | 0.00011415 | 0.00022925 | 0.00011415 | 0 | 6.5591e-05 | 0.0001118 | 0.00011014 | 9.986e-05 | 0.00010304 | 2.9342e-05 | -2.0717e-05 | -4.7449e-06 | -4.7449e-06 | 0.00011415 | 0.00011415 | 0.00011415 | 0.00011416 | 0.00011415 | 0.00011415 | 9.1181e-05 | 9.299e-05 | 0.0001022 | 0.0001069 | 0.00022929 | 0.00011415 | 0.00011415 | 0.00011415 | 0.00011415 | 3.0749e-06 | 6.2531e-05 | 0.00011054 | 0.00013835 | 9.4922e-05 | 0.00010504 | 0.0001001 | 9.7815e-05 | 8.8513e-05 | 9.9478e-05 | -4.5071e-06 | -4.5071e-06
04/29 06:00:00 | 4 | 29 | 6 | 2838 | WD | 2.5244e-05 | 8.5682e-05 | 8.5682e-05 | -0.00037831 | 7.7603e-05 | -1.5577e-12 | 0.00011415 | 0.00011887 | 0.00011887 | 0.00013613 | 0.00045291 | 0.00057016 | 8.5682e-05 | 0.00010665 | 8.7512e-05 | 8.2314e-05 | 8.7512e-05 | 0.00011415 | 0 | 0.00011415 | 1.2204e-05 | 6.5591e-05 | 0.0001126 | 0.00011407 | 0.00010254 | 0.00010611 | 1.133e-05 | 1.4049e-06 | 4.5715e-06 | 4.5715e-06 | 0.00011415 | 0.00011415 | 0.00011415 | 0.00011416 | 0.00011415 | 0.00011415 | 0.00012828 | 0.0001237 | 0.00013027 | 0.00013363 | 3.6349e-05 | 0.00011415 | 0.00011415 | 0.00011415 | 0.00011415 | 2.8284e-05 | 9.779e-05 | 0.00014607 | 0.00017404 | 0.00010977 | 0.00010936 | 9.8094e-05 | 9.2867e-05 | 8.6619e-05 | 0.00012041 | 0.00030205 | 0.00030205
04/29 07:00:00 | 4 | 29 | 7 | 2839 | WD | 0.00012503 | 0.00010276 | 0.00010276 | 0.00016362 | 0.00016617 | 7.5464e-14 | 0.00011415 | 0.00052678 | 0.00052678 | 0.00015247 | -0.00044815 | 0.0014307 | 0.00010276 | -0.00011149 | 9.9871e-05 | 9.2274e-05 | 9.9871e-05 | 0.00011415 | 0 | 0.00011415 | 4.8286e-05 | 6.5591e-05 | 0.0001126 | 0.00011273 | 0.00011721 | 0.00011583 | 5.6618e-06 | 3.0739e-06 | 3.8996e-06 | 3.8996e-06 | 0.00011415 | 0.00011415 | 0.00011415 | 0.00011416 | 0.00011415 | 0.00011415 | 0.000149 | 0.00014024 | 0.00018893 | 0.00021381 | 0 | 0.00011415 | 0.00011415 | 0.00011415 | 0.00011415 | 0.0001217 | 0.00015277 | 0.00014913 | 0.00014701 | 0.00012109 | 0.00011954 | 0.000119 | 0.00011874 | 9.4667e-05 | 0.00011464 | 0.00022046 | 0.00022046
04/29 08:00:00 | 4 | 29 | 8 | 2840 | WD | 0.00022023 | 8.9932e-05 | 8.9932e-05 | -0.00014182 | 0.00017072 | 4.7973e-13 | 0.00011415 | 0.00081484 | 0.00081484 | 0.00013613 | -0.00035842 | 0.0016045 | 8.9932e-05 | -5.0832e-05 | 0.00011103 | 7.1842e-05 | 0.00011103 | 0.00011415 | 0 | 0.00011415 | 0.00020913 | 0.00016398 | 0.0001685 | 0.00011703 | 0.00011959 | 0.0001188 | 4.9562e-06 | 9.7097e-07 | 2.2425e-06 | 2.2425e-06 | 0.00011415 | 0.00011415 | 0.00011415 | 0.00011416 | 0.00011415 | 0.00011415 | 0.00016895 | 0.00015337 | 0.00019337 | 0.00021381 | 0 | 0.00011415 | 0.00011415 | 0.00011415 | 0.00011415 | 0.00023236 | 0.0002133 | 0.00017528 | 0.00015326 | 0.00013616 | 0.00012475 | 0.00014884 | 0.00016002 | 9.5039e-05 | 0.00011095 | 5.4427e-05 | 5.4427e-05
04/29 09:00:00 | 4 | 29 | 9 | 2841 | WD | 0.00030496 | 9.9145e-05 | 9.9145e-05 | 0.0010484 | 0.0001712 | 1.5523e-12 | 0.00011415 | 0.00044872 | 0.00044872 | 5.9897e-05 | -0.00020346 | 0.0015579 | 9.9145e-05 | 5.0361e-05 | 0.00011108 | 8.8858e-05 | 0.00011108 | 0.00011415 | 0 | 0.00011415 | 0.00047113 | 0.00029516 | 0.0002244 | 0.00012099 | 0.00012111 | 0.00012107 | 4.5965e-06 | 5.4112e-07 | 1.835e-06 | 1.835e-06 | 0.00011415 | 0.00011415 | 0.00011415 | 0.00011416 | 0.00011415 | 0.00011415 | 0.0001871 | 0.00015456 | 0.00019377 | 0.00021381 | 0 | 0.00011415 | 0.00011415 | 0.00011415 | 0.00011415 | 0.00035616 | 0.00024645 | 0.00019092 | 0.00015876 | 0.00014691 | 0.00012593 | 0.00015453 | 0.00016779 | 9.5071e-05 | 0.00010899 | -1.6542e-06 | -1.6542e-06
04/29 10:00:00 | 4 | 29 | 10 | 2842 | WD | 0.00038589 | 0.00012672 | 0.00012672 | 1.1693e-05 | 0.00016909 | 0.00021486 | 0.00011415 | 0.00030594 | 0.00030594 | 4.0839e-05 | -0.00015224 | 0.0014091 | 0.00012672 | 0.00017061 | 0.00011156 | 0.00012933 | 0.00011156 | 0.00011415 | 0 | 0.00011415 | 0.00047113 | 0.00029516 | 0.0002244 | 0.00012186 | 0.00012309 | 0.00012271 | 4.2799e-06 | 5.944e-07 | 1.7703e-06 | 1.7703e-06 | 0.00011415 | 0.00011415 | 0.00011415 | 0.00011416 | 0.00011415 | 0.00011415 | 0.00018706 | 0.00015413 | 0.00019363 | 0.00021381 | 0 | 0.00011415 | 0.00011415 | 0.00011415 | 0.00011415 | 0.00044024 | 0.00024653 | 0.00019401 | 0.00016359 | 0.0001483 | 0.00012648 | 0.00015376 | 0.00016641 | 9.5086e-05 | 0.00010797 | -2.2173e-05 | -2.2173e-05
04/29 11:00:00 | 4 | 29 | 11 | 2843 | WD | 0.00044891 | 0.00010079 | 0.00010079 | 1.0491e-05 | 0.00016604 | 0.00021991 | 0.00011415 | 0 | 0 | 4.0839e-05 | 0.0010063 | 0.0012737 | 0.00010079 | 0.00024461 | 0.00011463 | 9.2227e-05 | 0.00011463 | 0.00011415 | 0 | 0.00011415 | 0.00047113 | 0.00029516 | 0.0002244 | 0.00014809 | 0.00012402 | 0.00013146 | 4.8223e-06 | 3.6018e-07 | 1.7839e-06 | 1.7839e-06 | 0.00011415 | 0.00011415 | 0.00011415 | 0.00011416 | 0.00011415 | 0.00011415 | 0.000187 | 0.00015348 | 0.00019341 | 0.00021381 | 0 | 0.00011415 | 0.00011415 | 0.00011415 | 0.00011415 | 0.00049065 | 0.00024632 | 0.00019617 | 0.00016713 | 0.00014852 | 0.0001266 | 0.00015534 | 0.00016867 | 9.5089e-05 | 0.00010728 | -2.852e-05 | -2.852e-05
04/29 12:00:00 | 4 | 29 | 12 | 2844 | WD | 0.00048183 | 0.00010146 | 0.00010146 | 9.0157e-06 | 0.00016294 | 0.00021998 | 0.00011415 | 0 | 0 | 4.0839e-05 | 0.00062814 | 0.0011448 | 0.00010146 | 0.00021644 | 0.00011458 | 9.3663e-05 | 0.00011458 | 0.00011415 | 0 | 0.00011415 | 0.00047113 | 0.00029516 | 0.0002244 | 0.00012182 | 0.00012451 | 0.00012368 | 3.8912e-06 | 1.9532e-07 | 1.3745e-06 | 1.3745e-06 | 0.00011415 | 0.00011415 | 0.00011415 | 0.00011416 | 0.00011415 | 0.00011415 | 0.00018694 | 0.0001532 | 0.00019331 | 0.00021381 | 0 | 0.00011415 | 0.00011415 | 0.00011415 | 0.00011415 | 0.0005137 | 0.00024586 | 0.00023992 | 0.00023647 | 0.00014823 | 0.00012669 | 0.00015884 | 0.00017376 | 9.5092e-05 | 0.000107 | -2.7655e-05 | -2.7655e-05
04/29 13:00:00 | 4 | 29 | 13 | 2845 | WD | 0.00047936 | 9.1734e-05 | 9.1734e-05 | 3.6273e-06 | 0.00015375 | 0.00021627 | 0.00011415 | 0 | 0 | 4.0839e-05 | 0.00049109 | 0.0010438 | 9.1734e-05 | 0.00017203 | 0.00011115 | 8.1922e-05 | 0.00011115 | 0.00011415 | 0 | 0.00011415 | 0.00047113 | 0.00029516 | 0.0002244 | 0.00012311 | 0.00012905 | 0.00012721 | 3.837e-06 | 8.122e-08 | 1.2795e-06 | 1.2795e-06 | 0.00011415 | 0.00011415 | 0.00011415 | 0.00011416 | 0.00011415 | 0.00011415 | 0.00018653 | 0.00015279 | 0.00019317 | 0.00021381 | 0 | 0.00011415 | 0.00011415 | 0.00011415 | 0.00011415 | 0.00051664 | 0.00024525 | 0.00023986 | 0.00023675 | 0.00014655 | 0.00012816 | 0.00015763 | 0.0001713 | 9.5112e-05 | 0.00010663 | -4.6392e-05 | -4.6392e-05
04/29 14:00:00 | 4 | 29 | 14 | 2846 | WD | 0.00044206 | 7.857e-05 | 7.857e-05 | 8.2469e-06 | 8.6407e-05 | 0.00022375 | 0.00011415 | 0 | 0 | 4.0839e-05 | 0.00040721 | 0.00092484 | 7.857e-05 | 0.00014642 | 0.00011051 | 7.3477e-05 | 0.00011051 | 0.00011415 | 0 | 0.00011415 | 0.00047113 | 0.00029516 | 0.0002244 | 0.0001234 | 0.00012892 | 0.00012721 | 3.7233e-06 | 4.6265e-08 | 1.2194e-06 | 1.2194e-06 | 0.00011415 | 0.00011415 | 0.00011415 | 0.00011416 | 0.00011415 | 0.00011415 | 0.00018548 | 0.00015218 | 0.00019297 | 0.00021381 | 0 | 0.00011415 | 0.00011415 | 0.00011415 | 0.00011415 | 0.00049644 | 0.00024314 | 0.00023821 | 0.00023536 | 0.00014586 | 0.00012793 | 0.00015551 | 0.00016831 | 9.513e-05 | 0.00010688 | -3.497e-05 | -3.497e-05
04/29 15:00:00 | 4 | 29 | 15 | 2847 | WD | 0.00037415 | 7.5148e-05 | 7.5148e-05 | 3.7093e-06 | 7.8888e-05 | 0.00023635 | 0.00011415 | 0 | 0 | 4.0839e-05 | 0.00036071 | 0.00078507 | 7.5148e-05 | 0.00013388 | 0.00010956 | 6.994e-05 | 0.00010956 | 0.00011415 | 0 | 0.00011415 | 0.00047113 | 0.00029516 | 0.0002244 | 0.00012057 | 0.00012563 | 0.00012406 | 3.5527e-06 | 8.8391e-08 | 1.1937e-06 | 1.1937e-06 | 0.00011415 | 0.00011415 | 0.00011415 | 0.00011416 | 0.00011415 | 0.00011415 | 0.00016661 | 0.00015069 | 0.00019246 | 0.00021381 | 0 | 0.00011415 | 0.00011415 | 0.00011415 | 0.00011415 | 0.00039999 | 0.00023592 | 0.00019075 | 0.00016458 | 0.00013401 | 0.00012633 | 0.00015524 | 0.00016865 | 9.5144e-05 | 0.00010761 | -7.3315e-06 | -7.3315e-06
04/29 16:00:00 | 4 | 29 | 16 | 2848 | WD | 0.00029158 | 8.3365e-05 | 8.3365e-05 | 0.0010015 | 0.0001577 | 0.00024949 | 0.00011415 | 0 | 0 | 4.0839e-05 | 0.00033709 | 0.00064688 | 8.3365e-05 | 0.0001258 | 0.00011092 | 6.7895e-05 | 0.00011092 | 0.00011415 | 0 | 0.00011415 | 0.00047113 | 0.00029516 | 0.0002244 | 0.00011294 | 0.00012504 | 0.0001213 | 3.3829e-06 | -1.686e-08 | 1.0679e-06 | 1.0679e-06 | 0.00011415 | 0.00011415 | 0.00011415 | 0.00011416 | 0.00011415 | 0.00011415 | 0.00014779 | 0.00014413 | 0.00015206 | 0.00015611 | 0 | 0.00011415 | 0.00011415 | 0.00011415 | 0.00011415 | 0.00029201 | 0.00021408 | 0.0001525 | 0.00011684 | 0.00012461 | 0.00012415 | 0.0001454 | 0.00015525 | 0.00010418 | 0.00010787 | -2.0968e-06 | -2.0968e-06
04/29 17:00:00 | 4 | 29 | 17 | 2849 | WD | 0.00020464 | 8.7362e-05 | 8.7362e-05 | -0.00099288 | 7.9527e-05 | -2.0051e-12 | 0.00011415 | 0.00097316 | 0.00097316 | 7.0788e-05 | -0.00060851 | 0.00056442 | 8.7362e-05 | -5.0657e-05 | 0.00012 | 7.9206e-05 | 0.00012 | 0.00011415 | 0 | 0.00011415 | 0.00040141 | 0.00029516 | 0.0002244 | 0.00011191 | 0.00012552 | 0.00012132 | 3.1119e-06 | -7.1153e-08 | 9.4442e-07 | 9.4442e-07 | 0.00011415 | 0.00011415 | 0.00011415 | 0.00011416 | 0.00011415 | 0.00011415 | 0.00012914 | 0.00013924 | 0.00012923 | 0.00012411 | 0 | 0.00011415 | 0.00011415 | 0.00011415 | 0.00011415 | 0.00019191 | 0.00017774 | 0.00012206 | 8.9817e-05 | 0.0001163 | 0.00012286 | 0.00013679 | 0.00014326 | 0.00011767 | 0.00010806 | 3.002e-06 | 3.002e-06
04/29 18:00:00 | 4 | 29 | 18 | 2850 | WD | 0.00010663 | 0.000101 | 0.000101 | 0.0010154 | 0.00016184 | -7.5459e-13 | 0.00011415 | 0.00080399 | 0.00080399 | 0.00015247 | -0.00044279 | 0.00054085 | 0.000101 | 2.6901e-05 | 0.00013406 | 8.0128e-05 | 0.00013406 | 0.00011415 | 0 | 0.00011415 | 5.291e-05 | 6.5591e-05 | 0.0001126 | 0.00011252 | 0.0001236 | 0.00012017 | 2.8737e-06 | -1.0483e-07 | 8.4548e-07 | 8.4548e-07 | 0.00011415 | 0.00011415 | 0.00011415 | 0.00011416 | 0.00011415 | 0.00011415 | 0.00012867 | 0.00012817 | 0.00011248 | 0.00010446 | 0 | 0.00011415 | 0.00011415 | 0.00011415 | 0.00011415 | 0.00011709 | 0.00012412 | 9.1429e-05 | 7.2494e-05 | 0.00011533 | 0.00011868 | 0.00010961 | 0.0001054 | 0.00012388 | 0.00010815 | 0.00015839 | 0.00015839
04/29 19:00:00 | 4 | 29 | 19 | 2851 | WD | 1.6258e-05 | 0.00012987 | 0.00012987 | 1.2645e-05 | 0.00015362 | -3.8268e-13 | 0.00011415 | 0.00042207 | 0.00042207 | 0.00021236 | -0.00023319 | 0.00051235 | 0.00012987 | 0.00016133 | 0.00014271 | 0.00011434 | 0.00014271 | 0.00011415 | 0 | 0.00011415 | 2.0634e-05 | 6.5591e-05 | 0.0001126 | 0.00012138 | 0.00012064 | 0.00012087 | 2.6613e-06 | -1.4342e-08 | 8.3935e-07 | 8.3935e-07 | 0.00011415 | 0.00011415 | 0.00011415 | 0.00011416 | 0.00011415 | 0.00011415 | 0.00011028 | 0.00011998 | 0.00010081 | 9.1006e-05 | 0 | 0.00011415 | 0.00011415 | 0.00011415 | 0.00011415 | 4.2837e-05 | 8.2927e-05 | 6.8797e-05 | 6.0615e-05 | 0.00010412 | 0.00011518 | 0.00010375 | 9.8445e-05 | 0.00010736 | 0.00010879 | 0.00017603 | 0.00017603
04/29 20:00:00 | 4 | 29 | 20 | 2852 | WD | 0 | 0.00012746 | 0.00012746 | 1.3441e-05 | 9.3771e-05 | -2.8565e-13 | 0.00011415 | 0 | 0 | 0.00028587 | -0.0001104 | 0.00047632 | 0.00012746 | 0.00015218 | 0.00014653 | 0.00011614 | 0.00014653 | 0.00011415 | 0.00022925 | 0.00011415 | 0 | 6.5591e-05 | 0.0001126 | 0.00011878 | 0.00011717 | 0.00011767 | 2.479e-06 | 1.8105e-08 | 8.0325e-07 | 8.0325e-07 | 0.00011415 | 0.00011415 | 0.00011415 | 0.00011416 | 0.00011415 | 0.00011415 | 0.00010984 | 0.00010472 | 8.5997e-05 | 7.6429e-05 | 0.00019295 | 0.00011415 | 0.00011415 | 0.00011415 | 0.00011415 | 6.8357e-06 | 5.9522e-05 | 8.4506e-05 | 9.8973e-05 | 0.00010514 | 0.00011706 | 0.00010498 | 9.9376e-05 | 8.7554e-05 | 0.00010898 | 0.00019454 | 0.00019454
04/29 21:00:00 | 4 | 29 | 21 | 2853 | WD | 0 | 0.00013129 | 0.00013129 | 1.1853e-05 | 0.00016353 | 0 | 0.00011415 | 0 | 0 | 0.00034305 | -6.6636e-05 | 0.00042237 | 0.00013129 | 0.00013433 | 0.00014762 | 0.00011055 | 0.00014762 | 0.00011415 | 0.00022925 | 0.00011415 | 0 | 6.5591e-05 | 0.0001126 | 0.00011132 | 9.9322e-05 | 0.00010303 | 2.0081e-05 | -2.4098e-07 | 6.2427e-06 | 6.2427e-06 | 0.00011415 | 0.00011415 | 0.00011415 | 0.00011415 | 0.00011415 | 0.00011415 | 0.00010924 | 9.2279e-05 | 7.4921e-05 | 6.6052e-05 | 0.00022929 | 0.00011415 | 0.00011415 | 0.00011415 | 0.00011415 | 3.2016e-06 | 4.5412e-05 | 7.0785e-05 | 8.5478e-05 | 0.00010418 | 0.00010493 | 0.0001002 | 9.7999e-05 | 8.8238e-05 | 9.9584e-05 | 0.00020742 | 0.00020742
04/29 22:00:00 | 4 | 29 | 22 | 2854 | WD | 0 | 0.0001257 | 0.0001257 | 0.00032601 | 0.0001613 | 2.0698e-12 | 0.00011415 | 0 | 0 | 0.00034849 | -4.2816e-05 | 0.0003008 | 0.0001257 | 0.00012805 | 0.00014405 | 0.00010938 | 0.00014405 | 0.00011415 | 0.00022925 | 0.00011415 | 0 | 6.5591e-05 | 0.0001118 | 0.00010166 | 9.3671e-05 | 9.614e-05 | 2.7001e-05 | -1.8595e-05 | -4.0474e-06 | -4.0474e-06 | 0.00011415 | 0.00011415 | 0.00011415 | 0.00011415 | 0.00011415 | 0.00011415 | 0.00010883 | 6.9436e-05 | 6.3877e-05 | 6.1037e-05 | 0.00022929 | 0.00011415 | 0.00011415 | 0.00011415 | 0.00011415 | 2.0797e-06 | 3.3003e-05 | 6.2124e-05 | 7.8988e-05 | 0.00010254 | 9.5734e-05 | 9.3618e-05 | 9.2636e-05 | 8.8427e-05 | 9.9105e-05 | 7.5797e-06 | 7.5797e-06
04/29 23:00:00 | 4 | 29 | 23 | 2855 | WD | 0 | 0.00010163 | 0.00010163 | 0.00068458 | 7.8767e-05 | 7.9772e-13 | 0.00011415 | 0 | 0 | 0.00023959 | 0.0009931 | -0.00038076 | 0.00010163 | 0.00025135 | 0.00013614 | 9.4768e-05 | 0.00013614 | 0.00011415 | 0.00022925 | 0.00011415 | 0 | 6.5591e-05 | 0.0001118 | 0.00012737 | 9.2404e-05 | 0.00010321 | 2.8358e-05 | -1.454e-05 | -8.5269e-07 | -8.5269e-07 | 0.00011415 | 0.00011415 | 0.00011415 | 0.00011415 | 0.00011415 | 0.00011415 | 9.9691e-05 | 6.8344e-05 | 6.1493e-05 | 5.7992e-05 | 0.00022929 | 0.00011415 | 0.00011415 | 0.00011415 | 0.00011415 | 1.729e-06 | 2.6771e-05 | 5.7344e-05 | 7.5048e-05 | 9.7404e-05 | 9.4959e-05 | 9.2721e-05 | 9.1683e-05 | 8.8445e-05 | 9.8703e-05 | -8.8233e-07 | -8.8233e-07
04/29 24:00:00 | 4 | 29 | 24 | 2856 | WD | 0 | 8.0684e-05 | 8.0684e-05 | -0.00098476 | 7.7172e-05 | -1.3906e-12 | 0.00011415 | 0 | 0 | 0.00013341 | 0.00059421 | 0 | 8.0684e-05 | 0.00015921 | 0.00012638 | 7.1371e-05 | 0.00012638 | 0.00011415 | 0.00022925 | 0.00011415 | 0 | 6.5591e-05 | 0.0001118 | 9.3902e-05 | 9.1019e-05 | 9.191e-05 | 2.8552e-05 | -4.0713e-07 | 8.8325e-06 | 8.8325e-06 | 0.00011415 | 0.00011415 | 0.00011415 | 0.00011415 | 0.00011415 | 0.00011415 | 4.5468e-05 | 6.8027e-05 | 5.8924e-05 | 5.4272e-05 | 0.00022929 | 0.00011415 | 0.00011415 | 0.00011415 | 0.00011415 | 1.2032e-06 | 2.496e-05 | 5.3631e-05 | 7.0234e-05 | 7.1734e-05 | 9.4375e-05 | 8.6247e-05 | 8.2477e-05 | 8.8578e-05 | 9.8566e-05 | 1.5514e-06 | 1.5514e-06
04/30 01:00:00 | 4 | 30 | 1 | 2857 | WD | 0 | 3.7098e-05 | 3.7098e-05 | 0.00097776 | 7.5273e-05 | 0.00025245 | 0.00011415 | 0 | 0 | 5.4452e-05 | 0.00023177 | 0 | 3.7098e-05 | -1.5039e-05 | 9.19e-05 | 1.856e-05 | 9.19e-05 | 0.00011415 | 0.00022925 | 0.00011415 | 0 | 6.5591e-05 | 0.0001118 | 9.2551e-05 | 9.0475e-05 | 9.1117e-05 | 2.911e-05 | 4.5663e-06 | 1.2397e-05 | 1.2397e-05 | 0.00011415 | 0.00011415 | 0.00011415 | 0.00011416 | 0.00011415 | 0.00011415 | 3.6463e-05 | 6.7924e-05 | 5.8637e-05 | 5.3892e-05 | 0.00022929 | 0.00011415 | 0.00011415 | 0.00011415 | 0.00011415 | 1.2032e-06 | 2.437e-05 | 5.3103e-05 | 6.9742e-05 | 6.6429e-05 | 9.4161e-05 | 8.6006e-05 | 8.2224e-05 | 8.8633e-05 | 9.9203e-05 | 1.9592e-06 | 1.9592e-06
04/30 02:00:00 | 4 | 30 | 2 | 2858 | WD | 0 | 5.1802e-05 | 5.1802e-05 | 4.2722e-07 | 9.853e-06 | 0.00023244 | 0.00011415 | 0 | 0 | 2.1781e-05 | 0.00047934 | -0.0076355 | 5.1802e-05 | 4.664e-05 | 8.5656e-05 | 5.0672e-05 | 8.5656e-05 | 0.00011415 | 0.00022925 | 0.00011415 | 0 | 6.5591e-05 | 0.0001118 | 9.2212e-05 | 9.0062e-05 | 9.0726e-05 | 2.9633e-05 | 7.7702e-06 | 1.4746e-05 | 1.4746e-05 | 0.00011415 | 0.00011415 | 0.00011415 | 0.00011416 | 0.00011415 | 0.00011415 | 3.6473e-05 | 6.819e-05 | 6.0618e-05 | 5.6748e-05 | 0.00022929 | 0.00011415 | 0.00011415 | 0.00011415 | 0.00011415 | 1.23e-06 | 2.5894e-05 | 5.6002e-05 | 7.3438e-05 | 6.5131e-05 | 9.4103e-05 | 8.647e-05 | 8.2929e-05 | 8.8673e-05 | 9.9759e-05 | -1.75e-06 | -1.75e-06
04/30 03:00:00 | 4 | 30 | 3 | 2859 | WD | 0 | 7.6068e-05 | 7.6068e-05 | -0.00097001 | 6.4459e-05 | 0.00022975 | 0.00011415 | 0 | 0 | 2.1781e-05 | 0.00040598 | -0.0039351 | 7.6068e-05 | 9.0444e-05 | 8.3946e-05 | 7.7334e-05 | 8.3946e-05 | 0.00011415 | 0.00022925 | 0.00011415 | 0 | 6.5591e-05 | 0.0001118 | 9.256e-05 | 8.8881e-05 | 9.0018e-05 | 3.0356e-05 | 1.2013e-05 | 1.7866e-05 | 1.7866e-05 | 0.00011415 | 0.00011415 | 0.00011415 | 0.00011416 | 0.00011415 | 0.00011415 | 4.5596e-05 | 6.8975e-05 | 6.1912e-05 | 5.8304e-05 | 0.00022929 | 0.00011415 | 0.00011415 | 0.00011415 | 0.00011415 | 1.5508e-06 | 3.0373e-05 | 5.892e-05 | 7.5451e-05 | 7.0544e-05 | 9.3929e-05 | 8.6645e-05 | 8.3266e-05 | 8.8671e-05 | 0.00010017 | 1.9238e-06 | 1.9238e-06
04/30 04:00:00 | 4 | 30 | 4 | 2860 | WD | 0 | 0.00010152 | 0.00010152 | 0.00097017 | 7.4323e-05 | 0.00022651 | 0.00011415 | 0 | 0 | 2.1781e-05 | 0.00043237 | -0.0040396 | 0.00010152 | 0.00014148 | 8.2211e-05 | 0.00011244 | 8.2211e-05 | 0.00011415 | 0.00022925 | 0.00011415 | 0 | 6.5591e-05 | 0.0001118 | 0.00010398 | 8.6309e-05 | 9.1769e-05 | 3.1301e-05 | 1.2808e-05 | 1.8709e-05 | 1.8709e-05 | 0.00011415 | 0.00011415 | 0.00011415 | 0.00011416 | 0.00011415 | 0.00011415 | 5.4768e-05 | 7.0282e-05 | 7.6832e-05 | 8.0178e-05 | 0.00022929 | 0.00011415 | 0.00011415 | 0.00011415 | 0.00011415 | 2.0054e-06 | 3.7834e-05 | 7.9583e-05 | 0.00010376 | 7.6155e-05 | 9.3424e-05 | 9.1101e-05 | 9.0023e-05 | 8.8684e-05 | 0.00010059 | -4.6915e-06 | -4.6915e-06
04/30 05:00:00 | 4 | 30 | 5 | 2861 | WD | 0 | 0.00010764 | 0.00010764 | -0.00097291 | 0 | 0.00021796 | 0.00011415 | 0 | 0 | 6.5342e-05 | 0.00040593 | -0.00069549 | 0.00010764 | 0.00016592 | 8.1198e-05 | 0.0001303 | 8.1198e-05 | 0.00011415 | 0.00022925 | 0.00011415 | 0 | 6.5591e-05 | 0.0001118 | 0.00010546 | 8.654e-05 | 9.2387e-05 | 3.2459e-05 | 1.3564e-05 | 1.9592e-05 | 1.9592e-05 | 0.00011415 | 0.00011415 | 0.00011415 | 0.00011416 | 0.00011415 | 0.00011415 | 9.1181e-05 | 9.299e-05 | 0.0001022 | 0.0001069 | 0.00022929 | 0.00011415 | 0.00011415 | 0.00011415 | 0.00011415 | 3.0749e-06 | 6.2531e-05 | 0.00011054 | 0.00013835 | 9.507e-05 | 0.00010036 | 9.8629e-05 | 9.7826e-05 | 8.8583e-05 | 0.00010092 | -4.5829e-06 | -4.5829e-06
04/30 06:00:00 | 4 | 30 | 6 | 2862 | WD | 2.7272e-05 | 0.0001163 | 0.0001163 | 0.00099145 | 8.0783e-05 | -1.5577e-12 | 0.00011415 | 0.00012476 | 0.00012476 | 0.00013613 | 0.00038263 | 0.0015726 | 0.0001163 | 0.00016279 | 8.7512e-05 | 0.00012541 | 8.7512e-05 | 0.00011415 | 0 | 0.00011415 | 1.2808e-05 | 6.5591e-05 | 0.0001126 | 0.00011026 | 9.051e-05 | 9.6613e-05 | 1.2656e-05 | 8.3341e-06 | 9.713e-06 | 9.713e-06 | 0.00011415 | 0.00011415 | 0.00011415 | 0.00011416 | 0.00011415 | 0.00011415 | 0.00012828 | 0.00012368 | 0.00013026 | 0.00013363 | 3.6349e-05 | 0.00011415 | 0.00011415 | 0.00011415 | 0.00011415 | 2.9519e-05 | 9.8147e-05 | 0.00014625 | 0.0001741 | 0.00010986 | 0.00010514 | 9.6548e-05 | 9.2563e-05 | 8.6172e-05 | 0.00012216 | 0.00033159 | 0.00033159
04/30 07:00:00 | 4 | 30 | 7 | 2863 | WD | 0.00012829 | 0.00014081 | 0.00014081 | 1.0198e-05 | 0.00016275 | 7.5464e-14 | 0.00011415 | 0.000527 | 0.000527 | 0.00015247 | -0.00083583 | 0.00229 | 0.00014081 | -6.2837e-05 | 9.9871e-05 | 0.00014696 | 9.9871e-05 | 0.00011415 | 0 | 0.00011415 | 4.8306e-05 | 6.5591e-05 | 0.0001126 | 0.00010949 | 0.00010523 | 0.00010654 | 6.4564e-06 | 2.725e-06 | 3.9155e-06 | 3.9155e-06 | 0.00011415 | 0.00011415 | 0.00011415 | 0.00011416 | 0.00011415 | 0.00011415 | 0.000149 | 0.00014024 | 0.00018893 | 0.00021381 | 0 | 0.00011415 | 0.00011415 | 0.00011415 | 0.00011415 | 0.00012173 | 0.00015279 | 0.00014917 | 0.00014706 | 0.00012114 | 0.00011533 | 0.00011737 | 0.00011831 | 9.4773e-05 | 0.00011548 | 0.00024954 | 0.00024954
04/30 08:00:00 | 4 | 30 | 8 | 2864 | WD | 0.00022539 | 0.00013628 | 0.00013628 | 1.3274e-05 | 0.00019489 | 4.7973e-13 | 0.00011415 | 0.00081418 | 0.00081418 | 0.00013613 | -0.0003984 | 0.0023264 | 0.00013628 | 4.4221e-05 | 0.00011103 | 0.00013417 | 0.00011103 | 0.00011415 | 0 | 0.00011415 | 0.00020896 | 0.00016398 | 0.0001685 | 0.00011391 | 0.00010733 | 0.00010936 | 5.6296e-06 | 7.5129e-07 | 2.3077e-06 | 2.3077e-06 | 0.00011415 | 0.00011415 | 0.00011415 | 0.00011416 | 0.00011415 | 0.00011415 | 0.00016895 | 0.00015337 | 0.00019337 | 0.00021381 | 0 | 0.00011415 | 0.00011415 | 0.00011415 | 0.00011415 | 0.00023242 | 0.00021322 | 0.00017529 | 0.00015333 | 0.00013619 | 0.00012046 | 0.00014732 | 0.00015977 | 9.4917e-05 | 0.00011281 | 0.00014345 | 0.00014345
04/30 09:00:00 | 4 | 30 | 9 | 2865 | WD | 0.00031291 | 0.00013771 | 0.00013771 | 1.3443e-05 | 0.00023233 | 1.5523e-12 | 0.00011415 | 0.00044872 | 0.00044872 | 5.9897e-05 | -0.00021112 | 0.0021196 | 0.00013771 | 9.7935e-05 | 0.00011108 | 0.00013454 | 0.00011108 | 0.00011415 | 0 | 0.00011415 | 0.00047113 | 0.00029516 | 0.0002244 | 0.00011781 | 0.00010687 | 0.00011025 | 5.3238e-06 | 9.797e-08 | 1.7653e-06 | 1.7653e-06 | 0.00011415 | 0.00011415 | 0.00011415 | 0.00011416 | 0.00011415 | 0.00011415 | 0.0001871 | 0.00015456 | 0.00019377 | 0.00021381 | 0 | 0.00011415 | 0.00011415 | 0.00011415 | 0.00011415 | 0.00035901 | 0.00024645 | 0.00019104 | 0.00015895 | 0.00014693 | 0.00012094 | 0.00015261 | 0.00016731 | 9.4992e-05 | 0.00011076 | 6.5716e-05 | 6.5716e-05
04/30 10:00:00 | 4 | 30 | 10 | 2866 | WD | 0.00038748 | 0.00014959 | 0.00014959 | 0.0010424 | 0.00016901 | 0.00021486 | 0.00011415 | 0.00030594 | 0.00030594 | 4.0839e-05 | -0.00015863 | 0.0018794 | 0.00014959 | 0.00021254 | 0.00011156 | 0.00016189 | 0.00011156 | 0.00011415 | 0 | 0.00011415 | 0.00047113 | 0.00029516 | 0.0002244 | 0.00011911 | 0.00010646 | 0.00011037 | 4.9822e-06 | -9.7254e-08 | 1.5234e-06 | 1.5234e-06 | 0.00011415 | 0.00011415 | 0.00011415 | 0.00011416 | 0.00011415 | 0.00011415 | 0.00018706 | 0.00015413 | 0.00019363 | 0.00021381 | 0 | 0.00011415 | 0.00011415 | 0.00011415 | 0.00011415 | 0.00043895 | 0.00024653 | 0.00019399 | 0.00016356 | 0.0001483 | 0.00012064 | 0.00015178 | 0.00016622 | 9.5042e-05 | 0.00010925 | 1.8364e-05 | 1.8364e-05
04/30 11:00:00 | 4 | 30 | 11 | 2867 | WD | 0.00044442 | 9.7592e-05 | 9.7592e-05 | 1.0579e-05 | 0.00016041 | 0.00021991 | 0.00011415 | 0 | 0 | 4.0839e-05 | 0.00098104 | 0.0016808 | 9.7592e-05 | 0.00023479 | 0.00011463 | 8.8523e-05 | 0.00011463 | 0.00011415 | 0 | 0.00011415 | 0.00047113 | 0.00029516 | 0.0002244 | 0.00014687 | 0.00010696 | 0.00011929 | 5.2384e-06 | -2.2611e-08 | 1.6559e-06 | 1.6559e-06 | 0.00011415 | 0.00011415 | 0.00011415 | 0.00011416 | 0.00011415 | 0.00011415 | 0.000187 | 0.00015348 | 0.00019341 | 0.00021381 | 0 | 0.00011415 | 0.00011415 | 0.00011415 | 0.00011415 | 0.0004888 | 0.00024632 | 0.00019612 | 0.00016705 | 0.00014849 | 0.00012059 | 0.00015376 | 0.00016915 | 9.5098e-05 | 0.00010767 | -1.8163e-05 | -1.8163e-05
04/30 12:00:00 | 4 | 30 | 12 | 2868 | WD | 0.00047274 | 8.0913e-05 | 8.0913e-05 | -0.0010038 | 8.6916e-05 | 0.00021998 | 0.00011415 | 0 | 0 | 4.0839e-05 | 0.00063253 | 0.0015428 | 8.0913e-05 | 0.00019494 | 0.00011458 | 7.5881e-05 | 0.00011458 | 0.00011415 | 0 | 0.00011415 | 0.00047113 | 0.00029516 | 0.0002244 | 0.00012115 | 0.00010701 | 0.00011138 | 4.4779e-06 | -7.4129e-09 | 1.4236e-06 | 1.4236e-06 | 0.00011415 | 0.00011415 | 0.00011415 | 0.00011416 | 0.00011415 | 0.00011415 | 0.00018694 | 0.0001532 | 0.00019331 | 0.00021381 | 0 | 0.00011415 | 0.00011415 | 0.00011415 | 0.00011415 | 0.00051151 | 0.00024586 | 0.00023987 | 0.0002364 | 0.00014945 | 0.00012051 | 0.00015789 | 0.00017523 | 0.00010694 | 0.0001066 | -5.6575e-05 | -5.6575e-05
04/30 13:00:00 | 4 | 30 | 13 | 2869 | WD | 0.00046963 | 7.8679e-05 | 7.8679e-05 | 0.0010106 | 0.00016057 | 0.00021627 | 0.00011415 | 0 | 0 | 4.0839e-05 | 0.00045731 | 0.0014323 | 7.8679e-05 | 0.00014674 | 0.00011115 | 6.2308e-05 | 0.00011115 | 0.00011415 | 0 | 0.00011415 | 0.00047113 | 0.00029516 | 0.0002244 | 0.00012309 | 0.0001127 | 0.00011591 | 4.3679e-06 | 6.8767e-08 | 1.4404e-06 | 1.4404e-06 | 0.00011415 | 0.00011415 | 0.00011415 | 0.00011416 | 0.00011415 | 0.00011415 | 0.00018653 | 0.00015279 | 0.00019317 | 0.00021381 | 0 | 0.00011415 | 0.00011415 | 0.00011415 | 0.00011415 | 0.00051434 | 0.00024525 | 0.00023982 | 0.00023667 | 0.00014883 | 0.00012238 | 0.00015711 | 0.00017322 | 0.00011693 | 0.00010587 | -8.1282e-05 | -8.1282e-05
04/30 14:00:00 | 4 | 30 | 14 | 2870 | WD | 0.00042897 | 5.7024e-05 | 5.7024e-05 | 8.4121e-06 | 7.9579e-05 | 0.00022375 | 0.00011415 | 0 | 0 | 4.0839e-05 | 0.00036163 | 0.0013043 | 5.7024e-05 | 0.00010535 | 0.00011051 | 4.3837e-05 | 0.00011051 | 0.00011415 | 0 | 0.00011415 | 0.00047113 | 0.00029516 | 0.0002244 | 0.00012504 | 0.00011577 | 0.00011864 | 4.2384e-06 | -6.0028e-09 | 1.3482e-06 | 1.3482e-06 | 0.00011415 | 0.00011415 | 0.00011415 | 0.00011416 | 0.00011415 | 0.00011415 | 0.00018548 | 0.00015218 | 0.00019297 | 0.00021381 | 0 | 0.00011415 | 0.00011415 | 0.00011415 | 0.00011415 | 0.00049489 | 0.00024314 | 0.0002382 | 0.00023534 | 0.00015092 | 0.00012326 | 0.00015612 | 0.00017136 | 0.00012791 | 0.00010506 | -0.00010771 | -0.00010771
04/30 15:00:00 | 4 | 30 | 15 | 2871 | WD | 0.00036882 | 7.4982e-05 | 7.4982e-05 | 3.9668e-06 | 0.0001577 | 0.00023635 | 0.00011415 | 0 | 0 | 4.0839e-05 | 0.00037038 | 0.0012215 | 7.4982e-05 | 0.00011925 | 0.00010956 | 5.7813e-05 | 0.00010956 | 0.00011415 | 0 | 0.00011415 | 0.00047113 | 0.00029516 | 0.0002244 | 0.00012212 | 0.00011176 | 0.00011496 | 4.0401e-06 | 7.6563e-08 | 1.3411e-06 | 1.3411e-06 | 0.00011415 | 0.00011415 | 0.00011415 | 0.00011416 | 0.00011415 | 0.00011415 | 0.00016661 | 0.00015069 | 0.00019246 | 0.00021381 | 0 | 0.00011415 | 0.00011415 | 0.00011415 | 0.00011415 | 0.0004011 | 0.00023592 | 0.00019084 | 0.00016473 | 0.00014056 | 0.00012139 | 0.00015583 | 0.0001718 | 0.00013311 | 0.00010486 | -0.000115 | -0.000115
04/30 16:00:00 | 4 | 30 | 16 | 2872 | WD | 0.00028821 | 7.6792e-05 | 7.6792e-05 | 4.1581e-06 | 7.8837e-05 | 0.00024949 | 0.00011415 | 0 | 0 | 4.0839e-05 | 0.0003689 | 0.001113 | 7.6792e-05 | 0.00013209 | 0.00011092 | 7.0437e-05 | 0.00011092 | 0.00011415 | 0 | 0.00011415 | 0.00047113 | 0.00029516 | 0.0002244 | 0.0001126 | 0.00011019 | 0.00011094 | 3.8964e-06 | 2.2057e-07 | 1.3934e-06 | 1.3934e-06 | 0.00011415 | 0.00011415 | 0.00011415 | 0.00011416 | 0.00011415 | 0.00011415 | 0.00014779 | 0.00014413 | 0.00015206 | 0.00015611 | 0 | 0.00011415 | 0.00011415 | 0.00011415 | 0.00011415 | 0.00029153 | 0.00021408 | 0.00015249 | 0.00011682 | 0.00012689 | 0.00011887 | 0.00014509 | 0.00015725 | 0.00011916 | 0.00010552 | -9.5633e-05 | -9.5633e-05
04/30 17:00:00 | 4 | 30 | 17 | 2873 | WD | 0.00020303 | 9.567e-05 | 9.567e-05 | 9.7853e-06 | 7.9499e-05 | -2.0051e-12 | 0.00011415 | 0.00096805 | 0.00096805 | 7.0788e-05 | -0.00072155 | 0.0010351 | 9.567e-05 | -6.1228e-05 | 0.00012 | 9.1036e-05 | 0.00012 | 0.00011415 | 0 | 0.00011415 | 0.0003993 | 0.00029516 | 0.0002244 | 0.00011013 | 0.00010918 | 0.00010947 | 3.6289e-06 | 5.1904e-08 | 1.1932e-06 | 1.1932e-06 | 0.00011415 | 0.00011415 | 0.00011415 | 0.00011416 | 0.00011415 | 0.00011415 | 0.00012914 | 0.00013924 | 0.00012923 | 0.00012411 | 0 | 0.00011415 | 0.00011415 | 0.00011415 | 0.00011415 | 0.00019094 | 0.00017721 | 0.00012183 | 8.9767e-05 | 0.00011605 | 0.00011705 | 0.00013579 | 0.00014448 | 0.00011559 | 0.00010613 | -6.8932e-05 | -6.8932e-05
04/30 18:00:00 | 4 | 30 | 18 | 2874 | WD | 0.00010925 | 0.00012174 | 0.00012174 | 0.0010165 | 0.00016181 | -7.5459e-13 | 0.00011415 | 0.00080664 | 0.00080664 | 0.00015247 | -0.00040811 | 0.00095098 | 0.00012174 | 7.7407e-05 | 0.00013406 | 0.00010964 | 0.00013406 | 0.00011415 | 0 | 0.00011415 | 5.3084e-05 | 6.5591e-05 | 0.0001126 | 0.00010949 | 0.00010618 | 0.0001072 | 3.3139e-06 | 1.2652e-07 | 1.1435e-06 | 1.1435e-06 | 0.00011415 | 0.00011415 | 0.00011415 | 0.00011416 | 0.00011415 | 0.00011415 | 0.00012867 | 0.00012817 | 0.00011248 | 0.00010446 | 0 | 0.00011415 | 0.00011415 | 0.00011415 | 0.00011415 | 0.00011755 | 0.00012431 | 9.1521e-05 | 7.2535e-05 | 0.00011302 | 0.00011251 | 0.00010769 | 0.00010545 | 0.00010237 | 0.00010685 | 0.00010664 | 0.00010664
04/30 19:00:00 | 4 | 30 | 19 | 2875 | WD | 1.8693e-05 | 0.00015407 | 0.00015407 | 1.4403e-05 | 0.00016465 | -3.8268e-13 | 0.00011415 | 0.00044346 | 0.00044346 | 0.00021236 | -0.00021957 | 0.00086529 | 0.00015407 | 0.00021195 | 0.00014271 | 0.00014712 | 0.00014271 | 0.00011415 | 0 | 0.00011415 | 2.1679e-05 | 6.5591e-05 | 0.0001126 | 0.00011838 | 0.00010489 | 0.00010906 | 3.0731e-06 | 1.5501e-07 | 1.086e-06 | 1.086e-06 | 0.00011415 | 0.00011415 | 0.00011415 | 0.00011416 | 0.00011415 | 0.00011415 | 0.00011028 | 0.00011996 | 0.0001008 | 9.1006e-05 | 0 | 0.00011415 | 0.00011415 | 0.00011415 | 0.00011415 | 4.4927e-05 | 8.367e-05 | 6.9131e-05 | 6.0712e-05 | 0.000102 | 0.0001096 | 0.00010185 | 9.8259e-05 | 8.7544e-05 | 0.0001079 | 0.00013533 | 0.00013533
04/30 20:00:00 | 4 | 30 | 20 | 2876 | WD | 0 | 0.00014084 | 0.00014084 | 1.4865e-05 | 0.00016528 | -2.8565e-13 | 0.00011415 | 0 | 0 | 0.00028587 | -0.00011413 | 0.00073924 | 0.00014084 | 0.00015975 | 0.00014653 | 0.0001244 | 0.00014653 | 0.00011415 | 0.00022925 | 0.00011415 | 0 | 6.5591e-05 | 0.0001126 | 0.00011639 | 0.0001016 | 0.00010617 | 2.8815e-06 | 6.2181e-08 | 9.6169e-07 | 9.6169e-07 | 0.00011415 | 0.00011415 | 0.00011415 | 0.00011416 | 0.00011415 | 0.00011415 | 0.00010984 | 0.00010472 | 8.5996e-05 | 7.6429e-05 | 0.00019295 | 0.00011415 | 0.00011415 | 0.00011415 | 0.00011415 | 7.0694e-06 | 5.9493e-05 | 8.45e-05 | 9.8982e-05 | 0.00010512 | 0.00011156 | 0.00010324 | 9.9376e-05 | 8.7536e-05 | 0.00010866 | 0.00017751 | 0.00017751
04/30 21:00:00 | 4 | 30 | 21 | 2877 | WD | 0 | 0.00013256 | 0.00013256 | -0.0010027 | 8.1725e-05 | 0 | 0.00011415 | 0 | 0 | 0.00034305 | -6.8851e-05 | 0.00058165 | 0.00013256 | 0.00014951 | 0.00014762 | 0.00012471 | 0.00014762 | 0.00011415 | 0.00022925 | 0.00011415 | 0 | 6.5591e-05 | 0.0001126 | 0.00010928 | 8.6403e-05 | 9.3474e-05 | 2.2001e-05 | -1.862e-08 | 7.0069e-06 | 7.0069e-06 | 0.00011415 | 0.00011415 | 0.00011415 | 0.00011415 | 0.00011415 | 0.00011415 | 0.00010924 | 9.2279e-05 | 7.4921e-05 | 6.6052e-05 | 0.00022929 | 0.00011415 | 0.00011415 | 0.00011415 | 0.00011415 | 3.2016e-06 | 4.5412e-05 | 7.0785e-05 | 8.5478e-05 | 0.00010417 | 0.00010038 | 9.8752e-05 | 9.7999e-05 | 8.824e-05 | 9.9462e-05 | 0.00021533 | 0.00021533
04/30 22:00:00 | 4 | 30 | 22 | 2878 | WD | 0 | 0.00014502 | 0.00014502 | 0.0010149 | 0.00016122 | 2.0698e-12 | 0.00011415 | 0 | 0 | 0.00034849 | -4.6152e-05 | 0.00035316 | 0.00014502 | 0.00016863 | 0.00014405 | 0.0001369 | 0.00014405 | 0.00011415 | 0.00022925 | 0.00011415 | 0 | 6.5591e-05 | 0.0001118 | 9.9514e-05 | 8.142e-05 | 8.7012e-05 | 2.9084e-05 | 7.3442e-06 | 1.428e-05 | 1.428e-05 | 0.00011415 | 0.00011415 | 0.00011415 | 0.00011415 | 0.00011415 | 0.00011415 | 0.00010883 | 6.9436e-05 | 6.3877e-05 | 6.1037e-05 | 0.00022929 | 0.00011415 | 0.00011415 | 0.00011415 | 0.00011415 | 2.0797e-06 | 3.3003e-05 | 6.2124e-05 | 7.8988e-05 | 0.00010255 | 9.1414e-05 | 9.2449e-05 | 9.2928e-05 | 8.8439e-05 | 9.8765e-05 | 1.0565e-05 | 1.0565e-05
04/30 23:00:00 | 4 | 30 | 23 | 2879 | WD | 0 | 0.00011467 | 0.00011467 | 0.001003 | 7.8739e-05 | 7.9772e-13 | 0.00011415 | 0 | 0 | 0.00023959 | 0.001033 | -0.0016315 | 0.00011467 | 0.00030061 | 0.00013614 | 0.00011334 | 0.00013614 | 0.00011415 | 0.00022925 | 0.00011415 | 0 | 6.5591e-05 | 0.0001118 | 0.00012661 | 8.2382e-05 | 9.6052e-05 | 2.991e-05 | 1.2935e-05 | 1.8351e-05 | 1.8351e-05 | 0.00011415 | 0.00011415 | 0.00011415 | 0.00011415 | 0.00011415 | 0.00011415 | 9.9691e-05 | 6.8344e-05 | 6.1493e-05 | 5.7992e-05 | 0.00022929 | 0.00011415 | 0.00011415 | 0.00011415 | 0.00011415 | 1.729e-06 | 2.6771e-05 | 5.7344e-05 | 7.5048e-05 | 9.7408e-05 | 9.1424e-05 | 9.1749e-05 | 9.19e-05 | 8.8448e-05 | 9.846e-05 | -6.069e-06 | -6.069e-06
04/30 24:00:00 | 4 | 30 | 24 | 2880 | WD | 0 | 9.1515e-05 | 9.1515e-05 | -0.00098442 | 7.7132e-05 | -1.3906e-12 | 0.00011415 | 0 | 0 | 0.00013341 | 0.0005895 | 0 | 9.1515e-05 | 0.00017346 | 0.00012638 | 8.6796e-05 | 0.00012638 | 0.00011415 | 0.00022925 | 0.00011415 | 0 | 6.5591e-05 | 0.0001118 | 9.303e-05 | 8.3617e-05 | 8.6526e-05 | 2.9967e-05 | 1.3645e-05 | 1.8852e-05 | 1.8852e-05 | 0.00011415 | 0.00011415 | 0.00011415 | 0.00011416 | 0.00011415 | 0.00011415 | 4.5468e-05 | 6.8027e-05 | 5.8924e-05 | 5.4272e-05 | 0.00022929 | 0.00011415 | 0.00011415 | 0.00011415 | 0.00011415 | 1.2032e-06 | 2.496e-05 | 5.3631e-05 | 7.0234e-05 | 7.1728e-05 | 9.1769e-05 | 8.5595e-05 | 8.2732e-05 | 8.8587e-05 | 9.8681e-05 | 3.6248e-06 | 3.6248e-06
05/01 01:00:00 | 5 | 1 | 1 | 2881 | WD | 0 | 4.9637e-05 | 4.9637e-05 | 0.00097759 | 7.5261e-05 | 0.00025245 | 0.00011415 | 0 | 0 | 5.4452e-05 | 0.00045468 | -0.0025134 | 4.9637e-05 | 5.2521e-06 | 9.19e-05 | 3.641e-05 | 9.19e-05 | 0.00011415 | 0.00022925 | 0.00011415 | 0 | 6.5591e-05 | 0.0001118 | 9.1891e-05 | 8.5053e-05 | 8.7166e-05 | 3.0204e-05 | 1.3951e-05 | 1.9136e-05 | 1.9136e-05 | 0.00011415 | 0.00011415 | 0.00011415 | 0.00011416 | 0.00011415 | 0.00011415 | 3.6463e-05 | 6.7924e-05 | 5.8637e-05 | 5.3892e-05 | 0.00022929 | 0.00011415 | 0.00011415 | 0.00011415 | 0.00011415 | 1.2032e-06 | 2.437e-05 | 5.3103e-05 | 6.9742e-05 | 6.6427e-05 | 9.2254e-05 | 8.5565e-05 | 8.2463e-05 | 8.8651e-05 | 9.947e-05 | -2.6341e-06 | -2.6341e-06
05/01 02:00:00 | 5 | 1 | 2 | 2882 | WD | 0 | 6.4359e-05 | 6.4359e-05 | -0.00097226 | 7.4541e-05 | 0.00023244 | 0.00011415 | 0 | 0 | 2.1781e-05 | 0.00044116 | -0.0060673 | 6.4359e-05 | 5.6074e-05 | 8.5656e-05 | 5.8786e-05 | 8.5656e-05 | 0.00011415 | 0.00022925 | 0.00011415 | 0 | 6.5591e-05 | 0.0001118 | 9.1862e-05 | 8.6323e-05 | 8.8035e-05 | 3.043e-05 | 1.3454e-05 | 1.887e-05 | 1.887e-05 | 0.00011415 | 0.00011415 | 0.00011415 | 0.00011416 | 0.00011415 | 0.00011415 | 3.6473e-05 | 6.819e-05 | 6.0618e-05 | 5.6748e-05 | 0.00022929 | 0.00011415 | 0.00011415 | 0.00011415 | 0.00011415 | 1.23e-06 | 2.5894e-05 | 5.6002e-05 | 7.3438e-05 | 6.5124e-05 | 9.2787e-05 | 8.6208e-05 | 8.3156e-05 | 8.8678e-05 | 9.989e-05 | 1.2125e-09 | 1.2125e-09
05/01 03:00:00 | 5 | 1 | 3 | 2883 | WD | 0 | 6.61e-05 | 6.61e-05 | 5.2686e-07 | 0 | 0.00022975 | 0.00011415 | 0 | 0 | 2.1781e-05 | 0.0003856 | -0.0038477 | 6.61e-05 | 8.4252e-05 | 8.3946e-05 | 7.287e-05 | 8.3946e-05 | 0.00011415 | 0.00022925 | 0.00011415 | 0 | 6.5591e-05 | 0.0001118 | 9.2743e-05 | 8.6728e-05 | 8.8587e-05 | 3.0867e-05 | 1.3227e-05 | 1.8855e-05 | 1.8855e-05 | 0.00011415 | 0.00011415 | 0.00011415 | 0.00011416 | 0.00011415 | 0.00011415 | 4.5596e-05 | 6.8975e-05 | 6.1912e-05 | 5.8304e-05 | 0.00022929 | 0.00011415 | 0.00011415 | 0.00011415 | 0.00011415 | 1.5508e-06 | 3.0373e-05 | 5.892e-05 | 7.5451e-05 | 7.052e-05 | 9.3169e-05 | 8.6561e-05 | 8.3496e-05 | 8.8649e-05 | 0.00010014 | -2.7353e-06 | -2.7353e-06
05/01 04:00:00 | 5 | 1 | 4 | 2884 | WD | 0 | 8.0654e-05 | 8.0654e-05 | 0 | 7.432e-05 | 0.00022651 | 0.00011415 | 0 | 0 | 2.1781e-05 | 0.00038431 | -0.0033896 | 8.0654e-05 | 0.00010569 | 8.2211e-05 | 8.2739e-05 | 8.2211e-05 | 0.00011415 | 0.00022925 | 0.00011415 | 0 | 6.5591e-05 | 0.0001118 | 0.00015218 | 8.6943e-05 | 0.0001071 | 3.022e-05 | 1.3122e-05 | 1.8577e-05 | 1.8577e-05 | 0.00011415 | 0.00011415 | 0.00011415 | 0.00011416 | 0.00011415 | 0.00011415 | 5.4768e-05 | 7.0282e-05 | 7.6832e-05 | 8.0178e-05 | 0.00022929 | 0.00011415 | 0.00011415 | 0.00011415 | 0.00011415 | 2.0054e-06 | 3.7834e-05 | 7.9583e-05 | 0.00010376 | 7.6523e-05 | 9.3639e-05 | 9.1373e-05 | 9.0322e-05 | 8.8608e-05 | 0.00010025 | -3.0712e-06 | -3.0712e-06
05/01 05:00:00 | 5 | 1 | 5 | 2885 | WD | 0 | 8.7242e-05 | 8.7242e-05 | 8.4807e-07 | 7.4939e-05 | 0.00021796 | 0.00011415 | 0 | 0 | 6.5342e-05 | 0.00036338 | -0.00014175 | 8.7242e-05 | 0.00011973 | 8.1198e-05 | 8.996e-05 | 8.1198e-05 | 0.00011415 | 0.00022925 | 0.00011415 | 0 | 6.5591e-05 | 0.0001118 | 0.00014605 | 9.1031e-05 | 0.00010804 | 3.2662e-05 | 1.3074e-05 | 1.9324e-05 | 1.9324e-05 | 0.00011415 | 0.00011415 | 0.00011415 | 0.00011416 | 0.00011415 | 0.00011415 | 9.1181e-05 | 9.299e-05 | 0.0001022 | 0.0001069 | 0.00022929 | 0.00011415 | 0.00011415 | 0.00011415 | 0.00011415 | 3.0749e-06 | 6.2531e-05 | 0.00011054 | 0.00013835 | 9.5303e-05 | 0.00010193 | 9.937e-05 | 9.8183e-05 | 8.8495e-05 | 0.00010029 | -9.4048e-06 | -9.4048e-06
05/01 06:00:00 | 5 | 1 | 6 | 2886 | WD | 2.7395e-05 | 9.2439e-05 | 9.2439e-05 | 2.5029e-06 | 7.7548e-05 | -1.5577e-12 | 0.00011415 | 0.00012703 | 0.00012703 | 0.00013613 | 0.00035161 | 0.0019928 | 9.2439e-05 | 0.00012527 | 8.7512e-05 | 9.1941e-05 | 8.7512e-05 | 0.00011415 | 0 | 0.00011415 | 1.3042e-05 | 6.5591e-05 | 0.0001126 | 0.00013195 | 9.673e-05 | 0.00010762 | 1.2277e-05 | 7.7536e-06 | 9.1968e-06 | 9.1968e-06 | 0.00011415 | 0.00011415 | 0.00011415 | 0.00011416 | 0.00011415 | 0.00011415 | 0.00012828 | 0.00012367 | 0.00013026 | 0.00013363 | 3.6349e-05 | 0.00011415 | 0.00011415 | 0.00011415 | 0.00011415 | 2.9927e-05 | 9.8321e-05 | 0.00014632 | 0.00017412 | 0.00010994 | 0.0001073 | 9.7524e-05 | 9.2989e-05 | 8.6506e-05 | 0.00012048 | 0.00025959 | 0.00025959
05/01 07:00:00 | 5 | 1 | 7 | 2887 | WD | 0.0001286 | 0.00011163 | 0.00011163 | 1.1289e-05 | 0.00016603 | 7.5464e-14 | 0.00011415 | 0.00054141 | 0.00054141 | 0.00015247 | -0.000892 | 0.0026649 | 0.00011163 | -0.00013857 | 9.9871e-05 | 0.00010493 | 9.9871e-05 | 0.00011415 | 0 | 0.00011415 | 4.9627e-05 | 6.5591e-05 | 0.0001126 | 0.00011262 | 0.0001128 | 0.00011274 | 6.2735e-06 | 2.611e-06 | 3.7795e-06 | 3.7795e-06 | 0.00011415 | 0.00011415 | 0.00011415 | 0.00011416 | 0.00011415 | 0.00011415 | 0.000149 | 0.00014024 | 0.00018893 | 0.00021381 | 0 | 0.00011415 | 0.00011415 | 0.00011415 | 0.00011415 | 0.00012485 | 0.00015424 | 0.00014985 | 0.00014731 | 0.00012108 | 0.00011796 | 0.00011866 | 0.00011899 | 9.4948e-05 | 0.00011365 | 0.00015304 | 0.00015304
05/01 08:00:00 | 5 | 1 | 8 | 2888 | WD | 0.00021984 | 8.8717e-05 | 8.8717e-05 | 0.001048 | 0.00017055 | 4.7973e-13 | 0.00011415 | 0.000825 | 0.000825 | 0.00013613 | -0.00040267 | 0.0026754 | 8.8717e-05 | -4.0474e-05 | 0.00011103 | 7.0139e-05 | 0.00011103 | 0.00011415 | 0 | 0.00011415 | 0.00021174 | 0.00016398 | 0.0001685 | 0.00011809 | 0.00011678 | 0.00011719 | 5.464e-06 | 9.7994e-07 | 2.4106e-06 | 2.4106e-06 | 0.00011415 | 0.00011415 | 0.00011415 | 0.00011416 | 0.00011415 | 0.00011415 | 0.00016895 | 0.00015337 | 0.00019337 | 0.00021381 | 0 | 0.00011415 | 0.00011415 | 0.00011415 | 0.00011415 | 0.00023549 | 0.00021455 | 0.00017591 | 0.00015353 | 0.00013613 | 0.00012375 | 0.00014923 | 0.00016105 | 9.5084e-05 | 0.00011052 | 2.6615e-05 | 2.6615e-05
05/01 09:00:00 | 5 | 1 | 9 | 2889 | WD | 0.0002961 | 8.3075e-05 | 8.3075e-05 | 1.4878e-05 | 0.000171 | 1.5523e-12 | 0.00011415 | 0.00044872 | 0.00044872 | 5.9897e-05 | -0.00022499 | 0.002464 | 8.3075e-05 | 3.6414e-05 | 0.00011108 | 6.6012e-05 | 0.00011108 | 0.00011415 | 0 | 0.00011415 | 0.00047113 | 0.00029516 | 0.0002244 | 0.00012502 | 0.00012358 | 0.00012403 | 4.9302e-06 | 7.5198e-07 | 2.0851e-06 | 2.0851e-06 | 0.00011415 | 0.00011415 | 0.00011415 | 0.00011416 | 0.00011415 | 0.00011415 | 0.0001871 | 0.00015456 | 0.00019377 | 0.00021381 | 0 | 0.00011415 | 0.00011415 | 0.00011415 | 0.00011415 | 0.00035935 | 0.00024645 | 0.00019105 | 0.00015897 | 0.00015196 | 0.00012677 | 0.00015675 | 0.00017066 | 0.00012749 | 0.00010763 | -6.7844e-05 | -6.7844e-05
05/01 10:00:00 | 5 | 1 | 10 | 2890 | WD | 0.00036618 | 9.4386e-05 | 9.4386e-05 | 1.435e-05 | 0.00016892 | 0.00021486 | 0.00011415 | 0.00030594 | 0.00030594 | 4.0839e-05 | -0.00015266 | 0.0022255 | 9.4386e-05 | 0.0001298 | 0.00011156 | 8.3322e-05 | 0.00011156 | 0.00011415 | 0 | 0.00011415 | 0.00047113 | 0.00029516 | 0.0002244 | 0.00012968 | 0.00013241 | 0.00013157 | 4.5021e-06 | 7.7934e-07 | 1.9671e-06 | 1.9671e-06 | 0.00011415 | 0.00011415 | 0.00011415 | 0.00011416 | 0.00011415 | 0.00011415 | 0.00018706 | 0.00015413 | 0.00019363 | 0.00021381 | 0 | 0.00011415 | 0.00011415 | 0.00011415 | 0.00011415 | 0.00044168 | 0.00024653 | 0.0001941 | 0.00016373 | 0.00016077 | 0.00012972 | 0.00015859 | 0.00017198 | 0.00014516 | 0.00010546 | -0.00011222 | -0.00011222
05/01 11:00:00 | 5 | 1 | 11 | 2891 | WD | 0.00041687 | 4.8046e-05 | 4.8046e-05 | 1.3754e-05 | 0.00016589 | 0.00021991 | 0.00011415 | 0 | 0 | 4.0839e-05 | 0.00021439 | 0.0020469 | 4.8046e-05 | 4.5533e-05 | 0.00011463 | 1.7168e-05 | 0.00011463 | 0.00011415 | 0 | 0.00011415 | 0.00047113 | 0.00029516 | 0.0002244 | 0.00016004 | 0.00014189 | 0.0001475 | 7.5188e-06 | 1.0764e-06 | 3.1319e-06 | 3.1319e-06 | 0.00011415 | 0.00011415 | 0.00011415 | 0.00011415 | 0.00011415 | 0.00011415 | 0.000187 | 0.00015348 | 0.00019341 | 0.00021381 | 0 | 0.00011415 | 0.00011415 | 0.00011415 | 0.00011415 | 0.00049055 | 0.00024632 | 0.00019622 | 0.0001672 | 0.00016677 | 0.00013296 | 0.00016413 | 0.00017858 | 0.00014813 | 0.00010109 | -0.00012283 | -0.00012283
05/01 12:00:00 | 5 | 1 | 12 | 2892 | WD | 0.00043682 | 3.4183e-05 | 3.4183e-05 | 1.3648e-05 | 0.00013718 | 0.00021998 | 0.00011415 | 0 | 0 | 4.0839e-05 | 2.2177e-05 | 0.0015658 | 3.4183e-05 | 4.71e-06 | 0.00011458 | 1.7758e-06 | 0.00011458 | 0.00011415 | 0 | 0.00011415 | 0.00047113 | 0.00029516 | 0.0002244 | 0.00013972 | 0.00015046 | 0.00014715 | 7.8368e-06 | -1.1825e-06 | 1.6951e-06 | 1.6951e-06 | 0.00011415 | 0.00011415 | 0.00011415 | 0.00011415 | 0.00011415 | 0.00011415 | 0.00018694 | 0.0001532 | 0.00019331 | 0.00021381 | 0 | 0.00011415 | 0.00011415 | 0.00011415 | 0.00011415 | 0.00051265 | 0.00024586 | 0.00023993 | 0.00023649 | 0.00017459 | 0.00013628 | 0.00017247 | 0.00018926 | 0.00016088 | 0.00010177 | -0.00012004 | -0.00012004
05/01 13:00:00 | 5 | 1 | 13 | 2893 | WD | 0.00042707 | 2.9073e-05 | 2.9073e-05 | 0.0010126 | 0.00010552 | 0.00021627 | 0.00011415 | 0 | 0 | 4.0839e-05 | 0 | 0 | 2.9073e-05 | 0 | 0.00011115 | 0 | 0.00011115 | 0.00011415 | 0 | 0.00011415 | 0.00047113 | 0.00029516 | 0.0002244 | 0.00014344 | 0.00016143 | 0.00015587 | 4.1322e-06 | 2.4118e-07 | 1.4826e-06 | 1.4826e-06 | 0.00011415 | 0.00011415 | 0.00011415 | 0.00011415 | 0.00011415 | 0.00011415 | 0.00018653 | 0.00015279 | 0.00019317 | 0.00021381 | 0 | 0.00011415 | 0.00011415 | 0.00011415 | 0.00011415 | 0.00051342 | 0.00024525 | 0.00023977 | 0.0002366 | 0.00017856 | 0.00014105 | 0.00017558 | 0.00019159 | 0.00015297 | 0.00012635 | -0.00012132 | -0.00012132
05/01 14:00:00 | 5 | 1 | 14 | 2894 | WD | 0.00039546 | 2.8713e-05 | 2.8713e-05 | 6.3846e-06 | 0.00010302 | 0.00022375 | 0.00011415 | 0 | 0 | 4.0839e-05 | 0 | 0 | 2.8713e-05 | 0 | 0.00011051 | 0 | 0.00011051 | 0.00011415 | 0 | 0.00011415 | 0.00047113 | 0.00029516 | 0.0002244 | 0.00014395 | 0.00016301 | 0.00015712 | 1.0239e-06 | 1.8796e-06 | 1.6066e-06 | 1.6066e-06 | 0.00011415 | 0.00011415 | 0.00011415 | 0.00011415 | 0.00011415 | 0.00011415 | 0.00018548 | 0.00015218 | 0.00019297 | 0.00021381 | 0 | 0.00011415 | 0.00011415 | 0.00011415 | 0.00011415 | 0.00049354 | 0.00024314 | 0.00023813 | 0.00023524 | 0.00017994 | 0.00014159 | 0.00017486 | 0.00019029 | 0.00014972 | 0.00016083 | -0.00011974 | -0.00011974
05/01 15:00:00 | 5 | 1 | 15 | 2895 | WD | 0.0003387 | 3.1865e-05 | 3.1865e-05 | -0.00015828 | 0.00013408 | 0.00023635 | 0.00011415 | 0 | 0 | 4.0839e-05 | 0 | 0 | 3.1865e-05 | 0 | 0.00010956 | 0 | 0.00010956 | 0.00011415 | 0 | 0.00011415 | 0.00047113 | 0.00029516 | 0.0002244 | 0.00014161 | 0.00015878 | 0.00015347 | 1.1792e-05 | 2.1625e-06 | 5.2348e-06 | 5.2348e-06 | 0.00011415 | 0.00011415 | 0.00011415 | 0.00011415 | 0.00011415 | 0.00011415 | 0.00016661 | 0.00015069 | 0.00019246 | 0.00021381 | 0 | 0.00011415 | 0.00011415 | 0.00011415 | 0.00011415 | 0.00039974 | 0.00023592 | 0.00019078 | 0.00016464 | 0.00016724 | 0.00013955 | 0.00017407 | 0.00019009 | 0.00013514 | 0.00017125 | -0.00011921 | -0.00011921
05/01 16:00:00 | 5 | 1 | 16 | 2896 | WD | 0.00026134 | 2.7291e-05 | 2.7291e-05 | 0.00017748 | 7.8647e-05 | 0.00024949 | 0.00011415 | 0 | 0 | 4.0839e-05 | 0 | 0 | 2.7291e-05 | 0 | 0.00011092 | 0 | 0.00011092 | 0.00011415 | 0 | 0.00011415 | 0.00047113 | 0.00029516 | 0.0002244 | 0.00013251 | 0.00015737 | 0.00014968 | 1.1909e-05 | 2.0377e-06 | 5.1872e-06 | 5.1872e-06 | 0.00011415 | 0.00011415 | 0.00011415 | 0.00011415 | 0.00011415 | 0.00011415 | 0.00014779 | 0.00014413 | 0.00015206 | 0.00015611 | 0 | 0.00011415 | 0.00011415 | 0.00011415 | 0.00011415 | 0.00029052 | 0.00021408 | 0.00015245 | 0.00011677 | 0.00015515 | 0.00013689 | 0.00016324 | 0.00017546 | 0.00013821 | 0.00016505 | -0.00011877 | -0.00011877
05/01 17:00:00 | 5 | 1 | 17 | 2897 | WD | 0.00018192 | 3.5964e-05 | 3.5964e-05 | 8.2675e-06 | 0.00011956 | -2.0051e-12 | 0.00011415 | 0.00096739 | 0.00096739 | 7.0788e-05 | 0 | 0 | 3.5964e-05 | 0 | 0.00012 | 0 | 0.00012 | 0.00011415 | 0 | 0.00011415 | 0.00039903 | 0.00029516 | 0.0002244 | 0.00013196 | 0.00015809 | 0.00015002 | 6.3447e-06 | 2.0075e-06 | 3.3913e-06 | 3.3913e-06 | 0.00011415 | 0.00011415 | 0.00011415 | 0.00011415 | 0.00011415 | 0.00011415 | 0.00012914 | 0.00013924 | 0.00012923 | 0.00012411 | 0 | 0.00011415 | 0.00011415 | 0.00011415 | 0.00011415 | 0.00018995 | 0.00017714 | 0.0001218 | 8.9756e-05 | 0.00014648 | 0.00013563 | 0.00015445 | 0.00016317 | 0.00014379 | 0.00016441 | -0.00012155 | -0.00012155
05/01 18:00:00 | 5 | 1 | 18 | 2898 | WD | 9.7774e-05 | 4.032e-05 | 4.032e-05 | 0.0010191 | 0.00012036 | -7.5459e-13 | 0.00011415 | 0.00082074 | 0.00082074 | 0.00015247 | 0 | 0 | 4.032e-05 | 0 | 0.00013406 | 0 | 0.00013406 | 0.00011415 | 0 | 0.00011415 | 5.4012e-05 | 6.5591e-05 | 0.0001126 | 0.00013183 | 0.00015286 | 0.00014636 | 6.0326e-06 | 1.9396e-06 | 3.2455e-06 | 3.2455e-06 | 0.00011415 | 0.00011415 | 0.00011415 | 0.00011415 | 0.00011415 | 0.00011415 | 0.00012867 | 0.00012817 | 0.00011248 | 0.00010446 | 0 | 0.00011415 | 0.00011415 | 0.00011415 | 0.00011415 | 0.0001194 | 0.00012527 | 9.1927e-05 | 7.2616e-05 | 0.00014316 | 0.00013 | 0.00012478 | 0.00012235 | 0.00014135 | 0.00015017 | 9.7444e-06 | 9.7444e-06
05/01 19:00:00 | 5 | 1 | 19 | 2899 | WD | 1.4984e-05 | 5.0682e-05 | 5.0682e-05 | 2.4943e-05 | 0.0001643 | -3.8268e-13 | 0.00011415 | 0.00044333 | 0.00044333 | 0.00021236 | 0 | 0 | 5.0682e-05 | 0 | 0.00014271 | 0 | 0.00014271 | 0.00011415 | 0 | 0.00011415 | 2.1673e-05 | 6.5591e-05 | 0.0001126 | 0.00012713 | 0.00014698 | 0.00014085 | 5.1104e-06 | 1.3797e-06 | 2.57e-06 | 2.57e-06 | 0.00011415 | 0.00011415 | 0.00011415 | 0.00011415 | 0.00011415 | 0.00011415 | 0.00011028 | 0.00011996 | 0.0001008 | 9.1006e-05 | 0 | 0.00011415 | 0.00011415 | 0.00011415 | 0.00011415 | 4.4919e-05 | 8.3664e-05 | 6.9128e-05 | 6.0711e-05 | 0.00012878 | 0.00012467 | 0.00011635 | 0.00011249 | 0.00014241 | 0.00011168 | 1.0199e-05 | 1.0199e-05
05/01 20:00:00 | 5 | 1 | 20 | 2900 | WD | 0 | 5.3405e-05 | 5.3405e-05 | 2.5922e-05 | 0.00016487 | -2.8565e-13 | 0.00011415 | 0 | 0 | 0.00028587 | 0 | 0 | 5.3405e-05 | 0 | 0.00014653 | 0 | 0.00014653 | 0.00011415 | 0.00022925 | 0.00011415 | 0 | 6.5591e-05 | 0.0001126 | 0.00012304 | 0.00014006 | 0.0001348 | 4.6934e-06 | 8.8444e-07 | 2.0997e-06 | 2.0997e-06 | 0.00011415 | 0.00011415 | 0.00011415 | 0.00011415 | 0.00011415 | 0.00011415 | 0.00010984 | 0.00010472 | 8.5996e-05 | 7.6429e-05 | 0.00019295 | 0.00011415 | 0.00011415 | 0.00011415 | 0.00011415 | 6.9636e-06 | 5.9499e-05 | 8.45e-05 | 9.8978e-05 | 0.00012726 | 0.00012502 | 0.00011401 | 0.0001089 | 0.00013935 | 0.00010281 | 1.0514e-05 | 1.0514e-05
05/01 21:00:00 | 5 | 1 | 21 | 2901 | WD | 0 | 4.4933e-05 | 4.4933e-05 | 0.0010254 | 8.1533e-05 | 0 | 0.00011415 | 0 | 0 | 0.00034305 | 0 | 0 | 4.4933e-05 | 0 | 0.00014762 | 0 | 0.00014762 | 0.00011415 | 0.00022925 | 0.00011415 | 0 | 6.5591e-05 | 0.0001126 | 0.00011542 | 0.00011814 | 0.0001173 | 4.551e-06 | -3.8534e-07 | 1.1896e-06 | 1.1896e-06 | 0.00011415 | 0.00011415 | 0.00011415 | 0.00011415 | 0.00011415 | 0.00011415 | 0.00010924 | 9.2279e-05 | 7.4921e-05 | 6.6052e-05 | 0.00022929 | 0.00011415 | 0.00011415 | 0.00011415 | 0.00011415 | 3.2016e-06 | 4.5412e-05 | 7.0785e-05 | 8.5478e-05 | 0.00012163 | 0.00011162 | 0.00010655 | 0.0001042 | 0.00013437 | 0.00010317 | 1.0955e-05 | 1.0955e-05
05/01 22:00:00 | 5 | 1 | 22 | 2902 | WD | 0 | 4.8827e-05 | 4.8827e-05 | -0.00025247 | 0.00016096 | 2.0698e-12 | 0.00011415 | 0 | 0 | 0.00034849 | 0 | 0 | 4.8827e-05 | 0 | 0.00014405 | 0 | 0.00014405 | 0.00011415 | 0.00022925 | 0.00011415 | 0 | 6.5591e-05 | 0.0001118 | 0.00011221 | 0.00011176 | 0.0001119 | 1.1732e-05 | -4.2362e-06 | 8.5848e-07 | 8.5848e-07 | 0.00011415 | 0.00011415 | 0.00011415 | 0.00011415 | 0.00011415 | 0.00011415 | 0.00010883 | 6.9436e-05 | 6.3877e-05 | 6.1037e-05 | 0.00022929 | 0.00011415 | 0.00011415 | 0.00011415 | 0.00011415 | 2.0797e-06 | 3.3003e-05 | 6.2124e-05 | 7.8988e-05 | 0.00011563 | 0.00010214 | 9.8173e-05 | 9.6335e-05 | 0.00013075 | 0.00010304 | -2.2579e-05 | -2.2579e-05
05/01 23:00:00 | 5 | 1 | 23 | 2903 | WD | 0 | 3.5037e-05 | 3.5037e-05 | 0.00027509 | 7.8625e-05 | 7.9772e-13 | 0.00011415 | 0 | 0 | 0.00023959 | 0 | 0 | 3.5037e-05 | 0 | 0.00013614 | 0 | 0.00013614 | 0.00011415 | 0.00022925 | 0.00011415 | 0 | 6.5591e-05 | 0.0001118 | 0.00013451 | 0.00010933 | 0.00011711 | 2.4768e-05 | -1.5854e-05 | -2.8931e-06 | -2.8931e-06 | 0.00011415 | 0.00011415 | 0.00011415 | 0.00011415 | 0.00011415 | 0.00011415 | 9.9691e-05 | 6.8344e-05 | 6.1493e-05 | 5.7992e-05 | 0.00022929 | 0.00011415 | 0.00011415 | 0.00011415 | 0.00011415 | 1.729e-06 | 2.6771e-05 | 5.7344e-05 | 7.5048e-05 | 0.0001076 | 0.00010093 | 9.6758e-05 | 9.4825e-05 | 0.00013033 | 0.00010268 | -1.7936e-05 | -1.7936e-05
05/01 24:00:00 | 5 | 1 | 24 | 2904 | WD | 0 | 3.0523e-05 | 3.0523e-05 | 4.7395e-06 | 7.6958e-05 | -1.3906e-12 | 0.00011415 | 0 | 0 | 0.00013341 | 0 | 0 | 3.0523e-05 | 0 | 0.00012638 | 0 | 0.00012638 | 0.00011415 | 0.00022925 | 0.00011415 | 0 | 6.5591e-05 | 0.0001118 | 0.00010244 | 0.00010645 | 0.00010521 | 2.6569e-05 | -2.1782e-05 | -6.3552e-06 | -6.3552e-06 | 0.00011415 | 0.00011415 | 0.00011415 | 0.00011415 | 0.00011415 | 0.00011415 | 4.5468e-05 | 6.8027e-05 | 5.8924e-05 | 5.4272e-05 | 0.00022929 | 0.00011415 | 0.00011415 | 0.00011415 | 0.00011415 | 1.2032e-06 | 2.496e-05 | 5.3631e-05 | 7.0234e-05 | 8.0117e-05 | 9.9815e-05 | 8.9916e-05 | 8.5325e-05 | 0.00013057 | 0.00010208 | -1.3466e-05 | -1.3466e-05
05/02 01:00:00 | 5 | 2 | 1 | 2905 | WE | 0 | 2.4186e-05 | 2.4186e-05 | 0.00097607 | 7.5192e-05 | 0.00025245 | 0.00011415 | 0 | 0 | 5.4452e-05 | 0 | 0 | 2.4186e-05 | 0 | 9.281e-05 | 0 | 9.281e-05 | 0.00011415 | 0.00022925 | 0.00011415 | 0 | 1.6398e-05 | 1.3975e-05 | 0.00010442 | 0.00010425 | 0.0001043 | 1.144e-06 | -2.5408e-05 | -1.6936e-05 | -1.6936e-05 | 0.00011415 | 0.00011415 | 0.00011415 | 0.00011415 | 0.00011415 | 0.00011415 | 9.1034e-05 | 6.7538e-05 | 5.9021e-05 | 5.4669e-05 | 0.00022929 | 0.00011415 | 0.00011415 | 0.00011415 | 0.00011415 | 2.6738e-06 | 2.2169e-05 | 5.2933e-05 | 7.0747e-05 | 9.8443e-05 | 9.8814e-05 | 8.9387e-05 | 8.5015e-05 | 0.00012729 | 0.00010158 | -1.0617e-05 | -1.0617e-05
05/02 02:00:00 | 5 | 2 | 2 | 2906 | WE | 0 | 2.3135e-05 | 2.3135e-05 | -0.00096972 | 7.446e-05 | 0.00023244 | 0.00011415 | 0 | 0 | 2.1781e-05 | 0 | 0 | 2.3135e-05 | 0 | 8.6205e-05 | 0 | 8.6205e-05 | 0.00011415 | 0.00022925 | 0.00011415 | 0 | 1.6398e-05 | 1.3975e-05 | 0.00010211 | 0.00010128 | 0.00010153 | -1.5623e-05 | -2.3517e-05 | -2.0999e-05 | -2.0999e-05 | 0.00011415 | 0.00011415 | 0.00011415 | 0.00011415 | 0.00011415 | 0.00011415 | 9.1034e-05 | 6.7578e-05 | 5.8145e-05 | 5.3326e-05 | 0.00022929 | 0.00011415 | 0.00011415 | 0.00011415 | 0.00011415 | 2.6738e-06 | 2.2396e-05 | 5.1915e-05 | 6.9009e-05 | 9.6333e-05 | 9.7777e-05 | 8.8518e-05 | 8.4223e-05 | 0.0001275 | 0.00010109 | -1.1909e-05 | -1.1909e-05
05/02 03:00:00 | 5 | 2 | 3 | 2907 | WE | 0 | 1.4962e-05 | 1.4962e-05 | 0.00096954 | 0 | 0.00022975 | 0.00011415 | 0 | 0 | 2.1781e-05 | 0 | 0 | 1.4962e-05 | 0 | 8.4304e-05 | 0 | 8.4304e-05 | 0.00011415 | 0.00022925 | 0.00011415 | 0 | 1.6398e-05 | 1.3975e-05 | 0.00010068 | 0.00010022 | 0.00010036 | -2.5825e-05 | -2.3404e-05 | -2.4177e-05 | -2.4177e-05 | 0.00011415 | 0.00011415 | 0.00011415 | 0.00011415 | 0.00011415 | 0.00011415 | 9.1034e-05 | 6.8179e-05 | 5.8423e-05 | 5.3438e-05 | 0.00022929 | 0.00011415 | 0.00011415 | 0.00011415 | 0.00011415 | 2.6738e-06 | 2.5829e-05 | 5.3266e-05 | 6.9154e-05 | 9.4714e-05 | 9.7587e-05 | 8.819e-05 | 8.3832e-05 | 0.00011507 | 0.0001007 | -6.6531e-06 | -6.6531e-06
05/02 04:00:00 | 5 | 2 | 4 | 2908 | WE | 0 | 2.2559e-05 | 2.2559e-05 | -0.00096948 | 7.4307e-05 | 0.00022651 | 0.00011415 | 0 | 0 | 2.1781e-05 | 0 | -0.00059343 | 2.2559e-05 | 0 | 8.2413e-05 | 0 | 8.2413e-05 | 0.00011415 | 0.00022925 | 0.00011415 | 0 | 1.6398e-05 | 1.3975e-05 | 0.00011069 | 9.9289e-05 | 0.00010281 | -3.0419e-05 | -2.3312e-05 | -2.558e-05 | -2.558e-05 | 0.00011415 | 0.00011415 | 0.00011415 | 0.00011415 | 0.00011415 | 0.00011415 | 9.1034e-05 | 6.9401e-05 | 6.1076e-05 | 5.6823e-05 | 0.00022929 | 0.00011415 | 0.00011415 | 0.00011415 | 0.00011415 | 2.6738e-06 | 3.2805e-05 | 5.8598e-05 | 7.3534e-05 | 9.1905e-05 | 9.7627e-05 | 8.8594e-05 | 8.4404e-05 | 8.7445e-05 | 0.00010025 | -6.1762e-06 | -6.1762e-06
05/02 05:00:00 | 5 | 2 | 5 | 2909 | WE | 0 | 2.8466e-05 | 2.8466e-05 | 1.6103e-06 | 6.3372e-05 | 0.00021796 | 0.00011415 | 0 | 0 | 6.5342e-05 | 9.9366e-05 | -0.002454 | 2.8466e-05 | 1.3819e-05 | 8.158e-05 | 7.9569e-06 | 8.158e-05 | 0.00011415 | 0.00022925 | 0.00011415 | 0 | 1.6398e-05 | 1.3975e-05 | 0.00010836 | 9.8928e-05 | 0.00010184 | -3.2924e-05 | -1.9905e-05 | -2.4059e-05 | -2.4059e-05 | 0.00011415 | 0.00011415 | 0.00011415 | 0.00011415 | 0.00011415 | 0.00011415 | 9.1034e-05 | 8.6668e-05 | 7.4596e-05 | 6.8429e-05 | 0.00022929 | 0.00011415 | 0.00011415 | 0.00011415 | 0.00011415 | 2.6738e-06 | 4.7626e-05 | 7.3544e-05 | 8.8553e-05 | 9.1901e-05 | 0.00010271 | 9.2191e-05 | 8.7314e-05 | 8.7358e-05 | 9.9899e-05 | -2.8003e-06 | -2.8003e-06
05/02 06:00:00 | 5 | 2 | 6 | 2910 | WE | 2.6759e-05 | 4.7788e-05 | 4.7788e-05 | 5.0023e-06 | 9.0136e-05 | -1.5577e-12 | 0.00011415 | 0.00012702 | 0.00012702 | 0.00013613 | 0.00032911 | -0.002266 | 4.7788e-05 | 3.6576e-05 | 8.8117e-05 | 2.6354e-05 | 8.8117e-05 | 0.00011415 | 0 | 0.00011415 | 3.2599e-06 | 1.6398e-05 | 1.4769e-05 | 0.00010817 | 0.00010149 | 0.00010355 | -5.277e-05 | 2.1199e-06 | -1.5393e-05 | -1.5393e-05 | 0.00011415 | 0.00011415 | 0.00011415 | 0.00011416 | 0.00011415 | 0.00011415 | 9.1034e-05 | 0.00011671 | 9.2737e-05 | 8.0485e-05 | 0 | 0.00011415 | 0.00011415 | 0.00011415 | 0.00011415 | 1.9993e-05 | 7.4193e-05 | 9.363e-05 | 0.00010488 | 8.6235e-05 | 0.0001065 | 9.0864e-05 | 8.3612e-05 | 8.5821e-05 | 0.00011597 | 2.4255e-05 | 2.4255e-05
05/02 07:00:00 | 5 | 2 | 7 | 2911 | WE | 0.00012632 | 7.082e-05 | 7.082e-05 | 3.2838e-05 | 0.00016804 | 7.5442e-14 | 0.00011415 | 0.00054135 | 0.00054135 | 0.00015247 | -0.00024271 | -0.0017128 | 7.082e-05 | -0.00015698 | 0.00010137 | 4.6213e-05 | 0.00010137 | 0.00011415 | 0 | 0.00011415 | 1.2405e-05 | 1.6398e-05 | 1.4769e-05 | 0.00010449 | 0.00011748 | 0.00011347 | -6.1885e-05 | 3.2913e-06 | -1.7503e-05 | -1.7503e-05 | 0.00011415 | 0.00011415 | 0.00011415 | 0.00011416 | 0.00011415 | 0.00011415 | 9.1034e-05 | 0.00013598 | 0.00010621 | 9.0996e-05 | 0 | 0.00011415 | 0.00011415 | 0.00011415 | 0.00011415 | 7.3624e-05 | 0.00013178 | 0.00012505 | 0.00012115 | 8.6188e-05 | 0.00011813 | 9.6517e-05 | 8.6492e-05 | 8.6759e-05 | 0.0001109 | -9.0216e-05 | -9.0216e-05
05/02 08:00:00 | 5 | 2 | 8 | 2912 | WE | 0.00021799 | 6.0631e-05 | 6.0631e-05 | 0.0010627 | 0.00017344 | 4.7973e-13 | 0.00011415 | 0.00082838 | 0.00082838 | 0.00013613 | -7.7482e-05 | -0.0013101 | 6.0631e-05 | -8.0042e-05 | 0.000114 | 2.9098e-05 | 0.000114 | 0.00011415 | 0 | 0.00011415 | 2.1261e-05 | 1.6398e-05 | 1.4769e-05 | 0.0001064 | 0.00012083 | 0.00011637 | -7.2657e-05 | 1.0956e-06 | -2.2435e-05 | -2.2435e-05 | 0.00011415 | 0.00011415 | 0.00011415 | 0.00011416 | 0.00011415 | 0.00011415 | 9.1034e-05 | 0.00014804 | 0.00011622 | 9.9958e-05 | 0 | 0.00011415 | 0.00011415 | 0.00011415 | 0.00011415 | 0.00012359 | 0.00019478 | 0.00015736 | 0.00013569 | 8.7018e-05 | 0.00012323 | 0.00010501 | 9.6568e-05 | 9.5291e-05 | 0.0001085 | -0.0001143 | -0.0001143
05/02 09:00:00 | 5 | 2 | 9 | 2913 | WE | 0.00029953 | 6.1698e-05 | 6.1698e-05 | 0.00097428 | 0.00017427 | 1.5523e-12 | 0.00011415 | 0.00044872 | 0.00044872 | 5.9897e-05 | -6.668e-05 | -0.0010075 | 6.1698e-05 | -7.4413e-06 | 0.00011567 | 3.4124e-05 | 0.00011567 | 0.00011415 | 0 | 0.00011415 | 2.6174e-05 | 1.6398e-05 | 1.4769e-05 | 0.00011037 | 0.00012685 | 0.00012176 | -7.3283e-05 | 6.7972e-07 | -2.2919e-05 | -2.2919e-05 | 0.00011415 | 0.00011415 | 0.00011415 | 0.00011416 | 0.00011415 | 0.00011415 | 9.1034e-05 | 0.00014946 | 0.00011937 | 0.000104 | 0 | 0.00011415 | 0.00011415 | 0.00011415 | 0.00011415 | 0.00017384 | 0.00022463 | 0.00017332 | 0.00014361 | 9.0654e-05 | 0.00012621 | 0.00010893 | 0.00010092 | 0.00010511 | 0.00010628 | -0.00011362 | -0.00011362
05/02 10:00:00 | 5 | 2 | 10 | 2914 | WE | 0.00037294 | 9.1489e-05 | 9.1489e-05 | 0.00012668 | 0.00025812 | 0.00021486 | 0.00011415 | 0.00030594 | 0.00030594 | 4.0839e-05 | -6.1628e-05 | -0.00070985 | 9.1489e-05 | 9.6335e-05 | 0.00011778 | 6.4432e-05 | 0.00011778 | 0.00011415 | 0 | 0.00011415 | 2.6174e-05 | 1.6398e-05 | 1.4769e-05 | 0.00011322 | 0.00013343 | 0.00012719 | -5.9812e-05 | 7.6993e-07 | -1.8559e-05 | -1.8559e-05 | 0.00011415 | 0.00011415 | 0.00011415 | 0.00011416 | 0.00011415 | 0.00011415 | 9.1034e-05 | 0.00014938 | 0.00011814 | 0.00010218 | 0 | 0.00011415 | 0.00011415 | 0.00011415 | 0.00011415 | 0.00021405 | 0.00022374 | 0.00017268 | 0.00014312 | 9.7991e-05 | 0.00012868 | 0.00010943 | 0.0001005 | 0.00014068 | 0.00010459 | -0.00011217 | -0.00011217
05/02 11:00:00 | 5 | 2 | 11 | 2915 | WE | 0.0004294 | 4.5891e-05 | 4.5891e-05 | 2.4657e-05 | 0.00016863 | 0.00021991 | 0.00011415 | 0 | 0 | 4.0839e-05 | 0.00015289 | -0.00040625 | 4.5891e-05 | 3.2472e-05 | 0.00012151 | 1.2243e-05 | 0.00012151 | 0.00011415 | 0 | 0.00011415 | 2.6174e-05 | 1.6398e-05 | 1.4769e-05 | 0.00013955 | 0.00013856 | 0.00013887 | -5.0444e-05 | 7.2843e-07 | -1.5598e-05 | -1.5598e-05 | 0.00011415 | 0.00011415 | 0.00011415 | 0.00011415 | 0.00011415 | 0.00011415 | 9.1034e-05 | 0.00014911 | 0.0001139 | 9.5904e-05 | 0 | 0.00011415 | 0.00011415 | 0.00011415 | 0.00011415 | 0.00023725 | 0.00022125 | 0.00016708 | 0.00013571 | 0.00010051 | 0.00013044 | 0.00011097 | 0.00010194 | 0.00013605 | 0.00010201 | -0.00011279 | -0.00011279
05/02 12:00:00 | 5 | 2 | 12 | 2916 | WE | 0.00045854 | 3.3533e-05 | 3.3533e-05 | 2.1454e-05 | 8.5509e-05 | 0.00021998 | 0.00011415 | 0 | 0 | 4.0839e-05 | 8.9716e-05 | -0.00012856 | 3.3533e-05 | 1.9054e-05 | 0.00012155 | 7.1842e-06 | 0.00012155 | 0.00011415 | 0 | 0.00011415 | 2.6174e-05 | 1.6398e-05 | 1.4769e-05 | 0.00011509 | 0.00014024 | 0.00013246 | -4.1489e-05 | 3.8504e-07 | -1.2975e-05 | -1.2975e-05 | 0.00011415 | 0.00011415 | 0.00011415 | 0.00011415 | 0.00011415 | 0.00011415 | 9.1034e-05 | 0.00014827 | 0.00011155 | 9.2781e-05 | 0 | 0.00011415 | 0.00011415 | 0.00011415 | 0.00011415 | 0.00024816 | 0.00021767 | 0.00016341 | 0.00013199 | 0.00010159 | 0.00013073 | 0.00010986 | 0.00010018 | 0.00013665 | 0.00010404 | -0.00011318 | -0.00011318
05/02 13:00:00 | 5 | 2 | 13 | 2917 | WE | 0.00045772 | 4.0154e-05 | 4.0154e-05 | 0.0010208 | 0.00015947 | 0.00021627 | 0.00011415 | 0 | 0 | 4.0839e-05 | 7.8705e-05 | 7.0931e-05 | 4.0154e-05 | 1.6716e-05 | 0.00011748 | 6.3024e-06 | 0.00011748 | 0.00011415 | 0 | 0.00011415 | 2.6174e-05 | 1.6398e-05 | 1.4769e-05 | 0.00011617 | 0.00014285 | 0.00013461 | -4.2738e-05 | -7.0298e-08 | -1.3684e-05 | -1.3684e-05 | 0.00011415 | 0.00011415 | 0.00011415 | 0.00011415 | 0.00011415 | 0.00011415 | 9.1034e-05 | 0.00014778 | 0.00010773 | 8.7265e-05 | 0 | 0.00011415 | 0.00011415 | 0.00011415 | 0.00011415 | 0.00024943 | 0.00021561 | 0.00015772 | 0.00012419 | 0.00010083 | 0.00013146 | 0.00010719 | 9.5939e-05 | 0.00013603 | 0.00010332 | -0.00011348 | -0.00011348
05/02 14:00:00 | 5 | 2 | 14 | 2918 | WE | 0.00042575 | 3.8458e-05 | 3.8458e-05 | 1.7555e-05 | 0.00016071 | 0.00022375 | 0.00011415 | 0 | 0 | 4.0839e-05 | 4.9324e-05 | 0.0002029 | 3.8458e-05 | 1.0476e-05 | 0.00011631 | 3.9497e-06 | 0.00011631 | 0.00011415 | 0 | 0.00011415 | 2.6174e-05 | 1.6398e-05 | 1.4769e-05 | 0.00011605 | 0.00014115 | 0.00013339 | -4.7735e-05 | -8.0078e-08 | -1.5284e-05 | -1.5284e-05 | 0.00011415 | 0.00011415 | 0.00011415 | 0.00011415 | 0.00011415 | 0.00011415 | 9.1034e-05 | 0.0001471 | 0.00010447 | 8.269e-05 | 0 | 0.00011415 | 0.00011415 | 0.00011415 | 0.00011415 | 0.00024212 | 0.00021248 | 0.00015213 | 0.00011719 | 9.9546e-05 | 0.00013065 | 9.6215e-05 | 8.0242e-05 | 0.00013484 | 0.00010332 | -0.00011205 | -0.00011205
05/02 15:00:00 | 5 | 2 | 15 | 2919 | WE | 0.00036569 | 2.9944e-05 | 2.9944e-05 | 8.1931e-06 | 7.9549e-05 | 0.00023635 | 0.00011415 | 0 | 0 | 4.0839e-05 | 5.5004e-05 | 0.0002614 | 2.9944e-05 | 1.1682e-05 | 0.00011474 | 4.4046e-06 | 0.00011474 | 0.00011415 | 0 | 0.00011415 | 2.6174e-05 | 1.6398e-05 | 1.4769e-05 | 0.0001148 | 0.00013613 | 0.00012954 | -5.0272e-05 | 3.6907e-08 | -1.6014e-05 | -1.6014e-05 | 0.00011415 | 0.00011415 | 0.00011415 | 0.00011415 | 0.00011415 | 0.00011415 | 9.1034e-05 | 0.00014517 | 0.00010162 | 7.9372e-05 | 0 | 0.00011415 | 0.00011415 | 0.00011415 | 0.00011415 | 0.00021917 | 0.00020335 | 0.00014517 | 0.00011148 | 9.8474e-05 | 0.0001283 | 9.3713e-05 | 7.7671e-05 | 0.00013288 | 0.00010332 | -0.00011387 | -0.00011387
05/02 16:00:00 | 5 | 2 | 16 | 2920 | WE | 0.00028424 | 3.8446e-05 | 3.8446e-05 | 0.0010094 | 0.00014168 | 0.00024949 | 0.00011415 | 0 | 0 | 4.0839e-05 | 6.668e-05 | 0.00030562 | 3.8446e-05 | 1.4162e-05 | 0.00011582 | 5.3395e-06 | 0.00011582 | 0.00011415 | 0 | 0.00011415 | 2.6174e-05 | 1.6398e-05 | 1.4769e-05 | 0.00010866 | 0.00013476 | 0.00012669 | -5.5411e-05 | -9.4387e-08 | -1.7743e-05 | -1.7743e-05 | 0.00011415 | 0.00011415 | 0.00011415 | 0.00011415 | 0.00011415 | 0.00011415 | 9.1034e-05 | 0.00014133 | 9.6564e-05 | 7.3692e-05 | 0 | 0.00011415 | 0.00011415 | 0.00011415 | 0.00011415 | 0.00018006 | 0.00018872 | 0.00013385 | 0.00010207 | 9.7636e-05 | 0.00012666 | 9.2137e-05 | 7.6126e-05 | 0.00013323 | 0.00010332 | -0.00011408 | -0.00011408
05/02 17:00:00 | 5 | 2 | 17 | 2921 | WE | 0.00020284 | 5.1294e-05 | 5.1294e-05 | -0.00061567 | 9.7788e-05 | -2.0051e-12 | 0.00011415 | 0.00098394 | 0.00098394 | 7.0788e-05 | -0.00013918 | 0.00040567 | 5.1294e-05 | -4.0328e-05 | 0.00012479 | 2.4102e-05 | 0.00012479 | 0.00011415 | 0 | 0.00011415 | 2.2548e-05 | 1.6398e-05 | 1.4769e-05 | 0.00010719 | 0.00012869 | 0.00012205 | -5.0697e-05 | -2.1506e-07 | -1.6321e-05 | -1.6321e-05 | 0.00011415 | 0.00011415 | 0.00011415 | 0.00011416 | 0.00011415 | 0.00011415 | 9.1034e-05 | 0.00012573 | 8.8965e-05 | 7.0179e-05 | 0 | 0.00011415 | 0.00011415 | 0.00011415 | 0.00011415 | 0.00013543 | 0.0001517 | 0.00011621 | 9.5651e-05 | 9.5128e-05 | 0.00011982 | 8.6389e-05 | 7.0882e-05 | 0.00012259 | 0.00010405 | -0.00011685 | -0.00011685
05/02 18:00:00 | 5 | 2 | 18 | 2922 | WE | 0.00011193 | 8.1964e-05 | 8.1964e-05 | 0.00065206 | 0.00016367 | -7.5459e-13 | 0.00011415 | 0.00082808 | 0.00082808 | 0.00015247 | -6.6004e-05 | 0.00041051 | 8.1964e-05 | 4.5549e-05 | 0.00013881 | 5.1748e-05 | 0.00013881 | 0.00011415 | 0 | 0.00011415 | 1.3624e-05 | 1.6398e-05 | 1.4769e-05 | 0.00010355 | 0.00012121 | 0.00011575 | -6.2177e-05 | -4.5934e-07 | -2.0151e-05 | -2.0151e-05 | 0.00011415 | 0.00011415 | 0.00011415 | 0.00011416 | 0.00011415 | 0.00011415 | 9.1034e-05 | 0.00012178 | 8.3191e-05 | 6.3475e-05 | 0 | 0.00011415 | 0.00011415 | 0.00011415 | 0.00011415 | 8.4517e-05 | 0.0001104 | 9.4239e-05 | 8.4879e-05 | 9.0247e-05 | 0.00011571 | 8.5477e-05 | 7.1455e-05 | 0.00011659 | 0.0001056 | -7.521e-06 | -7.521e-06
05/02 19:00:00 | 5 | 2 | 19 | 2923 | WE | 2.0589e-05 | 0.00012562 | 0.00012562 | 2.7067e-05 | 0.00016707 | -3.8268e-13 | 0.00011415 | 0.00045141 | 0.00045141 | 0.00021236 | -5.4912e-05 | 0.00038149 | 0.00012562 | 0.00016818 | 0.00014748 | 0.00010526 | 0.00014748 | 0.00011415 | 0 | 0.00011415 | 5.517e-06 | 1.6398e-05 | 1.4769e-05 | 0.00011249 | 0.00011597 | 0.0001149 | -6.988e-05 | -4.3072e-07 | -2.2589e-05 | -2.2589e-05 | 0.00011415 | 0.00011415 | 0.00011415 | 0.00011416 | 0.00011415 | 0.00011415 | 9.1034e-05 | 0.00011713 | 8.0289e-05 | 6.1465e-05 | 0 | 0.00011415 | 0.00011415 | 0.00011415 | 0.00011415 | 3.6972e-05 | 7.5406e-05 | 7.8727e-05 | 8.065e-05 | 8.624e-05 | 0.00011217 | 8.358e-05 | 7.032e-05 | 8.7064e-05 | 0.00010674 | -4.8646e-06 | -4.8646e-06
05/02 20:00:00 | 5 | 2 | 20 | 2924 | WE | 0 | 0.00012248 | 0.00012248 | 2.7667e-05 | 0.00016795 | -2.8567e-13 | 0.00011415 | 0 | 0 | 0.00028587 | -2.3638e-05 | 0.00029748 | 0.00012248 | 0.00013307 | 0.0001514 | 9.6844e-05 | 0.0001514 | 0.00011415 | 0.00022925 | 0.00011415 | 0 | 1.6398e-05 | 1.4769e-05 | 0.00011002 | 0.00011142 | 0.00011098 | -7.173e-05 | -3.3191e-07 | -2.3112e-05 | -2.3112e-05 | 0.00011415 | 0.00011415 | 0.00011415 | 0.00011416 | 0.00011415 | 0.00011415 | 9.1034e-05 | 0.00010409 | 7.5333e-05 | 6.0638e-05 | 0.00019295 | 0.00011415 | 0.00011415 | 0.00011415 | 0.00011415 | 4.3362e-06 | 5.5622e-05 | 7.0126e-05 | 7.8525e-05 | 9.0981e-05 | 0.0001145 | 9.2558e-05 | 8.2378e-05 | 8.692e-05 | 0.00010801 | 1.7435e-06 | 1.7435e-06
05/02 21:00:00 | 5 | 2 | 21 | 2925 | WE | 0 | 0.00012022 | 0.00012022 | 0.0014001 | 0.00016596 | 0 | 0.00011415 | 0 | 0 | 0.00034305 | -1.5963e-05 | 0.00015775 | 0.00012022 | 0.00011816 | 0.00015248 | 9.3409e-05 | 0.00015248 | 0.00011415 | 0.00022925 | 0.00011415 | 0 | 1.6398e-05 | 1.4769e-05 | 0.00010324 | 9.3949e-05 | 9.6821e-05 | -5.3249e-05 | -2.5043e-07 | -1.716e-05 | -1.716e-05 | 0.00011415 | 0.00011415 | 0.00011415 | 0.00011416 | 0.00011415 | 0.00011415 | 9.1034e-05 | 8.8189e-05 | 6.8193e-05 | 5.7976e-05 | 0.00022929 | 0.00011415 | 0.00011415 | 0.00011415 | 0.00011415 | 2.6738e-06 | 3.8487e-05 | 6.1627e-05 | 7.5027e-05 | 9.1892e-05 | 0.00010349 | 8.9857e-05 | 8.3531e-05 | 8.7385e-05 | 0.00010902 | 8.9864e-07 | 8.9864e-07
05/02 22:00:00 | 5 | 2 | 22 | 2926 | WE | 0 | 0.00011098 | 0.00011098 | -0.00034186 | 8.1643e-05 | 2.0697e-12 | 0.00011415 | 0 | 0 | 0.00034849 | -1.1944e-05 | -5.7317e-05 | 0.00011098 | 0.0001201 | 0.00014889 | 9.9433e-05 | 0.00014889 | 0.00011415 | 0.00022925 | 0.00011415 | 0 | 1.6398e-05 | 1.3975e-05 | 9.4456e-05 | 8.9852e-05 | 9.1275e-05 | -4.8222e-05 | 4.5844e-06 | -1.2264e-05 | -1.2264e-05 | 0.00011415 | 0.00011415 | 0.00011415 | 0.00011415 | 0.00011415 | 0.00011415 | 9.1034e-05 | 6.8383e-05 | 6.1574e-05 | 5.8095e-05 | 0.00022929 | 0.00011415 | 0.00011415 | 0.00011415 | 0.00011415 | 2.6738e-06 | 2.6995e-05 | 5.751e-05 | 7.5181e-05 | 9.1809e-05 | 9.3992e-05 | 8.6669e-05 | 8.3272e-05 | 8.7276e-05 | 9.9571e-05 | 2.8135e-06 | 2.8135e-06
05/02 23:00:00 | 5 | 2 | 23 | 2927 | WE | 0 | 0.00010679 | 0.00010679 | 0.0010095 | 0.00015898 | 7.9772e-13 | 0.00011415 | 0 | 0 | 0.00023959 | 0.0009742 | 0 | 0.00010679 | 0.00023666 | 0.00013992 | 8.923e-05 | 0.00013992 | 0.00011415 | 0.00022925 | 0.00011415 | 0 | 1.6398e-05 | 1.3975e-05 | 0.00012156 | 8.961e-05 | 9.9485e-05 | -5.0975e-05 | 1.034e-05 | -9.2232e-06 | -9.2232e-06 | 0.00011415 | 0.00011415 | 0.00011415 | 0.00011415 | 0.00011415 | 0.00011415 | 9.1034e-05 | 6.7664e-05 | 6.0585e-05 | 5.6968e-05 | 0.00022929 | 0.00011415 | 0.00011415 | 0.00011415 | 0.00011415 | 2.6738e-06 | 2.2886e-05 | 5.5079e-05 | 7.3722e-05 | 9.2072e-05 | 9.3689e-05 | 8.6234e-05 | 8.2775e-05 | 8.7199e-05 | 9.9166e-05 | -2.7234e-07 | -2.7234e-07
05/02 24:00:00 | 5 | 2 | 24 | 2928 | WE | 0 | 7.7838e-05 | 7.7838e-05 | -0.00098395 | 7.7867e-05 | -1.3906e-12 | 0.00011415 | 0 | 0 | 0.00013341 | 0.0007287 | 0 | 7.7838e-05 | 0.00016671 | 0.00012686 | 6.7117e-05 | 0.00012686 | 0.00011415 | 0.00022925 | 0.00011415 | 0 | 1.6398e-05 | 1.3975e-05 | 9.3916e-05 | 8.9266e-05 | 9.0703e-05 | -4.7954e-05 | 1.1684e-05 | -7.3433e-06 | -7.3433e-06 | 0.00011415 | 0.00011415 | 0.00011415 | 0.00011415 | 0.00011415 | 0.00011415 | 9.1034e-05 | 6.7637e-05 | 6.0012e-05 | 5.6116e-05 | 0.00022929 | 0.00011415 | 0.00011415 | 0.00011415 | 0.00011415 | 2.6738e-06 | 2.2734e-05 | 5.4326e-05 | 7.262e-05 | 9.1816e-05 | 9.356e-05 | 8.5918e-05 | 8.2373e-05 | 8.7132e-05 | 9.8927e-05 | 3.2105e-06 | 3.2105e-06
05/03 01:00:00 | 5 | 3 | 1 | 2929 | WE | 0 | 3.7053e-05 | 3.7053e-05 | 0.00097833 | 7.5428e-05 | 0.00025245 | 0.00011415 | 0 | 0 | 5.4452e-05 | 0.00022829 | 0 | 3.7053e-05 | -1.2278e-05 | 9.281e-05 | 1.828e-05 | 9.281e-05 | 0.00011415 | 0.00022925 | 0.00011415 | 0 | 1.6398e-05 | 1.3975e-05 | 9.3629e-05 | 8.8926e-05 | 9.0379e-05 | -4.8014e-05 | 1.2116e-05 | -7.0688e-06 | -7.0688e-06 | 0.00011415 | 0.00011415 | 0.00011415 | 0.00011415 | 0.00011415 | 0.00011415 | 9.1034e-05 | 6.758e-05 | 5.8756e-05 | 5.4248e-05 | 0.00022929 | 0.00011415 | 0.00011415 | 0.00011415 | 0.00011415 | 2.6738e-06 | 2.2409e-05 | 5.2676e-05 | 7.0203e-05 | 9.1821e-05 | 9.3423e-05 | 8.4401e-05 | 8.0217e-05 | 8.7068e-05 | 9.8724e-05 | 8.6614e-06 | 8.6614e-06
05/03 02:00:00 | 5 | 3 | 2 | 2930 | WE | 0 | 4.8878e-05 | 4.8878e-05 | 9.1739e-07 | 0 | 0.00023244 | 0.00011415 | 0 | 0 | 2.1781e-05 | 0.00051905 | -0.0067896 | 4.8878e-05 | 4.5207e-05 | 8.6205e-05 | 4.788e-05 | 8.6205e-05 | 0.00011415 | 0.00022925 | 0.00011415 | 0 | 1.6398e-05 | 1.3975e-05 | 9.3322e-05 | 8.8735e-05 | 9.0153e-05 | -4.8002e-05 | 1.2247e-05 | -6.9755e-06 | -6.9755e-06 | 0.00011415 | 0.00011415 | 0.00011415 | 0.00011416 | 0.00011415 | 0.00011415 | 9.1034e-05 | 6.7485e-05 | 5.7794e-05 | 5.2843e-05 | 0.00022929 | 0.00011415 | 0.00011415 | 0.00011415 | 0.00011415 | 2.6738e-06 | 2.1869e-05 | 5.1326e-05 | 6.8384e-05 | 9.1828e-05 | 9.333e-05 | 8.4051e-05 | 7.9747e-05 | 8.6999e-05 | 9.88e-05 | 1.2302e-05 | 1.2302e-05
05/03 03:00:00 | 5 | 3 | 3 | 2931 | WE | 0 | 7.3619e-05 | 7.3619e-05 | -0.00097 | 7.4342e-05 | 0.00022975 | 0.00011415 | 0 | 0 | 2.1781e-05 | 0.00042444 | -0.0047519 | 7.3619e-05 | 8.6449e-05 | 8.4304e-05 | 7.2283e-05 | 8.4304e-05 | 0.00011415 | 0.00022925 | 0.00011415 | 0 | 1.6398e-05 | 1.3975e-05 | 9.3033e-05 | 8.8856e-05 | 9.0147e-05 | -4.7856e-05 | 1.2173e-05 | -6.9798e-06 | -6.9798e-06 | 0.00011415 | 0.00011415 | 0.00011415 | 0.00011416 | 0.00011415 | 0.00011415 | 9.1034e-05 | 6.7544e-05 | 5.8391e-05 | 5.3714e-05 | 0.00022929 | 0.00011415 | 0.00011415 | 0.00011415 | 0.00011415 | 2.6738e-06 | 2.2203e-05 | 5.2163e-05 | 6.9512e-05 | 9.1839e-05 | 9.3398e-05 | 8.4235e-05 | 7.9985e-05 | 8.6926e-05 | 9.9407e-05 | 9.1113e-06 | 9.1113e-06
05/03 04:00:00 | 5 | 3 | 4 | 2932 | WE | 0 | 7.8081e-05 | 7.8081e-05 | 0.00097059 | 7.4386e-05 | 0.00022651 | 0.00011415 | 0 | 0 | 2.1781e-05 | 0.00041213 | -0.0045404 | 7.8081e-05 | 0.00010258 | 8.2413e-05 | 7.9023e-05 | 8.2413e-05 | 0.00011415 | 0.00022925 | 0.00011415 | 0 | 1.6398e-05 | 1.3975e-05 | 0.00010491 | 8.933e-05 | 9.4146e-05 | -4.7943e-05 | 1.2174e-05 | -7.0066e-06 | -7.0066e-06 | 0.00011415 | 0.00011415 | 0.00011415 | 0.00011416 | 0.00011415 | 0.00011415 | 9.1034e-05 | 6.9679e-05 | 5.9002e-05 | 5.3546e-05 | 0.00022929 | 0.00011415 | 0.00011415 | 0.00011415 | 0.00011415 | 2.6738e-06 | 2.4849e-05 | 5.2995e-05 | 6.9294e-05 | 9.1944e-05 | 9.4213e-05 | 8.4462e-05 | 7.9939e-05 | 8.6929e-05 | 9.9702e-05 | 9.1113e-06 | 9.1113e-06
05/03 05:00:00 | 5 | 3 | 5 | 2933 | WE | 0 | 7.2058e-05 | 7.2058e-05 | 1.1389e-06 | 0 | 0.00021796 | 0.00011415 | 0 | 0 | 6.5342e-05 | 0.00037945 | -0.0015799 | 7.2058e-05 | 0.00010689 | 8.158e-05 | 7.9572e-05 | 8.158e-05 | 0.00011415 | 0.00022925 | 0.00011415 | 0 | 1.6398e-05 | 1.3975e-05 | 0.00010458 | 9.3013e-05 | 9.6588e-05 | -4.7568e-05 | 1.0759e-05 | -7.8507e-06 | -7.8507e-06 | 0.00011415 | 0.00011415 | 0.00011415 | 0.00011416 | 0.00011415 | 0.00011415 | 9.1034e-05 | 8.4051e-05 | 6.7636e-05 | 5.9249e-05 | 0.00022929 | 0.00011415 | 0.00011415 | 0.00011415 | 0.00011415 | 2.6738e-06 | 3.4085e-05 | 6.1055e-05 | 7.6674e-05 | 9.1932e-05 | 9.9846e-05 | 8.7314e-05 | 8.1501e-05 | 8.6943e-05 | 9.981e-05 | 1.2303e-05 | 1.2303e-05
05/03 06:00:00 | 5 | 3 | 6 | 2934 | WE | 2.9563e-05 | 8.9346e-05 | 8.9346e-05 | 3.8106e-06 | 9.2161e-05 | -1.5577e-12 | 0.00011415 | 0.0001352 | 0.0001352 | 0.00013613 | 0.0003696 | 0.00087992 | 8.9346e-05 | 0.00011762 | 8.8117e-05 | 8.5205e-05 | 8.8117e-05 | 0.00011415 | 0 | 0.00011415 | 3.47e-06 | 1.6398e-05 | 1.4769e-05 | 0.00010537 | 9.933e-05 | 0.0001012 | -6.5707e-05 | 5.8053e-06 | -1.7011e-05 | -1.7011e-05 | 0.00011415 | 0.00011415 | 0.00011415 | 0.00011416 | 0.00011415 | 0.00011415 | 9.1034e-05 | 0.00011313 | 8.0836e-05 | 6.4334e-05 | 0 | 0.00011415 | 0.00011415 | 0.00011415 | 0.00011415 | 2.1159e-05 | 5.5361e-05 | 7.3419e-05 | 8.3876e-05 | 8.6267e-05 | 0.00010275 | 7.8605e-05 | 6.7406e-05 | 8.4937e-05 | 9.9848e-05 | 9.1113e-06 | 9.1113e-06
05/03 07:00:00 | 5 | 3 | 7 | 2935 | WE | 0.00013384 | 0.00011561 | 0.00011561 | 1.8818e-05 | 0.00016845 | 7.5442e-14 | 0.00011415 | 0.0005574 | 0.0005574 | 0.00015247 | -0.00075959 | 0.001793 | 0.00011561 | -0.00012237 | 0.00010137 | 0.00010992 | 0.00010137 | 0.00011415 | 0 | 0.00011415 | 1.2773e-05 | 1.6398e-05 | 1.4769e-05 | 0.00010172 | 0.00011584 | 0.00011147 | -7.3953e-05 | 1.7187e-06 | -2.2425e-05 | -2.2425e-05 | 0.00011415 | 0.00011415 | 0.00011415 | 0.00011416 | 0.00011415 | 0.00011415 | 9.1034e-05 | 0.00012753 | 8.9571e-05 | 7.0176e-05 | 0 | 0.00011415 | 0.00011415 | 0.00011415 | 0.00011415 | 7.5813e-05 | 0.00010041 | 9.604e-05 | 9.3511e-05 | 8.6213e-05 | 0.00011291 | 8.2917e-05 | 6.9005e-05 | 8.6248e-05 | 9.9756e-05 | 1.2303e-05 | 1.2303e-05
05/03 08:00:00 | 5 | 3 | 8 | 2936 | WE | 0.00022981 | 0.00011924 | 0.00011924 | 0.00080316 | 0.00024361 | 4.7973e-13 | 0.00011415 | 0.00084079 | 0.00084079 | 0.00013613 | -0.00037789 | 0.0020354 | 0.00011924 | -1.6468e-05 | 0.000114 | 0.00010194 | 0.000114 | 0.00011415 | 0 | 0.00011415 | 2.1579e-05 | 1.6398e-05 | 1.4769e-05 | 0.00010246 | 0.00011901 | 0.0001139 | -8.3637e-05 | 5.2646e-07 | -2.6326e-05 | -2.6326e-05 | 0.00011415 | 0.00011415 | 0.00011415 | 0.00011416 | 0.00011415 | 0.00011415 | 9.1034e-05 | 0.00014105 | 9.65e-05 | 7.3736e-05 | 0 | 0.00011415 | 0.00011415 | 0.00011415 | 0.00011415 | 0.00012547 | 0.00015894 | 0.00012172 | 0.00010017 | 8.6206e-05 | 0.00011855 | 8.5371e-05 | 6.998e-05 | 8.6934e-05 | 0.0001195 | 9.1113e-06 | 9.1113e-06
05/03 09:00:00 | 5 | 3 | 9 | 2937 | WE | 0.00031561 | 0.00012032 | 0.00012032 | 0.00028502 | 0.00017411 | 1.5523e-12 | 0.00011415 | 0.00044872 | 0.00044872 | 5.9897e-05 | -0.00021383 | 0.0019012 | 0.00012032 | 7.9606e-05 | 0.00011567 | 0.0001176 | 0.00011567 | 0.00011415 | 0 | 0.00011415 | 2.6174e-05 | 1.6398e-05 | 1.4769e-05 | 0.00010408 | 0.00012032 | 0.0001153 | -8.6037e-05 | 3.3633e-07 | -2.7222e-05 | -2.7222e-05 | 0.00011415 | 0.00011415 | 0.00011415 | 0.00011416 | 0.00011415 | 0.00011415 | 9.1034e-05 | 0.00014285 | 9.7577e-05 | 7.4447e-05 | 0 | 0.00011415 | 0.00011415 | 0.00011415 | 0.00011415 | 0.00017441 | 0.00018841 | 0.00013421 | 0.00010283 | 8.6202e-05 | 0.00011948 | 8.5798e-05 | 7.0175e-05 | 8.7034e-05 | 0.00011258 | 9.1113e-06 | 9.1113e-06
05/03 10:00:00 | 5 | 3 | 10 | 2938 | WE | 0.00039676 | 0.00013958 | 0.00013958 | -0.00011914 | 0.00017193 | 0.00021486 | 0.00011415 | 0.00030594 | 0.00030594 | 4.0839e-05 | -0.00013999 | 0.0017287 | 0.00013958 | 0.00019326 | 0.00011778 | 0.0001459 | 0.00011778 | 0.00011415 | 0 | 0.00011415 | 2.6174e-05 | 1.6398e-05 | 1.4769e-05 | 0.00010466 | 0.00012296 | 0.0001173 | -8.5099e-05 | 5.6173e-07 | -2.6769e-05 | -2.6769e-05 | 0.00011415 | 0.00011415 | 0.00011415 | 0.00011416 | 0.00011415 | 0.00011415 | 9.1034e-05 | 0.0001438 | 9.7766e-05 | 7.4243e-05 | 0 | 0.00011415 | 0.00011415 | 0.00011415 | 0.00011415 | 0.00021556 | 0.00019175 | 0.00013622 | 0.00010406 | 8.619e-05 | 0.00012114 | 8.6284e-05 | 7.0119e-05 | 8.7125e-05 | 0.00011009 | 1.2303e-05 | 1.2303e-05
05/03 11:00:00 | 5 | 3 | 11 | 2939 | WE | 0.00045301 | 9.4715e-05 | 9.4715e-05 | 0.00084184 | 0.0001685 | 0.00021991 | 0.00011415 | 0 | 0 | 4.0839e-05 | 0.00092449 | 0.0015646 | 9.4715e-05 | 0.00021686 | 0.00012151 | 8.1764e-05 | 0.00012151 | 0.00011415 | 0 | 0.00011415 | 2.6174e-05 | 1.6398e-05 | 1.4769e-05 | 0.00013061 | 0.00012603 | 0.00012744 | -8.8832e-05 | 6.445e-07 | -2.7904e-05 | -2.7904e-05 | 0.00011415 | 0.00011415 | 0.00011415 | 0.00011416 | 0.00011415 | 0.00011415 | 9.1034e-05 | 0.00014429 | 9.6799e-05 | 7.2535e-05 | 0 | 0.00011415 | 0.00011415 | 0.00011415 | 0.00011415 | 0.00023738 | 0.00019375 | 0.00013606 | 0.00010265 | 8.6419e-05 | 0.00012234 | 8.6347e-05 | 6.9651e-05 | 8.7197e-05 | 0.00010871 | 9.1113e-06 | 9.1113e-06
05/03 12:00:00 | 5 | 3 | 12 | 2940 | WE | 0.00047983 | 8.374e-05 | 8.374e-05 | 0.0003614 | 0.00016497 | 0.00021998 | 0.00011415 | 0 | 0 | 4.0839e-05 | 0.00060993 | 0.0014186 | 8.374e-05 | 0.00017681 | 0.00012155 | 6.6665e-05 | 0.00012155 | 0.00011415 | 0 | 0.00011415 | 2.6174e-05 | 1.6398e-05 | 1.4769e-05 | 0.00010583 | 0.00012903 | 0.00012186 | -8.3841e-05 | 6.096e-07 | -2.6335e-05 | -2.6335e-05 | 0.00011415 | 0.00011415 | 0.00011415 | 0.00011416 | 0.00011415 | 0.00011415 | 9.1034e-05 | 0.00014175 | 9.4766e-05 | 7.0757e-05 | 0 | 0.00011415 | 0.00011415 | 0.00011415 | 0.00011415 | 0.00024834 | 0.00019045 | 0.00013359 | 0.00010067 | 8.7499e-05 | 0.00012293 | 8.6205e-05 | 6.917e-05 | 9.9821e-05 | 0.00010735 | 1.2303e-05 | 1.2303e-05
05/03 13:00:00 | 5 | 3 | 13 | 2941 | WE | 0.00047471 | 7.1098e-05 | 7.1098e-05 | -0.00099666 | 0.00016236 | 0.00021627 | 0.00011415 | 0 | 0 | 4.0839e-05 | 0.00045453 | 0.0013162 | 7.1098e-05 | 0.00013191 | 0.00011748 | 4.9916e-05 | 0.00011748 | 0.00011415 | 0 | 0.00011415 | 2.6174e-05 | 1.6398e-05 | 1.4769e-05 | 0.00010925 | 0.00013626 | 0.00012792 | -8.4746e-05 | 3.7117e-07 | -2.6786e-05 | -2.6786e-05 | 0.00011415 | 0.00011415 | 0.00011415 | 0.00011416 | 0.00011415 | 0.00011415 | 9.1034e-05 | 0.00013915 | 9.3405e-05 | 7.0029e-05 | 0 | 0.00011415 | 0.00011415 | 0.00011415 | 0.00011415 | 0.00025036 | 0.00018646 | 0.00013152 | 9.9706e-05 | 8.9317e-05 | 0.00012468 | 8.666e-05 | 6.9025e-05 | 0.00010969 | 0.00010637 | 9.0386e-06 | 9.0386e-06
05/03 14:00:00 | 5 | 3 | 14 | 2942 | WE | 0.00043699 | 5.805e-05 | 5.805e-05 | 0.0010135 | 8.0342e-05 | 0.00022375 | 0.00011415 | 0 | 0 | 4.0839e-05 | 0.00038172 | 0.0012302 | 5.805e-05 | 0.0001079 | 0.00011631 | 4.3964e-05 | 0.00011631 | 0.00011415 | 0 | 0.00011415 | 2.6174e-05 | 1.6398e-05 | 1.4769e-05 | 0.00011041 | 0.00013617 | 0.00012821 | -8.5133e-05 | 2.5368e-07 | -2.6989e-05 | -2.6989e-05 | 0.00011415 | 0.00011415 | 0.00011415 | 0.00011416 | 0.00011415 | 0.00011415 | 9.1034e-05 | 0.00013361 | 9.3133e-05 | 7.2451e-05 | 0 | 0.00011415 | 0.00011415 | 0.00011415 | 0.00011415 | 0.00024211 | 0.00017881 | 0.0001306 | 0.00010268 | 9.0296e-05 | 0.00012297 | 8.654e-05 | 6.9643e-05 | 0.00011274 | 0.0001059 | 1.2277e-05 | 1.2277e-05
05/03 15:00:00 | 5 | 3 | 15 | 2943 | WE | 0.00037096 | 5.3753e-05 | 5.3753e-05 | 1.2455e-05 | 0.00015905 | 0.00023635 | 0.00011415 | 0 | 0 | 4.0839e-05 | 0.00028779 | 0.0010983 | 5.3753e-05 | 6.8816e-05 | 0.00011474 | 2.6301e-05 | 0.00011474 | 0.00011415 | 0 | 0.00011415 | 2.6174e-05 | 1.6398e-05 | 1.4769e-05 | 0.00011132 | 0.00013626 | 0.00012855 | -8.3715e-05 | 4.4463e-07 | -2.6407e-05 | -2.6407e-05 | 0.00011415 | 0.00011415 | 0.00011415 | 0.00011416 | 0.00011415 | 0.00011415 | 9.1034e-05 | 0.00013256 | 9.1594e-05 | 7.0664e-05 | 0 | 0.00011415 | 0.00011415 | 0.00011415 | 0.00011415 | 0.00021926 | 0.00017447 | 0.00012684 | 9.9257e-05 | 9.1711e-05 | 0.00012267 | 8.6125e-05 | 6.9173e-05 | 0.00011868 | 0.00010541 | 9.1109e-06 | 9.1109e-06
05/03 16:00:00 | 5 | 3 | 16 | 2944 | WE | 0.00028432 | 3.1321e-05 | 3.1321e-05 | 6.3698e-06 | 7.9481e-05 | 0.00024949 | 0.00011415 | 0 | 0 | 4.0839e-05 | 5.7214e-05 | 0.0010479 | 3.1321e-05 | 1.2151e-05 | 0.00011582 | 4.5815e-06 | 0.00011582 | 0.00011415 | 0 | 0.00011415 | 2.6174e-05 | 1.6398e-05 | 1.4769e-05 | 0.00010966 | 0.00014251 | 0.00013236 | -7.1384e-05 | 5.9575e-07 | -2.237e-05 | -2.237e-05 | 0.00011415 | 0.00011415 | 0.00011415 | 0.00011416 | 0.00011415 | 0.00011415 | 9.1034e-05 | 0.00012705 | 8.7621e-05 | 6.7472e-05 | 0 | 0.00011415 | 0.00011415 | 0.00011415 | 0.00011415 | 0.00018132 | 0.00016507 | 0.00011975 | 9.3501e-05 | 9.8768e-05 | 0.00012327 | 8.5867e-05 | 6.8517e-05 | 0.0001485 | 0.00010328 | 1.2312e-05 | 1.2312e-05
05/03 17:00:00 | 5 | 3 | 17 | 2945 | WE | 0.0001983 | 5.0991e-05 | 5.0991e-05 | 0.0010132 | 0.00016054 | -2.0051e-12 | 0.00011415 | 0.00098258 | 0.00098258 | 7.0788e-05 | -0.00050333 | 0.0010013 | 5.0991e-05 | -9.0951e-05 | 0.00012479 | 1.4204e-05 | 0.00012479 | 0.00011415 | 0 | 0.00011415 | 2.2517e-05 | 1.6398e-05 | 1.4769e-05 | 0.0001114 | 0.00014335 | 0.00013348 | -4.8951e-05 | 1.6595e-06 | -1.4488e-05 | -1.4488e-05 | 0.00011415 | 0.00011415 | 0.00011415 | 0.00011416 | 0.00011415 | 0.00011415 | 9.1034e-05 | 0.0001149 | 8.0897e-05 | 6.3525e-05 | 0 | 0.00011415 | 0.00011415 | 0.00011415 | 0.00011415 | 0.00013531 | 0.00013441 | 0.00010412 | 8.6576e-05 | 0.0001014 | 0.00011951 | 8.383e-05 | 6.7283e-05 | 0.00015037 | 0.00010257 | 9.1163e-06 | 9.1163e-06
05/03 18:00:00 | 5 | 3 | 18 | 2946 | WE | 0.00010806 | 6.443e-05 | 6.443e-05 | 1.7977e-05 | 0.00011061 | -7.5459e-13 | 0.00011415 | 0.00082614 | 0.00082614 | 0.00015247 | -0.00035725 | 0.0009141 | 6.443e-05 | -5.8958e-06 | 0.00013881 | 3.4794e-05 | 0.00013881 | 0.00011415 | 0 | 0.00011415 | 1.3592e-05 | 1.6398e-05 | 1.4769e-05 | 0.00010911 | 0.00013862 | 0.0001295 | -5.3418e-05 | 3.8411e-07 | -1.6782e-05 | -1.6782e-05 | 0.00011415 | 0.00011415 | 0.00011415 | 0.00011416 | 0.00011415 | 0.00011415 | 9.1034e-05 | 0.00010937 | 7.7361e-05 | 6.1008e-05 | 0 | 0.00011415 | 0.00011415 | 0.00011415 | 0.00011415 | 8.4387e-05 | 9.2766e-05 | 8.5679e-05 | 8.1575e-05 | 9.6494e-05 | 0.00011586 | 8.2138e-05 | 6.6495e-05 | 0.00012283 | 0.00010427 | 1.2303e-05 | 1.2303e-05
05/03 19:00:00 | 5 | 3 | 19 | 2947 | WE | 1.9603e-05 | 0.00010397 | 0.00010397 | 2.1689e-05 | 0.00013761 | -3.8268e-13 | 0.00011415 | 0.0004577 | 0.0004577 | 0.00021236 | -0.00020825 | 0.00083701 | 0.00010397 | 0.00012771 | 0.00014748 | 7.8884e-05 | 0.00014748 | 0.00011415 | 0 | 0.00011415 | 5.5938e-06 | 1.6398e-05 | 1.4769e-05 | 0.00011758 | 0.00012981 | 0.00012603 | -6.7379e-05 | -3.9589e-07 | -2.1767e-05 | -2.1767e-05 | 0.00011415 | 0.00011415 | 0.00011415 | 0.00011415 | 0.00011415 | 0.00011415 | 9.1034e-05 | 0.00010245 | 7.4968e-05 | 6.0927e-05 | 0 | 0.00011415 | 0.00011415 | 0.00011415 | 0.00011415 | 3.7491e-05 | 5.8877e-05 | 7.2231e-05 | 7.9965e-05 | 9.201e-05 | 0.00011026 | 8.0348e-05 | 6.6473e-05 | 0.00011861 | 0.00010218 | 1.1347e-05 | 1.1347e-05
05/03 20:00:00 | 5 | 3 | 20 | 2948 | WE | 0 | 0.00011375 | 0.00011375 | 2.2651e-05 | 0.00016788 | -2.8567e-13 | 0.00011415 | 0 | 0 | 0.00028587 | -9.9907e-05 | 0.00077551 | 0.00011375 | 0.00011287 | 0.0001514 | 8.4422e-05 | 0.0001514 | 0.00011415 | 0.00022925 | 0.00011415 | 0 | 1.6398e-05 | 1.4769e-05 | 0.00011232 | 0.00011906 | 0.00011698 | -7.4607e-05 | -8.167e-07 | -2.436e-05 | -2.436e-05 | 0.00011415 | 0.00011415 | 0.00011415 | 0.00011415 | 0.00011415 | 0.00011415 | 9.1034e-05 | 9.0827e-05 | 6.9104e-05 | 5.8004e-05 | 0.00019295 | 0.00011415 | 0.00011415 | 0.00011415 | 0.00011415 | 4.3314e-06 | 3.7073e-05 | 6.1164e-05 | 7.5114e-05 | 9.1863e-05 | 0.00011082 | 8.8795e-05 | 7.8579e-05 | 9.5387e-05 | 0.00010114 | 1.5997e-05 | 1.5997e-05
05/03 21:00:00 | 5 | 3 | 21 | 2949 | WE | 0 | 0.00011816 | 0.00011816 | 3.2831e-05 | 0.00016589 | 0 | 0.00011415 | 0 | 0 | 0.00034305 | -5.9965e-05 | 0.00070502 | 0.00011816 | 0.00011198 | 0.00015248 | 9.0497e-05 | 0.00015248 | 0.00011415 | 0.00022925 | 0.00011415 | 0 | 1.6398e-05 | 1.4769e-05 | 0.0001048 | 9.7539e-05 | 9.9782e-05 | -5.72e-05 | -5.9015e-07 | -1.8652e-05 | -1.8652e-05 | 0.00011415 | 0.00011415 | 0.00011415 | 0.00011415 | 0.00011415 | 0.00011415 | 9.1034e-05 | 7.192e-05 | 6.0961e-05 | 5.5362e-05 | 0.00022929 | 0.00011415 | 0.00011415 | 0.00011415 | 0.00011415 | 2.6738e-06 | 2.9495e-05 | 5.6187e-05 | 7.1643e-05 | 9.1877e-05 | 9.777e-05 | 8.5929e-05 | 8.0436e-05 | 8.7445e-05 | 0.00010014 | 1.8517e-05 | 1.8517e-05
05/03 22:00:00 | 5 | 3 | 22 | 2950 | WE | 0 | 0.00011221 | 0.00011221 | 0.0010108 | 0.00016323 | 2.0697e-12 | 0.00011415 | 0 | 0 | 0.00034849 | -4.1169e-05 | 0.00053998 | 0.00011221 | 0.00010626 | 0.00014889 | 8.887e-05 | 0.00014889 | 0.00011415 | 0.00022925 | 0.00011415 | 0 | 1.6398e-05 | 1.3975e-05 | 9.5692e-05 | 9.5916e-05 | 9.5847e-05 | -5.2242e-05 | -2.0598e-05 | -3.0694e-05 | -3.0694e-05 | 0.00011415 | 0.00011415 | 0.00011415 | 0.00011415 | 0.00011415 | 0.00011415 | 9.1034e-05 | 6.8193e-05 | 5.8822e-05 | 5.4034e-05 | 0.00022929 | 0.00011415 | 0.00011415 | 0.00011415 | 0.00011415 | 2.6738e-06 | 2.591e-05 | 5.3784e-05 | 6.9926e-05 | 9.1798e-05 | 9.6073e-05 | 8.5143e-05 | 8.0073e-05 | 8.7311e-05 | 9.9578e-05 | 1.153e-05 | 1.153e-05
05/03 23:00:00 | 5 | 3 | 23 | 2951 | WE | 0 | 8.9944e-05 | 8.9944e-05 | -0.0009908 | 7.9475e-05 | 7.9772e-13 | 0.00011415 | 0 | 0 | 0.00023959 | 0.00091384 | 0 | 8.9944e-05 | 0.00020486 | 0.00013992 | 7.724e-05 | 0.00013992 | 0.00011415 | 0.00022925 | 0.00011415 | 0 | 1.6398e-05 | 1.3975e-05 | 0.00012192 | 9.5147e-05 | 0.00010342 | -5.7412e-05 | -2.1702e-05 | -3.3095e-05 | -3.3095e-05 | 0.00011415 | 0.00011415 | 0.00011415 | 0.00011415 | 0.00011415 | 0.00011415 | 9.1034e-05 | 6.8114e-05 | 5.8122e-05 | 5.3017e-05 | 0.00022929 | 0.00011415 | 0.00011415 | 0.00011415 | 0.00011415 | 2.6738e-06 | 2.5458e-05 | 5.2785e-05 | 6.8609e-05 | 9.2054e-05 | 9.5778e-05 | 8.4859e-05 | 7.9794e-05 | 8.7248e-05 | 9.9332e-05 | 1.2541e-05 | 1.2541e-05
05/03 24:00:00 | 5 | 3 | 24 | 2952 | WE | 0 | 7.9737e-05 | 7.9737e-05 | 0.00099706 | 0.00015559 | -1.3906e-12 | 0.00011415 | 0 | 0 | 0.00013341 | 0.00069211 | 0 | 7.9737e-05 | 0.0001519 | 0.00012686 | 5.8092e-05 | 0.00012686 | 0.00011415 | 0.00022925 | 0.00011415 | 0 | 1.6398e-05 | 1.3975e-05 | 9.5324e-05 | 9.4898e-05 | 9.503e-05 | -5.132e-05 | -1.9641e-05 | -2.9749e-05 | -2.9749e-05 | 0.00011415 | 0.00011415 | 0.00011415 | 0.00011415 | 0.00011415 | 0.00011415 | 9.1034e-05 | 6.7729e-05 | 5.9644e-05 | 5.5513e-05 | 0.00022929 | 0.00011415 | 0.00011415 | 0.00011415 | 0.00011415 | 2.6738e-06 | 2.3262e-05 | 5.4025e-05 | 7.184e-05 | 9.1803e-05 | 9.5574e-05 | 8.5261e-05 | 8.0478e-05 | 8.7215e-05 | 9.9166e-05 | 9.1113e-06 | 9.1113e-06
05/04 01:00:00 | 5 | 4 | 1 | 2953 | WD | 0 | 1.6082e-05 | 1.6082e-05 | 0 | 0 | 0.00025245 | 0.00011415 | 0 | 0 | 5.4452e-05 | 0 | 0 | 1.6082e-05 | -2.5753e-05 | 9.19e-05 | 0 | 9.19e-05 | 0.00011415 | 0.00022925 | 0.00011415 | 0 | 6.5591e-05 | 0.0001118 | 9.3152e-05 | 9.6003e-05 | 9.5122e-05 | -4.947e-06 | -1.9885e-05 | -1.5119e-05 | -1.5119e-05 | 0.00011415 | 0.00011415 | 0.00011415 | 0.00011415 | 0.00011415 | 0.00011415 | 3.6463e-05 | 6.7924e-05 | 5.8637e-05 | 5.3892e-05 | 0.00022929 | 0.00011415 | 0.00011415 | 0.00011415 | 0.00011415 | 1.2032e-06 | 2.437e-05 | 5.3103e-05 | 6.9742e-05 | 6.6832e-05 | 9.6101e-05 | 8.6004e-05 | 8.1321e-05 | 9.2931e-05 | 9.928e-05 | 5.5376e-06 | 5.5376e-06
05/04 02:00:00 | 5 | 4 | 2 | 2954 | WD | 0 | 3.3673e-05 | 3.3673e-05 | 7.3159e-07 | 7.4495e-05 | 0.00023244 | 0.00011415 | 0 | 0 | 2.1781e-05 | 0.00018871 | 0 | 3.3673e-05 | -3.7396e-06 | 8.5656e-05 | 1.5111e-05 | 8.5656e-05 | 0.00011415 | 0.00022925 | 0.00011415 | 0 | 6.5591e-05 | 0.0001118 | 9.4711e-05 | 9.8881e-05 | 9.7592e-05 | 9.5778e-06 | -2.2677e-05 | -1.2386e-05 | -1.2386e-05 | 0.00011415 | 0.00011415 | 0.00011415 | 0.00011415 | 0.00011415 | 0.00011415 | 3.6473e-05 | 6.819e-05 | 6.0618e-05 | 5.6748e-05 | 0.00022929 | 0.00011415 | 0.00011415 | 0.00011415 | 0.00011415 | 1.23e-06 | 2.5894e-05 | 5.6002e-05 | 7.3438e-05 | 6.5333e-05 | 9.7196e-05 | 8.6858e-05 | 8.2063e-05 | 9.1334e-05 | 9.9459e-05 | 2.5569e-06 | 2.5569e-06
05/04 03:00:00 | 5 | 4 | 3 | 2955 | WD | 0 | 4.5222e-05 | 4.5222e-05 | 4.9403e-07 | 7.4265e-05 | 0.00022975 | 0.00011415 | 0 | 0 | 2.1781e-05 | 0.00039894 | -0.0051561 | 4.5222e-05 | 2.897e-05 | 8.3946e-05 | 3.1946e-05 | 8.3946e-05 | 0.00011415 | 0.00022925 | 0.00011415 | 0 | 6.5591e-05 | 0.0001118 | 9.5733e-05 | 9.9724e-05 | 9.8491e-05 | 1.1914e-05 | -2.3732e-05 | -1.2359e-05 | -1.2359e-05 | 0.00011415 | 0.00011415 | 0.00011415 | 0.00011415 | 0.00011415 | 0.00011415 | 4.5596e-05 | 6.8975e-05 | 6.1912e-05 | 5.8304e-05 | 0.00022929 | 0.00011415 | 0.00011415 | 0.00011415 | 0.00011415 | 1.5508e-06 | 3.0373e-05 | 5.892e-05 | 7.5451e-05 | 7.0669e-05 | 9.773e-05 | 8.7342e-05 | 8.2524e-05 | 9.0757e-05 | 9.9545e-05 | 2.3736e-06 | 2.3736e-06
05/04 04:00:00 | 5 | 4 | 4 | 2956 | WD | 0 | 4.5869e-05 | 4.5869e-05 | 0 | 0 | 0.00022651 | 0.00011415 | 0 | 0 | 2.1781e-05 | 0.00049753 | -0.0043831 | 4.5869e-05 | 4.8921e-05 | 8.2211e-05 | 4.4435e-05 | 8.2211e-05 | 0.00011415 | 0.00022925 | 0.00011415 | 0 | 6.5591e-05 | 0.0001118 | 0.00010858 | 0.00010029 | 0.00010285 | 1.3561e-05 | -2.44e-05 | -1.2288e-05 | -1.2288e-05 | 0.00011415 | 0.00011415 | 0.00011415 | 0.00011415 | 0.00011415 | 0.00011415 | 5.4768e-05 | 7.0282e-05 | 7.6832e-05 | 8.0178e-05 | 0.00022929 | 0.00011415 | 0.00011415 | 0.00011415 | 0.00011415 | 2.0054e-06 | 3.7834e-05 | 7.9583e-05 | 0.00010376 | 7.619e-05 | 9.8324e-05 | 9.2212e-05 | 8.9377e-05 | 9.0348e-05 | 9.9633e-05 | 2.0315e-06 | 2.0315e-06
05/04 05:00:00 | 5 | 4 | 5 | 2957 | WD | 0 | 6.1108e-05 | 6.1108e-05 | 9.8506e-07 | 7.4941e-05 | 0.00021796 | 0.00011415 | 0 | 0 | 6.5342e-05 | 0.00044375 | -0.0018671 | 6.1108e-05 | 6.3542e-05 | 8.1198e-05 | 5.2758e-05 | 8.1198e-05 | 0.00011415 | 0.00022925 | 0.00011415 | 0 | 6.5591e-05 | 0.0001118 | 0.00011155 | 0.00010454 | 0.00010671 | 1.5074e-05 | -2.4716e-05 | -1.2021e-05 | -1.2021e-05 | 0.00011415 | 0.00011415 | 0.00011415 | 0.00011415 | 0.00011415 | 0.00011415 | 9.1181e-05 | 9.299e-05 | 0.0001022 | 0.0001069 | 0.00022929 | 0.00011415 | 0.00011415 | 0.00011415 | 0.00011415 | 3.0749e-06 | 6.2531e-05 | 0.00011054 | 0.00013835 | 9.5016e-05 | 0.00010667 | 0.0001003 | 9.7337e-05 | 8.9854e-05 | 9.9808e-05 | -4.5832e-06 | -4.5832e-06
05/04 06:00:00 | 5 | 4 | 6 | 2958 | WD | 2.8568e-05 | 7.0225e-05 | 7.0225e-05 | 2.98e-06 | 7.752e-05 | -1.5577e-12 | 0.00011415 | 0.00013507 | 0.00013507 | 0.00013613 | 0.00040801 | 0.0005197 | 7.0225e-05 | 7.4618e-05 | 8.7512e-05 | 6.0322e-05 | 8.7512e-05 | 0.00011415 | 0 | 0.00011415 | 1.3867e-05 | 6.5591e-05 | 0.0001126 | 0.00011605 | 0.00010966 | 0.00011164 | -1.5881e-06 | 1.0377e-06 | 1.9992e-07 | 1.9992e-07 | 0.00011415 | 0.00011415 | 0.00011415 | 0.00011416 | 0.00011415 | 0.00011415 | 0.00012828 | 0.00012364 | 0.00013025 | 0.00013363 | 0 | 0.00011415 | 0.00011415 | 0.00011415 | 0.00011415 | 3.1993e-05 | 9.8699e-05 | 0.00014652 | 0.00017422 | 0.00010883 | 0.00011156 | 9.6546e-05 | 8.9582e-05 | 8.739e-05 | 0.00011773 | 0.00021338 | 0.00021338
05/04 07:00:00 | 5 | 4 | 7 | 2959 | WD | 0.00013128 | 9.306e-05 | 9.306e-05 | 1.4837e-05 | 0.00016574 | 7.5464e-14 | 0.00011415 | 0.0005568 | 0.0005568 | 0.00015247 | -0.00045226 | 0.0015258 | 9.306e-05 | -0.00011419 | 9.9871e-05 | 7.8534e-05 | 9.9871e-05 | 0.00011415 | 0 | 0.00011415 | 5.1037e-05 | 6.5591e-05 | 0.0001126 | 0.00011438 | 0.00012439 | 0.00012129 | -6.5548e-06 | 3.8655e-06 | 5.4084e-07 | 5.4084e-07 | 0.00011415 | 0.00011415 | 0.00011415 | 0.00011416 | 0.00011415 | 0.00011415 | 0.000149 | 0.00014024 | 0.00018893 | 0.00021381 | 0 | 0.00011415 | 0.00011415 | 0.00011415 | 0.00011415 | 0.00012826 | 0.00015579 | 0.00015059 | 0.00014757 | 0.00012109 | 0.00012202 | 0.00012012 | 0.00011924 | 9.5085e-05 | 0.00011185 | 0.00025122 | 0.00025122
05/04 08:00:00 | 5 | 4 | 8 | 2960 | WD | 0.00022649 | 9.5098e-05 | 9.5098e-05 | 1.8494e-05 | 0.0001701 | 4.7973e-13 | 0.00011415 | 0.00083995 | 0.00083995 | 0.00013613 | -0.00037954 | 0.0017261 | 9.5098e-05 | -4.698e-05 | 0.00011103 | 7.9289e-05 | 0.00011103 | 0.00011415 | 0 | 0.00011415 | 0.00021558 | 0.00016398 | 0.0001685 | 0.00011793 | 0.00012504 | 0.00012284 | -6.6956e-06 | 9.8228e-07 | -1.4674e-06 | -1.4674e-06 | 0.00011415 | 0.00011415 | 0.00011415 | 0.00011416 | 0.00011415 | 0.00011415 | 0.00016895 | 0.00015337 | 0.00019337 | 0.00021381 | 0 | 0.00011415 | 0.00011415 | 0.00011415 | 0.00011415 | 0.00023956 | 0.00021638 | 0.00017676 | 0.00015381 | 0.00013616 | 0.00012667 | 0.00014968 | 0.00016035 | 9.5278e-05 | 0.00011064 | 0.00020835 | 0.00020835
05/04 09:00:00 | 5 | 4 | 9 | 2961 | WD | 0.00031146 | 0.00010742 | 0.00010742 | 0.0010524 | 0.00017063 | 1.5523e-12 | 0.00011415 | 0.00044872 | 0.00044872 | 5.9897e-05 | -0.00020996 | 0.0016632 | 0.00010742 | 5.947e-05 | 0.00011108 | 0.00010073 | 0.00011108 | 0.00011415 | 0 | 0.00011415 | 0.00047113 | 0.00029516 | 0.0002244 | 0.0001219 | 0.00012604 | 0.00012476 | -6.3713e-06 | 4.8267e-07 | -1.7041e-06 | -1.7041e-06 | 0.00011415 | 0.00011415 | 0.00011415 | 0.00011416 | 0.00011415 | 0.00011415 | 0.0001871 | 0.00015456 | 0.00019377 | 0.00021381 | 0 | 0.00011415 | 0.00011415 | 0.00011415 | 0.00011415 | 0.00036462 | 0.00024645 | 0.00019125 | 0.00015929 | 0.00014691 | 0.00012768 | 0.00015529 | 0.0001681 | 9.5239e-05 | 0.00010966 | 0.00017788 | 0.00017788
05/04 10:00:00 | 5 | 4 | 10 | 2962 | WD | 0.00039479 | 0.0001239 | 0.0001239 | 1.6573e-05 | 0.00016857 | 0.00021486 | 0.00011415 | 0.00030594 | 0.00030594 | 4.0839e-05 | -0.00015605 | 0.0015028 | 0.0001239 | 0.00015268 | 0.00011156 | 0.00012538 | 0.00011156 | 0.00011415 | 0 | 0.00011415 | 0.00047113 | 0.00029516 | 0.0002244 | 0.00012304 | 0.00012871 | 0.00012695 | -5.9231e-06 | 5.8059e-07 | -1.4944e-06 | -1.4944e-06 | 0.00011415 | 0.00011415 | 0.00011415 | 0.00011416 | 0.00011415 | 0.00011415 | 0.00018706 | 0.00015413 | 0.00019363 | 0.00021381 | 0 | 0.00011415 | 0.00011415 | 0.00011415 | 0.00011415 | 0.00044948 | 0.00024653 | 0.00019441 | 0.00016423 | 0.0001483 | 0.00012847 | 0.00015446 | 0.00016651 | 9.5225e-05 | 0.00010882 | 0.00015756 | 0.00015756
05/04 11:00:00 | 5 | 4 | 11 | 2963 | WD | 0.0004571 | 0.00010054 | 0.00010054 | 1.4822e-05 | 0.00016553 | 0.00021991 | 0.00011415 | 0 | 0 | 4.0839e-05 | 0.0010144 | 0.0013278 | 0.00010054 | 0.00024389 | 0.00011463 | 9.1955e-05 | 0.00011463 | 0.00011415 | 0 | 0.00011415 | 0.00047113 | 0.00029516 | 0.0002244 | 0.00014858 | 0.00012983 | 0.00013563 | -5.5662e-06 | 3.907e-07 | -1.5099e-06 | -1.5099e-06 | 0.00011415 | 0.00011415 | 0.00011415 | 0.00011416 | 0.00011415 | 0.00011415 | 0.000187 | 0.00015348 | 0.00019341 | 0.00021381 | 0 | 0.00011415 | 0.00011415 | 0.00011415 | 0.00011415 | 0.00049627 | 0.00024632 | 0.00019653 | 0.0001677 | 0.00014851 | 0.00012867 | 0.00015605 | 0.00016875 | 9.5207e-05 | 0.0001082 | 0.00014821 | 0.00014821
05/04 12:00:00 | 5 | 4 | 12 | 2964 | WD | 0.0004881 | 9.3581e-05 | 9.3581e-05 | 0.0010183 | 0.00016257 | 0.00021998 | 0.00011415 | 0 | 0 | 4.0839e-05 | 0.00063921 | 0.0011749 | 9.3581e-05 | 0.00020533 | 0.00011458 | 8.2499e-05 | 0.00011458 | 0.00011415 | 0 | 0.00011415 | 0.00047113 | 0.00029516 | 0.0002244 | 0.00012311 | 0.00013039 | 0.00012814 | -4.5588e-06 | 2.1823e-07 | -1.3059e-06 | -1.3059e-06 | 0.00011415 | 0.00011415 | 0.00011415 | 0.00011416 | 0.00011415 | 0.00011415 | 0.00018694 | 0.0001532 | 0.00019331 | 0.00021381 | 0 | 0.00011415 | 0.00011415 | 0.00011415 | 0.00011415 | 0.00051826 | 0.00024586 | 0.00024021 | 0.00023694 | 0.00014822 | 0.00012878 | 0.00015956 | 0.00017384 | 9.5196e-05 | 0.00010791 | 0.00014474 | 0.00014474
05/04 13:00:00 | 5 | 4 | 13 | 2965 | WD | 0.00048251 | 7.9764e-05 | 7.9764e-05 | -0.00099454 | 8.019e-05 | 0.00021627 | 0.00011415 | 0 | 0 | 4.0839e-05 | 0.00050333 | 0.0010353 | 7.9764e-05 | 0.00016522 | 0.00011115 | 7.5981e-05 | 0.00011115 | 0.00011415 | 0 | 0.00011415 | 0.00047113 | 0.00029516 | 0.0002244 | 0.00012454 | 0.00013535 | 0.00013201 | -4.2829e-06 | 1.8443e-07 | -1.2409e-06 | -1.2409e-06 | 0.00011415 | 0.00011415 | 0.00011415 | 0.00011416 | 0.00011415 | 0.00011415 | 0.00018653 | 0.00015279 | 0.00019317 | 0.00021381 | 0 | 0.00011415 | 0.00011415 | 0.00011415 | 0.00011415 | 0.00051897 | 0.00024525 | 0.00024005 | 0.00023704 | 0.00014818 | 0.0001304 | 0.00015841 | 0.0001714 | 0.00011056 | 0.0001075 | 0.00012627 | 0.00012627
05/04 14:00:00 | 5 | 4 | 14 | 2966 | WD | 0.00044653 | 8.0775e-05 | 8.0775e-05 | 0.001007 | 0.00015894 | 0.00022375 | 0.00011415 | 0 | 0 | 4.0839e-05 | 0.00041774 | 0.00089068 | 8.0775e-05 | 0.0001368 | 0.00011051 | 6.5673e-05 | 0.00011051 | 0.00011415 | 0 | 0.00011415 | 0.00047113 | 0.00029516 | 0.0002244 | 0.00012491 | 0.00013638 | 0.00013284 | -4.0462e-06 | 2.8369e-07 | -1.0978e-06 | -1.0978e-06 | 0.00011415 | 0.00011415 | 0.00011415 | 0.00011416 | 0.00011415 | 0.00011415 | 0.00018548 | 0.00015218 | 0.00019297 | 0.00021381 | 0 | 0.00011415 | 0.00011415 | 0.00011415 | 0.00011415 | 0.00049926 | 0.00024314 | 0.0002384 | 0.00023567 | 0.00014838 | 0.00013057 | 0.00015634 | 0.0001683 | 0.00011886 | 0.00010722 | 0.00010778 | 0.00010778
05/04 15:00:00 | 5 | 4 | 15 | 2967 | WD | 0.00038214 | 7.5627e-05 | 7.5627e-05 | 4.5117e-06 | 7.8762e-05 | 0.00023635 | 0.00011415 | 0 | 0 | 4.0839e-05 | 0.00038118 | 0.00075752 | 7.5627e-05 | 0.00013538 | 0.00010956 | 7.0642e-05 | 0.00010956 | 0.00011415 | 0 | 0.00011415 | 0.00047113 | 0.00029516 | 0.0002244 | 0.0001213 | 0.00013227 | 0.00012888 | -3.8104e-06 | 6.9255e-08 | -1.1686e-06 | -1.1686e-06 | 0.00011415 | 0.00011415 | 0.00011415 | 0.00011416 | 0.00011415 | 0.00011415 | 0.00016661 | 0.00015069 | 0.00019246 | 0.00021381 | 0 | 0.00011415 | 0.00011415 | 0.00011415 | 0.00011415 | 0.00040479 | 0.00023592 | 0.000191 | 0.00016498 | 0.00013481 | 0.00012867 | 0.0001557 | 0.00016824 | 0.00010271 | 0.00010729 | 0.00011562 | 0.00011562
05/04 16:00:00 | 5 | 4 | 16 | 2968 | WD | 0.00029992 | 7.7479e-05 | 7.7479e-05 | 9.2859e-06 | 7.8728e-05 | 0.00024949 | 0.00011415 | 0 | 0 | 4.0839e-05 | 0.00035707 | 0.00064867 | 7.7479e-05 | 0.00013105 | 0.00011092 | 7.1432e-05 | 0.00011092 | 0.00011415 | 0 | 0.00011415 | 0.00047113 | 0.00029516 | 0.0002244 | 0.00011287 | 0.00013062 | 0.00012513 | -3.632e-06 | -1.3781e-07 | -1.2526e-06 | -1.2526e-06 | 0.00011415 | 0.00011415 | 0.00011415 | 0.00011416 | 0.00011415 | 0.00011415 | 0.00014779 | 0.00014413 | 0.00015206 | 0.00015611 | 0 | 0.00011415 | 0.00011415 | 0.00011415 | 0.00011415 | 0.00029688 | 0.00021408 | 0.00015269 | 0.00011714 | 0.00012286 | 0.00012612 | 0.00014542 | 0.00015437 | 8.7614e-05 | 0.00010765 | 0.00013223 | 0.00013223
05/04 17:00:00 | 5 | 4 | 17 | 2969 | WD | 0.00021238 | 0.00011259 | 0.00011259 | 5.4248e-06 | 0.00015884 | -2.0051e-12 | 0.00011415 | 0.00098703 | 0.00098703 | 7.0788e-05 | -0.00068125 | 0.00057504 | 0.00011259 | -4.804e-05 | 0.00012 | 0.00010315 | 0.00012 | 0.00011415 | 0 | 0.00011415 | 0.00040713 | 0.00029516 | 0.0002244 | 0.00011056 | 0.00012901 | 0.00012331 | -3.4008e-06 | -2.4618e-07 | -1.2527e-06 | -1.2527e-06 | 0.00011415 | 0.00011415 | 0.00011415 | 0.00011416 | 0.00011415 | 0.00011415 | 0.00012914 | 0.00013924 | 0.00012923 | 0.00012411 | 0 | 0.00011415 | 0.00011415 | 0.00011415 | 0.00011415 | 0.00019436 | 0.00017917 | 0.00012267 | 8.9947e-05 | 0.00011312 | 0.00012409 | 0.00013609 | 0.00014166 | 8.7625e-05 | 0.00010831 | 0.00015937 | 0.00015937
05/04 18:00:00 | 5 | 4 | 18 | 2970 | WD | 0.0001182 | 0.00011456 | 0.00011456 | 1.3582e-05 | 8.0757e-05 | -7.5459e-13 | 0.00011415 | 0.00084402 | 0.00084402 | 0.00015247 | -0.00043648 | 0.00051893 | 0.00011456 | 5.9263e-05 | 0.00013406 | 0.00011166 | 0.00013406 | 0.00011415 | 0 | 0.00011415 | 5.5544e-05 | 6.5591e-05 | 0.0001126 | 0.00011028 | 0.00012498 | 0.00012044 | -3.1299e-06 | -3.8541e-07 | -1.2611e-06 | -1.2611e-06 | 0.00011415 | 0.00011415 | 0.00011415 | 0.00011416 | 0.00011415 | 0.00011415 | 0.00012867 | 0.00012817 | 0.00011248 | 0.00010446 | 0 | 0.00011415 | 0.00011415 | 0.00011415 | 0.00011415 | 0.00012264 | 0.00012687 | 9.2603e-05 | 7.2759e-05 | 0.0001115 | 0.00011918 | 0.00010922 | 0.0001046 | 8.763e-05 | 0.00010875 | 0.00020124 | 0.00020124
05/04 19:00:00 | 5 | 4 | 19 | 2971 | WD | 2.0929e-05 | 0.00014753 | 0.00014753 | 0.0010252 | 0.00016436 | -3.8268e-13 | 0.00011415 | 0.00046224 | 0.00046224 | 0.00021236 | -0.00022996 | 0.00048736 | 0.00014753 | 0.00018752 | 0.00014271 | 0.00013785 | 0.00014271 | 0.00011415 | 0 | 0.00011415 | 2.2597e-05 | 6.5591e-05 | 0.0001126 | 0.00011994 | 0.00012213 | 0.00012145 | -2.9274e-06 | -3.6565e-07 | -1.183e-06 | -1.183e-06 | 0.00011415 | 0.00011415 | 0.00011415 | 0.00011416 | 0.00011415 | 0.00011415 | 0.00011028 | 0.00011994 | 0.00010079 | 9.1006e-05 | 0 | 0.00011415 | 0.00011415 | 0.00011415 | 0.00011415 | 4.667e-05 | 8.4356e-05 | 6.9431e-05 | 6.0788e-05 | 0.00010205 | 0.00011571 | 0.00010372 | 9.8155e-05 | 8.7677e-05 | 0.00010925 | 0.00020443 | 0.00020443
05/04 20:00:00 | 5 | 4 | 20 | 2972 | WD | 0 | 0.00014386 | 0.00014386 | 1.5657e-05 | 0.00016488 | -2.8565e-13 | 0.00011415 | 2.9319e-05 | 2.9319e-05 | 0.00028587 | -0.00010371 | 0.00041928 | 0.00014386 | 0.00017015 | 0.00014653 | 0.00012876 | 0.00014653 | 0.00011415 | 0.00017194 | 0.00011415 | 1.1944e-06 | 6.5591e-05 | 0.0001126 | 0.00011833 | 0.00011718 | 0.00011753 | -2.7853e-06 | -4.0176e-07 | -1.1622e-06 | -1.1622e-06 | 0.00011415 | 0.00011415 | 0.00011415 | 0.00011416 | 0.00011415 | 0.00011415 | 0.00010984 | 0.00010472 | 8.5997e-05 | 7.6429e-05 | 0.00019014 | 0.00011415 | 0.00011415 | 0.00011415 | 0.00011415 | 6.9049e-06 | 6.0534e-05 | 8.4878e-05 | 9.8976e-05 | 0.00010515 | 0.0001154 | 0.00010446 | 9.9376e-05 | 8.7675e-05 | 0.00010931 | 0.00022804 | 0.00022804
05/04 21:00:00 | 5 | 4 | 21 | 2973 | WD | 0 | 0.00013593 | 0.00013593 | 1.407e-05 | 0.0001631 | 0 | 0.00011415 | 0 | 0 | 0.00034305 | -6.1967e-05 | 0.00039182 | 0.00013593 | 0.00014468 | 0.00014762 | 0.00011723 | 0.00014762 | 0.00011415 | 0.00022925 | 0.00011415 | 0 | 6.5591e-05 | 0.0001126 | 0.0001119 | 0.00010122 | 0.00010452 | 1.4919e-05 | -4.096e-08 | 4.7322e-06 | 4.7322e-06 | 0.00011415 | 0.00011415 | 0.00011415 | 0.00011415 | 0.00011415 | 0.00011415 | 0.00010924 | 9.2279e-05 | 7.4921e-05 | 6.6052e-05 | 0.00022929 | 0.00011415 | 0.00011415 | 0.00011415 | 0.00011415 | 3.2016e-06 | 4.5412e-05 | 7.0785e-05 | 8.5478e-05 | 0.00010418 | 0.0001056 | 0.00010041 | 9.7999e-05 | 8.8373e-05 | 9.9798e-05 | 0.00020726 | 0.00020726
05/04 22:00:00 | 5 | 4 | 22 | 2974 | WD | 0 | 0.00012111 | 0.00012111 | 6.5393e-06 | 8.0492e-05 | 2.0698e-12 | 0.00011415 | 0 | 0 | 0.00034849 | -4.0891e-05 | 0.00027512 | 0.00012111 | 0.00013899 | 0.00014405 | 0.00011503 | 0.00014405 | 0.00011415 | 0.00022925 | 0.00011415 | 0 | 6.5591e-05 | 0.0001118 | 0.00010286 | 9.7302e-05 | 9.902e-05 | 2.1958e-05 | -2.2421e-05 | -8.2618e-06 | -8.2618e-06 | 0.00011415 | 0.00011415 | 0.00011415 | 0.00011415 | 0.00011415 | 0.00011415 | 0.00010883 | 6.9436e-05 | 6.3877e-05 | 6.1037e-05 | 0.00022929 | 0.00011415 | 0.00011415 | 0.00011415 | 0.00011415 | 2.0797e-06 | 3.3003e-05 | 6.2124e-05 | 7.8988e-05 | 0.00010253 | 9.7015e-05 | 9.3777e-05 | 9.2275e-05 | 8.8555e-05 | 9.9591e-05 | 1.0921e-05 | 1.0921e-05
05/04 23:00:00 | 5 | 4 | 23 | 2975 | WD | 0 | 0.00010765 | 0.00010765 | 8.494e-06 | 0.00011048 | 7.9772e-13 | 0.00011415 | 0 | 0 | 0.00023959 | 0.0010077 | -0.00017949 | 0.00010765 | 0.00026139 | 0.00013614 | 9.8554e-05 | 0.00013614 | 0.00011415 | 0.00022925 | 0.00011415 | 0 | 6.5591e-05 | 0.0001118 | 0.0001283 | 9.757e-05 | 0.00010707 | 2.3113e-05 | -2.4359e-05 | -9.2127e-06 | -9.2127e-06 | 0.00011415 | 0.00011415 | 0.00011415 | 0.00011415 | 0.00011415 | 0.00011415 | 9.9691e-05 | 6.8344e-05 | 6.1493e-05 | 5.7992e-05 | 0.00022929 | 0.00011415 | 0.00011415 | 0.00011415 | 0.00011415 | 1.729e-06 | 2.6771e-05 | 5.7344e-05 | 7.5048e-05 | 9.7376e-05 | 9.678e-05 | 9.3112e-05 | 9.1411e-05 | 8.8572e-05 | 9.9413e-05 | 5.1739e-08 | 5.1739e-08
05/04 24:00:00 | 5 | 4 | 24 | 2976 | WD | 0 | 8.5164e-05 | 8.5164e-05 | 2.706e-06 | 0.00012283 | -1.3906e-12 | 0.00011415 | 0 | 0 | 0.00013341 | 0.00066975 | 0 | 8.5164e-05 | 0.00016491 | 0.00012638 | 7.086e-05 | 0.00012638 | 0.00011415 | 0.00022925 | 0.00011415 | 0 | 6.5591e-05 | 0.0001118 | 9.6371e-05 | 9.7916e-05 | 9.7439e-05 | 2.3639e-05 | -2.264e-05 | -7.8744e-06 | -7.8744e-06 | 0.00011415 | 0.00011415 | 0.00011415 | 0.00011415 | 0.00011415 | 0.00011415 | 4.5468e-05 | 6.8027e-05 | 5.8924e-05 | 5.4272e-05 | 0.00022929 | 0.00011415 | 0.00011415 | 0.00011415 | 0.00011415 | 1.2032e-06 | 2.496e-05 | 5.3631e-05 | 7.0234e-05 | 7.1691e-05 | 9.6807e-05 | 8.7008e-05 | 8.2463e-05 | 8.8682e-05 | 9.9337e-05 | -1.2111e-06 | -1.2111e-06
05/05 01:00:00 | 5 | 5 | 1 | 2977 | WD | 0 | 2.5673e-05 | 2.5673e-05 | 0.00097711 | 0 | 0.00025245 | 0.00011415 | 0 | 0 | 5.4452e-05 | 0.00017049 | 0 | 2.5673e-05 | -2.2749e-05 | 9.19e-05 | 1.3652e-05 | 9.19e-05 | 0.00011415 | 0.00022925 | 0.00011415 | 0 | 6.5591e-05 | 0.0001118 | 9.5778e-05 | 9.9011e-05 | 9.8012e-05 | 2.4238e-05 | -2.3147e-05 | -8.0283e-06 | -8.0283e-06 | 0.00011415 | 0.00011415 | 0.00011415 | 0.00011415 | 0.00011415 | 0.00011415 | 3.6463e-05 | 6.7924e-05 | 5.8637e-05 | 5.3892e-05 | 0.00022929 | 0.00011415 | 0.00011415 | 0.00011415 | 0.00011415 | 1.2032e-06 | 2.437e-05 | 5.3103e-05 | 6.9742e-05 | 6.6362e-05 | 9.7161e-05 | 8.6975e-05 | 8.2251e-05 | 8.8691e-05 | 9.9362e-05 | 6.4921e-07 | 6.4921e-07
05/05 02:00:00 | 5 | 5 | 2 | 2978 | WD | 0 | 5.5627e-05 | 5.5627e-05 | -0.00097203 | 7.4523e-05 | 0.00023244 | 0.00011415 | 0 | 0 | 2.1781e-05 | 0.00054322 | -0.0055475 | 5.5627e-05 | 3.6603e-05 | 8.5656e-05 | 4.6358e-05 | 8.5656e-05 | 0.00011415 | 0.00022925 | 0.00011415 | 0 | 6.5591e-05 | 0.0001118 | 9.5678e-05 | 9.9657e-05 | 9.8427e-05 | 2.4836e-05 | -2.3875e-05 | -8.3336e-06 | -8.3336e-06 | 0.00011415 | 0.00011415 | 0.00011415 | 0.00011415 | 0.00011415 | 0.00011415 | 3.6473e-05 | 6.819e-05 | 6.0618e-05 | 5.6748e-05 | 0.00022929 | 0.00011415 | 0.00011415 | 0.00011415 | 0.00011415 | 1.23e-06 | 2.5894e-05 | 5.6002e-05 | 7.3438e-05 | 6.5052e-05 | 9.747e-05 | 8.7583e-05 | 8.2997e-05 | 8.8701e-05 | 9.9322e-05 | -2.3533e-06 | -2.3533e-06
05/05 03:00:00 | 5 | 5 | 3 | 2979 | WD | 0 | 5.5277e-05 | 5.5277e-05 | 3.8274e-07 | 0 | 0.00022975 | 0.00011415 | 0 | 0 | 2.1781e-05 | 0.00046069 | -0.003312 | 5.5277e-05 | 5.9071e-05 | 8.3946e-05 | 5.7464e-05 | 8.3946e-05 | 0.00011415 | 0.00022925 | 0.00011415 | 0 | 6.5591e-05 | 0.0001118 | 9.6099e-05 | 9.8749e-05 | 9.793e-05 | 2.5683e-05 | -2.3083e-05 | -7.524e-06 | -7.524e-06 | 0.00011415 | 0.00011415 | 0.00011415 | 0.00011415 | 0.00011415 | 0.00011415 | 4.5596e-05 | 6.8975e-05 | 6.1912e-05 | 5.8304e-05 | 0.00022929 | 0.00011415 | 0.00011415 | 0.00011415 | 0.00011415 | 1.5508e-06 | 3.0373e-05 | 5.892e-05 | 7.5451e-05 | 7.0454e-05 | 9.7387e-05 | 8.7812e-05 | 8.3372e-05 | 8.8669e-05 | 9.9258e-05 | 1.1089e-06 | 1.1089e-06
05/05 04:00:00 | 5 | 5 | 4 | 2980 | WD | 0 | 7.1084e-05 | 7.1084e-05 | 0.00096992 | 7.4323e-05 | 0.00022651 | 0.00011415 | 0 | 0 | 2.1781e-05 | 0.00043095 | -0.0034807 | 7.1084e-05 | 8.0656e-05 | 8.2211e-05 | 6.9116e-05 | 8.2211e-05 | 0.00011415 | 0.00022925 | 0.00011415 | 0 | 6.5591e-05 | 0.0001118 | 0.00015517 | 9.7975e-05 | 0.00011565 | 2.5636e-05 | -2.2243e-05 | -6.9669e-06 | -6.9669e-06 | 0.00011415 | 0.00011415 | 0.00011415 | 0.00011415 | 0.00011415 | 0.00011415 | 5.4768e-05 | 7.0282e-05 | 7.6832e-05 | 8.0178e-05 | 0.00022929 | 0.00011415 | 0.00011415 | 0.00011415 | 0.00011415 | 2.0054e-06 | 3.7834e-05 | 7.9583e-05 | 0.00010376 | 7.646e-05 | 9.7507e-05 | 9.2506e-05 | 9.0186e-05 | 8.8625e-05 | 9.9265e-05 | -5.5892e-06 | -5.5892e-06
05/05 05:00:00 | 5 | 5 | 5 | 2981 | WD | 0 | 7.2382e-05 | 7.2382e-05 | -0.00097262 | 7.4931e-05 | 0.00021796 | 0.00011415 | 0 | 0 | 6.5342e-05 | 0.00040421 | -0.00064457 | 7.2382e-05 | 8.3424e-05 | 8.1198e-05 | 6.8809e-05 | 8.1198e-05 | 0.00011415 | 0.00022925 | 0.00011415 | 0 | 6.5591e-05 | 0.0001118 | 0.00014973 | 0.00010235 | 0.00011699 | 2.7653e-05 | -2.2351e-05 | -6.3968e-06 | -6.3968e-06 | 0.00011415 | 0.00011415 | 0.00011415 | 0.00011415 | 0.00011415 | 0.00011415 | 9.1181e-05 | 9.299e-05 | 0.0001022 | 0.0001069 | 0.00022929 | 0.00011415 | 0.00011415 | 0.00011415 | 0.00011415 | 3.0749e-06 | 6.2531e-05 | 0.00011054 | 0.00013835 | 9.5234e-05 | 0.0001059 | 0.00010059 | 9.8126e-05 | 8.8497e-05 | 9.9508e-05 | -5.7576e-06 | -5.7576e-06
05/05 06:00:00 | 5 | 5 | 6 | 2982 | WD | 2.9987e-05 | 7.0356e-05 | 7.0356e-05 | 2.5989e-06 | 7.7504e-05 | -1.5577e-12 | 0.00011415 | 0.00014322 | 0.00014322 | 0.00013613 | 0.00038485 | 0.0015294 | 7.0356e-05 | 7.6012e-05 | 8.7512e-05 | 6.0512e-05 | 8.7512e-05 | 0.00011415 | 0 | 0.00011415 | 1.4704e-05 | 6.5591e-05 | 0.0001126 | 0.00013641 | 0.0001099 | 0.00011809 | 9.0959e-06 | -2.5487e-07 | 2.7285e-06 | 2.7285e-06 | 0.00011415 | 0.00011415 | 0.00011415 | 0.00011416 | 0.00011415 | 0.00011415 | 0.00012828 | 0.00012361 | 0.00013024 | 0.00013363 | 0 | 0.00011415 | 0.00011415 | 0.00011415 | 0.00011415 | 3.363e-05 | 9.9227e-05 | 0.00014677 | 0.0001743 | 0.00010893 | 0.00011163 | 9.7402e-05 | 9.0802e-05 | 8.691e-05 | 0.00011739 | 0.00016466 | 0.00016466
05/05 07:00:00 | 5 | 5 | 7 | 2983 | WD | 0.00013242 | 8.7922e-05 | 8.7922e-05 | 1.21e-05 | 0.0001657 | 7.5464e-14 | 0.00011415 | 0.00057217 | 0.00057217 | 0.00015247 | -0.00075743 | 0.0022782 | 8.7922e-05 | -0.00015111 | 9.9871e-05 | 7.1228e-05 | 9.9871e-05 | 0.00011415 | 0 | 0.00011415 | 5.2447e-05 | 6.5591e-05 | 0.0001126 | 0.00011742 | 0.0001288 | 0.00012528 | 3.7111e-06 | 3.4103e-06 | 3.5063e-06 | 3.5063e-06 | 0.00011415 | 0.00011415 | 0.00011415 | 0.00011416 | 0.00011415 | 0.00011415 | 0.000149 | 0.00014024 | 0.00018893 | 0.00021381 | 0 | 0.00011415 | 0.00011415 | 0.00011415 | 0.00011415 | 0.00013167 | 0.00015734 | 0.00015132 | 0.00014783 | 0.00012211 | 0.00012355 | 0.000121 | 0.00011982 | 0.00010514 | 0.00011085 | 3.7233e-05 | 3.7233e-05
05/05 08:00:00 | 5 | 5 | 8 | 2984 | WD | 0.00022964 | 9.5051e-05 | 9.5051e-05 | 0.0010476 | 0.00017002 | 4.7973e-13 | 0.00011415 | 0.00085481 | 0.00085481 | 0.00013613 | -0.00040139 | 0.0023447 | 9.5051e-05 | -4.5969e-05 | 0.00011103 | 7.9235e-05 | 0.00011103 | 0.00011415 | 0 | 0.00011415 | 0.00021939 | 0.00016398 | 0.0001685 | 0.00012019 | 0.00013087 | 0.00012757 | 2.7474e-06 | 1.0495e-06 | 1.5912e-06 | 1.5912e-06 | 0.00011415 | 0.00011415 | 0.00011415 | 0.00011416 | 0.00011415 | 0.00011415 | 0.00016895 | 0.00015337 | 0.00019337 | 0.00021381 | 0 | 0.00011415 | 0.00011415 | 0.00011415 | 0.00011415 | 0.0002436 | 0.0002182 | 0.0001776 | 0.00015408 | 0.0001365 | 0.0001287 | 0.0001509 | 0.0001612 | 9.8537e-05 | 0.00010916 | -4.921e-06 | -4.921e-06
05/05 09:00:00 | 5 | 5 | 9 | 2985 | WD | 0.0003164 | 0.00010808 | 0.00010808 | 1.4584e-05 | 0.00017049 | 1.5523e-12 | 0.00011415 | 0.00044872 | 0.00044872 | 5.9897e-05 | -0.00023151 | 0.0021643 | 0.00010808 | 5.1409e-05 | 0.00011108 | 0.00010169 | 0.00011108 | 0.00011415 | 0 | 0.00011415 | 0.00047113 | 0.00029516 | 0.0002244 | 0.00012229 | 0.00012794 | 0.00012619 | 3.0988e-06 | -1.0886e-07 | 9.1455e-07 | 9.1455e-07 | 0.00011415 | 0.00011415 | 0.00011415 | 0.00011416 | 0.00011415 | 0.00011415 | 0.0001871 | 0.00015456 | 0.00019377 | 0.00021381 | 0 | 0.00011415 | 0.00011415 | 0.00011415 | 0.00011415 | 0.0003697 | 0.00024645 | 0.0001914 | 0.00015953 | 0.0001469 | 0.00012832 | 0.000156 | 0.00016883 | 9.5117e-05 | 0.00010822 | -2.2193e-05 | -2.2193e-05
05/05 10:00:00 | 5 | 5 | 10 | 2986 | WD | 0.0003956 | 0.00013106 | 0.00013106 | 1.3932e-05 | 0.00016847 | 0.00021486 | 0.00011415 | 0.00030594 | 0.00030594 | 4.0839e-05 | -0.00016203 | 0.0019098 | 0.00013106 | 0.00017404 | 0.00011156 | 0.00013559 | 0.00011156 | 0.00011415 | 0 | 0.00011415 | 0.00047113 | 0.00029516 | 0.0002244 | 0.00012323 | 0.00012792 | 0.00012647 | 2.9393e-06 | -9.4459e-09 | 9.3138e-07 | 9.3138e-07 | 0.00011415 | 0.00011415 | 0.00011415 | 0.00011416 | 0.00011415 | 0.00011415 | 0.00018706 | 0.00015413 | 0.00019363 | 0.00021381 | 0 | 0.00011415 | 0.00011415 | 0.00011415 | 0.00011415 | 0.00044999 | 0.00024653 | 0.00019443 | 0.00016426 | 0.00014829 | 0.00012817 | 0.00015516 | 0.00016767 | 9.5138e-05 | 0.00010737 | -4.5885e-05 | -4.5885e-05
05/05 11:00:00 | 5 | 5 | 11 | 2987 | WD | 0.00045731 | 0.00010029 | 0.00010029 | 1.2814e-05 | 0.00016547 | 0.00021991 | 0.00011415 | 0 | 0 | 4.0839e-05 | 0.0010069 | 0.0016782 | 0.00010029 | 0.00024294 | 0.00011463 | 9.1595e-05 | 0.00011463 | 0.00011415 | 0 | 0.00011415 | 0.00047113 | 0.00029516 | 0.0002244 | 0.00014921 | 0.00012942 | 0.00013554 | 3.4525e-06 | 2.7731e-07 | 1.2904e-06 | 1.2904e-06 | 0.00011415 | 0.00011415 | 0.00011415 | 0.00011416 | 0.00011415 | 0.00011415 | 0.000187 | 0.00015348 | 0.00019341 | 0.00021381 | 0 | 0.00011415 | 0.00011415 | 0.00011415 | 0.00011415 | 0.00049638 | 0.00024632 | 0.00019654 | 0.00016771 | 0.0001485 | 0.00012849 | 0.00015688 | 0.00017005 | 9.515e-05 | 0.0001066 | -5.4471e-05 | -5.4471e-05
05/05 12:00:00 | 5 | 5 | 12 | 2988 | WD | 0.00048888 | 0.00010123 | 0.00010123 | 1.1505e-05 | 0.00016249 | 0.00021998 | 0.00011415 | 0 | 0 | 4.0839e-05 | 0.00064948 | 0.0014795 | 0.00010123 | 0.00022002 | 0.00011458 | 9.3397e-05 | 0.00011458 | 0.00011415 | 0 | 0.00011415 | 0.00047113 | 0.00029516 | 0.0002244 | 0.00012366 | 0.00013026 | 0.00012822 | 2.6948e-06 | 2.3143e-07 | 1.0174e-06 | 1.0174e-06 | 0.00011415 | 0.00011415 | 0.00011415 | 0.00011416 | 0.00011415 | 0.00011415 | 0.00018694 | 0.0001532 | 0.00019331 | 0.00021381 | 0 | 0.00011415 | 0.00011415 | 0.00011415 | 0.00011415 | 0.00051839 | 0.00024586 | 0.00024022 | 0.00023696 | 0.00014822 | 0.0001287 | 0.0001604 | 0.0001751 | 9.5151e-05 | 0.0001063 | -6.3023e-05 | -6.3023e-05
05/05 13:00:00 | 5 | 5 | 13 | 2989 | WD | 0.00048335 | 8.8128e-05 | 8.8128e-05 | 0.0010101 | 8.0151e-05 | 0.00021627 | 0.00011415 | 0 | 0 | 4.0839e-05 | 0.00053124 | 0.0012693 | 8.8128e-05 | 0.00018407 | 0.00011115 | 8.7893e-05 | 0.00011115 | 0.00011415 | 0 | 0.00011415 | 0.00047113 | 0.00029516 | 0.0002244 | 0.00012508 | 0.0001353 | 0.00013214 | 2.6717e-06 | 2.093e-07 | 9.9496e-07 | 9.9496e-07 | 0.00011415 | 0.00011415 | 0.00011415 | 0.00011416 | 0.00011415 | 0.00011415 | 0.00018653 | 0.00015279 | 0.00019317 | 0.00021381 | 0 | 0.00011415 | 0.00011415 | 0.00011415 | 0.00011415 | 0.00051909 | 0.00024525 | 0.00024006 | 0.00023705 | 0.00014817 | 0.00013035 | 0.00015923 | 0.00017262 | 0.00011045 | 0.00010597 | -7.4563e-05 | -7.4563e-05
05/05 14:00:00 | 5 | 5 | 14 | 2990 | WD | 0.00044905 | 8.6559e-05 | 8.6559e-05 | 4.8884e-06 | 0.00013651 | 0.00022375 | 0.00011415 | 0 | 0 | 4.0839e-05 | 0.00043949 | 0.0011007 | 8.6559e-05 | 0.00015384 | 0.00011051 | 7.729e-05 | 0.00011051 | 0.00011415 | 0 | 0.00011415 | 0.00047113 | 0.00029516 | 0.0002244 | 0.0001253 | 0.00013624 | 0.00013286 | 2.5911e-06 | 2.9198e-07 | 1.0255e-06 | 1.0255e-06 | 0.00011415 | 0.00011415 | 0.00011415 | 0.00011416 | 0.00011415 | 0.00011415 | 0.00018548 | 0.00015218 | 0.00019297 | 0.00021381 | 0 | 0.00011415 | 0.00011415 | 0.00011415 | 0.00011415 | 0.00049987 | 0.00024314 | 0.00023844 | 0.00023572 | 0.00014848 | 0.00013049 | 0.00015706 | 0.00016939 | 0.00011974 | 0.00010574 | -8.7e-05 | -8.7e-05
05/05 15:00:00 | 5 | 5 | 15 | 2991 | WD | 0.00038633 | 8.0053e-05 | 8.0053e-05 | -0.00098864 | 0.00010088 | 0.00023635 | 0.00011415 | 0 | 0 | 4.0839e-05 | 0.00038508 | 0.00094982 | 8.0053e-05 | 0.0001391 | 0.00010956 | 7.3603e-05 | 0.00010956 | 0.00011415 | 0 | 0.00011415 | 0.00047113 | 0.00029516 | 0.0002244 | 0.00012158 | 0.0001319 | 0.00012871 | 2.5336e-06 | 3.6765e-08 | 8.334e-07 | 8.334e-07 | 0.00011415 | 0.00011415 | 0.00011415 | 0.00011416 | 0.00011415 | 0.00011415 | 0.00016661 | 0.00015069 | 0.00019246 | 0.00021381 | 0 | 0.00011415 | 0.00011415 | 0.00011415 | 0.00011415 | 0.00040774 | 0.00023592 | 0.00019112 | 0.00016518 | 0.00013442 | 0.00012851 | 0.00015635 | 0.00016927 | 9.8986e-05 | 0.00010576 | -8.7546e-05 | -8.7546e-05
05/05 16:00:00 | 5 | 5 | 16 | 2992 | WD | 0.00030266 | 7.6444e-05 | 7.6444e-05 | 0.0010016 | 7.8705e-05 | 0.00024949 | 0.00011415 | 0 | 0 | 4.0839e-05 | 0.00035624 | 0.00078269 | 7.6444e-05 | 0.0001274 | 0.00011092 | 6.9961e-05 | 0.00011092 | 0.00011415 | 0 | 0.00011415 | 0.00047113 | 0.00029516 | 0.0002244 | 0.00011281 | 0.00012964 | 0.00012444 | 2.4584e-06 | -2.4158e-07 | 6.1986e-07 | 6.1986e-07 | 0.00011415 | 0.00011415 | 0.00011415 | 0.00011416 | 0.00011415 | 0.00011415 | 0.00014779 | 0.00014413 | 0.00015206 | 0.00015611 | 0 | 0.00011415 | 0.00011415 | 0.00011415 | 0.00011415 | 0.00029786 | 0.00021408 | 0.00015272 | 0.00011719 | 0.00012285 | 0.00012574 | 0.00014586 | 0.00015519 | 8.7544e-05 | 0.00010617 | -6.5061e-05 | -6.5061e-05
05/05 17:00:00 | 5 | 5 | 17 | 2993 | WD | 0.00021589 | 9.3342e-05 | 9.3342e-05 | 4.8211e-06 | 0.0001587 | -2.0051e-12 | 0.00011415 | 0.0010001 | 0.0010001 | 7.0788e-05 | -0.00047882 | 0.00070925 | 9.3342e-05 | -3.8575e-05 | 0.00012 | 7.5773e-05 | 0.00012 | 0.00011415 | 0 | 0.00011415 | 0.00041252 | 0.00029516 | 0.0002244 | 0.00011051 | 0.00012734 | 0.00012214 | 2.2955e-06 | -3.95e-07 | 4.6341e-07 | 4.6341e-07 | 0.00011415 | 0.00011415 | 0.00011415 | 0.00011416 | 0.00011415 | 0.00011415 | 0.00012914 | 0.00013924 | 0.00012923 | 0.00012411 | 0 | 0.00011415 | 0.00011415 | 0.00011415 | 0.00011415 | 0.00019672 | 0.00018053 | 0.00012324 | 9.0072e-05 | 0.00011311 | 0.00012347 | 0.00013652 | 0.00014257 | 8.7541e-05 | 0.00010666 | -4.1817e-05 | -4.1817e-05
05/05 18:00:00 | 5 | 5 | 18 | 2994 | WD | 0.00011995 | 0.00010825 | 0.00010825 | 1.226e-05 | 8.0748e-05 | -7.5459e-13 | 0.00011415 | 0.0008497 | 0.0008497 | 0.00015247 | -0.00041628 | 0.00064149 | 0.00010825 | 6.1077e-05 | 0.00013406 | 0.00010267 | 0.00013406 | 0.00011415 | 0 | 0.00011415 | 5.5918e-05 | 6.5591e-05 | 0.0001126 | 0.00011025 | 0.00012375 | 0.00011958 | 2.1109e-06 | -3.5545e-07 | 4.3146e-07 | 4.3146e-07 | 0.00011415 | 0.00011415 | 0.00011415 | 0.00011416 | 0.00011415 | 0.00011415 | 0.00012867 | 0.00012817 | 0.00011248 | 0.00010446 | 0 | 0.00011415 | 0.00011415 | 0.00011415 | 0.00011415 | 0.00012344 | 0.00012726 | 9.2768e-05 | 7.2794e-05 | 0.00011149 | 0.00011872 | 0.00010912 | 0.00010467 | 8.7536e-05 | 0.00010716 | 0.00012514 | 0.00012514
05/05 19:00:00 | 5 | 5 | 19 | 2995 | WD | 2.3292e-05 | 0.000147 | 0.000147 | 1.4432e-05 | 0.00016424 | -3.8268e-13 | 0.00011415 | 0.00048359 | 0.00048359 | 0.00021236 | -0.00022969 | 0.00055385 | 0.000147 | 0.00019408 | 0.00014271 | 0.00013712 | 0.00014271 | 0.00011415 | 0 | 0.00011415 | 2.3641e-05 | 6.5591e-05 | 0.0001126 | 0.00010781 | 0.00012034 | 0.00011647 | 1.9731e-06 | -4.3556e-07 | 3.3294e-07 | 3.3294e-07 | 0.00011415 | 0.00011415 | 0.00011415 | 0.00011416 | 0.00011415 | 0.00011415 | 0.00011028 | 0.00011992 | 0.00010079 | 9.1006e-05 | 0 | 0.00011415 | 0.00011415 | 0.00011415 | 0.00011415 | 4.8556e-05 | 8.519e-05 | 6.9791e-05 | 6.0873e-05 | 0.00010192 | 0.00011504 | 0.00010351 | 9.8159e-05 | 8.7531e-05 | 0.00010791 | 0.00014104 | 0.00014104
05/05 20:00:00 | 5 | 5 | 20 | 2996 | WD | 0 | 0.0001344 | 0.0001344 | 0.0010265 | 0.00016482 | -2.8565e-13 | 0.00011415 | 3.1915e-05 | 3.1915e-05 | 0.00028587 | -0.00010938 | 0.00049785 | 0.0001344 | 0.00015123 | 0.00014653 | 0.0001153 | 0.00014653 | 0.00011415 | 0.00017194 | 0.00011415 | 1.3002e-06 | 6.5591e-05 | 0.0001126 | 0.00010745 | 0.00011646 | 0.00011368 | 1.8295e-06 | -2.7535e-07 | 3.9622e-07 | 3.9622e-07 | 0.00011415 | 0.00011415 | 0.00011415 | 0.00011416 | 0.00011415 | 0.00011415 | 0.00010984 | 0.00010472 | 8.5996e-05 | 7.6429e-05 | 0.00019014 | 0.00011415 | 0.00011415 | 0.00011415 | 0.00011415 | 7.1143e-06 | 6.0597e-05 | 8.4906e-05 | 9.8984e-05 | 0.00010503 | 0.00011513 | 0.00010437 | 9.9376e-05 | 8.7552e-05 | 0.00010822 | 0.00016422 | 0.00016422
05/05 21:00:00 | 5 | 5 | 21 | 2997 | WD | 0 | 0.00012201 | 0.00012201 | 1.246e-05 | 0.00011147 | 0 | 0.00011415 | 0 | 0 | 0.00034305 | -6.4721e-05 | 0.00040379 | 0.00012201 | 0.00012978 | 0.00014762 | 0.0001052 | 0.00014762 | 0.00011415 | 0.00022925 | 0.00011415 | 0 | 6.5591e-05 | 0.0001126 | 0.00010375 | 0.00010093 | 0.0001018 | 1.8983e-05 | 2.9787e-08 | 6.077e-06 | 6.077e-06 | 0.00011415 | 0.00011415 | 0.00011415 | 0.00011415 | 0.00011415 | 0.00011415 | 0.00010924 | 9.2279e-05 | 7.4921e-05 | 6.6052e-05 | 0.00022929 | 0.00011415 | 0.00011415 | 0.00011415 | 0.00011415 | 3.2016e-06 | 4.5412e-05 | 7.0785e-05 | 8.5478e-05 | 0.00010408 | 0.0001055 | 0.00010038 | 9.7999e-05 | 8.8156e-05 | 0.00010022 | 0.00017285 | 0.00017285
05/05 22:00:00 | 5 | 5 | 22 | 2998 | WD | 0 | 0.00010924 | 0.00010924 | -0.00099708 | 0.00013131 | 2.0698e-12 | 0.00011415 | 0 | 0 | 0.00034849 | -4.3552e-05 | 0.00024627 | 0.00010924 | 0.00010897 | 0.00014405 | 9.0475e-05 | 0.00014405 | 0.00011415 | 0.00022925 | 0.00011415 | 0 | 6.5591e-05 | 0.0001118 | 0.00010309 | 9.68e-05 | 9.8745e-05 | 2.5863e-05 | -2.1505e-05 | -6.3919e-06 | -6.3919e-06 | 0.00011415 | 0.00011415 | 0.00011415 | 0.00011415 | 0.00011415 | 0.00011415 | 0.00010883 | 6.9436e-05 | 6.3877e-05 | 6.1037e-05 | 0.00022929 | 0.00011415 | 0.00011415 | 0.00011415 | 0.00011415 | 2.0797e-06 | 3.3003e-05 | 6.2124e-05 | 7.8988e-05 | 0.00010251 | 9.6838e-05 | 9.4369e-05 | 9.3223e-05 | 8.8338e-05 | 9.9904e-05 | 7.4475e-06 | 7.4475e-06
05/05 23:00:00 | 5 | 5 | 23 | 2999 | WD | 0 | 8.8061e-05 | 8.8061e-05 | 0.0010013 | 7.8636e-05 | 7.9772e-13 | 0.00011415 | 0 | 0 | 0.00023959 | 0.00089998 | 0 | 8.8061e-05 | 0.00020019 | 0.00013614 | 7.5479e-05 | 0.00013614 | 0.00011415 | 0.00022925 | 0.00011415 | 0 | 6.5591e-05 | 0.0001118 | 0.00012836 | 9.5673e-05 | 0.00010577 | 2.731e-05 | -2.2234e-05 | -6.427e-06 | -6.427e-06 | 0.00011415 | 0.00011415 | 0.00011415 | 0.00011415 | 0.00011415 | 0.00011415 | 9.9691e-05 | 6.8344e-05 | 6.1493e-05 | 5.7992e-05 | 0.00022929 | 0.00011415 | 0.00011415 | 0.00011415 | 0.00011415 | 1.729e-06 | 2.6771e-05 | 5.7344e-05 | 7.5048e-05 | 9.7349e-05 | 9.6111e-05 | 9.3508e-05 | 9.23e-05 | 8.8366e-05 | 9.9699e-05 | -7.9936e-06 | -7.9936e-06
05/05 24:00:00 | 5 | 5 | 24 | 3000 | WD | 0 | 6.8344e-05 | 6.8344e-05 | 2.5956e-06 | 7.7015e-05 | -1.3906e-12 | 0.00011415 | 0 | 0 | 0.00013341 | 0.00065079 | 0 | 6.8344e-05 | 0.00014235 | 0.00012638 | 5.3829e-05 | 0.00012638 | 0.00011415 | 0.00022925 | 0.00011415 | 0 | 6.5591e-05 | 0.0001118 | 9.5695e-05 | 9.4609e-05 | 9.4944e-05 | 2.7372e-05 | -1.9377e-05 | -4.4615e-06 | -4.4615e-06 | 0.00011415 | 0.00011415 | 0.00011415 | 0.00011415 | 0.00011415 | 0.00011415 | 4.5468e-05 | 6.8027e-05 | 5.8924e-05 | 5.4272e-05 | 0.00022929 | 0.00011415 | 0.00011415 | 0.00011415 | 0.00011415 | 1.2032e-06 | 2.496e-05 | 5.3631e-05 | 7.0234e-05 | 7.1679e-05 | 9.564e-05 | 8.6953e-05 | 8.2924e-05 | 8.8508e-05 | 9.9444e-05 | -1.771e-06 | -1.771e-06
05/06 01:00:00 | 5 | 6 | 1 | 3001 | WD | 0 | 4.0157e-05 | 4.0157e-05 | 1.1169e-06 | 7.5118e-05 | 0.00025245 | 0.00011415 | 0 | 0 | 5.4452e-05 | 0.00028643 | 0 | 4.0157e-05 | -9.3682e-06 | 9.19e-05 | 2.2936e-05 | 9.19e-05 | 0.00011415 | 0.00022925 | 0.00011415 | 0 | 6.5591e-05 | 0.0001118 | 9.3759e-05 | 9.2653e-05 | 9.2995e-05 | 2.8275e-05 | -1.3359e-05 | -7.5383e-08 | -7.5383e-08 | 0.00011415 | 0.00011415 | 0.00011415 | 0.00011415 | 0.00011415 | 0.00011415 | 3.6463e-05 | 6.7924e-05 | 5.8637e-05 | 5.3892e-05 | 0.00022929 | 0.00011415 | 0.00011415 | 0.00011415 | 0.00011415 | 1.2032e-06 | 2.437e-05 | 5.3103e-05 | 6.9742e-05 | 6.6381e-05 | 9.4919e-05 | 8.6545e-05 | 8.2661e-05 | 8.8571e-05 | 9.9063e-05 | 9.0376e-07 | 9.0376e-07
05/06 02:00:00 | 5 | 6 | 2 | 3002 | WD | 0 | 5.6622e-05 | 5.6622e-05 | 0 | 7.4529e-05 | 0.00023244 | 0.00011415 | 0 | 0 | 2.1781e-05 | 0.00054204 | -0.0058886 | 5.6622e-05 | 4.5733e-05 | 8.5656e-05 | 4.7774e-05 | 8.5656e-05 | 0.00011415 | 0.00022925 | 0.00011415 | 0 | 6.5591e-05 | 0.0001118 | 9.2663e-05 | 9.0562e-05 | 9.1212e-05 | 2.917e-05 | 3.9113e-06 | 1.197e-05 | 1.197e-05 | 0.00011415 | 0.00011415 | 0.00011415 | 0.00011415 | 0.00011415 | 0.00011415 | 3.6473e-05 | 6.819e-05 | 6.0618e-05 | 5.6748e-05 | 0.00022929 | 0.00011415 | 0.00011415 | 0.00011415 | 0.00011415 | 1.23e-06 | 2.5894e-05 | 5.6002e-05 | 7.3438e-05 | 6.5099e-05 | 9.4265e-05 | 8.6809e-05 | 8.3351e-05 | 8.862e-05 | 9.8841e-05 | -1.8347e-06 | -1.8347e-06
05/06 03:00:00 | 5 | 6 | 3 | 3003 | WD | 0 | 6.2078e-05 | 6.2078e-05 | 1.3457e-06 | 0 | 0.00022975 | 0.00011415 | 0 | 0 | 2.1781e-05 | 0.00043595 | -0.0037719 | 6.2078e-05 | 7.9476e-05 | 8.3946e-05 | 6.7145e-05 | 8.3946e-05 | 0.00011415 | 0.00022925 | 0.00011415 | 0 | 6.5591e-05 | 0.0001118 | 9.2567e-05 | 8.8033e-05 | 8.9434e-05 | 3.0147e-05 | 1.2218e-05 | 1.7938e-05 | 1.7938e-05 | 0.00011415 | 0.00011415 | 0.00011415 | 0.00011416 | 0.00011415 | 0.00011415 | 4.5596e-05 | 6.8975e-05 | 6.1912e-05 | 5.8304e-05 | 0.00022929 | 0.00011415 | 0.00011415 | 0.00011415 | 0.00011415 | 1.5508e-06 | 3.0373e-05 | 5.892e-05 | 7.5451e-05 | 7.0521e-05 | 9.3619e-05 | 8.6826e-05 | 8.3675e-05 | 8.8616e-05 | 9.9509e-05 | 1.121e-06 | 1.121e-06
05/06 04:00:00 | 5 | 6 | 4 | 3004 | WD | 0 | 7.9997e-05 | 7.9997e-05 | 0.00097008 | 7.4319e-05 | 0.00022651 | 0.00011415 | 0 | 0 | 2.1781e-05 | 0.0003979 | -0.0038517 | 7.9997e-05 | 0.0001014 | 8.2211e-05 | 8.1804e-05 | 8.2211e-05 | 0.00011415 | 0.00022925 | 0.00011415 | 0 | 6.5591e-05 | 0.0001118 | 0.00010435 | 8.5632e-05 | 9.1418e-05 | 3.0989e-05 | 1.3123e-05 | 1.8823e-05 | 1.8823e-05 | 0.00011415 | 0.00011415 | 0.00011415 | 0.00011416 | 0.00011415 | 0.00011415 | 5.4768e-05 | 7.0282e-05 | 7.6832e-05 | 8.0178e-05 | 0.00022929 | 0.00011415 | 0.00011415 | 0.00011415 | 0.00011415 | 2.0054e-06 | 3.7834e-05 | 7.9583e-05 | 0.00010376 | 7.6112e-05 | 9.3175e-05 | 9.129e-05 | 9.0416e-05 | 8.8604e-05 | 0.00010003 | -7.2377e-06 | -7.2377e-06
05/06 05:00:00 | 5 | 6 | 5 | 3005 | WD | 0 | 9.0062e-05 | 9.0062e-05 | -0.00097319 | 7.4919e-05 | 0.00021796 | 0.00011415 | 0 | 0 | 6.5342e-05 | 0.00038305 | -0.0011039 | 9.0062e-05 | 0.00012099 | 8.1198e-05 | 9.3977e-05 | 8.1198e-05 | 0.00011415 | 0.00022925 | 0.00011415 | 0 | 6.5591e-05 | 0.0001118 | 0.00010679 | 8.8011e-05 | 9.3816e-05 | 3.1678e-05 | 1.3808e-05 | 1.9509e-05 | 1.9509e-05 | 0.00011415 | 0.00011415 | 0.00011415 | 0.00011416 | 0.00011415 | 0.00011415 | 9.1181e-05 | 9.299e-05 | 0.0001022 | 0.0001069 | 0.00022929 | 0.00011415 | 0.00011415 | 0.00011415 | 0.00011415 | 3.0749e-06 | 6.2531e-05 | 0.00011054 | 0.00013835 | 9.4992e-05 | 0.00010087 | 9.9061e-05 | 9.8224e-05 | 8.8499e-05 | 0.00010028 | -6.6723e-06 | -6.6723e-06
05/06 06:00:00 | 5 | 6 | 6 | 3006 | WD | 3.2444e-05 | 0.00010163 | 0.00010163 | 2.5058e-06 | 7.7479e-05 | -1.5577e-12 | 0.00011415 | 0.00014364 | 0.00014364 | 0.00013613 | 0.00037819 | 0.0011279 | 0.00010163 | 0.00013916 | 8.7512e-05 | 0.00010504 | 8.7512e-05 | 0.00011415 | 0 | 0.00011415 | 1.4747e-05 | 6.5591e-05 | 0.0001126 | 0.00011165 | 9.32e-05 | 9.8901e-05 | 1.2245e-05 | 7.8374e-06 | 9.2437e-06 | 9.2437e-06 | 0.00011415 | 0.00011415 | 0.00011415 | 0.00011416 | 0.00011415 | 0.00011415 | 0.00012828 | 0.00012361 | 0.00013024 | 0.00013363 | 0 | 0.00011415 | 0.00011415 | 0.00011415 | 0.00011415 | 3.3696e-05 | 9.9243e-05 | 0.00014678 | 0.00017431 | 0.00010886 | 0.0001058 | 9.5298e-05 | 9.0424e-05 | 8.642e-05 | 0.00012107 | 0.00027469 | 0.00027469
05/06 07:00:00 | 5 | 6 | 7 | 3007 | WD | 0.00013947 | 0.00012164 | 0.00012164 | 1.1255e-05 | 0.00016561 | 7.5464e-14 | 0.00011415 | 0.00057394 | 0.00057394 | 0.00015247 | -0.00083253 | 0.0019346 | 0.00012164 | -8.7792e-05 | 9.9871e-05 | 0.00011923 | 9.9871e-05 | 0.00011415 | 0 | 0.00011415 | 5.2609e-05 | 6.5591e-05 | 0.0001126 | 0.00011105 | 0.00010887 | 0.00010954 | 6.1502e-06 | 2.4528e-06 | 3.6325e-06 | 3.6325e-06 | 0.00011415 | 0.00011415 | 0.00011415 | 0.00011416 | 0.00011415 | 0.00011415 | 0.000149 | 0.00014024 | 0.00018893 | 0.00021381 | 0 | 0.00011415 | 0.00011415 | 0.00011415 | 0.00011415 | 0.00013213 | 0.00015752 | 0.00015141 | 0.00014787 | 0.00012111 | 0.00011659 | 0.00011812 | 0.00011883 | 9.4889e-05 | 0.00011427 | 0.00018442 | 0.00018442
05/06 08:00:00 | 5 | 6 | 8 | 3008 | WD | 0.00023305 | 0.0001039 | 0.0001039 | 0.0010457 | 0.00017 | 4.7973e-13 | 0.00011415 | 0.00085665 | 0.00085665 | 0.00013613 | -0.00037789 | 0.0020471 | 0.0001039 | -2.4426e-05 | 0.00011103 | 9.183e-05 | 0.00011103 | 0.00011415 | 0 | 0.00011415 | 0.00021986 | 0.00016398 | 0.0001685 | 0.00011611 | 0.00011239 | 0.00011354 | 5.3583e-06 | 9.283e-07 | 2.3417e-06 | 2.3417e-06 | 0.00011415 | 0.00011415 | 0.00011415 | 0.00011416 | 0.00011415 | 0.00011415 | 0.00016895 | 0.00015337 | 0.00019337 | 0.00021381 | 0 | 0.00011415 | 0.00011415 | 0.00011415 | 0.00011415 | 0.00024414 | 0.00021843 | 0.00017771 | 0.00015413 | 0.00013616 | 0.00012222 | 0.00014831 | 0.00016041 | 9.502e-05 | 0.00011135 | 7.0116e-05 | 7.0116e-05
05/06 09:00:00 | 5 | 6 | 9 | 3009 | WD | 0.00031572 | 0.00010659 | 0.00010659 | 1.3843e-05 | 0.00017046 | 1.5523e-12 | 0.00011415 | 0.00044872 | 0.00044872 | 5.9897e-05 | -0.00022397 | 0.0019221 | 0.00010659 | 6.554e-05 | 0.00011108 | 9.9573e-05 | 0.00011108 | 0.00011415 | 0 | 0.00011415 | 0.00047113 | 0.00029516 | 0.0002244 | 0.00012085 | 0.00011395 | 0.00011608 | 5.0124e-06 | 4.3204e-07 | 1.8934e-06 | 1.8934e-06 | 0.00011415 | 0.00011415 | 0.00011415 | 0.00011416 | 0.00011415 | 0.00011415 | 0.0001871 | 0.00015456 | 0.00019377 | 0.00021381 | 0 | 0.00011415 | 0.00011415 | 0.00011415 | 0.00011415 | 0.0003712 | 0.00024645 | 0.00019147 | 0.00015962 | 0.00014689 | 0.0001234 | 0.00015442 | 0.00016881 | 9.5092e-05 | 0.00010902 | -4.2911e-06 | -4.2911e-06
05/06 10:00:00 | 5 | 6 | 10 | 3010 | WD | 0.00039381 | 0.00012813 | 0.00012813 | 1.2992e-05 | 0.00016839 | 0.00021486 | 0.00011415 | 0.00030594 | 0.00030594 | 4.0839e-05 | -0.00015476 | 0.0017539 | 0.00012813 | 0.00017987 | 0.00011156 | 0.00013144 | 0.00011156 | 0.00011415 | 0 | 0.00011415 | 0.00047113 | 0.00029516 | 0.0002244 | 0.0001227 | 0.00011489 | 0.0001173 | 4.69e-06 | 9.4497e-08 | 1.5607e-06 | 1.5607e-06 | 0.00011415 | 0.00011415 | 0.00011415 | 0.00011416 | 0.00011415 | 0.00011415 | 0.00018706 | 0.00015413 | 0.00019363 | 0.00021381 | 0 | 0.00011415 | 0.00011415 | 0.00011415 | 0.00011415 | 0.0004541 | 0.00024653 | 0.00019461 | 0.00016453 | 0.00015002 | 0.00012358 | 0.00015419 | 0.00016839 | 0.00011161 | 0.00010738 | -5.1481e-05 | -5.1481e-05
05/06 11:00:00 | 5 | 6 | 11 | 3011 | WD | 0.00044848 | 8.2224e-05 | 8.2224e-05 | 1.1528e-05 | 0.00016547 | 0.00021991 | 0.00011415 | 0 | 0 | 4.0839e-05 | 0.00082277 | 0.0016168 | 8.2224e-05 | 0.00017474 | 0.00011463 | 6.5885e-05 | 0.00011463 | 0.00011415 | 0 | 0.00011415 | 0.00047113 | 0.00029516 | 0.0002244 | 0.0001497 | 0.000116 | 0.00012642 | 5.0228e-06 | -9.8752e-08 | 1.5353e-06 | 1.5353e-06 | 0.00011415 | 0.00011415 | 0.00011415 | 0.00011416 | 0.00011415 | 0.00011415 | 0.000187 | 0.00015348 | 0.00019341 | 0.00021381 | 0 | 0.00011415 | 0.00011415 | 0.00011415 | 0.00011415 | 0.00049771 | 0.00024632 | 0.00019662 | 0.00016783 | 0.0001521 | 0.00012375 | 0.00015646 | 0.00017164 | 0.00012042 | 0.00010606 | -8.4542e-05 | -8.4542e-05
05/06 12:00:00 | 5 | 6 | 12 | 3012 | WD | 0.00047586 | 6.3553e-05 | 6.3553e-05 | 1.106e-05 | 8.1253e-05 | 0.00021998 | 0.00011415 | 0 | 0 | 4.0839e-05 | 0.00061038 | 0.0015115 | 6.3553e-05 | 0.00013798 | 0.00011458 | 5.2024e-05 | 0.00011458 | 0.00011415 | 0 | 0.00011415 | 0.00047113 | 0.00029516 | 0.0002244 | 0.00012499 | 0.00011716 | 0.00011958 | 4.2232e-06 | -1.1006e-07 | 1.2725e-06 | 1.2725e-06 | 0.00011415 | 0.00011415 | 0.00011415 | 0.00011416 | 0.00011415 | 0.00011415 | 0.00018694 | 0.0001532 | 0.00019331 | 0.00021381 | 0 | 0.00011415 | 0.00011415 | 0.00011415 | 0.00011415 | 0.0005196 | 0.00024586 | 0.00024029 | 0.00023706 | 0.00015365 | 0.00012406 | 0.0001606 | 0.00017754 | 0.00013137 | 0.00010528 | -0.00010092 | -0.00010092
05/06 13:00:00 | 5 | 6 | 13 | 3013 | WD | 0.00046696 | 5.7095e-05 | 5.7095e-05 | 0.0010104 | 0.00016028 | 0.00021627 | 0.00011415 | 0 | 0 | 4.0839e-05 | 0.00039496 | 0.0013981 | 5.7095e-05 | 8.3884e-05 | 0.00011115 | 3.1627e-05 | 0.00011115 | 0.00011415 | 0 | 0.00011415 | 0.00047113 | 0.00029516 | 0.0002244 | 0.00012744 | 0.00012348 | 0.0001247 | 4.1768e-06 | -1.8795e-07 | 1.2046e-06 | 1.2046e-06 | 0.00011415 | 0.00011415 | 0.00011415 | 0.00011416 | 0.00011415 | 0.00011415 | 0.00018653 | 0.00015279 | 0.00019317 | 0.00021381 | 0 | 0.00011415 | 0.00011415 | 0.00011415 | 0.00011415 | 0.00052042 | 0.00024525 | 0.00024013 | 0.00023717 | 0.00015472 | 0.00012615 | 0.00016044 | 0.00017634 | 0.00013902 | 0.00010442 | -0.00011097 | -0.00011097
05/06 14:00:00 | 5 | 6 | 14 | 3014 | WD | 0.00043351 | 4.3437e-05 | 4.3437e-05 | -0.00099106 | 7.9439e-05 | 0.00022375 | 0.00011415 | 0 | 0 | 4.0839e-05 | 0.00030617 | 0.0013173 | 4.3437e-05 | 6.5026e-05 | 0.00011051 | 2.4517e-05 | 0.00011051 | 0.00011415 | 0 | 0.00011415 | 0.00047113 | 0.00029516 | 0.0002244 | 0.00012786 | 0.00012319 | 0.00012464 | 4.116e-06 | -1.1765e-07 | 1.2331e-06 | 1.2331e-06 | 0.00011415 | 0.00011415 | 0.00011415 | 0.00011416 | 0.00011415 | 0.00011415 | 0.00018548 | 0.00015218 | 0.00019297 | 0.00021381 | 0 | 0.00011415 | 0.00011415 | 0.00011415 | 0.00011415 | 0.00050113 | 0.00024314 | 0.00023851 | 0.00023582 | 0.00015566 | 0.00012587 | 0.00015885 | 0.00017414 | 0.00013798 | 0.00010369 | -0.00011722 | -0.00011722
05/06 15:00:00 | 5 | 6 | 15 | 3015 | WD | 0.00037203 | 5.0463e-05 | 5.0463e-05 | 0.00062449 | 0.00015743 | 0.00023635 | 0.00011415 | 0 | 0 | 4.0839e-05 | 0.00028662 | 0.0012298 | 5.0463e-05 | 6.0873e-05 | 0.00010956 | 2.2951e-05 | 0.00010956 | 0.00011415 | 0 | 0.00011415 | 0.00047113 | 0.00029516 | 0.0002244 | 0.00012486 | 0.00011918 | 0.00012093 | 4.0414e-06 | -2.354e-08 | 1.2734e-06 | 1.2734e-06 | 0.00011415 | 0.00011415 | 0.00011415 | 0.00011416 | 0.00011415 | 0.00011415 | 0.00016661 | 0.00015069 | 0.00019246 | 0.00021381 | 0 | 0.00011415 | 0.00011415 | 0.00011415 | 0.00011415 | 0.00040971 | 0.00023592 | 0.00019121 | 0.00016532 | 0.00014379 | 0.00012399 | 0.00015869 | 0.00017478 | 0.00013719 | 0.00010344 | -0.00011984 | -0.00011984
05/06 16:00:00 | 5 | 6 | 16 | 3016 | WD | 0.00029312 | 4.4901e-05 | 4.4901e-05 | 0.00038177 | 7.8712e-05 | 0.00024949 | 0.00011415 | 0 | 0 | 4.0839e-05 | 0.00031293 | 0.0011064 | 4.4901e-05 | 6.6462e-05 | 0.00011092 | 2.5059e-05 | 0.00011092 | 0.00011415 | 0 | 0.00011415 | 0.00047113 | 0.00029516 | 0.0002244 | 0.00011633 | 0.00011844 | 0.00011779 | 3.9207e-06 | 1.0237e-07 | 1.3206e-06 | 1.3206e-06 | 0.00011415 | 0.00011415 | 0.00011415 | 0.00011416 | 0.00011415 | 0.00011415 | 0.00014779 | 0.00014413 | 0.00015206 | 0.00015611 | 0 | 0.00011415 | 0.00011415 | 0.00011415 | 0.00011415 | 0.00030121 | 0.00021408 | 0.00015285 | 0.00011739 | 0.00013228 | 0.00012175 | 0.00014804 | 0.00016024 | 0.00012797 | 0.00010399 | -0.00011571 | -0.00011571
05/06 17:00:00 | 5 | 6 | 17 | 3017 | WD | 0.00020724 | 5.5106e-05 | 5.5106e-05 | -9.8782e-05 | 7.9354e-05 | -2.0051e-12 | 0.00011415 | 0.0010049 | 0.0010049 | 7.0788e-05 | -0.00069523 | 0.0010464 | 5.5106e-05 | -0.00010683 | 0.00012 | 3.3315e-05 | 0.00012 | 0.00011415 | 0 | 0.00011415 | 0.0004145 | 0.00029516 | 0.0002244 | 0.00011434 | 0.00011941 | 0.00011784 | 4.5357e-06 | 3.5785e-07 | 1.6908e-06 | 1.6908e-06 | 0.00011415 | 0.00011415 | 0.00011415 | 0.00011416 | 0.00011415 | 0.00011415 | 0.00012914 | 0.00013924 | 0.00012923 | 0.00012411 | 0 | 0.00011415 | 0.00011415 | 0.00011415 | 0.00011415 | 0.00019792 | 0.00018102 | 0.00012347 | 9.0135e-05 | 0.00012152 | 0.00012063 | 0.00013862 | 0.00014697 | 0.00012675 | 0.00010467 | -0.00011251 | -0.00011251
05/06 18:00:00 | 5 | 6 | 18 | 3018 | WD | 0.00011666 | 7.9203e-05 | 7.9203e-05 | 0.0001188 | 0.00016146 | -7.5459e-13 | 0.00011415 | 0.00086839 | 0.00086839 | 0.00015247 | -0.00035802 | 0.00094377 | 7.9203e-05 | 1.5808e-05 | 0.00013406 | 4.9149e-05 | 0.00013406 | 0.00011415 | 0 | 0.00011415 | 5.7148e-05 | 6.5591e-05 | 0.0001126 | 0.00011391 | 0.00011649 | 0.00011569 | 4.117e-06 | 1.4881e-07 | 1.4149e-06 | 1.4149e-06 | 0.00011415 | 0.00011415 | 0.00011415 | 0.00011416 | 0.00011415 | 0.00011415 | 0.00012867 | 0.00012817 | 0.00011248 | 0.00010446 | 0 | 0.00011415 | 0.00011415 | 0.00011415 | 0.00011415 | 0.00012605 | 0.00012854 | 9.3312e-05 | 7.291e-05 | 0.00011903 | 0.00011611 | 0.00011075 | 0.00010826 | 0.00012522 | 0.00010503 | 2.7532e-05 | 2.7532e-05
05/06 19:00:00 | 5 | 6 | 19 | 3019 | WD | 2.1787e-05 | 0.00011056 | 0.00011056 | 1.6832e-05 | 0.00016419 | -3.8268e-13 | 0.00011415 | 0.00048718 | 0.00048718 | 0.00021236 | -0.00021901 | 0.0008501 | 0.00011056 | 0.00013736 | 0.00014271 | 8.5246e-05 | 0.00014271 | 0.00011415 | 0 | 0.00011415 | 2.3817e-05 | 6.5591e-05 | 0.0001126 | 0.00012265 | 0.00011297 | 0.00011596 | 3.2513e-06 | 1.3948e-07 | 1.1323e-06 | 1.1323e-06 | 0.00011415 | 0.00011415 | 0.00011415 | 0.00011416 | 0.00011415 | 0.00011415 | 0.00011028 | 0.00011992 | 0.00010079 | 9.1006e-05 | 0 | 0.00011415 | 0.00011415 | 0.00011415 | 0.00011415 | 4.8947e-05 | 8.5346e-05 | 6.9859e-05 | 6.089e-05 | 0.00010701 | 0.0001124 | 0.00010434 | 0.0001006 | 0.00012171 | 0.00010592 | 5.5205e-05 | 5.5205e-05
05/06 20:00:00 | 5 | 6 | 20 | 3020 | WD | 0 | 9.9579e-05 | 9.9579e-05 | 0.0010278 | 0.00016479 | -2.8565e-13 | 0.00011415 | 3.1857e-05 | 3.1857e-05 | 0.00028587 | -9.9813e-05 | 0.00075962 | 9.9579e-05 | 9.3649e-05 | 0.00014653 | 6.5739e-05 | 0.00014653 | 0.00011415 | 0.00017194 | 0.00011415 | 1.2978e-06 | 6.5591e-05 | 0.0001126 | 0.00011964 | 0.0001079 | 0.00011153 | 2.9867e-06 | 5.0748e-08 | 9.8748e-07 | 9.8748e-07 | 0.00011415 | 0.00011415 | 0.00011415 | 0.00011416 | 0.00011415 | 0.00011415 | 0.00010984 | 0.00010472 | 8.5996e-05 | 7.6429e-05 | 0.00019014 | 0.00011415 | 0.00011415 | 0.00011415 | 0.00011415 | 7.1101e-06 | 6.0596e-05 | 8.4906e-05 | 9.8983e-05 | 0.00010763 | 0.00011208 | 0.00010378 | 9.9934e-05 | 0.00011148 | 0.00010671 | 9.7295e-05 | 9.7295e-05
05/06 21:00:00 | 5 | 6 | 21 | 3021 | WD | 0 | 9.311e-05 | 9.311e-05 | 1.4977e-05 | 8.1519e-05 | 0 | 0.00011415 | 0 | 0 | 0.00034305 | -6.0574e-05 | 0.00064132 | 9.311e-05 | 8.9244e-05 | 0.00014762 | 6.8583e-05 | 0.00014762 | 0.00011415 | 0.00022925 | 0.00011415 | 0 | 6.5591e-05 | 0.0001126 | 0.00011246 | 9.1987e-05 | 9.8316e-05 | 2.1243e-05 | 4.0205e-09 | 6.7803e-06 | 6.7803e-06 | 0.00011415 | 0.00011415 | 0.00011415 | 0.00011415 | 0.00011415 | 0.00011415 | 0.00010924 | 9.2279e-05 | 7.4921e-05 | 6.6052e-05 | 0.00022929 | 0.00011415 | 0.00011415 | 0.00011415 | 0.00011415 | 3.2016e-06 | 4.5412e-05 | 7.0785e-05 | 8.5478e-05 | 0.00010508 | 0.00010235 | 9.9411e-05 | 9.8049e-05 | 9.7148e-05 | 0.00010103 | 0.00011707 | 0.00011707
05/06 22:00:00 | 5 | 6 | 22 | 3022 | WD | 0 | 0.00010085 | 0.00010085 | -0.00049304 | 0.00016085 | 2.0698e-12 | 0.00011415 | 0 | 0 | 0.00034849 | -4.0259e-05 | 0.0004725 | 0.00010085 | 9.1912e-05 | 0.00014405 | 7.4076e-05 | 0.00014405 | 0.00011415 | 0.00022925 | 0.00011415 | 0 | 6.5591e-05 | 0.0001118 | 0.00010271 | 8.6779e-05 | 9.1703e-05 | 2.8517e-05 | 6.7723e-06 | 1.371e-05 | 1.371e-05 | 0.00011415 | 0.00011415 | 0.00011415 | 0.00011415 | 0.00011415 | 0.00011415 | 0.00010883 | 6.9436e-05 | 6.3877e-05 | 6.1037e-05 | 0.00022929 | 0.00011415 | 0.00011415 | 0.00011415 | 0.00011415 | 2.0797e-06 | 3.3003e-05 | 6.2124e-05 | 7.8988e-05 | 0.00010246 | 9.3304e-05 | 9.4178e-05 | 9.4583e-05 | 8.8235e-05 | 0.00010039 | -1.8093e-06 | -1.8093e-06
05/06 23:00:00 | 5 | 6 | 23 | 3023 | WD | 0 | 7.5739e-05 | 7.5739e-05 | 0.00050468 | 7.8603e-05 | 7.9772e-13 | 0.00011415 | 0 | 0 | 0.00023959 | 0.0007236 | 0 | 7.5739e-05 | 0.00015368 | 0.00013614 | 5.7943e-05 | 0.00013614 | 0.00011415 | 0.00022925 | 0.00011415 | 0 | 6.5591e-05 | 0.0001118 | 0.00012764 | 8.5148e-05 | 9.8279e-05 | 2.9792e-05 | 1.231e-05 | 1.7888e-05 | 1.7888e-05 | 0.00011415 | 0.00011415 | 0.00011415 | 0.00011415 | 0.00011415 | 0.00011415 | 9.9691e-05 | 6.8344e-05 | 6.1493e-05 | 5.7992e-05 | 0.00022929 | 0.00011415 | 0.00011415 | 0.00011415 | 0.00011415 | 1.729e-06 | 2.6771e-05 | 5.7344e-05 | 7.5048e-05 | 9.7323e-05 | 9.24e-05 | 9.297e-05 | 9.3234e-05 | 8.83e-05 | 9.9848e-05 | -1.0927e-05 | -1.0927e-05
05/06 24:00:00 | 5 | 6 | 24 | 3024 | WD | 0 | 6.0618e-05 | 6.0618e-05 | 3.056e-06 | 7.7067e-05 | -1.3906e-12 | 0.00011415 | 0 | 0 | 0.00013341 | 0.00053479 | 0 | 6.0618e-05 | 0.00011358 | 0.00012638 | 4.2824e-05 | 0.00012638 | 0.00011415 | 0.00022925 | 0.00011415 | 0 | 6.5591e-05 | 0.0001118 | 9.4339e-05 | 8.3939e-05 | 8.7153e-05 | 3.0158e-05 | 1.3464e-05 | 1.879e-05 | 1.879e-05 | 0.00011415 | 0.00011415 | 0.00011415 | 0.00011415 | 0.00011415 | 0.00011415 | 4.5468e-05 | 6.8027e-05 | 5.8924e-05 | 5.4272e-05 | 0.00022929 | 0.00011415 | 0.00011415 | 0.00011415 | 0.00011415 | 1.2032e-06 | 2.496e-05 | 5.3631e-05 | 7.0234e-05 | 7.1656e-05 | 9.1878e-05 | 8.6249e-05 | 8.3638e-05 | 8.8461e-05 | 9.9376e-05 | 4.0496e-07 | 4.0496e-07
05/07 01:00:00 | 5 | 7 | 1 | 3025 | WD | 0 | 3.1526e-05 | 3.1526e-05 | 1.2755e-06 | 7.5232e-05 | 0.00025245 | 0.00011415 | 0 | 0 | 0.00013341 | 0.00013279 | 0 | 3.1526e-05 | -1.5773e-05 | 9.19e-05 | 1.0633e-05 | 9.19e-05 | 0.00011415 | 0.00022925 | 0.00011415 | 0 | 6.5591e-05 | 0.0001118 | 9.3112e-05 | 8.4256e-05 | 8.6993e-05 | 3.0528e-05 | 1.3665e-05 | 1.9045e-05 | 1.9045e-05 | 0.00011415 | 0.00011415 | 0.00011415 | 0.00011415 | 0.00011415 | 0.00011415 | 3.6463e-05 | 6.7924e-05 | 5.8637e-05 | 5.3892e-05 | 0.00022929 | 0.00011415 | 0.00011415 | 0.00011415 | 0.00011415 | 1.2032e-06 | 2.437e-05 | 5.3103e-05 | 6.9742e-05 | 6.6349e-05 | 9.1958e-05 | 8.5875e-05 | 8.3054e-05 | 8.8513e-05 | 9.9017e-05 | -5.1001e-06 | -5.1001e-06
05/07 02:00:00 | 5 | 7 | 2 | 3026 | WD | 0 | 4.6599e-05 | 4.6599e-05 | 0 | 7.4515e-05 | 0.00023244 | 0.00011415 | 0 | 0 | 5.4452e-05 | 0.00041845 | -0.00087897 | 4.6599e-05 | 2.4973e-05 | 8.5656e-05 | 3.3508e-05 | 8.5656e-05 | 0.00011415 | 0.00022925 | 0.00011415 | 0 | 6.5591e-05 | 0.0001118 | 9.2803e-05 | 8.4284e-05 | 8.6917e-05 | 3.1005e-05 | 1.3666e-05 | 1.9198e-05 | 1.9198e-05 | 0.00011415 | 0.00011415 | 0.00011415 | 0.00011415 | 0.00011415 | 0.00011415 | 3.6473e-05 | 6.819e-05 | 6.0618e-05 | 5.6748e-05 | 0.00022929 | 0.00011415 | 0.00011415 | 0.00011415 | 0.00011415 | 1.23e-06 | 2.5894e-05 | 5.6002e-05 | 7.3438e-05 | 6.5047e-05 | 9.2049e-05 | 8.6342e-05 | 8.3696e-05 | 8.8543e-05 | 9.8822e-05 | -5.5388e-06 | -5.5388e-06
05/07 03:00:00 | 5 | 7 | 3 | 3027 | WD | 0 | 5.0472e-05 | 5.0472e-05 | 1.1752e-06 | 0 | 0.00022975 | 0.00011415 | 0 | 0 | 2.1781e-05 | 0.00051358 | -0.0053782 | 5.0472e-05 | 5.274e-05 | 8.3946e-05 | 5.0624e-05 | 8.3946e-05 | 0.00011415 | 0.00022925 | 0.00011415 | 0 | 6.5591e-05 | 0.0001118 | 9.331e-05 | 8.3964e-05 | 8.6852e-05 | 3.1508e-05 | 1.3736e-05 | 1.9406e-05 | 1.9406e-05 | 0.00011415 | 0.00011415 | 0.00011415 | 0.00011416 | 0.00011415 | 0.00011415 | 4.5596e-05 | 6.8975e-05 | 6.1912e-05 | 5.8304e-05 | 0.00022929 | 0.00011415 | 0.00011415 | 0.00011415 | 0.00011415 | 1.5508e-06 | 3.0373e-05 | 5.892e-05 | 7.5451e-05 | 7.0456e-05 | 9.2175e-05 | 8.6617e-05 | 8.4039e-05 | 8.8528e-05 | 9.9057e-05 | -2.3998e-06 | -2.3998e-06
05/07 04:00:00 | 5 | 7 | 4 | 3028 | WD | 0 | 6.9669e-05 | 6.9669e-05 | 0.00096999 | 7.4315e-05 | 0.00022651 | 0.00011415 | 0 | 0 | 2.1781e-05 | 0.00045353 | -0.0047316 | 6.9669e-05 | 7.7348e-05 | 8.2211e-05 | 6.7103e-05 | 8.2211e-05 | 0.00011415 | 0.00022925 | 0.00011415 | 0 | 6.5591e-05 | 0.0001118 | 0.00010583 | 8.399e-05 | 9.074e-05 | 3.1883e-05 | 1.3722e-05 | 1.9517e-05 | 1.9517e-05 | 0.00011415 | 0.00011415 | 0.00011415 | 0.00011416 | 0.00011415 | 0.00011415 | 5.4768e-05 | 7.0282e-05 | 7.6832e-05 | 8.0178e-05 | 0.00022929 | 0.00011415 | 0.00011415 | 0.00011415 | 0.00011415 | 2.0054e-06 | 3.7834e-05 | 7.9583e-05 | 0.00010376 | 7.6026e-05 | 9.2582e-05 | 9.1379e-05 | 9.0821e-05 | 8.8505e-05 | 9.9387e-05 | -9.0694e-06 | -9.0694e-06
05/07 05:00:00 | 5 | 7 | 5 | 3029 | WD | 0 | 6.7775e-05 | 6.7775e-05 | -0.000973 | 0 | 0.00021796 | 0.00011415 | 0 | 0 | 6.5342e-05 | 0.00040519 | -0.0019736 | 6.7775e-05 | 9.2185e-05 | 8.1198e-05 | 7.3555e-05 | 8.1198e-05 | 0.00011415 | 0.00022925 | 0.00011415 | 0 | 6.5591e-05 | 0.0001118 | 0.00010839 | 8.8133e-05 | 9.4394e-05 | 3.2209e-05 | 1.3885e-05 | 1.9731e-05 | 1.9731e-05 | 0.00011415 | 0.00011415 | 0.00011415 | 0.00011416 | 0.00011415 | 0.00011415 | 9.1181e-05 | 9.299e-05 | 0.0001022 | 0.0001069 | 0.00022929 | 0.00011415 | 0.00011415 | 0.00011415 | 0.00011415 | 3.0749e-06 | 6.2531e-05 | 0.00011054 | 0.00013835 | 9.4911e-05 | 0.00010089 | 9.951e-05 | 9.8868e-05 | 8.842e-05 | 9.9583e-05 | -9.9939e-06 | -9.9939e-06
05/07 06:00:00 | 5 | 7 | 6 | 3030 | WD | 3.3895e-05 | 9.1317e-05 | 9.1317e-05 | 2.6934e-06 | 0.00013302 | -1.5577e-12 | 0.00011415 | 0.0002077 | 0.0002077 | 0.00013613 | 0.00038501 | 0.00050139 | 9.1317e-05 | 0.00011093 | 8.7512e-05 | 8.1974e-05 | 8.7512e-05 | 0.00011415 | 0 | 0.00011415 | 2.1323e-05 | 6.5591e-05 | 0.0001126 | 0.00011314 | 9.4599e-05 | 0.00010033 | 1.2605e-05 | 7.5627e-06 | 9.1716e-06 | 9.1716e-06 | 0.00011415 | 0.00011415 | 0.00011415 | 0.00011416 | 0.00011415 | 0.00011415 | 0.00012828 | 0.0001233 | 0.00013014 | 0.00013363 | 0 | 0.00011415 | 0.00011415 | 0.00011415 | 0.00011415 | 4.8467e-05 | 0.00010214 | 0.00014831 | 0.00017504 | 0.0001088 | 0.00010618 | 9.6036e-05 | 9.133e-05 | 8.6599e-05 | 0.0001199 | 0.00021153 | 0.00021153
05/07 07:00:00 | 5 | 7 | 7 | 3031 | WD | 0.00014057 | 9.6124e-05 | 9.6124e-05 | 1.3275e-05 | 0.00010619 | 7.5464e-14 | 0.00011415 | 0.00058793 | 0.00058793 | 0.00015247 | -0.00077306 | 0.0014781 | 9.6124e-05 | -0.00014286 | 9.9871e-05 | 9.1881e-05 | 9.9871e-05 | 0.00011415 | 0 | 0.00011415 | 5.3891e-05 | 6.5591e-05 | 0.0001126 | 0.00011288 | 0.00011086 | 0.00011148 | 6.5805e-06 | 2.3347e-06 | 3.6894e-06 | 3.6894e-06 | 0.00011415 | 0.00011415 | 0.00011415 | 0.00011416 | 0.00011415 | 0.00011415 | 0.000149 | 0.00014024 | 0.00018893 | 0.00021381 | 0 | 0.00011415 | 0.00011415 | 0.00011415 | 0.00011415 | 0.00013574 | 0.00015893 | 0.00015211 | 0.00014817 | 0.00012106 | 0.00011726 | 0.0001187 | 0.00011936 | 9.4996e-05 | 0.00011297 | 0.00010174 | 0.00010174
05/07 08:00:00 | 5 | 7 | 8 | 3032 | WD | 0.00023165 | 8.9635e-05 | 8.9635e-05 | 0.001048 | 0.00020221 | 4.7973e-13 | 0.00011415 | 0.00086328 | 0.00086328 | 0.00013613 | -0.00036622 | 0.0017262 | 8.9635e-05 | -4.5019e-05 | 0.00011103 | 6.6669e-05 | 0.00011103 | 0.00011415 | 0 | 0.00011415 | 0.00022156 | 0.00016398 | 0.0001685 | 0.00011793 | 0.00011394 | 0.00011517 | 5.7085e-06 | 7.6182e-07 | 2.3401e-06 | 2.3401e-06 | 0.00011415 | 0.00011415 | 0.00011415 | 0.00011416 | 0.00011415 | 0.00011415 | 0.00016895 | 0.00015337 | 0.00019337 | 0.00021381 | 0 | 0.00011415 | 0.00011415 | 0.00011415 | 0.00011415 | 0.00024709 | 0.00021924 | 0.00017814 | 0.00015434 | 0.00013612 | 0.00012274 | 0.00014932 | 0.00016164 | 9.5097e-05 | 0.00011004 | 6.3087e-06 | 6.3087e-06
05/07 09:00:00 | 5 | 7 | 9 | 3033 | WD | 0.00031075 | 9.2784e-05 | 9.2784e-05 | 1.6508e-05 | 0.00022309 | 1.5523e-12 | 0.00011415 | 0.00044872 | 0.00044872 | 5.9897e-05 | -0.00021676 | 0.0016874 | 9.2784e-05 | 3.7113e-05 | 0.00011108 | 7.1972e-05 | 0.00011108 | 0.00011415 | 0 | 0.00011415 | 0.00047113 | 0.00029516 | 0.0002244 | 0.00012269 | 0.0001164 | 0.00011835 | 5.2841e-06 | 4.9248e-07 | 2.0213e-06 | 2.0213e-06 | 0.00011415 | 0.00011415 | 0.00011415 | 0.00011416 | 0.00011415 | 0.00011415 | 0.0001871 | 0.00015456 | 0.00019377 | 0.00021381 | 0 | 0.00011415 | 0.00011415 | 0.00011415 | 0.00011415 | 0.00036996 | 0.00024645 | 0.00019143 | 0.00015956 | 0.00014865 | 0.00012425 | 0.00015584 | 0.00017049 | 0.0001118 | 0.00010783 | -5.947e-05 | -5.947e-05
05/07 10:00:00 | 5 | 7 | 10 | 3034 | WD | 0.00038853 | 0.00010036 | 0.00010036 | 1.5391e-05 | 0.00016833 | 0.00021486 | 0.00011415 | 0.00030594 | 0.00030594 | 4.0839e-05 | -0.00015204 | 0.0015889 | 0.00010036 | 0.00013538 | 0.00011156 | 9.1914e-05 | 0.00011156 | 0.00011415 | 0 | 0.00011415 | 0.00047113 | 0.00029516 | 0.0002244 | 0.00012531 | 0.00012108 | 0.00012239 | 4.8579e-06 | 4.494e-07 | 1.856e-06 | 1.856e-06 | 0.00011415 | 0.00011415 | 0.00011415 | 0.00011416 | 0.00011415 | 0.00011415 | 0.00018706 | 0.00015413 | 0.00019363 | 0.00021381 | 0 | 0.00011415 | 0.00011415 | 0.00011415 | 0.00011415 | 0.00045175 | 0.00024653 | 0.00019453 | 0.00016442 | 0.00015264 | 0.00012574 | 0.00015612 | 0.00017021 | 0.00012438 | 0.00010621 | -9.7267e-05 | -9.7267e-05
05/07 11:00:00 | 5 | 7 | 11 | 3035 | WD | 0.00044477 | 5.243e-05 | 5.243e-05 | 1.4241e-05 | 0.00010196 | 0.00021991 | 0.00011415 | 0 | 0 | 4.0839e-05 | 0.00041279 | 0.001502 | 5.243e-05 | 8.7671e-05 | 0.00011463 | 3.3055e-05 | 0.00011463 | 0.00011415 | 0 | 0.00011415 | 0.00047113 | 0.00029516 | 0.0002244 | 0.00015259 | 0.00012557 | 0.00013392 | 5.0827e-06 | 5.3999e-07 | 1.9894e-06 | 1.9894e-06 | 0.00011415 | 0.00011415 | 0.00011415 | 0.00011416 | 0.00011415 | 0.00011415 | 0.000187 | 0.00015348 | 0.00019341 | 0.00021381 | 0 | 0.00011415 | 0.00011415 | 0.00011415 | 0.00011415 | 0.0004968 | 0.00024632 | 0.00019661 | 0.00016782 | 0.00015741 | 0.0001271 | 0.00015887 | 0.00017361 | 0.00014445 | 0.00010493 | -0.00011271 | -0.00011271
05/07 12:00:00 | 5 | 7 | 12 | 3036 | WD | 0.00047055 | 5.417e-05 | 5.417e-05 | 1.2962e-05 | 0.00014351 | 0.00021998 | 0.00011415 | 0 | 0 | 4.0839e-05 | 0.00036557 | 0.0014267 | 5.417e-05 | 7.7641e-05 | 0.00011458 | 2.9273e-05 | 0.00011458 | 0.00011415 | 0 | 0.00011415 | 0.00047113 | 0.00029516 | 0.0002244 | 0.00012846 | 0.00012848 | 0.00012847 | 6.4605e-06 | 3.7582e-07 | 2.3172e-06 | 2.3172e-06 | 0.00011415 | 0.00011415 | 0.00011415 | 0.00011416 | 0.00011415 | 0.00011415 | 0.00018694 | 0.0001532 | 0.00019331 | 0.00021381 | 0 | 0.00011415 | 0.00011415 | 0.00011415 | 0.00011415 | 0.00051697 | 0.00024586 | 0.00024021 | 0.00023693 | 0.000159 | 0.00012803 | 0.00016359 | 0.00018008 | 0.00014381 | 0.00010396 | -0.00011626 | -0.00011626
05/07 13:00:00 | 5 | 7 | 13 | 3037 | WD | 0.00046992 | 5.0474e-05 | 5.0474e-05 | 0.001011 | 0.00016017 | 0.00021627 | 0.00011415 | 0 | 0 | 4.0839e-05 | 0.00027746 | 0.001325 | 5.0474e-05 | 5.8928e-05 | 0.00011115 | 2.2218e-05 | 0.00011115 | 0.00011415 | 0 | 0.00011415 | 0.00047113 | 0.00029516 | 0.0002244 | 0.00012974 | 0.00013381 | 0.00013255 | 5.1188e-06 | 1.3926e-07 | 1.728e-06 | 1.728e-06 | 0.00011415 | 0.00011415 | 0.00011415 | 0.00011415 | 0.00011415 | 0.00011415 | 0.00018653 | 0.00015279 | 0.00019317 | 0.00021381 | 0 | 0.00011415 | 0.00011415 | 0.00011415 | 0.00011415 | 0.00051955 | 0.00024525 | 0.00024015 | 0.00023719 | 0.00015852 | 0.00012978 | 0.00016303 | 0.00017845 | 0.00014425 | 0.00010334 | -0.00011376 | -0.00011376
05/07 14:00:00 | 5 | 7 | 14 | 3038 | WD | 0.00043665 | 4.1529e-05 | 4.1529e-05 | 5.8123e-06 | 7.9412e-05 | 0.00022375 | 0.00011415 | 0 | 0 | 4.0839e-05 | 0.0002723 | 0.001245 | 4.1529e-05 | 5.7832e-05 | 0.00011051 | 2.1805e-05 | 0.00011051 | 0.00011415 | 0 | 0.00011415 | 0.00047113 | 0.00029516 | 0.0002244 | 0.00012905 | 0.0001317 | 0.00013088 | 4.469e-06 | -2.049e-07 | 1.2863e-06 | 1.2863e-06 | 0.00011415 | 0.00011415 | 0.00011415 | 0.00011415 | 0.00011415 | 0.00011415 | 0.00018548 | 0.00015218 | 0.00019297 | 0.00021381 | 0 | 0.00011415 | 0.00011415 | 0.00011415 | 0.00011415 | 0.00050044 | 0.00024314 | 0.00023853 | 0.00023586 | 0.00015565 | 0.00012885 | 0.00016063 | 0.00017537 | 0.00013869 | 0.00010332 | -0.00011744 | -0.00011744
05/07 15:00:00 | 5 | 7 | 15 | 3039 | WD | 0.00037016 | 3.5891e-05 | 3.5891e-05 | -0.00098638 | 7.8681e-05 | 0.00023635 | 0.00011415 | 0 | 0 | 4.0839e-05 | 0.00017595 | 0.0011404 | 3.5891e-05 | 3.7369e-05 | 0.00010956 | 1.4089e-05 | 0.00010956 | 0.00011415 | 0 | 0.00011415 | 0.00047113 | 0.00029516 | 0.0002244 | 0.00012615 | 0.00012597 | 0.00012603 | 4.4008e-06 | -5.3028e-07 | 1.043e-06 | 1.043e-06 | 0.00011415 | 0.00011415 | 0.00011415 | 0.00011415 | 0.00011415 | 0.00011415 | 0.00016661 | 0.00015069 | 0.00019246 | 0.00021381 | 0 | 0.00011415 | 0.00011415 | 0.00011415 | 0.00011415 | 0.00040718 | 0.00023592 | 0.00019114 | 0.00016521 | 0.00014506 | 0.00012638 | 0.00016077 | 0.00017672 | 0.00013983 | 0.00010332 | -0.00012067 | -0.00012067
05/07 16:00:00 | 5 | 7 | 16 | 3040 | WD | 0.00029119 | 4.7968e-05 | 4.7968e-05 | 0.0010026 | 0.00015738 | 0.00024949 | 0.00011415 | 0 | 0 | 4.0839e-05 | 0.00021923 | 0.0010052 | 4.7968e-05 | 4.6562e-05 | 0.00011092 | 1.7555e-05 | 0.00011092 | 0.00011415 | 0 | 0.00011415 | 0.00047113 | 0.00029516 | 0.0002244 | 0.00011762 | 0.00012296 | 0.00012131 | 4.3271e-06 | -5.8277e-07 | 9.8376e-07 | 9.8376e-07 | 0.00011415 | 0.00011415 | 0.00011415 | 0.00011415 | 0.00011415 | 0.00011415 | 0.00014779 | 0.00014413 | 0.00015206 | 0.00015611 | 0 | 0.00011415 | 0.00011415 | 0.00011415 | 0.00011415 | 0.00029979 | 0.00021408 | 0.00015281 | 0.00011733 | 0.00013426 | 0.00012334 | 0.00015011 | 0.00016253 | 0.00013066 | 0.00010332 | -0.0001171 | -0.0001171
05/07 17:00:00 | 5 | 7 | 17 | 3041 | WD | 0.00020693 | 5.8921e-05 | 5.8921e-05 | 6.0482e-06 | 7.933e-05 | -2.0051e-12 | 0.00011415 | 0.00099978 | 0.00099978 | 4.0839e-05 | -0.00042217 | 0.00089973 | 5.8921e-05 | -6.0909e-05 | 0.00012 | 3.875e-05 | 0.00012 | 0.00011415 | 0 | 0.00011415 | 0.00041239 | 0.00029516 | 0.0002244 | 0.0001146 | 0.00011842 | 0.00011724 | 5.386e-06 | -6.3266e-07 | 1.2876e-06 | 1.2876e-06 | 0.00011415 | 0.00011415 | 0.00011415 | 0.00011416 | 0.00011415 | 0.00011415 | 0.00012914 | 0.00013924 | 0.00012923 | 0.00012411 | 0 | 0.00011415 | 0.00011415 | 0.00011415 | 0.00011415 | 0.00019745 | 0.00018049 | 0.00012327 | 9.0127e-05 | 0.0001226 | 0.00012027 | 0.0001392 | 0.00014798 | 0.00012684 | 0.00010425 | -0.00011378 | -0.00011378
05/07 18:00:00 | 5 | 7 | 18 | 3042 | WD | 0.00011773 | 8.1042e-05 | 8.1042e-05 | 1.5696e-05 | 0.00016135 | -7.5459e-13 | 0.00011415 | 0.00086934 | 0.00086934 | 7.0788e-05 | -0.00024122 | 0.00082457 | 8.1042e-05 | 2.8299e-05 | 0.00013406 | 5.1783e-05 | 0.00013406 | 0.00011415 | 0 | 0.00011415 | 5.721e-05 | 6.5591e-05 | 0.0001126 | 0.00011364 | 0.00011364 | 0.00011364 | 4.9995e-06 | -3.5771e-07 | 1.3515e-06 | 1.3515e-06 | 0.00011415 | 0.00011415 | 0.00011415 | 0.00011416 | 0.00011415 | 0.00011415 | 0.00012867 | 0.00012817 | 0.00011248 | 0.00010446 | 0 | 0.00011415 | 0.00011415 | 0.00011415 | 0.00011415 | 0.00012658 | 0.00012861 | 9.3356e-05 | 7.2941e-05 | 0.0001191 | 0.00011511 | 0.00011082 | 0.00010883 | 0.00012453 | 0.00010493 | 2.1258e-05 | 2.1258e-05
05/07 19:00:00 | 5 | 7 | 19 | 3043 | WD | 2.3819e-05 | 0.00011344 | 0.00011344 | 0.0010266 | 0.0001016 | -3.8268e-13 | 0.00011415 | 0.00050936 | 0.00050936 | 0.00015247 | -0.00013105 | 0.00075855 | 0.00011344 | 0.00016003 | 0.00014271 | 9.8796e-05 | 0.00014271 | 0.00011415 | 0 | 0.00011415 | 2.4901e-05 | 6.5591e-05 | 0.0001126 | 0.00012216 | 0.00010899 | 0.00011306 | 3.6743e-06 | -2.0763e-07 | 1.0309e-06 | 1.0309e-06 | 0.00011415 | 0.00011415 | 0.00011415 | 0.00011416 | 0.00011415 | 0.00011415 | 0.00011028 | 0.0001199 | 0.00010078 | 9.1006e-05 | 0 | 0.00011415 | 0.00011415 | 0.00011415 | 0.00011415 | 5.1052e-05 | 8.6132e-05 | 7.0207e-05 | 6.0986e-05 | 0.00010702 | 0.00011099 | 0.00010426 | 0.00010114 | 0.00012181 | 0.00010582 | 4.6038e-05 | 4.6038e-05
05/07 20:00:00 | 5 | 7 | 20 | 3044 | WD | 0 | 0.00011459 | 0.00011459 | 1.924e-05 | 0.0001451 | -2.8565e-13 | 0.00011415 | 3.6286e-05 | 3.6286e-05 | 0.00021236 | -6.9969e-05 | 0.00067188 | 0.00011459 | 0.00012564 | 0.00014653 | 9.0075e-05 | 0.00014653 | 0.00011415 | 0.00017194 | 0.00011415 | 1.4783e-06 | 6.5591e-05 | 0.0001126 | 0.00011862 | 0.00010346 | 0.00010815 | 3.3619e-06 | 9.8636e-09 | 1.0793e-06 | 1.0793e-06 | 0.00011415 | 0.00011415 | 0.00011415 | 0.00011416 | 0.00011415 | 0.00011415 | 0.00010984 | 0.00010472 | 8.5994e-05 | 7.6429e-05 | 0.00019014 | 0.00011415 | 0.00011415 | 0.00011415 | 0.00011415 | 7.3424e-06 | 6.0686e-05 | 8.4944e-05 | 9.8991e-05 | 0.00010676 | 0.00011052 | 0.00010332 | 9.9984e-05 | 0.00010329 | 0.00010682 | 9.9697e-05 | 9.9697e-05
05/07 21:00:00 | 5 | 7 | 21 | 3045 | WD | 0 | 0.00012157 | 0.00012157 | 1.676e-05 | 0.00016296 | 0 | 0.00011415 | 0 | 0 | 0.00028587 | -4.2602e-05 | 0.00056483 | 0.00012157 | 0.00012464 | 0.00014762 | 9.6807e-05 | 0.00014762 | 0.00011415 | 0.00022925 | 0.00011415 | 0 | 6.5591e-05 | 0.0001126 | 0.00011182 | 9.0484e-05 | 9.7079e-05 | 2.2068e-05 | 4.0144e-07 | 7.3142e-06 | 7.3142e-06 | 0.00011415 | 0.00011415 | 0.00011415 | 0.00011415 | 0.00011415 | 0.00011415 | 0.00010924 | 9.2279e-05 | 7.4921e-05 | 6.6052e-05 | 0.00022929 | 0.00011415 | 0.00011415 | 0.00011415 | 0.00011415 | 3.2016e-06 | 4.5412e-05 | 7.0785e-05 | 8.5478e-05 | 0.00010412 | 0.00010182 | 9.9208e-05 | 9.7999e-05 | 8.7982e-05 | 0.00010091 | 0.00012803 | 0.00012803
05/07 22:00:00 | 5 | 7 | 22 | 3046 | WD | 0 | 0.00011245 | 0.00011245 | 6.8864e-06 | 0.0001416 | 2.0698e-12 | 0.00011415 | 0 | 0 | 0.00034305 | -2.8171e-05 | 0.00039361 | 0.00011245 | 0.00011667 | 0.00014405 | 9.3486e-05 | 0.00014405 | 0.00011415 | 0.00022925 | 0.00011415 | 0 | 6.5591e-05 | 0.0001118 | 0.00010269 | 8.7224e-05 | 9.2004e-05 | 2.8549e-05 | 5.7093e-06 | 1.2996e-05 | 1.2996e-05 | 0.00011415 | 0.00011415 | 0.00011415 | 0.00011415 | 0.00011415 | 0.00011415 | 0.00010883 | 6.9436e-05 | 6.3877e-05 | 6.1037e-05 | 0.00022929 | 0.00011415 | 0.00011415 | 0.00011415 | 0.00011415 | 2.0797e-06 | 3.3003e-05 | 6.2124e-05 | 7.8988e-05 | 0.00010246 | 9.3461e-05 | 9.4442e-05 | 9.4897e-05 | 8.8192e-05 | 0.00010035 | -3.2633e-06 | -3.2633e-06
05/07 23:00:00 | 5 | 7 | 23 | 3047 | WD | 0 | 9.6143e-05 | 9.6143e-05 | 0.0010023 | 9.7277e-05 | 7.9772e-13 | 0.00011415 | 0 | 0 | 0.00034849 | 0.00096796 | 0 | 9.6143e-05 | 0.00022324 | 0.00013614 | 8.417e-05 | 0.00013614 | 0.00011415 | 0.00022925 | 0.00011415 | 0 | 6.5591e-05 | 0.0001118 | 0.00012816 | 8.7024e-05 | 9.9738e-05 | 2.9728e-05 | 1.1623e-05 | 1.74e-05 | 1.74e-05 | 0.00011415 | 0.00011415 | 0.00011415 | 0.00011415 | 0.00011415 | 0.00011415 | 9.9691e-05 | 6.8344e-05 | 6.1493e-05 | 5.7992e-05 | 0.00022929 | 0.00011415 | 0.00011415 | 0.00011415 | 0.00011415 | 1.729e-06 | 2.6771e-05 | 5.7344e-05 | 7.5048e-05 | 9.7309e-05 | 9.3061e-05 | 9.3447e-05 | 9.3626e-05 | 8.8248e-05 | 0.00010005 | -1.5496e-05 | -1.5496e-05
05/07 24:00:00 | 5 | 7 | 24 | 3048 | WD | 0 | 7.5982e-05 | 7.5982e-05 | 3.8665e-06 | 7.7042e-05 | -1.3906e-12 | 0.00011415 | 0 | 0 | 0.00023959 | 0.00074933 | 0 | 7.5982e-05 | 0.00016599 | 0.00012638 | 6.4698e-05 | 0.00012638 | 0.00011415 | 0.00022925 | 0.00011415 | 0 | 6.5591e-05 | 0.0001118 | 9.5756e-05 | 8.7089e-05 | 8.9768e-05 | 2.9807e-05 | 1.3056e-05 | 1.8401e-05 | 1.8401e-05 | 0.00011415 | 0.00011415 | 0.00011415 | 0.00011415 | 0.00011415 | 0.00011415 | 4.5468e-05 | 6.8027e-05 | 5.8924e-05 | 5.4272e-05 | 0.00022929 | 0.00011415 | 0.00011415 | 0.00011415 | 0.00011415 | 1.2032e-06 | 2.496e-05 | 5.3631e-05 | 7.0234e-05 | 7.1624e-05 | 9.2988e-05 | 8.6918e-05 | 8.4103e-05 | 8.8394e-05 | 9.9838e-05 | -6.0765e-06 | -6.0765e-06
05/08 01:00:00 | 5 | 8 | 1 | 3049 | WD | 0 | 3.3999e-05 | 3.3999e-05 | 1.5049e-06 | 7.5239e-05 | 0.00025245 | 0.00011415 | 0 | 0 | 0.00013341 | 0.00017673 | 0 | 3.3999e-05 | -1.5435e-05 | 9.19e-05 | 1.4152e-05 | 9.19e-05 | 0.00011415 | 0.00022925 | 0.00011415 | 0 | 6.5591e-05 | 0.0001118 | 9.45e-05 | 8.7919e-05 | 8.9953e-05 | 3.0053e-05 | 1.3098e-05 | 1.8508e-05 | 1.8508e-05 | 0.00011415 | 0.00011415 | 0.00011415 | 0.00011415 | 0.00011415 | 0.00011415 | 3.6463e-05 | 6.7924e-05 | 5.8637e-05 | 5.3892e-05 | 0.00022929 | 0.00011415 | 0.00011415 | 0.00011415 | 0.00011415 | 1.2032e-06 | 2.437e-05 | 5.3103e-05 | 6.9742e-05 | 6.6316e-05 | 9.325e-05 | 8.6684e-05 | 8.3639e-05 | 8.8445e-05 | 9.9611e-05 | -9.8357e-06 | -9.8357e-06
05/08 02:00:00 | 5 | 8 | 2 | 3050 | WD | 0 | 4.3865e-05 | 4.3865e-05 | -0.00097198 | 0 | 0.00023244 | 0.00011415 | 0 | 0 | 5.4452e-05 | 0.00051026 | -0.0028835 | 4.3865e-05 | 3.2049e-05 | 8.5656e-05 | 4.0859e-05 | 8.5656e-05 | 0.00011415 | 0.00022925 | 0.00011415 | 0 | 6.5591e-05 | 0.0001118 | 9.46e-05 | 8.9296e-05 | 9.0935e-05 | 3.0195e-05 | 1.2651e-05 | 1.8248e-05 | 1.8248e-05 | 0.00011415 | 0.00011415 | 0.00011415 | 0.00011415 | 0.00011415 | 0.00011415 | 3.6473e-05 | 6.819e-05 | 6.0618e-05 | 5.6748e-05 | 0.00022929 | 0.00011415 | 0.00011415 | 0.00011415 | 0.00011415 | 1.23e-06 | 2.5894e-05 | 5.6002e-05 | 7.3438e-05 | 6.5006e-05 | 9.3816e-05 | 8.7235e-05 | 8.4183e-05 | 8.846e-05 | 9.9469e-05 | -8.5847e-06 | -8.5847e-06
05/08 03:00:00 | 5 | 8 | 3 | 3051 | WD | 0 | 5.7852e-05 | 5.7852e-05 | 0.00097031 | 7.4247e-05 | 0.00022975 | 0.00011415 | 0 | 0 | 2.1781e-05 | 0.0005125 | -0.0047983 | 5.7852e-05 | 5.3725e-05 | 8.3946e-05 | 4.9927e-05 | 8.3946e-05 | 0.00011415 | 0.00022925 | 0.00011415 | 0 | 6.5591e-05 | 0.0001118 | 9.5806e-05 | 9.0192e-05 | 9.1927e-05 | 3.052e-05 | 1.2295e-05 | 1.811e-05 | 1.811e-05 | 0.00011415 | 0.00011415 | 0.00011415 | 0.00011415 | 0.00011415 | 0.00011415 | 4.5596e-05 | 6.8975e-05 | 6.1912e-05 | 5.8304e-05 | 0.00022929 | 0.00011415 | 0.00011415 | 0.00011415 | 0.00011415 | 1.5508e-06 | 3.0373e-05 | 5.892e-05 | 7.5451e-05 | 7.0397e-05 | 9.4369e-05 | 8.7589e-05 | 8.4445e-05 | 8.8432e-05 | 9.9519e-05 | -4.5318e-06 | -4.5318e-06
05/08 04:00:00 | 5 | 8 | 4 | 3052 | WD | 0 | 5.8816e-05 | 5.8816e-05 | 3.2268e-07 | 0 | 0.00022651 | 0.00011415 | 0 | 0 | 2.1781e-05 | 0.00045161 | -0.0043392 | 5.8816e-05 | 7.3918e-05 | 8.2211e-05 | 6.2866e-05 | 8.2211e-05 | 0.00011415 | 0.00022925 | 0.00011415 | 0 | 6.5591e-05 | 0.0001118 | 0.00015516 | 9.0313e-05 | 0.00011035 | 2.9953e-05 | 1.2208e-05 | 1.787e-05 | 1.787e-05 | 0.00011415 | 0.00011415 | 0.00011415 | 0.00011415 | 0.00011415 | 0.00011415 | 5.4768e-05 | 7.0282e-05 | 7.6832e-05 | 8.0178e-05 | 0.00022929 | 0.00011415 | 0.00011415 | 0.00011415 | 0.00011415 | 2.0054e-06 | 3.7834e-05 | 7.9583e-05 | 0.00010376 | 7.6403e-05 | 9.4806e-05 | 9.263e-05 | 9.1621e-05 | 8.8405e-05 | 9.9588e-05 | -1.3077e-05 | -1.3077e-05
05/08 05:00:00 | 5 | 8 | 5 | 3053 | WD | 0 | 7.5144e-05 | 7.5144e-05 | -0.00097225 | 7.4914e-05 | 0.00021796 | 0.00011415 | 0 | 0 | 6.5342e-05 | 0.00042969 | -0.0015542 | 7.5144e-05 | 9.0602e-05 | 8.1198e-05 | 7.2742e-05 | 8.1198e-05 | 0.00011415 | 0.00022925 | 0.00011415 | 0 | 6.5591e-05 | 0.0001118 | 0.00014926 | 9.5102e-05 | 0.00011184 | 3.208e-05 | 1.05e-05 | 1.7385e-05 | 1.7385e-05 | 0.00011415 | 0.00011415 | 0.00011415 | 0.00011415 | 0.00011415 | 0.00011415 | 9.1181e-05 | 9.299e-05 | 0.0001022 | 0.0001069 | 0.00022929 | 0.00011415 | 0.00011415 | 0.00011415 | 0.00011415 | 3.0749e-06 | 6.2531e-05 | 0.00011054 | 0.00013835 | 9.5193e-05 | 0.00010334 | 0.00010088 | 9.9736e-05 | 8.8328e-05 | 9.9737e-05 | -1.4339e-05 | -1.4339e-05
05/08 06:00:00 | 5 | 8 | 6 | 3054 | WD | 3.247e-05 | 8.0382e-05 | 8.0382e-05 | 3.3351e-06 | 7.7434e-05 | -1.5577e-12 | 0.00011415 | 0.00020758 | 0.00020758 | 0.00013613 | 0.00042063 | 0.0007918 | 8.0382e-05 | 9.5196e-05 | 8.7512e-05 | 7.4794e-05 | 8.7512e-05 | 0.00011415 | 0 | 0.00011415 | 2.1311e-05 | 6.5591e-05 | 0.0001126 | 0.00013513 | 0.00010107 | 0.0001116 | 1.2355e-05 | 6.424e-06 | 8.3163e-06 | 8.3163e-06 | 0.00011415 | 0.00011415 | 0.00011415 | 0.00011416 | 0.00011415 | 0.00011415 | 0.00012828 | 0.00012329 | 0.00013014 | 0.00013363 | 0 | 0.00011415 | 0.00011415 | 0.00011415 | 0.00011415 | 4.8398e-05 | 0.00010211 | 0.00014829 | 0.00017504 | 0.00010891 | 0.00010842 | 9.7338e-05 | 9.2197e-05 | 8.6864e-05 | 0.00011708 | 0.00013811 | 0.00013811
05/08 07:00:00 | 5 | 8 | 7 | 3055 | WD | 0.00013874 | 0.00010276 | 0.00010276 | 0.0010272 | 0.00016544 | 7.5464e-14 | 0.00011415 | 0.00058721 | 0.00058721 | 0.00015247 | -0.00051031 | 0.001784 | 0.00010276 | -9.8991e-05 | 9.9871e-05 | 9.2384e-05 | 9.9871e-05 | 0.00011415 | 0 | 0.00011415 | 5.3826e-05 | 6.5591e-05 | 0.0001126 | 0.0001151 | 0.00011714 | 0.00011651 | 6.5375e-06 | 2.5757e-06 | 3.8397e-06 | 3.8397e-06 | 0.00011415 | 0.00011415 | 0.00011415 | 0.00011416 | 0.00011415 | 0.00011415 | 0.000149 | 0.00014024 | 0.00018893 | 0.00021381 | 0 | 0.00011415 | 0.00011415 | 0.00011415 | 0.00011415 | 0.00013555 | 0.00015886 | 0.00015208 | 0.00014815 | 0.00012104 | 0.00011945 | 0.00011967 | 0.00011978 | 9.5075e-05 | 0.00011128 | 3.5413e-05 | 3.5413e-05
05/08 08:00:00 | 5 | 8 | 8 | 3056 | WD | 0.00023255 | 9.4374e-05 | 9.4374e-05 | 0.00017448 | 0.00016973 | 4.7973e-13 | 0.00011415 | 0.00086514 | 0.00086514 | 0.00013613 | -0.00038075 | 0.0019274 | 9.4374e-05 | -4.1607e-05 | 0.00011103 | 7.8315e-05 | 0.00011103 | 0.00011415 | 0 | 0.00011415 | 0.00022204 | 0.00016398 | 0.0001685 | 0.00011914 | 0.00012003 | 0.00011976 | 5.7009e-06 | 8.8806e-07 | 2.4236e-06 | 2.4236e-06 | 0.00011415 | 0.00011415 | 0.00011415 | 0.00011416 | 0.00011415 | 0.00011415 | 0.00016895 | 0.00015337 | 0.00019337 | 0.00021381 | 0 | 0.00011415 | 0.00011415 | 0.00011415 | 0.00011415 | 0.00024751 | 0.00021947 | 0.00017824 | 0.00015437 | 0.00013612 | 0.00012488 | 0.00015038 | 0.00016221 | 9.5122e-05 | 0.00010923 | -2.0822e-05 | -2.0822e-05
05/08 09:00:00 | 5 | 8 | 9 | 3057 | WD | 0.00031501 | 0.00010344 | 0.00010344 | -0.00013087 | 0.00017019 | 1.5523e-12 | 0.00011415 | 0.00044872 | 0.00044872 | 5.9897e-05 | -0.00021737 | 0.0018385 | 0.00010344 | 5.2797e-05 | 0.00011108 | 9.5123e-05 | 0.00011108 | 0.00011415 | 0 | 0.00011415 | 0.00047113 | 0.00029516 | 0.0002244 | 0.0001235 | 0.00012191 | 0.0001224 | 5.2794e-06 | 4.5255e-07 | 1.9926e-06 | 1.9926e-06 | 0.00011415 | 0.00011415 | 0.00011415 | 0.00011416 | 0.00011415 | 0.00011415 | 0.0001871 | 0.00015456 | 0.00019377 | 0.00021381 | 0 | 0.00011415 | 0.00011415 | 0.00011415 | 0.00011415 | 0.00037302 | 0.00024645 | 0.00019154 | 0.00015975 | 0.00015029 | 0.00012618 | 0.00015688 | 0.00017112 | 0.00012715 | 0.0001075 | -6.9195e-05 | -6.9195e-05
05/08 10:00:00 | 5 | 8 | 10 | 3058 | WD | 0.00038998 | 0.00011016 | 0.00011016 | 1.689e-05 | 0.00016822 | 0.00021486 | 0.00011415 | 0.00030594 | 0.00030594 | 4.0839e-05 | -0.00016964 | 0.0016803 | 0.00011016 | 0.0001432 | 0.00011156 | 0.00010588 | 0.00011156 | 0.00011415 | 0 | 0.00011415 | 0.00047113 | 0.00029516 | 0.0002244 | 0.00012597 | 0.00012592 | 0.00012593 | 4.8886e-06 | 3.1566e-07 | 1.7747e-06 | 1.7747e-06 | 0.00011415 | 0.00011415 | 0.00011415 | 0.00011416 | 0.00011415 | 0.00011415 | 0.00018706 | 0.00015413 | 0.00019363 | 0.00021381 | 0 | 0.00011415 | 0.00011415 | 0.00011415 | 0.00011415 | 0.00045196 | 0.00024653 | 0.00019454 | 0.00016444 | 0.00015442 | 0.00012744 | 0.00015694 | 0.00017062 | 0.00013264 | 0.00010618 | -9.97e-05 | -9.97e-05
05/08 11:00:00 | 5 | 8 | 11 | 3059 | WD | 0.00044947 | 6.8537e-05 | 6.8537e-05 | 0.0010276 | 0.00016524 | 0.00021991 | 0.00011415 | 0 | 0 | 4.0839e-05 | 0.00057989 | 0.001536 | 6.8537e-05 | 0.00012316 | 0.00011463 | 4.6435e-05 | 0.00011463 | 0.00011415 | 0 | 0.00011415 | 0.00047113 | 0.00029516 | 0.0002244 | 0.00015215 | 0.00012806 | 0.00013551 | 5.247e-06 | 3.4482e-07 | 1.9089e-06 | 1.9089e-06 | 0.00011415 | 0.00011415 | 0.00011415 | 0.00011416 | 0.00011415 | 0.00011415 | 0.000187 | 0.00015348 | 0.00019341 | 0.00021381 | 0 | 0.00011415 | 0.00011415 | 0.00011415 | 0.00011415 | 0.00049718 | 0.00024632 | 0.00019663 | 0.00016786 | 0.00015635 | 0.00012798 | 0.00015899 | 0.00017337 | 0.00013831 | 0.00010513 | -0.00011124 | -0.00011124
05/08 12:00:00 | 5 | 8 | 12 | 3060 | WD | 0.00048018 | 6.7875e-05 | 6.7875e-05 | 1.2991e-05 | 0.0001623 | 0.00021998 | 0.00011415 | 0 | 0 | 4.0839e-05 | 0.00057378 | 0.001402 | 6.7875e-05 | 0.00012186 | 0.00011458 | 4.5946e-05 | 0.00011458 | 0.00011415 | 0 | 0.00011415 | 0.00047113 | 0.00029516 | 0.0002244 | 0.0001271 | 0.00012972 | 0.00012891 | 4.3564e-06 | 4.0267e-07 | 1.6641e-06 | 1.6641e-06 | 0.00011415 | 0.00011415 | 0.00011415 | 0.00011416 | 0.00011415 | 0.00011415 | 0.00018694 | 0.0001532 | 0.00019331 | 0.00021381 | 0 | 0.00011415 | 0.00011415 | 0.00011415 | 0.00011415 | 0.00051886 | 0.00024586 | 0.00024031 | 0.00023709 | 0.00015591 | 0.00012848 | 0.00016271 | 0.00017858 | 0.00013703 | 0.00010471 | -0.00011302 | -0.00011302
05/08 13:00:00 | 5 | 8 | 13 | 3061 | WD | 0.00047195 | 4.5547e-05 | 4.5547e-05 | 5.9967e-06 | 8.0053e-05 | 0.00021627 | 0.00011415 | 0 | 0 | 4.0839e-05 | 0.00034084 | 0.0012599 | 4.5547e-05 | 7.239e-05 | 0.00011115 | 2.7293e-05 | 0.00011115 | 0.00011415 | 0 | 0.00011415 | 0.00047113 | 0.00029516 | 0.0002244 | 0.00012927 | 0.00013718 | 0.00013474 | 4.285e-06 | 2.5599e-07 | 1.5415e-06 | 1.5415e-06 | 0.00011415 | 0.00011415 | 0.00011415 | 0.00011416 | 0.00011415 | 0.00011415 | 0.00018653 | 0.00015279 | 0.00019317 | 0.00021381 | 0 | 0.00011415 | 0.00011415 | 0.00011415 | 0.00011415 | 0.00051958 | 0.00024525 | 0.00024015 | 0.0002372 | 0.00015603 | 0.00013099 | 0.00016255 | 0.00017719 | 0.0001405 | 0.0001039 | -0.00011137 | -0.00011137
05/08 14:00:00 | 5 | 8 | 14 | 3062 | WD | 0.00043235 | 4.2139e-05 | 4.2139e-05 | 1.1946e-05 | 0.00015879 | 0.00022375 | 0.00011415 | 0 | 0 | 4.0839e-05 | 0.00013358 | 0.0011747 | 4.2139e-05 | 2.8371e-05 | 0.00011051 | 1.0697e-05 | 0.00011051 | 0.00011415 | 0 | 0.00011415 | 0.00047113 | 0.00029516 | 0.0002244 | 0.00013116 | 0.00014057 | 0.00013767 | 4.2084e-06 | 2.0001e-07 | 1.4789e-06 | 1.4789e-06 | 0.00011415 | 0.00011415 | 0.00011415 | 0.00011415 | 0.00011415 | 0.00011415 | 0.00018548 | 0.00015218 | 0.00019297 | 0.00021381 | 0 | 0.00011415 | 0.00011415 | 0.00011415 | 0.00011415 | 0.00050001 | 0.00024314 | 0.00023851 | 0.00023582 | 0.00015896 | 0.00013205 | 0.00016246 | 0.00017657 | 0.00014349 | 0.00010302 | -0.00011626 | -0.00011626
05/08 15:00:00 | 5 | 8 | 15 | 3063 | WD | 0.00036478 | 2.6254e-05 | 2.6254e-05 | 5.5477e-06 | 7.8683e-05 | 0.00023635 | 0.00011415 | 0 | 0 | 4.0839e-05 | 4.6188e-06 | 0.0010331 | 2.6254e-05 | 9.8096e-07 | 0.00010956 | 3.6986e-07 | 0.00010956 | 0.00011415 | 0 | 0.00011415 | 0.00047113 | 0.00029516 | 0.0002244 | 0.00012977 | 0.00013984 | 0.00013673 | 4.1393e-06 | 2.7816e-07 | 1.5101e-06 | 1.5101e-06 | 0.00011415 | 0.00011415 | 0.00011415 | 0.00011415 | 0.00011415 | 0.00011415 | 0.00016661 | 0.00015069 | 0.00019246 | 0.00021381 | 0 | 0.00011415 | 0.00011415 | 0.00011415 | 0.00011415 | 0.00040645 | 0.00023592 | 0.00019111 | 0.00016516 | 0.00015011 | 0.00013137 | 0.00016404 | 0.0001792 | 0.00014497 | 0.00010267 | -0.00011883 | -0.00011883
05/08 16:00:00 | 5 | 8 | 16 | 3064 | WD | 0.0002843 | 2.729e-05 | 2.729e-05 | 0.0010023 | 7.8644e-05 | 0.00024949 | 0.00011415 | 0 | 0 | 4.0839e-05 | 0 | 0 | 2.729e-05 | 0 | 0.00011092 | 0 | 0.00011092 | 0.00011415 | 0 | 0.00011415 | 0.00047113 | 0.00029516 | 0.0002244 | 0.00012307 | 0.00014219 | 0.00013628 | 5.7149e-06 | 1.3711e-07 | 1.9167e-06 | 1.9167e-06 | 0.00011415 | 0.00011415 | 0.00011415 | 0.00011415 | 0.00011415 | 0.00011415 | 0.00014779 | 0.00014413 | 0.00015206 | 0.00015611 | 0 | 0.00011415 | 0.00011415 | 0.00011415 | 0.00011415 | 0.00029968 | 0.00021408 | 0.00015281 | 0.00011733 | 0.00014148 | 0.00013017 | 0.00015516 | 0.00016675 | 0.0001392 | 0.00010063 | -0.00011515 | -0.00011515
05/08 17:00:00 | 5 | 8 | 17 | 3065 | WD | 0.000203 | 4.0097e-05 | 4.0097e-05 | 6.8023e-06 | 0.00015855 | -2.0051e-12 | 0.00011415 | 0.0010079 | 0.0010079 | 4.0839e-05 | -0.00016209 | 0 | 4.0097e-05 | -4.9943e-05 | 0.00012 | 0 | 0.00012 | 0.00011415 | 0 | 0.00011415 | 0.00041572 | 0.00029516 | 0.0002244 | 0.00012228 | 0.00014155 | 0.0001356 | 5.3182e-06 | 1.9219e-07 | 1.8277e-06 | 1.8277e-06 | 0.00011415 | 0.00011415 | 0.00011415 | 0.00011415 | 0.00011415 | 0.00011415 | 0.00012914 | 0.00013924 | 0.00012923 | 0.00012411 | 0 | 0.00011415 | 0.00011415 | 0.00011415 | 0.00011415 | 0.00019923 | 0.00018133 | 0.00012363 | 9.0221e-05 | 0.00013177 | 0.00012844 | 0.00014551 | 0.00015342 | 0.00013785 | 0.00010219 | -0.00011488 | -0.00011488
05/08 18:00:00 | 5 | 8 | 18 | 3066 | WD | 0.0001125 | 3.8352e-05 | 3.8352e-05 | 1.6312e-05 | 8.0629e-05 | -7.5459e-13 | 0.00011415 | 0.00086795 | 0.00086795 | 7.0788e-05 | -0.00016052 | 0 | 3.8352e-05 | -3.2949e-05 | 0.00013406 | 3.1922e-06 | 0.00013406 | 0.00011415 | 0 | 0.00011415 | 5.7119e-05 | 6.5591e-05 | 0.0001126 | 0.00012237 | 0.00013892 | 0.0001338 | 5.1624e-06 | 1.7748e-07 | 1.768e-06 | 1.768e-06 | 0.00011415 | 0.00011415 | 0.00011415 | 0.00011415 | 0.00011415 | 0.00011415 | 0.00012867 | 0.00012817 | 0.00011248 | 0.00010446 | 0 | 0.00011415 | 0.00011415 | 0.00011415 | 0.00011415 | 0.00012637 | 0.00012851 | 9.3314e-05 | 7.2931e-05 | 0.0001288 | 0.000124 | 0.00011667 | 0.00011328 | 0.00013625 | 0.00010332 | 1.2906e-05 | 1.2906e-05
05/08 19:00:00 | 5 | 8 | 19 | 3067 | WD | 2.272e-05 | 9.0564e-05 | 9.0564e-05 | 2.0142e-05 | 0.00016404 | -3.8268e-13 | 0.00011415 | 0.00050892 | 0.00050892 | 0.00015247 | -0.00013632 | 0.00084094 | 9.0564e-05 | 0.00010276 | 0.00014271 | 5.6812e-05 | 0.00014271 | 0.00011415 | 0 | 0.00011415 | 2.4879e-05 | 6.5591e-05 | 0.0001126 | 0.00011717 | 0.00013295 | 0.00012807 | 4.8158e-06 | 1.525e-07 | 1.6403e-06 | 1.6403e-06 | 0.00011415 | 0.00011415 | 0.00011415 | 0.00011415 | 0.00011415 | 0.00011415 | 0.00011028 | 0.0001199 | 0.00010078 | 9.1006e-05 | 0 | 0.00011415 | 0.00011415 | 0.00011415 | 0.00011415 | 5.0955e-05 | 8.6113e-05 | 7.0198e-05 | 6.0982e-05 | 0.00011414 | 0.0001194 | 0.00010842 | 0.00010333 | 0.00012775 | 0.00010391 | 1.6253e-05 | 1.6253e-05
05/08 20:00:00 | 5 | 8 | 20 | 3068 | WD | 0 | 9.4716e-05 | 9.4716e-05 | 0.0010294 | 0.00016463 | -2.8565e-13 | 0.00011415 | 3.6393e-05 | 3.6393e-05 | 0.00021236 | -6.5682e-05 | 0.0018486 | 9.4716e-05 | 8.6248e-05 | 0.00014653 | 5.8843e-05 | 0.00014653 | 0.00011415 | 0.00017194 | 0.00011415 | 1.4826e-06 | 6.5591e-05 | 0.0001126 | 0.0001116 | 0.00012177 | 0.00011863 | 3.5902e-06 | -3.8708e-07 | 8.8189e-07 | 8.8189e-07 | 0.00011415 | 0.00011415 | 0.00011415 | 0.00011416 | 0.00011415 | 0.00011415 | 0.00010984 | 0.0001047 | 8.5987e-05 | 7.6429e-05 | 0.0001538 | 0.00011415 | 0.00011415 | 0.00011415 | 0.00011415 | 8.5249e-06 | 6.0465e-05 | 8.4888e-05 | 9.9031e-05 | 0.00010987 | 0.0001167 | 0.00010443 | 9.8734e-05 | 0.00012786 | 0.00010553 | 4.9033e-05 | 4.9033e-05
05/08 21:00:00 | 5 | 8 | 21 | 3069 | WD | 0 | 9.6429e-05 | 9.6429e-05 | 1.8306e-05 | 0.00014604 | 0 | 0.00011415 | 0 | 0 | 0.00028587 | -3.8812e-05 | 0.0010752 | 9.6429e-05 | 8.5265e-05 | 0.00014762 | 6.3573e-05 | 0.00014762 | 0.00011415 | 0.00022925 | 0.00011415 | 0 | 6.5591e-05 | 0.0001126 | 0.00010552 | 9.9048e-05 | 0.00010105 | 2.0615e-05 | -8.1918e-07 | 6.0195e-06 | 6.0195e-06 | 0.00011415 | 0.00011415 | 0.00011415 | 0.00011415 | 0.00011415 | 0.00011415 | 0.00010924 | 9.2279e-05 | 7.4921e-05 | 6.6052e-05 | 0.00022929 | 0.00011415 | 0.00011415 | 0.00011415 | 0.00011415 | 3.2016e-06 | 4.5412e-05 | 7.0785e-05 | 8.5478e-05 | 0.00010653 | 0.00010483 | 0.00010058 | 9.8612e-05 | 0.00011145 | 0.00010191 | 8.1397e-05 | 8.1397e-05
05/08 22:00:00 | 5 | 8 | 22 | 3070 | WD | 0 | 8.6736e-05 | 8.6736e-05 | 7.8679e-06 | 9.698e-05 | 2.0698e-12 | 0.00011415 | 0 | 0 | 0.00034305 | -2.8637e-05 | 0.00066359 | 8.6736e-05 | 8.1571e-05 | 0.00014405 | 6.3618e-05 | 0.00014405 | 0.00011415 | 0.00022925 | 0.00011415 | 0 | 6.5591e-05 | 0.0001118 | 0.0001039 | 9.0822e-05 | 9.4862e-05 | 2.852e-05 | 6.9529e-06 | 1.3834e-05 | 1.3834e-05 | 0.00011415 | 0.00011415 | 0.00011415 | 0.00011415 | 0.00011415 | 0.00011415 | 0.00010883 | 6.9436e-05 | 6.3877e-05 | 6.1037e-05 | 0.00022929 | 0.00011415 | 0.00011415 | 0.00011415 | 0.00011415 | 2.0797e-06 | 3.3003e-05 | 6.2124e-05 | 7.8988e-05 | 0.00010339 | 9.473e-05 | 9.5305e-05 | 9.5572e-05 | 9.699e-05 | 0.00010126 | -9.3713e-06 | -9.3713e-06
05/08 23:00:00 | 5 | 8 | 23 | 3071 | WD | 0 | 9.7366e-05 | 9.7366e-05 | 1.1098e-05 | 7.8559e-05 | 7.9772e-13 | 0.00011415 | 0 | 0 | 0.00034849 | 0.00093076 | 0 | 9.7366e-05 | 0.00023535 | 0.00013614 | 8.8737e-05 | 0.00013614 | 0.00011415 | 0.00022925 | 0.00011415 | 0 | 6.5591e-05 | 0.0001118 | 0.00012765 | 8.6882e-05 | 9.9482e-05 | 3.0139e-05 | 1.2173e-05 | 1.7905e-05 | 1.7905e-05 | 0.00011415 | 0.00011415 | 0.00011415 | 0.00011415 | 0.00011415 | 0.00011415 | 9.9691e-05 | 6.8344e-05 | 6.1493e-05 | 5.7992e-05 | 0.00022929 | 0.00011415 | 0.00011415 | 0.00011415 | 0.00011415 | 1.729e-06 | 2.6771e-05 | 5.7344e-05 | 7.5048e-05 | 9.7297e-05 | 9.3011e-05 | 9.3725e-05 | 9.4057e-05 | 8.8188e-05 | 0.00010044 | -1.479e-05 | -1.479e-05
05/08 24:00:00 | 5 | 8 | 24 | 3072 | WD | 0 | 8.5643e-05 | 8.5643e-05 | 3.5797e-06 | 7.702e-05 | -1.3906e-12 | 0.00011415 | 0 | 0 | 0.00023959 | 0.00072984 | 0 | 8.5643e-05 | 0.00017993 | 0.00012638 | 7.8454e-05 | 0.00012638 | 0.00011415 | 0.00022925 | 0.00011415 | 0 | 6.5591e-05 | 0.0001118 | 9.3376e-05 | 7.9715e-05 | 8.3937e-05 | 3.3265e-05 | 2.4497e-05 | 2.7295e-05 | 2.7295e-05 | 0.00011415 | 0.00011415 | 0.00011415 | 0.00011415 | 0.00011415 | 0.00011415 | 4.5468e-05 | 6.8027e-05 | 5.8924e-05 | 5.4272e-05 | 0.00022929 | 0.00011415 | 0.00011415 | 0.00011415 | 0.00011415 | 1.2032e-06 | 2.496e-05 | 5.3631e-05 | 7.0234e-05 | 7.1645e-05 | 9.0388e-05 | 8.629e-05 | 8.4389e-05 | 8.8411e-05 | 9.9547e-05 | -2.7385e-06 | -2.7385e-06
05/09 01:00:00 | 5 | 9 | 1 | 3073 | WE | 0 | 4.2007e-05 | 4.2007e-05 | 0.00097844 | 7.5268e-05 | 0.00025245 | 0.00011415 | 0 | 0 | 0.00013341 | 0.00031665 | 0 | 4.2007e-05 | -1.5377e-05 | 9.281e-05 | 2.5356e-05 | 9.281e-05 | 0.00011415 | 0.00022925 | 0.00011415 | 0 | 1.6398e-05 | 1.3975e-05 | 9.4112e-05 | 7.8663e-05 | 8.3437e-05 | -1.6224e-05 | 3.4201e-05 | 1.8113e-05 | 1.8113e-05 | 0.00011415 | 0.00011415 | 0.00011415 | 0.00011415 | 0.00011415 | 0.00011415 | 9.1034e-05 | 6.7538e-05 | 5.9021e-05 | 5.4669e-05 | 0.00022929 | 0.00011415 | 0.00011415 | 0.00011415 | 0.00011415 | 2.6738e-06 | 2.2169e-05 | 5.2933e-05 | 7.0747e-05 | 9.1827e-05 | 8.9791e-05 | 8.5781e-05 | 8.3921e-05 | 8.7359e-05 | 9.8839e-05 | -9.2655e-07 | -9.2655e-07
05/09 02:00:00 | 5 | 9 | 2 | 3074 | WE | 0 | 7.1217e-05 | 7.1217e-05 | -0.00097238 | 7.462e-05 | 0.00023244 | 0.00011415 | 0 | 0 | 5.4452e-05 | 0.00060048 | -0.0092896 | 7.1217e-05 | 6.8408e-05 | 8.6205e-05 | 6.8422e-05 | 8.6205e-05 | 0.00011415 | 0.00022925 | 0.00011415 | 0 | 1.6398e-05 | 1.3975e-05 | 9.2079e-05 | 7.8134e-05 | 8.2443e-05 | -3.5131e-05 | 3.4379e-05 | 1.2202e-05 | 1.2202e-05 | 0.00011415 | 0.00011415 | 0.00011415 | 0.00011416 | 0.00011415 | 0.00011415 | 9.1034e-05 | 6.7578e-05 | 5.8145e-05 | 5.3326e-05 | 0.00022929 | 0.00011415 | 0.00011415 | 0.00011415 | 0.00011415 | 2.6738e-06 | 2.2396e-05 | 5.1915e-05 | 6.9009e-05 | 9.1827e-05 | 8.9622e-05 | 8.4858e-05 | 8.2648e-05 | 8.7039e-05 | 9.8768e-05 | -4.5401e-08 | -4.5401e-08
05/09 03:00:00 | 5 | 9 | 3 | 3075 | WE | 0 | 8.626e-05 | 8.626e-05 | 5.4681e-07 | 0 | 0.00022975 | 0.00011415 | 0 | 0 | 2.1781e-05 | 0.0004336 | -0.0033535 | 8.626e-05 | 0.00011701 | 8.4304e-05 | 0.00010149 | 8.4304e-05 | 0.00011415 | 0.00022925 | 0.00011415 | 0 | 1.6398e-05 | 1.3975e-05 | 9.0911e-05 | 7.7693e-05 | 8.1778e-05 | -3.819e-05 | 3.4454e-05 | 1.1277e-05 | 1.1277e-05 | 0.00011415 | 0.00011415 | 0.00011415 | 0.00011416 | 0.00011415 | 0.00011415 | 9.1034e-05 | 6.8179e-05 | 5.8423e-05 | 5.3438e-05 | 0.00022929 | 0.00011415 | 0.00011415 | 0.00011415 | 0.00011415 | 2.6738e-06 | 2.5829e-05 | 5.3266e-05 | 6.9154e-05 | 9.1853e-05 | 8.9663e-05 | 8.4665e-05 | 8.2347e-05 | 8.6837e-05 | 9.9791e-05 | 4.887e-06 | 4.887e-06
05/09 04:00:00 | 5 | 9 | 4 | 3076 | WE | 0 | 0.00010302 | 0.00010302 | 0 | 7.438e-05 | 0.00022651 | 0.00011415 | 0 | 0 | 2.1781e-05 | 0.00042035 | -0.0040841 | 0.00010302 | 0.0001376 | 8.2413e-05 | 0.00011453 | 8.2413e-05 | 0.00011415 | 0.00022925 | 0.00011415 | 0 | 1.6398e-05 | 1.3975e-05 | 0.00010215 | 7.7566e-05 | 8.5163e-05 | -4.0033e-05 | 3.4472e-05 | 1.0701e-05 | 1.0701e-05 | 0.00011415 | 0.00011415 | 0.00011415 | 0.00011416 | 0.00011415 | 0.00011415 | 9.1034e-05 | 6.9401e-05 | 6.1076e-05 | 5.6823e-05 | 0.00022929 | 0.00011415 | 0.00011415 | 0.00011415 | 0.00011415 | 2.6738e-06 | 3.2805e-05 | 5.8598e-05 | 7.3534e-05 | 9.1975e-05 | 8.9996e-05 | 8.5247e-05 | 8.3044e-05 | 8.6733e-05 | 0.00010036 | -2.2276e-09 | -2.2276e-09
05/09 05:00:00 | 5 | 9 | 5 | 3077 | WE | 0 | 0.00011265 | 0.00011265 | 1.6701e-06 | 7.5054e-05 | 0.00021796 | 0.00011415 | 0 | 0 | 6.5342e-05 | 0.00040513 | -0.0014496 | 0.00011265 | 0.00015432 | 8.158e-05 | 0.00012603 | 8.158e-05 | 0.00011415 | 0.00017194 | 0.00011415 | 4.9677e-07 | 1.6398e-05 | 1.3975e-05 | 0.00010086 | 8.0584e-05 | 8.6851e-05 | -4.1525e-05 | 3.4481e-05 | 1.0231e-05 | 1.0231e-05 | 0.00011415 | 0.00011415 | 0.00011415 | 0.00011416 | 0.00011415 | 0.00011415 | 9.1034e-05 | 8.6635e-05 | 7.4585e-05 | 6.8429e-05 | 0.00019014 | 0.00011415 | 0.00011415 | 0.00011415 | 0.00011415 | 4.6756e-06 | 4.8661e-05 | 7.397e-05 | 8.8625e-05 | 9.1037e-05 | 9.4361e-05 | 8.6974e-05 | 8.3549e-05 | 8.661e-05 | 0.00010069 | 2.5572e-06 | 2.5572e-06
05/09 06:00:00 | 5 | 9 | 6 | 3078 | WE | 3.5014e-05 | 0.00012287 | 0.00012287 | 3.7078e-06 | 7.7827e-05 | -1.5577e-12 | 0.00011415 | 0.00020827 | 0.00020827 | 0.00013613 | 0.00040134 | 0.0008511 | 0.00012287 | 0.0001706 | 8.8117e-05 | 0.00013509 | 8.8117e-05 | 0.00011415 | 0 | 0.00011415 | 5.3454e-06 | 1.6398e-05 | 1.4769e-05 | 0.0001016 | 8.6594e-05 | 9.1231e-05 | -6.4108e-05 | 8.7508e-06 | -1.4495e-05 | -1.4495e-05 | 0.00011415 | 0.00011415 | 0.00011415 | 0.00011416 | 0.00011415 | 0.00011415 | 9.1034e-05 | 0.00011645 | 9.2646e-05 | 8.0485e-05 | 0 | 0.00011415 | 0.00011415 | 0.00011415 | 0.00011415 | 3.2855e-05 | 7.9115e-05 | 9.5778e-05 | 0.00010543 | 8.6311e-05 | 0.00010126 | 8.8271e-05 | 8.2248e-05 | 8.436e-05 | 0.00012206 | 2.057e-05 | 2.057e-05
05/09 07:00:00 | 5 | 9 | 7 | 3079 | WE | 0.0001457 | 0.00016594 | 0.00016594 | 0.00017521 | 0.00016741 | 7.5442e-14 | 0.00011415 | 0.00058901 | 0.00058901 | 0.00015247 | -0.00084263 | 0.001694 | 0.00016594 | -5.4584e-05 | 0.00010137 | 0.00018171 | 0.00010137 | 0.00011415 | 0 | 0.00011415 | 1.3498e-05 | 1.6398e-05 | 1.4769e-05 | 9.7809e-05 | 0.00010222 | 0.00010085 | -7.5281e-05 | 1.2186e-07 | -2.3936e-05 | -2.3936e-05 | 0.00011415 | 0.00011415 | 0.00011415 | 0.00011416 | 0.00011415 | 0.00011415 | 9.1034e-05 | 0.00013598 | 0.00010621 | 9.0996e-05 | 0 | 0.00011415 | 0.00011415 | 0.00011415 | 0.00011415 | 8.0285e-05 | 0.00013658 | 0.00012701 | 0.00012147 | 8.6243e-05 | 0.00011283 | 9.4937e-05 | 8.6641e-05 | 8.5988e-05 | 0.00011551 | -7.2998e-05 | -7.2998e-05
05/09 08:00:00 | 5 | 9 | 8 | 3080 | WE | 0.00024281 | 0.00015748 | 0.00015748 | 0.00089979 | 0.00017253 | 4.7973e-13 | 0.00011415 | 0.00086791 | 0.00086791 | 0.00013613 | -0.00038181 | 0.0018492 | 0.00015748 | 7.0358e-05 | 0.000114 | 0.0001671 | 0.000114 | 0.00011415 | 0 | 0.00011415 | 2.2275e-05 | 1.6398e-05 | 1.4769e-05 | 9.8369e-05 | 0.00010443 | 0.00010256 | -8.7546e-05 | 3.9829e-08 | -2.7905e-05 | -2.7905e-05 | 0.00011415 | 0.00011415 | 0.00011415 | 0.00011416 | 0.00011415 | 0.00011415 | 9.1034e-05 | 0.00014804 | 0.00011622 | 9.9958e-05 | 0 | 0.00011415 | 0.00011415 | 0.00011415 | 0.00011415 | 0.00013007 | 0.00019956 | 0.00015933 | 0.00013604 | 8.6219e-05 | 0.00011752 | 0.00010269 | 9.5809e-05 | 8.6741e-05 | 0.00011302 | -0.00011844 | -0.00011844
05/09 09:00:00 | 5 | 9 | 9 | 3081 | WE | 0.00033093 | 0.00017388 | 0.00017388 | 2.1253e-05 | 0.00018095 | 1.5523e-12 | 0.00011415 | 0.00044872 | 0.00044872 | 5.9897e-05 | -0.0002072 | 0.0017465 | 0.00017388 | 0.00017768 | 0.00011567 | 0.0001928 | 0.00011567 | 0.00011415 | 0 | 0.00011415 | 2.6174e-05 | 1.6398e-05 | 1.4769e-05 | 9.9555e-05 | 0.00010479 | 0.00010317 | -9.2316e-05 | 1.9163e-08 | -2.9441e-05 | -2.9441e-05 | 0.00011415 | 0.00011415 | 0.00011415 | 0.00011416 | 0.00011415 | 0.00011415 | 9.1034e-05 | 0.00014946 | 0.00011937 | 0.000104 | 0 | 0.00011415 | 0.00011415 | 0.00011415 | 0.00011415 | 0.00017934 | 0.00022463 | 0.0001735 | 0.00014389 | 8.6208e-05 | 0.00011852 | 0.00010504 | 9.8788e-05 | 8.6839e-05 | 0.00011129 | -0.00011849 | -0.00011849
05/09 10:00:00 | 5 | 9 | 10 | 3082 | WE | 0.00041389 | 0.00019213 | 0.00019213 | 0.0010558 | 0.00024934 | 0.00021486 | 0.00011415 | 0.00030594 | 0.00030594 | 4.0839e-05 | -0.00015626 | 0.0015692 | 0.00019213 | 0.00025945 | 0.00011778 | 0.00020902 | 0.00011778 | 0.00011415 | 0 | 0.00011415 | 2.6174e-05 | 1.6398e-05 | 1.4769e-05 | 9.9359e-05 | 0.00010511 | 0.00010333 | -9.4457e-05 | 1.0409e-08 | -3.013e-05 | -3.013e-05 | 0.00011415 | 0.00011415 | 0.00011415 | 0.00011416 | 0.00011415 | 0.00011415 | 9.1034e-05 | 0.00014938 | 0.00011814 | 0.00010218 | 0 | 0.00011415 | 0.00011415 | 0.00011415 | 0.00011415 | 0.00021902 | 0.00022374 | 0.00017288 | 0.00014343 | 8.619e-05 | 0.00011875 | 0.00010418 | 9.7429e-05 | 8.6924e-05 | 0.00011008 | -0.00011849 | -0.00011849
05/09 11:00:00 | 5 | 9 | 11 | 3083 | WE | 0.00047136 | 0.00013929 | 0.00013929 | 1.6066e-05 | 0.00016793 | 0.00021991 | 0.00011415 | 0 | 0 | 4.0839e-05 | 0.0011401 | 0.0014099 | 0.00013929 | 0.00035396 | 0.00012151 | 0.00014531 | 0.00012151 | 0.00011415 | 0 | 0.00011415 | 2.6174e-05 | 1.6398e-05 | 1.4769e-05 | 0.00012665 | 0.00010549 | 0.00011203 | -9.735e-05 | 8.812e-09 | -3.1054e-05 | -3.1054e-05 | 0.00011415 | 0.00011415 | 0.00011415 | 0.00011416 | 0.00011415 | 0.00011415 | 9.1034e-05 | 0.00014911 | 0.0001139 | 9.5904e-05 | 0 | 0.00011415 | 0.00011415 | 0.00011415 | 0.00011415 | 0.00023986 | 0.00022125 | 0.00016722 | 0.00013593 | 8.6428e-05 | 0.00011878 | 0.00010437 | 9.7685e-05 | 8.7007e-05 | 0.00010895 | -0.00011711 | -0.00011711
05/09 12:00:00 | 5 | 9 | 12 | 3084 | WE | 0.00049997 | 0.00012281 | 0.00012281 | 1.3834e-05 | 8.2244e-05 | 0.00021998 | 0.00011415 | 0 | 0 | 4.0839e-05 | 0.00070417 | 0.001287 | 0.00012281 | 0.00027163 | 0.00012155 | 0.00013477 | 0.00012155 | 0.00011415 | 0 | 0.00011415 | 2.6174e-05 | 1.6398e-05 | 1.4769e-05 | 9.9073e-05 | 0.00010575 | 0.00010369 | -9.8059e-05 | 2.9987e-09 | -3.1284e-05 | -3.1284e-05 | 0.00011415 | 0.00011415 | 0.00011415 | 0.00011416 | 0.00011415 | 0.00011415 | 9.1034e-05 | 0.00014827 | 0.00011155 | 9.2781e-05 | 0 | 0.00011415 | 0.00011415 | 0.00011415 | 0.00011415 | 0.00025051 | 0.00021767 | 0.00016354 | 0.0001322 | 8.6149e-05 | 0.00011861 | 0.00010295 | 9.5695e-05 | 8.7083e-05 | 0.00010817 | -0.00011693 | -0.00011693
05/09 13:00:00 | 5 | 9 | 13 | 3085 | WE | 0.00049347 | 0.00012065 | 0.00012065 | 1.2137e-05 | 0.00016197 | 0.00021627 | 0.00011415 | 0 | 0 | 4.0839e-05 | 0.0005484 | 0.0011799 | 0.00012065 | 0.0002262 | 0.00011748 | 0.00012051 | 0.00011748 | 0.00011415 | 0 | 0.00011415 | 2.6174e-05 | 1.6398e-05 | 1.4769e-05 | 0.00010161 | 0.0001103 | 0.00010761 | -9.9599e-05 | 4.0388e-09 | -3.1775e-05 | -3.1775e-05 | 0.00011415 | 0.00011415 | 0.00011415 | 0.00011416 | 0.00011415 | 0.00011415 | 9.1034e-05 | 0.00014778 | 0.00010773 | 8.7265e-05 | 0 | 0.00011415 | 0.00011415 | 0.00011415 | 0.00011415 | 0.00025171 | 0.00021561 | 0.00015784 | 0.00012438 | 8.6157e-05 | 0.00012005 | 0.00010085 | 9.195e-05 | 8.7154e-05 | 0.00010751 | -0.00011824 | -0.00011824
05/09 14:00:00 | 5 | 9 | 14 | 3086 | WE | 0.0004568 | 0.00011271 | 0.00011271 | 5.5469e-06 | 0.00015819 | 0.00022375 | 0.00011415 | 0 | 0 | 4.0839e-05 | 0.0004634 | 0.0011037 | 0.00011271 | 0.00019827 | 0.00011631 | 0.00011003 | 0.00011631 | 0.00011415 | 0 | 0.00011415 | 2.6174e-05 | 1.6398e-05 | 1.4769e-05 | 0.00010267 | 0.00011015 | 0.00010784 | -0.00010106 | 2.4277e-09 | -3.224e-05 | -3.224e-05 | 0.00011415 | 0.00011415 | 0.00011415 | 0.00011416 | 0.00011415 | 0.00011415 | 9.1034e-05 | 0.0001471 | 0.00010447 | 8.269e-05 | 0 | 0.00011415 | 0.00011415 | 0.00011415 | 0.00011415 | 0.00024452 | 0.00021248 | 0.00015225 | 0.00011737 | 8.6155e-05 | 0.00011978 | 9.1461e-05 | 7.8325e-05 | 8.7209e-05 | 0.00010705 | -0.00011509 | -0.00011509
05/09 15:00:00 | 5 | 9 | 15 | 3087 | WE | 0.00039233 | 0.00010236 | 0.00010236 | 1.0048e-05 | 8.1503e-05 | 0.00023635 | 0.00011415 | 0 | 0 | 4.0839e-05 | 0.00042645 | 0.00099118 | 0.00010236 | 0.00018668 | 0.00011474 | 0.0001072 | 0.00011474 | 0.00011415 | 0 | 0.00011415 | 2.6174e-05 | 1.6398e-05 | 1.4769e-05 | 0.00010223 | 0.00010634 | 0.00010507 | -0.00010237 | -3.0483e-10 | -3.2661e-05 | -3.2661e-05 | 0.00011415 | 0.00011415 | 0.00011415 | 0.00011416 | 0.00011415 | 0.00011415 | 9.1034e-05 | 0.00014517 | 0.00010162 | 7.9372e-05 | 0 | 0.00011415 | 0.00011415 | 0.00011415 | 0.00011415 | 0.0002233 | 0.00020335 | 0.0001453 | 0.00011168 | 8.6145e-05 | 0.00011786 | 8.9467e-05 | 7.6299e-05 | 8.7247e-05 | 0.00010685 | -0.00011849 | -0.00011849
05/09 16:00:00 | 5 | 9 | 16 | 3088 | WE | 0.00030728 | 9.3896e-05 | 9.3896e-05 | 4.7643e-06 | 7.931e-05 | 0.00024949 | 0.00011415 | 0 | 0 | 4.0839e-05 | 0.0003898 | 0.00090616 | 9.3896e-05 | 0.00016313 | 0.00011582 | 9.3684e-05 | 0.00011582 | 0.00011415 | 0 | 0.00011415 | 2.6174e-05 | 1.6398e-05 | 1.4769e-05 | 9.7307e-05 | 0.00010626 | 0.00010349 | -0.0001037 | -6.6955e-09 | -3.3092e-05 | -3.3092e-05 | 0.00011415 | 0.00011415 | 0.00011415 | 0.00011416 | 0.00011415 | 0.00011415 | 9.1034e-05 | 0.00014133 | 9.6564e-05 | 7.3692e-05 | 0 | 0.00011415 | 0.00011415 | 0.00011415 | 0.00011415 | 0.00018583 | 0.00018872 | 0.000134 | 0.00010231 | 8.6502e-05 | 0.00011667 | 8.8218e-05 | 7.5023e-05 | 9.1184e-05 | 0.00010672 | -0.00011849 | -0.00011849
05/09 17:00:00 | 5 | 9 | 17 | 3089 | WE | 0.00021811 | 0.00011126 | 0.00011126 | 0.001011 | 0.00016021 | -2.0051e-12 | 0.00011415 | 0.0010142 | 0.0010142 | 4.0839e-05 | -0.00056705 | 0.00087869 | 0.00011126 | -2.617e-05 | 0.00012479 | 0.00010005 | 0.00012479 | 0.00011415 | 0 | 0.00011415 | 2.3242e-05 | 1.6398e-05 | 1.4769e-05 | 9.755e-05 | 0.00010325 | 0.00010149 | -9.5359e-05 | -1.6181e-08 | -3.0436e-05 | -3.0436e-05 | 0.00011415 | 0.00011415 | 0.00011415 | 0.00011416 | 0.00011415 | 0.00011415 | 9.1034e-05 | 0.00012573 | 8.8965e-05 | 7.0179e-05 | 0 | 0.00011415 | 0.00011415 | 0.00011415 | 0.00011415 | 0.00014047 | 0.00015459 | 0.00011739 | 9.5848e-05 | 8.7352e-05 | 0.0001109 | 8.3427e-05 | 7.0682e-05 | 9.8812e-05 | 0.00010692 | -0.00012168 | -0.00012168
05/09 18:00:00 | 5 | 9 | 18 | 3090 | WE | 0.0001245 | 0.00012414 | 0.00012414 | 1.3202e-05 | 0.00016312 | -7.5459e-13 | 0.00011415 | 0.0008891 | 0.0008891 | 7.0788e-05 | -0.0004427 | 0.00085147 | 0.00012414 | 6.3003e-05 | 0.00013881 | 0.00011187 | 0.00013881 | 0.00011415 | 0 | 0.00011415 | 1.4628e-05 | 1.6398e-05 | 1.4769e-05 | 9.7495e-05 | 0.0001024 | 0.00010088 | -9.3478e-05 | -2.0042e-08 | -2.9838e-05 | -2.9838e-05 | 0.00011415 | 0.00011415 | 0.00011415 | 0.00011416 | 0.00011415 | 0.00011415 | 9.1034e-05 | 0.00012178 | 8.3191e-05 | 6.3475e-05 | 0 | 0.00011415 | 0.00011415 | 0.00011415 | 0.00011415 | 9.0946e-05 | 0.00011445 | 9.5863e-05 | 8.51e-05 | 8.7352e-05 | 0.00010911 | 8.0973e-05 | 6.7922e-05 | 9.8809e-05 | 0.00010747 | 1.2025e-05 | 1.2025e-05
05/09 19:00:00 | 5 | 9 | 19 | 3091 | WE | 2.4799e-05 | 0.00015538 | 0.00015538 | 1.6568e-05 | 0.00013214 | -3.8268e-13 | 0.00011415 | 0.00051407 | 0.00051407 | 0.00015247 | -0.00021786 | 0.00080602 | 0.00015538 | 0.00022035 | 0.00014748 | 0.00015289 | 0.00014748 | 0.00011415 | 0 | 0.00011415 | 6.2828e-06 | 1.6398e-05 | 1.4769e-05 | 0.00010842 | 0.00010108 | 0.00010335 | -9.3802e-05 | -1.1369e-08 | -2.9936e-05 | -2.9936e-05 | 0.00011415 | 0.00011415 | 0.00011415 | 0.00011416 | 0.00011415 | 0.00011415 | 9.1034e-05 | 0.00011709 | 8.0276e-05 | 6.1465e-05 | 0 | 0.00011415 | 0.00011415 | 0.00011415 | 0.00011415 | 4.1915e-05 | 7.7919e-05 | 7.9753e-05 | 8.0816e-05 | 8.6203e-05 | 0.00010693 | 7.9861e-05 | 6.7307e-05 | 8.6848e-05 | 0.00010806 | 5.5025e-06 | 5.5025e-06
05/09 20:00:00 | 5 | 9 | 20 | 3092 | WE | 0 | 0.00013151 | 0.00013151 | 1.7085e-05 | 0.00014372 | -2.8567e-13 | 0.00011415 | 3.674e-05 | 3.674e-05 | 0.00021236 | -0.00011193 | 0.00072366 | 0.00013151 | 0.00014682 | 0.0001514 | 0.00011335 | 0.0001514 | 0.00011415 | 0.00017194 | 0.00011415 | 3.7419e-07 | 1.6398e-05 | 1.4769e-05 | 0.00010677 | 9.7948e-05 | 0.00010067 | -9.4255e-05 | 2.6895e-11 | -3.0072e-05 | -3.0072e-05 | 0.00011415 | 0.00011415 | 0.00011415 | 0.00011416 | 0.00011415 | 0.00011415 | 9.1034e-05 | 0.00010407 | 7.5324e-05 | 6.0638e-05 | 0.0001538 | 0.00011415 | 0.00011415 | 0.00011415 | 0.00011415 | 5.7668e-06 | 5.6598e-05 | 7.0513e-05 | 7.8571e-05 | 8.999e-05 | 0.00010786 | 8.7024e-05 | 7.7361e-05 | 8.6776e-05 | 0.00010873 | 8.9248e-06 | 8.9248e-06
05/09 21:00:00 | 5 | 9 | 21 | 3093 | WE | 0 | 0.0001331 | 0.0001331 | 1.5241e-05 | 0.00013996 | 0 | 0.00011415 | 0 | 0 | 0.00028587 | -6.6018e-05 | 0.00062664 | 0.0001331 | 0.00014053 | 0.00015248 | 0.00011568 | 0.00015248 | 0.00011415 | 0.00022925 | 0.00011415 | 0 | 1.6398e-05 | 1.4769e-05 | 0.00010081 | 8.3006e-05 | 8.8507e-05 | -6.9741e-05 | 3.1578e-09 | -2.2249e-05 | -2.2249e-05 | 0.00011415 | 0.00011415 | 0.00011415 | 0.00011416 | 0.00011415 | 0.00011415 | 9.1034e-05 | 8.8189e-05 | 6.8193e-05 | 5.7976e-05 | 0.00022929 | 0.00011415 | 0.00011415 | 0.00011415 | 0.00011415 | 2.6738e-06 | 3.8487e-05 | 6.1627e-05 | 7.5027e-05 | 9.1851e-05 | 9.9645e-05 | 8.7397e-05 | 8.1717e-05 | 8.735e-05 | 0.00010945 | 6.1445e-06 | 6.1445e-06
05/09 22:00:00 | 5 | 9 | 22 | 3094 | WE | 0 | 0.00013286 | 0.00013286 | 0.00102 | 0.00016278 | 2.0697e-12 | 0.00011415 | 0 | 0 | 0.00034305 | -4.3078e-05 | 0.00044739 | 0.00013286 | 0.00014057 | 0.00014889 | 0.00011832 | 0.00014889 | 0.00011415 | 0.00022925 | 0.00011415 | 0 | 1.6398e-05 | 1.3975e-05 | 9.2028e-05 | 7.9028e-05 | 8.3046e-05 | -6.315e-05 | 2.5731e-05 | -2.6273e-06 | -2.6273e-06 | 0.00011415 | 0.00011415 | 0.00011415 | 0.00011415 | 0.00011415 | 0.00011415 | 9.1034e-05 | 6.8383e-05 | 6.1574e-05 | 5.8095e-05 | 0.00022929 | 0.00011415 | 0.00011415 | 0.00011415 | 0.00011415 | 2.6738e-06 | 2.6995e-05 | 5.751e-05 | 7.5181e-05 | 9.177e-05 | 9.0175e-05 | 8.4374e-05 | 8.1684e-05 | 8.721e-05 | 9.8979e-05 | 9.6812e-06 | 9.6812e-06
05/09 23:00:00 | 5 | 9 | 23 | 3095 | WE | 0 | 0.00010628 | 0.00010628 | -0.0009929 | 7.9323e-05 | 7.9772e-13 | 0.00011415 | 0 | 0 | 0.00034849 | 0.00094708 | -0.0011201 | 0.00010628 | 0.00026659 | 0.00013992 | 0.00010051 | 0.00013992 | 0.00011415 | 0.00022925 | 0.00011415 | 0 | 1.6398e-05 | 1.3975e-05 | 0.00011969 | 7.889e-05 | 9.1499e-05 | -6.2837e-05 | 3.4338e-05 | 3.3339e-06 | 3.3339e-06 | 0.00011415 | 0.00011415 | 0.00011415 | 0.00011415 | 0.00011415 | 0.00011415 | 9.1034e-05 | 6.7664e-05 | 6.0585e-05 | 5.6968e-05 | 0.00022929 | 0.00011415 | 0.00011415 | 0.00011415 | 0.00011415 | 2.6738e-06 | 2.2886e-05 | 5.5079e-05 | 7.3722e-05 | 9.2044e-05 | 8.9909e-05 | 8.4034e-05 | 8.131e-05 | 8.7131e-05 | 9.8584e-05 | 6.8323e-06 | 6.8323e-06
05/09 24:00:00 | 5 | 9 | 24 | 3096 | WE | 0 | 9.6605e-05 | 9.6605e-05 | 0.00099584 | 0.0001554 | -1.3906e-12 | 0.00011415 | 0 | 0 | 0.00023959 | 0.00062391 | 0 | 9.6605e-05 | 0.00017072 | 0.00012686 | 8.2132e-05 | 0.00012686 | 0.00011415 | 0.00022925 | 0.00011415 | 0 | 1.6398e-05 | 1.3975e-05 | 9.1203e-05 | 7.8647e-05 | 8.2527e-05 | -5.8196e-05 | 3.4253e-05 | 4.7567e-06 | 4.7567e-06 | 0.00011415 | 0.00011415 | 0.00011415 | 0.00011415 | 0.00011415 | 0.00011415 | 9.1034e-05 | 6.7637e-05 | 6.0012e-05 | 5.6116e-05 | 0.00022929 | 0.00011415 | 0.00011415 | 0.00011415 | 0.00011415 | 2.6738e-06 | 2.2734e-05 | 5.4326e-05 | 7.262e-05 | 9.1798e-05 | 8.9815e-05 | 8.3798e-05 | 8.1007e-05 | 8.7045e-05 | 9.8206e-05 | 1.1728e-05 | 1.1728e-05
05/10 01:00:00 | 5 | 10 | 1 | 3097 | WE | 0 | 3.7995e-05 | 3.7995e-05 | -0.0009774 | 0 | 0.00025245 | 0.00011415 | 0 | 0 | 0.00013341 | 0.00038716 | -0.0013921 | 3.7995e-05 | -3.8102e-06 | 9.281e-05 | 3.1002e-05 | 9.281e-05 | 0.00011415 | 0.00022925 | 0.00011415 | 0 | 1.6398e-05 | 1.3975e-05 | 9.1014e-05 | 7.8578e-05 | 8.2421e-05 | -5.6622e-05 | 3.4156e-05 | 5.1929e-06 | 5.1929e-06 | 0.00011415 | 0.00011415 | 0.00011415 | 0.00011416 | 0.00011415 | 0.00011415 | 9.1034e-05 | 6.758e-05 | 5.8756e-05 | 5.4248e-05 | 0.00022929 | 0.00011415 | 0.00011415 | 0.00011415 | 0.00011415 | 2.6738e-06 | 2.2409e-05 | 5.2676e-05 | 7.0203e-05 | 9.1809e-05 | 8.9781e-05 | 8.3202e-05 | 8.015e-05 | 8.6996e-05 | 9.8757e-05 | 1.5904e-05 | 1.5904e-05
05/10 02:00:00 | 5 | 10 | 2 | 3098 | WE | 0 | 6.8014e-05 | 6.8014e-05 | 0.0009732 | 7.4611e-05 | 0.00023244 | 0.00011415 | 0 | 0 | 5.4452e-05 | 0.00048428 | -0.0059529 | 6.8014e-05 | 5.9352e-05 | 8.6205e-05 | 6.3863e-05 | 8.6205e-05 | 0.00011415 | 0.00022925 | 0.00011415 | 0 | 1.6398e-05 | 1.3975e-05 | 9.0867e-05 | 7.8523e-05 | 8.2338e-05 | -5.6326e-05 | 3.4108e-05 | 5.2543e-06 | 5.2543e-06 | 0.00011415 | 0.00011415 | 0.00011415 | 0.00011416 | 0.00011415 | 0.00011415 | 9.1034e-05 | 6.7485e-05 | 5.7794e-05 | 5.2843e-05 | 0.00022929 | 0.00011415 | 0.00011415 | 0.00011415 | 0.00011415 | 2.6738e-06 | 2.1869e-05 | 5.1326e-05 | 6.8384e-05 | 9.1815e-05 | 8.9742e-05 | 8.2914e-05 | 7.9747e-05 | 8.6959e-05 | 9.9502e-05 | 2.0701e-05 | 2.0701e-05
05/10 03:00:00 | 5 | 10 | 3 | 3099 | WE | 0 | 7.5077e-05 | 7.5077e-05 | 2.8945e-07 | 7.4318e-05 | 0.00022975 | 0.00011415 | 0 | 0 | 2.1781e-05 | 0.00040566 | -0.0038678 | 7.5077e-05 | 8.2411e-05 | 8.4304e-05 | 7.4362e-05 | 8.4304e-05 | 0.00011415 | 0.00022925 | 0.00011415 | 0 | 1.6398e-05 | 1.3975e-05 | 9.0908e-05 | 7.8566e-05 | 8.238e-05 | -5.6054e-05 | 3.4071e-05 | 5.3163e-06 | 5.3163e-06 | 0.00011415 | 0.00011415 | 0.00011415 | 0.00011416 | 0.00011415 | 0.00011415 | 9.1034e-05 | 6.7544e-05 | 5.8391e-05 | 5.3714e-05 | 0.00022929 | 0.00011415 | 0.00011415 | 0.00011415 | 0.00011415 | 2.6738e-06 | 2.2203e-05 | 5.2163e-05 | 6.9512e-05 | 9.1816e-05 | 8.978e-05 | 8.3089e-05 | 7.9985e-05 | 8.6943e-05 | 9.9889e-05 | 2.6021e-05 | 2.6021e-05
05/10 04:00:00 | 5 | 10 | 4 | 3100 | WE | 0 | 6.9812e-05 | 6.9812e-05 | 0 | 0 | 0.00022651 | 0.00011415 | 0 | 0 | 2.1781e-05 | 0.00038173 | -0.0035758 | 6.9812e-05 | 9.3821e-05 | 8.2413e-05 | 7.8476e-05 | 8.2413e-05 | 0.00011415 | 0.00022925 | 0.00011415 | 0 | 1.6398e-05 | 1.3975e-05 | 0.00010267 | 7.8969e-05 | 8.6294e-05 | -5.6e-05 | 3.4085e-05 | 5.3431e-06 | 5.3431e-06 | 0.00011415 | 0.00011415 | 0.00011415 | 0.00011416 | 0.00011415 | 0.00011415 | 9.1034e-05 | 6.9679e-05 | 5.9002e-05 | 5.3546e-05 | 0.00022929 | 0.00011415 | 0.00011415 | 0.00011415 | 0.00011415 | 2.6738e-06 | 2.4849e-05 | 5.2995e-05 | 6.9294e-05 | 9.1925e-05 | 9.0567e-05 | 8.3307e-05 | 7.9939e-05 | 8.6939e-05 | 0.0001001 | 2.3278e-05 | 2.3278e-05
05/10 05:00:00 | 5 | 10 | 5 | 3101 | WE | 0 | 8.734e-05 | 8.734e-05 | 2.7659e-07 | 7.5035e-05 | 0.00021796 | 0.00011415 | 0 | 0 | 6.5342e-05 | 0.00036486 | -0.00035481 | 8.734e-05 | 0.00011273 | 8.158e-05 | 9.0005e-05 | 8.158e-05 | 0.00011415 | 0.00017194 | 0.00011415 | 5.3799e-07 | 1.6398e-05 | 1.3975e-05 | 0.00010157 | 8.1575e-05 | 8.7756e-05 | -5.5776e-05 | 3.4076e-05 | 5.408e-06 | 5.408e-06 | 0.00011415 | 0.00011415 | 0.00011415 | 0.00011416 | 0.00011415 | 0.00011415 | 9.1034e-05 | 8.4026e-05 | 6.7628e-05 | 5.9249e-05 | 0.00019014 | 0.00011415 | 0.00011415 | 0.00011415 | 0.00011415 | 4.843e-06 | 3.5317e-05 | 6.155e-05 | 7.6741e-05 | 9.0986e-05 | 9.3914e-05 | 8.367e-05 | 7.8919e-05 | 8.6885e-05 | 0.0001003 | 2.969e-05 | 2.969e-05
05/10 06:00:00 | 5 | 10 | 6 | 3102 | WE | 4.8248e-05 | 9.5841e-05 | 9.5841e-05 | 2.3477e-06 | 7.782e-05 | -1.5577e-12 | 0.00011415 | 0.00022066 | 0.00022066 | 0.00013613 | 0.00035759 | 0.0018001 | 9.5841e-05 | 0.00012562 | 8.8117e-05 | 9.6615e-05 | 8.8117e-05 | 0.00011415 | 0 | 0.00011415 | 5.6632e-06 | 1.6398e-05 | 1.4769e-05 | 0.0001023 | 8.7499e-05 | 9.2074e-05 | -7.5088e-05 | 8.5931e-06 | -1.8106e-05 | -1.8106e-05 | 0.00011415 | 0.00011415 | 0.00011415 | 0.00011416 | 0.00011415 | 0.00011415 | 9.1034e-05 | 0.00011295 | 8.0773e-05 | 6.4334e-05 | 0 | 0.00011415 | 0.00011415 | 0.00011415 | 0.00011415 | 3.4738e-05 | 6.1596e-05 | 7.5995e-05 | 8.4334e-05 | 8.6277e-05 | 9.8534e-05 | 7.7269e-05 | 6.7406e-05 | 8.4528e-05 | 0.00010041 | 3.0191e-05 | 3.0191e-05
05/10 07:00:00 | 5 | 10 | 7 | 3103 | WE | 0.00014504 | 0.00010869 | 0.00010869 | 1.1603e-05 | 0.00016732 | 7.5442e-14 | 0.00011415 | 0.00060441 | 0.00060441 | 0.00015247 | -0.0008219 | 0.0025193 | 0.00010869 | -0.00013624 | 0.00010137 | 0.00010024 | 0.00010137 | 0.00011415 | 0 | 0.00011415 | 1.3851e-05 | 1.6398e-05 | 1.4769e-05 | 9.977e-05 | 0.00010336 | 0.00010225 | -8.3521e-05 | 8.4881e-08 | -2.659e-05 | -2.659e-05 | 0.00011415 | 0.00011415 | 0.00011415 | 0.00011416 | 0.00011415 | 0.00011415 | 9.1034e-05 | 0.00012753 | 8.9571e-05 | 7.0176e-05 | 0 | 0.00011415 | 0.00011415 | 0.00011415 | 0.00011415 | 8.2555e-05 | 0.00010505 | 9.7904e-05 | 9.3765e-05 | 8.6186e-05 | 0.00010852 | 8.1584e-05 | 6.9093e-05 | 8.6142e-05 | 0.00010009 | 2.3604e-05 | 2.3604e-05
05/10 08:00:00 | 5 | 10 | 8 | 3104 | WE | 0.00023862 | 9.7656e-05 | 9.7656e-05 | 0.00035634 | 0.00017244 | 4.7973e-13 | 0.00011415 | 0.00087906 | 0.00087906 | 0.00013613 | -0.00038739 | 0.0025552 | 9.7656e-05 | -3.2284e-05 | 0.000114 | 8.1952e-05 | 0.000114 | 0.00011415 | 0 | 0.00011415 | 2.2561e-05 | 1.6398e-05 | 1.4769e-05 | 0.00010091 | 0.00010648 | 0.00010476 | -9.4446e-05 | 2.2146e-07 | -2.9983e-05 | -2.9983e-05 | 0.00011415 | 0.00011415 | 0.00011415 | 0.00011416 | 0.00011415 | 0.00011415 | 9.1034e-05 | 0.00014105 | 9.65e-05 | 7.3736e-05 | 0 | 0.00011415 | 0.00011415 | 0.00011415 | 0.00011415 | 0.00013178 | 0.00016357 | 0.00012358 | 0.00010042 | 8.6166e-05 | 0.00011413 | 8.4016e-05 | 7.005e-05 | 8.6956e-05 | 0.00011929 | 9.8256e-06 | 9.8256e-06
05/10 09:00:00 | 5 | 10 | 9 | 3105 | WE | 0.00031791 | 0.00010722 | 0.00010722 | -0.00032047 | 0.00022362 | 1.5523e-12 | 0.00011415 | 0.00044872 | 0.00044872 | 5.9897e-05 | -0.00022824 | 0.0023551 | 0.00010722 | 5.8045e-05 | 0.00011567 | 9.1474e-05 | 0.00011567 | 0.00011415 | 0 | 0.00011415 | 2.6174e-05 | 1.6398e-05 | 1.4769e-05 | 0.00010282 | 0.00010786 | 0.00010631 | -9.7477e-05 | 2.9155e-07 | -3.0902e-05 | -3.0902e-05 | 0.00011415 | 0.00011415 | 0.00011415 | 0.00011416 | 0.00011415 | 0.00011415 | 9.1034e-05 | 0.00014285 | 9.7577e-05 | 7.4447e-05 | 0 | 0.00011415 | 0.00011415 | 0.00011415 | 0.00011415 | 0.00017932 | 0.00018841 | 0.00013432 | 0.000103 | 8.6339e-05 | 0.00011507 | 8.4486e-05 | 7.0299e-05 | 8.8804e-05 | 0.00011191 | 9.1473e-06 | 9.1473e-06
05/10 10:00:00 | 5 | 10 | 10 | 3106 | WE | 0.00039725 | 0.00012839 | 0.00012839 | 0.0010514 | 0.000207 | 0.00021486 | 0.00011415 | 0.00030594 | 0.00030594 | 4.0839e-05 | -0.00015856 | 0.0021205 | 0.00012839 | 0.00017273 | 0.00011778 | 0.00012468 | 0.00011778 | 0.00011415 | 0 | 0.00011415 | 2.6174e-05 | 1.6398e-05 | 1.4769e-05 | 0.00010336 | 0.0001087 | 0.00010705 | -9.9594e-05 | 1.3019e-08 | -3.1767e-05 | -3.1767e-05 | 0.00011415 | 0.00011415 | 0.00011415 | 0.00011416 | 0.00011415 | 0.00011415 | 9.1034e-05 | 0.0001438 | 9.7766e-05 | 7.4243e-05 | 0 | 0.00011415 | 0.00011415 | 0.00011415 | 0.00011415 | 0.0002189 | 0.00019175 | 0.00013632 | 0.00010422 | 8.7439e-05 | 0.00011609 | 8.4847e-05 | 7.0355e-05 | 9.9412e-05 | 0.00010911 | 1.2258e-05 | 1.2258e-05
05/10 11:00:00 | 5 | 10 | 11 | 3107 | WE | 0.00044831 | 7.4248e-05 | 7.4248e-05 | 1.3175e-05 | 0.00016785 | 0.00021991 | 0.00011415 | 0 | 0 | 4.0839e-05 | 0.00065845 | 0.0019112 | 7.4248e-05 | 0.00013984 | 0.00012151 | 5.2726e-05 | 0.00012151 | 0.00011415 | 0 | 0.00011415 | 2.6174e-05 | 1.6398e-05 | 1.4769e-05 | 0.00013071 | 0.00011192 | 0.00011773 | -0.00010404 | -1.0009e-08 | -3.32e-05 | -3.32e-05 | 0.00011415 | 0.00011415 | 0.00011415 | 0.00011416 | 0.00011415 | 0.00011415 | 9.1034e-05 | 0.00014429 | 9.6799e-05 | 7.2535e-05 | 0 | 0.00011415 | 0.00011415 | 0.00011415 | 0.00011415 | 0.00023976 | 0.00019375 | 0.00013616 | 0.00010281 | 9.0165e-05 | 0.00011734 | 8.4944e-05 | 6.9917e-05 | 0.00010927 | 0.00010734 | 9.1425e-06 | 9.1425e-06
05/10 12:00:00 | 5 | 10 | 12 | 3108 | WE | 0.00047453 | 5.8626e-05 | 5.8626e-05 | 1.2482e-05 | 9.3982e-05 | 0.00021998 | 0.00011415 | 0 | 0 | 4.0839e-05 | 0.00051982 | 0.0017518 | 5.8626e-05 | 0.0001104 | 0.00012155 | 4.1625e-05 | 0.00012155 | 0.00011415 | 0 | 0.00011415 | 2.6174e-05 | 1.6398e-05 | 1.4769e-05 | 0.00010657 | 0.00011442 | 0.000112 | -9.3533e-05 | 7.0912e-08 | -2.9794e-05 | -2.9794e-05 | 0.00011415 | 0.00011415 | 0.00011415 | 0.00011416 | 0.00011415 | 0.00011415 | 9.1034e-05 | 0.00014175 | 9.4766e-05 | 7.0757e-05 | 0 | 0.00011415 | 0.00011415 | 0.00011415 | 0.00011415 | 0.00025038 | 0.00019045 | 0.00013368 | 0.00010081 | 9.4041e-05 | 0.00011775 | 8.4756e-05 | 6.9451e-05 | 0.00012288 | 0.00010585 | 1.2277e-05 | 1.2277e-05
05/10 13:00:00 | 5 | 10 | 13 | 3109 | WE | 0.00046825 | 5.3884e-05 | 5.3884e-05 | 5.6724e-06 | 0.00015032 | 0.00021627 | 0.00011415 | 0 | 0 | 4.0839e-05 | 0.00034003 | 0.0016284 | 5.3884e-05 | 7.2218e-05 | 0.00011748 | 2.7228e-05 | 0.00011748 | 0.00011415 | 0 | 0.00011415 | 2.6174e-05 | 1.6398e-05 | 1.4769e-05 | 0.00011048 | 0.00012194 | 0.00011839 | -8.3289e-05 | 3.6013e-07 | -2.6329e-05 | -2.6329e-05 | 0.00011415 | 0.00011415 | 0.00011415 | 0.00011416 | 0.00011415 | 0.00011415 | 9.1034e-05 | 0.00013915 | 9.3405e-05 | 7.0029e-05 | 0 | 0.00011415 | 0.00011415 | 0.00011415 | 0.00011415 | 0.00025153 | 0.00018646 | 0.00013158 | 9.9804e-05 | 9.632e-05 | 0.0001196 | 8.5153e-05 | 6.9174e-05 | 0.00012483 | 0.00010509 | 9.1125e-06 | 9.1125e-06
05/10 14:00:00 | 5 | 10 | 14 | 3110 | WE | 0.00043547 | 5.2103e-05 | 5.2103e-05 | 1.1323e-05 | 0.00016026 | 0.00022375 | 0.00011415 | 0 | 0 | 4.0839e-05 | 0.00029272 | 0.0014934 | 5.2103e-05 | 6.217e-05 | 0.00011631 | 2.344e-05 | 0.00011631 | 0.00011415 | 0 | 0.00011415 | 2.6174e-05 | 1.6398e-05 | 1.4769e-05 | 0.00011203 | 0.00012259 | 0.00011932 | -7.5972e-05 | 4.4085e-07 | -2.3939e-05 | -2.3939e-05 | 0.00011415 | 0.00011415 | 0.00011415 | 0.00011416 | 0.00011415 | 0.00011415 | 9.1034e-05 | 0.00013361 | 9.3133e-05 | 7.2451e-05 | 0 | 0.00011415 | 0.00011415 | 0.00011415 | 0.00011415 | 0.00024433 | 0.00017881 | 0.00013069 | 0.00010283 | 9.7168e-05 | 0.00011816 | 8.5052e-05 | 6.9697e-05 | 0.00012423 | 0.00010479 | 1.233e-05 | 1.233e-05
05/10 15:00:00 | 5 | 10 | 15 | 3111 | WE | 0.00037429 | 4.1632e-05 | 4.1632e-05 | 0.00056145 | 7.9341e-05 | 0.00023635 | 0.00011415 | 0 | 0 | 4.0839e-05 | 0.00026316 | 0.0013561 | 4.1632e-05 | 5.5892e-05 | 0.00011474 | 2.1073e-05 | 0.00011474 | 0.00011415 | 0 | 0.00011415 | 2.6174e-05 | 1.6398e-05 | 1.4769e-05 | 0.00011107 | 0.00011757 | 0.00011556 | -7.7192e-05 | -4.2958e-08 | -2.4658e-05 | -2.4658e-05 | 0.00011415 | 0.00011415 | 0.00011415 | 0.00011416 | 0.00011415 | 0.00011415 | 9.1034e-05 | 0.00013256 | 9.1594e-05 | 7.0664e-05 | 0 | 0.00011415 | 0.00011415 | 0.00011415 | 0.00011415 | 0.00022315 | 0.00017447 | 0.00012694 | 9.9421e-05 | 9.7166e-05 | 0.00011607 | 8.4009e-05 | 6.9139e-05 | 0.00012407 | 0.00010467 | 9.1113e-06 | 9.1113e-06
05/10 16:00:00 | 5 | 10 | 16 | 3112 | WE | 0.00029711 | 5.0062e-05 | 5.0062e-05 | 0.00019917 | 7.9316e-05 | 0.00024949 | 0.00011415 | 0 | 0 | 4.0839e-05 | 0.00039068 | 0.0012238 | 5.0062e-05 | 8.2975e-05 | 0.00011582 | 3.1285e-05 | 0.00011582 | 0.00011415 | 0 | 0.00011415 | 2.6174e-05 | 1.6398e-05 | 1.4769e-05 | 0.00010408 | 0.00011201 | 0.00010956 | -8.0219e-05 | -2.8462e-07 | -2.5788e-05 | -2.5788e-05 | 0.00011415 | 0.00011415 | 0.00011415 | 0.00011416 | 0.00011415 | 0.00011415 | 9.1034e-05 | 0.00012705 | 8.7621e-05 | 6.7472e-05 | 0 | 0.00011415 | 0.00011415 | 0.00011415 | 0.00011415 | 0.00018573 | 0.00016507 | 0.00011985 | 9.3671e-05 | 9.58e-05 | 0.00011245 | 8.2266e-05 | 6.8265e-05 | 0.00012109 | 0.00010495 | 1.2303e-05 | 1.2303e-05
05/10 17:00:00 | 5 | 10 | 17 | 3113 | WE | 0.00021268 | 7.6764e-05 | 7.6764e-05 | 0.00026423 | 0.00016016 | -2.0051e-12 | 0.00011415 | 0.0010135 | 0.0010135 | 4.0839e-05 | -0.000689 | 0.0010474 | 7.6764e-05 | -9.9491e-05 | 0.00012479 | 5.0949e-05 | 0.00012479 | 0.00011415 | 0 | 0.00011415 | 2.3225e-05 | 1.6398e-05 | 1.4769e-05 | 0.00010176 | 0.00010691 | 0.00010532 | -8.4166e-05 | -4.149e-08 | -2.6882e-05 | -2.6882e-05 | 0.00011415 | 0.00011415 | 0.00011415 | 0.00011416 | 0.00011415 | 0.00011415 | 9.1034e-05 | 0.0001149 | 8.0897e-05 | 6.3525e-05 | 0 | 0.00011415 | 0.00011415 | 0.00011415 | 0.00011415 | 0.00014036 | 0.00013712 | 0.00010523 | 8.6754e-05 | 9.3009e-05 | 0.00010667 | 7.9695e-05 | 6.7184e-05 | 0.00011727 | 0.00010464 | 9.1113e-06 | 9.1113e-06
05/10 18:00:00 | 5 | 10 | 18 | 3114 | WE | 0.00012215 | 8.7716e-05 | 8.7716e-05 | -0.00099843 | 0.00016307 | -7.5459e-13 | 0.00011415 | 0.00089197 | 0.00089197 | 7.0788e-05 | -0.00030371 | 0.00094449 | 8.7716e-05 | 3.069e-05 | 0.00013881 | 6.0026e-05 | 0.00013881 | 0.00011415 | 0 | 0.00011415 | 1.4675e-05 | 1.6398e-05 | 1.4769e-05 | 0.00010123 | 0.00010535 | 0.00010407 | -8.6197e-05 | -5.0481e-10 | -2.7502e-05 | -2.7502e-05 | 0.00011415 | 0.00011415 | 0.00011415 | 0.00011416 | 0.00011415 | 0.00011415 | 9.1034e-05 | 0.00010937 | 7.7361e-05 | 6.1008e-05 | 0 | 0.00011415 | 0.00011415 | 0.00011415 | 0.00011415 | 9.1164e-05 | 9.674e-05 | 8.7278e-05 | 8.1798e-05 | 9.1852e-05 | 0.00010414 | 7.8424e-05 | 6.6495e-05 | 0.00011734 | 0.0001051 | 9.1113e-06 | 9.1113e-06
05/10 19:00:00 | 5 | 10 | 19 | 3115 | WE | 2.5873e-05 | 0.0001194 | 0.0001194 | 0.0014581 | 0.00015247 | -3.8268e-13 | 0.00011415 | 0.00053292 | 0.00053292 | 0.00015247 | -0.00017026 | 0.00084852 | 0.0001194 | 0.00015662 | 0.00014748 | 9.8598e-05 | 0.00014748 | 0.00011415 | 0 | 0.00011415 | 6.5132e-06 | 1.6398e-05 | 1.4769e-05 | 0.00011299 | 0.00010443 | 0.00010708 | -8.5044e-05 | 6.6294e-07 | -2.6682e-05 | -2.6682e-05 | 0.00011415 | 0.00011415 | 0.00011415 | 0.00011415 | 0.00011415 | 0.00011415 | 9.1034e-05 | 0.00010241 | 7.4954e-05 | 6.0927e-05 | 0 | 0.00011415 | 0.00011415 | 0.00011415 | 0.00011415 | 4.3273e-05 | 6.1594e-05 | 7.3347e-05 | 8.0152e-05 | 9.051e-05 | 0.0001013 | 7.7509e-05 | 6.6473e-05 | 0.00011603 | 0.0001016 | 1.2303e-05 | 1.2303e-05
05/10 20:00:00 | 5 | 10 | 20 | 3116 | WE | 0 | 0.00011236 | 0.00011236 | 0.00061928 | 0.0001405 | -2.8567e-13 | 0.00011415 | 3.8226e-05 | 3.8226e-05 | 0.00021236 | -8.8199e-05 | 0.00076118 | 0.00011236 | 0.00011994 | 0.0001514 | 8.6583e-05 | 0.0001514 | 0.00011415 | 0.00017194 | 0.00011415 | 3.8932e-07 | 1.6398e-05 | 1.4769e-05 | 0.00011068 | 0.00010318 | 0.0001055 | -8.3898e-05 | 6.6109e-07 | -2.6318e-05 | -2.6318e-05 | 0.00011415 | 0.00011415 | 0.00011415 | 0.00011415 | 0.00011415 | 0.00011415 | 9.1034e-05 | 9.0808e-05 | 6.9098e-05 | 5.8004e-05 | 0.0001538 | 0.00011415 | 0.00011415 | 0.00011415 | 0.00011415 | 5.8886e-06 | 3.8043e-05 | 6.155e-05 | 7.5163e-05 | 9.1355e-05 | 0.00010331 | 8.4652e-05 | 7.5998e-05 | 9.9799e-05 | 0.0001009 | 1.0242e-05 | 1.0242e-05
05/10 21:00:00 | 5 | 10 | 21 | 3117 | WE | 0 | 0.00011174 | 0.00011174 | 1.7236e-05 | 0.00012273 | 0 | 0.00011415 | 0 | 0 | 0.00028587 | -5.3122e-05 | 0.00064064 | 0.00011174 | 0.00011343 | 0.00015248 | 8.7861e-05 | 0.00015248 | 0.00011415 | 0.00022925 | 0.00011415 | 0 | 1.6398e-05 | 1.4769e-05 | 0.00010466 | 8.8539e-05 | 9.3521e-05 | -6.1699e-05 | 5.0718e-07 | -1.934e-05 | -1.934e-05 | 0.00011415 | 0.00011415 | 0.00011415 | 0.00011415 | 0.00011415 | 0.00011415 | 9.1034e-05 | 7.192e-05 | 6.0961e-05 | 5.5362e-05 | 0.00022929 | 0.00011415 | 0.00011415 | 0.00011415 | 0.00011415 | 2.6738e-06 | 2.9495e-05 | 5.6187e-05 | 7.1643e-05 | 9.1845e-05 | 9.4596e-05 | 8.4923e-05 | 8.0436e-05 | 8.7515e-05 | 0.00010032 | 1.272e-05 | 1.272e-05
05/10 22:00:00 | 5 | 10 | 22 | 3118 | WE | 0 | 0.0001188 | 0.0001188 | -0.00099941 | 0.00016274 | 2.0697e-12 | 0.00011415 | 0 | 0 | 0.00034305 | -3.6298e-05 | 0.00045021 | 0.0001188 | 0.00012085 | 0.00014889 | 9.8316e-05 | 0.00014889 | 0.00011415 | 0.00022925 | 0.00011415 | 0 | 1.6398e-05 | 1.3975e-05 | 9.5477e-05 | 8.9126e-05 | 9.1089e-05 | -5.5436e-05 | 4.9495e-06 | -1.4317e-05 | -1.4317e-05 | 0.00011415 | 0.00011415 | 0.00011415 | 0.00011415 | 0.00011415 | 0.00011415 | 9.1034e-05 | 6.8193e-05 | 5.8822e-05 | 5.4034e-05 | 0.00022929 | 0.00011415 | 0.00011415 | 0.00011415 | 0.00011415 | 2.6738e-06 | 2.591e-05 | 5.3784e-05 | 6.9926e-05 | 9.1772e-05 | 9.3678e-05 | 8.4384e-05 | 8.0073e-05 | 8.7373e-05 | 9.9777e-05 | 9.8882e-06 | 9.8882e-06
05/10 23:00:00 | 5 | 10 | 23 | 3119 | WE | 0 | 9.1515e-05 | 9.1515e-05 | 0.0010066 | 7.9283e-05 | 7.9772e-13 | 0.00011415 | 0 | 0 | 0.00034849 | 0.00089705 | 0 | 9.1515e-05 | 0.00021087 | 0.00013992 | 7.9504e-05 | 0.00013992 | 0.00011415 | 0.00022925 | 0.00011415 | 0 | 1.6398e-05 | 1.3975e-05 | 0.00012205 | 8.9226e-05 | 9.9369e-05 | -5.7457e-05 | 1.0576e-05 | -1.113e-05 | -1.113e-05 | 0.00011415 | 0.00011415 | 0.00011415 | 0.00011415 | 0.00011415 | 0.00011415 | 9.1034e-05 | 6.8114e-05 | 5.8122e-05 | 5.3017e-05 | 0.00022929 | 0.00011415 | 0.00011415 | 0.00011415 | 0.00011415 | 2.6738e-06 | 2.5458e-05 | 5.2785e-05 | 6.8609e-05 | 9.2039e-05 | 9.369e-05 | 8.4197e-05 | 7.9794e-05 | 8.729e-05 | 9.9347e-05 | 9.9118e-06 | 9.9118e-06
05/10 24:00:00 | 5 | 10 | 24 | 3120 | WE | 0 | 7.4228e-05 | 7.4228e-05 | 3.4426e-06 | 0.00015537 | -1.3906e-12 | 0.00011415 | 0 | 0 | 0.00023959 | 0.00057611 | 0 | 7.4228e-05 | 0.0001279 | 0.00012686 | 5.0284e-05 | 0.00012686 | 0.00011415 | 0.00022925 | 0.00011415 | 0 | 1.6398e-05 | 1.3975e-05 | 9.4195e-05 | 8.7829e-05 | 8.9797e-05 | -5.5018e-05 | 1.2386e-05 | -9.1198e-06 | -9.1198e-06 | 0.00011415 | 0.00011415 | 0.00011415 | 0.00011415 | 0.00011415 | 0.00011415 | 9.1034e-05 | 6.7729e-05 | 5.9644e-05 | 5.5513e-05 | 0.00022929 | 0.00011415 | 0.00011415 | 0.00011415 | 0.00011415 | 2.6738e-06 | 2.3262e-05 | 5.4025e-05 | 7.184e-05 | 9.1787e-05 | 9.3081e-05 | 8.4471e-05 | 8.0478e-05 | 8.7234e-05 | 9.9015e-05 | 1.2303e-05 | 1.2303e-05
05/11 01:00:00 | 5 | 11 | 1 | 3121 | WD | 0 | 2.5323e-05 | 2.5323e-05 | 9.168e-07 | 0 | 0.00025245 | 0.00011415 | 0 | 0 | 0.00013341 | 0.00016427 | 0 | 2.5323e-05 | -1.9912e-05 | 9.19e-05 | 1.3154e-05 | 9.19e-05 | 0.00011415 | 0.00022925 | 0.00011415 | 0 | 6.5591e-05 | 0.0001118 | 9.0169e-05 | 8.4722e-05 | 8.6405e-05 | -6.4317e-06 | 1.3402e-05 | 7.0742e-06 | 7.0742e-06 | 0.00011415 | 0.00011415 | 0.00011415 | 0.00011415 | 0.00011415 | 0.00011415 | 3.6463e-05 | 6.7924e-05 | 5.8637e-05 | 5.3892e-05 | 0.00022929 | 0.00011415 | 0.00011415 | 0.00011415 | 0.00011415 | 1.2032e-06 | 2.437e-05 | 5.3103e-05 | 6.9742e-05 | 6.692e-05 | 9.2125e-05 | 8.439e-05 | 8.0803e-05 | 9.3496e-05 | 9.8871e-05 | 5.0698e-06 | 5.0698e-06
05/11 02:00:00 | 5 | 11 | 2 | 3122 | WD | 0 | 5.2628e-05 | 5.2628e-05 | 6.3266e-07 | 7.4513e-05 | 0.00023244 | 0.00011415 | 0 | 0 | 5.4452e-05 | 0.00051337 | -0.0040965 | 5.2628e-05 | 3.6239e-05 | 8.5656e-05 | 4.2091e-05 | 8.5656e-05 | 0.00011415 | 0.00022925 | 0.00011415 | 0 | 6.5591e-05 | 0.0001118 | 8.9683e-05 | 8.0764e-05 | 8.352e-05 | 1.0461e-05 | 1.4555e-05 | 1.3249e-05 | 1.3249e-05 | 0.00011415 | 0.00011415 | 0.00011415 | 0.00011416 | 0.00011415 | 0.00011415 | 3.6473e-05 | 6.819e-05 | 6.0618e-05 | 5.6748e-05 | 0.00022929 | 0.00011415 | 0.00011415 | 0.00011415 | 0.00011415 | 1.23e-06 | 2.5894e-05 | 5.6002e-05 | 7.3438e-05 | 6.5486e-05 | 9.0819e-05 | 8.4483e-05 | 8.1545e-05 | 9.2204e-05 | 9.9539e-05 | 1.0576e-05 | 1.0576e-05
05/11 03:00:00 | 5 | 11 | 3 | 3123 | WD | 0 | 6.7488e-05 | 6.7488e-05 | 0 | 5.5752e-05 | 0.00022975 | 0.00011415 | 0 | 0 | 2.1781e-05 | 0.0004688 | -0.0047623 | 6.7488e-05 | 7.5455e-05 | 8.3946e-05 | 6.6435e-05 | 8.3946e-05 | 0.00011415 | 0.00022925 | 0.00011415 | 0 | 6.5591e-05 | 0.0001118 | 8.9926e-05 | 7.8632e-05 | 8.2123e-05 | 1.324e-05 | 2.1087e-05 | 1.8584e-05 | 1.8584e-05 | 0.00011415 | 0.00011415 | 0.00011415 | 0.00011416 | 0.00011415 | 0.00011415 | 4.5596e-05 | 6.8975e-05 | 6.1912e-05 | 5.8304e-05 | 0.00022929 | 0.00011415 | 0.00011415 | 0.00011415 | 0.00011415 | 1.5508e-06 | 3.0373e-05 | 5.892e-05 | 7.5451e-05 | 7.0851e-05 | 9.0312e-05 | 8.4616e-05 | 8.1975e-05 | 9.1653e-05 | 0.00010005 | 1.6111e-05 | 1.6111e-05
05/11 04:00:00 | 5 | 11 | 4 | 3124 | WD | 0 | 7.7189e-05 | 7.7189e-05 | 3.7499e-07 | 1.8505e-05 | 0.00022651 | 0.00011415 | 0 | 0 | 2.1781e-05 | 0.00043223 | -0.0044185 | 7.7189e-05 | 0.00010692 | 8.2211e-05 | 8.6228e-05 | 8.2211e-05 | 0.00011415 | 0.00022925 | 0.00011415 | 0 | 6.5591e-05 | 0.0001118 | 0.00010246 | 7.844e-05 | 8.5863e-05 | 1.5228e-05 | 3.268e-05 | 2.7112e-05 | 2.7112e-05 | 0.00011415 | 0.00011415 | 0.00011415 | 0.00011416 | 0.00011415 | 0.00011415 | 5.4768e-05 | 7.0282e-05 | 7.6832e-05 | 8.0178e-05 | 0.00022929 | 0.00011415 | 0.00011415 | 0.00011415 | 0.00011415 | 2.0054e-06 | 3.7834e-05 | 7.9583e-05 | 0.00010376 | 7.6386e-05 | 9.0644e-05 | 8.917e-05 | 8.8487e-05 | 9.1262e-05 | 0.00010035 | 1.5983e-05 | 1.5983e-05
05/11 05:00:00 | 5 | 11 | 5 | 3125 | WD | 0 | 9.1932e-05 | 9.1932e-05 | 0.00097319 | 7.4904e-05 | 0.00021796 | 0.00011415 | 0 | 0 | 6.5342e-05 | 0.00039875 | -0.0016058 | 9.1932e-05 | 0.00012212 | 8.1198e-05 | 9.6642e-05 | 8.1198e-05 | 0.00011415 | 0.00017194 | 0.00011415 | 2.1533e-06 | 6.5591e-05 | 0.0001118 | 0.00010509 | 8.2267e-05 | 8.9322e-05 | 1.6985e-05 | 3.3054e-05 | 2.7927e-05 | 2.7927e-05 | 0.00011415 | 0.00011415 | 0.00011415 | 0.00011416 | 0.00011415 | 0.00011415 | 9.1181e-05 | 9.2943e-05 | 0.00010218 | 0.0001069 | 0.00019014 | 0.00011415 | 0.00011415 | 0.00011415 | 0.00011415 | 5.2415e-06 | 6.3595e-05 | 0.00011101 | 0.00013847 | 9.427e-05 | 9.6928e-05 | 9.4763e-05 | 9.3759e-05 | 9.0645e-05 | 0.00010052 | 9.998e-06 | 9.998e-06
05/11 06:00:00 | 5 | 11 | 6 | 3126 | WD | 4.835e-05 | 9.1719e-05 | 9.1719e-05 | 2.2319e-06 | 7.74e-05 | -1.5577e-12 | 0.00011415 | 0.00022074 | 0.00022074 | 0.00013613 | 0.00037096 | 0.00078572 | 9.1719e-05 | 0.00011756 | 8.7512e-05 | 9.0937e-05 | 8.7512e-05 | 0.00011415 | 0 | 0.00011415 | 2.2661e-05 | 6.5591e-05 | 0.0001126 | 0.00011023 | 8.8062e-05 | 9.4913e-05 | -2.0851e-06 | 7.9073e-06 | 4.7191e-06 | 4.7191e-06 | 0.00011415 | 0.00011415 | 0.00011415 | 0.00011416 | 0.00011415 | 0.00011415 | 0.00012828 | 0.00012325 | 0.00013012 | 0.00013363 | 0 | 0.00011415 | 0.00011415 | 0.00011415 | 0.00011415 | 5.1126e-05 | 0.00010295 | 0.00014869 | 0.00017517 | 0.00010898 | 0.00010389 | 9.3556e-05 | 8.8765e-05 | 8.7423e-05 | 0.00012117 | 0.00040384 | 0.00040384
05/11 07:00:00 | 5 | 11 | 7 | 3127 | WD | 0.00014649 | 0.00011216 | 0.00011216 | 1.1796e-05 | 0.00016518 | 7.5464e-14 | 0.00011415 | 0.00060435 | 0.00060435 | 0.00015247 | -0.00082306 | 0.0016764 | 0.00011216 | -0.00012451 | 9.9871e-05 | 0.0001058 | 9.9871e-05 | 0.00011415 | 0 | 0.00011415 | 5.5396e-05 | 6.5591e-05 | 0.0001126 | 0.00010985 | 0.00010349 | 0.00010546 | -7.6451e-06 | 1.45e-07 | -2.3405e-06 | -2.3405e-06 | 0.00011415 | 0.00011415 | 0.00011415 | 0.00011416 | 0.00011415 | 0.00011415 | 0.000149 | 0.00014024 | 0.00018893 | 0.00021381 | 0 | 0.00011415 | 0.00011415 | 0.00011415 | 0.00011415 | 0.00013914 | 0.00016058 | 0.00015287 | 0.00014841 | 0.00012114 | 0.00011469 | 0.00011736 | 0.0001186 | 9.4594e-05 | 0.00011422 | 0.00041295 | 0.00041295
05/11 08:00:00 | 5 | 11 | 8 | 3128 | WD | 0.00024174 | 0.00010172 | 0.00010172 | 1.4596e-05 | 0.00016945 | 4.7973e-13 | 0.00011415 | 0.00088196 | 0.00088196 | 0.00013613 | -0.00037517 | 0.0018639 | 0.00010172 | -2.7376e-05 | 0.00011103 | 8.881e-05 | 0.00011103 | 0.00011415 | 0 | 0.00011415 | 0.00022636 | 0.00016398 | 0.0001685 | 0.00011439 | 0.00010622 | 0.00010874 | -7.7577e-06 | 5.8677e-08 | -2.4352e-06 | -2.4352e-06 | 0.00011415 | 0.00011415 | 0.00011415 | 0.00011416 | 0.00011415 | 0.00011415 | 0.00016895 | 0.00015337 | 0.00019337 | 0.00021381 | 0 | 0.00011415 | 0.00011415 | 0.00011415 | 0.00011415 | 0.00025214 | 0.00022153 | 0.0001792 | 0.00015468 | 0.00013617 | 0.00012005 | 0.00014748 | 0.0001602 | 9.5221e-05 | 0.0001115 | 0.00028266 | 0.00028266
05/11 09:00:00 | 5 | 11 | 9 | 3129 | WD | 0.00032634 | 0.00010732 | 0.00010732 | 1.4574e-05 | 0.00016988 | 1.5523e-12 | 0.00011415 | 0.00044872 | 0.00044872 | 5.9897e-05 | -0.00021376 | 0.0017793 | 0.00010732 | 6.5386e-05 | 0.00011108 | 0.00010069 | 0.00011108 | 0.00011415 | 0 | 0.00011415 | 0.00047113 | 0.00029516 | 0.0002244 | 0.00011827 | 0.00010663 | 0.00011022 | -7.5105e-06 | 2.5652e-07 | -2.2216e-06 | -2.2216e-06 | 0.00011415 | 0.00011415 | 0.00011415 | 0.00011416 | 0.00011415 | 0.00011415 | 0.0001871 | 0.00015456 | 0.00019377 | 0.00021381 | 0 | 0.00011415 | 0.00011415 | 0.00011415 | 0.00011415 | 0.0003784 | 0.00024645 | 0.00019176 | 0.00016008 | 0.00014691 | 0.00012083 | 0.0001526 | 0.00016734 | 9.5229e-05 | 0.0001096 | 0.00020685 | 0.00020685
05/11 10:00:00 | 5 | 11 | 10 | 3130 | WD | 0.00040343 | 0.00012586 | 0.00012586 | 1.3683e-05 | 0.00016792 | 0.00021486 | 0.00011415 | 0.00030594 | 0.00030594 | 4.0839e-05 | -0.00015496 | 0.0016263 | 0.00012586 | 0.00017631 | 0.00011156 | 0.00012828 | 0.00011156 | 0.00011415 | 0 | 0.00011415 | 0.00047113 | 0.00029516 | 0.0002244 | 0.00011974 | 0.00010735 | 0.00011118 | -7.1188e-06 | 1.8579e-07 | -2.1448e-06 | -2.1448e-06 | 0.00011415 | 0.00011415 | 0.00011415 | 0.00011416 | 0.00011415 | 0.00011415 | 0.00018706 | 0.00015413 | 0.00019363 | 0.00021381 | 0 | 0.00011415 | 0.00011415 | 0.00011415 | 0.00011415 | 0.00045684 | 0.00024653 | 0.00019476 | 0.00016478 | 0.00014828 | 0.00012093 | 0.00015173 | 0.00016602 | 9.5222e-05 | 0.00010813 | 0.00015207 | 0.00015207
05/11 11:00:00 | 5 | 11 | 11 | 3131 | WD | 0.00045874 | 8.083e-05 | 8.083e-05 | 1.23e-05 | 0.00016507 | 0.00021991 | 0.00011415 | 0 | 0 | 4.0839e-05 | 0.00079873 | 0.0014981 | 8.083e-05 | 0.00016964 | 0.00011463 | 6.3959e-05 | 0.00011463 | 0.00011415 | 0 | 0.00011415 | 0.00047113 | 0.00029516 | 0.0002244 | 0.00014734 | 0.00010842 | 0.00012044 | -6.6191e-06 | 9.1131e-08 | -2.0498e-06 | -2.0498e-06 | 0.00011415 | 0.00011415 | 0.00011415 | 0.00011416 | 0.00011415 | 0.00011415 | 0.000187 | 0.00015348 | 0.00019341 | 0.00021381 | 0 | 0.00011415 | 0.00011415 | 0.00011415 | 0.00011415 | 0.00050071 | 0.00024632 | 0.00019683 | 0.00016818 | 0.00015029 | 0.00012108 | 0.00015375 | 0.00016891 | 0.00011221 | 0.00010662 | 0.00010659 | 0.00010659
05/11 12:00:00 | 5 | 11 | 12 | 3132 | WD | 0.00048351 | 6.4706e-05 | 6.4706e-05 | 1.0981e-05 | 8.1092e-05 | 0.00021998 | 0.00011415 | 0 | 0 | 4.0839e-05 | 0.00061203 | 0.0014039 | 6.4706e-05 | 0.0001424 | 0.00011458 | 5.3688e-05 | 0.00011458 | 0.00011415 | 0 | 0.00011415 | 0.00047113 | 0.00029516 | 0.0002244 | 0.00012264 | 0.00011017 | 0.00011402 | -5.6284e-06 | -2.6164e-09 | -1.7976e-06 | -1.7976e-06 | 0.00011415 | 0.00011415 | 0.00011415 | 0.00011416 | 0.00011415 | 0.00011415 | 0.00018694 | 0.0001532 | 0.00019331 | 0.00021381 | 0 | 0.00011415 | 0.00011415 | 0.00011415 | 0.00011415 | 0.00052091 | 0.00024586 | 0.00024042 | 0.00023727 | 0.00015168 | 0.0001216 | 0.00015784 | 0.00017466 | 0.00012014 | 0.00010569 | 7.1071e-05 | 7.1071e-05
05/11 13:00:00 | 5 | 11 | 13 | 3133 | WD | 0.0004771 | 6.2027e-05 | 6.2027e-05 | 0.0010096 | 0.00015999 | 0.00021627 | 0.00011415 | 0 | 0 | 4.0839e-05 | 0.0004456 | 0.001296 | 6.2027e-05 | 0.00010262 | 0.00011115 | 3.8692e-05 | 0.00011115 | 0.00011415 | 0 | 0.00011415 | 0.00047113 | 0.00029516 | 0.0002244 | 0.00012527 | 0.00011728 | 0.00011975 | -4.9113e-06 | 6.9825e-10 | -1.5665e-06 | -1.5665e-06 | 0.00011415 | 0.00011415 | 0.00011415 | 0.00011416 | 0.00011415 | 0.00011415 | 0.00018653 | 0.00015279 | 0.00019317 | 0.00021381 | 0 | 0.00011415 | 0.00011415 | 0.00011415 | 0.00011415 | 0.00052302 | 0.00024525 | 0.00024033 | 0.00023749 | 0.0001526 | 0.00012397 | 0.00015763 | 0.00017325 | 0.00013299 | 0.00010487 | 4.0802e-05 | 4.0802e-05
05/11 14:00:00 | 5 | 11 | 14 | 3134 | WD | 0.00043771 | 4.6724e-05 | 4.6724e-05 | -0.00099072 | 7.9322e-05 | 0.00022375 | 0.00011415 | 0 | 0 | 4.0839e-05 | 0.00036482 | 0.0012508 | 4.6724e-05 | 7.7483e-05 | 0.00011051 | 2.9214e-05 | 0.00011051 | 0.00011415 | 0 | 0.00011415 | 0.00047113 | 0.00029516 | 0.0002244 | 0.00012642 | 0.00011843 | 0.0001209 | -4.6307e-06 | 1.3283e-08 | -1.4684e-06 | -1.4684e-06 | 0.00011415 | 0.00011415 | 0.00011415 | 0.00011416 | 0.00011415 | 0.00011415 | 0.00018548 | 0.00015218 | 0.00019297 | 0.00021381 | 0 | 0.00011415 | 0.00011415 | 0.00011415 | 0.00011415 | 0.00050198 | 0.00024314 | 0.00023861 | 0.000236 | 0.00015465 | 0.00012418 | 0.00015618 | 0.00017103 | 0.00013773 | 0.00010417 | 2.28e-05 | 2.28e-05
05/11 15:00:00 | 5 | 11 | 15 | 3135 | WD | 0.00037603 | 5.3605e-05 | 5.3605e-05 | 0.0004087 | 0.00015723 | 0.00023635 | 0.00011415 | 0 | 0 | 4.0839e-05 | 0.00034284 | 0.0011531 | 5.3605e-05 | 7.2813e-05 | 0.00010956 | 2.7453e-05 | 0.00010956 | 0.00011415 | 0 | 0.00011415 | 0.00047113 | 0.00029516 | 0.0002244 | 0.00012415 | 0.00011643 | 0.00011882 | -4.3036e-06 | 2.773e-07 | -1.1842e-06 | -1.1842e-06 | 0.00011415 | 0.00011415 | 0.00011415 | 0.00011416 | 0.00011415 | 0.00011415 | 0.00016661 | 0.00015069 | 0.00019246 | 0.00021381 | 0 | 0.00011415 | 0.00011415 | 0.00011415 | 0.00011415 | 0.00041127 | 0.00023592 | 0.00019132 | 0.00016549 | 0.00014389 | 0.00012302 | 0.00015643 | 0.00017193 | 0.00013714 | 0.00010349 | 1.2197e-05 | 1.2197e-05
05/11 16:00:00 | 5 | 11 | 16 | 3136 | WD | 0.00029661 | 4.2778e-05 | 4.2778e-05 | 0.00059686 | 7.859e-05 | 0.00024949 | 0.00011415 | 0 | 0 | 4.0839e-05 | 0.00027542 | 0.0010859 | 4.2778e-05 | 5.8496e-05 | 0.00011092 | 2.2055e-05 | 0.00011092 | 0.00011415 | 0 | 0.00011415 | 0.00047113 | 0.00029516 | 0.0002244 | 0.00011603 | 0.000117 | 0.0001167 | -4.0594e-06 | 2.1912e-07 | -1.146e-06 | -1.146e-06 | 0.00011415 | 0.00011415 | 0.00011415 | 0.00011416 | 0.00011415 | 0.00011415 | 0.00014779 | 0.00014413 | 0.00015206 | 0.00015611 | 0 | 0.00011415 | 0.00011415 | 0.00011415 | 0.00011415 | 0.00030408 | 0.00021408 | 0.00015297 | 0.00011758 | 0.00013301 | 0.00012124 | 0.00014661 | 0.00015838 | 0.000129 | 0.00010362 | 1.6523e-05 | 1.6523e-05
05/11 17:00:00 | 5 | 11 | 17 | 3137 | WD | 0.0002164 | 6.7526e-05 | 6.7526e-05 | 5.4064e-06 | 7.9223e-05 | -2.0051e-12 | 0.00011415 | 0.0010226 | 0.0010226 | 4.0839e-05 | -0.00068297 | 0.001026 | 6.7526e-05 | -8.9006e-05 | 0.00012 | 5.1015e-05 | 0.00012 | 0.00011415 | 0 | 0.00011415 | 0.00042182 | 0.00029516 | 0.0002244 | 0.00011239 | 0.00011363 | 0.00011324 | -3.9834e-06 | 5.0317e-08 | -1.2367e-06 | -1.2367e-06 | 0.00011415 | 0.00011415 | 0.00011415 | 0.00011416 | 0.00011415 | 0.00011415 | 0.00012914 | 0.00013924 | 0.00012923 | 0.00012411 | 0 | 0.00011415 | 0.00011415 | 0.00011415 | 0.00011415 | 0.00020374 | 0.00018286 | 0.00012432 | 9.0416e-05 | 0.00012079 | 0.00011859 | 0.0001366 | 0.00014495 | 0.00012241 | 0.00010481 | 2.9573e-05 | 2.9573e-05
05/11 18:00:00 | 5 | 11 | 18 | 3138 | WD | 0.00012394 | 9.1354e-05 | 9.1354e-05 | 1.379e-05 | 0.00016111 | -7.5459e-13 | 0.00011415 | 0.00089333 | 0.00089333 | 7.0788e-05 | -0.00034493 | 0.00096349 | 9.1354e-05 | 3.7363e-05 | 0.00013406 | 6.6498e-05 | 0.00013406 | 0.00011415 | 0 | 0.00011415 | 5.8789e-05 | 6.5591e-05 | 0.0001126 | 0.00011064 | 0.00010817 | 0.00010893 | -3.4596e-06 | -8.0724e-08 | -1.1588e-06 | -1.1588e-06 | 0.00011415 | 0.00011415 | 0.00011415 | 0.00011416 | 0.00011415 | 0.00011415 | 0.00012867 | 0.00012817 | 0.00011248 | 0.00010446 | 0 | 0.00011415 | 0.00011415 | 0.00011415 | 0.00011415 | 0.00012999 | 0.00013025 | 9.4054e-05 | 7.309e-05 | 0.00011551 | 0.00011319 | 0.00010799 | 0.00010557 | 0.00011785 | 0.0001056 | 7.8331e-05 | 7.8331e-05
05/11 19:00:00 | 5 | 11 | 19 | 3139 | WD | 2.6537e-05 | 0.00012948 | 0.00012948 | 1.6426e-05 | 0.00016379 | -3.8268e-13 | 0.00011415 | 0.00053448 | 0.00053448 | 0.00015247 | -0.0002164 | 0.00085896 | 0.00012948 | 0.00016862 | 0.00014271 | 0.00011225 | 0.00014271 | 0.00011415 | 0 | 0.00011415 | 2.6129e-05 | 6.5591e-05 | 0.0001126 | 0.00011884 | 0.00010349 | 0.00010823 | -3.3363e-06 | -2.2877e-07 | -1.2202e-06 | -1.2202e-06 | 0.00011415 | 0.00011415 | 0.00011415 | 0.00011416 | 0.00011415 | 0.00011415 | 0.00011028 | 0.00011988 | 0.00010077 | 9.1006e-05 | 0 | 0.00011415 | 0.00011415 | 0.00011415 | 0.00011415 | 5.3329e-05 | 8.7111e-05 | 7.0631e-05 | 6.1087e-05 | 0.00010358 | 0.00010906 | 0.00010191 | 9.8597e-05 | 0.00010264 | 0.00010665 | 0.00011106 | 0.00011106
05/11 20:00:00 | 5 | 11 | 20 | 3140 | WD | 0 | 0.00012226 | 0.00012226 | 0.0010267 | 8.2183e-05 | -2.8565e-13 | 0.00011415 | 3.8461e-05 | 3.8461e-05 | 0.00021236 | -0.00010372 | 0.00075574 | 0.00012226 | 0.00014471 | 0.00014653 | 0.00011049 | 0.00014653 | 0.00011415 | 0.00017194 | 0.00011415 | 1.5669e-06 | 6.5591e-05 | 0.0001126 | 0.00011597 | 9.8657e-05 | 0.00010401 | -3.239e-06 | -9.2113e-08 | -1.0961e-06 | -1.0961e-06 | 0.00011415 | 0.00011415 | 0.00011415 | 0.00011416 | 0.00011415 | 0.00011415 | 0.00010984 | 0.00010469 | 8.5986e-05 | 7.6429e-05 | 0.0001538 | 0.00011415 | 0.00011415 | 0.00011415 | 0.00011415 | 8.7296e-06 | 6.0495e-05 | 8.4903e-05 | 9.9038e-05 | 0.00010417 | 0.00010859 | 0.00010053 | 9.6795e-05 | 8.7678e-05 | 0.00010783 | 0.00017276 | 0.00017276
05/11 21:00:00 | 5 | 11 | 21 | 3141 | WD | 0 | 0.00013204 | 0.00013204 | 1.4854e-05 | 0.00016267 | 0 | 0.00011415 | 0 | 0 | 0.00028587 | -6.2749e-05 | 0.00061454 | 0.00013204 | 0.00013704 | 0.00014762 | 0.00011175 | 0.00014762 | 0.00011415 | 0.00022925 | 0.00011415 | 0 | 6.5591e-05 | 0.0001126 | 0.00010901 | 8.3921e-05 | 9.1673e-05 | 1.689e-05 | -1.1617e-08 | 5.3811e-06 | 5.3811e-06 | 0.00011415 | 0.00011415 | 0.00011415 | 0.00011415 | 0.00011415 | 0.00011415 | 0.00010924 | 9.2279e-05 | 7.4921e-05 | 6.6052e-05 | 0.00022929 | 0.00011415 | 0.00011415 | 0.00011415 | 0.00011415 | 3.2016e-06 | 4.5412e-05 | 7.0785e-05 | 8.5478e-05 | 0.00010417 | 9.9501e-05 | 9.8475e-05 | 9.7999e-05 | 8.8341e-05 | 0.00010014 | 0.00021714 | 0.00021714
05/11 22:00:00 | 5 | 11 | 22 | 3142 | WD | 0 | 0.00012923 | 0.00012923 | 6.0455e-06 | 0.00016053 | 2.0698e-12 | 0.00011415 | 0 | 0 | 0.00034305 | -4.0414e-05 | 0.00041241 | 0.00012923 | 0.00013721 | 0.00014405 | 0.00011452 | 0.00014405 | 0.00011415 | 0.00022925 | 0.00011415 | 0 | 6.5591e-05 | 0.0001118 | 9.9896e-05 | 7.9308e-05 | 8.5671e-05 | 2.4478e-05 | 2.4676e-05 | 2.4613e-05 | 2.4613e-05 | 0.00011415 | 0.00011415 | 0.00011415 | 0.00011415 | 0.00011415 | 0.00011415 | 0.00010883 | 6.9436e-05 | 6.3877e-05 | 6.1037e-05 | 0.00022929 | 0.00011415 | 0.00011415 | 0.00011415 | 0.00011415 | 2.0797e-06 | 3.3003e-05 | 6.2124e-05 | 7.8988e-05 | 0.00010252 | 9.067e-05 | 9.1917e-05 | 9.2495e-05 | 8.8558e-05 | 9.9516e-05 | 1.4376e-05 | 1.4376e-05
05/11 23:00:00 | 5 | 11 | 23 | 3143 | WD | 0 | 0.00010486 | 0.00010486 | 9.1039e-06 | 7.8491e-05 | 7.9772e-13 | 0.00011415 | 0 | 0 | 0.00034849 | 0.00099433 | -0.00018005 | 0.00010486 | 0.00026366 | 0.00013614 | 9.941e-05 | 0.00013614 | 0.00011415 | 0.00022925 | 0.00011415 | 0 | 6.5591e-05 | 0.0001118 | 0.00012631 | 7.931e-05 | 9.3835e-05 | 2.5672e-05 | 3.3263e-05 | 3.0841e-05 | 3.0841e-05 | 0.00011415 | 0.00011415 | 0.00011415 | 0.00011415 | 0.00011415 | 0.00011415 | 9.9691e-05 | 6.8344e-05 | 6.1493e-05 | 5.7992e-05 | 0.00022929 | 0.00011415 | 0.00011415 | 0.00011415 | 0.00011415 | 1.729e-06 | 2.6771e-05 | 5.7344e-05 | 7.5048e-05 | 9.7377e-05 | 9.0341e-05 | 9.1156e-05 | 9.1534e-05 | 8.8586e-05 | 9.9185e-05 | -3.0522e-06 | -3.0522e-06
05/11 24:00:00 | 5 | 11 | 24 | 3144 | WD | 0 | 8.6166e-05 | 8.6166e-05 | 2.5893e-06 | 7.6989e-05 | -1.3906e-12 | 0.00011415 | 0 | 0 | 0.00023959 | 0.00068152 | 0 | 8.6166e-05 | 0.000175 | 0.00012638 | 7.9203e-05 | 0.00012638 | 0.00011415 | 0.00022925 | 0.00011415 | 0 | 6.5591e-05 | 0.0001118 | 9.3062e-05 | 7.9449e-05 | 8.3656e-05 | 2.646e-05 | 2.4152e-05 | 2.4888e-05 | 2.4888e-05 | 0.00011415 | 0.00011415 | 0.00011415 | 0.00011415 | 0.00011415 | 0.00011415 | 4.5468e-05 | 6.8027e-05 | 5.8924e-05 | 5.4272e-05 | 0.00022929 | 0.00011415 | 0.00011415 | 0.00011415 | 0.00011415 | 1.2032e-06 | 2.496e-05 | 5.3631e-05 | 7.0234e-05 | 7.1699e-05 | 9.0294e-05 | 8.4996e-05 | 8.2539e-05 | 8.8726e-05 | 9.8976e-05 | -1.0176e-07 | -1.0176e-07
05/12 01:00:00 | 5 | 12 | 1 | 3145 | WD | 0 | 4.7821e-05 | 4.7821e-05 | 0.00097734 | 7.5205e-05 | 0.00025245 | 0.00011415 | 0 | 0 | 0.00013341 | 0.00042251 | -0.00075269 | 4.7821e-05 | -1.0013e-06 | 9.19e-05 | 3.3833e-05 | 9.19e-05 | 0.00011415 | 0.00022925 | 0.00011415 | 0 | 6.5591e-05 | 0.0001118 | 9.2321e-05 | 8.2718e-05 | 8.5686e-05 | 2.6574e-05 | 1.4211e-05 | 1.8155e-05 | 1.8155e-05 | 0.00011415 | 0.00011415 | 0.00011415 | 0.00011415 | 0.00011415 | 0.00011415 | 3.6463e-05 | 6.7924e-05 | 5.8637e-05 | 5.3892e-05 | 0.00022929 | 0.00011415 | 0.00011415 | 0.00011415 | 0.00011415 | 1.2032e-06 | 2.437e-05 | 5.3103e-05 | 6.9742e-05 | 6.64e-05 | 9.1416e-05 | 8.5188e-05 | 8.2298e-05 | 8.8783e-05 | 9.8761e-05 | 1.7925e-06 | 1.7925e-06
05/12 02:00:00 | 5 | 12 | 2 | 3146 | WD | 0 | 5.0644e-05 | 5.0644e-05 | -0.00097199 | 0 | 0.00023244 | 0.00011415 | 0 | 0 | 5.4452e-05 | 0.00053389 | -0.0066814 | 5.0644e-05 | 4.0178e-05 | 8.5656e-05 | 5.051e-05 | 8.5656e-05 | 0.00011415 | 0.00022925 | 0.00011415 | 0 | 6.5591e-05 | 0.0001118 | 9.2855e-05 | 8.707e-05 | 8.8858e-05 | 2.6589e-05 | 1.3497e-05 | 1.7674e-05 | 1.7674e-05 | 0.00011415 | 0.00011415 | 0.00011415 | 0.00011416 | 0.00011415 | 0.00011415 | 3.6473e-05 | 6.819e-05 | 6.0618e-05 | 5.6748e-05 | 0.00022929 | 0.00011415 | 0.00011415 | 0.00011415 | 0.00011415 | 1.23e-06 | 2.5894e-05 | 5.6002e-05 | 7.3438e-05 | 6.5093e-05 | 9.3033e-05 | 8.6194e-05 | 8.3022e-05 | 8.8794e-05 | 9.8901e-05 | -2.3076e-06 | -2.3076e-06
05/12 03:00:00 | 5 | 12 | 3 | 3147 | WD | 0 | 6.8179e-05 | 6.8179e-05 | 4.2894e-07 | 7.4248e-05 | 0.00022975 | 0.00011415 | 0 | 0 | 2.1781e-05 | 0.00040284 | -0.0034669 | 6.8179e-05 | 6.6494e-05 | 8.3946e-05 | 6.4627e-05 | 8.3946e-05 | 0.00011415 | 0.00022925 | 0.00011415 | 0 | 6.5591e-05 | 0.0001118 | 9.3806e-05 | 8.8813e-05 | 9.0356e-05 | 2.7145e-05 | 1.266e-05 | 1.7282e-05 | 1.7282e-05 | 0.00011415 | 0.00011415 | 0.00011415 | 0.00011416 | 0.00011415 | 0.00011415 | 4.5596e-05 | 6.8975e-05 | 6.1912e-05 | 5.8304e-05 | 0.00022929 | 0.00011415 | 0.00011415 | 0.00011415 | 0.00011415 | 1.5508e-06 | 3.0373e-05 | 5.892e-05 | 7.5451e-05 | 7.0491e-05 | 9.3887e-05 | 8.6721e-05 | 8.3397e-05 | 8.8749e-05 | 9.9244e-05 | 9.7326e-07 | 9.7326e-07
05/12 04:00:00 | 5 | 12 | 4 | 3148 | WD | 0 | 7.3292e-05 | 7.3292e-05 | 0 | 0 | 0.00022651 | 0.00011415 | 0 | 0 | 2.1781e-05 | 0.00040408 | -0.0036876 | 7.3292e-05 | 9.5751e-05 | 8.2211e-05 | 8.3473e-05 | 8.2211e-05 | 0.00011415 | 0.00022925 | 0.00011415 | 0 | 6.5591e-05 | 0.0001118 | 0.00015317 | 8.9963e-05 | 0.0001095 | 2.6705e-05 | 1.1775e-05 | 1.6539e-05 | 1.6539e-05 | 0.00011415 | 0.00011415 | 0.00011415 | 0.00011416 | 0.00011415 | 0.00011415 | 5.4768e-05 | 7.0282e-05 | 7.6832e-05 | 8.0178e-05 | 0.00022929 | 0.00011415 | 0.00011415 | 0.00011415 | 0.00011415 | 2.0054e-06 | 3.7834e-05 | 7.9583e-05 | 0.00010376 | 7.6503e-05 | 9.4689e-05 | 9.1679e-05 | 9.0282e-05 | 8.8711e-05 | 9.9473e-05 | -6.0899e-06 | -6.0899e-06
05/12 05:00:00 | 5 | 12 | 5 | 3149 | WD | 0 | 8.6861e-05 | 8.6861e-05 | 1.3549e-06 | 7.4898e-05 | 0.00021796 | 0.00011415 | 0 | 0 | 6.5342e-05 | 0.00038964 | -0.00067156 | 8.6861e-05 | 0.0001071 | 8.1198e-05 | 8.9424e-05 | 8.1198e-05 | 0.00011415 | 0.00017194 | 0.00011415 | 2.3146e-06 | 6.5591e-05 | 0.0001118 | 0.00014715 | 9.4392e-05 | 0.0001107 | 2.9031e-05 | 8.9794e-06 | 1.5377e-05 | 1.5377e-05 | 0.00011415 | 0.00011415 | 0.00011415 | 0.00011416 | 0.00011415 | 0.00011415 | 9.1181e-05 | 9.2939e-05 | 0.00010218 | 0.0001069 | 0.00019014 | 0.00011415 | 0.00011415 | 0.00011415 | 0.00011415 | 5.4049e-06 | 6.3675e-05 | 0.00011105 | 0.00013848 | 9.4338e-05 | 0.00010118 | 9.7357e-05 | 9.5583e-05 | 8.858e-05 | 9.9522e-05 | -6.2696e-06 | -6.2696e-06
05/12 06:00:00 | 5 | 12 | 6 | 3150 | WD | 5.0744e-05 | 8.2655e-05 | 8.2655e-05 | 2.5292e-06 | 7.737e-05 | -1.5577e-12 | 0.00011415 | 0.0002328 | 0.0002328 | 0.00013613 | 0.00036317 | 0.0015334 | 8.2655e-05 | 9.599e-05 | 8.7512e-05 | 7.804e-05 | 8.7512e-05 | 0.00011415 | 0 | 0.00011415 | 2.39e-05 | 6.5591e-05 | 0.0001126 | 0.00013343 | 0.00010056 | 0.00011072 | 9.6112e-06 | 6.18e-06 | 7.2747e-06 | 7.2747e-06 | 0.00011415 | 0.00011415 | 0.00011415 | 0.00011416 | 0.00011415 | 0.00011415 | 0.00012828 | 0.00012322 | 0.00013011 | 0.00013363 | 0 | 0.00011415 | 0.00011415 | 0.00011415 | 0.00011415 | 5.3709e-05 | 0.00010376 | 0.00014906 | 0.0001753 | 0.00010897 | 0.00010825 | 9.6071e-05 | 9.0422e-05 | 8.6743e-05 | 0.00011924 | 0.0002308 | 0.0002308
05/12 07:00:00 | 5 | 12 | 7 | 3151 | WD | 0.00014847 | 0.00010942 | 0.00010942 | 1.1818e-05 | 0.00016507 | 7.5464e-14 | 0.00011415 | 0.00061587 | 0.00061587 | 0.00015247 | -0.00074092 | 0.0023625 | 0.00010942 | -0.00012569 | 9.9871e-05 | 0.00010192 | 9.9871e-05 | 0.00011415 | 0 | 0.00011415 | 5.6452e-05 | 6.5591e-05 | 0.0001126 | 0.0001139 | 0.00011766 | 0.0001165 | 3.9224e-06 | 2.5583e-06 | 2.9935e-06 | 2.9935e-06 | 0.00011415 | 0.00011415 | 0.00011415 | 0.00011416 | 0.00011415 | 0.00011415 | 0.000149 | 0.00014024 | 0.00018893 | 0.00021381 | 0 | 0.00011415 | 0.00011415 | 0.00011415 | 0.00011415 | 0.00014204 | 0.00016174 | 0.00015345 | 0.00014866 | 0.00012107 | 0.00011966 | 0.0001194 | 0.00011928 | 9.5035e-05 | 0.00011256 | 0.00012848 | 0.00012848
05/12 08:00:00 | 5 | 12 | 8 | 3152 | WD | 0.00024046 | 0.00010098 | 0.00010098 | 1.4596e-05 | 0.00016928 | 4.7973e-13 | 0.00011415 | 0.00088053 | 0.00088053 | 0.00013613 | -0.00040664 | 0.0023958 | 0.00010098 | -3.4269e-05 | 0.00011103 | 8.7779e-05 | 0.00011103 | 0.00011415 | 0 | 0.00011415 | 0.00022599 | 0.00016398 | 0.0001685 | 0.00011782 | 0.00012097 | 0.00012 | 2.7234e-06 | 9.5265e-07 | 1.5176e-06 | 1.5176e-06 | 0.00011415 | 0.00011415 | 0.00011415 | 0.00011416 | 0.00011415 | 0.00011415 | 0.00016895 | 0.00015337 | 0.00019337 | 0.00021381 | 0 | 0.00011415 | 0.00011415 | 0.00011415 | 0.00011415 | 0.00025186 | 0.00022136 | 0.00017912 | 0.00015467 | 0.00013615 | 0.00012523 | 0.00014933 | 0.00016051 | 9.5077e-05 | 0.00011036 | 4.7249e-05 | 4.7249e-05
05/12 09:00:00 | 5 | 12 | 9 | 3153 | WD | 0.00032487 | 0.00010903 | 0.00010903 | 0.0010468 | 0.00016976 | 1.5523e-12 | 0.00011415 | 0.00044872 | 0.00044872 | 5.9897e-05 | -0.00022556 | 0.0021914 | 0.00010903 | 6.4246e-05 | 0.00011108 | 0.00010314 | 0.00011108 | 0.00011415 | 0 | 0.00011415 | 0.00047113 | 0.00029516 | 0.0002244 | 0.00012169 | 0.00012232 | 0.00012213 | 3.1283e-06 | 5.6302e-07 | 1.3815e-06 | 1.3815e-06 | 0.00011415 | 0.00011415 | 0.00011415 | 0.00011416 | 0.00011415 | 0.00011415 | 0.0001871 | 0.00015456 | 0.00019377 | 0.00021381 | 0 | 0.00011415 | 0.00011415 | 0.00011415 | 0.00011415 | 0.00037746 | 0.00024645 | 0.00019172 | 0.00016003 | 0.0001469 | 0.00012635 | 0.00015502 | 0.00016833 | 9.5103e-05 | 0.00010864 | -1.4205e-06 | -1.4205e-06
05/12 10:00:00 | 5 | 12 | 10 | 3154 | WD | 0.00040536 | 0.0001278 | 0.0001278 | 1.4248e-05 | 0.00016782 | 0.00021486 | 0.00011415 | 0.00030594 | 0.00030594 | 4.0839e-05 | -0.00014404 | 0.0019288 | 0.0001278 | 0.0001755 | 0.00011156 | 0.00013105 | 0.00011156 | 0.00011415 | 0 | 0.00011415 | 0.00047113 | 0.00029516 | 0.0002244 | 0.00012257 | 0.00012412 | 0.00012364 | 2.9553e-06 | 5.1854e-07 | 1.296e-06 | 1.296e-06 | 0.00011415 | 0.00011415 | 0.00011415 | 0.00011416 | 0.00011415 | 0.00011415 | 0.00018706 | 0.00015413 | 0.00019363 | 0.00021381 | 0 | 0.00011415 | 0.00011415 | 0.00011415 | 0.00011415 | 0.00045583 | 0.00024653 | 0.00019472 | 0.00016471 | 0.0001483 | 0.00012684 | 0.00015425 | 0.00016696 | 9.5118e-05 | 0.00010761 | -3.0573e-05 | -3.0573e-05
05/12 11:00:00 | 5 | 12 | 11 | 3155 | WD | 0.00046797 | 9.3504e-05 | 9.3504e-05 | 1.2565e-05 | 0.00016489 | 0.00021991 | 0.00011415 | 0 | 0 | 4.0839e-05 | 0.00091451 | 0.0017052 | 9.3504e-05 | 0.00021756 | 0.00011463 | 8.2028e-05 | 0.00011463 | 0.00011415 | 0 | 0.00011415 | 0.00047113 | 0.00029516 | 0.0002244 | 0.00014881 | 0.00012612 | 0.00013313 | 3.3037e-06 | 5.2655e-07 | 1.4126e-06 | 1.4126e-06 | 0.00011415 | 0.00011415 | 0.00011415 | 0.00011416 | 0.00011415 | 0.00011415 | 0.000187 | 0.00015348 | 0.00019341 | 0.00021381 | 0 | 0.00011415 | 0.00011415 | 0.00011415 | 0.00011415 | 0.00050018 | 0.00024632 | 0.0001968 | 0.00016813 | 0.00014851 | 0.00012733 | 0.00015595 | 0.00016922 | 9.5121e-05 | 0.00010687 | -3.6198e-05 | -3.6198e-05
05/12 12:00:00 | 5 | 12 | 12 | 3156 | WD | 0.00049605 | 7.8344e-05 | 7.8344e-05 | 0.0010161 | 0.00016211 | 0.00021998 | 0.00011415 | 0 | 0 | 4.0839e-05 | 0.0006091 | 0.0015095 | 7.8344e-05 | 0.00016147 | 0.00011458 | 6.0879e-05 | 0.00011458 | 0.00011415 | 0 | 0.00011415 | 0.00047113 | 0.00029516 | 0.0002244 | 0.00012318 | 0.00012774 | 0.00012633 | 2.692e-06 | 4.1653e-07 | 1.1425e-06 | 1.1425e-06 | 0.00011415 | 0.00011415 | 0.00011415 | 0.00011416 | 0.00011415 | 0.00011415 | 0.00018694 | 0.0001532 | 0.00019331 | 0.00021381 | 0 | 0.00011415 | 0.00011415 | 0.00011415 | 0.00011415 | 0.00052181 | 0.00024586 | 0.00024047 | 0.00023734 | 0.00014822 | 0.00012781 | 0.00015976 | 0.00017459 | 9.514e-05 | 0.00010627 | -5.9158e-05 | -5.9158e-05
05/12 13:00:00 | 5 | 12 | 13 | 3157 | WD | 0.00048942 | 6.0041e-05 | 6.0041e-05 | -0.00099462 | 7.9967e-05 | 0.00021627 | 0.00011415 | 0 | 0 | 4.0839e-05 | 0.00042975 | 0.0013756 | 6.0041e-05 | 0.00012708 | 0.00011115 | 4.7938e-05 | 0.00011115 | 0.00011415 | 0 | 0.00011415 | 0.00047113 | 0.00029516 | 0.0002244 | 0.00012506 | 0.00013435 | 0.00013148 | 2.6394e-06 | 5.08e-07 | 1.188e-06 | 1.188e-06 | 0.00011415 | 0.00011415 | 0.00011415 | 0.00011416 | 0.00011415 | 0.00011415 | 0.00018653 | 0.00015279 | 0.00019317 | 0.00021381 | 0 | 0.00011415 | 0.00011415 | 0.00011415 | 0.00011415 | 0.00052237 | 0.00024525 | 0.0002403 | 0.00023743 | 0.00014817 | 0.00013001 | 0.00015894 | 0.00017235 | 0.00011047 | 0.00010561 | -8.4418e-05 | -8.4418e-05
05/12 14:00:00 | 5 | 12 | 14 | 3158 | WD | 0.00045084 | 5.924e-05 | 5.924e-05 | 0.001005 | 0.0001586 | 0.00022375 | 0.00011415 | 0 | 0 | 4.0839e-05 | 0.00034826 | 0.0012139 | 5.924e-05 | 9.3014e-05 | 0.00011051 | 3.5069e-05 | 0.00011051 | 0.00011415 | 0 | 0.00011415 | 0.00047113 | 0.00029516 | 0.0002244 | 0.0001262 | 0.00013764 | 0.00013411 | 2.5365e-06 | 5.5625e-07 | 1.188e-06 | 1.188e-06 | 0.00011415 | 0.00011415 | 0.00011415 | 0.00011416 | 0.00011415 | 0.00011415 | 0.00018548 | 0.00015218 | 0.00019297 | 0.00021381 | 0 | 0.00011415 | 0.00011415 | 0.00011415 | 0.00011415 | 0.00050274 | 0.00024314 | 0.00023865 | 0.00023606 | 0.00014902 | 0.00013097 | 0.00015738 | 0.00016963 | 0.00012493 | 0.00010505 | -0.0001081 | -0.0001081
05/12 15:00:00 | 5 | 12 | 15 | 3159 | WD | 0.0003793 | 4.1225e-05 | 4.1225e-05 | 4.1448e-06 | 7.8605e-05 | 0.00023635 | 0.00011415 | 0 | 0 | 4.0839e-05 | 0.0002709 | 0.0011144 | 4.1225e-05 | 5.7536e-05 | 0.00010956 | 2.1693e-05 | 0.00010956 | 0.00011415 | 0 | 0.00011415 | 0.00047113 | 0.00029516 | 0.0002244 | 0.00012551 | 0.00013979 | 0.00013538 | 2.4198e-06 | 5.838e-07 | 1.1696e-06 | 1.1696e-06 | 0.00011415 | 0.00011415 | 0.00011415 | 0.00011416 | 0.00011415 | 0.00011415 | 0.00016661 | 0.00015069 | 0.00019246 | 0.00021381 | 0 | 0.00011415 | 0.00011415 | 0.00011415 | 0.00011415 | 0.00040989 | 0.00023592 | 0.00019126 | 0.0001654 | 0.00014196 | 0.00013127 | 0.0001586 | 0.00017128 | 0.00014924 | 0.0001042 | -0.00011586 | -0.00011586
05/12 16:00:00 | 5 | 12 | 16 | 3160 | WD | 0.0002979 | 3.6348e-05 | 3.6348e-05 | -0.00098744 | 7.8564e-05 | 0.00024949 | 0.00011415 | 0 | 0 | 4.0839e-05 | 0.00016116 | 0.0010042 | 3.6348e-05 | 3.4228e-05 | 0.00011092 | 1.2905e-05 | 0.00011092 | 0.00011415 | 0 | 0.00011415 | 0.00047113 | 0.00029516 | 0.0002244 | 0.00011925 | 0.00014434 | 0.00013659 | 2.2853e-06 | 7.2801e-07 | 1.2249e-06 | 1.2249e-06 | 0.00011415 | 0.00011415 | 0.00011415 | 0.00011416 | 0.00011415 | 0.00011415 | 0.00014779 | 0.00014413 | 0.00015206 | 0.00015611 | 0 | 0.00011415 | 0.00011415 | 0.00011415 | 0.00011415 | 0.00030271 | 0.00021408 | 0.00015292 | 0.0001175 | 0.00013594 | 0.00013091 | 0.00015003 | 0.00015891 | 0.00016865 | 0.00010376 | -0.00011845 | -0.00011845
05/12 17:00:00 | 5 | 12 | 17 | 3161 | WD | 0.00021021 | 5.0753e-05 | 5.0753e-05 | 0.0010054 | 0.0001527 | -2.0051e-12 | 0.00011415 | 0.0010214 | 0.0010214 | 4.0839e-05 | -0.00062776 | 0.00077909 | 5.0753e-05 | -0.00011178 | 0.00012 | 1.6052e-05 | 0.00012 | 0.00011415 | 0 | 0.00011415 | 0.00042129 | 0.00029516 | 0.0002244 | 0.00012046 | 0.00015064 | 0.00014131 | 2.8333e-06 | 5.7896e-07 | 1.2982e-06 | 1.2982e-06 | 0.00011415 | 0.00011415 | 0.00011415 | 0.00011415 | 0.00011415 | 0.00011415 | 0.00012914 | 0.00013924 | 0.00012923 | 0.00012411 | 0 | 0.00011415 | 0.00011415 | 0.00011415 | 0.00011415 | 0.00020317 | 0.00018273 | 0.00012425 | 9.0384e-05 | 0.00013336 | 0.00013168 | 0.0001432 | 0.00014855 | 0.00018767 | 0.00010081 | -0.00012192 | -0.00012192
05/12 18:00:00 | 5 | 12 | 18 | 3162 | WD | 0.00012211 | 5.6741e-05 | 5.6741e-05 | 0.00031651 | 8.6282e-05 | -7.5459e-13 | 0.00011415 | 0.00090916 | 0.00090916 | 7.0788e-05 | -0.00038577 | 0.00084187 | 5.6741e-05 | -2.2371e-05 | 0.00013406 | 2.8517e-05 | 0.00013406 | 0.00011415 | 0 | 0.00011415 | 5.9831e-05 | 6.5591e-05 | 0.0001126 | 0.00012239 | 0.00015144 | 0.00014246 | 2.9703e-06 | -1.0063e-06 | 2.6244e-07 | 2.6244e-07 | 0.00011415 | 0.00011415 | 0.00011415 | 0.00011415 | 0.00011415 | 0.00011415 | 0.00012867 | 0.00012817 | 0.00011248 | 0.00010446 | 0 | 0.00011415 | 0.00011415 | 0.00011415 | 0.00011415 | 0.00013195 | 0.00013134 | 9.4507e-05 | 7.3176e-05 | 0.00013359 | 0.00012851 | 0.00011585 | 0.00010999 | 0.0001787 | 0.00010833 | 1.1432e-05 | 1.1432e-05
05/12 19:00:00 | 5 | 12 | 19 | 3163 | WD | 2.6697e-05 | 9.2195e-05 | 9.2195e-05 | -0.00029734 | 0.00016371 | -3.8268e-13 | 0.00011415 | 0.00055299 | 0.00055299 | 0.00015247 | -0.0002072 | 0.00075338 | 9.2195e-05 | 0.00010549 | 0.00014271 | 5.9183e-05 | 0.00014271 | 0.00011415 | 0 | 0.00011415 | 2.7034e-05 | 6.5591e-05 | 0.0001126 | 0.00011784 | 0.00014497 | 0.00013658 | 2.8483e-06 | -8.624e-07 | 3.2153e-07 | 3.2153e-07 | 0.00011415 | 0.00011415 | 0.00011415 | 0.00011416 | 0.00011415 | 0.00011415 | 0.00011028 | 0.00011987 | 0.00010077 | 9.1006e-05 | 0 | 0.00011415 | 0.00011415 | 0.00011415 | 0.00011415 | 5.4953e-05 | 8.7866e-05 | 7.0953e-05 | 6.1159e-05 | 0.00011661 | 0.00012364 | 0.00010908 | 0.00010232 | 0.000157 | 0.00010451 | 1.2881e-05 | 1.2881e-05
05/12 20:00:00 | 5 | 12 | 20 | 3164 | WD | 0 | 8.0369e-05 | 8.0369e-05 | 1.5871e-05 | 0.00016431 | -2.8565e-13 | 0.00011415 | 3.9829e-05 | 3.9829e-05 | 0.00021236 | -9.8822e-05 | 0.00089323 | 8.0369e-05 | 5.9302e-05 | 0.00014653 | 3.8467e-05 | 0.00014653 | 0.00011415 | 0.00017194 | 0.00011415 | 1.6226e-06 | 6.5591e-05 | 0.0001126 | 0.00011491 | 0.0001359 | 0.00012941 | 2.2378e-06 | -8.4316e-07 | 1.3983e-07 | 1.3983e-07 | 0.00011415 | 0.00011415 | 0.00011415 | 0.00011416 | 0.00011415 | 0.00011415 | 0.00010984 | 0.00010469 | 8.5985e-05 | 7.6429e-05 | 0.0001538 | 0.00011415 | 0.00011415 | 0.00011415 | 0.00011415 | 8.8646e-06 | 6.0513e-05 | 8.4913e-05 | 9.9042e-05 | 0.00011384 | 0.00012167 | 0.00010616 | 9.8961e-05 | 0.00013499 | 0.00010514 | 3.7934e-05 | 3.7934e-05
05/12 21:00:00 | 5 | 12 | 21 | 3165 | WD | 0 | 6.8334e-05 | 6.8334e-05 | 0.0010201 | 8.1284e-05 | 0 | 0.00011415 | 0 | 0 | 0.00028587 | -6.046e-05 | 0.00085282 | 6.8334e-05 | 4.6836e-05 | 0.00014762 | 3.3349e-05 | 0.00014762 | 0.00011415 | 0.00022925 | 0.00011415 | 0 | 6.5591e-05 | 0.0001126 | 0.00010964 | 0.00011517 | 0.00011347 | 1.7942e-05 | -4.3179e-07 | 5.4303e-06 | 5.4303e-06 | 0.00011415 | 0.00011415 | 0.00011415 | 0.00011415 | 0.00011415 | 0.00011415 | 0.00010924 | 9.2279e-05 | 7.4921e-05 | 6.6052e-05 | 0.00022929 | 0.00011415 | 0.00011415 | 0.00011415 | 0.00011415 | 3.2016e-06 | 4.5412e-05 | 7.0785e-05 | 8.5478e-05 | 0.00011119 | 0.00011052 | 0.00010277 | 9.9172e-05 | 0.00012753 | 0.0001022 | 5.9324e-05 | 5.9324e-05
05/12 22:00:00 | 5 | 12 | 22 | 3166 | WD | 0 | 7.5607e-05 | 7.5607e-05 | 1.1566e-05 | 0.00016049 | 2.0698e-12 | 0.00011415 | 0 | 0 | 0.00034305 | -3.9541e-05 | 0.00063785 | 7.5607e-05 | 5.0214e-05 | 0.00014405 | 3.8192e-05 | 0.00014405 | 0.00011415 | 0.00022925 | 0.00011415 | 0 | 6.5591e-05 | 0.0001118 | 0.00010851 | 0.00010979 | 0.00010939 | 2.4908e-05 | -2.1592e-05 | -6.7561e-06 | -6.7561e-06 | 0.00011415 | 0.00011415 | 0.00011415 | 0.00011415 | 0.00011415 | 0.00011415 | 0.00010883 | 6.9436e-05 | 6.3877e-05 | 6.1037e-05 | 0.00022929 | 0.00011415 | 0.00011415 | 0.00011415 | 0.00011415 | 2.0797e-06 | 3.3003e-05 | 6.2124e-05 | 7.8988e-05 | 0.00010844 | 0.00010142 | 9.6845e-05 | 9.4724e-05 | 0.00012492 | 0.00010167 | -1.2486e-05 | -1.2486e-05
05/12 23:00:00 | 5 | 12 | 23 | 3167 | WD | 0 | 5.956e-05 | 5.956e-05 | 4.8803e-06 | 7.8465e-05 | 7.9772e-13 | 0.00011415 | 0 | 0 | 0.00034849 | 0.00043625 | 0 | 5.956e-05 | 9.2654e-05 | 0.00013614 | 3.4934e-05 | 0.00013614 | 0.00011415 | 0.00022925 | 0.00011415 | 0 | 6.5591e-05 | 0.0001118 | 0.00013166 | 0.00010867 | 0.00011577 | 2.6431e-05 | -3.4062e-05 | -1.4761e-05 | -1.4761e-05 | 0.00011415 | 0.00011415 | 0.00011415 | 0.00011415 | 0.00011415 | 0.00011415 | 9.9691e-05 | 6.8344e-05 | 6.1493e-05 | 5.7992e-05 | 0.00022929 | 0.00011415 | 0.00011415 | 0.00011415 | 0.00011415 | 1.729e-06 | 2.6771e-05 | 5.7344e-05 | 7.5048e-05 | 0.00010149 | 0.00010069 | 9.5692e-05 | 9.3372e-05 | 0.00012334 | 0.00010109 | -8.9318e-06 | -8.9318e-06
05/12 24:00:00 | 5 | 12 | 24 | 3168 | WD | 0 | 4.485e-05 | 4.485e-05 | 2.8494e-06 | 7.6958e-05 | -1.3906e-12 | 0.00011415 | 0 | 0 | 0.00023959 | 0.00025469 | 0 | 4.485e-05 | 5.4093e-05 | 0.00012638 | 2.0395e-05 | 0.00012638 | 0.00011415 | 0.00022925 | 0.00011415 | 0 | 6.5591e-05 | 0.0001118 | 0.00010035 | 0.0001078 | 0.0001055 | 2.6105e-05 | -3.2068e-05 | -1.3508e-05 | -1.3508e-05 | 0.00011415 | 0.00011415 | 0.00011415 | 0.00011415 | 0.00011415 | 0.00011415 | 4.5468e-05 | 6.8027e-05 | 5.8924e-05 | 5.4272e-05 | 0.00022929 | 0.00011415 | 0.00011415 | 0.00011415 | 0.00011415 | 1.2032e-06 | 2.496e-05 | 5.3631e-05 | 7.0234e-05 | 7.4829e-05 | 0.00010029 | 8.9132e-05 | 8.3956e-05 | 0.00011859 | 0.00010071 | -7.3714e-06 | -7.3714e-06
05/13 01:00:00 | 5 | 13 | 1 | 3169 | WD | 0 | 2.4041e-05 | 2.4041e-05 | 1.2605e-06 | 7.5086e-05 | 0.00025245 | 0.00011415 | 0 | 0 | 0.00013341 | 0 | 0 | 2.4041e-05 | 0 | 9.19e-05 | 0 | 9.19e-05 | 0.00011415 | 0.00022925 | 0.00011415 | 0 | 6.5591e-05 | 0.0001118 | 9.8528e-05 | 0.00010546 | 0.00010332 | 2.668e-05 | -2.9691e-05 | -1.1705e-05 | -1.1705e-05 | 0.00011415 | 0.00011415 | 0.00011415 | 0.00011415 | 0.00011415 | 0.00011415 | 3.6463e-05 | 6.7924e-05 | 5.8637e-05 | 5.3892e-05 | 0.00022929 | 0.00011415 | 0.00011415 | 0.00011415 | 0.00011415 | 1.2032e-06 | 2.437e-05 | 5.3103e-05 | 6.9742e-05 | 6.9053e-05 | 9.9437e-05 | 8.8578e-05 | 8.3541e-05 | 0.00011436 | 0.00010042 | -9.322e-06 | -9.322e-06
05/13 02:00:00 | 5 | 13 | 2 | 3170 | WD | 0 | 1.9852e-05 | 1.9852e-05 | 4.9464e-07 | 4.4252e-05 | 0.00023244 | 0.00011415 | 0 | 0 | 5.4452e-05 | 0 | 0 | 1.9852e-05 | -4.1038e-06 | 8.5656e-05 | 0 | 8.5656e-05 | 0.00011415 | 0.00022925 | 0.00011415 | 0 | 6.5591e-05 | 0.0001118 | 9.7308e-05 | 0.00010333 | 0.00010147 | 2.7246e-05 | -2.7982e-05 | -1.0361e-05 | -1.0361e-05 | 0.00011415 | 0.00011415 | 0.00011415 | 0.00011415 | 0.00011415 | 0.00011415 | 3.6473e-05 | 6.819e-05 | 6.0618e-05 | 5.6748e-05 | 0.00022929 | 0.00011415 | 0.00011415 | 0.00011415 | 0.00011415 | 1.23e-06 | 2.5894e-05 | 5.6002e-05 | 7.3438e-05 | 6.5394e-05 | 9.8764e-05 | 8.8747e-05 | 8.41e-05 | 9.2227e-05 | 0.00010006 | -4.9601e-06 | -4.9601e-06
05/13 03:00:00 | 5 | 13 | 3 | 3171 | WD | 0 | 2.8352e-05 | 2.8352e-05 | 0 | 3.0126e-05 | 0.00022975 | 0.00011415 | 0 | 0 | 2.1781e-05 | 0.00018221 | -0.0042441 | 2.8352e-05 | 1.0101e-05 | 8.3946e-05 | 1.4591e-05 | 8.3946e-05 | 0.00011415 | 0.00022925 | 0.00011415 | 0 | 6.5591e-05 | 0.0001118 | 9.6701e-05 | 9.9571e-05 | 9.8685e-05 | 2.8365e-05 | -2.4176e-05 | -7.4127e-06 | -7.4127e-06 | 0.00011415 | 0.00011415 | 0.00011415 | 0.00011415 | 0.00011415 | 0.00011415 | 4.5596e-05 | 6.8975e-05 | 6.1912e-05 | 5.8304e-05 | 0.00022929 | 0.00011415 | 0.00011415 | 0.00011415 | 0.00011415 | 1.5508e-06 | 3.0373e-05 | 5.892e-05 | 7.5451e-05 | 7.0412e-05 | 9.7676e-05 | 8.851e-05 | 8.4258e-05 | 8.8468e-05 | 9.9707e-05 | -6.7418e-06 | -6.7418e-06
05/13 04:00:00 | 5 | 13 | 4 | 3172 | WD | 0 | 4.219e-05 | 4.219e-05 | 4.6258e-07 | 7.4286e-05 | 0.00022651 | 0.00011415 | 0 | 0 | 2.1781e-05 | 0.00034955 | -0.0022128 | 4.219e-05 | 3.1216e-05 | 8.2211e-05 | 2.799e-05 | 8.2211e-05 | 0.00011415 | 0.00022925 | 0.00011415 | 0 | 6.5591e-05 | 0.0001118 | 0.00010853 | 9.6055e-05 | 9.9911e-05 | 2.934e-05 | -2.0347e-05 | -4.4938e-06 | -4.4938e-06 | 0.00011415 | 0.00011415 | 0.00011415 | 0.00011415 | 0.00011415 | 0.00011415 | 5.4768e-05 | 7.0282e-05 | 7.6832e-05 | 8.0178e-05 | 0.00022929 | 0.00011415 | 0.00011415 | 0.00011415 | 0.00011415 | 2.0054e-06 | 3.7834e-05 | 7.9583e-05 | 0.00010376 | 7.5985e-05 | 9.6831e-05 | 9.2987e-05 | 9.1204e-05 | 8.845e-05 | 9.9527e-05 | -7.9715e-06 | -7.9715e-06
05/13 05:00:00 | 5 | 13 | 5 | 3173 | WD | 0 | 4.3697e-05 | 4.3697e-05 | 0 | 0 | 0.00021796 | 0.00011415 | 0 | 0 | 6.5342e-05 | 0.00049053 | -0.002381 | 4.3697e-05 | 4.5735e-05 | 8.1198e-05 | 3.928e-05 | 8.1198e-05 | 0.00011415 | 0.00017194 | 0.00011415 | 2.3162e-06 | 6.5591e-05 | 0.0001118 | 0.00011082 | 9.7537e-05 | 0.00010164 | 3.01e-05 | -1.719e-05 | -2.1022e-06 | -2.1022e-06 | 0.00011415 | 0.00011415 | 0.00011415 | 0.00011415 | 0.00011415 | 0.00011415 | 9.1181e-05 | 9.2939e-05 | 0.00010218 | 0.0001069 | 0.00019014 | 0.00011415 | 0.00011415 | 0.00011415 | 0.00011415 | 5.4e-06 | 6.3673e-05 | 0.00011104 | 0.00013848 | 9.3921e-05 | 0.00010229 | 9.8403e-05 | 9.6603e-05 | 8.8374e-05 | 9.9505e-05 | -1.4852e-05 | -1.4852e-05
05/13 06:00:00 | 5 | 13 | 6 | 3174 | WD | 4.956e-05 | 5.2688e-05 | 5.2688e-05 | 0.00099055 | 7.7369e-05 | -1.5577e-12 | 0.00011415 | 0.00023285 | 0.00023285 | 0.00013613 | 0.00044184 | -0.0002673 | 5.2688e-05 | 4.3388e-05 | 8.7512e-05 | 3.5381e-05 | 8.7512e-05 | 0.00011415 | 0 | 0.00011415 | 2.3905e-05 | 6.5591e-05 | 0.0001126 | 0.00011609 | 0.00010281 | 0.00010691 | 1.1717e-05 | 1.1734e-06 | 4.5373e-06 | 4.5373e-06 | 0.00011415 | 0.00011415 | 0.00011415 | 0.00011416 | 0.00011415 | 0.00011415 | 0.00012828 | 0.00012322 | 0.00013011 | 0.00013363 | 0 | 0.00011415 | 0.00011415 | 0.00011415 | 0.00011415 | 5.3672e-05 | 0.00010374 | 0.00014906 | 0.0001753 | 0.00010875 | 0.00010902 | 9.7218e-05 | 9.1747e-05 | 8.6847e-05 | 0.00011739 | 0.00013954 | 0.00013954
05/13 07:00:00 | 5 | 13 | 7 | 3175 | WD | 0.00014458 | 7.1319e-05 | 7.1319e-05 | 1.211e-05 | 0.00016506 | 7.5464e-14 | 0.00011415 | 0.0006194 | 0.0006194 | 0.00015247 | -0.00058686 | 0.0006809 | 7.1319e-05 | -0.00016642 | 9.9871e-05 | 4.769e-05 | 9.9871e-05 | 0.00011415 | 0 | 0.00011415 | 5.6776e-05 | 6.5591e-05 | 0.0001126 | 0.00011586 | 0.00011859 | 0.00011775 | 6.0079e-06 | 2.5739e-06 | 3.6695e-06 | 3.6695e-06 | 0.00011415 | 0.00011415 | 0.00011415 | 0.00011416 | 0.00011415 | 0.00011415 | 0.000149 | 0.00014024 | 0.00018893 | 0.00021381 | 0 | 0.00011415 | 0.00011415 | 0.00011415 | 0.00011415 | 0.00014247 | 0.0001621 | 0.00015359 | 0.00014867 | 0.00012165 | 0.00011995 | 0.00012 | 0.00012003 | 0.00010092 | 0.00011086 | 8.8147e-06 | 8.8147e-06
05/13 08:00:00 | 5 | 13 | 8 | 3176 | WD | 0.00023499 | 6.0804e-05 | 6.0804e-05 | 1.4909e-05 | 0.00016924 | 4.7973e-13 | 0.00011415 | 0.00089344 | 0.00089344 | 0.00013613 | -0.00026423 | 0.0010101 | 6.0804e-05 | -7.8654e-05 | 0.00011103 | 3.06e-05 | 0.00011103 | 0.00011415 | 0 | 0.00011415 | 0.0002293 | 0.00016398 | 0.0001685 | 0.00012017 | 0.00011888 | 0.00011928 | 5.323e-06 | 1.9634e-07 | 1.832e-06 | 1.832e-06 | 0.00011415 | 0.00011415 | 0.00011415 | 0.00011416 | 0.00011415 | 0.00011415 | 0.00016895 | 0.00015337 | 0.00019337 | 0.00021381 | 0 | 0.00011415 | 0.00011415 | 0.00011415 | 0.00011415 | 0.0002554 | 0.00022294 | 0.00017985 | 0.0001549 | 0.00013862 | 0.00012445 | 0.00015076 | 0.00016295 | 0.00011711 | 0.00010834 | -6.665e-05 | -6.665e-05
05/13 09:00:00 | 5 | 13 | 9 | 3177 | WD | 0.00031417 | 6.914e-05 | 6.914e-05 | 1.5246e-05 | 0.0001697 | 1.5523e-12 | 0.00011415 | 0.00044872 | 0.00044872 | 5.9897e-05 | -0.00016583 | 0.0010848 | 6.914e-05 | 8.2091e-06 | 0.00011108 | 4.6371e-05 | 0.00011108 | 0.00011415 | 0 | 0.00011415 | 0.00047113 | 0.00029516 | 0.0002244 | 0.0001245 | 0.00011794 | 0.00011997 | 5.0607e-06 | -4.8196e-07 | 1.2865e-06 | 1.2865e-06 | 0.00011415 | 0.00011415 | 0.00011415 | 0.00011416 | 0.00011415 | 0.00011415 | 0.0001871 | 0.00015456 | 0.00019377 | 0.00021381 | 0 | 0.00011415 | 0.00011415 | 0.00011415 | 0.00011415 | 0.00037934 | 0.00024645 | 0.00019179 | 0.00016014 | 0.00015174 | 0.00012476 | 0.00015722 | 0.00017228 | 0.00012811 | 0.00010642 | -0.00010182 | -0.00010182
05/13 10:00:00 | 5 | 13 | 10 | 3178 | WD | 0.00039079 | 8.7789e-05 | 8.7789e-05 | 1.4844e-05 | 0.00016781 | 0.00021486 | 0.00011415 | 0.00030594 | 0.00030594 | 4.0839e-05 | -0.00012662 | 0.0010814 | 8.7789e-05 | 0.00011038 | 0.00011156 | 7.4096e-05 | 0.00011156 | 0.00011415 | 0 | 0.00011415 | 0.00047113 | 0.00029516 | 0.0002244 | 0.00012687 | 0.00012012 | 0.0001222 | 4.6942e-06 | -2.3612e-07 | 1.3369e-06 | 1.3369e-06 | 0.00011415 | 0.00011415 | 0.00011415 | 0.00011416 | 0.00011415 | 0.00011415 | 0.00018706 | 0.00015413 | 0.00019363 | 0.00021381 | 0 | 0.00011415 | 0.00011415 | 0.00011415 | 0.00011415 | 0.00045948 | 0.00024653 | 0.00019488 | 0.00016497 | 0.00015643 | 0.00012538 | 0.00015752 | 0.00017243 | 0.00013936 | 0.00010516 | -0.00011312 | -0.00011312
05/13 11:00:00 | 5 | 13 | 11 | 3179 | WD | 0.00044455 | 5.029e-05 | 5.029e-05 | 1.4015e-05 | 0.00016484 | 0.00021991 | 0.00011415 | 0 | 0 | 4.0839e-05 | 0.00025626 | 0.0010832 | 5.029e-05 | 5.4426e-05 | 0.00011463 | 2.0521e-05 | 0.00011463 | 0.00011415 | 0 | 0.00011415 | 0.00047113 | 0.00029516 | 0.0002244 | 0.00015431 | 0.00012332 | 0.0001329 | 7.8075e-06 | 1.9177e-07 | 2.6216e-06 | 2.6216e-06 | 0.00011415 | 0.00011415 | 0.00011415 | 0.00011416 | 0.00011415 | 0.00011415 | 0.000187 | 0.00015348 | 0.00019341 | 0.00021381 | 0 | 0.00011415 | 0.00011415 | 0.00011415 | 0.00011415 | 0.00050123 | 0.00024632 | 0.00019686 | 0.00016822 | 0.00015975 | 0.00012633 | 0.00016089 | 0.00017693 | 0.00014157 | 0.00010358 | -0.00011508 | -0.00011508
05/13 12:00:00 | 5 | 13 | 12 | 3180 | WD | 0.00047166 | 4.3732e-05 | 4.3732e-05 | 1.2728e-05 | 0.00016204 | 0.00021998 | 0.00011415 | 0 | 0 | 4.0839e-05 | 0.0001451 | 0.0010731 | 4.3732e-05 | 3.0816e-05 | 0.00011458 | 1.1619e-05 | 0.00011458 | 0.00011415 | 0 | 0.00011415 | 0.00047113 | 0.00029516 | 0.0002244 | 0.0001309 | 0.00012642 | 0.0001278 | 6.9131e-06 | 3.5448e-07 | 2.4471e-06 | 2.4471e-06 | 0.00011415 | 0.00011415 | 0.00011415 | 0.00011415 | 0.00011415 | 0.00011415 | 0.00018694 | 0.0001532 | 0.00019331 | 0.00021381 | 0 | 0.00011415 | 0.00011415 | 0.00011415 | 0.00011415 | 0.00052273 | 0.00024586 | 0.00024052 | 0.00023742 | 0.00016163 | 0.00012734 | 0.00016615 | 0.00018415 | 0.00014256 | 0.000103 | -0.00011309 | -0.00011309
05/13 13:00:00 | 5 | 13 | 13 | 3181 | WD | 0.00046507 | 2.6872e-05 | 2.6872e-05 | 0.00069972 | 7.9933e-05 | 0.00021627 | 0.00011415 | 0 | 0 | 4.0839e-05 | 9.0877e-06 | 0.00095685 | 2.6872e-05 | 1.9301e-06 | 0.00011115 | 7.2771e-07 | 0.00011115 | 0.00011415 | 0 | 0.00011415 | 0.00047113 | 0.00029516 | 0.0002244 | 0.00013252 | 0.00013394 | 0.0001335 | 7.3162e-06 | 2.9535e-07 | 2.5354e-06 | 2.5354e-06 | 0.00011415 | 0.00011415 | 0.00011415 | 0.00011415 | 0.00011415 | 0.00011415 | 0.00018653 | 0.00015279 | 0.00019317 | 0.00021381 | 0 | 0.00011415 | 0.00011415 | 0.00011415 | 0.00011415 | 0.00052338 | 0.00024525 | 0.00024036 | 0.00023752 | 0.00016215 | 0.00012987 | 0.00016657 | 0.0001836 | 0.0001447 | 0.00010299 | -0.00011563 | -0.00011563
05/13 14:00:00 | 5 | 13 | 14 | 3182 | WD | 0.00043208 | 3.4592e-05 | 3.4592e-05 | 0.00031472 | 0.00015848 | 0.00022375 | 0.00011415 | 0 | 0 | 4.0839e-05 | 0 | 0.00039475 | 3.4592e-05 | 0 | 0.00011051 | 0 | 0.00011051 | 0.00011415 | 0 | 0.00011415 | 0.00047113 | 0.00029516 | 0.0002244 | 0.00013262 | 0.00013517 | 0.00013438 | 7.1091e-06 | 2.8396e-07 | 2.4616e-06 | 2.4616e-06 | 0.00011415 | 0.00011415 | 0.00011415 | 0.00011415 | 0.00011415 | 0.00011415 | 0.00018548 | 0.00015218 | 0.00019297 | 0.00021381 | 0 | 0.00011415 | 0.00011415 | 0.00011415 | 0.00011415 | 0.00050421 | 0.00024314 | 0.00023873 | 0.00023618 | 0.00016255 | 0.00013009 | 0.00016505 | 0.00018127 | 0.00014453 | 0.00010317 | -0.00011522 | -0.00011522
05/13 15:00:00 | 5 | 13 | 15 | 3183 | WD | 0.00037 | 2.5978e-05 | 2.5978e-05 | -0.00084668 | 7.8534e-05 | 0.00023635 | 0.00011415 | 0 | 0 | 4.0839e-05 | 0 | 0 | 2.5978e-05 | 0 | 0.00010956 | 0 | 0.00010956 | 0.00011415 | 0 | 0.00011415 | 0.00047113 | 0.00029516 | 0.0002244 | 0.00013025 | 0.00013247 | 0.00013178 | 6.8797e-06 | 2.2999e-07 | 2.3516e-06 | 2.3516e-06 | 0.00011415 | 0.00011415 | 0.00011415 | 0.00011415 | 0.00011415 | 0.00011415 | 0.00016661 | 0.00015069 | 0.00019246 | 0.00021381 | 0 | 0.00011415 | 0.00011415 | 0.00011415 | 0.00011415 | 0.00041466 | 0.00023592 | 0.00019147 | 0.00016573 | 0.0001518 | 0.00012872 | 0.00016557 | 0.00018267 | 0.00014633 | 0.0001004 | -0.00011808 | -0.00011808
05/13 16:00:00 | 5 | 13 | 16 | 3184 | WD | 0.00029073 | 2.7273e-05 | 2.7273e-05 | 0.00086312 | 7.8477e-05 | 0.00024949 | 0.00011415 | 0 | 0 | 4.0839e-05 | 0 | 0 | 2.7273e-05 | 0 | 0.00011092 | 0 | 0.00011092 | 0.00011415 | 0 | 0.00011415 | 0.00047113 | 0.00029516 | 0.0002244 | 0.00012276 | 0.00013288 | 0.00012975 | 6.3814e-06 | 9.1409e-07 | 2.6585e-06 | 2.6585e-06 | 0.00011415 | 0.00011415 | 0.00011415 | 0.00011415 | 0.00011415 | 0.00011415 | 0.00014779 | 0.00014413 | 0.00015206 | 0.00015611 | 0 | 0.00011415 | 0.00011415 | 0.00011415 | 0.00011415 | 0.00030661 | 0.00021408 | 0.00015306 | 0.00011773 | 0.00014182 | 0.00012691 | 0.00015579 | 0.00016919 | 0.00013934 | 0.00010181 | -0.00011464 | -0.00011464
05/13 17:00:00 | 5 | 13 | 17 | 3185 | WD | 0.00020545 | 4.0061e-05 | 4.0061e-05 | 6.7735e-06 | 0.00015822 | -2.0051e-12 | 0.00011415 | 0.0010243 | 0.0010243 | 4.0839e-05 | 0 | 0 | 4.0061e-05 | -1.2701e-05 | 0.00012 | 0 | 0.00012 | 0.00011415 | 0 | 0.00011415 | 0.0004225 | 0.00029516 | 0.0002244 | 0.00012286 | 0.00013446 | 0.00013088 | 5.8422e-06 | 1.5102e-06 | 2.8924e-06 | 2.8924e-06 | 0.00011415 | 0.00011415 | 0.00011415 | 0.00011415 | 0.00011415 | 0.00011415 | 0.00012914 | 0.00013924 | 0.00012923 | 0.00012411 | 0 | 0.00011415 | 0.00011415 | 0.00011415 | 0.00011415 | 0.00020419 | 0.00018303 | 0.00012439 | 9.0437e-05 | 0.00013362 | 0.00012597 | 0.00014688 | 0.00015658 | 0.00014 | 0.00010092 | -0.00011442 | -0.00011442
05/13 18:00:00 | 5 | 13 | 18 | 3186 | WD | 0.00011891 | 3.6087e-05 | 3.6087e-05 | 0.0010157 | 8.0425e-05 | -7.5459e-13 | 0.00011415 | 0.00091312 | 0.00091312 | 7.0788e-05 | 0 | 0 | 3.6087e-05 | 0 | 0.00013406 | 0 | 0.00013406 | 0.00011415 | 0 | 0.00011415 | 6.0092e-05 | 6.5591e-05 | 0.0001126 | 0.00012367 | 0.00013215 | 0.00012953 | 5.5922e-06 | 2.5359e-06 | 3.511e-06 | 3.511e-06 | 0.00011415 | 0.00011415 | 0.00011415 | 0.00011415 | 0.00011415 | 0.00011415 | 0.00012867 | 0.00012817 | 0.00011248 | 0.00010446 | 0 | 0.00011415 | 0.00011415 | 0.00011415 | 0.00011415 | 0.00013263 | 0.00013161 | 9.4625e-05 | 7.3206e-05 | 0.00013136 | 0.00012162 | 0.00011811 | 0.00011648 | 0.00014003 | 0.00010168 | 1.3355e-05 | 1.3355e-05
05/13 19:00:00 | 5 | 13 | 19 | 3187 | WD | 2.6184e-05 | 6.3123e-05 | 6.3123e-05 | 2.0588e-05 | 0.00016365 | -3.8268e-13 | 0.00011415 | 0.00056113 | 0.00056113 | 0.00015247 | -7.6607e-05 | 0 | 6.3123e-05 | 4.2162e-05 | 0.00014271 | 1.7808e-05 | 0.00014271 | 0.00011415 | 0 | 0.00011415 | 2.7432e-05 | 6.5591e-05 | 0.0001126 | 0.00013106 | 0.00012202 | 0.00012482 | 5.1505e-06 | 2.9285e-08 | 1.6632e-06 | 1.6632e-06 | 0.00011415 | 0.00011415 | 0.00011415 | 0.00011415 | 0.00011415 | 0.00011415 | 0.00011028 | 0.00011986 | 0.00010076 | 9.1006e-05 | 0 | 0.00011415 | 0.00011415 | 0.00011415 | 0.00011415 | 5.5683e-05 | 8.8163e-05 | 7.1082e-05 | 6.1191e-05 | 0.00011669 | 0.00011553 | 0.00010892 | 0.00010585 | 0.0001296 | 0.00010332 | 1.3553e-05 | 1.3553e-05
05/13 20:00:00 | 5 | 13 | 20 | 3188 | WD | 0 | 6.4671e-05 | 6.4671e-05 | 2.0714e-05 | 0.00016423 | -2.8565e-13 | 0.00011415 | 4.4327e-05 | 4.4327e-05 | 0.00021236 | -3.5119e-05 | 0 | 6.4671e-05 | 3.0007e-05 | 0.00014653 | 1.6133e-05 | 0.00014653 | 0.00011415 | 0.00017194 | 0.00011415 | 1.8058e-06 | 6.5591e-05 | 0.0001126 | 0.00012475 | 0.00011216 | 0.00011605 | 3.34e-06 | -2.1978e-06 | -4.3094e-07 | -4.3094e-07 | 0.00011415 | 0.00011415 | 0.00011415 | 0.00011416 | 0.00011415 | 0.00011415 | 0.00010984 | 0.00010468 | 8.5983e-05 | 7.6429e-05 | 0.0001538 | 0.00011415 | 0.00011415 | 0.00011415 | 0.00011415 | 9.2912e-06 | 6.0578e-05 | 8.4945e-05 | 9.9056e-05 | 0.00011341 | 0.00011328 | 0.0001046 | 0.00010057 | 0.00012383 | 0.0001042 | 2.0681e-05 | 2.0681e-05
05/13 21:00:00 | 5 | 13 | 21 | 3189 | WD | 0 | 6.0421e-05 | 6.0421e-05 | 9.3014e-06 | 8.1271e-05 | 0 | 0.00011415 | 0 | 0 | 0.00028587 | -2.077e-05 | 0 | 6.0421e-05 | 3.4051e-05 | 0.00014762 | 2.2087e-05 | 0.00014762 | 0.00011415 | 0.00022925 | 0.00011415 | 0 | 6.5591e-05 | 0.0001126 | 0.00011673 | 9.4576e-05 | 0.00010142 | 2.1373e-05 | -7.0225e-07 | 6.341e-06 | 6.341e-06 | 0.00011415 | 0.00011415 | 0.00011415 | 0.00011415 | 0.00011415 | 0.00011415 | 0.00010924 | 9.2279e-05 | 7.4921e-05 | 6.6052e-05 | 0.00022929 | 0.00011415 | 0.00011415 | 0.00011415 | 0.00011415 | 3.2016e-06 | 4.5412e-05 | 7.0785e-05 | 8.5478e-05 | 0.00011125 | 0.00010326 | 0.00010145 | 0.00010061 | 0.00012421 | 0.00010287 | 2.6294e-05 | 2.6294e-05
05/13 22:00:00 | 5 | 13 | 22 | 3190 | WD | 0 | 7.5977e-05 | 7.5977e-05 | 1.5524e-05 | 0.00016045 | 2.0698e-12 | 0.00011415 | 0 | 0 | 0.00034305 | -1.69e-05 | 0.0016233 | 7.5977e-05 | 5.1913e-05 | 0.00014405 | 3.8725e-05 | 0.00014405 | 0.00011415 | 0.00022925 | 0.00011415 | 0 | 6.5591e-05 | 0.0001118 | 0.00010519 | 8.6916e-05 | 9.2562e-05 | 2.8901e-05 | 6.2417e-06 | 1.3471e-05 | 1.3471e-05 | 0.00011415 | 0.00011415 | 0.00011415 | 0.00011415 | 0.00011415 | 0.00011415 | 0.00010883 | 6.9436e-05 | 6.3877e-05 | 6.1037e-05 | 0.00022929 | 0.00011415 | 0.00011415 | 0.00011415 | 0.00011415 | 2.0797e-06 | 3.3003e-05 | 6.2124e-05 | 7.8988e-05 | 0.00010674 | 9.3353e-05 | 9.5315e-05 | 9.6225e-05 | 0.00012183 | 9.8881e-05 | -1.4789e-05 | -1.4789e-05
05/13 23:00:00 | 5 | 13 | 23 | 3191 | WD | 0 | 6.456e-05 | 6.456e-05 | 5.3248e-06 | 7.8468e-05 | 7.9772e-13 | 0.00011415 | 0 | 0 | 0.00034849 | 0.00052513 | 0 | 6.456e-05 | 0.00011153 | 0.00013614 | 4.205e-05 | 0.00013614 | 0.00011415 | 0.00022925 | 0.00011415 | 0 | 6.5591e-05 | 0.0001118 | 0.00012848 | 8.4339e-05 | 9.7981e-05 | 3.0211e-05 | 1.3321e-05 | 1.871e-05 | 1.871e-05 | 0.00011415 | 0.00011415 | 0.00011415 | 0.00011415 | 0.00011415 | 0.00011415 | 9.9691e-05 | 6.8344e-05 | 6.1493e-05 | 5.7992e-05 | 0.00022929 | 0.00011415 | 0.00011415 | 0.00011415 | 0.00011415 | 1.729e-06 | 2.6771e-05 | 5.7344e-05 | 7.5048e-05 | 9.8297e-05 | 9.2115e-05 | 9.3861e-05 | 9.467e-05 | 9.7769e-05 | 0.00010123 | -1.9026e-05 | -1.9026e-05
05/13 24:00:00 | 5 | 13 | 24 | 3192 | WD | 0 | 6.3073e-05 | 6.3073e-05 | 3.5183e-06 | 7.6943e-05 | -1.3906e-12 | 0.00011415 | 0 | 0 | 0.00023959 | 0.00057866 | 0 | 6.3073e-05 | 0.0001229 | 0.00012638 | 4.6337e-05 | 0.00012638 | 0.00011415 | 0.00022925 | 0.00011415 | 0 | 6.5591e-05 | 0.0001118 | 9.5053e-05 | 8.3051e-05 | 8.676e-05 | 3.0519e-05 | 1.4164e-05 | 1.9382e-05 | 1.9382e-05 | 0.00011415 | 0.00011415 | 0.00011415 | 0.00011415 | 0.00011415 | 0.00011415 | 4.5468e-05 | 6.8027e-05 | 5.8924e-05 | 5.4272e-05 | 0.00022929 | 0.00011415 | 0.00011415 | 0.00011415 | 0.00011415 | 1.2032e-06 | 2.496e-05 | 5.3631e-05 | 7.0234e-05 | 7.1616e-05 | 9.1565e-05 | 8.7085e-05 | 8.5007e-05 | 8.8337e-05 | 0.00010046 | -8.9435e-06 | -8.9435e-06
05/14 01:00:00 | 5 | 14 | 1 | 3193 | WD | 0 | 2.4048e-05 | 2.4048e-05 | 1.1462e-06 | 7.5151e-05 | 0.00025245 | 0.00011415 | 0 | 0 | 0.00013341 | 0 | 0 | 2.4048e-05 | -1.6049e-05 | 9.19e-05 | 0 | 9.19e-05 | 0.00011415 | 0.00022925 | 0.00011415 | 0 | 6.5591e-05 | 0.0001118 | 9.2593e-05 | 8.1205e-05 | 8.4724e-05 | 3.1304e-05 | 1.4783e-05 | 2.0054e-05 | 2.0054e-05 | 0.00011415 | 0.00011415 | 0.00011415 | 0.00011415 | 0.00011415 | 0.00011415 | 3.6463e-05 | 6.7924e-05 | 5.8637e-05 | 5.3892e-05 | 0.00022929 | 0.00011415 | 0.00011415 | 0.00011415 | 0.00011415 | 1.2032e-06 | 2.437e-05 | 5.3103e-05 | 6.9742e-05 | 6.633e-05 | 9.0882e-05 | 8.6374e-05 | 8.4283e-05 | 8.844e-05 | 9.9752e-05 | -5.0537e-06 | -5.0537e-06
05/14 02:00:00 | 5 | 14 | 2 | 3194 | WD | 0 | 4.2405e-05 | 4.2405e-05 | 0.00097207 | 7.449e-05 | 0.00023244 | 0.00011415 | 0 | 0 | 5.4452e-05 | 0.00034394 | 0 | 4.2405e-05 | 1.8564e-05 | 8.5656e-05 | 2.7542e-05 | 8.5656e-05 | 0.00011415 | 0.00022925 | 0.00011415 | 0 | 6.5591e-05 | 0.0001118 | 9.1616e-05 | 7.9073e-05 | 8.2949e-05 | 3.2229e-05 | 2.3507e-05 | 2.629e-05 | 2.629e-05 | 0.00011415 | 0.00011415 | 0.00011415 | 0.00011415 | 0.00011415 | 0.00011415 | 3.6473e-05 | 6.819e-05 | 6.0618e-05 | 5.6748e-05 | 0.00022929 | 0.00011415 | 0.00011415 | 0.00011415 | 0.00011415 | 1.23e-06 | 2.5894e-05 | 5.6002e-05 | 7.3438e-05 | 6.5038e-05 | 9.0211e-05 | 8.6384e-05 | 8.4609e-05 | 8.847e-05 | 9.9287e-05 | -8.7495e-06 | -8.7495e-06
05/14 03:00:00 | 5 | 14 | 3 | 3195 | WD | 0 | 4.5551e-05 | 4.5551e-05 | -0.00096964 | 0 | 0.00022975 | 0.00011415 | 0 | 0 | 2.1781e-05 | 0.00054471 | -0.0065483 | 4.5551e-05 | 5.0107e-05 | 8.3946e-05 | 4.3618e-05 | 8.3946e-05 | 0.00011415 | 0.00022925 | 0.00011415 | 0 | 6.5591e-05 | 0.0001118 | 9.1974e-05 | 7.8689e-05 | 8.2795e-05 | 3.3702e-05 | 3.393e-05 | 3.3857e-05 | 3.3857e-05 | 0.00011415 | 0.00011415 | 0.00011415 | 0.00011415 | 0.00011415 | 0.00011415 | 4.5596e-05 | 6.8975e-05 | 6.1912e-05 | 5.8304e-05 | 0.00022929 | 0.00011415 | 0.00011415 | 0.00011415 | 0.00011415 | 1.5508e-06 | 3.0373e-05 | 5.892e-05 | 7.5451e-05 | 7.0448e-05 | 9.0312e-05 | 8.6429e-05 | 8.4628e-05 | 8.8459e-05 | 9.901e-05 | -4.605e-06 | -4.605e-06
05/14 04:00:00 | 5 | 14 | 4 | 3196 | WD | 0 | 6.0375e-05 | 6.0375e-05 | 0.00097048 | 7.43e-05 | 0.00022651 | 0.00011415 | 0 | 0 | 2.1781e-05 | 0.00049548 | -0.0037371 | 6.0375e-05 | 6.5632e-05 | 8.2211e-05 | 5.3875e-05 | 8.2211e-05 | 0.00011415 | 0.00022925 | 0.00011415 | 0 | 6.5591e-05 | 0.0001118 | 0.00010451 | 7.8638e-05 | 8.6632e-05 | 3.4174e-05 | 3.3997e-05 | 3.4054e-05 | 3.4054e-05 | 0.00011415 | 0.00011415 | 0.00011415 | 0.00011415 | 0.00011415 | 0.00011415 | 5.4768e-05 | 7.0282e-05 | 7.6832e-05 | 8.0178e-05 | 0.00022929 | 0.00011415 | 0.00011415 | 0.00011415 | 0.00011415 | 2.0054e-06 | 3.7834e-05 | 7.9583e-05 | 0.00010376 | 7.6019e-05 | 9.0689e-05 | 9.1313e-05 | 9.1602e-05 | 8.8441e-05 | 9.8927e-05 | -1.3297e-05 | -1.3297e-05
05/14 05:00:00 | 5 | 14 | 5 | 3197 | WD | 0 | 5.9554e-05 | 5.9554e-05 | 1.2079e-06 | 0 | 0.00021796 | 0.00011415 | 0 | 0 | 6.5342e-05 | 0.00042718 | -0.0032188 | 5.9554e-05 | 7.8643e-05 | 8.1198e-05 | 6.1853e-05 | 8.1198e-05 | 0.00011415 | 0.00017194 | 0.00011415 | 2.3243e-06 | 6.5591e-05 | 0.0001118 | 0.00010751 | 8.2705e-05 | 9.0371e-05 | 3.3617e-05 | 3.3861e-05 | 3.3783e-05 | 3.3783e-05 | 0.00011415 | 0.00011415 | 0.00011415 | 0.00011416 | 0.00011415 | 0.00011415 | 9.1181e-05 | 9.2939e-05 | 0.00010218 | 0.0001069 | 0.00019014 | 0.00011415 | 0.00011415 | 0.00011415 | 0.00011415 | 5.4127e-06 | 6.3675e-05 | 0.00011105 | 0.00013848 | 9.3948e-05 | 9.7056e-05 | 9.7006e-05 | 9.6983e-05 | 8.8357e-05 | 9.9144e-05 | -1.367e-05 | -1.367e-05
05/14 06:00:00 | 5 | 14 | 6 | 3198 | WD | 5.1854e-05 | 8.1445e-05 | 8.1445e-05 | 3.1653e-06 | 0.00013793 | -1.5577e-12 | 0.00011415 | 0.00023321 | 0.00023321 | 0.00013613 | 0.00040309 | -0.00065796 | 8.1445e-05 | 8.7244e-05 | 8.7512e-05 | 6.7181e-05 | 8.7512e-05 | 0.00011415 | 0 | 0.00011415 | 2.3942e-05 | 6.5591e-05 | 0.0001126 | 0.00011236 | 8.8429e-05 | 9.5825e-05 | 1.3399e-05 | 8.5657e-06 | 1.0108e-05 | 1.0108e-05 | 0.00011415 | 0.00011415 | 0.00011415 | 0.00011416 | 0.00011415 | 0.00011415 | 0.00012828 | 0.00012321 | 0.00013011 | 0.00013363 | 0 | 0.00011415 | 0.00011415 | 0.00011415 | 0.00011415 | 5.3874e-05 | 0.00010375 | 0.00014907 | 0.00017531 | 0.00010878 | 0.00010398 | 9.5769e-05 | 9.1962e-05 | 8.6695e-05 | 0.00011946 | 0.00017485 | 0.00017485
05/14 07:00:00 | 5 | 14 | 7 | 3199 | WD | 0.00014947 | 8.902e-05 | 8.902e-05 | 1.5371e-05 | 0.00010036 | 7.5464e-14 | 0.00011415 | 0.00061844 | 0.00061844 | 0.00015247 | -0.00073039 | 0.0004829 | 8.902e-05 | -0.00015076 | 9.9871e-05 | 8.2647e-05 | 9.9871e-05 | 0.00011415 | 0 | 0.00011415 | 5.6687e-05 | 6.5591e-05 | 0.0001126 | 0.00011149 | 0.00010367 | 0.00010609 | 7.1321e-06 | 1.3446e-07 | 2.3671e-06 | 2.3671e-06 | 0.00011415 | 0.00011415 | 0.00011415 | 0.00011416 | 0.00011415 | 0.00011415 | 0.000149 | 0.00014024 | 0.00018893 | 0.00021381 | 0 | 0.00011415 | 0.00011415 | 0.00011415 | 0.00011415 | 0.00014274 | 0.000162 | 0.00015358 | 0.0001487 | 0.00012105 | 0.00011473 | 0.0001179 | 0.00011937 | 9.5e-05 | 0.00011268 | 6.8852e-05 | 6.8852e-05
05/14 08:00:00 | 5 | 14 | 8 | 3200 | WD | 0.00024472 | 9.056e-05 | 9.056e-05 | 1.8648e-05 | 0.00016914 | 4.7973e-13 | 0.00011415 | 0.00089199 | 0.00089199 | 0.00013613 | -0.00033366 | 0.00089527 | 9.056e-05 | -4.1718e-05 | 0.00011103 | 7.2975e-05 | 0.00011103 | 0.00011415 | 0 | 0.00011415 | 0.00022893 | 0.00016398 | 0.0001685 | 0.00011564 | 0.00010621 | 0.00010913 | 6.2037e-06 | 3.661e-08 | 2.0043e-06 | 2.0043e-06 | 0.00011415 | 0.00011415 | 0.00011415 | 0.00011416 | 0.00011415 | 0.00011415 | 0.00016895 | 0.00015337 | 0.00019337 | 0.00021381 | 0 | 0.00011415 | 0.00011415 | 0.00011415 | 0.00011415 | 0.00025591 | 0.00022276 | 0.00017982 | 0.00015496 | 0.00013613 | 0.00012002 | 0.00014837 | 0.00016152 | 9.5058e-05 | 0.00011032 | 8.0264e-06 | 8.0264e-06
05/14 09:00:00 | 5 | 14 | 9 | 3201 | WD | 0.00032893 | 0.00010779 | 0.00010779 | 1.8739e-05 | 0.00021069 | 1.5523e-12 | 0.00011415 | 0.00044872 | 0.00044872 | 5.9897e-05 | -0.00019897 | 0.000998 | 0.00010779 | 5.8367e-05 | 0.00011108 | 9.5213e-05 | 0.00011108 | 0.00011415 | 0 | 0.00011415 | 0.00047113 | 0.00029516 | 0.0002244 | 0.00011956 | 0.00010648 | 0.00011052 | 5.7814e-06 | 1.906e-08 | 1.8575e-06 | 1.8575e-06 | 0.00011415 | 0.00011415 | 0.00011415 | 0.00011416 | 0.00011415 | 0.00011415 | 0.0001871 | 0.00015456 | 0.00019377 | 0.00021381 | 0 | 0.00011415 | 0.00011415 | 0.00011415 | 0.00011415 | 0.00038167 | 0.00024645 | 0.0001919 | 0.0001603 | 0.00014688 | 0.00012076 | 0.00015427 | 0.00016982 | 9.51e-05 | 0.00010863 | -3.2296e-05 | -3.2296e-05
05/14 10:00:00 | 5 | 14 | 10 | 3202 | WD | 0.00040468 | 0.00012404 | 0.00012404 | 1.7643e-05 | 0.00015607 | 0.00021486 | 0.00011415 | 0.00030594 | 0.00030594 | 4.0839e-05 | -0.00015701 | 0.00099813 | 0.00012404 | 0.00017231 | 0.00011156 | 0.00012747 | 0.00011156 | 0.00011415 | 0 | 0.00011415 | 0.00047113 | 0.00029516 | 0.0002244 | 0.00012122 | 0.00010699 | 0.00011139 | 5.3658e-06 | 2.1791e-08 | 1.7268e-06 | 1.7268e-06 | 0.00011415 | 0.00011415 | 0.00011415 | 0.00011416 | 0.00011415 | 0.00011415 | 0.00018706 | 0.00015413 | 0.00019363 | 0.00021381 | 0 | 0.00011415 | 0.00011415 | 0.00011415 | 0.00011415 | 0.00045823 | 0.00024653 | 0.00019484 | 0.00016491 | 0.00014893 | 0.00012079 | 0.00015395 | 0.00016933 | 0.00010137 | 0.00010728 | -6.9253e-05 | -6.9253e-05
05/14 11:00:00 | 5 | 14 | 11 | 3203 | WD | 0.00046176 | 8.0516e-05 | 8.0516e-05 | 0.0010265 | 0.00013619 | 0.00021991 | 0.00011415 | 0 | 0 | 4.0839e-05 | 0.00084757 | 0.00098469 | 8.0516e-05 | 0.00018001 | 0.00011463 | 6.7871e-05 | 0.00011463 | 0.00011415 | 0 | 0.00011415 | 0.00047113 | 0.00029516 | 0.0002244 | 0.00014776 | 0.00010708 | 0.00011966 | 5.4187e-06 | 1.2334e-08 | 1.7373e-06 | 1.7373e-06 | 0.00011415 | 0.00011415 | 0.00011415 | 0.00011416 | 0.00011415 | 0.00011415 | 0.000187 | 0.00015348 | 0.00019341 | 0.00021381 | 0 | 0.00011415 | 0.00011415 | 0.00011415 | 0.00011415 | 0.00049967 | 0.00024632 | 0.00019682 | 0.00016815 | 0.00015058 | 0.00012061 | 0.00015578 | 0.0001721 | 0.000115 | 0.00010627 | -8.6603e-05 | -8.6603e-05
05/14 12:00:00 | 5 | 14 | 12 | 3204 | WD | 0.00048765 | 7.1788e-05 | 7.1788e-05 | 1.3221e-05 | 0.00016197 | 0.00021998 | 0.00011415 | 0 | 0 | 4.0839e-05 | 0.00058636 | 0.00098006 | 7.1788e-05 | 0.00013677 | 0.00011458 | 5.1566e-05 | 0.00011458 | 0.00011415 | 0 | 0.00011415 | 0.00047113 | 0.00029516 | 0.0002244 | 0.00012284 | 0.00010896 | 0.00011325 | 4.7752e-06 | -3.132e-10 | 1.5233e-06 | 1.5233e-06 | 0.00011415 | 0.00011415 | 0.00011415 | 0.00011416 | 0.00011415 | 0.00011415 | 0.00018694 | 0.0001532 | 0.00019331 | 0.00021381 | 0 | 0.00011415 | 0.00011415 | 0.00011415 | 0.00011415 | 0.00052105 | 0.00024586 | 0.00024048 | 0.00023736 | 0.0001512 | 0.00012117 | 0.00015999 | 0.000178 | 0.00011804 | 0.00010549 | -9.8461e-05 | -9.8461e-05
05/14 13:00:00 | 5 | 14 | 13 | 3205 | WD | 0.000483 | 5.8273e-05 | 5.8273e-05 | 0.0010099 | 7.9911e-05 | 0.00021627 | 0.00011415 | 0 | 0 | 4.0839e-05 | 0.00045834 | 0.00094231 | 5.8273e-05 | 0.00012049 | 0.00011115 | 4.543e-05 | 0.00011115 | 0.00011415 | 0 | 0.00011415 | 0.00047113 | 0.00029516 | 0.0002244 | 0.00012483 | 0.00011458 | 0.00011775 | 4.6237e-06 | 1.2034e-08 | 1.4834e-06 | 1.4834e-06 | 0.00011415 | 0.00011415 | 0.00011415 | 0.00011416 | 0.00011415 | 0.00011415 | 0.00018653 | 0.00015279 | 0.00019317 | 0.00021381 | 0 | 0.00011415 | 0.00011415 | 0.00011415 | 0.00011415 | 0.00052163 | 0.00024525 | 0.00024032 | 0.00023746 | 0.00015126 | 0.00012302 | 0.00015913 | 0.00017589 | 0.00012652 | 0.00010492 | -0.00011118 | -0.00011118
05/14 14:00:00 | 5 | 14 | 14 | 3206 | WD | 0.00044729 | 5.9937e-05 | 5.9937e-05 | -0.00098888 | 0.00015849 | 0.00022375 | 0.00011415 | 0 | 0 | 4.0839e-05 | 0.00037714 | 0.00093596 | 5.9937e-05 | 9.5687e-05 | 0.00011051 | 3.6077e-05 | 0.00011051 | 0.00011415 | 0 | 0.00011415 | 0.00047113 | 0.00029516 | 0.0002244 | 0.00012519 | 0.00011511 | 0.00011822 | 4.4828e-06 | 6.8516e-09 | 1.4349e-06 | 1.4349e-06 | 0.00011415 | 0.00011415 | 0.00011415 | 0.00011416 | 0.00011415 | 0.00011415 | 0.00018548 | 0.00015218 | 0.00019297 | 0.00021381 | 0 | 0.00011415 | 0.00011415 | 0.00011415 | 0.00011415 | 0.00050253 | 0.00024314 | 0.00023869 | 0.00023612 | 0.00015138 | 0.00012301 | 0.00015729 | 0.00017319 | 0.00013217 | 0.00010457 | -0.00011256 | -0.00011256
05/14 15:00:00 | 5 | 14 | 15 | 3207 | WD | 0.00038295 | 4.5786e-05 | 4.5786e-05 | 0.00093836 | 7.8553e-05 | 0.00023635 | 0.00011415 | 0 | 0 | 4.0839e-05 | 0.00032701 | 0.00088207 | 4.5786e-05 | 7.4778e-05 | 0.00010956 | 2.8194e-05 | 0.00010956 | 0.00011415 | 0 | 0.00011415 | 0.00047113 | 0.00029516 | 0.0002244 | 0.00012289 | 0.00011255 | 0.00011574 | 4.3012e-06 | 2.47e-08 | 1.3891e-06 | 1.3891e-06 | 0.00011415 | 0.00011415 | 0.00011415 | 0.00011416 | 0.00011415 | 0.00011415 | 0.00016661 | 0.00015069 | 0.00019246 | 0.00021381 | 0 | 0.00011415 | 0.00011415 | 0.00011415 | 0.00011415 | 0.00041312 | 0.00023592 | 0.00019143 | 0.00016567 | 0.0001413 | 0.00012165 | 0.00015789 | 0.00017469 | 0.00013686 | 0.00010409 | -0.00011346 | -0.00011346
05/14 16:00:00 | 5 | 14 | 16 | 3208 | WD | 0.00030318 | 4.7744e-05 | 4.7744e-05 | 6.7267e-05 | 7.8514e-05 | 0.00024949 | 0.00011415 | 0 | 0 | 4.0839e-05 | 0.00032067 | 0.00083331 | 4.7744e-05 | 7.7276e-05 | 0.00011092 | 2.9136e-05 | 0.00011092 | 0.00011415 | 0 | 0.00011415 | 0.00047113 | 0.00029516 | 0.0002244 | 0.00011445 | 0.00011149 | 0.00011241 | 4.1866e-06 | 6.5646e-09 | 1.3402e-06 | 1.3402e-06 | 0.00011415 | 0.00011415 | 0.00011415 | 0.00011416 | 0.00011415 | 0.00011415 | 0.00014779 | 0.00014413 | 0.00015206 | 0.00015611 | 0 | 0.00011415 | 0.00011415 | 0.00011415 | 0.00011415 | 0.00030589 | 0.00021408 | 0.00015305 | 0.00011771 | 0.00013041 | 0.00011931 | 0.00014747 | 0.00016053 | 0.00012677 | 0.00010435 | -0.00011277 | -0.00011277
05/14 17:00:00 | 5 | 14 | 17 | 3209 | WD | 0.00021797 | 7.1568e-05 | 7.1568e-05 | 5.7917e-06 | 0.00015835 | -2.0051e-12 | 0.00011415 | 0.0010217 | 0.0010217 | 4.0839e-05 | -0.00064942 | 0.00079245 | 7.1568e-05 | -0.00010561 | 0.00012 | 4.483e-05 | 0.00012 | 0.00011415 | 0 | 0.00011415 | 0.00042145 | 0.00029516 | 0.0002244 | 0.00011143 | 0.00010949 | 0.00011009 | 4.0334e-06 | -1.2937e-08 | 1.2781e-06 | 1.2781e-06 | 0.00011415 | 0.00011415 | 0.00011415 | 0.00011416 | 0.00011415 | 0.00011415 | 0.00012914 | 0.00013924 | 0.00012923 | 0.00012411 | 0 | 0.00011415 | 0.00011415 | 0.00011415 | 0.00011415 | 0.00020411 | 0.00018277 | 0.0001243 | 9.0448e-05 | 0.00011891 | 0.00011714 | 0.00013752 | 0.00014697 | 0.00012262 | 0.00010499 | -0.00011288 | -0.00011288
05/14 18:00:00 | 5 | 14 | 18 | 3210 | WD | 0.00012711 | 7.1929e-05 | 7.1929e-05 | 1.4274e-05 | 8.0444e-05 | -7.5459e-13 | 0.00011415 | 0.00091129 | 0.00091129 | 7.0788e-05 | -0.00040001 | 0.00075519 | 7.1929e-05 | 1.1409e-05 | 0.00013406 | 5.1018e-05 | 0.00013406 | 0.00011415 | 0 | 0.00011415 | 5.9971e-05 | 6.5591e-05 | 0.0001126 | 0.00011124 | 0.00010676 | 0.00010815 | 3.7446e-06 | -8.9516e-09 | 1.1887e-06 | 1.1887e-06 | 0.00011415 | 0.00011415 | 0.00011415 | 0.00011416 | 0.00011415 | 0.00011415 | 0.00012867 | 0.00012817 | 0.00011248 | 0.00010446 | 0 | 0.00011415 | 0.00011415 | 0.00011415 | 0.00011415 | 0.0001327 | 0.00013149 | 9.4586e-05 | 7.3217e-05 | 0.00011624 | 0.00011269 | 0.00010957 | 0.00010812 | 0.00012006 | 0.00010537 | 3.4877e-05 | 3.4877e-05
05/14 19:00:00 | 5 | 14 | 19 | 3211 | WD | 2.8073e-05 | 0.00011188 | 0.00011188 | 0.0010247 | 0.00016362 | -3.8268e-13 | 0.00011415 | 0.00055543 | 0.00055543 | 0.00015247 | -0.00020609 | 0.0006855 | 0.00011188 | 0.00014005 | 0.00014271 | 8.7218e-05 | 0.00014271 | 0.00011415 | 0 | 0.00011415 | 2.7153e-05 | 6.5591e-05 | 0.0001126 | 0.00012084 | 0.00010431 | 0.00010942 | 3.4543e-06 | -3.0073e-09 | 1.1e-06 | 1.1e-06 | 0.00011415 | 0.00011415 | 0.00011415 | 0.00011416 | 0.00011415 | 0.00011415 | 0.00011028 | 0.00011986 | 0.00010076 | 9.1006e-05 | 0 | 0.00011415 | 0.00011415 | 0.00011415 | 0.00011415 | 5.5168e-05 | 8.788e-05 | 7.0961e-05 | 6.1163e-05 | 0.00010595 | 0.00010933 | 0.00010359 | 0.00010093 | 0.00011941 | 0.00010601 | 5.1968e-05 | 5.1968e-05
05/14 20:00:00 | 5 | 14 | 20 | 3212 | WD | 0 | 9.8558e-05 | 9.8558e-05 | 1.7331e-05 | 0.00016414 | -2.8565e-13 | 0.00011415 | 4.412e-05 | 4.412e-05 | 0.00021236 | -0.00010549 | 0.00061726 | 9.8558e-05 | 9.1232e-05 | 0.00014653 | 6.4387e-05 | 0.00014653 | 0.00011415 | 0.00017194 | 0.00011415 | 1.7974e-06 | 6.5591e-05 | 0.0001126 | 0.00011831 | 9.9762e-05 | 0.0001055 | 3.1981e-06 | -7.1105e-09 | 1.0155e-06 | 1.0155e-06 | 0.00011415 | 0.00011415 | 0.00011415 | 0.00011416 | 0.00011415 | 0.00011415 | 0.00010984 | 0.00010468 | 8.5982e-05 | 7.6429e-05 | 0.0001538 | 0.00011415 | 0.00011415 | 0.00011415 | 0.00011415 | 9.2696e-06 | 6.0567e-05 | 8.4941e-05 | 9.9055e-05 | 0.00010664 | 0.00010896 | 0.00010126 | 9.7685e-05 | 0.00011118 | 0.00010666 | 8.6347e-05 | 8.6347e-05
05/14 21:00:00 | 5 | 14 | 21 | 3213 | WD | 0 | 8.9688e-05 | 8.9688e-05 | 1.53e-05 | 0.00012417 | 0 | 0.00011415 | 0 | 0 | 0.00028587 | -6.1216e-05 | 0.00054282 | 8.9688e-05 | 7.5515e-05 | 0.00014762 | 5.7277e-05 | 0.00014762 | 0.00011415 | 0.00022925 | 0.00011415 | 0 | 6.5591e-05 | 0.0001126 | 0.00011174 | 8.4961e-05 | 9.3238e-05 | 2.2768e-05 | -1.0984e-09 | 7.2634e-06 | 7.2634e-06 | 0.00011415 | 0.00011415 | 0.00011415 | 0.00011415 | 0.00011415 | 0.00011415 | 0.00010924 | 9.2279e-05 | 7.4921e-05 | 6.6052e-05 | 0.00022929 | 0.00011415 | 0.00011415 | 0.00011415 | 0.00011415 | 3.2016e-06 | 4.5412e-05 | 7.0785e-05 | 8.5478e-05 | 0.00010611 | 9.9868e-05 | 9.8748e-05 | 9.8228e-05 | 0.00010689 | 0.0001012 | 9.6151e-05 | 9.6151e-05
05/14 22:00:00 | 5 | 14 | 22 | 3214 | WD | 0 | 8.6885e-05 | 8.6885e-05 | 6.7303e-06 | 0.00011794 | 2.0698e-12 | 0.00011415 | 0 | 0 | 0.00034305 | -4.1388e-05 | 0.00043077 | 8.6885e-05 | 7.6308e-05 | 0.00014405 | 6.0666e-05 | 0.00014405 | 0.00011415 | 0.00022925 | 0.00011415 | 0 | 6.5591e-05 | 0.0001118 | 0.00010231 | 8.0208e-05 | 8.7038e-05 | 3.0227e-05 | 2.5278e-05 | 2.6857e-05 | 2.6857e-05 | 0.00011415 | 0.00011415 | 0.00011415 | 0.00011415 | 0.00011415 | 0.00011415 | 0.00010883 | 6.9436e-05 | 6.3877e-05 | 6.1037e-05 | 0.00022929 | 0.00011415 | 0.00011415 | 0.00011415 | 0.00011415 | 2.0797e-06 | 3.3003e-05 | 6.2124e-05 | 7.8988e-05 | 0.00010337 | 9.0987e-05 | 9.4086e-05 | 9.5523e-05 | 9.6937e-05 | 9.9475e-05 | -8.6037e-06 | -8.6037e-06
05/14 23:00:00 | 5 | 14 | 23 | 3215 | WD | 0 | 6.9398e-05 | 6.9398e-05 | 0.0010017 | 7.8435e-05 | 7.9772e-13 | 0.00011415 | 0 | 0 | 0.00034849 | 0.0006112 | 0 | 6.9398e-05 | 0.00012981 | 0.00013614 | 4.8943e-05 | 0.00013614 | 0.00011415 | 0.00022925 | 0.00011415 | 0 | 6.5591e-05 | 0.0001118 | 0.00012736 | 7.9912e-05 | 9.4574e-05 | 3.1218e-05 | 3.3984e-05 | 3.3102e-05 | 3.3102e-05 | 0.00011415 | 0.00011415 | 0.00011415 | 0.00011415 | 0.00011415 | 0.00011415 | 9.9691e-05 | 6.8344e-05 | 6.1493e-05 | 5.7992e-05 | 0.00022929 | 0.00011415 | 0.00011415 | 0.00011415 | 0.00011415 | 1.729e-06 | 2.6771e-05 | 5.7344e-05 | 7.5048e-05 | 9.7291e-05 | 9.0553e-05 | 9.2965e-05 | 9.4084e-05 | 8.8235e-05 | 0.00010025 | -1.6325e-05 | -1.6325e-05
05/14 24:00:00 | 5 | 14 | 24 | 3216 | WD | 0 | 5.6908e-05 | 5.6908e-05 | 3.3771e-06 | 7.6904e-05 | -1.3906e-12 | 0.00011415 | 0 | 0 | 0.00023959 | 0.00046913 | 0 | 5.6908e-05 | 9.9637e-05 | 0.00012638 | 3.7567e-05 | 0.00012638 | 0.00011415 | 0.00022925 | 0.00011415 | 0 | 6.5591e-05 | 0.0001118 | 9.463e-05 | 7.9837e-05 | 8.4409e-05 | 3.1413e-05 | 3.3947e-05 | 3.3139e-05 | 3.3139e-05 | 0.00011415 | 0.00011415 | 0.00011415 | 0.00011415 | 0.00011415 | 0.00011415 | 4.5468e-05 | 6.8027e-05 | 5.8924e-05 | 5.4272e-05 | 0.00022929 | 0.00011415 | 0.00011415 | 0.00011415 | 0.00011415 | 1.2032e-06 | 2.496e-05 | 5.3631e-05 | 7.0234e-05 | 7.1612e-05 | 9.0431e-05 | 8.6345e-05 | 8.4451e-05 | 8.8393e-05 | 9.99e-05 | -7.0269e-06 | -7.0269e-06
05/15 01:00:00 | 5 | 15 | 1 | 3217 | WD | 0 | 2.4041e-05 | 2.4041e-05 | -0.00097506 | 7.5088e-05 | 0.00025245 | 0.00011415 | 0 | 0 | 0.00013341 | 0 | 0 | 2.4041e-05 | -1.5906e-05 | 9.19e-05 | 0 | 9.19e-05 | 0.00011415 | 0.00022925 | 0.00011415 | 0 | 6.5591e-05 | 0.0001118 | 9.3324e-05 | 7.9708e-05 | 8.3916e-05 | 3.177e-05 | 3.3464e-05 | 3.2923e-05 | 3.2923e-05 | 0.00011415 | 0.00011415 | 0.00011415 | 0.00011415 | 0.00011415 | 0.00011415 | 3.6463e-05 | 6.7924e-05 | 5.8637e-05 | 5.3892e-05 | 0.00022929 | 0.00011415 | 0.00011415 | 0.00011415 | 0.00011415 | 1.2032e-06 | 2.437e-05 | 5.3103e-05 | 6.9742e-05 | 6.6306e-05 | 9.0354e-05 | 8.5957e-05 | 8.3917e-05 | 8.8455e-05 | 9.955e-05 | -9.8241e-06 | -9.8241e-06
05/15 02:00:00 | 5 | 15 | 2 | 3218 | WD | 0 | 4.338e-05 | 4.338e-05 | 7.6712e-07 | 7.4496e-05 | 0.00023244 | 0.00011415 | 0 | 0 | 5.4452e-05 | 0.00036126 | 0 | 4.338e-05 | 1.7819e-05 | 8.5656e-05 | 2.8928e-05 | 8.5656e-05 | 0.00011415 | 0.00022925 | 0.00011415 | 0 | 6.5591e-05 | 0.0001118 | 9.277e-05 | 7.9756e-05 | 8.3778e-05 | 3.1963e-05 | 1.856e-05 | 2.2836e-05 | 2.2836e-05 | 0.00011415 | 0.00011415 | 0.00011415 | 0.00011415 | 0.00011415 | 0.00011415 | 3.6473e-05 | 6.819e-05 | 6.0618e-05 | 5.6748e-05 | 0.00022929 | 0.00011415 | 0.00011415 | 0.00011415 | 0.00011415 | 1.23e-06 | 2.5894e-05 | 5.6002e-05 | 7.3438e-05 | 6.5018e-05 | 9.0452e-05 | 8.6302e-05 | 8.4377e-05 | 8.8496e-05 | 9.9179e-05 | -4.9078e-06 | -4.9078e-06
05/15 03:00:00 | 5 | 15 | 3 | 3219 | WD | 0 | 4.9011e-05 | 4.9011e-05 | 0.00097014 | 0 | 0.00022975 | 0.00011415 | 0 | 0 | 2.1781e-05 | 0.000596 | -0.0053598 | 4.9011e-05 | 5.3163e-05 | 8.3946e-05 | 4.8543e-05 | 8.3946e-05 | 0.00011415 | 0.00022925 | 0.00011415 | 0 | 6.5591e-05 | 0.0001118 | 9.3577e-05 | 8.1292e-05 | 8.5089e-05 | 3.2085e-05 | 1.4815e-05 | 2.0325e-05 | 2.0325e-05 | 0.00011415 | 0.00011415 | 0.00011415 | 0.00011415 | 0.00011415 | 0.00011415 | 4.5596e-05 | 6.8975e-05 | 6.1912e-05 | 5.8304e-05 | 0.00022929 | 0.00011415 | 0.00011415 | 0.00011415 | 0.00011415 | 1.5508e-06 | 3.0373e-05 | 5.892e-05 | 7.5451e-05 | 7.0427e-05 | 9.123e-05 | 8.661e-05 | 8.4467e-05 | 8.8483e-05 | 9.9022e-05 | -7.3564e-06 | -7.3564e-06
05/15 04:00:00 | 5 | 15 | 4 | 3220 | WD | 0 | 6.0325e-05 | 6.0325e-05 | -0.00096952 | 7.4285e-05 | 0.00022651 | 0.00011415 | 0 | 0 | 2.1781e-05 | 0.0004684 | -0.0043384 | 6.0325e-05 | 6.276e-05 | 8.2211e-05 | 5.3805e-05 | 8.2211e-05 | 0.00011415 | 0.00022925 | 0.00011415 | 0 | 6.5591e-05 | 0.0001118 | 0.00015311 | 8.2487e-05 | 0.00010431 | 3.1203e-05 | 1.4577e-05 | 1.9882e-05 | 1.9882e-05 | 0.00011415 | 0.00011415 | 0.00011415 | 0.00011415 | 0.00011415 | 0.00011415 | 5.4768e-05 | 7.0282e-05 | 7.6832e-05 | 8.0178e-05 | 0.00022929 | 0.00011415 | 0.00011415 | 0.00011415 | 0.00011415 | 2.0054e-06 | 3.7834e-05 | 7.9583e-05 | 0.00010376 | 7.6436e-05 | 9.2046e-05 | 9.1757e-05 | 9.1622e-05 | 8.8456e-05 | 9.9076e-05 | -9.9904e-06 | -9.9904e-06
05/15 05:00:00 | 5 | 15 | 5 | 3221 | WD | 0 | 5.9305e-05 | 5.9305e-05 | 9.9389e-07 | 5.1217e-05 | 0.00021796 | 0.00011415 | 0 | 0 | 6.5342e-05 | 0.00041652 | -0.0020886 | 5.9305e-05 | 6.5204e-05 | 8.1198e-05 | 5.3771e-05 | 8.1198e-05 | 0.00011415 | 0.00017194 | 0.00011415 | 2.489e-06 | 6.5591e-05 | 0.0001118 | 0.00014724 | 8.7082e-05 | 0.00010567 | 3.3862e-05 | 1.4412e-05 | 2.0618e-05 | 2.0618e-05 | 0.00011415 | 0.00011415 | 0.00011415 | 0.00011415 | 0.00011415 | 0.00011415 | 9.1181e-05 | 9.2935e-05 | 0.00010218 | 0.0001069 | 0.00019014 | 0.00011415 | 0.00011415 | 0.00011415 | 0.00011415 | 5.58e-06 | 6.3757e-05 | 0.00011108 | 0.00013849 | 9.4264e-05 | 9.8597e-05 | 9.7597e-05 | 9.7134e-05 | 8.836e-05 | 9.9368e-05 | -1.7374e-05 | -1.7374e-05
05/15 06:00:00 | 5 | 15 | 6 | 3222 | WD | 5.4673e-05 | 7.255e-05 | 7.255e-05 | 2.8053e-06 | 0.00010175 | -1.5577e-12 | 0.00011415 | 0.00024555 | 0.00024555 | 0.00013613 | 0.00039561 | 0.00029742 | 7.255e-05 | 7.4583e-05 | 8.7512e-05 | 5.9977e-05 | 8.7512e-05 | 0.00011415 | 0 | 0.00011415 | 2.5208e-05 | 6.5591e-05 | 0.0001126 | 0.00013315 | 9.3028e-05 | 0.00010543 | 1.287e-05 | 7.4159e-06 | 9.156e-06 | 9.156e-06 | 0.00011415 | 0.00011415 | 0.00011415 | 0.00011416 | 0.00011415 | 0.00011415 | 0.00012828 | 0.00012319 | 0.0001301 | 0.00013363 | 0 | 0.00011415 | 0.00011415 | 0.00011415 | 0.00011415 | 5.6525e-05 | 0.00010468 | 0.00014949 | 0.00017544 | 0.00010893 | 0.00010557 | 9.6444e-05 | 9.2211e-05 | 8.6779e-05 | 0.00011836 | 0.00015496 | 0.00015496
05/15 07:00:00 | 5 | 15 | 7 | 3223 | WD | 0.00015223 | 8.6844e-05 | 8.6844e-05 | 0.0010243 | 9.6996e-05 | 7.5464e-14 | 0.00011415 | 0.00063041 | 0.00063041 | 0.00015247 | -0.00044662 | 0.0013047 | 8.6844e-05 | -0.00014449 | 9.9871e-05 | 8.0057e-05 | 9.9871e-05 | 0.00011415 | 0 | 0.00011415 | 5.7785e-05 | 6.5591e-05 | 0.0001126 | 0.00011299 | 0.00010932 | 0.00011045 | 6.6948e-06 | 2.3996e-06 | 3.77e-06 | 3.77e-06 | 0.00011415 | 0.00011415 | 0.00011415 | 0.00011416 | 0.00011415 | 0.00011415 | 0.000149 | 0.00014024 | 0.00018893 | 0.00021381 | 0 | 0.00011415 | 0.00011415 | 0.00011415 | 0.00011415 | 0.00014551 | 0.00016321 | 0.00015416 | 0.00014892 | 0.00012105 | 0.00011671 | 0.00011862 | 0.00011951 | 9.5017e-05 | 0.00011213 | 5.6551e-05 | 5.6551e-05
05/15 08:00:00 | 5 | 15 | 8 | 3224 | WD | 0.00024587 | 9.2162e-05 | 9.2162e-05 | -0.00034664 | 0.00020035 | 4.7973e-13 | 0.00011415 | 0.00089134 | 0.00089134 | 0.00013613 | -0.00037418 | 0.0015648 | 9.2162e-05 | -5.2863e-05 | 0.00011103 | 7.0545e-05 | 0.00011103 | 0.00011415 | 0 | 0.00011415 | 0.00022877 | 0.00016398 | 0.0001685 | 0.00011667 | 0.00011334 | 0.00011437 | 5.7428e-06 | 1.0815e-06 | 2.5687e-06 | 2.5687e-06 | 0.00011415 | 0.00011415 | 0.00011415 | 0.00011416 | 0.00011415 | 0.00011415 | 0.00016895 | 0.00015337 | 0.00019337 | 0.00021381 | 0 | 0.00011415 | 0.00011415 | 0.00011415 | 0.00011415 | 0.00025582 | 0.00022268 | 0.00017978 | 0.00015495 | 0.00013615 | 0.00012253 | 0.00014887 | 0.00016109 | 9.5041e-05 | 0.00011019 | 7.193e-06 | 7.193e-06
05/15 09:00:00 | 5 | 15 | 9 | 3225 | WD | 0.0003326 | 0.00010629 | 0.00010629 | -3.4551e-05 | 0.00020761 | 1.5523e-12 | 0.00011415 | 0.00044872 | 0.00044872 | 5.9897e-05 | -0.00019357 | 0.0015452 | 0.00010629 | 5.1996e-05 | 0.00011108 | 9.3534e-05 | 0.00011108 | 0.00011415 | 0 | 0.00011415 | 0.00047113 | 0.00029516 | 0.0002244 | 0.00011992 | 0.00011464 | 0.00011627 | 5.3882e-06 | 5.5483e-07 | 2.0969e-06 | 2.0969e-06 | 0.00011415 | 0.00011415 | 0.00011415 | 0.00011416 | 0.00011415 | 0.00011415 | 0.0001871 | 0.00015456 | 0.00019377 | 0.00021381 | 0 | 0.00011415 | 0.00011415 | 0.00011415 | 0.00011415 | 0.0003811 | 0.00024645 | 0.00019187 | 0.00016027 | 0.00014691 | 0.00012364 | 0.0001545 | 0.00016882 | 9.5052e-05 | 0.00010884 | -1.8634e-05 | -1.8634e-05
05/15 10:00:00 | 5 | 15 | 10 | 3226 | WD | 0.00041356 | 0.00012837 | 0.00012837 | 0.00053407 | 0.00015976 | 0.00021486 | 0.00011415 | 0.00030594 | 0.00030594 | 4.0839e-05 | -0.00015185 | 0.0014145 | 0.00012837 | 0.00017037 | 0.00011156 | 0.00013307 | 0.00011156 | 0.00011415 | 0 | 0.00011415 | 0.00047113 | 0.00029516 | 0.0002244 | 0.00012049 | 0.00011566 | 0.00011715 | 5.0425e-06 | 3.4343e-07 | 1.8427e-06 | 1.8427e-06 | 0.00011415 | 0.00011415 | 0.00011415 | 0.00011416 | 0.00011415 | 0.00011415 | 0.00018706 | 0.00015413 | 0.00019363 | 0.00021381 | 0 | 0.00011415 | 0.00011415 | 0.00011415 | 0.00011415 | 0.00045772 | 0.00024653 | 0.00019482 | 0.00016488 | 0.00014831 | 0.00012386 | 0.00015358 | 0.00016736 | 9.5062e-05 | 0.0001081 | -2.8871e-05 | -2.8871e-05
05/15 11:00:00 | 5 | 15 | 11 | 3227 | WD | 0.00047311 | 8.5938e-05 | 8.5938e-05 | 0.00092313 | 8.9952e-05 | 0.00021991 | 0.00011415 | 0 | 0 | 4.0839e-05 | 0.00092024 | 0.0012591 | 8.5938e-05 | 0.00021899 | 0.00011463 | 8.2565e-05 | 0.00011463 | 0.00011415 | 0 | 0.00011415 | 0.00047113 | 0.00029516 | 0.0002244 | 0.00014739 | 0.00011605 | 0.00012573 | 5.2214e-06 | 2.0174e-07 | 1.8033e-06 | 1.8033e-06 | 0.00011415 | 0.00011415 | 0.00011415 | 0.00011416 | 0.00011415 | 0.00011415 | 0.000187 | 0.00015348 | 0.00019341 | 0.00021381 | 0 | 0.00011415 | 0.00011415 | 0.00011415 | 0.00011415 | 0.00049918 | 0.00024632 | 0.00019679 | 0.0001681 | 0.00014853 | 0.00012379 | 0.00015504 | 0.00016954 | 9.5066e-05 | 0.00010744 | -3.5988e-05 | -3.5988e-05
05/15 12:00:00 | 5 | 15 | 12 | 3228 | WD | 0.00050448 | 9.0801e-05 | 9.0801e-05 | -0.00099905 | 0.00016187 | 0.00021998 | 0.00011415 | 0 | 0 | 4.0839e-05 | 0.00063075 | 0.0011131 | 9.0801e-05 | 0.00020119 | 0.00011458 | 7.8646e-05 | 0.00011458 | 0.00011415 | 0 | 0.00011415 | 0.00047113 | 0.00029516 | 0.0002244 | 0.00012046 | 0.00011635 | 0.00011762 | 4.5121e-06 | 1.1928e-07 | 1.5208e-06 | 1.5208e-06 | 0.00011415 | 0.00011415 | 0.00011415 | 0.00011416 | 0.00011415 | 0.00011415 | 0.00018694 | 0.0001532 | 0.00019331 | 0.00021381 | 0 | 0.00011415 | 0.00011415 | 0.00011415 | 0.00011415 | 0.00052056 | 0.00024586 | 0.00024045 | 0.00023732 | 0.00014824 | 0.00012381 | 0.0001585 | 0.00017459 | 9.5071e-05 | 0.00010708 | -4.2566e-05 | -4.2566e-05
05/15 13:00:00 | 5 | 15 | 13 | 3229 | WD | 0.00050134 | 8.5302e-05 | 8.5302e-05 | 0.0010085 | 0.00010536 | 0.00021627 | 0.00011415 | 0 | 0 | 4.0839e-05 | 0.00047392 | 0.0010054 | 8.5302e-05 | 0.00016884 | 0.00011115 | 8.0066e-05 | 0.00011115 | 0.00011415 | 0 | 0.00011415 | 0.00047113 | 0.00029516 | 0.0002244 | 0.00012133 | 0.00012043 | 0.00012071 | 4.4358e-06 | 1.0302e-08 | 1.4223e-06 | 1.4223e-06 | 0.00011415 | 0.00011415 | 0.00011415 | 0.00011416 | 0.00011415 | 0.00011415 | 0.00018653 | 0.00015279 | 0.00019317 | 0.00021381 | 0 | 0.00011415 | 0.00011415 | 0.00011415 | 0.00011415 | 0.00052124 | 0.00024525 | 0.0002403 | 0.00023743 | 0.00014656 | 0.00012512 | 0.00015702 | 0.00017181 | 9.5075e-05 | 0.00010688 | -4.4854e-05 | -4.4854e-05
05/15 14:00:00 | 5 | 15 | 14 | 3230 | WD | 0.00046489 | 8.7817e-05 | 8.7817e-05 | -0.00099161 | 0.00013308 | 0.00022375 | 0.00011415 | 0 | 0 | 4.0839e-05 | 0.000409 | 0.00087402 | 8.7817e-05 | 0.00015389 | 0.00011051 | 7.9598e-05 | 0.00011051 | 0.00011415 | 0 | 0.00011415 | 0.00047113 | 0.00029516 | 0.0002244 | 0.00012126 | 0.00011886 | 0.0001196 | 4.3451e-06 | -2.5336e-07 | 1.2138e-06 | 1.2138e-06 | 0.00011415 | 0.00011415 | 0.00011415 | 0.00011416 | 0.00011415 | 0.00011415 | 0.00018548 | 0.00015218 | 0.00019297 | 0.00021381 | 0 | 0.00011415 | 0.00011415 | 0.00011415 | 0.00011415 | 0.00050226 | 0.00024314 | 0.00023868 | 0.0002361 | 0.00014587 | 0.00012438 | 0.00015469 | 0.00016874 | 9.5091e-05 | 0.00010667 | -5.8307e-05 | -5.8307e-05
05/15 15:00:00 | 5 | 15 | 15 | 3231 | WD | 0.00040028 | 7.8031e-05 | 7.8031e-05 | 0.00099937 | 7.8499e-05 | 0.00023635 | 0.00011415 | 0 | 0 | 4.0839e-05 | 0.00036052 | 0.00077176 | 7.8031e-05 | 0.00013774 | 0.00010956 | 7.4103e-05 | 0.00010956 | 0.00011415 | 0 | 0.00011415 | 0.00047113 | 0.00029516 | 0.0002244 | 0.00011801 | 0.00011286 | 0.00011446 | 4.2187e-06 | -4.3376e-07 | 1.0506e-06 | 1.0506e-06 | 0.00011415 | 0.00011415 | 0.00011415 | 0.00011416 | 0.00011415 | 0.00011415 | 0.00016661 | 0.00015069 | 0.00019246 | 0.00021381 | 0 | 0.00011415 | 0.00011415 | 0.00011415 | 0.00011415 | 0.00041276 | 0.00023592 | 0.00019142 | 0.00016565 | 0.00013401 | 0.00012181 | 0.00015414 | 0.00016914 | 9.5105e-05 | 0.00010646 | -6.3595e-05 | -6.3595e-05
05/15 16:00:00 | 5 | 15 | 16 | 3232 | WD | 0.00031606 | 7.704e-05 | 7.704e-05 | 4.0538e-06 | 7.8496e-05 | 0.00024949 | 0.00011415 | 0 | 0 | 4.0839e-05 | 0.00034474 | 0.00065967 | 7.704e-05 | 0.00012826 | 0.00011092 | 7.0842e-05 | 0.00011092 | 0.00011415 | 0 | 0.00011415 | 0.00047113 | 0.00029516 | 0.0002244 | 0.0001104 | 0.00011277 | 0.00011204 | 3.9941e-06 | -5.8891e-08 | 1.2343e-06 | 1.2343e-06 | 0.00011415 | 0.00011415 | 0.00011415 | 0.00011416 | 0.00011415 | 0.00011415 | 0.00014779 | 0.00014413 | 0.00015206 | 0.00015611 | 0 | 0.00011415 | 0.00011415 | 0.00011415 | 0.00011415 | 0.0003061 | 0.00021408 | 0.00015306 | 0.00011772 | 0.00012284 | 0.0001198 | 0.00014429 | 0.00015565 | 8.7518e-05 | 0.0001065 | -6.066e-05 | -6.066e-05
05/15 17:00:00 | 5 | 15 | 17 | 3233 | WD | 0.00022833 | 9.8766e-05 | 9.8766e-05 | 3.5224e-05 | 0.00015828 | -2.0051e-12 | 0.00011415 | 0.0010334 | 0.0010334 | 4.0839e-05 | -0.00052816 | 0.00063053 | 9.8766e-05 | -3.8928e-05 | 0.00012 | 8.3557e-05 | 0.00012 | 0.00011415 | 0 | 0.00011415 | 0.00042626 | 0.00029516 | 0.0002244 | 0.00010904 | 0.00011263 | 0.00011152 | 3.6877e-06 | -5.1389e-08 | 1.1416e-06 | 1.1416e-06 | 0.00011415 | 0.00011415 | 0.00011415 | 0.00011416 | 0.00011415 | 0.00011415 | 0.00012914 | 0.00013924 | 0.00012923 | 0.00012411 | 0 | 0.00011415 | 0.00011415 | 0.00011415 | 0.00011415 | 0.00020668 | 0.00018397 | 0.00012483 | 9.0585e-05 | 0.00011309 | 0.00011828 | 0.00013561 | 0.00014364 | 8.7542e-05 | 0.00010665 | -5.4829e-05 | -5.4829e-05
05/15 18:00:00 | 5 | 15 | 18 | 3234 | WD | 0.00013577 | 0.00010807 | 0.00010807 | -2.0985e-05 | 8.0418e-05 | -7.5459e-13 | 0.00011415 | 0.00093277 | 0.00093277 | 7.0788e-05 | -0.00042661 | 0.00060251 | 0.00010807 | 5.727e-05 | 0.00013406 | 0.00010247 | 0.00013406 | 0.00011415 | 0 | 0.00011415 | 6.1385e-05 | 6.5591e-05 | 0.0001126 | 0.00010898 | 0.00010927 | 0.00010918 | 3.4201e-06 | -2.3421e-07 | 9.317e-07 | 9.317e-07 | 0.00011415 | 0.00011415 | 0.00011415 | 0.00011416 | 0.00011415 | 0.00011415 | 0.00012867 | 0.00012817 | 0.00011248 | 0.00010446 | 0 | 0.00011415 | 0.00011415 | 0.00011415 | 0.00011415 | 0.00013577 | 0.00013296 | 9.5213e-05 | 7.3354e-05 | 0.00011146 | 0.00011361 | 0.00010796 | 0.00010534 | 8.7547e-05 | 0.00010697 | 0.00010789 | 0.00010789
05/15 19:00:00 | 5 | 15 | 19 | 3235 | WD | 3.1403e-05 | 0.00014483 | 0.00014483 | 1.1897e-05 | 0.00016357 | -3.8268e-13 | 0.00011415 | 0.00058249 | 0.00058249 | 0.00015247 | -0.00023079 | 0.00057515 | 0.00014483 | 0.00019331 | 0.00014271 | 0.00013413 | 0.00014271 | 0.00011415 | 0 | 0.00011415 | 2.8476e-05 | 6.5591e-05 | 0.0001126 | 0.0001067 | 0.00010667 | 0.00010668 | 3.191e-06 | -2.1383e-07 | 8.7249e-07 | 8.7249e-07 | 0.00011415 | 0.00011415 | 0.00011415 | 0.00011416 | 0.00011415 | 0.00011415 | 0.00011028 | 0.00011985 | 0.00010076 | 9.1006e-05 | 0 | 0.00011415 | 0.00011415 | 0.00011415 | 0.00011415 | 5.7883e-05 | 8.9076e-05 | 7.148e-05 | 6.129e-05 | 0.00010189 | 0.00011019 | 0.00010226 | 9.8572e-05 | 8.7527e-05 | 0.00010762 | 0.00012129 | 0.00012129
05/15 20:00:00 | 5 | 15 | 20 | 3236 | WD | 0 | 0.00013504 | 0.00013504 | 0.00095394 | 0.00016404 | -2.8565e-13 | 0.00011415 | 4.6013e-05 | 4.6013e-05 | 0.00021236 | -0.0001086 | 0.00052357 | 0.00013504 | 0.0001528 | 0.00014653 | 0.00011633 | 0.00014653 | 0.00011415 | 0.00017194 | 0.00011415 | 1.8745e-06 | 6.5591e-05 | 0.0001126 | 0.0001062 | 0.00010459 | 0.00010508 | 2.9463e-06 | 1.5975e-07 | 1.0488e-06 | 1.0488e-06 | 0.00011415 | 0.00011415 | 0.00011415 | 0.00011416 | 0.00011415 | 0.00011415 | 0.00010984 | 0.00010468 | 8.5982e-05 | 7.6429e-05 | 0.0001538 | 0.00011415 | 0.00011415 | 0.00011415 | 0.00011415 | 9.4802e-06 | 6.0603e-05 | 8.4959e-05 | 9.9063e-05 | 0.00010406 | 0.00011069 | 0.00010121 | 9.6814e-05 | 8.7527e-05 | 0.00010813 | 0.00015084 | 0.00015084
05/15 21:00:00 | 5 | 15 | 21 | 3237 | WD | 0 | 0.00012763 | 0.00012763 | 8.039e-05 | 0.00014426 | 0 | 0.00011415 | 0 | 0 | 0.00028587 | -6.3478e-05 | 0.0004494 | 0.00012763 | 0.00013284 | 0.00014762 | 0.00010825 | 0.00014762 | 0.00011415 | 0.00022925 | 0.00011415 | 0 | 6.5591e-05 | 0.0001126 | 0.00010241 | 9.1451e-05 | 9.4837e-05 | 2.0994e-05 | 3.8403e-07 | 6.9597e-06 | 6.9597e-06 | 0.00011415 | 0.00011415 | 0.00011415 | 0.00011415 | 0.00011415 | 0.00011415 | 0.00010924 | 9.2279e-05 | 7.4921e-05 | 6.6052e-05 | 0.00022929 | 0.00011415 | 0.00011415 | 0.00011415 | 0.00011415 | 3.2016e-06 | 4.5412e-05 | 7.0785e-05 | 8.5478e-05 | 0.00010407 | 0.00010216 | 9.9317e-05 | 9.7999e-05 | 8.8128e-05 | 0.00010017 | 0.00017105 | 0.00017105
05/15 22:00:00 | 5 | 15 | 22 | 3238 | WD | 0 | 0.00011518 | 0.00011518 | -0.00099713 | 9.7999e-05 | 2.0698e-12 | 0.00011415 | 0 | 0 | 0.00034305 | -4.1788e-05 | 0.00032808 | 0.00011518 | 0.00012379 | 0.00014405 | 0.00010396 | 0.00014405 | 0.00011415 | 0.00022925 | 0.00011415 | 0 | 6.5591e-05 | 0.0001118 | 0.00010193 | 8.9406e-05 | 9.3276e-05 | 2.782e-05 | 3.041e-06 | 1.0947e-05 | 1.0947e-05 | 0.00011415 | 0.00011415 | 0.00011415 | 0.00011415 | 0.00011415 | 0.00011415 | 0.00010883 | 6.9436e-05 | 6.3877e-05 | 6.1037e-05 | 0.00022929 | 0.00011415 | 0.00011415 | 0.00011415 | 0.00011415 | 2.0797e-06 | 3.3003e-05 | 6.2124e-05 | 7.8988e-05 | 0.00010251 | 9.4231e-05 | 9.3929e-05 | 9.3789e-05 | 8.8315e-05 | 9.9722e-05 | 2.2628e-06 | 2.2628e-06
05/15 23:00:00 | 5 | 15 | 23 | 3239 | WD | 0 | 9.6932e-05 | 9.6932e-05 | 0.00099944 | 7.8415e-05 | 7.9772e-13 | 0.00011415 | 0 | 0 | 0.00034849 | 0.00097861 | 0 | 9.6932e-05 | 0.00023377 | 0.00013614 | 8.8141e-05 | 0.00013614 | 0.00011415 | 0.00022925 | 0.00011415 | 0 | 6.5591e-05 | 0.0001118 | 0.00012822 | 9.1631e-05 | 0.00010294 | 2.8568e-05 | -3.8673e-06 | 6.4813e-06 | 6.4813e-06 | 0.00011415 | 0.00011415 | 0.00011415 | 0.00011415 | 0.00011415 | 0.00011415 | 9.9691e-05 | 6.8344e-05 | 6.1493e-05 | 5.7992e-05 | 0.00022929 | 0.00011415 | 0.00011415 | 0.00011415 | 0.00011415 | 1.729e-06 | 2.6771e-05 | 5.7344e-05 | 7.5048e-05 | 9.7369e-05 | 9.4686e-05 | 9.338e-05 | 9.2774e-05 | 8.8353e-05 | 9.9426e-05 | -6.4414e-06 | -6.4414e-06
05/15 24:00:00 | 5 | 15 | 24 | 3240 | WD | 0 | 7.3039e-05 | 7.3039e-05 | 2.0237e-06 | 7.6906e-05 | -1.3906e-12 | 0.00011415 | 0 | 0 | 0.00023959 | 0.00068759 | 0 | 7.3039e-05 | 0.00015289 | 0.00012638 | 6.053e-05 | 0.00012638 | 0.00011415 | 0.00022925 | 0.00011415 | 0 | 6.5591e-05 | 0.0001118 | 9.538e-05 | 9.2741e-05 | 9.3556e-05 | 2.8361e-05 | -1.3086e-05 | 1.3791e-07 | 1.3791e-07 | 0.00011415 | 0.00011415 | 0.00011415 | 0.00011415 | 0.00011415 | 0.00011415 | 4.5468e-05 | 6.8027e-05 | 5.8924e-05 | 5.4272e-05 | 0.00022929 | 0.00011415 | 0.00011415 | 0.00011415 | 0.00011415 | 1.2032e-06 | 2.496e-05 | 5.3631e-05 | 7.0234e-05 | 7.1684e-05 | 9.4981e-05 | 8.698e-05 | 8.3269e-05 | 8.848e-05 | 9.9256e-05 | -4.7331e-06 | -4.7331e-06
05/16 01:00:00 | 5 | 16 | 1 | 3241 | WE | 0 | 3.0741e-05 | 3.0741e-05 | 1.0425e-06 | 7.5253e-05 | 0.00025245 | 0.00011415 | 0 | 0 | 0.00013341 | 0.00011642 | 0 | 3.0741e-05 | -2.7245e-05 | 9.281e-05 | 9.3221e-06 | 9.281e-05 | 0.00011415 | 0.00022925 | 0.00011415 | 0 | 1.6398e-05 | 1.3975e-05 | 9.7619e-05 | 9.3706e-05 | 9.4915e-05 | -1.3455e-05 | -1.7705e-05 | -1.6349e-05 | -1.6349e-05 | 0.00011415 | 0.00011415 | 0.00011415 | 0.00011415 | 0.00011415 | 0.00011415 | 9.1034e-05 | 6.7538e-05 | 5.9021e-05 | 5.4669e-05 | 0.00022929 | 0.00011415 | 0.00011415 | 0.00011415 | 0.00011415 | 2.6738e-06 | 2.2169e-05 | 5.2933e-05 | 7.0747e-05 | 9.184e-05 | 9.5096e-05 | 8.7029e-05 | 8.3287e-05 | 8.7434e-05 | 9.9131e-05 | -6.7894e-06 | -6.7894e-06
05/16 02:00:00 | 5 | 16 | 2 | 3242 | WE | 0 | 4.496e-05 | 4.496e-05 | 0 | 7.4594e-05 | 0.00023244 | 0.00011415 | 0 | 0 | 5.4452e-05 | 0.00038773 | -0.0022324 | 4.496e-05 | 1.7454e-05 | 8.6205e-05 | 3.1048e-05 | 8.6205e-05 | 0.00011415 | 0.00022925 | 0.00011415 | 0 | 1.6398e-05 | 1.3975e-05 | 9.7017e-05 | 9.4683e-05 | 9.5404e-05 | -2.873e-05 | -1.856e-05 | -2.1805e-05 | -2.1805e-05 | 0.00011415 | 0.00011415 | 0.00011415 | 0.00011415 | 0.00011415 | 0.00011415 | 9.1034e-05 | 6.7578e-05 | 5.8145e-05 | 5.3326e-05 | 0.00022929 | 0.00011415 | 0.00011415 | 0.00011415 | 0.00011415 | 2.6738e-06 | 2.2396e-05 | 5.1915e-05 | 6.9009e-05 | 9.1806e-05 | 9.5452e-05 | 8.6602e-05 | 8.2497e-05 | 8.7199e-05 | 9.9102e-05 | -1.4574e-06 | -1.4574e-06
05/16 03:00:00 | 5 | 16 | 3 | 3243 | WE | 0 | 4.966e-05 | 4.966e-05 | 1.4388e-07 | 0 | 0.00022975 | 0.00011415 | 0 | 0 | 2.1781e-05 | 0.0004688 | -0.0049119 | 4.966e-05 | 4.8462e-05 | 8.4304e-05 | 4.9392e-05 | 8.4304e-05 | 0.00011415 | 0.00022925 | 0.00011415 | 0 | 1.6398e-05 | 1.3975e-05 | 9.6843e-05 | 9.5258e-05 | 9.5748e-05 | -3.1029e-05 | -1.9244e-05 | -2.3004e-05 | -2.3004e-05 | 0.00011415 | 0.00011415 | 0.00011415 | 0.00011415 | 0.00011415 | 0.00011415 | 9.1034e-05 | 6.8179e-05 | 5.8423e-05 | 5.3438e-05 | 0.00022929 | 0.00011415 | 0.00011415 | 0.00011415 | 0.00011415 | 2.6738e-06 | 2.5829e-05 | 5.3266e-05 | 6.9154e-05 | 9.1806e-05 | 9.5837e-05 | 8.661e-05 | 8.2331e-05 | 8.7162e-05 | 9.908e-05 | -3.6158e-06 | -3.6158e-06
05/16 04:00:00 | 5 | 16 | 4 | 3244 | WE | 0 | 6.7275e-05 | 6.7275e-05 | 3.035e-07 | 7.4354e-05 | 0.00022651 | 0.00011415 | 0 | 0 | 2.1781e-05 | 0.00043709 | -0.004391 | 6.7275e-05 | 7.2099e-05 | 8.2413e-05 | 6.3646e-05 | 8.2413e-05 | 0.00011415 | 0.00022925 | 0.00011415 | 0 | 1.6398e-05 | 1.3975e-05 | 0.00010823 | 9.4965e-05 | 9.9066e-05 | -3.254e-05 | -1.9054e-05 | -2.3357e-05 | -2.3357e-05 | 0.00011415 | 0.00011415 | 0.00011415 | 0.00011416 | 0.00011415 | 0.00011415 | 9.1034e-05 | 6.9401e-05 | 6.1076e-05 | 5.6823e-05 | 0.00022929 | 0.00011415 | 0.00011415 | 0.00011415 | 0.00011415 | 2.6738e-06 | 3.2805e-05 | 5.8598e-05 | 7.3534e-05 | 9.1918e-05 | 9.6103e-05 | 8.7236e-05 | 8.3123e-05 | 8.7117e-05 | 9.9152e-05 | 2.8131e-07 | 2.8131e-07
05/16 05:00:00 | 5 | 16 | 5 | 3245 | WE | 0 | 7.1389e-05 | 7.1389e-05 | 0 | 7.5007e-05 | 0.00021796 | 0.00011415 | 0 | 0 | 6.5342e-05 | 0.00039754 | -0.0012422 | 7.1389e-05 | 8.0076e-05 | 8.158e-05 | 6.7302e-05 | 8.158e-05 | 0.00011415 | 0.00017194 | 0.00011415 | 6.2163e-07 | 1.6398e-05 | 1.3975e-05 | 0.00010736 | 9.805e-05 | 0.00010093 | -3.3667e-05 | -1.8926e-05 | -2.3629e-05 | -2.3629e-05 | 0.00011415 | 0.00011415 | 0.00011415 | 0.00011416 | 0.00011415 | 0.00011415 | 9.1034e-05 | 8.6626e-05 | 7.4582e-05 | 6.8429e-05 | 0.00019014 | 0.00011415 | 0.00011415 | 0.00011415 | 0.00011415 | 5.1666e-06 | 4.8913e-05 | 7.4073e-05 | 8.8643e-05 | 9.0964e-05 | 0.00010048 | 8.9033e-05 | 8.3722e-05 | 8.7092e-05 | 9.9282e-05 | -2.9209e-06 | -2.9209e-06
05/16 06:00:00 | 5 | 16 | 6 | 3246 | WE | 5.4288e-05 | 7.2082e-05 | 7.2082e-05 | 2.0764e-06 | 7.7686e-05 | -1.5577e-12 | 0.00011415 | 0.00024508 | 0.00024508 | 0.00013613 | 0.00036801 | 0.0011161 | 7.2082e-05 | 7.7597e-05 | 8.8117e-05 | 6.2814e-05 | 8.8117e-05 | 0.00011415 | 0 | 0.00011415 | 6.2902e-06 | 1.6398e-05 | 1.4769e-05 | 0.00010849 | 0.00010436 | 0.00010564 | -5.2056e-05 | 1.4347e-06 | -1.5632e-05 | -1.5632e-05 | 0.00011415 | 0.00011415 | 0.00011415 | 0.00011416 | 0.00011415 | 0.00011415 | 9.1034e-05 | 0.00011637 | 9.262e-05 | 8.0485e-05 | 0 | 0.00011415 | 0.00011415 | 0.00011415 | 0.00011415 | 3.8449e-05 | 8.1854e-05 | 9.6933e-05 | 0.00010566 | 8.6237e-05 | 0.00010744 | 9.0425e-05 | 8.2533e-05 | 8.5406e-05 | 0.00011889 | 2.3571e-05 | 2.3571e-05
05/16 07:00:00 | 5 | 16 | 7 | 3247 | WE | 0.00015107 | 8.8647e-05 | 8.8647e-05 | 1.005e-05 | 0.00016672 | 7.5442e-14 | 0.00011415 | 0.00063209 | 0.00063209 | 0.00015247 | -0.0007785 | 0.0019797 | 8.8647e-05 | -0.00016045 | 0.00010137 | 7.1789e-05 | 0.00010137 | 0.00011415 | 0 | 0.00011415 | 1.4485e-05 | 1.6398e-05 | 1.4769e-05 | 0.00010541 | 0.00012285 | 0.00011746 | -5.961e-05 | 3.6608e-06 | -1.6526e-05 | -1.6526e-05 | 0.00011415 | 0.00011415 | 0.00011415 | 0.00011416 | 0.00011415 | 0.00011415 | 9.1034e-05 | 0.00013598 | 0.00010621 | 9.0996e-05 | 0 | 0.00011415 | 0.00011415 | 0.00011415 | 0.00011415 | 8.6426e-05 | 0.00014092 | 0.00012879 | 0.00012176 | 8.6191e-05 | 0.00012004 | 9.7176e-05 | 8.6572e-05 | 8.6559e-05 | 0.00011203 | -9.1892e-05 | -9.1892e-05
05/16 08:00:00 | 5 | 16 | 8 | 3248 | WE | 0.00024317 | 8.1229e-05 | 8.1229e-05 | 1.8413e-05 | 0.00017166 | 4.7973e-13 | 0.00011415 | 0.00090036 | 0.00090036 | 0.00013613 | -0.00036011 | 0.002143 | 8.1229e-05 | -5.3968e-05 | 0.000114 | 5.8687e-05 | 0.000114 | 0.00011415 | 0 | 0.00011415 | 2.3108e-05 | 1.6398e-05 | 1.4769e-05 | 0.00010657 | 0.00012669 | 0.00012047 | -6.9386e-05 | 1.4301e-06 | -2.1164e-05 | -2.1164e-05 | 0.00011415 | 0.00011415 | 0.00011415 | 0.00011416 | 0.00011415 | 0.00011415 | 9.1034e-05 | 0.00014804 | 0.00011622 | 9.9958e-05 | 0 | 0.00011415 | 0.00011415 | 0.00011415 | 0.00011415 | 0.00013551 | 0.00020349 | 0.00016096 | 0.00013632 | 8.6184e-05 | 0.0001253 | 0.00010537 | 9.612e-05 | 8.7174e-05 | 0.00010948 | -0.00011612 | -0.00011612
05/16 09:00:00 | 5 | 16 | 9 | 3249 | WE | 0.00032235 | 8.9195e-05 | 8.9195e-05 | 1.3372e-05 | 0.0001725 | 1.5523e-12 | 0.00011415 | 0.00044872 | 0.00044872 | 5.9897e-05 | -0.00021829 | 0.0020362 | 8.9195e-05 | 3.4591e-05 | 0.00011567 | 7.3534e-05 | 0.00011567 | 0.00011415 | 0 | 0.00011415 | 2.6174e-05 | 1.6398e-05 | 1.4769e-05 | 0.00010899 | 0.0001313 | 0.00012441 | -7.1505e-05 | 1.0487e-06 | -2.21e-05 | -2.21e-05 | 0.00011415 | 0.00011415 | 0.00011415 | 0.00011416 | 0.00011415 | 0.00011415 | 9.1034e-05 | 0.00014946 | 0.00011937 | 0.000104 | 0 | 0.00011415 | 0.00011415 | 0.00011415 | 0.00011415 | 0.000182 | 0.00022463 | 0.0001736 | 0.00014405 | 8.8083e-05 | 0.0001278 | 0.00010862 | 9.9716e-05 | 0.00010507 | 0.0001076 | -0.00011644 | -0.00011644
05/16 10:00:00 | 5 | 16 | 10 | 3250 | WE | 0.00039966 | 0.00010793 | 0.00010793 | 0.0010474 | 0.00017046 | 0.00021486 | 0.00011415 | 0.00030594 | 0.00030594 | 4.0839e-05 | -0.00015275 | 0.0018618 | 0.00010793 | 0.00014166 | 0.00011778 | 0.00010106 | 0.00011778 | 0.00011415 | 0 | 0.00011415 | 2.6174e-05 | 1.6398e-05 | 1.4769e-05 | 0.00011017 | 0.00013754 | 0.00012908 | -7.1107e-05 | 1.0334e-06 | -2.1983e-05 | -2.1983e-05 | 0.00011415 | 0.00011415 | 0.00011415 | 0.00011416 | 0.00011415 | 0.00011415 | 9.1034e-05 | 0.00014938 | 0.00011814 | 0.00010218 | 0 | 0.00011415 | 0.00011415 | 0.00011415 | 0.00011415 | 0.00021941 | 0.00022374 | 0.00017291 | 0.00014348 | 9.0783e-05 | 0.00013011 | 0.0001085 | 9.8477e-05 | 0.00012464 | 0.0001063 | -0.00011553 | -0.00011553
05/16 11:00:00 | 5 | 16 | 11 | 3251 | WE | 0.0004479 | 5.4444e-05 | 5.4444e-05 | 1.1783e-05 | 0.00016723 | 0.00021991 | 0.00011415 | 0 | 0 | 4.0839e-05 | 0.00030757 | 0.0016868 | 5.4444e-05 | 6.5324e-05 | 0.00012151 | 2.4629e-05 | 0.00012151 | 0.00011415 | 0 | 0.00011415 | 2.6174e-05 | 1.6398e-05 | 1.4769e-05 | 0.00013896 | 0.00014834 | 0.00014544 | -6.6678e-05 | 2.2405e-06 | -1.9748e-05 | -1.9748e-05 | 0.00011415 | 0.00011415 | 0.00011415 | 0.00011416 | 0.00011415 | 0.00011415 | 9.1034e-05 | 0.00014911 | 0.0001139 | 9.5904e-05 | 0 | 0.00011415 | 0.00011415 | 0.00011415 | 0.00011415 | 0.00024041 | 0.00022125 | 0.00016726 | 0.000136 | 0.00010174 | 0.00013388 | 0.00011088 | 0.00010022 | 0.00017272 | 0.0001042 | -0.00011204 | -0.00011204
05/16 12:00:00 | 5 | 16 | 12 | 3252 | WE | 0.00046714 | 3.9569e-05 | 3.9569e-05 | 1.1653e-05 | 0.00016397 | 0.00021998 | 0.00011415 | 0 | 0 | 4.0839e-05 | 4.9167e-05 | 0.0015752 | 3.9569e-05 | 1.0443e-05 | 0.00012155 | 3.9372e-06 | 0.00012155 | 0.00011415 | 0 | 0.00011415 | 2.6174e-05 | 1.6398e-05 | 1.4769e-05 | 0.00011862 | 0.00015917 | 0.00014663 | -3.8684e-05 | 1.8771e-06 | -1.1064e-05 | -1.1064e-05 | 0.00011415 | 0.00011415 | 0.00011415 | 0.00011415 | 0.00011415 | 0.00011415 | 9.1034e-05 | 0.00014827 | 0.00011155 | 9.2781e-05 | 0 | 0.00011415 | 0.00011415 | 0.00011415 | 0.00011415 | 0.00025018 | 0.00021767 | 0.00016355 | 0.00013221 | 0.00011282 | 0.00013752 | 0.00011165 | 9.9647e-05 | 0.00017937 | 0.00010224 | -0.00011575 | -0.00011575
05/16 13:00:00 | 5 | 16 | 13 | 3253 | WE | 0.00046106 | 3.5937e-05 | 3.5937e-05 | 5.5276e-06 | 0.00016146 | 0.00021627 | 0.00011415 | 0 | 0 | 4.0839e-05 | 0 | 3.4968e-05 | 3.5937e-05 | 0 | 0.00011748 | 0 | 0.00011748 | 0.00011415 | 0 | 0.00011415 | 2.6174e-05 | 1.6398e-05 | 1.4769e-05 | 0.00012356 | 0.00016962 | 0.00015539 | -2.6145e-05 | 2.8072e-06 | -6.4303e-06 | -6.4303e-06 | 0.00011415 | 0.00011415 | 0.00011415 | 0.00011415 | 0.00011415 | 0.00011415 | 9.1034e-05 | 0.00014778 | 0.00010773 | 8.7265e-05 | 0 | 0.00011415 | 0.00011415 | 0.00011415 | 0.00011415 | 0.0002522 | 0.00021561 | 0.00015788 | 0.00012444 | 0.0001167 | 0.00014122 | 0.00011108 | 9.7102e-05 | 0.00017036 | 0.00010061 | -0.0001158 | -0.0001158
05/16 14:00:00 | 5 | 16 | 14 | 3254 | WE | 0.00042357 | 2.712e-05 | 2.712e-05 | 1.15e-05 | 7.9913e-05 | 0.00022375 | 0.00011415 | 0 | 0 | 4.0839e-05 | 0 | 0 | 2.712e-05 | 0 | 0.00011631 | 0 | 0.00011631 | 0.00011415 | 0 | 0.00011415 | 2.6174e-05 | 1.6398e-05 | 1.4769e-05 | 0.00012669 | 0.00017277 | 0.00015853 | -2.4732e-05 | -4.907e-07 | -8.225e-06 | -8.225e-06 | 0.00011415 | 0.00011415 | 0.00011415 | 0.00011415 | 0.00011415 | 0.00011415 | 9.1034e-05 | 0.0001471 | 0.00010447 | 8.269e-05 | 0 | 0.00011415 | 0.00011415 | 0.00011415 | 0.00011415 | 0.00024493 | 0.00021248 | 0.00015229 | 0.00011743 | 0.00012054 | 0.00014254 | 0.00010161 | 8.2624e-05 | 0.00016493 | 0.00010194 | -0.00011899 | -0.00011899
05/16 15:00:00 | 5 | 16 | 15 | 3255 | WE | 0.00035951 | 3.1458e-05 | 3.1458e-05 | 5.7392e-06 | 0.00012302 | 0.00023635 | 0.00011415 | 0 | 0 | 4.0839e-05 | 0 | 0 | 3.1458e-05 | 0 | 0.00011474 | 0 | 0.00011474 | 0.00011415 | 0 | 0.00011415 | 2.6174e-05 | 1.6398e-05 | 1.4769e-05 | 0.00012783 | 0.00017077 | 0.0001575 | -2.4537e-05 | -2.2685e-08 | -7.8442e-06 | -7.8442e-06 | 0.00011415 | 0.00011415 | 0.00011415 | 0.00011415 | 0.00011415 | 0.00011415 | 9.1034e-05 | 0.00014517 | 0.00010162 | 7.9372e-05 | 0 | 0.00011415 | 0.00011415 | 0.00011415 | 0.00011415 | 0.00022288 | 0.00020335 | 0.0001453 | 0.00011168 | 0.00012411 | 0.00014164 | 0.00010077 | 8.181e-05 | 0.00016696 | 0.00012982 | -0.00011612 | -0.00011612
05/16 16:00:00 | 5 | 16 | 16 | 3256 | WE | 0.00028315 | 3.1767e-05 | 3.1767e-05 | 0.0010048 | 0.00011406 | 0.00024949 | 0.00011415 | 0 | 0 | 4.0839e-05 | 0 | 0 | 3.1767e-05 | 0 | 0.00011582 | 0 | 0.00011582 | 0.00011415 | 0 | 0.00011415 | 2.6174e-05 | 1.6398e-05 | 1.4769e-05 | 0.00012327 | 0.00017214 | 0.00015704 | -2.4152e-05 | 2.1206e-06 | -6.2617e-06 | -6.2617e-06 | 0.00011415 | 0.00011415 | 0.00011415 | 0.00011415 | 0.00011415 | 0.00011415 | 9.1034e-05 | 0.00014133 | 9.6564e-05 | 7.3692e-05 | 0 | 0.00011415 | 0.00011415 | 0.00011415 | 0.00011415 | 0.00018626 | 0.00018872 | 0.00013401 | 0.00010234 | 0.00012427 | 0.00014102 | 0.00010046 | 8.1649e-05 | 0.00016648 | 0.00014729 | -0.00011703 | -0.00011703
05/16 17:00:00 | 5 | 16 | 17 | 3257 | WE | 0.00020533 | 3.2446e-05 | 3.2446e-05 | -0.00098864 | 7.971e-05 | -2.0051e-12 | 0.00011415 | 0.0010291 | 0.0010291 | 4.0839e-05 | 0 | 0 | 3.2446e-05 | 0 | 0.00012479 | 0 | 0.00012479 | 0.00011415 | 0 | 0.00011415 | 2.3582e-05 | 1.6398e-05 | 1.4769e-05 | 0.0001224 | 0.00016652 | 0.00015289 | -1.4765e-05 | -1.0385e-06 | -5.418e-06 | -5.418e-06 | 0.00011415 | 0.00011415 | 0.00011415 | 0.00011415 | 0.00011415 | 0.00011415 | 9.1034e-05 | 0.00012573 | 8.8965e-05 | 7.0179e-05 | 0 | 0.00011415 | 0.00011415 | 0.00011415 | 0.00011415 | 0.00014379 | 0.00015601 | 0.00011798 | 9.5957e-05 | 0.00012167 | 0.00013395 | 9.4459e-05 | 7.6145e-05 | 0.00016804 | 0.00013225 | -0.00011702 | -0.00011702
05/16 18:00:00 | 5 | 16 | 18 | 3258 | WE | 0.00012055 | 4.5465e-05 | 4.5465e-05 | 0.0010206 | 0.00016229 | -7.5459e-13 | 0.00011415 | 0.00092749 | 0.00092749 | 7.0788e-05 | 0 | 0 | 4.5465e-05 | 0 | 0.00013881 | 0 | 0.00013881 | 0.00011415 | 0 | 0.00011415 | 1.5259e-05 | 1.6398e-05 | 1.4769e-05 | 0.00012092 | 0.00016219 | 0.00014944 | -1.1758e-05 | -1.2013e-06 | -4.5694e-06 | -4.5694e-06 | 0.00011415 | 0.00011415 | 0.00011415 | 0.00011415 | 0.00011415 | 0.00011415 | 9.1034e-05 | 0.00012178 | 8.3191e-05 | 6.3475e-05 | 0 | 0.00011415 | 0.00011415 | 0.00011415 | 0.00011415 | 9.4738e-05 | 0.000117 | 9.688e-05 | 8.5231e-05 | 0.00011824 | 0.0001302 | 9.1003e-05 | 7.2822e-05 | 0.00017105 | 9.9722e-05 | -1.8031e-05 | -1.8031e-05
05/16 19:00:00 | 5 | 16 | 19 | 3259 | WE | 2.709e-05 | 5.1524e-05 | 5.1524e-05 | 2.2632e-05 | 0.00016559 | -3.8268e-13 | 0.00011415 | 0.00057463 | 0.00057463 | 0.00015247 | 0 | 0 | 5.1524e-05 | 0 | 0.00014748 | 0 | 0.00014748 | 0.00011415 | 0 | 0.00011415 | 7.0229e-06 | 1.6398e-05 | 1.4769e-05 | 0.00013284 | 0.00015594 | 0.0001488 | -1.0746e-05 | -1.0698e-06 | -4.1569e-06 | -4.1569e-06 | 0.00011415 | 0.00011415 | 0.00011415 | 0.00011415 | 0.00011415 | 0.00011415 | 9.1034e-05 | 0.00011705 | 8.0262e-05 | 6.1465e-05 | 0 | 0.00011415 | 0.00011415 | 0.00011415 | 0.00011415 | 4.6271e-05 | 8.0324e-05 | 8.0723e-05 | 8.0953e-05 | 0.00011435 | 0.00012618 | 8.8892e-05 | 7.1599e-05 | 0.00017795 | 0.00010332 | -1.3681e-05 | -1.3681e-05
05/16 20:00:00 | 5 | 16 | 20 | 3260 | WE | 0 | 5.4286e-05 | 5.4286e-05 | 2.3539e-05 | 0.00016641 | -2.8567e-13 | 0.00011415 | 5.48e-05 | 5.48e-05 | 0.00021236 | 0 | 0 | 5.4286e-05 | 0 | 0.0001514 | 0 | 0.0001514 | 0.00011415 | 0.00011463 | 0.00011415 | 5.5813e-07 | 1.6398e-05 | 1.4769e-05 | 0.00012894 | 0.00014896 | 0.00014277 | -1.2123e-05 | -6.0509e-07 | -4.2799e-06 | -4.2799e-06 | 0.00011415 | 0.00011415 | 0.00011415 | 0.00011415 | 0.00011415 | 0.00011415 | 9.1034e-05 | 0.00010404 | 7.5317e-05 | 6.0638e-05 | 0.00011465 | 0.00011415 | 0.00011415 | 0.00011415 | 0.00011415 | 6.8626e-06 | 5.6972e-05 | 7.0672e-05 | 7.8606e-05 | 0.00011273 | 0.00012384 | 9.3078e-05 | 7.8812e-05 | 0.00017596 | 0.00010332 | -1.5462e-05 | -1.5462e-05
05/16 21:00:00 | 5 | 16 | 21 | 3261 | WE | 0 | 5.3214e-05 | 5.3214e-05 | 0.0010285 | 0.0001529 | 0 | 0.00011415 | 0 | 0 | 0.00028587 | 0 | 0 | 5.3214e-05 | 0 | 0.00015248 | 0 | 0.00015248 | 0.00011415 | 0.00022925 | 0.00011415 | 0 | 1.6398e-05 | 1.4769e-05 | 0.00012024 | 0.00012621 | 0.00012436 | -1.197e-05 | -3.5427e-07 | -4.0602e-06 | -4.0602e-06 | 0.00011415 | 0.00011415 | 0.00011415 | 0.00011416 | 0.00011415 | 0.00011415 | 9.1034e-05 | 8.8189e-05 | 6.8193e-05 | 5.7976e-05 | 0.00022929 | 0.00011415 | 0.00011415 | 0.00011415 | 0.00011415 | 2.6738e-06 | 3.8487e-05 | 6.1627e-05 | 7.5027e-05 | 0.00011309 | 0.00011489 | 9.4829e-05 | 8.5523e-05 | 0.00017729 | 0.00010684 | -1.0672e-05 | -1.0672e-05
05/16 22:00:00 | 5 | 16 | 22 | 3262 | WE | 0 | 4.2295e-05 | 4.2295e-05 | 1.8014e-05 | 9.2596e-05 | 2.0697e-12 | 0.00011415 | 0 | 0 | 0.00034305 | 0 | 0 | 4.2295e-05 | 0 | 0.00014889 | 0 | 0.00014889 | 0.00011415 | 0.00022925 | 0.00011415 | 0 | 1.6398e-05 | 1.3975e-05 | 0.00011014 | 0.00012367 | 0.00011949 | -9.6604e-06 | -1.4509e-07 | -3.181e-06 | -3.181e-06 | 0.00011415 | 0.00011415 | 0.00011415 | 0.00011415 | 0.00011415 | 0.00011415 | 9.1034e-05 | 6.8383e-05 | 6.1574e-05 | 5.8095e-05 | 0.00022929 | 0.00011415 | 0.00011415 | 0.00011415 | 0.00011415 | 2.6738e-06 | 2.6995e-05 | 5.751e-05 | 7.5181e-05 | 0.00011287 | 0.00010592 | 9.187e-05 | 8.5355e-05 | 0.00017731 | 0.0001032 | -1.2811e-05 | -1.2811e-05
05/16 23:00:00 | 5 | 16 | 23 | 3263 | WE | 0 | 4.4011e-05 | 4.4011e-05 | 6.0053e-06 | 0.00015804 | 7.9772e-13 | 0.00011415 | 0 | 0 | 0.00034849 | 0 | 0 | 4.4011e-05 | 0 | 0.00013992 | 0 | 0.00013992 | 0.00011415 | 0.00022925 | 0.00011415 | 0 | 1.6398e-05 | 1.3975e-05 | 0.00013377 | 0.00012343 | 0.00012662 | -1.0984e-05 | 3.6629e-07 | -3.255e-06 | -3.255e-06 | 0.00011415 | 0.00011415 | 0.00011415 | 0.00011415 | 0.00011415 | 0.00011415 | 9.1034e-05 | 6.7664e-05 | 6.0585e-05 | 5.6968e-05 | 0.00022929 | 0.00011415 | 0.00011415 | 0.00011415 | 0.00011415 | 2.6738e-06 | 2.2886e-05 | 5.5079e-05 | 7.3722e-05 | 0.00011189 | 0.00010561 | 9.1436e-05 | 8.486e-05 | 0.00017419 | 0.00010276 | -8.6346e-06 | -8.6346e-06
05/16 24:00:00 | 5 | 16 | 24 | 3264 | WE | 0 | 3.0646e-05 | 3.0646e-05 | 4.6467e-06 | 7.7459e-05 | -1.3906e-12 | 0.00011415 | 0 | 0 | 0.00023959 | 0 | 0 | 3.0646e-05 | 0 | 0.00012686 | 0 | 0.00012686 | 0.00011415 | 0.00022925 | 0.00011415 | 0 | 1.6398e-05 | 1.3975e-05 | 0.00010892 | 0.00012332 | 0.00011887 | -8.6231e-06 | 6.5519e-07 | -2.3051e-06 | -2.3051e-06 | 0.00011415 | 0.00011415 | 0.00011415 | 0.00011415 | 0.00011415 | 0.00011415 | 9.1034e-05 | 6.7637e-05 | 6.0012e-05 | 5.6116e-05 | 0.00022929 | 0.00011415 | 0.00011415 | 0.00011415 | 0.00011415 | 2.6738e-06 | 2.2734e-05 | 5.4326e-05 | 7.262e-05 | 0.0001121 | 0.00010557 | 9.1139e-05 | 8.4447e-05 | 0.0001768 | 0.00010249 | -1.0884e-05 | -1.0884e-05
05/17 01:00:00 | 5 | 17 | 1 | 3265 | WE | 0 | 1.6216e-05 | 1.6216e-05 | 1.7304e-06 | 0 | 0.00025245 | 0.00011415 | 0 | 0 | 0.00013341 | 0 | 0 | 1.6216e-05 | 0 | 9.281e-05 | 0 | 9.281e-05 | 0.00011415 | 0.00022925 | 0.00011415 | 0 | 1.6398e-05 | 1.3975e-05 | 0.00010861 | 0.00012365 | 0.000119 | -9.5148e-06 | 1.0894e-06 | -2.2939e-06 | -2.2939e-06 | 0.00011415 | 0.00011415 | 0.00011415 | 0.00011415 | 0.00011415 | 0.00011415 | 9.1034e-05 | 6.758e-05 | 5.8756e-05 | 5.4248e-05 | 0.00022929 | 0.00011415 | 0.00011415 | 0.00011415 | 0.00011415 | 2.6738e-06 | 2.2409e-05 | 5.2676e-05 | 7.0203e-05 | 0.0001126 | 0.00010567 | 8.8386e-05 | 8.037e-05 | 0.00017477 | 0.00010224 | 7.8556e-06 | 7.8556e-06
05/17 02:00:00 | 5 | 17 | 2 | 3266 | WE | 0 | 2.3122e-05 | 2.3122e-05 | 0.00097037 | 7.4341e-05 | 0.00023244 | 0.00011415 | 0 | 0 | 5.4452e-05 | 0 | 0 | 2.3122e-05 | 0 | 8.6205e-05 | 0 | 8.6205e-05 | 0.00011415 | 0.00022925 | 0.00011415 | 0 | 1.6398e-05 | 1.3975e-05 | 0.00010702 | 0.00012189 | 0.00011729 | -1.5288e-05 | 1.8731e-06 | -3.6023e-06 | -3.6023e-06 | 0.00011415 | 0.00011415 | 0.00011415 | 0.00011415 | 0.00011415 | 0.00011415 | 9.1034e-05 | 6.7485e-05 | 5.7794e-05 | 5.2843e-05 | 0.00022929 | 0.00011415 | 0.00011415 | 0.00011415 | 0.00011415 | 2.6738e-06 | 2.1869e-05 | 5.1326e-05 | 6.8384e-05 | 0.00010762 | 0.00010502 | 8.7754e-05 | 7.9747e-05 | 0.00016385 | 0.0001019 | 1.2303e-05 | 1.2303e-05
05/17 03:00:00 | 5 | 17 | 3 | 3267 | WE | 0 | 1.754e-05 | 1.754e-05 | -0.00096814 | 2.4324e-05 | 0.00022975 | 0.00011415 | 0 | 0 | 2.1781e-05 | 0 | 0 | 1.754e-05 | 0 | 8.4304e-05 | 0 | 8.4304e-05 | 0.00011415 | 0.00022925 | 0.00011415 | 0 | 1.6398e-05 | 1.3975e-05 | 0.00010569 | 0.00011965 | 0.00011534 | -2.1219e-05 | 2.0903e-06 | -5.3466e-06 | -5.3466e-06 | 0.00011415 | 0.00011415 | 0.00011415 | 0.00011415 | 0.00011415 | 0.00011415 | 9.1034e-05 | 6.7544e-05 | 5.8391e-05 | 5.3714e-05 | 0.00022929 | 0.00011415 | 0.00011415 | 0.00011415 | 0.00011415 | 2.6738e-06 | 2.2203e-05 | 5.2163e-05 | 6.9512e-05 | 0.0001037 | 0.00010425 | 8.7672e-05 | 7.9985e-05 | 0.00016038 | 0.00010171 | 9.1113e-06 | 9.1113e-06
05/17 04:00:00 | 5 | 17 | 4 | 3268 | WE | 0 | 1.9962e-05 | 1.9962e-05 | 0.00096941 | 4.9803e-05 | 0.00022651 | 0.00011415 | 0 | 0 | 2.1781e-05 | 0 | 0 | 1.9962e-05 | 0 | 8.2413e-05 | 0 | 8.2413e-05 | 0.00011415 | 0.00022925 | 0.00011415 | 0 | 1.6398e-05 | 1.3975e-05 | 0.00011763 | 0.00011832 | 0.00011811 | -2.2727e-05 | 2.5117e-06 | -5.541e-06 | -5.541e-06 | 0.00011415 | 0.00011415 | 0.00011415 | 0.00011415 | 0.00011415 | 0.00011415 | 9.1034e-05 | 6.9679e-05 | 5.9002e-05 | 5.3546e-05 | 0.00022929 | 0.00011415 | 0.00011415 | 0.00011415 | 0.00011415 | 2.6738e-06 | 2.4849e-05 | 5.2995e-05 | 6.9294e-05 | 0.00010278 | 0.00010442 | 8.7697e-05 | 7.9939e-05 | 0.00015765 | 0.00010159 | 1.2303e-05 | 1.2303e-05
05/17 05:00:00 | 5 | 17 | 5 | 3269 | WE | 0 | 2.4096e-05 | 2.4096e-05 | 1.352e-06 | 7.4881e-05 | 0.00021796 | 0.00011415 | 0 | 0 | 6.5342e-05 | 0 | -0.00071209 | 2.4096e-05 | 0 | 8.158e-05 | 0 | 8.158e-05 | 0.00011415 | 0.00017194 | 0.00011415 | 6.6998e-07 | 1.6398e-05 | 1.3975e-05 | 0.00011521 | 0.00011889 | 0.00011775 | -2.8402e-05 | -3.0901e-06 | -1.1166e-05 | -1.1166e-05 | 0.00011415 | 0.00011415 | 0.00011415 | 0.00011415 | 0.00011415 | 0.00011415 | 9.1034e-05 | 8.4001e-05 | 6.7619e-05 | 5.9249e-05 | 0.0001538 | 0.00011415 | 0.00011415 | 0.00011415 | 0.00011415 | 6.9847e-06 | 3.541e-05 | 6.1627e-05 | 7.6808e-05 | 9.7837e-05 | 0.0001068 | 8.599e-05 | 7.6338e-05 | 0.00014239 | 0.00010142 | 9.1113e-06 | 9.1113e-06
05/17 06:00:00 | 5 | 17 | 6 | 3270 | WE | 5.1471e-05 | 2.7944e-05 | 2.7944e-05 | 3.6654e-06 | 7.7579e-05 | -1.5577e-12 | 0.00011415 | 0.00024948 | 0.00024948 | 0.00013613 | 0 | -0.0011957 | 2.7944e-05 | 0 | 8.8117e-05 | 0 | 8.8117e-05 | 0.00011415 | 0 | 0.00011415 | 6.4029e-06 | 1.6398e-05 | 1.4769e-05 | 0.00011373 | 0.00012005 | 0.0001181 | -5.1482e-05 | 5.7658e-06 | -1.2499e-05 | -1.2499e-05 | 0.00011415 | 0.00011415 | 0.00011415 | 0.00011415 | 0.00011415 | 0.00011415 | 9.1034e-05 | 0.00011291 | 8.0761e-05 | 6.4334e-05 | 0 | 0.00011415 | 0.00011415 | 0.00011415 | 0.00011415 | 3.9501e-05 | 6.4017e-05 | 7.6988e-05 | 8.4499e-05 | 9.016e-05 | 0.00010998 | 8.0895e-05 | 6.7406e-05 | 0.00011868 | 0.00010134 | 9.1113e-06 | 9.1113e-06
05/17 07:00:00 | 5 | 17 | 7 | 3271 | WE | 0.00014804 | 3.9731e-05 | 3.9731e-05 | 1.7446e-05 | 0.00016647 | 7.5442e-14 | 0.00011415 | 0.00063244 | 0.00063244 | 0.00015247 | -1.6239e-05 | -0.00113 | 3.9731e-05 | -0.00014829 | 0.00010137 | 2.1946e-06 | 0.00010137 | 0.00011415 | 0 | 0.00011415 | 1.4493e-05 | 1.6398e-05 | 1.4769e-05 | 0.00010722 | 0.00012816 | 0.00012169 | -6.4117e-05 | 2.9658e-06 | -1.8437e-05 | -1.8437e-05 | 0.00011415 | 0.00011415 | 0.00011415 | 0.00011415 | 0.00011415 | 0.00011415 | 9.1034e-05 | 0.00012753 | 8.9571e-05 | 7.0176e-05 | 0 | 0.00011415 | 0.00011415 | 0.00011415 | 0.00011415 | 8.6504e-05 | 0.00010782 | 9.9009e-05 | 9.3907e-05 | 8.8924e-05 | 0.00011725 | 8.4291e-05 | 6.9005e-05 | 0.00011278 | 0.00010131 | 1.2303e-05 | 1.2303e-05
05/17 08:00:00 | 5 | 17 | 8 | 3272 | WE | 0.00024195 | 5.0238e-05 | 5.0238e-05 | 2.1817e-05 | 0.00017144 | 4.7973e-13 | 0.00011415 | 0.00090131 | 0.00090131 | 0.00013613 | -8.5355e-06 | -0.0010605 | 5.0238e-05 | -0.00010263 | 0.000114 | 1.4605e-05 | 0.000114 | 0.00011415 | 0 | 0.00011415 | 2.3132e-05 | 1.6398e-05 | 1.4769e-05 | 0.00010631 | 0.00012453 | 0.0001189 | -7.5966e-05 | -1.2982e-08 | -2.4246e-05 | -2.4246e-05 | 0.00011415 | 0.00011415 | 0.00011415 | 0.00011416 | 0.00011415 | 0.00011415 | 9.1034e-05 | 0.00014105 | 9.65e-05 | 7.3736e-05 | 0 | 0.00011415 | 0.00011415 | 0.00011415 | 0.00011415 | 0.00013565 | 0.00016627 | 0.00012466 | 0.00010057 | 8.7958e-05 | 0.0001204 | 8.5955e-05 | 6.998e-05 | 0.00010414 | 0.00011156 | 9.1113e-06 | 9.1113e-06
05/17 09:00:00 | 5 | 17 | 9 | 3273 | WE | 0.00032669 | 6.7476e-05 | 6.7476e-05 | 0.0010612 | 0.00017237 | 1.5523e-12 | 0.00011415 | 0.00044872 | 0.00044872 | 5.9897e-05 | -2.4647e-05 | -0.0010438 | 6.7476e-05 | -1.8158e-05 | 0.00011567 | 4.2635e-05 | 0.00011567 | 0.00011415 | 0 | 0.00011415 | 2.6174e-05 | 1.6398e-05 | 1.4769e-05 | 0.00010666 | 0.00012316 | 0.00011806 | -7.9492e-05 | -1.7538e-07 | -2.5482e-05 | -2.5482e-05 | 0.00011415 | 0.00011415 | 0.00011415 | 0.00011416 | 0.00011415 | 0.00011415 | 9.1034e-05 | 0.00014285 | 9.7577e-05 | 7.4447e-05 | 0 | 0.00011415 | 0.00011415 | 0.00011415 | 0.00011415 | 0.00018265 | 0.00018841 | 0.00013441 | 0.00010314 | 8.6179e-05 | 0.00012042 | 8.6096e-05 | 7.0175e-05 | 8.7327e-05 | 0.00010845 | 1.2303e-05 | 1.2303e-05
05/17 10:00:00 | 5 | 17 | 10 | 3274 | WE | 0.00041057 | 9.5311e-05 | 9.5311e-05 | 1.9259e-05 | 0.0001704 | 0.00021486 | 0.00011415 | 0.00030594 | 0.00030594 | 4.0839e-05 | -4.2366e-05 | -0.00098891 | 9.5311e-05 | 8.4558e-05 | 0.00011778 | 8.3109e-05 | 0.00011778 | 0.00011415 | 0 | 0.00011415 | 2.6174e-05 | 1.6398e-05 | 1.4769e-05 | 0.00010601 | 0.00012416 | 0.00011855 | -7.9712e-05 | 1.3623e-07 | -2.534e-05 | -2.534e-05 | 0.00011415 | 0.00011415 | 0.00011415 | 0.00011416 | 0.00011415 | 0.00011415 | 9.1034e-05 | 0.0001438 | 9.7766e-05 | 7.4243e-05 | 0 | 0.00011415 | 0.00011415 | 0.00011415 | 0.00011415 | 0.0002211 | 0.00019175 | 0.00013639 | 0.00010433 | 8.618e-05 | 0.00012152 | 8.6406e-05 | 7.0119e-05 | 8.7321e-05 | 0.00010755 | 9.1113e-06 | 9.1113e-06
05/17 11:00:00 | 5 | 17 | 11 | 3275 | WE | 0.00046922 | 7.8799e-05 | 7.8799e-05 | 1.713e-05 | 0.00016711 | 0.00021991 | 0.00011415 | 0 | 0 | 4.0839e-05 | 0.00074075 | -0.00091695 | 7.8799e-05 | 0.00015732 | 0.00012151 | 5.9317e-05 | 0.00012151 | 0.00011415 | 0 | 0.00011415 | 2.6174e-05 | 1.6398e-05 | 1.4769e-05 | 0.00013066 | 0.0001255 | 0.0001271 | -8.4239e-05 | 2.3832e-07 | -2.6715e-05 | -2.6715e-05 | 0.00011415 | 0.00011415 | 0.00011415 | 0.00011416 | 0.00011415 | 0.00011415 | 9.1034e-05 | 0.00014429 | 9.6799e-05 | 7.2535e-05 | 0 | 0.00011415 | 0.00011415 | 0.00011415 | 0.00011415 | 0.00024124 | 0.00019375 | 0.00013622 | 0.00010291 | 8.6412e-05 | 0.00012214 | 8.6281e-05 | 6.9651e-05 | 8.7328e-05 | 0.00010705 | 9.1113e-06 | 9.1113e-06
05/17 12:00:00 | 5 | 17 | 12 | 3276 | WE | 0.0005 | 7.1514e-05 | 7.1514e-05 | 1.4894e-05 | 0.00016387 | 0.00021998 | 0.00011415 | 0 | 0 | 4.0839e-05 | 0.00061725 | -0.00080641 | 7.1514e-05 | 0.00013109 | 0.00012155 | 4.9427e-05 | 0.00012155 | 0.00011415 | 0 | 0.00011415 | 2.6174e-05 | 1.6398e-05 | 1.4769e-05 | 0.00010455 | 0.00012445 | 0.0001183 | -8.2089e-05 | -2.5286e-08 | -2.6208e-05 | -2.6208e-05 | 0.00011415 | 0.00011415 | 0.00011415 | 0.00011416 | 0.00011415 | 0.00011415 | 9.1034e-05 | 0.00014175 | 9.4766e-05 | 7.0757e-05 | 0 | 0.00011415 | 0.00011415 | 0.00011415 | 0.00011415 | 0.00025179 | 0.00019045 | 0.00013375 | 0.00010091 | 8.6164e-05 | 0.00012131 | 8.5686e-05 | 6.9164e-05 | 8.7337e-05 | 0.00010654 | 1.2303e-05 | 1.2303e-05
05/17 13:00:00 | 5 | 17 | 13 | 3277 | WE | 0.0004945 | 7.0462e-05 | 7.0462e-05 | 0.001015 | 0.0001614 | 0.00021627 | 0.00011415 | 0 | 0 | 4.0839e-05 | 0.00050144 | -0.00067605 | 7.0462e-05 | 0.00013038 | 0.00011748 | 4.9157e-05 | 0.00011748 | 0.00011415 | 0 | 0.00011415 | 2.6174e-05 | 1.6398e-05 | 1.4769e-05 | 0.00010688 | 0.00012819 | 0.0001216 | -8.3223e-05 | -3.7732e-08 | -2.6578e-05 | -2.6578e-05 | 0.00011415 | 0.00011415 | 0.00011415 | 0.00011416 | 0.00011415 | 0.00011415 | 9.1034e-05 | 0.00013915 | 9.3405e-05 | 7.0029e-05 | 0 | 0.00011415 | 0.00011415 | 0.00011415 | 0.00011415 | 0.00025296 | 0.00018646 | 0.00013165 | 9.9906e-05 | 8.6975e-05 | 0.00012184 | 8.5718e-05 | 6.8965e-05 | 9.4844e-05 | 0.0001062 | 9.1113e-06 | 9.1113e-06
05/17 14:00:00 | 5 | 17 | 14 | 3278 | WE | 0.00045981 | 6.0702e-05 | 6.0702e-05 | -0.00099268 | 7.9958e-05 | 0.00022375 | 0.00011415 | 0 | 0 | 4.0839e-05 | 0.00043102 | -0.00056969 | 6.0702e-05 | 0.00012079 | 0.00011631 | 4.7797e-05 | 0.00011631 | 0.00011415 | 0 | 0.00011415 | 2.6174e-05 | 1.6398e-05 | 1.4769e-05 | 0.0001077 | 0.00012663 | 0.00012078 | -8.4431e-05 | -6.4187e-08 | -2.6982e-05 | -2.6982e-05 | 0.00011415 | 0.00011415 | 0.00011415 | 0.00011416 | 0.00011415 | 0.00011415 | 9.1034e-05 | 0.00013361 | 9.3133e-05 | 7.2451e-05 | 0 | 0.00011415 | 0.00011415 | 0.00011415 | 0.00011415 | 0.00024585 | 0.00017881 | 0.00013076 | 0.00010294 | 8.8546e-05 | 0.00011961 | 8.5465e-05 | 6.9628e-05 | 0.00010959 | 0.00010601 | 1.2303e-05 | 1.2303e-05
05/17 15:00:00 | 5 | 17 | 15 | 3279 | WE | 0.00039876 | 6.9281e-05 | 6.9281e-05 | 0.0010046 | 0.0001583 | 0.00023635 | 0.00011415 | 0 | 0 | 4.0839e-05 | 0.00037284 | -0.00045974 | 6.9281e-05 | 0.00010812 | 0.00011474 | 4.8519e-05 | 0.00011474 | 0.00011415 | 0 | 0.00011415 | 2.6174e-05 | 1.6398e-05 | 1.4769e-05 | 0.00010644 | 0.00012172 | 0.000117 | -8.5753e-05 | -1.4645e-07 | -2.746e-05 | -2.746e-05 | 0.00011415 | 0.00011415 | 0.00011415 | 0.00011416 | 0.00011415 | 0.00011415 | 9.1034e-05 | 0.00013256 | 9.1594e-05 | 7.0664e-05 | 0 | 0.00011415 | 0.00011415 | 0.00011415 | 0.00011415 | 0.00022565 | 0.00017447 | 0.00012701 | 9.953e-05 | 8.6177e-05 | 0.00011757 | 8.4483e-05 | 6.9139e-05 | 8.7375e-05 | 0.00010616 | 9.1113e-06 | 9.1113e-06
05/17 16:00:00 | 5 | 17 | 16 | 3280 | WE | 0.00031812 | 6.7478e-05 | 6.7478e-05 | 5.151e-06 | 7.9135e-05 | 0.00024949 | 0.00011415 | 0 | 0 | 4.0839e-05 | 0.00036725 | -0.00038959 | 6.7478e-05 | 0.0001111 | 0.00011582 | 5.6104e-05 | 0.00011582 | 0.00011415 | 0 | 0.00011415 | 2.6174e-05 | 1.6398e-05 | 1.4769e-05 | 0.0001006 | 0.00012086 | 0.0001146 | -8.5819e-05 | 3.3694e-08 | -2.7358e-05 | -2.7358e-05 | 0.00011415 | 0.00011415 | 0.00011415 | 0.00011416 | 0.00011415 | 0.00011415 | 9.1034e-05 | 0.00012705 | 8.7621e-05 | 6.7472e-05 | 0 | 0.00011415 | 0.00011415 | 0.00011415 | 0.00011415 | 0.00018869 | 0.00016507 | 0.00011993 | 9.3788e-05 | 8.6133e-05 | 0.00011561 | 8.3267e-05 | 6.8265e-05 | 8.7345e-05 | 0.00010657 | 1.2303e-05 | 1.2303e-05
05/17 17:00:00 | 5 | 17 | 17 | 3281 | WE | 0.00022937 | 8.5013e-05 | 8.5013e-05 | 1.1675e-05 | 7.9866e-05 | -2.0051e-12 | 0.00011415 | 0.0010317 | 0.0010317 | 4.0839e-05 | -0.00064788 | -0.00029453 | 8.5013e-05 | -8.0158e-05 | 0.00012479 | 7.4806e-05 | 0.00012479 | 0.00011415 | 0 | 0.00011415 | 2.3643e-05 | 1.6398e-05 | 1.4769e-05 | 0.00010032 | 0.00011883 | 0.00011311 | -7.7396e-05 | 8.4333e-08 | -2.4636e-05 | -2.4636e-05 | 0.00011415 | 0.00011415 | 0.00011415 | 0.00011416 | 0.00011415 | 0.00011415 | 9.1034e-05 | 0.0001149 | 8.0897e-05 | 6.3525e-05 | 0 | 0.00011415 | 0.00011415 | 0.00011415 | 0.00011415 | 0.00014446 | 0.00013872 | 0.00010589 | 8.6881e-05 | 8.6137e-05 | 0.00011089 | 8.1032e-05 | 6.7184e-05 | 8.6943e-05 | 0.00010531 | 9.1113e-06 | 9.1113e-06
05/17 18:00:00 | 5 | 17 | 18 | 3282 | WE | 0.00013677 | 0.00010943 | 0.00010943 | 0.0010198 | 0.00016257 | -7.5459e-13 | 0.00011415 | 0.00093074 | 0.00093074 | 7.0788e-05 | -0.00040386 | -0.0002042 | 0.00010943 | 4.9148e-05 | 0.00013881 | 9.1014e-05 | 0.00013881 | 0.00011415 | 0 | 0.00011415 | 1.5313e-05 | 1.6398e-05 | 1.4769e-05 | 9.9845e-05 | 0.00011755 | 0.00011208 | -7.562e-05 | -3.1793e-08 | -2.4149e-05 | -2.4149e-05 | 0.00011415 | 0.00011415 | 0.00011415 | 0.00011416 | 0.00011415 | 0.00011415 | 9.1034e-05 | 0.00010937 | 7.7361e-05 | 6.1008e-05 | 0 | 0.00011415 | 0.00011415 | 0.00011415 | 0.00011415 | 9.512e-05 | 9.908e-05 | 8.8219e-05 | 8.1929e-05 | 8.6141e-05 | 0.00010846 | 7.9793e-05 | 6.6495e-05 | 8.6895e-05 | 0.00010585 | 1.2303e-05 | 1.2303e-05
05/17 19:00:00 | 5 | 17 | 19 | 3283 | WE | 4.2679e-05 | 0.00013546 | 0.00013546 | 1.6783e-05 | 0.00016566 | -3.8268e-13 | 0.00011415 | 0.00058187 | 0.00058187 | 0.00015247 | -0.00021323 | -0.0001218 | 0.00013546 | 0.0001734 | 0.00014748 | 0.00011947 | 0.00014748 | 0.00011415 | 0 | 0.00011415 | 7.1115e-06 | 1.6398e-05 | 1.4769e-05 | 0.00011101 | 0.00011469 | 0.00011355 | -7.6744e-05 | -2.2388e-07 | -2.4638e-05 | -2.4638e-05 | 0.00011415 | 0.00011415 | 0.00011415 | 0.00011415 | 0.00011415 | 0.00011415 | 9.1034e-05 | 0.00010238 | 7.4946e-05 | 6.0927e-05 | 0 | 0.00011415 | 0.00011415 | 0.00011415 | 0.00011415 | 4.6799e-05 | 6.3373e-05 | 7.4068e-05 | 8.0262e-05 | 8.6254e-05 | 0.00010491 | 7.8652e-05 | 6.6473e-05 | 8.6865e-05 | 0.00010063 | 9.1113e-06 | 9.1113e-06
05/17 20:00:00 | 5 | 17 | 20 | 3284 | WE | 0 | 0.0001298 | 0.0001298 | 1.7762e-05 | 0.0001665 | -2.8567e-13 | 0.00011415 | 6.3205e-05 | 6.3205e-05 | 0.00021236 | -0.00010037 | -0.0001022 | 0.0001298 | 0.00013907 | 0.0001514 | 0.00010748 | 0.0001514 | 0.00011415 | 0.00011463 | 0.00011415 | 6.4372e-07 | 1.6398e-05 | 1.4769e-05 | 0.00010982 | 0.00011131 | 0.00011085 | -7.7454e-05 | -1.7607e-07 | -2.4832e-05 | -2.4832e-05 | 0.00011415 | 0.00011415 | 0.00011415 | 0.00011415 | 0.00011415 | 0.00011415 | 9.1034e-05 | 9.0788e-05 | 6.9091e-05 | 5.8004e-05 | 0.00011465 | 0.00011415 | 0.00011415 | 0.00011415 | 0.00011415 | 7.3721e-06 | 3.8587e-05 | 6.1778e-05 | 7.5208e-05 | 8.9088e-05 | 0.00010427 | 8.3193e-05 | 7.3416e-05 | 8.6824e-05 | 0.00010006 | 9.1113e-06 | 9.1113e-06
05/17 21:00:00 | 5 | 17 | 21 | 3285 | WE | 0 | 0.00012466 | 0.00012466 | 1.5079e-05 | 0.00016466 | 0 | 0.00011415 | 0 | 0 | 0.00028587 | -5.883e-05 | -0.00012811 | 0.00012466 | 0.0001215 | 0.00015248 | 9.9926e-05 | 0.00015248 | 0.00011415 | 0.00022925 | 0.00011415 | 0 | 1.6398e-05 | 1.4769e-05 | 0.00010343 | 9.2752e-05 | 9.6052e-05 | -5.8268e-05 | -1.7151e-07 | -1.8707e-05 | -1.8707e-05 | 0.00011415 | 0.00011415 | 0.00011415 | 0.00011415 | 0.00011415 | 0.00011415 | 9.1034e-05 | 7.192e-05 | 6.0961e-05 | 5.5362e-05 | 0.00022929 | 0.00011415 | 0.00011415 | 0.00011415 | 0.00011415 | 2.6738e-06 | 2.9495e-05 | 5.6187e-05 | 7.1643e-05 | 9.1886e-05 | 9.6081e-05 | 8.5393e-05 | 8.0436e-05 | 8.7378e-05 | 9.9528e-05 | 1.2303e-05 | 1.2303e-05
05/17 22:00:00 | 5 | 17 | 22 | 3286 | WE | 0 | 0.00011791 | 0.00011791 | -0.0004644 | 8.1096e-05 | 2.0697e-12 | 0.00011415 | 0 | 0 | 0.00034305 | -3.8302e-05 | -0.0002228 | 0.00011791 | 0.00012867 | 0.00014889 | 0.00010938 | 0.00014889 | 0.00011415 | 0.00022925 | 0.00011415 | 0 | 1.6398e-05 | 1.3975e-05 | 9.442e-05 | 9.1435e-05 | 9.2357e-05 | -5.3059e-05 | -5.6136e-06 | -2.0751e-05 | -2.0751e-05 | 0.00011415 | 0.00011415 | 0.00011415 | 0.00011415 | 0.00011415 | 0.00011415 | 9.1034e-05 | 6.8193e-05 | 5.8822e-05 | 5.4034e-05 | 0.00022929 | 0.00011415 | 0.00011415 | 0.00011415 | 0.00011415 | 2.6738e-06 | 2.591e-05 | 5.3784e-05 | 6.9926e-05 | 9.1806e-05 | 9.4492e-05 | 8.4642e-05 | 8.0073e-05 | 8.7236e-05 | 9.9131e-05 | 9.1113e-06 | 9.1113e-06
05/17 23:00:00 | 5 | 17 | 23 | 3287 | WE | 0 | 0.00011169 | 0.00011169 | 0.00047538 | 0.00015823 | 7.9772e-13 | 0.00011415 | 0 | 0 | 0.00034849 | 0.00093292 | -0.00079628 | 0.00011169 | 0.00025546 | 0.00013992 | 9.6315e-05 | 0.00013992 | 0.00011415 | 0.00022925 | 0.00011415 | 0 | 1.6398e-05 | 1.3975e-05 | 0.00012094 | 9.0372e-05 | 9.9818e-05 | -5.7665e-05 | 4.6547e-06 | -1.5229e-05 | -1.5229e-05 | 0.00011415 | 0.00011415 | 0.00011415 | 0.00011415 | 0.00011415 | 0.00011415 | 9.1034e-05 | 6.8114e-05 | 5.8122e-05 | 5.3017e-05 | 0.00022929 | 0.00011415 | 0.00011415 | 0.00011415 | 0.00011415 | 2.6738e-06 | 2.5458e-05 | 5.2785e-05 | 6.8609e-05 | 9.2076e-05 | 9.4094e-05 | 8.4325e-05 | 7.9794e-05 | 8.7128e-05 | 9.8728e-05 | 1.2303e-05 | 1.2303e-05
05/17 24:00:00 | 5 | 17 | 24 | 3288 | WE | 0 | 8.0686e-05 | 8.0686e-05 | 2.6684e-06 | 7.7601e-05 | -1.3906e-12 | 0.00011415 | 0 | 0 | 0.00023959 | 0.00061043 | 0 | 8.0686e-05 | 0.00015222 | 0.00012686 | 7.1211e-05 | 0.00012686 | 0.00011415 | 0.00022925 | 0.00011415 | 0 | 1.6398e-05 | 1.3975e-05 | 9.2769e-05 | 8.8721e-05 | 8.9972e-05 | -5.2979e-05 | 1.17e-05 | -8.9363e-06 | -8.9363e-06 | 0.00011415 | 0.00011415 | 0.00011415 | 0.00011416 | 0.00011415 | 0.00011415 | 9.1034e-05 | 6.7729e-05 | 5.9644e-05 | 5.5513e-05 | 0.00022929 | 0.00011415 | 0.00011415 | 0.00011415 | 0.00011415 | 2.6738e-06 | 2.3262e-05 | 5.4025e-05 | 7.184e-05 | 9.1836e-05 | 9.3404e-05 | 8.4574e-05 | 8.0478e-05 | 8.7028e-05 | 9.9164e-05 | 9.1113e-06 | 9.1113e-06
05/18 01:00:00 | 5 | 18 | 1 | 3289 | WD | 0 | 4.3451e-05 | 4.3451e-05 | 9.183e-07 | 7.5198e-05 | 0.00025245 | 0.00011415 | 0 | 0 | 0.00013341 | 0.00034485 | -0.0010675 | 4.3451e-05 | -1.0585e-05 | 9.19e-05 | 2.7614e-05 | 9.19e-05 | 0.00011415 | 0.00022925 | 0.00011415 | 0 | 6.5591e-05 | 0.0001118 | 8.9e-05 | 8.7124e-05 | 8.7704e-05 | -5.0583e-06 | 1.2556e-05 | 6.9363e-06 | 6.9363e-06 | 0.00011415 | 0.00011415 | 0.00011415 | 0.00011416 | 0.00011415 | 0.00011415 | 3.6463e-05 | 6.7924e-05 | 5.8637e-05 | 5.3892e-05 | 0.00022929 | 0.00011415 | 0.00011415 | 0.00011415 | 0.00011415 | 1.2032e-06 | 2.437e-05 | 5.3103e-05 | 6.9742e-05 | 6.6991e-05 | 9.2989e-05 | 8.5772e-05 | 8.2425e-05 | 9.3323e-05 | 9.9886e-05 | -3.4551e-06 | -3.4551e-06
05/18 02:00:00 | 5 | 18 | 2 | 3290 | WD | 0 | 6.074e-05 | 6.074e-05 | 0.00097246 | 0 | 0.00023244 | 0.00011415 | 0 | 0 | 5.4452e-05 | 0.00049554 | -0.0082899 | 6.074e-05 | 6.3306e-05 | 8.5656e-05 | 6.4882e-05 | 8.5656e-05 | 0.00011415 | 0.00022925 | 0.00011415 | 0 | 6.5591e-05 | 0.0001118 | 8.9288e-05 | 8.6275e-05 | 8.7206e-05 | 1.0854e-05 | 1.2962e-05 | 1.2289e-05 | 1.2289e-05 | 0.00011415 | 0.00011415 | 0.00011415 | 0.00011416 | 0.00011415 | 0.00011415 | 3.6473e-05 | 6.819e-05 | 6.0618e-05 | 5.6748e-05 | 0.00022929 | 0.00011415 | 0.00011415 | 0.00011415 | 0.00011415 | 1.23e-06 | 2.5894e-05 | 5.6002e-05 | 7.3438e-05 | 6.5553e-05 | 9.2778e-05 | 8.5939e-05 | 8.2768e-05 | 9.1989e-05 | 0.00010035 | 4.6158e-06 | 4.6158e-06
05/18 03:00:00 | 5 | 18 | 3 | 3291 | WD | 0 | 8.5329e-05 | 8.5329e-05 | -0.00096985 | 7.4245e-05 | 0.00022975 | 0.00011415 | 0 | 0 | 2.1781e-05 | 0.0004183 | -0.0041495 | 8.5329e-05 | 0.00010278 | 8.3946e-05 | 8.904e-05 | 8.3946e-05 | 0.00011415 | 0.00022925 | 0.00011415 | 0 | 6.5591e-05 | 0.0001118 | 8.9816e-05 | 8.5235e-05 | 8.6651e-05 | 1.3495e-05 | 1.3342e-05 | 1.339e-05 | 1.339e-05 | 0.00011415 | 0.00011415 | 0.00011415 | 0.00011416 | 0.00011415 | 0.00011415 | 4.5596e-05 | 6.8975e-05 | 6.1912e-05 | 5.8304e-05 | 0.00022929 | 0.00011415 | 0.00011415 | 0.00011415 | 0.00011415 | 1.5508e-06 | 3.0373e-05 | 5.892e-05 | 7.5451e-05 | 7.0914e-05 | 9.2654e-05 | 8.6122e-05 | 8.3092e-05 | 9.1457e-05 | 0.00010067 | 1.0601e-05 | 1.0601e-05
05/18 04:00:00 | 5 | 18 | 4 | 3292 | WD | 0 | 8.8268e-05 | 8.8268e-05 | 4.8559e-07 | 0 | 0.00022651 | 0.00011415 | 0 | 0 | 2.1781e-05 | 0.0004053 | -0.0040865 | 8.8268e-05 | 0.0001298 | 8.2211e-05 | 0.00010479 | 8.2211e-05 | 0.00011415 | 0.00022925 | 0.00011415 | 0 | 6.5591e-05 | 0.0001118 | 0.00010227 | 8.4445e-05 | 8.9954e-05 | 1.5399e-05 | 1.3651e-05 | 1.4208e-05 | 1.4208e-05 | 0.00011415 | 0.00011415 | 0.00011415 | 0.00011416 | 0.00011415 | 0.00011415 | 5.4768e-05 | 7.0282e-05 | 7.6832e-05 | 8.0178e-05 | 0.00022929 | 0.00011415 | 0.00011415 | 0.00011415 | 0.00011415 | 2.0054e-06 | 3.7834e-05 | 7.9583e-05 | 0.00010376 | 7.6455e-05 | 9.2773e-05 | 9.0784e-05 | 8.9861e-05 | 9.1114e-05 | 0.00010089 | 9.3878e-06 | 9.3878e-06
05/18 05:00:00 | 5 | 18 | 5 | 3293 | WD | 0 | 0.00010074 | 0.00010074 | 0 | 7.486e-05 | 0.00021796 | 0.00011415 | 0 | 0 | 6.5342e-05 | 0.00037954 | -0.00089378 | 0.00010074 | 0.00013975 | 8.1198e-05 | 0.00010919 | 8.1198e-05 | 0.00011415 | 0.00017194 | 0.00011415 | 2.8816e-06 | 6.5591e-05 | 0.0001118 | 0.00010507 | 8.7422e-05 | 9.2877e-05 | 1.7208e-05 | 1.392e-05 | 1.4969e-05 | 1.4969e-05 | 0.00011415 | 0.00011415 | 0.00011415 | 0.00011416 | 0.00011415 | 0.00011415 | 9.1181e-05 | 9.2892e-05 | 0.00010217 | 0.0001069 | 0.0001538 | 0.00011415 | 0.00011415 | 0.00011415 | 0.00011415 | 7.7976e-06 | 6.3555e-05 | 0.00011109 | 0.00013861 | 9.337e-05 | 9.8497e-05 | 9.451e-05 | 9.266e-05 | 9.0491e-05 | 0.00010094 | 7.1247e-07 | 7.1247e-07
05/18 06:00:00 | 5 | 18 | 6 | 3294 | WD | 6.1871e-05 | 0.00010235 | 0.00010235 | 0.00098996 | 7.7265e-05 | -1.5577e-12 | 0.00011415 | 0.00026229 | 0.00026229 | 0.00013613 | 0.00036442 | 0.0015609 | 0.00010235 | 0.00013963 | 8.7512e-05 | 0.0001061 | 8.7512e-05 | 0.00011415 | 0 | 0.00011415 | 2.6927e-05 | 6.5591e-05 | 0.0001126 | 0.0001104 | 9.294e-05 | 9.8336e-05 | -1.1451e-06 | 7.5592e-06 | 4.782e-06 | 4.782e-06 | 0.00011415 | 0.00011415 | 0.00011415 | 0.00011416 | 0.00011415 | 0.00011415 | 0.00012828 | 0.00012316 | 0.00013009 | 0.00013363 | 0 | 0.00011415 | 0.00011415 | 0.00011415 | 0.00011415 | 6.0616e-05 | 0.00010601 | 0.00015011 | 0.00017565 | 0.00010901 | 0.00010559 | 9.5074e-05 | 9.0195e-05 | 8.7233e-05 | 0.00012202 | 0.00036768 | 0.00036768
05/18 07:00:00 | 5 | 18 | 7 | 3295 | WD | 0.00016058 | 0.00012383 | 0.00012383 | -0.0003757 | 0.00016457 | 7.5464e-14 | 0.00011415 | 0.0006465 | 0.0006465 | 0.00015247 | -0.00087543 | 0.0022655 | 0.00012383 | -8.8694e-05 | 9.9871e-05 | 0.00012252 | 9.9871e-05 | 0.00011415 | 0 | 0.00011415 | 5.9259e-05 | 6.5591e-05 | 0.0001126 | 0.0001098 | 0.00010862 | 0.00010898 | -6.4013e-06 | 2.4237e-06 | -3.9193e-07 | -3.9193e-07 | 0.00011415 | 0.00011415 | 0.00011415 | 0.00011416 | 0.00011415 | 0.00011415 | 0.000149 | 0.00014024 | 0.00018893 | 0.00021381 | 0 | 0.00011415 | 0.00011415 | 0.00011415 | 0.00011415 | 0.00014918 | 0.00016483 | 0.00015493 | 0.0001492 | 0.00012117 | 0.00011651 | 0.00011792 | 0.00011858 | 9.4597e-05 | 0.00011504 | 0.00038634 | 0.00038634
05/18 08:00:00 | 5 | 18 | 8 | 3296 | WD | 0.00025255 | 0.00011711 | 0.00011711 | 0.00040188 | 0.00016871 | 4.7973e-13 | 0.00011415 | 0.00090421 | 0.00090421 | 0.00013613 | -0.00038824 | 0.0023088 | 0.00011711 | 1.1424e-05 | 0.00011103 | 0.00011084 | 0.00011103 | 0.00011415 | 0 | 0.00011415 | 0.00023207 | 0.00016398 | 0.0001685 | 0.00011439 | 0.00011174 | 0.00011255 | -6.5075e-06 | 8.8831e-07 | -1.4714e-06 | -1.4714e-06 | 0.00011415 | 0.00011415 | 0.00011415 | 0.00011416 | 0.00011415 | 0.00011415 | 0.00016895 | 0.00015337 | 0.00019337 | 0.00021381 | 0 | 0.00011415 | 0.00011415 | 0.00011415 | 0.00011415 | 0.00026112 | 0.00022426 | 0.00018055 | 0.00015524 | 0.0001362 | 0.000122 | 0.00014791 | 0.00015993 | 9.5213e-05 | 0.00011226 | 0.00027276 | 0.00027276
05/18 09:00:00 | 5 | 18 | 9 | 3297 | WD | 0.00033581 | 0.00012167 | 0.00012167 | 1.2377e-05 | 0.00016915 | 1.5523e-12 | 0.00011415 | 0.00044872 | 0.00044872 | 5.9897e-05 | -0.0002164 | 0.0021334 | 0.00012167 | 8.7219e-05 | 0.00011108 | 0.00012123 | 0.00011108 | 0.00011415 | 0 | 0.00011415 | 0.00047113 | 0.00029516 | 0.0002244 | 0.00011878 | 0.00011244 | 0.0001144 | -6.3228e-06 | 3.1602e-07 | -1.8021e-06 | -1.8021e-06 | 0.00011415 | 0.00011415 | 0.00011415 | 0.00011416 | 0.00011415 | 0.00011415 | 0.0001871 | 0.00015456 | 0.00019377 | 0.00021381 | 0 | 0.00011415 | 0.00011415 | 0.00011415 | 0.00011415 | 0.00038583 | 0.00024645 | 0.00019206 | 0.00016056 | 0.00014693 | 0.00012289 | 0.00015346 | 0.00016764 | 9.5194e-05 | 0.0001101 | 0.00019255 | 0.00019255
05/18 10:00:00 | 5 | 18 | 10 | 3298 | WD | 0.00040937 | 0.00013451 | 0.00013451 | 1.2437e-05 | 0.00016725 | 0.00021486 | 0.00011415 | 0.00030594 | 0.00030594 | 4.0839e-05 | -0.00015411 | 0.0019255 | 0.00013451 | 0.00019289 | 0.00011156 | 0.00014069 | 0.00011156 | 0.00011415 | 0 | 0.00011415 | 0.00047113 | 0.00029516 | 0.0002244 | 0.00012089 | 0.00011369 | 0.00011591 | -6.0051e-06 | 1.9036e-07 | -1.7864e-06 | -1.7864e-06 | 0.00011415 | 0.00011415 | 0.00011415 | 0.00011416 | 0.00011415 | 0.00011415 | 0.00018706 | 0.00015413 | 0.00019363 | 0.00021381 | 0 | 0.00011415 | 0.00011415 | 0.00011415 | 0.00011415 | 0.00046169 | 0.00024653 | 0.000195 | 0.00016516 | 0.00014887 | 0.00012317 | 0.00015302 | 0.00016687 | 0.00010067 | 0.00010826 | 0.00013218 | 0.00013218
05/18 11:00:00 | 5 | 18 | 11 | 3299 | WD | 0.00046319 | 8.2706e-05 | 8.2706e-05 | 1.1436e-05 | 0.00016449 | 0.00021991 | 0.00011415 | 0 | 0 | 4.0839e-05 | 0.00083317 | 0.0017605 | 8.2706e-05 | 0.00017695 | 0.00011463 | 6.6717e-05 | 0.00011463 | 0.00011415 | 0 | 0.00011415 | 0.00047113 | 0.00029516 | 0.0002244 | 0.00014817 | 0.00011524 | 0.00012542 | -5.6582e-06 | 1.2135e-07 | -1.7226e-06 | -1.7226e-06 | 0.00011415 | 0.00011415 | 0.00011415 | 0.00011416 | 0.00011415 | 0.00011415 | 0.000187 | 0.00015348 | 0.00019341 | 0.00021381 | 0 | 0.00011415 | 0.00011415 | 0.00011415 | 0.00011415 | 0.00050234 | 0.00024632 | 0.00019697 | 0.00016839 | 0.00015066 | 0.00012349 | 0.00015507 | 0.00016972 | 0.00011567 | 0.00010662 | 8.4816e-05 | 8.4816e-05
05/18 12:00:00 | 5 | 18 | 12 | 3300 | WD | 0.00048801 | 6.0161e-05 | 6.0161e-05 | 0.00063224 | 8.0851e-05 | 0.00021998 | 0.00011415 | 0 | 0 | 4.0839e-05 | 0.00059012 | 0.0016164 | 6.0161e-05 | 0.00012533 | 0.00011458 | 4.7255e-05 | 0.00011458 | 0.00011415 | 0 | 0.00011415 | 0.00047113 | 0.00029516 | 0.0002244 | 0.00012408 | 0.00011803 | 0.0001199 | -4.7395e-06 | 6.9941e-08 | -1.4645e-06 | -1.4645e-06 | 0.00011415 | 0.00011415 | 0.00011415 | 0.00011416 | 0.00011415 | 0.00011415 | 0.00018694 | 0.0001532 | 0.00019331 | 0.00021381 | 0 | 0.00011415 | 0.00011415 | 0.00011415 | 0.00011415 | 0.00052371 | 0.00024586 | 0.00024062 | 0.00023758 | 0.00015243 | 0.00012437 | 0.00015964 | 0.00017599 | 0.00012444 | 0.00010553 | 4.6147e-05 | 4.6147e-05
05/18 13:00:00 | 5 | 18 | 13 | 3301 | WD | 0.00048089 | 5.808e-05 | 5.808e-05 | -0.00061425 | 0.00015959 | 0.00021627 | 0.00011415 | 0 | 0 | 4.0839e-05 | 0.00041378 | 0.0015298 | 5.808e-05 | 8.788e-05 | 0.00011115 | 3.3134e-05 | 0.00011115 | 0.00011415 | 0 | 0.00011415 | 0.00047113 | 0.00029516 | 0.0002244 | 0.00012649 | 0.00012448 | 0.0001251 | -4.1672e-06 | -5.183e-08 | -1.3649e-06 | -1.3649e-06 | 0.00011415 | 0.00011415 | 0.00011415 | 0.00011416 | 0.00011415 | 0.00011415 | 0.00018653 | 0.00015279 | 0.00019317 | 0.00021381 | 0 | 0.00011415 | 0.00011415 | 0.00011415 | 0.00011415 | 0.00052445 | 0.00024525 | 0.00024047 | 0.0002377 | 0.00015366 | 0.00012651 | 0.00015923 | 0.00017442 | 0.00013585 | 0.00010464 | 2.9498e-05 | 2.9498e-05
05/18 14:00:00 | 5 | 18 | 14 | 3302 | WD | 0.000443 | 3.9248e-05 | 3.9248e-05 | 0.001004 | 7.9135e-05 | 0.00022375 | 0.00011415 | 0 | 0 | 4.0839e-05 | 0.00023226 | 0.0014388 | 3.9248e-05 | 4.933e-05 | 0.00011051 | 1.8599e-05 | 0.00011051 | 0.00011415 | 0 | 0.00011415 | 0.00047113 | 0.00029516 | 0.0002244 | 0.00012768 | 0.00012527 | 0.00012601 | -3.9488e-06 | -2.0735e-07 | -1.4011e-06 | -1.4011e-06 | 0.00011415 | 0.00011415 | 0.00011415 | 0.00011416 | 0.00011415 | 0.00011415 | 0.00018548 | 0.00015218 | 0.00019297 | 0.00021381 | 0 | 0.00011415 | 0.00011415 | 0.00011415 | 0.00011415 | 0.00050535 | 0.00024314 | 0.00023885 | 0.00023636 | 0.00015561 | 0.0001266 | 0.00015824 | 0.00017292 | 0.00013938 | 0.00010353 | 1.2322e-05 | 1.2322e-05
05/18 15:00:00 | 5 | 18 | 15 | 3303 | WD | 0.00038045 | 3.4472e-05 | 3.4472e-05 | 4.2692e-06 | 9.5179e-05 | 0.00023635 | 0.00011415 | 0 | 0 | 4.0839e-05 | 0.00011964 | 0.0013252 | 3.4472e-05 | 2.541e-05 | 0.00010956 | 9.5805e-06 | 0.00010956 | 0.00011415 | 0 | 0.00011415 | 0.00047113 | 0.00029516 | 0.0002244 | 0.00012573 | 0.00012275 | 0.00012367 | -3.5291e-06 | 2.6856e-08 | -1.1077e-06 | -1.1077e-06 | 0.00011415 | 0.00011415 | 0.00011415 | 0.00011415 | 0.00011415 | 0.00011415 | 0.00016661 | 0.00015069 | 0.00019246 | 0.00021381 | 0 | 0.00011415 | 0.00011415 | 0.00011415 | 0.00011415 | 0.00041662 | 0.00023592 | 0.00019159 | 0.00016592 | 0.00014589 | 0.00012528 | 0.00015908 | 0.00017476 | 0.00013987 | 0.00010304 | 1.5142e-05 | 1.5142e-05
05/18 16:00:00 | 5 | 18 | 16 | 3304 | WD | 0.00030035 | 3.6113e-05 | 3.6113e-05 | -0.00098644 | 0.00014014 | 0.00024949 | 0.00011415 | 0 | 0 | 4.0839e-05 | 4.0958e-05 | 0.0012495 | 3.6113e-05 | 8.6988e-06 | 0.00011092 | 3.2797e-06 | 0.00011092 | 0.00011415 | 0 | 0.00011415 | 0.00047113 | 0.00029516 | 0.0002244 | 0.00011823 | 0.00012399 | 0.00012221 | -3.3123e-06 | 7.5048e-08 | -1.0057e-06 | -1.0057e-06 | 0.00011415 | 0.00011415 | 0.00011415 | 0.00011415 | 0.00011415 | 0.00011415 | 0.00014779 | 0.00014413 | 0.00015206 | 0.00015611 | 0 | 0.00011415 | 0.00011415 | 0.00011415 | 0.00011415 | 0.00030967 | 0.00021408 | 0.00015319 | 0.00011793 | 0.00013601 | 0.0001237 | 0.00014976 | 0.00016185 | 0.00013314 | 0.00010332 | 1.4812e-05 | 1.4812e-05
05/18 17:00:00 | 5 | 18 | 17 | 3305 | WD | 0.0002168 | 3.7618e-05 | 3.7618e-05 | 0.0010044 | 7.9044e-05 | -2.0051e-12 | 0.00011415 | 0.0010458 | 0.0010458 | 4.0839e-05 | -0.00034128 | 0.00046702 | 3.7618e-05 | -5.0035e-05 | 0.00012 | 8.4677e-06 | 0.00012 | 0.00011415 | 0 | 0.00011415 | 0.00043139 | 0.00029516 | 0.0002244 | 0.00011822 | 0.00012494 | 0.00012286 | -3.8032e-06 | -8.6663e-08 | -1.2724e-06 | -1.2724e-06 | 0.00011415 | 0.00011415 | 0.00011415 | 0.00011415 | 0.00011415 | 0.00011415 | 0.00012914 | 0.00013924 | 0.00012923 | 0.00012411 | 0 | 0.00011415 | 0.00011415 | 0.00011415 | 0.00011415 | 0.00020977 | 0.00018526 | 0.00012541 | 9.0749e-05 | 0.00012837 | 0.00012256 | 0.00014136 | 0.00015008 | 0.00013554 | 0.00010332 | 1.1786e-05 | 1.1786e-05
05/18 18:00:00 | 5 | 18 | 18 | 3306 | WD | 0.00013164 | 6.447e-05 | 6.447e-05 | 6.6076e-06 | 0.00016065 | -7.5459e-13 | 0.00011415 | 0.00095457 | 0.00095457 | 7.0788e-05 | -0.0003161 | 0.0010257 | 6.447e-05 | -3.6785e-06 | 0.00013406 | 2.8298e-05 | 0.00013406 | 0.00011415 | 0 | 0.00011415 | 6.2819e-05 | 6.5591e-05 | 0.0001126 | 0.00011712 | 0.00011999 | 0.00011911 | -4.0593e-06 | 4.2662e-08 | -1.2661e-06 | -1.2661e-06 | 0.00011415 | 0.00011415 | 0.00011415 | 0.00011415 | 0.00011415 | 0.00011415 | 0.00012867 | 0.00012817 | 0.00011248 | 0.00010446 | 0 | 0.00011415 | 0.00011415 | 0.00011415 | 0.00011415 | 0.00013867 | 0.00013446 | 9.5843e-05 | 7.3482e-05 | 0.00012409 | 0.00011733 | 0.00011178 | 0.0001092 | 0.00012767 | 0.00010376 | 1.7591e-05 | 1.7591e-05
05/18 19:00:00 | 5 | 18 | 19 | 3307 | WD | 4.3665e-05 | 0.00010871 | 0.00010871 | 1.5953e-05 | 8.162e-05 | -3.8268e-13 | 0.00011415 | 0.00060535 | 0.00060535 | 0.00015247 | -0.00019135 | 0.0010923 | 0.00010871 | 0.00014997 | 0.00014271 | 9.5074e-05 | 0.00014271 | 0.00011415 | 0 | 0.00011415 | 2.9593e-05 | 6.5591e-05 | 0.0001126 | 0.00012201 | 0.00011267 | 0.00011556 | -2.5021e-06 | 1.9405e-07 | -6.6618e-07 | -6.6618e-07 | 0.00011415 | 0.00011415 | 0.00011415 | 0.00011416 | 0.00011415 | 0.00011415 | 0.00011028 | 0.00011983 | 0.00010075 | 9.1006e-05 | 0 | 0.00011415 | 0.00011415 | 0.00011415 | 0.00011415 | 5.9647e-05 | 8.9967e-05 | 7.1852e-05 | 6.1362e-05 | 0.00010658 | 0.00011227 | 0.00010378 | 9.984e-05 | 0.00011325 | 0.00010578 | 5.9292e-05 | 5.9292e-05
05/18 20:00:00 | 5 | 18 | 20 | 3308 | WD | 0 | 0.00012481 | 0.00012481 | 1.6769e-05 | 0.00016382 | -2.8565e-13 | 0.00011415 | 6.4821e-05 | 6.4821e-05 | 0.00021236 | -9.0552e-05 | 0.00094097 | 0.00012481 | 0.00013365 | 0.00014653 | 0.00010181 | 0.00014653 | 0.00011415 | 0.00011463 | 0.00011415 | 2.6407e-06 | 6.5591e-05 | 0.0001126 | 0.00011707 | 0.00010754 | 0.00011048 | -2.4638e-06 | 1.3393e-07 | -6.9489e-07 | -6.9489e-07 | 0.00011415 | 0.00011415 | 0.00011415 | 0.00011416 | 0.00011415 | 0.00011415 | 0.00010984 | 0.00010466 | 8.5974e-05 | 7.6429e-05 | 0.00011465 | 0.00011415 | 0.00011415 | 0.00011415 | 0.00011415 | 1.0656e-05 | 6.1008e-05 | 8.5132e-05 | 9.9102e-05 | 0.00010324 | 0.0001098 | 9.9177e-05 | 9.4247e-05 | 8.7649e-05 | 0.00010753 | 0.00014856 | 0.00014856
05/18 21:00:00 | 5 | 18 | 21 | 3309 | WD | 0 | 0.00012773 | 0.00012773 | 0.0010191 | 0.00016219 | 0 | 0.00011415 | 0 | 0 | 0.00028587 | -5.3835e-05 | 0.00081377 | 0.00012773 | 0.00012892 | 0.00014762 | 0.00010569 | 0.00014762 | 0.00011415 | 0.00022925 | 0.00011415 | 0 | 6.5591e-05 | 0.0001126 | 0.00010965 | 9.1718e-05 | 9.7261e-05 | 1.6219e-05 | 6.1828e-09 | 5.1789e-06 | 5.1789e-06 | 0.00011415 | 0.00011415 | 0.00011415 | 0.00011415 | 0.00011415 | 0.00011415 | 0.00010924 | 9.2279e-05 | 7.4921e-05 | 6.6052e-05 | 0.00022929 | 0.00011415 | 0.00011415 | 0.00011415 | 0.00011415 | 3.2016e-06 | 4.5412e-05 | 7.0785e-05 | 8.5478e-05 | 0.00010419 | 0.00010225 | 9.9346e-05 | 9.7999e-05 | 8.8321e-05 | 0.00010034 | 0.00019902 | 0.00019902
05/18 22:00:00 | 5 | 18 | 22 | 3310 | WD | 0 | 0.00012205 | 0.00012205 | 1.2495e-05 | 8.0062e-05 | 2.0698e-12 | 0.00011415 | 0 | 0 | 0.00034305 | -3.6289e-05 | 0.00058496 | 0.00012205 | 0.00014683 | 0.00014405 | 0.00011644 | 0.00014405 | 0.00011415 | 0.00022925 | 0.00011415 | 0 | 6.5591e-05 | 0.0001118 | 0.00010017 | 8.7067e-05 | 9.1118e-05 | 2.3747e-05 | 5.7817e-06 | 1.1514e-05 | 1.1514e-05 | 0.00011415 | 0.00011415 | 0.00011415 | 0.00011415 | 0.00011415 | 0.00011415 | 0.00010883 | 6.9436e-05 | 6.3877e-05 | 6.1037e-05 | 0.00022929 | 0.00011415 | 0.00011415 | 0.00011415 | 0.00011415 | 2.0797e-06 | 3.3003e-05 | 6.2124e-05 | 7.8988e-05 | 0.00010256 | 9.3406e-05 | 9.331e-05 | 9.3266e-05 | 8.8563e-05 | 9.9454e-05 | 6.5861e-06 | 6.5861e-06
05/18 23:00:00 | 5 | 18 | 23 | 3311 | WD | 0 | 0.00011892 | 0.00011892 | 4.2665e-06 | 0.00015668 | 7.9772e-13 | 0.00011415 | 0 | 0 | 0.00034849 | 0.00095034 | -0.0015782 | 0.00011892 | 0.00028548 | 0.00013614 | 0.00010764 | 0.00013614 | 0.00011415 | 0.00022925 | 0.00011415 | 0 | 6.5591e-05 | 0.0001118 | 0.00012663 | 8.6766e-05 | 9.9087e-05 | 2.4917e-05 | 1.1447e-05 | 1.5745e-05 | 1.5745e-05 | 0.00011415 | 0.00011415 | 0.00011415 | 0.00011415 | 0.00011415 | 0.00011415 | 9.9691e-05 | 6.8344e-05 | 6.1493e-05 | 5.7992e-05 | 0.00022929 | 0.00011415 | 0.00011415 | 0.00011415 | 0.00011415 | 1.729e-06 | 2.6771e-05 | 5.7344e-05 | 7.5048e-05 | 9.7435e-05 | 9.297e-05 | 9.2401e-05 | 9.2136e-05 | 8.8613e-05 | 9.8808e-05 | -2.009e-06 | -2.009e-06
05/18 24:00:00 | 5 | 18 | 24 | 3312 | WD | 0 | 9.5251e-05 | 9.5251e-05 | 2.8455e-06 | 7.6862e-05 | -1.3906e-12 | 0.00011415 | 0 | 0 | 0.00023959 | 0.00070109 | 0 | 9.5251e-05 | 0.00019551 | 0.00012638 | 9.2154e-05 | 0.00012638 | 0.00011415 | 0.00022925 | 0.00011415 | 0 | 6.5591e-05 | 0.0001118 | 9.2909e-05 | 8.5898e-05 | 8.8064e-05 | 2.5816e-05 | 1.3018e-05 | 1.7101e-05 | 1.7101e-05 | 0.00011415 | 0.00011415 | 0.00011415 | 0.00011415 | 0.00011415 | 0.00011415 | 4.5468e-05 | 6.8027e-05 | 5.8924e-05 | 5.4272e-05 | 0.00022929 | 0.00011415 | 0.00011415 | 0.00011415 | 0.00011415 | 1.2032e-06 | 2.496e-05 | 5.3631e-05 | 7.0234e-05 | 7.175e-05 | 9.2569e-05 | 8.5941e-05 | 8.2867e-05 | 8.8767e-05 | 9.8492e-05 | -5.2032e-07 | -5.2032e-07
05/19 01:00:00 | 5 | 19 | 1 | 3313 | WD | 0 | 4.852e-05 | 4.852e-05 | 1.0038e-06 | 0 | 0.00025245 | 0.00011415 | 0 | 0 | 0.00013341 | 0.00054991 | -0.0027894 | 4.852e-05 | 2.0193e-05 | 9.19e-05 | 4.6175e-05 | 9.19e-05 | 0.00011415 | 0.00022925 | 0.00011415 | 0 | 6.5591e-05 | 0.0001118 | 9.1467e-05 | 8.5368e-05 | 8.7253e-05 | 2.6692e-05 | 1.3533e-05 | 1.7732e-05 | 1.7732e-05 | 0.00011415 | 0.00011415 | 0.00011415 | 0.00011416 | 0.00011415 | 0.00011415 | 3.6463e-05 | 6.7924e-05 | 5.8637e-05 | 5.3892e-05 | 0.00022929 | 0.00011415 | 0.00011415 | 0.00011415 | 0.00011415 | 1.2032e-06 | 2.437e-05 | 5.3103e-05 | 6.9742e-05 | 6.6455e-05 | 9.2361e-05 | 8.5695e-05 | 8.2603e-05 | 8.8847e-05 | 9.9179e-05 | -2.7578e-06 | -2.7578e-06
05/19 02:00:00 | 5 | 19 | 2 | 3314 | WD | 0 | 8.1184e-05 | 8.1184e-05 | 0.00097224 | 7.4478e-05 | 0.00023244 | 0.00011415 | 0 | 0 | 5.4452e-05 | 0.00047551 | -0.0056518 | 8.1184e-05 | 9.0737e-05 | 8.5656e-05 | 8.2746e-05 | 8.5656e-05 | 0.00011415 | 0.00022925 | 0.00011415 | 0 | 6.5591e-05 | 0.0001118 | 9.1152e-05 | 8.545e-05 | 8.7212e-05 | 2.7363e-05 | 1.3592e-05 | 1.7985e-05 | 1.7985e-05 | 0.00011415 | 0.00011415 | 0.00011415 | 0.00011416 | 0.00011415 | 0.00011415 | 3.6473e-05 | 6.819e-05 | 6.0618e-05 | 5.6748e-05 | 0.00022929 | 0.00011415 | 0.00011415 | 0.00011415 | 0.00011415 | 1.23e-06 | 2.5894e-05 | 5.6002e-05 | 7.3438e-05 | 6.5164e-05 | 9.2478e-05 | 8.62e-05 | 8.3287e-05 | 8.8896e-05 | 9.9777e-05 | 7.2712e-07 | 7.2712e-07
05/19 03:00:00 | 5 | 19 | 3 | 3315 | WD | 0 | 8.2185e-05 | 8.2185e-05 | -0.00097047 | 0 | 0.00022975 | 0.00011415 | 0 | 0 | 2.1781e-05 | 0.00042387 | -0.0036553 | 8.2185e-05 | 0.00011816 | 8.3946e-05 | 9.5767e-05 | 8.3946e-05 | 0.00011415 | 0.00022925 | 0.00011415 | 0 | 6.5591e-05 | 0.0001118 | 9.2239e-05 | 8.6663e-05 | 8.8386e-05 | 2.7778e-05 | 1.3205e-05 | 1.7855e-05 | 1.7855e-05 | 0.00011415 | 0.00011415 | 0.00011415 | 0.00011416 | 0.00011415 | 0.00011415 | 4.5596e-05 | 6.8975e-05 | 6.1912e-05 | 5.8304e-05 | 0.00022929 | 0.00011415 | 0.00011415 | 0.00011415 | 0.00011415 | 1.5508e-06 | 3.0373e-05 | 5.892e-05 | 7.5451e-05 | 7.0562e-05 | 9.3146e-05 | 8.6639e-05 | 8.3621e-05 | 8.8857e-05 | 0.00010003 | -3.3929e-06 | -3.3929e-06
05/19 04:00:00 | 5 | 19 | 4 | 3316 | WD | 0 | 9.4976e-05 | 9.4976e-05 | 3.9356e-07 | 7.4288e-05 | 0.00022651 | 0.00011415 | 0 | 0 | 2.1781e-05 | 0.00041641 | -0.0036911 | 9.4976e-05 | 0.00013651 | 8.2211e-05 | 0.00010313 | 8.2211e-05 | 0.00011415 | 0.00022925 | 0.00011415 | 0 | 6.5591e-05 | 0.0001118 | 0.00015211 | 8.7983e-05 | 0.0001078 | 2.7313e-05 | 1.274e-05 | 1.7389e-05 | 1.7389e-05 | 0.00011415 | 0.00011415 | 0.00011415 | 0.00011416 | 0.00011415 | 0.00011415 | 5.4768e-05 | 7.0282e-05 | 7.6832e-05 | 8.0178e-05 | 0.00022929 | 0.00011415 | 0.00011415 | 0.00011415 | 0.00011415 | 2.0054e-06 | 3.7834e-05 | 7.9583e-05 | 0.00010376 | 7.655e-05 | 9.4004e-05 | 9.1557e-05 | 9.0421e-05 | 8.879e-05 | 0.00010008 | -3.6037e-06 | -3.6037e-06
05/19 05:00:00 | 5 | 19 | 5 | 3317 | WD | 0 | 0.00010219 | 0.00010219 | 0 | 7.486e-05 | 0.00021796 | 0.00011415 | 0 | 0 | 6.5342e-05 | 0.00039655 | -0.00061061 | 0.00010219 | 0.00015263 | 8.1198e-05 | 0.00011126 | 8.1198e-05 | 0.00011415 | 0.00017194 | 0.00011415 | 2.8586e-06 | 6.5591e-05 | 0.0001118 | 0.00014629 | 9.248e-05 | 0.00010911 | 2.9738e-05 | 1.2525e-05 | 1.8017e-05 | 1.8017e-05 | 0.00011415 | 0.00011415 | 0.00011415 | 0.00011416 | 0.00011415 | 0.00011415 | 9.1181e-05 | 9.2891e-05 | 0.00010217 | 0.0001069 | 0.0001538 | 0.00011415 | 0.00011415 | 0.00011415 | 0.00011415 | 7.6678e-06 | 6.3535e-05 | 0.00011107 | 0.0001386 | 9.3425e-05 | 0.00010026 | 9.538e-05 | 9.3116e-05 | 8.8635e-05 | 0.00010001 | -9.8827e-06 | -9.8827e-06
05/19 06:00:00 | 5 | 19 | 6 | 3318 | WD | 6.0424e-05 | 9.8824e-05 | 9.8824e-05 | 2.7377e-06 | 7.7263e-05 | -1.5577e-12 | 0.00011415 | 0.00026216 | 0.00026216 | 0.00013613 | 0.00037848 | 0.0016817 | 9.8824e-05 | 0.00014073 | 8.7512e-05 | 0.00010107 | 8.7512e-05 | 0.00011415 | 0 | 0.00011415 | 2.6913e-05 | 6.5591e-05 | 0.0001126 | 0.00013224 | 9.846e-05 | 0.0001089 | 9.949e-06 | 7.3211e-06 | 8.1595e-06 | 8.1595e-06 | 0.00011415 | 0.00011415 | 0.00011415 | 0.00011416 | 0.00011415 | 0.00011415 | 0.00012828 | 0.00012315 | 0.00013009 | 0.00013363 | 0 | 0.00011415 | 0.00011415 | 0.00011415 | 0.00011415 | 6.0537e-05 | 0.00010599 | 0.0001501 | 0.00017565 | 0.000109 | 0.00010751 | 9.5864e-05 | 9.0464e-05 | 8.6594e-05 | 0.00012024 | 0.00026502 | 0.00026502
05/19 07:00:00 | 5 | 19 | 7 | 3319 | WD | 0.00015789 | 0.00011898 | 0.00011898 | 1.2004e-05 | 0.00016448 | 7.5464e-14 | 0.00011415 | 0.00064598 | 0.00064598 | 0.00015247 | -0.00078025 | 0.0024149 | 0.00011898 | -0.00011771 | 9.9871e-05 | 0.00011562 | 9.9871e-05 | 0.00011415 | 0 | 0.00011415 | 5.9213e-05 | 6.5591e-05 | 0.0001126 | 0.00011266 | 0.00011498 | 0.00011426 | 4.1722e-06 | 2.4787e-06 | 3.019e-06 | 3.019e-06 | 0.00011415 | 0.00011415 | 0.00011415 | 0.00011416 | 0.00011415 | 0.00011415 | 0.000149 | 0.00014024 | 0.00018893 | 0.00021381 | 0 | 0.00011415 | 0.00011415 | 0.00011415 | 0.00011415 | 0.00014899 | 0.00016478 | 0.00015489 | 0.00014917 | 0.00012109 | 0.00011873 | 0.00011896 | 0.00011907 | 9.4975e-05 | 0.00011344 | 0.00016046 | 0.00016046
05/19 08:00:00 | 5 | 19 | 8 | 3320 | WD | 0.00024862 | 0.00010853 | 0.00010853 | 0.0010424 | 0.0001686 | 4.7973e-13 | 0.00011415 | 0.00090363 | 0.00090363 | 0.00013613 | -0.00037806 | 0.002482 | 0.00010853 | -1.7654e-05 | 0.00011103 | 9.8639e-05 | 0.00011103 | 0.00011415 | 0 | 0.00011415 | 0.00023192 | 0.00016398 | 0.0001685 | 0.0001167 | 0.00011672 | 0.00011671 | 3.631e-06 | 6.5086e-07 | 1.6017e-06 | 1.6017e-06 | 0.00011415 | 0.00011415 | 0.00011415 | 0.00011416 | 0.00011415 | 0.00011415 | 0.00016895 | 0.00015337 | 0.00019337 | 0.00021381 | 0 | 0.00011415 | 0.00011415 | 0.00011415 | 0.00011415 | 0.00026085 | 0.00022419 | 0.00018044 | 0.0001551 | 0.00013616 | 0.00012374 | 0.00014883 | 0.00016046 | 9.5048e-05 | 0.00011094 | 6.2218e-05 | 6.2218e-05
05/19 09:00:00 | 5 | 19 | 9 | 3321 | WD | 0.00033203 | 0.00011504 | 0.00011504 | 1.4079e-05 | 0.00016903 | 1.5523e-12 | 0.00011415 | 0.00044872 | 0.00044872 | 5.9897e-05 | -0.00022069 | 0.0022922 | 0.00011504 | 7.6175e-05 | 0.00011108 | 0.00011181 | 0.00011108 | 0.00011415 | 0 | 0.00011415 | 0.00047113 | 0.00029516 | 0.0002244 | 0.00012112 | 0.00011735 | 0.00011851 | 3.3951e-06 | 2.2606e-07 | 1.2372e-06 | 1.2372e-06 | 0.00011415 | 0.00011415 | 0.00011415 | 0.00011416 | 0.00011415 | 0.00011415 | 0.0001871 | 0.00015456 | 0.00019377 | 0.00021381 | 0 | 0.00011415 | 0.00011415 | 0.00011415 | 0.00011415 | 0.00038555 | 0.00024645 | 0.00019204 | 0.00016053 | 0.00014689 | 0.0001246 | 0.00015474 | 0.00016872 | 9.5104e-05 | 0.00010886 | 9.7147e-08 | 9.7147e-08
05/19 10:00:00 | 5 | 19 | 10 | 3322 | WD | 0.00040868 | 0.00013424 | 0.00013424 | 1.3743e-05 | 0.00016715 | 0.00021486 | 0.00011415 | 0.00030594 | 0.00030594 | 4.0839e-05 | -0.0001563 | 0.0020479 | 0.00013424 | 0.0001874 | 0.00011156 | 0.00014032 | 0.00011156 | 0.00011415 | 0 | 0.00011415 | 0.00047113 | 0.00029516 | 0.0002244 | 0.00012254 | 0.00011755 | 0.00011909 | 3.2247e-06 | 3.8437e-08 | 1.055e-06 | 1.055e-06 | 0.00011415 | 0.00011415 | 0.00011415 | 0.00011416 | 0.00011415 | 0.00011415 | 0.00018706 | 0.00015413 | 0.00019363 | 0.00021381 | 0 | 0.00011415 | 0.00011415 | 0.00011415 | 0.00011415 | 0.00046155 | 0.00024653 | 0.000195 | 0.00016516 | 0.00014972 | 0.00012451 | 0.00015424 | 0.00016802 | 0.00010877 | 0.00010742 | -4.1313e-05 | -4.1313e-05
05/19 11:00:00 | 5 | 19 | 11 | 3323 | WD | 0.00046656 | 8.5429e-05 | 8.5429e-05 | 1.2173e-05 | 9.5907e-05 | 0.00021991 | 0.00011415 | 0 | 0 | 4.0839e-05 | 0.00093154 | 0.0018247 | 8.5429e-05 | 0.00021468 | 0.00011463 | 8.0942e-05 | 0.00011463 | 0.00011415 | 0 | 0.00011415 | 0.00047113 | 0.00029516 | 0.0002244 | 0.00014847 | 0.00011755 | 0.0001271 | 3.5511e-06 | 3.4356e-08 | 1.1564e-06 | 1.1564e-06 | 0.00011415 | 0.00011415 | 0.00011415 | 0.00011416 | 0.00011415 | 0.00011415 | 0.000187 | 0.00015348 | 0.00019341 | 0.00021381 | 0 | 0.00011415 | 0.00011415 | 0.00011415 | 0.00011415 | 0.00050225 | 0.00024632 | 0.00019696 | 0.00016838 | 0.00015053 | 0.0001243 | 0.00015594 | 0.00017061 | 0.0001144 | 0.00010647 | -6.1237e-05 | -6.1237e-05
05/19 12:00:00 | 5 | 19 | 12 | 3324 | WD | 0.00049755 | 8.7505e-05 | 8.7505e-05 | 0.0010142 | 0.00014813 | 0.00021998 | 0.00011415 | 0 | 0 | 4.0839e-05 | 0.0006408 | 0.0016475 | 8.7505e-05 | 0.00019479 | 0.00011458 | 7.6029e-05 | 0.00011458 | 0.00011415 | 0 | 0.00011415 | 0.00047113 | 0.00029516 | 0.0002244 | 0.00012284 | 0.0001177 | 0.00011929 | 2.9528e-06 | 4.7256e-08 | 9.7429e-07 | 9.7429e-07 | 0.00011415 | 0.00011415 | 0.00011415 | 0.00011416 | 0.00011415 | 0.00011415 | 0.00018694 | 0.0001532 | 0.00019331 | 0.00021381 | 0 | 0.00011415 | 0.00011415 | 0.00011415 | 0.00011415 | 0.00052362 | 0.00024586 | 0.00024062 | 0.00023758 | 0.00015027 | 0.00012426 | 0.00015948 | 0.00017581 | 0.00011464 | 0.00010605 | -7.2111e-05 | -7.2111e-05
05/19 13:00:00 | 5 | 19 | 13 | 3325 | WD | 0.00049436 | 8.5651e-05 | 8.5651e-05 | -0.00099333 | 0.00015104 | 0.00021627 | 0.00011415 | 0 | 0 | 4.0839e-05 | 0.00049883 | 0.0014784 | 8.5651e-05 | 0.00016302 | 0.00011115 | 7.3672e-05 | 0.00011115 | 0.00011415 | 0 | 0.00011415 | 0.00047113 | 0.00029516 | 0.0002244 | 0.00012383 | 0.00012217 | 0.00012268 | 2.9321e-06 | 7.5491e-08 | 9.869e-07 | 9.869e-07 | 0.00011415 | 0.00011415 | 0.00011415 | 0.00011416 | 0.00011415 | 0.00011415 | 0.00018653 | 0.00015279 | 0.00019317 | 0.00021381 | 0 | 0.00011415 | 0.00011415 | 0.00011415 | 0.00011415 | 0.00052419 | 0.00024525 | 0.00024046 | 0.00023768 | 0.00014862 | 0.00012571 | 0.00015811 | 0.00017313 | 0.00011486 | 0.00010578 | -7.9202e-05 | -7.9202e-05
05/19 14:00:00 | 5 | 19 | 14 | 3326 | WD | 0.00046425 | 8.2306e-05 | 8.2306e-05 | 0.0010034 | 8.7467e-05 | 0.00022375 | 0.00011415 | 0 | 0 | 4.0839e-05 | 0.00042427 | 0.001312 | 8.2306e-05 | 0.00015572 | 0.00011051 | 7.8635e-05 | 0.00011051 | 0.00011415 | 0 | 0.00011415 | 0.00047113 | 0.00029516 | 0.0002244 | 0.00012314 | 0.00012231 | 0.00012256 | 2.8617e-06 | 1.8527e-07 | 1.0392e-06 | 1.0392e-06 | 0.00011415 | 0.00011415 | 0.00011415 | 0.00011416 | 0.00011415 | 0.00011415 | 0.00018548 | 0.00015218 | 0.00019297 | 0.00021381 | 0 | 0.00011415 | 0.00011415 | 0.00011415 | 0.00011415 | 0.00050501 | 0.00024314 | 0.00023883 | 0.00023633 | 0.00014651 | 0.00012558 | 0.00015544 | 0.00016929 | 0.00010137 | 0.00010593 | -7.6719e-05 | -7.6719e-05
05/19 15:00:00 | 5 | 19 | 15 | 3327 | WD | 0.00040453 | 9.0142e-05 | 9.0142e-05 | 4.0302e-06 | 7.8438e-05 | 0.00023635 | 0.00011415 | 0 | 0 | 4.0839e-05 | 0.00040894 | 0.001157 | 9.0142e-05 | 0.00016341 | 0.00010956 | 9.1353e-05 | 0.00010956 | 0.00011415 | 0 | 0.00011415 | 0.00047113 | 0.00029516 | 0.0002244 | 0.00011912 | 0.00011864 | 0.00011879 | 2.7684e-06 | 1.6867e-07 | 9.9813e-07 | 9.9813e-07 | 0.00011415 | 0.00011415 | 0.00011415 | 0.00011416 | 0.00011415 | 0.00011415 | 0.00016661 | 0.00015069 | 0.00019246 | 0.00021381 | 0 | 0.00011415 | 0.00011415 | 0.00011415 | 0.00011415 | 0.00041633 | 0.00023592 | 0.00019158 | 0.0001659 | 0.00013401 | 0.00012385 | 0.00015451 | 0.00016874 | 9.5121e-05 | 0.00010632 | -5.5362e-05 | -5.5362e-05
05/19 16:00:00 | 5 | 19 | 16 | 3328 | WD | 0.00032083 | 9.1809e-05 | 9.1809e-05 | -0.00098708 | 8.3018e-05 | 0.00024949 | 0.00011415 | 0 | 0 | 4.0839e-05 | 0.00040072 | 0.0009508 | 9.1809e-05 | 0.00015873 | 0.00011092 | 9.1182e-05 | 0.00011092 | 0.00011415 | 0 | 0.00011415 | 0.00047113 | 0.00029516 | 0.0002244 | 0.00011105 | 0.00011827 | 0.00011604 | 2.655e-06 | 9.5701e-08 | 9.1225e-07 | 9.1225e-07 | 0.00011415 | 0.00011415 | 0.00011415 | 0.00011416 | 0.00011415 | 0.00011415 | 0.00014779 | 0.00014413 | 0.00015206 | 0.00015611 | 0 | 0.00011415 | 0.00011415 | 0.00011415 | 0.00011415 | 0.00030937 | 0.00021408 | 0.00015318 | 0.00011791 | 0.00012285 | 0.00012174 | 0.00014445 | 0.00015498 | 8.752e-05 | 0.00010663 | -4.1979e-05 | -4.1979e-05
05/19 17:00:00 | 5 | 19 | 17 | 3329 | WD | 0.00023397 | 0.00011117 | 0.00011117 | 0.0010032 | 0.00015343 | -2.0051e-12 | 0.00011415 | 0.0010446 | 0.0010446 | 4.0839e-05 | -0.00049649 | 0.00085492 | 0.00011117 | -1.7892e-05 | 0.00012 | 0.00010195 | 0.00012 | 0.00011415 | 0 | 0.00011415 | 0.0004309 | 0.00029516 | 0.0002244 | 0.00010961 | 0.00011888 | 0.00011602 | 2.4216e-06 | 1.9044e-07 | 9.023e-07 | 9.023e-07 | 0.00011415 | 0.00011415 | 0.00011415 | 0.00011416 | 0.00011415 | 0.00011415 | 0.00012914 | 0.00013924 | 0.00012923 | 0.00012411 | 0 | 0.00011415 | 0.00011415 | 0.00011415 | 0.00011415 | 0.00020948 | 0.00018514 | 0.00012535 | 9.0732e-05 | 0.0001131 | 0.00012049 | 0.00013562 | 0.00014264 | 8.7535e-05 | 0.00010698 | -3.0076e-05 | -3.0076e-05
05/19 18:00:00 | 5 | 19 | 18 | 3330 | WD | 0.00014033 | 0.00011596 | 0.00011596 | 5.9813e-06 | 8.0291e-05 | -7.5459e-13 | 0.00011415 | 0.00095321 | 0.00095321 | 7.0788e-05 | -0.00042106 | 0.00074264 | 0.00011596 | 6.2658e-05 | 0.00013406 | 0.00011372 | 0.00013406 | 0.00011415 | 0 | 0.00011415 | 6.273e-05 | 6.5591e-05 | 0.0001126 | 0.00011004 | 0.0001179 | 0.00011547 | 2.2039e-06 | 2.4977e-07 | 8.7325e-07 | 8.7325e-07 | 0.00011415 | 0.00011415 | 0.00011415 | 0.00011416 | 0.00011415 | 0.00011415 | 0.00012867 | 0.00012817 | 0.00011248 | 0.00010446 | 0 | 0.00011415 | 0.00011415 | 0.00011415 | 0.00011415 | 0.00013844 | 0.00013436 | 9.5801e-05 | 7.347e-05 | 0.00011148 | 0.00011666 | 0.00010856 | 0.00010481 | 8.7545e-05 | 0.00010727 | 0.00013153 | 0.00013153
05/19 19:00:00 | 5 | 19 | 19 | 3331 | WD | 4.5244e-05 | 0.00015212 | 0.00015212 | 1.2879e-05 | 0.00016324 | -3.8268e-13 | 0.00011415 | 0.0006051 | 0.0006051 | 0.00015247 | -0.00023517 | 0.00067175 | 0.00015212 | 0.00019552 | 0.00014271 | 0.00014456 | 0.00014271 | 0.00011415 | 0 | 0.00011415 | 2.9581e-05 | 6.5591e-05 | 0.0001126 | 0.00010803 | 0.00011651 | 0.00011388 | 2.0645e-06 | 6.9687e-08 | 7.0614e-07 | 7.0614e-07 | 0.00011415 | 0.00011415 | 0.00011415 | 0.00011416 | 0.00011415 | 0.00011415 | 0.00011028 | 0.00011983 | 0.00010075 | 9.1006e-05 | 0 | 0.00011415 | 0.00011415 | 0.00011415 | 0.00011415 | 5.9588e-05 | 8.995e-05 | 7.1844e-05 | 6.1359e-05 | 0.00010191 | 0.00011366 | 0.0001032 | 9.8343e-05 | 8.7549e-05 | 0.00010779 | 0.00013796 | 0.00013796
05/19 20:00:00 | 5 | 19 | 20 | 3332 | WD | 0 | 0.00014426 | 0.00014426 | 1.3283e-05 | 0.00016367 | -2.8565e-13 | 0.00011415 | 6.5016e-05 | 6.5016e-05 | 0.00021236 | -0.00010285 | 0.00058661 | 0.00014426 | 0.00017333 | 0.00014653 | 0.00012952 | 0.00014653 | 0.00011415 | 0.00011463 | 0.00011415 | 2.6487e-06 | 6.5591e-05 | 0.0001126 | 0.00010755 | 0.00011244 | 0.00011093 | 1.9373e-06 | -1.7142e-07 | 5.0139e-07 | 5.0139e-07 | 0.00011415 | 0.00011415 | 0.00011415 | 0.00011416 | 0.00011415 | 0.00011415 | 0.00010984 | 0.00010466 | 8.5974e-05 | 7.6429e-05 | 0.00011465 | 0.00011415 | 0.00011415 | 0.00011415 | 0.00011415 | 1.0674e-05 | 6.1012e-05 | 8.5134e-05 | 9.9102e-05 | 0.00010312 | 0.00011154 | 9.9751e-05 | 9.4281e-05 | 8.7574e-05 | 0.00010798 | 0.00015605 | 0.00015605
05/19 21:00:00 | 5 | 19 | 21 | 3333 | WD | 0 | 0.00012355 | 0.00012355 | 0.0010177 | 9.3435e-05 | 0 | 0.00011415 | 0 | 0 | 0.00028587 | -6.1898e-05 | 0.00049824 | 0.00012355 | 0.00014087 | 0.00014762 | 0.00011012 | 0.00014762 | 0.00011415 | 0.00022925 | 0.00011415 | 0 | 6.5591e-05 | 0.0001126 | 0.00010456 | 9.7062e-05 | 9.9379e-05 | 1.9694e-05 | -2.8504e-08 | 6.2641e-06 | 6.2641e-06 | 0.00011415 | 0.00011415 | 0.00011415 | 0.00011415 | 0.00011415 | 0.00011415 | 0.00010924 | 9.2279e-05 | 7.4921e-05 | 6.6052e-05 | 0.00022929 | 0.00011415 | 0.00011415 | 0.00011415 | 0.00011415 | 3.2016e-06 | 4.5412e-05 | 7.0785e-05 | 8.5478e-05 | 0.00010494 | 0.00010414 | 9.9943e-05 | 9.7999e-05 | 9.653e-05 | 0.00010054 | 0.00014606 | 0.00014606
05/19 22:00:00 | 5 | 19 | 22 | 3334 | WD | 0 | 0.00012479 | 0.00012479 | -0.0009964 | 0.00014777 | 2.0698e-12 | 0.00011415 | 0 | 0 | 0.00034305 | -3.9904e-05 | 0.00036832 | 0.00012479 | 0.00013853 | 0.00014405 | 0.00011012 | 0.00014405 | 0.00011415 | 0.00022925 | 0.00011415 | 0 | 6.5591e-05 | 0.0001118 | 0.00010475 | 9.4704e-05 | 9.7809e-05 | 2.6345e-05 | -2.1248e-05 | -6.0629e-06 | -6.0629e-06 | 0.00011415 | 0.00011415 | 0.00011415 | 0.00011415 | 0.00011415 | 0.00011415 | 0.00010883 | 6.9436e-05 | 6.3877e-05 | 6.1037e-05 | 0.00022929 | 0.00011415 | 0.00011415 | 0.00011415 | 0.00011415 | 2.0797e-06 | 3.3003e-05 | 6.2124e-05 | 7.8988e-05 | 0.00010433 | 9.6099e-05 | 9.444e-05 | 9.3671e-05 | 0.00010582 | 9.9592e-05 | -7.6028e-07 | -7.6028e-07
05/19 23:00:00 | 5 | 19 | 23 | 3335 | WD | 0 | 0.00010628 | 0.00010628 | 0.00099918 | 7.8321e-05 | 7.9772e-13 | 0.00011415 | 0 | 0 | 0.00034849 | 0.0010627 | 0 | 0.00010628 | 0.0002691 | 0.00013614 | 0.00010146 | 0.00013614 | 0.00011415 | 0.00022925 | 0.00011415 | 0 | 6.5591e-05 | 0.0001118 | 0.00012973 | 9.7214e-05 | 0.00010726 | 2.7162e-05 | -2.3556e-05 | -7.3739e-06 | -7.3739e-06 | 0.00011415 | 0.00011415 | 0.00011415 | 0.00011415 | 0.00011415 | 0.00011415 | 9.9691e-05 | 6.8344e-05 | 6.1493e-05 | 5.7992e-05 | 0.00022929 | 0.00011415 | 0.00011415 | 0.00011415 | 0.00011415 | 1.729e-06 | 2.6771e-05 | 5.7344e-05 | 7.5048e-05 | 0.00010069 | 9.6655e-05 | 9.3941e-05 | 9.2683e-05 | 0.00012007 | 0.00010018 | -9.9848e-06 | -9.9848e-06
05/19 24:00:00 | 5 | 19 | 24 | 3336 | WD | 0 | 8.4125e-05 | 8.4125e-05 | 2.5587e-06 | 7.686e-05 | -1.3906e-12 | 0.00011415 | 0 | 0 | 0.00023959 | 0.00073306 | 0 | 8.4125e-05 | 0.00018014 | 0.00012638 | 7.6317e-05 | 0.00012638 | 0.00011415 | 0.00022925 | 0.00011415 | 0 | 6.5591e-05 | 0.0001118 | 9.8102e-05 | 9.9096e-05 | 9.8789e-05 | 2.6785e-05 | -2.3239e-05 | -7.2785e-06 | -7.2785e-06 | 0.00011415 | 0.00011415 | 0.00011415 | 0.00011415 | 0.00011415 | 0.00011415 | 4.5468e-05 | 6.8027e-05 | 5.8924e-05 | 5.4272e-05 | 0.00022929 | 0.00011415 | 0.00011415 | 0.00011415 | 0.00011415 | 1.2032e-06 | 2.496e-05 | 5.3631e-05 | 7.0234e-05 | 7.1635e-05 | 9.7223e-05 | 8.775e-05 | 8.3356e-05 | 8.8461e-05 | 9.9996e-05 | -2.1877e-06 | -2.1877e-06
05/20 01:00:00 | 5 | 20 | 1 | 3337 | WD | 0 | 3.921e-05 | 3.921e-05 | 1.205e-06 | 7.5164e-05 | 0.00025245 | 0.00011415 | 0 | 0 | 0.00013341 | 0.00026951 | 0 | 3.921e-05 | -1.0058e-05 | 9.19e-05 | 2.1581e-05 | 9.19e-05 | 0.00011415 | 0.00022925 | 0.00011415 | 0 | 6.5591e-05 | 0.0001118 | 9.7107e-05 | 0.00010103 | 9.9817e-05 | 2.6936e-05 | -2.494e-05 | -8.3889e-06 | -8.3889e-06 | 0.00011415 | 0.00011415 | 0.00011415 | 0.00011415 | 0.00011415 | 0.00011415 | 3.6463e-05 | 6.7924e-05 | 5.8637e-05 | 5.3892e-05 | 0.00022929 | 0.00011415 | 0.00011415 | 0.00011415 | 0.00011415 | 1.2032e-06 | 2.437e-05 | 5.3103e-05 | 6.9742e-05 | 6.6318e-05 | 9.7873e-05 | 8.7725e-05 | 8.3018e-05 | 8.849e-05 | 9.9862e-05 | -6.5747e-06 | -6.5747e-06
05/20 02:00:00 | 5 | 20 | 2 | 3338 | WD | 0 | 5.0829e-05 | 5.0829e-05 | -0.00097177 | 7.4474e-05 | 0.00023244 | 0.00011415 | 0 | 0 | 5.4452e-05 | 0.00049373 | -0.0033002 | 5.0829e-05 | 2.968e-05 | 8.5656e-05 | 3.9536e-05 | 8.5656e-05 | 0.00011415 | 0.00022925 | 0.00011415 | 0 | 6.5591e-05 | 0.0001118 | 9.7455e-05 | 0.00010311 | 0.00010136 | 2.7046e-05 | -2.7156e-05 | -9.8624e-06 | -9.8624e-06 | 0.00011415 | 0.00011415 | 0.00011415 | 0.00011415 | 0.00011415 | 0.00011415 | 3.6473e-05 | 6.819e-05 | 6.0618e-05 | 5.6748e-05 | 0.00022929 | 0.00011415 | 0.00011415 | 0.00011415 | 0.00011415 | 1.23e-06 | 2.5894e-05 | 5.6002e-05 | 7.3438e-05 | 6.5729e-05 | 9.8686e-05 | 8.8443e-05 | 8.3692e-05 | 9.5322e-05 | 9.9862e-05 | -2.8119e-06 | -2.8119e-06
05/20 03:00:00 | 5 | 20 | 3 | 3339 | WD | 0 | 4.4281e-05 | 4.4281e-05 | 0.00097011 | 0 | 0.00022975 | 0.00011415 | 0 | 0 | 2.1781e-05 | 0.00051696 | -0.0039761 | 4.4281e-05 | 4.3382e-05 | 8.3946e-05 | 4.1811e-05 | 8.3946e-05 | 0.00011415 | 0.00022925 | 0.00011415 | 0 | 6.5591e-05 | 0.0001118 | 9.8841e-05 | 0.0001049 | 0.00010303 | 2.7242e-05 | -2.9172e-05 | -1.1173e-05 | -1.1173e-05 | 0.00011415 | 0.00011415 | 0.00011415 | 0.00011415 | 0.00011415 | 0.00011415 | 4.5596e-05 | 6.8975e-05 | 6.1912e-05 | 5.8304e-05 | 0.00022929 | 0.00011415 | 0.00011415 | 0.00011415 | 0.00011415 | 1.5508e-06 | 3.0373e-05 | 5.892e-05 | 7.5451e-05 | 7.2577e-05 | 9.9555e-05 | 8.8966e-05 | 8.4055e-05 | 0.00010897 | 0.0001 | -5.6735e-06 | -5.6735e-06
05/20 04:00:00 | 5 | 20 | 4 | 3340 | WD | 0 | 5.3487e-05 | 5.3487e-05 | -0.00096951 | 7.4283e-05 | 0.00022651 | 0.00011415 | 0 | 0 | 2.1781e-05 | 0.00042797 | -0.0036309 | 5.3487e-05 | 4.9295e-05 | 8.2211e-05 | 4.4072e-05 | 8.2211e-05 | 0.00011415 | 0.00022925 | 0.00011415 | 0 | 6.5591e-05 | 0.0001118 | 0.00011168 | 0.00010613 | 0.00010785 | 2.7464e-05 | -3.0696e-05 | -1.214e-05 | -1.214e-05 | 0.00011415 | 0.00011415 | 0.00011415 | 0.00011415 | 0.00011415 | 0.00011415 | 5.4768e-05 | 7.0282e-05 | 7.6832e-05 | 8.0178e-05 | 0.00022929 | 0.00011415 | 0.00011415 | 0.00011415 | 0.00011415 | 2.0054e-06 | 3.7834e-05 | 7.9583e-05 | 0.00010376 | 7.8128e-05 | 0.00010038 | 9.4167e-05 | 9.1284e-05 | 0.00010881 | 0.00010014 | -8.0338e-06 | -8.0338e-06
05/20 05:00:00 | 5 | 20 | 5 | 3341 | WD | 0 | 4.0996e-05 | 4.0996e-05 | 0.00097349 | 0 | 0.00021796 | 0.00011415 | 0 | 0 | 6.5342e-05 | 0.00038031 | -0.00085344 | 4.0996e-05 | 4.1596e-05 | 8.1198e-05 | 3.5436e-05 | 8.1198e-05 | 0.00011415 | 0.00017194 | 0.00011415 | 2.8607e-06 | 6.5591e-05 | 0.0001118 | 0.00011523 | 0.00011145 | 0.00011262 | 2.79e-05 | -3.1109e-05 | -1.2282e-05 | -1.2282e-05 | 0.00011415 | 0.00011415 | 0.00011415 | 0.00011415 | 0.00011415 | 0.00011415 | 9.1181e-05 | 9.2891e-05 | 0.00010217 | 0.0001069 | 0.0001538 | 0.00011415 | 0.00011415 | 0.00011415 | 0.00011415 | 7.6734e-06 | 6.3536e-05 | 0.00011108 | 0.0001386 | 9.5387e-05 | 0.00010693 | 9.8316e-05 | 9.4319e-05 | 0.00011138 | 0.00010048 | -1.5358e-05 | -1.5358e-05
05/20 06:00:00 | 5 | 20 | 6 | 3342 | WD | 5.5655e-05 | 4.5735e-05 | 4.5735e-05 | 1.733e-06 | 9.0121e-05 | -1.5577e-12 | 0.00011415 | 0.00026171 | 0.00026171 | 0.00013613 | 0.00029421 | 0.0013647 | 4.5735e-05 | 2.825e-05 | 8.7512e-05 | 2.3559e-05 | 8.7512e-05 | 0.00011415 | 0 | 0.00011415 | 2.6868e-05 | 6.5591e-05 | 0.0001126 | 0.00012063 | 0.00011811 | 0.00011889 | 1.072e-05 | -1.132e-06 | 2.6494e-06 | 2.6494e-06 | 0.00011415 | 0.00011415 | 0.00011415 | 0.00011416 | 0.00011415 | 0.00011415 | 0.00012828 | 0.00012316 | 0.00013009 | 0.00013363 | 0 | 0.00011415 | 0.00011415 | 0.00011415 | 0.00011415 | 6.042e-05 | 0.00010595 | 0.00015008 | 0.00017564 | 0.00011192 | 0.00011435 | 9.9094e-05 | 9.202e-05 | 0.00011708 | 0.00011433 | 9.0561e-05 | 9.0561e-05
05/20 07:00:00 | 5 | 20 | 7 | 3343 | WD | 0.00015107 | 5.9819e-05 | 5.9819e-05 | 8.9098e-06 | 0.00015075 | 7.5464e-14 | 0.00011415 | 0.00064701 | 0.00064701 | 0.00015247 | -0.0006658 | 0.0021152 | 5.9819e-05 | -0.00017071 | 9.9871e-05 | 3.3476e-05 | 9.9871e-05 | 0.00011415 | 0 | 0.00011415 | 5.9306e-05 | 6.5591e-05 | 0.0001126 | 0.00011961 | 0.00013664 | 0.00013138 | 5.4121e-06 | 3.9073e-06 | 4.3874e-06 | 4.3874e-06 | 0.00011415 | 0.00011415 | 0.00011415 | 0.00011416 | 0.00011415 | 0.00011415 | 0.000149 | 0.00014024 | 0.00018893 | 0.00021381 | 0 | 0.00011415 | 0.00011415 | 0.00011415 | 0.00011415 | 0.00014912 | 0.00016488 | 0.00015494 | 0.00014919 | 0.00012515 | 0.00012629 | 0.00012235 | 0.00012052 | 0.00013374 | 0.00010921 | -2.9718e-05 | -2.9718e-05
05/20 08:00:00 | 5 | 20 | 8 | 3344 | WD | 0.00024388 | 5.6691e-05 | 5.6691e-05 | 1.1453e-05 | 0.00016844 | 4.7973e-13 | 0.00011415 | 0.00091101 | 0.00091101 | 0.00013613 | -0.0003778 | 0.0022334 | 5.6691e-05 | -9.2229e-05 | 0.00011103 | 2.4866e-05 | 0.00011103 | 0.00011415 | 0 | 0.00011415 | 0.00023382 | 0.00016398 | 0.0001685 | 0.0001229 | 0.00013805 | 0.00013337 | 4.7984e-06 | 1.1101e-06 | 2.2869e-06 | 2.2869e-06 | 0.00011415 | 0.00011415 | 0.00011415 | 0.00011416 | 0.00011415 | 0.00011415 | 0.00016895 | 0.00015337 | 0.00019337 | 0.00021381 | 0 | 0.00011415 | 0.00011415 | 0.00011415 | 0.00011415 | 0.00026327 | 0.00022509 | 0.00018094 | 0.00015537 | 0.00014043 | 0.0001312 | 0.00015303 | 0.00016316 | 0.00013563 | 0.00010747 | -7.9879e-05 | -7.9879e-05
05/20 09:00:00 | 5 | 20 | 9 | 3345 | WD | 0.00032536 | 6.883e-05 | 6.883e-05 | 0.001042 | 0.00016889 | 1.5523e-12 | 0.00011415 | 0.00044872 | 0.00044872 | 5.9897e-05 | -0.00021808 | 0.0020995 | 6.883e-05 | 2.3711e-06 | 0.00011108 | 4.6052e-05 | 0.00011108 | 0.00011415 | 0 | 0.00011415 | 0.00047113 | 0.00029516 | 0.0002244 | 0.00012592 | 0.00013781 | 0.00013414 | 4.4995e-06 | 3.2813e-07 | 1.659e-06 | 1.659e-06 | 0.00011415 | 0.00011415 | 0.00011415 | 0.00011416 | 0.00011415 | 0.00011415 | 0.0001871 | 0.00015456 | 0.00019377 | 0.00021381 | 0 | 0.00011415 | 0.00011415 | 0.00011415 | 0.00011415 | 0.0003849 | 0.00024645 | 0.00019202 | 0.0001605 | 0.00015134 | 0.00013177 | 0.00015885 | 0.00017141 | 0.00013691 | 0.00010635 | -0.00010094 | -0.00010094
05/20 10:00:00 | 5 | 20 | 10 | 3346 | WD | 0.00040057 | 9.0843e-05 | 9.0843e-05 | 1.1603e-05 | 0.00016714 | 0.00021486 | 0.00011415 | 0.00030594 | 0.00030594 | 4.0839e-05 | -0.00014713 | 0.0018773 | 9.0843e-05 | 0.00011021 | 0.00011156 | 7.8545e-05 | 0.00011156 | 0.00011415 | 0 | 0.00011415 | 0.00047113 | 0.00029516 | 0.0002244 | 0.00012764 | 0.00014109 | 0.00013693 | 4.2045e-06 | 3.392e-07 | 1.5724e-06 | 1.5724e-06 | 0.00011415 | 0.00011415 | 0.00011415 | 0.00011416 | 0.00011415 | 0.00011415 | 0.00018706 | 0.00015413 | 0.00019363 | 0.00021381 | 0 | 0.00011415 | 0.00011415 | 0.00011415 | 0.00011415 | 0.00046026 | 0.00024653 | 0.00019494 | 0.00016506 | 0.00015726 | 0.00013278 | 0.00015864 | 0.00017063 | 0.00015831 | 0.0001055 | -0.00011057 | -0.00011057
05/20 11:00:00 | 5 | 20 | 11 | 3347 | WD | 0.00045465 | 5.3576e-05 | 5.3576e-05 | 1.0801e-05 | 0.00016432 | 0.00021991 | 0.00011415 | 0 | 0 | 4.0839e-05 | 0.00031565 | 0.0016639 | 5.3576e-05 | 6.704e-05 | 0.00011463 | 2.5276e-05 | 0.00011463 | 0.00011415 | 0 | 0.00011415 | 0.00047113 | 0.00029516 | 0.0002244 | 0.00015431 | 0.00014655 | 0.00014895 | 4.8334e-06 | 6.2763e-07 | 1.9695e-06 | 1.9695e-06 | 0.00011415 | 0.00011415 | 0.00011415 | 0.00011416 | 0.00011415 | 0.00011415 | 0.000187 | 0.00015348 | 0.00019341 | 0.00021381 | 0 | 0.00011415 | 0.00011415 | 0.00011415 | 0.00011415 | 0.00050105 | 0.00024632 | 0.00019689 | 0.00016827 | 0.00016215 | 0.00013449 | 0.00016161 | 0.00017419 | 0.0001817 | 0.00010446 | -0.00011556 | -0.00011556
05/20 12:00:00 | 5 | 20 | 12 | 3348 | WD | 0.00048184 | 4.7152e-05 | 4.7152e-05 | -0.00099871 | 0.00016155 | 0.00021998 | 0.00011415 | 0 | 0 | 4.0839e-05 | 0.00020681 | 0.0014948 | 4.7152e-05 | 4.3923e-05 | 0.00011458 | 1.6561e-05 | 0.00011458 | 0.00011415 | 0 | 0.00011415 | 0.00047113 | 0.00029516 | 0.0002244 | 0.00013055 | 0.00014846 | 0.00014293 | 5.7158e-06 | 1.8534e-07 | 1.9499e-06 | 1.9499e-06 | 0.00011415 | 0.00011415 | 0.00011415 | 0.00011415 | 0.00011415 | 0.00011415 | 0.00018694 | 0.0001532 | 0.00019331 | 0.00021381 | 0 | 0.00011415 | 0.00011415 | 0.00011415 | 0.00011415 | 0.00052243 | 0.00024586 | 0.00024055 | 0.00023748 | 0.00016263 | 0.00013507 | 0.00016628 | 0.00018075 | 0.00017857 | 0.00010349 | -0.0001171 | -0.0001171
05/20 13:00:00 | 5 | 20 | 13 | 3349 | WD | 0.00047806 | 3.5987e-05 | 3.5987e-05 | 0.0010076 | 7.9735e-05 | 0.00021627 | 0.00011415 | 0 | 0 | 4.0839e-05 | 0.00017149 | 0.0013194 | 3.5987e-05 | 3.6421e-05 | 0.00011115 | 1.3732e-05 | 0.00011115 | 0.00011415 | 0 | 0.00011415 | 0.00047113 | 0.00029516 | 0.0002244 | 0.00013173 | 0.00015263 | 0.00014617 | 4.5756e-06 | -1.8148e-07 | 1.3363e-06 | 1.3363e-06 | 0.00011415 | 0.00011415 | 0.00011415 | 0.00011415 | 0.00011415 | 0.00011415 | 0.00018653 | 0.00015279 | 0.00019317 | 0.00021381 | 0 | 0.00011415 | 0.00011415 | 0.00011415 | 0.00011415 | 0.00052328 | 0.00024525 | 0.00024041 | 0.0002376 | 0.00015968 | 0.00013642 | 0.00016538 | 0.00017882 | 0.00015965 | 0.00010332 | -0.00011482 | -0.00011482
05/20 14:00:00 | 5 | 20 | 14 | 3350 | WD | 0.00044137 | 3.2725e-05 | 3.2725e-05 | 4.4593e-06 | 0.00011565 | 0.00022375 | 0.00011415 | 0 | 0 | 4.0839e-05 | 4.7508e-05 | 0.0011455 | 3.2725e-05 | 1.009e-05 | 0.00011051 | 3.8043e-06 | 0.00011051 | 0.00011415 | 0 | 0.00011415 | 0.00047113 | 0.00029516 | 0.0002244 | 0.00013199 | 0.00015068 | 0.00014491 | 4.0336e-06 | -6.5752e-07 | 8.3922e-07 | 8.3922e-07 | 0.00011415 | 0.00011415 | 0.00011415 | 0.00011415 | 0.00011415 | 0.00011415 | 0.00018548 | 0.00015218 | 0.00019297 | 0.00021381 | 0 | 0.00011415 | 0.00011415 | 0.00011415 | 0.00011415 | 0.00050436 | 0.00024314 | 0.0002388 | 0.00023628 | 0.00015908 | 0.00013555 | 0.00016363 | 0.00017665 | 0.00015105 | 0.0001024 | -0.00011969 | -0.00011969
05/20 15:00:00 | 5 | 20 | 15 | 3351 | WD | 0.00038066 | 3.0783e-05 | 3.0783e-05 | 0.00070344 | 0.00012054 | 0.00023635 | 0.00011415 | 0 | 0 | 4.0839e-05 | 6.2609e-06 | 0.00096792 | 3.0783e-05 | 1.3297e-06 | 0.00010956 | 5.0135e-07 | 0.00010956 | 0.00011415 | 0 | 0.00011415 | 0.00047113 | 0.00029516 | 0.0002244 | 0.00012912 | 0.00014479 | 0.00013995 | 3.9752e-06 | -4.9376e-07 | 9.3209e-07 | 9.3209e-07 | 0.00011415 | 0.00011415 | 0.00011415 | 0.00011415 | 0.00011415 | 0.00011415 | 0.00016661 | 0.00015069 | 0.00019246 | 0.00021381 | 0 | 0.00011415 | 0.00011415 | 0.00011415 | 0.00011415 | 0.00041558 | 0.00023592 | 0.00019154 | 0.00016585 | 0.00014823 | 0.00013305 | 0.00016347 | 0.00017758 | 0.00014819 | 0.00010404 | -0.00011589 | -0.00011589
05/20 16:00:00 | 5 | 20 | 16 | 3352 | WD | 0.00030221 | 2.7265e-05 | 2.7265e-05 | -0.00068992 | 7.8406e-05 | 0.00024949 | 0.00011415 | 0 | 0 | 4.0839e-05 | 0 | 0.00086089 | 2.7265e-05 | 0 | 0.00011092 | 0 | 0.00011092 | 0.00011415 | 0 | 0.00011415 | 0.00047113 | 0.00029516 | 0.0002244 | 0.00012077 | 0.00014338 | 0.0001364 | 3.8498e-06 | -2.504e-07 | 1.0578e-06 | 1.0578e-06 | 0.00011415 | 0.00011415 | 0.00011415 | 0.00011415 | 0.00011415 | 0.00011415 | 0.00014779 | 0.00014413 | 0.00015206 | 0.00015611 | 0 | 0.00011415 | 0.00011415 | 0.00011415 | 0.00011415 | 0.00030886 | 0.00021408 | 0.00015316 | 0.00011788 | 0.0001362 | 0.00013054 | 0.00015282 | 0.00016315 | 0.0001364 | 0.00010332 | -0.00011558 | -0.00011558
05/20 17:00:00 | 5 | 20 | 17 | 3353 | WD | 0.00021849 | 3.6251e-05 | 3.6251e-05 | 5.1115e-06 | 7.9005e-05 | -2.0051e-12 | 0.00011415 | 0.0010443 | 0.0010443 | 4.0839e-05 | -9.2546e-05 | 0 | 3.6251e-05 | -2.529e-05 | 0.00012 | 6.5271e-06 | 0.00012 | 0.00011415 | 0 | 0.00011415 | 0.00043076 | 0.00029516 | 0.0002244 | 0.00011966 | 0.00014124 | 0.00013457 | 4.5635e-06 | -6.8791e-07 | 9.8759e-07 | 9.8759e-07 | 0.00011415 | 0.00011415 | 0.00011415 | 0.00011415 | 0.00011415 | 0.00011415 | 0.00012914 | 0.00013924 | 0.00012923 | 0.00012411 | 0 | 0.00011415 | 0.00011415 | 0.00011415 | 0.00011415 | 0.00020935 | 0.0001851 | 0.00012533 | 9.0724e-05 | 0.00012724 | 0.00012831 | 0.00014359 | 0.00015067 | 0.00013217 | 0.00010332 | -0.00011856 | -0.00011856
05/20 18:00:00 | 5 | 20 | 18 | 3354 | WD | 0.00013028 | 5.2784e-05 | 5.2784e-05 | 0.0010132 | 0.00016053 | -7.5459e-13 | 0.00011415 | 0.00095321 | 0.00095321 | 7.0788e-05 | -0.00012115 | 0 | 5.2784e-05 | -1.2498e-05 | 0.00013406 | 1.1681e-05 | 0.00013406 | 0.00011415 | 0 | 0.00011415 | 6.273e-05 | 6.5591e-05 | 0.0001126 | 0.00011956 | 0.00013341 | 0.00012913 | 4.7021e-06 | -1.1737e-06 | 7.0098e-07 | 7.0098e-07 | 0.00011415 | 0.00011415 | 0.00011415 | 0.00011415 | 0.00011415 | 0.00011415 | 0.00012867 | 0.00012817 | 0.00011248 | 0.00010446 | 0 | 0.00011415 | 0.00011415 | 0.00011415 | 0.00011415 | 0.00013844 | 0.00013436 | 9.5801e-05 | 7.3469e-05 | 0.00012645 | 0.00012205 | 0.00011461 | 0.00011116 | 0.00013607 | 0.00010332 | 1.2587e-05 | 1.2587e-05
05/20 19:00:00 | 5 | 20 | 19 | 3355 | WD | 3.0702e-05 | 7.704e-05 | 7.704e-05 | 1.6089e-05 | 0.00016305 | -3.8268e-13 | 0.00011415 | 0.00060538 | 0.00060538 | 0.00015247 | -7.797e-05 | 0 | 7.704e-05 | 8.1623e-05 | 0.00014271 | 3.7709e-05 | 0.00014271 | 0.00011415 | 0 | 0.00011415 | 2.9595e-05 | 6.5591e-05 | 0.0001126 | 0.00012931 | 0.00012781 | 0.00012827 | 4.6589e-06 | -8.112e-07 | 9.3407e-07 | 9.3407e-07 | 0.00011415 | 0.00011415 | 0.00011415 | 0.00011416 | 0.00011415 | 0.00011415 | 0.00011028 | 0.00011983 | 0.00010075 | 9.1006e-05 | 0 | 0.00011415 | 0.00011415 | 0.00011415 | 0.00011415 | 5.9606e-05 | 8.9959e-05 | 7.1847e-05 | 6.1359e-05 | 0.00011507 | 0.00011757 | 0.00010786 | 0.00010336 | 0.00013511 | 0.00010392 | 1.3818e-05 | 1.3818e-05
05/20 20:00:00 | 5 | 20 | 20 | 3356 | WD | 0 | 6.1285e-05 | 6.1285e-05 | 1.6733e-05 | 8.1818e-05 | -2.8565e-13 | 0.00011415 | 6.5206e-05 | 6.5206e-05 | 0.00021236 | -3.8225e-05 | 0 | 6.1285e-05 | 4.5269e-05 | 0.00014653 | 2.3748e-05 | 0.00014653 | 0.00011415 | 0.00011463 | 0.00011415 | 2.6564e-06 | 6.5591e-05 | 0.0001126 | 0.00012569 | 0.00012097 | 0.00012243 | 3.6266e-06 | -5.5813e-07 | 7.7703e-07 | 7.7703e-07 | 0.00011415 | 0.00011415 | 0.00011415 | 0.00011416 | 0.00011415 | 0.00011415 | 0.00010984 | 0.00010466 | 8.5974e-05 | 7.6429e-05 | 0.00011465 | 0.00011415 | 0.00011415 | 0.00011415 | 0.00011415 | 1.0693e-05 | 6.1015e-05 | 8.5135e-05 | 9.9103e-05 | 0.00011279 | 0.00011449 | 0.0001029 | 9.7528e-05 | 0.00012997 | 0.0001048 | 2.0056e-05 | 2.0056e-05
05/20 21:00:00 | 5 | 20 | 21 | 3357 | WD | 0 | 7.4032e-05 | 7.4032e-05 | 7.4882e-06 | 0.00016204 | 0 | 0.00011415 | 0 | 0 | 0.00028587 | -2.2525e-05 | 0.00047247 | 7.4032e-05 | 4.5225e-05 | 0.00014762 | 2.9275e-05 | 0.00014762 | 0.00011415 | 0.00022925 | 0.00011415 | 0 | 6.5591e-05 | 0.0001126 | 0.00011672 | 0.00010022 | 0.00010532 | 2.0465e-05 | -4.2334e-07 | 6.2411e-06 | 6.2411e-06 | 0.00011415 | 0.00011415 | 0.00011415 | 0.00011415 | 0.00011415 | 0.00011415 | 0.00010924 | 9.2279e-05 | 7.4921e-05 | 6.6052e-05 | 0.00022929 | 0.00011415 | 0.00011415 | 0.00011415 | 0.00011415 | 3.2016e-06 | 4.5412e-05 | 7.0785e-05 | 8.5478e-05 | 0.00011047 | 0.00010525 | 0.00010163 | 9.9946e-05 | 0.00012319 | 0.00010243 | 3.8431e-05 | 3.8431e-05
05/20 22:00:00 | 5 | 20 | 22 | 3358 | WD | 0 | 7.314e-05 | 7.314e-05 | 1.2264e-05 | 0.00013582 | 2.0698e-12 | 0.00011415 | 0 | 0 | 0.00034305 | -1.6179e-05 | 0.0013733 | 7.314e-05 | 5.3093e-05 | 0.00014405 | 3.8403e-05 | 0.00014405 | 0.00011415 | 0.00022925 | 0.00011415 | 0 | 6.5591e-05 | 0.0001118 | 0.00010624 | 9.4835e-05 | 9.836e-05 | 2.771e-05 | -9.3902e-06 | 2.4467e-06 | 2.4467e-06 | 0.00011415 | 0.00011415 | 0.00011415 | 0.00011415 | 0.00011415 | 0.00011415 | 0.00010883 | 6.9436e-05 | 6.3877e-05 | 6.1037e-05 | 0.00022929 | 0.00011415 | 0.00011415 | 0.00011415 | 0.00011415 | 2.0797e-06 | 3.3003e-05 | 6.2124e-05 | 7.8988e-05 | 0.00010644 | 9.6145e-05 | 9.587e-05 | 9.5743e-05 | 0.00012124 | 0.00010174 | -1.2947e-05 | -1.2947e-05
05/20 23:00:00 | 5 | 20 | 23 | 3359 | WD | 0 | 5.6646e-05 | 5.6646e-05 | 4.139e-06 | 0.00010196 | 7.9772e-13 | 0.00011415 | 0 | 0 | 0.00034849 | 0.00034018 | 0 | 5.6646e-05 | 7.225e-05 | 0.00013614 | 2.7241e-05 | 0.00013614 | 0.00011415 | 0.00022925 | 0.00011415 | 0 | 6.5591e-05 | 0.0001118 | 0.00012974 | 9.4165e-05 | 0.00010516 | 2.8815e-05 | -1.2893e-05 | 4.1392e-07 | 4.1392e-07 | 0.00011415 | 0.00011415 | 0.00011415 | 0.00011415 | 0.00011415 | 0.00011415 | 9.9691e-05 | 6.8344e-05 | 6.1493e-05 | 5.7992e-05 | 0.00022929 | 0.00011415 | 0.00011415 | 0.00011415 | 0.00011415 | 1.729e-06 | 2.6771e-05 | 5.7344e-05 | 7.5048e-05 | 9.9707e-05 | 9.5579e-05 | 9.4694e-05 | 9.4284e-05 | 0.00011103 | 0.0001011 | -1.8169e-05 | -1.8169e-05
05/20 24:00:00 | 5 | 20 | 24 | 3360 | WD | 0 | 3.9182e-05 | 3.9182e-05 | 2.891e-06 | 7.6852e-05 | -1.3906e-12 | 0.00011415 | 0 | 0 | 0.00023959 | 0.00015413 | 0 | 3.9182e-05 | 3.2734e-05 | 0.00012638 | 1.2342e-05 | 0.00012638 | 0.00011415 | 0.00022925 | 0.00011415 | 0 | 6.5591e-05 | 0.0001118 | 9.763e-05 | 9.3325e-05 | 9.4655e-05 | 2.867e-05 | -8.9492e-06 | 3.0534e-06 | 3.0534e-06 | 0.00011415 | 0.00011415 | 0.00011415 | 0.00011415 | 0.00011415 | 0.00011415 | 4.5468e-05 | 6.8027e-05 | 5.8924e-05 | 5.4272e-05 | 0.00022929 | 0.00011415 | 0.00011415 | 0.00011415 | 0.00011415 | 1.2032e-06 | 2.496e-05 | 5.3631e-05 | 7.0234e-05 | 7.2546e-05 | 9.5188e-05 | 8.8044e-05 | 8.473e-05 | 9.7201e-05 | 0.00010056 | -6.9593e-06 | -6.9593e-06
05/21 01:00:00 | 5 | 21 | 1 | 3361 | WD | 0 | 1.9332e-05 | 1.9332e-05 | 1.108e-06 | 3.066e-05 | 0.00025245 | 0.00011415 | 0 | 0 | 0.00013341 | 0 | 0 | 1.9332e-05 | 0 | 9.19e-05 | 0 | 9.19e-05 | 0.00011415 | 0.00022925 | 0.00011415 | 0 | 6.5591e-05 | 0.0001118 | 9.5697e-05 | 9.2145e-05 | 9.3242e-05 | 2.9352e-05 | 7.3138e-07 | 9.8628e-06 | 9.8628e-06 | 0.00011415 | 0.00011415 | 0.00011415 | 0.00011415 | 0.00011415 | 0.00011415 | 3.6463e-05 | 6.7924e-05 | 5.8637e-05 | 5.3892e-05 | 0.00022929 | 0.00011415 | 0.00011415 | 0.00011415 | 0.00011415 | 1.2032e-06 | 2.437e-05 | 5.3103e-05 | 6.9742e-05 | 6.6293e-05 | 9.474e-05 | 8.7512e-05 | 8.416e-05 | 8.8398e-05 | 0.0001001 | -1.0459e-05 | -1.0459e-05
05/21 02:00:00 | 5 | 21 | 2 | 3362 | WD | 0 | 1.9826e-05 | 1.9826e-05 | 0.00097139 | 4.4007e-05 | 0.00023244 | 0.00011415 | 0 | 0 | 5.4452e-05 | 0 | 0 | 1.9826e-05 | 0 | 8.5656e-05 | 0 | 8.5656e-05 | 0.00011415 | 0.00022925 | 0.00011415 | 0 | 6.5591e-05 | 0.0001118 | 9.5455e-05 | 9.1603e-05 | 9.2793e-05 | 2.9866e-05 | 6.2443e-06 | 1.3781e-05 | 1.3781e-05 | 0.00011415 | 0.00011415 | 0.00011415 | 0.00011415 | 0.00011415 | 0.00011415 | 3.6473e-05 | 6.819e-05 | 6.0618e-05 | 5.6748e-05 | 0.00022929 | 0.00011415 | 0.00011415 | 0.00011415 | 0.00011415 | 1.23e-06 | 2.5894e-05 | 5.6002e-05 | 7.3438e-05 | 6.4983e-05 | 9.4629e-05 | 8.778e-05 | 8.4604e-05 | 8.8424e-05 | 9.9799e-05 | -7.1371e-06 | -7.1371e-06
05/21 03:00:00 | 5 | 21 | 3 | 3363 | WD | 0 | 2.9271e-05 | 2.9271e-05 | -0.00096962 | 7.4226e-05 | 0.00022975 | 0.00011415 | 0 | 0 | 2.1781e-05 | 0.00011545 | -0.0024763 | 2.9271e-05 | 5.2585e-06 | 8.3946e-05 | 9.2452e-06 | 8.3946e-05 | 0.00011415 | 0.00022925 | 0.00011415 | 0 | 6.5591e-05 | 0.0001118 | 9.6161e-05 | 9.1021e-05 | 9.261e-05 | 3.0425e-05 | 1.1593e-05 | 1.7602e-05 | 1.7602e-05 | 0.00011415 | 0.00011415 | 0.00011415 | 0.00011415 | 0.00011415 | 0.00011415 | 4.5596e-05 | 6.8975e-05 | 6.1912e-05 | 5.8304e-05 | 0.00022929 | 0.00011415 | 0.00011415 | 0.00011415 | 0.00011415 | 1.5508e-06 | 3.0373e-05 | 5.892e-05 | 7.5451e-05 | 7.0384e-05 | 9.4661e-05 | 8.7891e-05 | 8.4751e-05 | 8.8411e-05 | 9.9621e-05 | -9.3335e-06 | -9.3335e-06
05/21 04:00:00 | 5 | 21 | 4 | 3364 | WD | 0 | 3.6171e-05 | 3.6171e-05 | 0.00097011 | 0 | 0.00022651 | 0.00011415 | 0 | 0 | 2.1781e-05 | 0.00038252 | -0.0032387 | 3.6171e-05 | 3.5203e-05 | 8.2211e-05 | 3.0631e-05 | 8.2211e-05 | 0.00011415 | 0.00022925 | 0.00011415 | 0 | 6.5591e-05 | 0.0001118 | 0.00010837 | 9.1105e-05 | 9.6441e-05 | 3.0664e-05 | 8.672e-06 | 1.5689e-05 | 1.5689e-05 | 0.00011415 | 0.00011415 | 0.00011415 | 0.00011415 | 0.00011415 | 0.00011415 | 5.4768e-05 | 7.0282e-05 | 7.6832e-05 | 8.0178e-05 | 0.00022929 | 0.00011415 | 0.00011415 | 0.00011415 | 0.00011415 | 2.0054e-06 | 3.7834e-05 | 7.9583e-05 | 0.00010376 | 7.5967e-05 | 9.5085e-05 | 9.2803e-05 | 9.1744e-05 | 8.8409e-05 | 9.9431e-05 | -1.3989e-05 | -1.3989e-05
05/21 05:00:00 | 5 | 21 | 5 | 3365 | WD | 0 | 5.2761e-05 | 5.2761e-05 | 7.3492e-07 | 7.4851e-05 | 0.00021796 | 0.00011415 | 0 | 0 | 6.5342e-05 | 0.00051062 | -0.0030034 | 5.2761e-05 | 4.97e-05 | 8.1198e-05 | 4.0889e-05 | 8.1198e-05 | 0.00011415 | 0.00017194 | 0.00011415 | 3.2013e-06 | 6.5591e-05 | 0.0001118 | 0.00011102 | 9.5408e-05 | 0.00010023 | 3.0968e-05 | 4.7003e-06 | 1.3081e-05 | 1.3081e-05 | 0.00011415 | 0.00011415 | 0.00011415 | 0.00011415 | 0.00011415 | 0.00011415 | 9.1181e-05 | 9.2878e-05 | 0.00010216 | 0.0001069 | 0.0001538 | 0.00011415 | 0.00011415 | 0.00011415 | 0.00011415 | 8.4112e-06 | 6.3639e-05 | 0.00011114 | 0.00013865 | 9.2958e-05 | 0.00010127 | 9.6667e-05 | 9.4531e-05 | 8.8341e-05 | 9.9459e-05 | -1.3861e-05 | -1.3861e-05
05/21 06:00:00 | 5 | 21 | 6 | 3366 | WD | 6.0883e-05 | 5.4884e-05 | 5.4884e-05 | 2.4109e-06 | 7.7247e-05 | -1.5577e-12 | 0.00011415 | 0.00027214 | 0.00027214 | 0.00013613 | 0.00048112 | -0.00080608 | 5.4884e-05 | 4.851e-05 | 8.7512e-05 | 3.8526e-05 | 8.7512e-05 | 0.00011415 | 0 | 0.00011415 | 2.7938e-05 | 6.5591e-05 | 0.0001126 | 0.00011646 | 0.00010239 | 0.00010674 | 1.2167e-05 | 3.2025e-06 | 6.0627e-06 | 6.0627e-06 | 0.00011415 | 0.00011415 | 0.00011415 | 0.00011416 | 0.00011415 | 0.00011415 | 0.00012828 | 0.00012312 | 0.00013008 | 0.00013363 | 0 | 0.00011415 | 0.00011415 | 0.00011415 | 0.00011415 | 6.2979e-05 | 0.00010664 | 0.00015042 | 0.00017577 | 0.00010874 | 0.00010884 | 9.7393e-05 | 9.2083e-05 | 8.6845e-05 | 0.00011757 | 0.00012484 | 0.00012484
05/21 07:00:00 | 5 | 21 | 7 | 3367 | WD | 0.00015262 | 7.3702e-05 | 7.3702e-05 | 1.2126e-05 | 0.00016435 | 7.5464e-14 | 0.00011415 | 0.00064731 | 0.00064731 | 0.00015247 | -0.00059636 | 0.00029149 | 7.3702e-05 | -0.00016459 | 9.9871e-05 | 5.1189e-05 | 9.9871e-05 | 0.00011415 | 0 | 0.00011415 | 5.9334e-05 | 6.5591e-05 | 0.0001126 | 0.00011636 | 0.00012011 | 0.00011895 | 6.3168e-06 | 2.3171e-06 | 3.5932e-06 | 3.5932e-06 | 0.00011415 | 0.00011415 | 0.00011415 | 0.00011416 | 0.00011415 | 0.00011415 | 0.000149 | 0.00014024 | 0.00018893 | 0.00021381 | 0 | 0.00011415 | 0.00011415 | 0.00011415 | 0.00011415 | 0.0001497 | 0.00016491 | 0.00015498 | 0.00014923 | 0.00012201 | 0.00012049 | 0.0001203 | 0.00012022 | 0.00010427 | 0.00011092 | -4.757e-06 | -4.757e-06
05/21 08:00:00 | 5 | 21 | 8 | 3368 | WD | 0.00024055 | 6.195e-05 | 6.195e-05 | 1.5145e-05 | 0.00016843 | 4.7973e-13 | 0.00011415 | 0.00090941 | 0.00090941 | 0.00013613 | -0.00025959 | 0.00074448 | 6.195e-05 | -7.5909e-05 | 0.00011103 | 3.2356e-05 | 0.00011103 | 0.00011415 | 0 | 0.00011415 | 0.0002334 | 0.00016398 | 0.0001685 | 0.00012174 | 0.00012458 | 0.0001237 | 5.5453e-06 | 5.8466e-07 | 2.1674e-06 | 2.1674e-06 | 0.00011415 | 0.00011415 | 0.00011415 | 0.00011416 | 0.00011415 | 0.00011415 | 0.00016895 | 0.00015337 | 0.00019337 | 0.00021381 | 0 | 0.00011415 | 0.00011415 | 0.00011415 | 0.00011415 | 0.00026345 | 0.0002249 | 0.00018082 | 0.00015529 | 0.00014036 | 0.00012646 | 0.00015188 | 0.00016367 | 0.00012703 | 0.0001082 | -7.4617e-05 | -7.4617e-05
05/21 09:00:00 | 5 | 21 | 9 | 3369 | WD | 0.00031736 | 6.5161e-05 | 6.5161e-05 | 1.5901e-05 | 0.00016885 | 1.5523e-12 | 0.00011415 | 0.00044872 | 0.00044872 | 5.9897e-05 | -0.00015551 | 0.00090677 | 6.5161e-05 | 3.7597e-06 | 0.00011108 | 4.0835e-05 | 0.00011108 | 0.00011415 | 0 | 0.00011415 | 0.00047113 | 0.00029516 | 0.0002244 | 0.00012698 | 0.00012631 | 0.00012651 | 5.2276e-06 | -2.0747e-07 | 1.5266e-06 | 1.5266e-06 | 0.00011415 | 0.00011415 | 0.00011415 | 0.00011416 | 0.00011415 | 0.00011415 | 0.0001871 | 0.00015456 | 0.00019377 | 0.00021381 | 0 | 0.00011415 | 0.00011415 | 0.00011415 | 0.00011415 | 0.00038477 | 0.00024645 | 0.00019202 | 0.0001605 | 0.00015447 | 0.00012771 | 0.00015915 | 0.00017374 | 0.00013762 | 0.00010605 | -0.00010777 | -0.00010777
05/21 10:00:00 | 5 | 21 | 10 | 3370 | WD | 0.00039234 | 8.3754e-05 | 8.3754e-05 | 1.5168e-05 | 0.00016696 | 0.00021486 | 0.00011415 | 0.00030594 | 0.00030594 | 4.0839e-05 | -0.00011418 | 0.00096623 | 8.3754e-05 | 0.00010593 | 0.00011156 | 6.8481e-05 | 0.00011156 | 0.00011415 | 0 | 0.00011415 | 0.00047113 | 0.00029516 | 0.0002244 | 0.00012919 | 0.0001286 | 0.00012878 | 4.8618e-06 | -5.4497e-08 | 1.5141e-06 | 1.5141e-06 | 0.00011415 | 0.00011415 | 0.00011415 | 0.00011416 | 0.00011415 | 0.00011415 | 0.00018706 | 0.00015413 | 0.00019363 | 0.00021381 | 0 | 0.00011415 | 0.00011415 | 0.00011415 | 0.00011415 | 0.00046042 | 0.00024653 | 0.00019497 | 0.00016512 | 0.00015953 | 0.0001284 | 0.00015971 | 0.00017424 | 0.00014191 | 0.00010474 | -0.0001157 | -0.0001157
05/21 11:00:00 | 5 | 21 | 11 | 3371 | WD | 0.00044813 | 4.4968e-05 | 4.4968e-05 | 0.0010239 | 0.00016124 | 0.00021991 | 0.00011415 | 0 | 0 | 4.0839e-05 | 0.00016843 | 0.001006 | 4.4968e-05 | 3.5773e-05 | 0.00011463 | 1.3487e-05 | 0.00011463 | 0.00011415 | 0 | 0.00011415 | 0.00047113 | 0.00029516 | 0.0002244 | 0.0001562 | 0.00013014 | 0.00013819 | 8.122e-06 | 5.1737e-08 | 2.6266e-06 | 2.6266e-06 | 0.00011415 | 0.00011415 | 0.00011415 | 0.00011415 | 0.00011415 | 0.00011415 | 0.000187 | 0.00015348 | 0.00019341 | 0.00021381 | 0 | 0.00011415 | 0.00011415 | 0.00011415 | 0.00011415 | 0.00050274 | 0.00024632 | 0.00019702 | 0.00016847 | 0.00016191 | 0.00012877 | 0.00016283 | 0.00017863 | 0.00014261 | 0.00010286 | -0.00011098 | -0.00011098
05/21 12:00:00 | 5 | 21 | 12 | 3372 | WD | 0.0004714 | 2.9011e-05 | 2.9011e-05 | 1.2466e-05 | 8.3723e-05 | 0.00021998 | 0.00011415 | 0 | 0 | 4.0839e-05 | 3.0974e-05 | 0.0010125 | 2.9011e-05 | 6.5785e-06 | 0.00011458 | 2.4803e-06 | 0.00011458 | 0.00011415 | 0 | 0.00011415 | 0.00047113 | 0.00029516 | 0.0002244 | 0.00013274 | 0.00013136 | 0.00013179 | 7.975e-06 | 6.1354e-09 | 2.5487e-06 | 2.5487e-06 | 0.00011415 | 0.00011415 | 0.00011415 | 0.00011415 | 0.00011415 | 0.00011415 | 0.00018694 | 0.0001532 | 0.00019331 | 0.00021381 | 0 | 0.00011415 | 0.00011415 | 0.00011415 | 0.00011415 | 0.00052221 | 0.00024586 | 0.00024058 | 0.00023752 | 0.00016383 | 0.00012912 | 0.00016795 | 0.00018596 | 0.00014472 | 0.0001026 | -0.00011382 | -0.00011382
05/21 13:00:00 | 5 | 21 | 13 | 3373 | WD | 0.00046552 | 3.4783e-05 | 3.4783e-05 | 5.8774e-06 | 0.00015939 | 0.00021627 | 0.00011415 | 0 | 0 | 4.0839e-05 | 0 | 0.00028066 | 3.4783e-05 | 0 | 0.00011115 | 0 | 0.00011115 | 0.00011415 | 0 | 0.00011415 | 0.00047113 | 0.00029516 | 0.0002244 | 0.00013446 | 0.00013881 | 0.00013747 | 7.7923e-06 | 1.6256e-07 | 2.5969e-06 | 2.5969e-06 | 0.00011415 | 0.00011415 | 0.00011415 | 0.00011415 | 0.00011415 | 0.00011415 | 0.00018653 | 0.00015279 | 0.00019317 | 0.00021381 | 0 | 0.00011415 | 0.00011415 | 0.00011415 | 0.00011415 | 0.00052251 | 0.00024525 | 0.00024041 | 0.00023761 | 0.00016445 | 0.00013162 | 0.00016834 | 0.00018537 | 0.00014704 | 0.00010188 | -0.00011348 | -0.00011348
05/21 14:00:00 | 5 | 21 | 14 | 3374 | WD | 0.00043309 | 2.617e-05 | 2.617e-05 | 1.1653e-05 | 7.9023e-05 | 0.00022375 | 0.00011415 | 0 | 0 | 4.0839e-05 | 0 | 0 | 2.617e-05 | 0 | 0.00011051 | 0 | 0.00011051 | 0.00011415 | 0 | 0.00011415 | 0.00047113 | 0.00029516 | 0.0002244 | 0.00013431 | 0.00013875 | 0.00013738 | 7.3029e-06 | -3.0629e-07 | 2.1214e-06 | 2.1214e-06 | 0.00011415 | 0.00011415 | 0.00011415 | 0.00011415 | 0.00011415 | 0.00011415 | 0.00018548 | 0.00015218 | 0.00019297 | 0.00021381 | 0 | 0.00011415 | 0.00011415 | 0.00011415 | 0.00011415 | 0.00050333 | 0.00024314 | 0.00023878 | 0.00023626 | 0.00016474 | 0.00013136 | 0.00016664 | 0.00018301 | 0.00014674 | 9.6214e-05 | -0.00011338 | -0.00011338
05/21 15:00:00 | 5 | 21 | 15 | 3375 | WD | 0.00037648 | 2.5957e-05 | 2.5957e-05 | 5.7431e-06 | 7.8333e-05 | 0.00023635 | 0.00011415 | 0 | 0 | 4.0839e-05 | 0 | 0 | 2.5957e-05 | 0 | 0.00010956 | 0 | 0.00010956 | 0.00011415 | 0 | 0.00011415 | 0.00047113 | 0.00029516 | 0.0002244 | 0.00013024 | 0.00013233 | 0.00013169 | 7.2809e-06 | -6.0491e-07 | 1.9111e-06 | 1.9111e-06 | 0.00011415 | 0.00011415 | 0.00011415 | 0.00011415 | 0.00011415 | 0.00011415 | 0.00016661 | 0.00015069 | 0.00019246 | 0.00021381 | 0 | 0.00011415 | 0.00011415 | 0.00011415 | 0.00011415 | 0.00041529 | 0.00023592 | 0.00019156 | 0.00016587 | 0.00015176 | 0.00012866 | 0.00016567 | 0.00018284 | 0.00014435 | 9.9149e-05 | -0.00011338 | -0.00011338
05/21 16:00:00 | 5 | 21 | 16 | 3376 | WD | 0.00030264 | 3.0819e-05 | 3.0819e-05 | 5.4351e-06 | 0.00011194 | 0.00024949 | 0.00011415 | 0 | 0 | 4.0839e-05 | 0 | 0 | 3.0819e-05 | 0 | 0.00011092 | 0 | 0.00011092 | 0.00011415 | 0 | 0.00011415 | 0.00047113 | 0.00029516 | 0.0002244 | 0.00012065 | 0.00012957 | 0.00012682 | 6.5982e-06 | -3.5148e-07 | 1.8658e-06 | 1.8658e-06 | 0.00011415 | 0.00011415 | 0.00011415 | 0.00011415 | 0.00011415 | 0.00011415 | 0.00014779 | 0.00014413 | 0.00015206 | 0.00015611 | 0 | 0.00011415 | 0.00011415 | 0.00011415 | 0.00011415 | 0.00031097 | 0.00021408 | 0.00015325 | 0.00011802 | 0.00013854 | 0.00012567 | 0.0001541 | 0.00016729 | 0.00013395 | 0.00010332 | -0.00011651 | -0.00011651
05/21 17:00:00 | 5 | 21 | 17 | 3377 | WD | 0.00021924 | 3.6436e-05 | 3.6436e-05 | 0.0010053 | 0.00012401 | -2.0051e-12 | 0.00011415 | 0.0010448 | 0.0010448 | 4.0839e-05 | 0 | 0 | 3.6436e-05 | -3.5488e-05 | 0.00012 | 0 | 0.00012 | 0.00011415 | 0 | 0.00011415 | 0.00043094 | 0.00029516 | 0.0002244 | 0.00011887 | 0.0001274 | 0.00012477 | 5.5495e-06 | -3.5547e-07 | 1.5285e-06 | 1.5285e-06 | 0.00011415 | 0.00011415 | 0.00011415 | 0.00011415 | 0.00011415 | 0.00011415 | 0.00012914 | 0.00013924 | 0.00012923 | 0.00012411 | 0 | 0.00011415 | 0.00011415 | 0.00011415 | 0.00011415 | 0.00020996 | 0.00018515 | 0.00012538 | 9.0769e-05 | 0.00012765 | 0.00012343 | 0.00014373 | 0.00015315 | 0.00013345 | 0.00010332 | -0.00011323 | -0.00011323
05/21 18:00:00 | 5 | 21 | 18 | 3378 | WD | 0.00013535 | 4.383e-05 | 4.383e-05 | -0.00099011 | 8.0225e-05 | -7.5459e-13 | 0.00011415 | 0.00097228 | 0.00097228 | 7.0788e-05 | -4.2456e-05 | 6.9685e-05 | 4.383e-05 | -2.4247e-06 | 0.00013406 | 1.1052e-05 | 0.00013406 | 0.00011415 | 0 | 0.00011415 | 6.3985e-05 | 6.5591e-05 | 0.0001126 | 0.0001181 | 0.0001222 | 0.00012093 | 5.5911e-06 | -3.2581e-07 | 1.562e-06 | 1.562e-06 | 0.00011415 | 0.00011415 | 0.00011415 | 0.00011415 | 0.00011415 | 0.00011415 | 0.00012867 | 0.00012817 | 0.00011248 | 0.00010446 | 0 | 0.00011415 | 0.00011415 | 0.00011415 | 0.00011415 | 0.00014141 | 0.00013567 | 9.637e-05 | 7.361e-05 | 0.00012406 | 0.0001181 | 0.00011373 | 0.0001117 | 0.00012969 | 0.00010332 | 1.4649e-05 | 1.4649e-05
05/21 19:00:00 | 5 | 21 | 19 | 3379 | WD | 4.4866e-05 | 8.6281e-05 | 8.6281e-05 | 0.0010239 | 0.00016313 | -3.8268e-13 | 0.00011415 | 0.00062839 | 0.00062839 | 0.00015247 | -2.69e-05 | 0.0013243 | 8.6281e-05 | 9.5467e-05 | 0.00014271 | 5.0852e-05 | 0.00014271 | 0.00011415 | 0 | 0.00011415 | 3.072e-05 | 6.5591e-05 | 0.0001126 | 0.00012586 | 0.00011579 | 0.00011891 | 5.7583e-06 | -4.6582e-07 | 1.52e-06 | 1.52e-06 | 0.00011415 | 0.00011415 | 0.00011415 | 0.00011416 | 0.00011415 | 0.00011415 | 0.00011028 | 0.00011982 | 0.00010075 | 9.1006e-05 | 0 | 0.00011415 | 0.00011415 | 0.00011415 | 0.00011415 | 6.1918e-05 | 9.0949e-05 | 7.2279e-05 | 6.1467e-05 | 0.0001107 | 0.00011334 | 0.00010633 | 0.00010308 | 0.00012397 | 0.00010439 | 1.6431e-05 | 1.6431e-05
05/21 20:00:00 | 5 | 21 | 20 | 3380 | WD | 0 | 8.8026e-05 | 8.8026e-05 | 1.955e-05 | 0.00016358 | -2.8565e-13 | 0.00011415 | 6.6755e-05 | 6.6755e-05 | 0.00021236 | -1.7089e-05 | 0.0016666 | 8.8026e-05 | 7.8081e-05 | 0.00014653 | 4.9477e-05 | 0.00014653 | 0.00011415 | 0.00011463 | 0.00011415 | 2.7195e-06 | 6.5591e-05 | 0.0001126 | 0.00012169 | 0.00010806 | 0.00011227 | 3.9678e-06 | -4.5743e-07 | 9.5447e-07 | 9.5447e-07 | 0.00011415 | 0.00011415 | 0.00011415 | 0.00011416 | 0.00011415 | 0.00011415 | 0.00010984 | 0.00010465 | 8.5973e-05 | 7.6429e-05 | 0.00011465 | 0.00011415 | 0.00011415 | 0.00011415 | 0.00011415 | 1.0872e-05 | 6.1037e-05 | 8.5147e-05 | 9.9109e-05 | 0.00010868 | 0.00010995 | 0.00010099 | 9.6837e-05 | 0.00011934 | 0.00010545 | 3.9981e-05 | 3.9981e-05
05/21 21:00:00 | 5 | 21 | 21 | 3381 | WD | 0 | 8.0173e-05 | 8.0173e-05 | 0.00102 | 8.1586e-05 | 0 | 0.00011415 | 0 | 0 | 0.00028587 | -1.1034e-05 | 0.00094768 | 8.0173e-05 | 7.1406e-05 | 0.00014762 | 5.0156e-05 | 0.00014762 | 0.00011415 | 0.00022925 | 0.00011415 | 0 | 6.5591e-05 | 0.0001126 | 0.00011347 | 8.9936e-05 | 9.721e-05 | 2.1672e-05 | -2.5667e-07 | 6.7399e-06 | 6.7399e-06 | 0.00011415 | 0.00011415 | 0.00011415 | 0.00011415 | 0.00011415 | 0.00011415 | 0.00010924 | 9.2279e-05 | 7.4921e-05 | 6.6052e-05 | 0.00022929 | 0.00011415 | 0.00011415 | 0.00011415 | 0.00011415 | 3.2016e-06 | 4.5412e-05 | 7.0785e-05 | 8.5478e-05 | 0.00010702 | 0.00010162 | 9.9906e-05 | 9.911e-05 | 0.0001154 | 0.00010201 | 6.8728e-05 | 6.8728e-05
05/21 22:00:00 | 5 | 21 | 22 | 3382 | WD | 0 | 9.1892e-05 | 9.1892e-05 | 1.4547e-05 | 0.00015935 | 2.0698e-12 | 0.00011415 | 0 | 0 | 0.00034305 | -7.6246e-06 | 0.00052456 | 9.1892e-05 | 8.1681e-05 | 0.00014405 | 6.1547e-05 | 0.00014405 | 0.00011415 | 0.00022925 | 0.00011415 | 0 | 6.5591e-05 | 0.0001118 | 0.00010389 | 8.5234e-05 | 9.0999e-05 | 2.9272e-05 | 6.111e-06 | 1.3501e-05 | 1.3501e-05 | 0.00011415 | 0.00011415 | 0.00011415 | 0.00011415 | 0.00011415 | 0.00011415 | 0.00010883 | 6.9436e-05 | 6.3877e-05 | 6.1037e-05 | 0.00022929 | 0.00011415 | 0.00011415 | 0.00011415 | 0.00011415 | 2.0797e-06 | 3.3003e-05 | 6.2124e-05 | 7.8988e-05 | 0.00010444 | 9.2759e-05 | 9.5018e-05 | 9.6066e-05 | 0.000107 | 0.00010141 | -1.3135e-05 | -1.3135e-05
05/21 23:00:00 | 5 | 21 | 23 | 3383 | WD | 0 | 7.1229e-05 | 7.1229e-05 | 5.0978e-06 | 7.8275e-05 | 7.9772e-13 | 0.00011415 | 0 | 0 | 0.00034849 | 0.00064404 | 0 | 7.1229e-05 | 0.00013678 | 0.00013614 | 5.1573e-05 | 0.00013614 | 0.00011415 | 0.00022925 | 0.00011415 | 0 | 6.5591e-05 | 0.0001118 | 0.00012861 | 8.5376e-05 | 9.8737e-05 | 3.0348e-05 | 1.2006e-05 | 1.7858e-05 | 1.7858e-05 | 0.00011415 | 0.00011415 | 0.00011415 | 0.00011415 | 0.00011415 | 0.00011415 | 9.9691e-05 | 6.8344e-05 | 6.1493e-05 | 5.7992e-05 | 0.00022929 | 0.00011415 | 0.00011415 | 0.00011415 | 0.00011415 | 1.729e-06 | 2.6771e-05 | 5.7344e-05 | 7.5048e-05 | 9.8208e-05 | 9.248e-05 | 9.3931e-05 | 9.4604e-05 | 9.6919e-05 | 0.0001009 | -2.0524e-05 | -2.0524e-05
05/21 24:00:00 | 5 | 21 | 24 | 3384 | WD | 0 | 5.8073e-05 | 5.8073e-05 | 3.4173e-06 | 7.6847e-05 | -1.3906e-12 | 0.00011415 | 0 | 0 | 0.00023959 | 0.00048996 | 0 | 5.8073e-05 | 0.00010406 | 0.00012638 | 3.9234e-05 | 0.00012638 | 0.00011415 | 0.00022925 | 0.00011415 | 0 | 6.5591e-05 | 0.0001118 | 9.6333e-05 | 8.544e-05 | 8.8807e-05 | 3.0411e-05 | 1.333e-05 | 1.878e-05 | 1.878e-05 | 0.00011415 | 0.00011415 | 0.00011415 | 0.00011415 | 0.00011415 | 0.00011415 | 4.5468e-05 | 6.8027e-05 | 5.8924e-05 | 5.4272e-05 | 0.00022929 | 0.00011415 | 0.00011415 | 0.00011415 | 0.00011415 | 1.2032e-06 | 2.496e-05 | 5.3631e-05 | 7.0234e-05 | 7.1592e-05 | 9.2407e-05 | 8.7368e-05 | 8.503e-05 | 8.8299e-05 | 0.00010054 | -1.0639e-05 | -1.0639e-05
05/22 01:00:00 | 5 | 22 | 1 | 3385 | WD | 0 | 2.4043e-05 | 2.4043e-05 | 1.3988e-06 | 7.5104e-05 | 0.00025245 | 0.00011415 | 0 | 0 | 0.00013341 | 0 | 0 | 2.4043e-05 | -8.1594e-06 | 9.19e-05 | 0 | 9.19e-05 | 0.00011415 | 0.00022925 | 0.00011415 | 0 | 6.5591e-05 | 0.0001118 | 9.4922e-05 | 8.5574e-05 | 8.8463e-05 | 3.0813e-05 | 1.3979e-05 | 1.935e-05 | 1.935e-05 | 0.00011415 | 0.00011415 | 0.00011415 | 0.00011415 | 0.00011415 | 0.00011415 | 3.6463e-05 | 6.7924e-05 | 5.8637e-05 | 5.3892e-05 | 0.00022929 | 0.00011415 | 0.00011415 | 0.00011415 | 0.00011415 | 1.2032e-06 | 2.437e-05 | 5.3103e-05 | 6.9742e-05 | 6.6281e-05 | 9.2423e-05 | 8.7022e-05 | 8.4517e-05 | 8.8372e-05 | 0.00010023 | -1.3807e-05 | -1.3807e-05
05/22 02:00:00 | 5 | 22 | 2 | 3386 | WD | 0 | 2.9889e-05 | 2.9889e-05 | 0 | 7.4464e-05 | 0.00023244 | 0.00011415 | 0 | 0 | 5.4452e-05 | 0.0001215 | 0 | 2.9889e-05 | -7.1883e-06 | 8.5656e-05 | 9.7295e-06 | 8.5656e-05 | 0.00011415 | 0.00022925 | 0.00011415 | 0 | 6.5591e-05 | 0.0001118 | 9.4838e-05 | 8.6451e-05 | 8.9043e-05 | 3.1021e-05 | 1.3926e-05 | 1.938e-05 | 1.938e-05 | 0.00011415 | 0.00011415 | 0.00011415 | 0.00011415 | 0.00011415 | 0.00011415 | 3.6473e-05 | 6.819e-05 | 6.0618e-05 | 5.6748e-05 | 0.00022929 | 0.00011415 | 0.00011415 | 0.00011415 | 0.00011415 | 1.23e-06 | 2.5894e-05 | 5.6002e-05 | 7.3438e-05 | 6.4973e-05 | 9.2813e-05 | 8.7483e-05 | 8.501e-05 | 8.8401e-05 | 0.00010002 | -1.2716e-05 | -1.2716e-05
05/22 03:00:00 | 5 | 22 | 3 | 3387 | WD | 0 | 3.6555e-05 | 3.6555e-05 | 5.4855e-07 | 0 | 0.00022975 | 0.00011415 | 0 | 0 | 2.1781e-05 | 0.00038479 | -0.0045602 | 3.6555e-05 | 3.3362e-05 | 8.3946e-05 | 3.0813e-05 | 8.3946e-05 | 0.00011415 | 0.00022925 | 0.00011415 | 0 | 6.5591e-05 | 0.0001118 | 9.5704e-05 | 8.7083e-05 | 8.9747e-05 | 3.1334e-05 | 1.3668e-05 | 1.9304e-05 | 1.9304e-05 | 0.00011415 | 0.00011415 | 0.00011415 | 0.00011415 | 0.00011415 | 0.00011415 | 4.5596e-05 | 6.8975e-05 | 6.1912e-05 | 5.8304e-05 | 0.00022929 | 0.00011415 | 0.00011415 | 0.00011415 | 0.00011415 | 1.5508e-06 | 3.0373e-05 | 5.892e-05 | 7.5451e-05 | 7.0374e-05 | 9.3272e-05 | 8.776e-05 | 8.5203e-05 | 8.8385e-05 | 9.9918e-05 | -8.5192e-06 | -8.5192e-06
05/22 04:00:00 | 5 | 22 | 4 | 3388 | WD | 0 | 5.3017e-05 | 5.3017e-05 | 0.00096966 | 7.4275e-05 | 0.00022651 | 0.00011415 | 0 | 0 | 2.1781e-05 | 0.00054203 | -0.0034088 | 5.3017e-05 | 5.1666e-05 | 8.2211e-05 | 4.3403e-05 | 8.2211e-05 | 0.00011415 | 0.00022925 | 0.00011415 | 0 | 6.5591e-05 | 0.0001118 | 0.00015507 | 8.8094e-05 | 0.00010879 | 3.0435e-05 | 1.3265e-05 | 1.8743e-05 | 1.8743e-05 | 0.00011415 | 0.00011415 | 0.00011415 | 0.00011415 | 0.00011415 | 0.00011415 | 5.4768e-05 | 7.0282e-05 | 7.6832e-05 | 8.0178e-05 | 0.00022929 | 0.00011415 | 0.00011415 | 0.00011415 | 0.00011415 | 2.0054e-06 | 3.7834e-05 | 7.9583e-05 | 0.00010376 | 7.6389e-05 | 9.4023e-05 | 9.2839e-05 | 9.229e-05 | 8.8368e-05 | 9.9841e-05 | -1.6792e-05 | -1.6792e-05
05/22 05:00:00 | 5 | 22 | 5 | 3389 | WD | 0 | 5.1443e-05 | 5.1443e-05 | -0.00097183 | 0 | 0.00021796 | 0.00011415 | 0 | 0 | 6.5342e-05 | 0.00051654 | -0.0027272 | 5.1443e-05 | 6.2121e-05 | 8.1198e-05 | 5.0307e-05 | 8.1198e-05 | 0.00011415 | 0.00011463 | 0.00011415 | 4.6064e-06 | 6.5591e-05 | 0.0001118 | 0.00014914 | 9.3343e-05 | 0.00011059 | 3.2624e-05 | 1.2752e-05 | 1.9092e-05 | 1.9092e-05 | 0.00011415 | 0.00011415 | 0.00011415 | 0.00011415 | 0.00011415 | 0.00011415 | 9.1181e-05 | 9.2878e-05 | 0.00010216 | 0.0001069 | 0.000151 | 0.00011415 | 0.00011415 | 0.00011415 | 0.00011415 | 8.2665e-06 | 6.4682e-05 | 0.00011152 | 0.00013864 | 9.3289e-05 | 9.8885e-05 | 9.6344e-05 | 9.5166e-05 | 8.8295e-05 | 9.9946e-05 | -1.5809e-05 | -1.5809e-05
05/22 06:00:00 | 5 | 22 | 6 | 3390 | WD | 6.1315e-05 | 6.2485e-05 | 6.2485e-05 | 2.9448e-06 | 7.7217e-05 | -1.5577e-12 | 0.00011415 | 0.000275 | 0.000275 | 0.00013613 | 0.00046506 | -0.0002425 | 6.2485e-05 | 6.3454e-05 | 8.7512e-05 | 4.9351e-05 | 8.7512e-05 | 0.00011415 | 0 | 0.00011415 | 2.8233e-05 | 6.5591e-05 | 0.0001126 | 0.00013532 | 9.9444e-05 | 0.00011053 | 1.2701e-05 | 7.7606e-06 | 9.3369e-06 | 9.3369e-06 | 0.00011415 | 0.00011415 | 0.00011415 | 0.00011416 | 0.00011415 | 0.00011415 | 0.00012828 | 0.00012312 | 0.00013008 | 0.00013363 | 0 | 0.00011415 | 0.00011415 | 0.00011415 | 0.00011415 | 6.3508e-05 | 0.00010691 | 0.00015054 | 0.0001758 | 0.00010889 | 0.00010778 | 9.7498e-05 | 9.2727e-05 | 8.691e-05 | 0.00011621 | 0.00010569 | 0.00010569
05/22 07:00:00 | 5 | 22 | 7 | 3391 | WD | 0.00015675 | 8.5126e-05 | 8.5126e-05 | 1.3684e-05 | 0.00016423 | 7.5464e-14 | 0.00011415 | 0.00066003 | 0.00066003 | 0.00015247 | -0.00062868 | 0.00084032 | 8.5126e-05 | -0.00014102 | 9.9871e-05 | 6.7469e-05 | 9.9871e-05 | 0.00011415 | 0 | 0.00011415 | 6.05e-05 | 6.5591e-05 | 0.0001126 | 0.0001153 | 0.0001144 | 0.00011468 | 6.8262e-06 | 2.5839e-06 | 3.9375e-06 | 3.9375e-06 | 0.00011415 | 0.00011415 | 0.00011415 | 0.00011416 | 0.00011415 | 0.00011415 | 0.000149 | 0.00014024 | 0.00018893 | 0.00021381 | 0 | 0.00011415 | 0.00011415 | 0.00011415 | 0.00011415 | 0.00015261 | 0.00016619 | 0.0001556 | 0.00014946 | 0.00012102 | 0.00011847 | 0.00011976 | 0.00012035 | 9.5109e-05 | 0.00011045 | -6.6783e-06 | -6.6783e-06
05/22 08:00:00 | 5 | 22 | 8 | 3392 | WD | 0.00024621 | 8.8143e-05 | 8.8143e-05 | 1.6794e-05 | 0.00016823 | 4.7973e-13 | 0.00011415 | 0.00091081 | 0.00091081 | 0.00013613 | -0.0003347 | 0.0012012 | 8.8143e-05 | -5.0557e-05 | 0.00011103 | 6.9671e-05 | 0.00011103 | 0.00011415 | 0 | 0.00011415 | 0.00023376 | 0.00016398 | 0.0001685 | 0.00011883 | 0.00011579 | 0.00011673 | 5.9536e-06 | 6.8716e-07 | 2.3674e-06 | 2.3674e-06 | 0.00011415 | 0.00011415 | 0.00011415 | 0.00011416 | 0.00011415 | 0.00011415 | 0.00016895 | 0.00015337 | 0.00019337 | 0.00021381 | 0 | 0.00011415 | 0.00011415 | 0.00011415 | 0.00011415 | 0.00026395 | 0.00022507 | 0.0001809 | 0.00015533 | 0.00013611 | 0.00012337 | 0.00015051 | 0.0001631 | 9.5144e-05 | 0.00010864 | -4.6686e-05 | -4.6686e-05
05/22 09:00:00 | 5 | 22 | 9 | 3393 | WD | 0.00033031 | 9.4421e-05 | 9.4421e-05 | 0.0010474 | 0.00016866 | 1.5523e-12 | 0.00011415 | 0.00044872 | 0.00044872 | 5.9897e-05 | -0.00019733 | 0.0012351 | 9.4421e-05 | 3.2769e-05 | 0.00011108 | 8.2515e-05 | 0.00011108 | 0.00011415 | 0 | 0.00011415 | 0.00047113 | 0.00029516 | 0.0002244 | 0.00012196 | 0.00011574 | 0.00011766 | 5.6013e-06 | 2.5325e-07 | 1.9596e-06 | 1.9596e-06 | 0.00011415 | 0.00011415 | 0.00011415 | 0.00011416 | 0.00011415 | 0.00011415 | 0.0001871 | 0.00015456 | 0.00019377 | 0.00021381 | 0 | 0.00011415 | 0.00011415 | 0.00011415 | 0.00011415 | 0.00038489 | 0.00024645 | 0.00019203 | 0.00016051 | 0.00014688 | 0.00012401 | 0.00015626 | 0.00017122 | 9.5153e-05 | 0.00010744 | -7.5431e-05 | -7.5431e-05
05/22 10:00:00 | 5 | 22 | 10 | 3394 | WD | 0.00040978 | 0.00012305 | 0.00012305 | 1.6137e-05 | 0.00016686 | 0.00021486 | 0.00011415 | 0.00030594 | 0.00030594 | 4.0839e-05 | -0.00013893 | 0.0011966 | 0.00012305 | 0.00016199 | 0.00011156 | 0.00012443 | 0.00011156 | 0.00011415 | 0 | 0.00011415 | 0.00047113 | 0.00029516 | 0.0002244 | 0.0001229 | 0.00011723 | 0.00011898 | 5.1953e-06 | 3.4563e-07 | 1.893e-06 | 1.893e-06 | 0.00011415 | 0.00011415 | 0.00011415 | 0.00011416 | 0.00011415 | 0.00011415 | 0.00018706 | 0.00015413 | 0.00019363 | 0.00021381 | 0 | 0.00011415 | 0.00011415 | 0.00011415 | 0.00011415 | 0.00046047 | 0.00024653 | 0.00019498 | 0.00016512 | 0.00014989 | 0.00012439 | 0.00015542 | 0.00016981 | 0.00011032 | 0.00010672 | -8.5757e-05 | -8.5757e-05
05/22 11:00:00 | 5 | 22 | 11 | 3395 | WD | 0.00046971 | 8.4198e-05 | 8.4198e-05 | 0.0010232 | 0.00016413 | 0.00021991 | 0.00011415 | 0 | 0 | 4.0839e-05 | 0.00086038 | 0.001108 | 8.4198e-05 | 0.00018273 | 0.00011463 | 6.8897e-05 | 0.00011463 | 0.00011415 | 0 | 0.00011415 | 0.00047113 | 0.00029516 | 0.0002244 | 0.00014921 | 0.0001198 | 0.00012889 | 5.3608e-06 | 5.563e-07 | 2.0892e-06 | 2.0892e-06 | 0.00011415 | 0.00011415 | 0.00011415 | 0.00011416 | 0.00011415 | 0.00011415 | 0.000187 | 0.00015348 | 0.00019341 | 0.00021381 | 0 | 0.00011415 | 0.00011415 | 0.00011415 | 0.00011415 | 0.00050259 | 0.00024632 | 0.00019701 | 0.00016846 | 0.00015161 | 0.00012509 | 0.0001572 | 0.0001721 | 0.00012453 | 0.00010599 | -9.6169e-05 | -9.6169e-05
05/22 12:00:00 | 5 | 22 | 12 | 3396 | WD | 0.00049872 | 8.2639e-05 | 8.2639e-05 | -0.0009961 | 0.00014787 | 0.00021998 | 0.00011415 | 0 | 0 | 4.0839e-05 | 0.00065067 | 0.0010174 | 8.2639e-05 | 0.00018265 | 0.00011458 | 6.914e-05 | 0.00011458 | 0.00011415 | 0 | 0.00011415 | 0.00047113 | 0.00029516 | 0.0002244 | 0.00012374 | 0.00012179 | 0.00012239 | 4.5069e-06 | 4.9776e-07 | 1.7769e-06 | 1.7769e-06 | 0.00011415 | 0.00011415 | 0.00011415 | 0.00011416 | 0.00011415 | 0.00011415 | 0.00018694 | 0.0001532 | 0.00019331 | 0.00021381 | 0 | 0.00011415 | 0.00011415 | 0.00011415 | 0.00011415 | 0.00052246 | 0.00024586 | 0.00024059 | 0.00023754 | 0.00015162 | 0.0001257 | 0.00016079 | 0.00017707 | 0.00012727 | 0.00010567 | -9.7412e-05 | -9.7412e-05
05/22 13:00:00 | 5 | 22 | 13 | 3397 | WD | 0.00049862 | 7.3946e-05 | 7.3946e-05 | 0.0010079 | 9.2967e-05 | 0.00021627 | 0.00011415 | 0 | 0 | 4.0839e-05 | 0.00049632 | 0.0009349 | 7.3946e-05 | 0.00015493 | 0.00011115 | 6.577e-05 | 0.00011115 | 0.00011415 | 0 | 0.00011415 | 0.00047113 | 0.00029516 | 0.0002244 | 0.00012482 | 0.00012743 | 0.00012663 | 4.3857e-06 | 4.9556e-07 | 1.7367e-06 | 1.7367e-06 | 0.00011415 | 0.00011415 | 0.00011415 | 0.00011416 | 0.00011415 | 0.00011415 | 0.00018653 | 0.00015279 | 0.00019317 | 0.00021381 | 0 | 0.00011415 | 0.00011415 | 0.00011415 | 0.00011415 | 0.0005246 | 0.00024525 | 0.00024052 | 0.00023778 | 0.00014983 | 0.00012757 | 0.00015944 | 0.00017422 | 0.00012611 | 0.00010546 | -0.00010393 | -0.00010393
05/22 14:00:00 | 5 | 22 | 14 | 3398 | WD | 0.00046144 | 5.9563e-05 | 5.9563e-05 | 5.0695e-06 | 7.9016e-05 | 0.00022375 | 0.00011415 | 0 | 0 | 4.0839e-05 | 0.00039953 | 0.0008545 | 5.9563e-05 | 0.00011378 | 0.00011051 | 4.7535e-05 | 0.00011051 | 0.00011415 | 0 | 0.00011415 | 0.00047113 | 0.00029516 | 0.0002244 | 0.00012573 | 0.00013121 | 0.00012952 | 4.1595e-06 | 6.6386e-07 | 1.7792e-06 | 1.7792e-06 | 0.00011415 | 0.00011415 | 0.00011415 | 0.00011416 | 0.00011415 | 0.00011415 | 0.00018548 | 0.00015218 | 0.00019297 | 0.00021381 | 0 | 0.00011415 | 0.00011415 | 0.00011415 | 0.00011415 | 0.00050557 | 0.00024314 | 0.0002389 | 0.00023645 | 0.0001491 | 0.0001287 | 0.00015768 | 0.00017112 | 0.00012574 | 0.00010512 | -0.00010936 | -0.00010936
05/22 15:00:00 | 5 | 22 | 15 | 3399 | WD | 0.00039413 | 5.4296e-05 | 5.4296e-05 | -6.9163e-05 | 0.00015676 | 0.00023635 | 0.00011415 | 0 | 0 | 4.0839e-05 | 0.00031354 | 0.00074428 | 5.4296e-05 | 7.464e-05 | 0.00010956 | 2.8509e-05 | 0.00010956 | 0.00011415 | 0 | 0.00011415 | 0.00047113 | 0.00029516 | 0.0002244 | 0.00012423 | 0.00013143 | 0.00012921 | 3.9524e-06 | 4.4764e-07 | 1.5659e-06 | 1.5659e-06 | 0.00011415 | 0.00011415 | 0.00011415 | 0.00011416 | 0.00011415 | 0.00011415 | 0.00016661 | 0.00015069 | 0.00019246 | 0.00021381 | 0 | 0.00011415 | 0.00011415 | 0.00011415 | 0.00011415 | 0.00041758 | 0.00023592 | 0.00019166 | 0.00016603 | 0.00013934 | 0.00012832 | 0.0001584 | 0.00017236 | 0.00012619 | 0.00010449 | -0.00011487 | -0.00011487
05/22 16:00:00 | 5 | 22 | 16 | 3400 | WD | 0.000311 | 3.9391e-05 | 3.9391e-05 | 8.2213e-05 | 7.836e-05 | 0.00024949 | 0.00011415 | 0 | 0 | 4.0839e-05 | 0.00021565 | 0.00070765 | 3.9391e-05 | 4.5801e-05 | 0.00011092 | 1.7268e-05 | 0.00011092 | 0.00011415 | 0 | 0.00011415 | 0.00047113 | 0.00029516 | 0.0002244 | 0.00011768 | 0.00013408 | 0.00012901 | 3.7509e-06 | 3.2561e-07 | 1.4185e-06 | 1.4185e-06 | 0.00011415 | 0.00011415 | 0.00011415 | 0.00011416 | 0.00011415 | 0.00011415 | 0.00014779 | 0.00014413 | 0.00015206 | 0.00015611 | 0 | 0.00011415 | 0.00011415 | 0.00011415 | 0.00011415 | 0.00031122 | 0.00021408 | 0.00015326 | 0.00011804 | 0.00013075 | 0.00012727 | 0.0001494 | 0.00015966 | 0.00012861 | 0.00010417 | -0.000112 | -0.000112
05/22 17:00:00 | 5 | 22 | 17 | 3401 | WD | 0.0002259 | 4.4757e-05 | 4.4757e-05 | 5.2383e-06 | 7.8948e-05 | -2.0051e-12 | 0.00011415 | 0.0010522 | 0.0010522 | 4.0839e-05 | -0.00043798 | 0.0006544 | 4.4757e-05 | -8.9285e-05 | 0.00012 | 1.8645e-05 | 0.00012 | 0.00011415 | 0 | 0.00011415 | 0.00043401 | 0.00029516 | 0.0002244 | 0.00011718 | 0.00013676 | 0.00013071 | 4.6724e-06 | 3.0743e-07 | 1.7001e-06 | 1.7001e-06 | 0.00011415 | 0.00011415 | 0.00011415 | 0.00011416 | 0.00011415 | 0.00011415 | 0.00012914 | 0.00013924 | 0.00012923 | 0.00012411 | 0 | 0.00011415 | 0.00011415 | 0.00011415 | 0.00011415 | 0.00021175 | 0.00018592 | 0.00012572 | 9.0865e-05 | 0.00012286 | 0.00012674 | 0.00014105 | 0.00014769 | 0.00013008 | 0.00010418 | -0.00011526 | -0.00011526
05/22 18:00:00 | 5 | 22 | 18 | 3402 | WD | 0.00013493 | 5.9012e-05 | 5.9012e-05 | 1.3203e-05 | 0.0001604 | -7.5459e-13 | 0.00011415 | 0.00097081 | 0.00097081 | 7.0788e-05 | -0.00038663 | 0.00040844 | 5.9012e-05 | -3.9131e-05 | 0.00013406 | 2.0566e-05 | 0.00013406 | 0.00011415 | 0 | 0.00011415 | 6.3888e-05 | 6.5591e-05 | 0.0001126 | 0.00011886 | 0.00013709 | 0.00013146 | 4.8471e-06 | 2.1782e-07 | 1.6948e-06 | 1.6948e-06 | 0.00011415 | 0.00011415 | 0.00011415 | 0.00011416 | 0.00011415 | 0.00011415 | 0.00012867 | 0.00012817 | 0.00011248 | 0.00010446 | 0 | 0.00011415 | 0.00011415 | 0.00011415 | 0.00011415 | 0.00014118 | 0.00013557 | 9.6326e-05 | 7.3599e-05 | 0.0001235 | 0.00012336 | 0.00011417 | 0.0001099 | 0.00013535 | 0.00010408 | 1.962e-05 | 1.962e-05
05/22 19:00:00 | 5 | 22 | 19 | 3403 | WD | 4.4733e-05 | 8.1579e-05 | 8.1579e-05 | 0.0010217 | 9.8354e-05 | -3.8268e-13 | 0.00011415 | 0.00063151 | 0.00063151 | 0.00015247 | -0.00019957 | 0 | 8.1579e-05 | 9.6821e-05 | 0.00014271 | 5.3932e-05 | 0.00014271 | 0.00011415 | 0 | 0.00011415 | 3.0872e-05 | 6.5591e-05 | 0.0001126 | 0.00011713 | 0.00013629 | 0.00013037 | 4.4581e-06 | 2.0231e-07 | 1.5601e-06 | 1.5601e-06 | 0.00011415 | 0.00011415 | 0.00011415 | 0.00011416 | 0.00011415 | 0.00011415 | 0.00011028 | 0.00011981 | 0.00010075 | 9.1006e-05 | 0 | 0.00011415 | 0.00011415 | 0.00011415 | 0.00011415 | 6.2065e-05 | 9.1027e-05 | 7.2311e-05 | 6.1473e-05 | 0.00011379 | 0.00012057 | 0.00010859 | 0.00010304 | 0.00013117 | 0.00010447 | 1.2198e-05 | 1.2198e-05
05/22 20:00:00 | 5 | 22 | 20 | 3404 | WD | 0 | 8.2029e-05 | 8.2029e-05 | 1.5814e-05 | 0.00014657 | -2.8565e-13 | 0.00011415 | 7.5029e-05 | 7.5029e-05 | 0.00021236 | -9.827e-05 | 0.00092948 | 8.2029e-05 | 6.5766e-05 | 0.00014653 | 4.3508e-05 | 0.00014653 | 0.00011415 | 0.00011463 | 0.00011415 | 3.0566e-06 | 6.5591e-05 | 0.0001126 | 0.00011401 | 0.00012863 | 0.00012411 | 3.486e-06 | -1.5751e-07 | 1.005e-06 | 1.005e-06 | 0.00011415 | 0.00011415 | 0.00011415 | 0.00011416 | 0.00011415 | 0.00011415 | 0.00010984 | 0.00010464 | 8.5969e-05 | 7.6429e-05 | 0.00011465 | 0.00011415 | 0.00011415 | 0.00011415 | 0.00011415 | 1.1456e-05 | 6.1198e-05 | 8.5218e-05 | 9.9128e-05 | 0.00011167 | 0.00011719 | 0.00010337 | 9.6964e-05 | 0.00012373 | 0.00010516 | 2.8559e-05 | 2.8559e-05
05/22 21:00:00 | 5 | 22 | 21 | 3405 | WD | 0 | 8.0013e-05 | 8.0013e-05 | 6.9863e-06 | 0.00016187 | 0 | 0.00011415 | 0 | 0 | 0.00028587 | -5.6751e-05 | 0.00072438 | 8.0013e-05 | 5.2332e-05 | 0.00014762 | 3.7814e-05 | 0.00014762 | 0.00011415 | 0.00022925 | 0.00011415 | 0 | 6.5591e-05 | 0.0001126 | 0.00010852 | 0.00010944 | 0.00010916 | 1.9149e-05 | 1.6572e-08 | 6.1209e-06 | 6.1209e-06 | 0.00011415 | 0.00011415 | 0.00011415 | 0.00011415 | 0.00011415 | 0.00011415 | 0.00010924 | 9.2279e-05 | 7.4921e-05 | 6.6052e-05 | 0.00022929 | 0.00011415 | 0.00011415 | 0.00011415 | 0.00011415 | 3.2016e-06 | 4.5412e-05 | 7.0785e-05 | 8.5478e-05 | 0.00010974 | 0.0001085 | 0.00010237 | 9.9521e-05 | 0.00012284 | 0.00010213 | 5.1704e-05 | 5.1704e-05
05/22 22:00:00 | 5 | 22 | 22 | 3406 | WD | 0 | 7.5585e-05 | 7.5585e-05 | 1.1894e-05 | 7.9944e-05 | 2.0698e-12 | 0.00011415 | 0 | 0 | 0.00034305 | -3.6893e-05 | 0.00053436 | 7.5585e-05 | 6.451e-05 | 0.00014405 | 5.0313e-05 | 0.00014405 | 0.00011415 | 0.00022925 | 0.00011415 | 0 | 6.5591e-05 | 0.0001118 | 0.00010681 | 0.00010424 | 0.00010504 | 2.6096e-05 | -2.507e-05 | -8.7454e-06 | -8.7454e-06 | 0.00011415 | 0.00011415 | 0.00011415 | 0.00011415 | 0.00011415 | 0.00011415 | 0.00010883 | 6.9436e-05 | 6.3877e-05 | 6.1037e-05 | 0.00022929 | 0.00011415 | 0.00011415 | 0.00011415 | 0.00011415 | 2.0797e-06 | 3.3003e-05 | 6.2124e-05 | 7.8988e-05 | 0.00010618 | 9.9462e-05 | 9.6724e-05 | 9.5454e-05 | 0.00012076 | 9.8026e-05 | -1.3755e-05 | -1.3755e-05
05/22 23:00:00 | 5 | 22 | 23 | 3407 | WD | 0 | 6.8159e-05 | 6.8159e-05 | 4.347e-06 | 0.00015652 | 7.9772e-13 | 0.00011415 | 0 | 0 | 0.00034849 | 0.00044204 | 0 | 6.8159e-05 | 9.3882e-05 | 0.00013614 | 3.5397e-05 | 0.00013614 | 0.00011415 | 0.00022925 | 0.00011415 | 0 | 6.5591e-05 | 0.0001118 | 0.00013051 | 0.00010342 | 0.00011179 | 2.7563e-05 | -3.085e-05 | -1.2213e-05 | -1.2213e-05 | 0.00011415 | 0.00011415 | 0.00011415 | 0.00011415 | 0.00011415 | 0.00011415 | 9.9691e-05 | 6.8344e-05 | 6.1493e-05 | 5.7992e-05 | 0.00022929 | 0.00011415 | 0.00011415 | 0.00011415 | 0.00011415 | 1.729e-06 | 2.6771e-05 | 5.7344e-05 | 7.5048e-05 | 9.9932e-05 | 9.8844e-05 | 9.5559e-05 | 9.4035e-05 | 0.00011301 | 0.00010087 | -1.3207e-05 | -1.3207e-05
05/22 24:00:00 | 5 | 22 | 24 | 3408 | WD | 0 | 4.9827e-05 | 4.9827e-05 | 2.722e-06 | 7.6823e-05 | -1.3906e-12 | 0.00011415 | 0 | 0 | 0.00023959 | 0.00034342 | 0 | 4.9827e-05 | 7.2937e-05 | 0.00012638 | 2.75e-05 | 0.00012638 | 0.00011415 | 0.00022925 | 0.00011415 | 0 | 6.5591e-05 | 0.0001118 | 9.8383e-05 | 0.00010097 | 0.00010017 | 2.7621e-05 | -2.5934e-05 | -8.847e-06 | -8.847e-06 | 0.00011415 | 0.00011415 | 0.00011415 | 0.00011415 | 0.00011415 | 0.00011415 | 4.5468e-05 | 6.8027e-05 | 5.8924e-05 | 5.4272e-05 | 0.00022929 | 0.00011415 | 0.00011415 | 0.00011415 | 0.00011415 | 1.2032e-06 | 2.496e-05 | 5.3631e-05 | 7.0234e-05 | 7.3009e-05 | 9.7884e-05 | 8.8788e-05 | 8.4568e-05 | 0.00010147 | 0.00010042 | -9.3143e-06 | -9.3143e-06
05/23 01:00:00 | 5 | 23 | 1 | 3409 | WE | 0 | 1.6216e-05 | 1.6216e-05 | 1.0731e-06 | 0 | 0.00025245 | 0.00011415 | 0 | 0 | 0.00013341 | 0 | 0 | 1.6216e-05 | -3.2537e-06 | 9.281e-05 | 0 | 9.281e-05 | 0.00011415 | 0.00022925 | 0.00011415 | 0 | 1.6398e-05 | 1.3975e-05 | 9.9294e-05 | 9.6678e-05 | 9.7487e-05 | -1.3561e-05 | -2.0879e-05 | -1.8544e-05 | -1.8544e-05 | 0.00011415 | 0.00011415 | 0.00011415 | 0.00011415 | 0.00011415 | 0.00011415 | 9.1034e-05 | 6.7538e-05 | 5.9021e-05 | 5.4669e-05 | 0.00022929 | 0.00011415 | 0.00011415 | 0.00011415 | 0.00011415 | 2.6738e-06 | 2.2169e-05 | 5.2933e-05 | 7.0747e-05 | 9.1829e-05 | 9.6144e-05 | 8.8059e-05 | 8.4309e-05 | 8.7771e-05 | 9.9963e-05 | -6.2011e-06 | -6.2011e-06
05/23 02:00:00 | 5 | 23 | 2 | 3410 | WE | 0 | 3.8431e-05 | 3.8431e-05 | 0.00093475 | 7.4564e-05 | 0.00023244 | 0.00011415 | 0 | 0 | 5.4452e-05 | 0.00027172 | 0 | 3.8431e-05 | 1.3924e-05 | 8.6205e-05 | 2.1758e-05 | 8.6205e-05 | 0.00011415 | 0.00022925 | 0.00011415 | 0 | 1.6398e-05 | 1.3975e-05 | 9.6448e-05 | 9.134e-05 | 9.2919e-05 | -2.9453e-05 | -6.9661e-07 | -9.8714e-06 | -9.8714e-06 | 0.00011415 | 0.00011415 | 0.00011415 | 0.00011415 | 0.00011415 | 0.00011415 | 9.1034e-05 | 6.7578e-05 | 5.8145e-05 | 5.3326e-05 | 0.00022929 | 0.00011415 | 0.00011415 | 0.00011415 | 0.00011415 | 2.6738e-06 | 2.2396e-05 | 5.1915e-05 | 6.9009e-05 | 9.1798e-05 | 9.4273e-05 | 8.6728e-05 | 8.3228e-05 | 8.7324e-05 | 9.9424e-05 | -4.7695e-06 | -4.7695e-06
05/23 03:00:00 | 5 | 23 | 3 | 3411 | WE | 0 | 5.2278e-05 | 5.2278e-05 | -0.00093296 | 5.7455e-05 | 0.00022975 | 0.00011415 | 0 | 0 | 2.1781e-05 | 0.0005551 | -0.0057013 | 5.2278e-05 | 4.9998e-05 | 8.4304e-05 | 4.445e-05 | 8.4304e-05 | 0.00011415 | 0.00022925 | 0.00011415 | 0 | 1.6398e-05 | 1.3975e-05 | 9.4441e-05 | 8.5408e-05 | 8.82e-05 | -3.3508e-05 | 1.3026e-05 | -1.8212e-06 | -1.8212e-06 | 0.00011415 | 0.00011415 | 0.00011415 | 0.00011415 | 0.00011415 | 0.00011415 | 9.1034e-05 | 6.8179e-05 | 5.8423e-05 | 5.3438e-05 | 0.00022929 | 0.00011415 | 0.00011415 | 0.00011415 | 0.00011415 | 2.6738e-06 | 2.5829e-05 | 5.3266e-05 | 6.9154e-05 | 9.1802e-05 | 9.2363e-05 | 8.5711e-05 | 8.2626e-05 | 8.721e-05 | 9.9016e-05 | -2.0191e-06 | -2.0191e-06
05/23 04:00:00 | 5 | 23 | 4 | 3412 | WE | 0 | 5.9093e-05 | 5.9093e-05 | 6.8748e-07 | 1.6837e-05 | 0.00022651 | 0.00011415 | 0 | 0 | 2.1781e-05 | 0.00057488 | -0.0034885 | 5.9093e-05 | 7.4245e-05 | 8.2413e-05 | 6.0678e-05 | 8.2413e-05 | 0.00011415 | 0.00022925 | 0.00011415 | 0 | 1.6398e-05 | 1.3975e-05 | 0.0001051 | 8.1181e-05 | 8.8572e-05 | -3.5914e-05 | 1.4325e-05 | -1.7041e-06 | -1.7041e-06 | 0.00011415 | 0.00011415 | 0.00011415 | 0.00011415 | 0.00011415 | 0.00011415 | 9.1034e-05 | 6.9401e-05 | 6.1076e-05 | 5.6823e-05 | 0.00022929 | 0.00011415 | 0.00011415 | 0.00011415 | 0.00011415 | 2.6738e-06 | 3.2805e-05 | 5.8598e-05 | 7.3534e-05 | 9.1917e-05 | 9.1242e-05 | 8.5835e-05 | 8.3327e-05 | 8.7112e-05 | 9.8861e-05 | 5.744e-07 | 5.744e-07
05/23 05:00:00 | 5 | 23 | 5 | 3413 | WE | 0 | 7.2473e-05 | 7.2473e-05 | 0.00097365 | 7.4978e-05 | 0.00021796 | 0.00011415 | 0 | 0 | 6.5342e-05 | 0.00046491 | -0.0025223 | 7.2473e-05 | 8.9586e-05 | 8.158e-05 | 6.885e-05 | 8.158e-05 | 0.00011415 | 0.00011463 | 0.00011415 | 1.1572e-06 | 1.6398e-05 | 1.3975e-05 | 0.00010389 | 8.2874e-05 | 8.937e-05 | -3.7276e-05 | 1.5234e-05 | -1.5195e-06 | -1.5195e-06 | 0.00011415 | 0.00011415 | 0.00011415 | 0.00011416 | 0.00011415 | 0.00011415 | 9.1034e-05 | 8.6582e-05 | 7.4568e-05 | 6.8429e-05 | 0.000151 | 0.00011415 | 0.00011415 | 0.00011415 | 0.00011415 | 7.8843e-06 | 4.9937e-05 | 7.4511e-05 | 8.8741e-05 | 9.0023e-05 | 9.322e-05 | 8.508e-05 | 8.1305e-05 | 8.7036e-05 | 9.9212e-05 | -3.6265e-06 | -3.6265e-06
05/23 06:00:00 | 5 | 23 | 6 | 3414 | WE | 6.4675e-05 | 7.6637e-05 | 7.6637e-05 | 2.4032e-06 | 7.7574e-05 | -1.5577e-12 | 0.00011415 | 0.00027566 | 0.00027566 | 0.00013613 | 0.00042407 | -0.00010653 | 7.6637e-05 | 9.1429e-05 | 8.8117e-05 | 6.9316e-05 | 8.8117e-05 | 0.00011415 | 0 | 0.00011415 | 7.075e-06 | 1.6398e-05 | 1.4769e-05 | 0.00010457 | 8.8466e-05 | 9.3443e-05 | -5.7646e-05 | 7.7928e-06 | -1.3086e-05 | -1.3086e-05 | 0.00011415 | 0.00011415 | 0.00011415 | 0.00011416 | 0.00011415 | 0.00011415 | 9.1034e-05 | 0.00011632 | 9.2604e-05 | 8.0485e-05 | 0 | 0.00011415 | 0.00011415 | 0.00011415 | 0.00011415 | 4.3634e-05 | 8.4315e-05 | 9.7977e-05 | 0.00010589 | 8.6248e-05 | 0.00010184 | 8.8704e-05 | 8.2613e-05 | 8.5241e-05 | 0.00011961 | 2.6219e-05 | 2.6219e-05
05/23 07:00:00 | 5 | 23 | 7 | 3415 | WE | 0.00016203 | 9.9746e-05 | 9.9746e-05 | 1.2887e-05 | 0.00016605 | 7.5442e-14 | 0.00011415 | 0.00066085 | 0.00066085 | 0.00015247 | -0.00063929 | 0.00090418 | 9.9746e-05 | -0.00013904 | 0.00010137 | 8.769e-05 | 0.00010137 | 0.00011415 | 0 | 0.00011415 | 1.5144e-05 | 1.6398e-05 | 1.4769e-05 | 0.00010062 | 0.00010406 | 0.000103 | -6.7651e-05 | 2.2919e-06 | -2.0024e-05 | -2.0024e-05 | 0.00011415 | 0.00011415 | 0.00011415 | 0.00011416 | 0.00011415 | 0.00011415 | 9.1034e-05 | 0.00013598 | 0.00010621 | 9.0996e-05 | 0 | 0.00011415 | 0.00011415 | 0.00011415 | 0.00011415 | 9.0727e-05 | 0.00014382 | 0.00012998 | 0.00012197 | 8.6197e-05 | 0.00011343 | 9.5117e-05 | 8.6623e-05 | 8.6442e-05 | 0.00011304 | -8.3e-05 | -8.3e-05
05/23 08:00:00 | 5 | 23 | 8 | 3416 | WE | 0.00025132 | 9.185e-05 | 9.185e-05 | 1.5716e-05 | 0.00017081 | 4.7973e-13 | 0.00011415 | 0.00091258 | 0.00091258 | 0.00013613 | -0.0003249 | 0.00121 | 9.185e-05 | -4.1087e-05 | 0.000114 | 7.3934e-05 | 0.000114 | 0.00011415 | 0 | 0.00011415 | 2.3422e-05 | 1.6398e-05 | 1.4769e-05 | 0.00010151 | 0.00010619 | 0.00010474 | -8.0121e-05 | 5.2587e-07 | -2.5205e-05 | -2.5205e-05 | 0.00011415 | 0.00011415 | 0.00011415 | 0.00011416 | 0.00011415 | 0.00011415 | 9.1034e-05 | 0.00014804 | 0.00011622 | 9.9958e-05 | 0 | 0.00011415 | 0.00011415 | 0.00011415 | 0.00011415 | 0.00013908 | 0.00020497 | 0.00016157 | 0.00013644 | 8.6174e-05 | 0.00011809 | 0.00010298 | 9.5964e-05 | 8.7086e-05 | 0.00011048 | -0.00012043 | -0.00012043
05/23 09:00:00 | 5 | 23 | 9 | 3417 | WE | 0.00033695 | 0.00010064 | 0.00010064 | 2.3891e-05 | 0.00017164 | 1.5523e-12 | 0.00011415 | 0.00044872 | 0.00044872 | 5.9897e-05 | -0.00019071 | 0.0012479 | 0.00010064 | 5.176e-05 | 0.00011567 | 8.9959e-05 | 0.00011567 | 0.00011415 | 0 | 0.00011415 | 2.6174e-05 | 1.6398e-05 | 1.4769e-05 | 0.00010289 | 0.00010651 | 0.00010539 | -8.5081e-05 | 1.8766e-08 | -2.7133e-05 | -2.7133e-05 | 0.00011415 | 0.00011415 | 0.00011415 | 0.00011416 | 0.00011415 | 0.00011415 | 9.1034e-05 | 0.00014946 | 0.00011937 | 0.000104 | 0 | 0.00011415 | 0.00011415 | 0.00011415 | 0.00011415 | 0.0001864 | 0.00022463 | 0.00017375 | 0.00014429 | 8.6165e-05 | 0.00011908 | 0.00010548 | 9.9166e-05 | 8.718e-05 | 0.00010865 | -0.00011587 | -0.00011587
05/23 10:00:00 | 5 | 23 | 10 | 3418 | WE | 0.00041243 | 0.00011443 | 0.00011443 | 1.4744e-05 | 0.00016968 | 0.00021486 | 0.00011415 | 0.00030594 | 0.00030594 | 4.0839e-05 | -0.00014164 | 0.001182 | 0.00011443 | 0.0001523 | 0.00011778 | 0.00011043 | 0.00011778 | 0.00011415 | 0 | 0.00011415 | 2.6174e-05 | 1.6398e-05 | 1.4769e-05 | 0.00010322 | 0.00010737 | 0.00010608 | -8.6559e-05 | 2.054e-07 | -2.7477e-05 | -2.7477e-05 | 0.00011415 | 0.00011415 | 0.00011415 | 0.00011416 | 0.00011415 | 0.00011415 | 9.1034e-05 | 0.00014938 | 0.00011814 | 0.00010218 | 0 | 0.00011415 | 0.00011415 | 0.00011415 | 0.00011415 | 0.00022288 | 0.00022374 | 0.00017306 | 0.00014371 | 8.6375e-05 | 0.00011949 | 0.00010485 | 9.8056e-05 | 8.9363e-05 | 0.00010724 | -0.00011567 | -0.00011567
05/23 11:00:00 | 5 | 23 | 11 | 3419 | WE | 0.00046607 | 7.251e-05 | 7.251e-05 | 1.3245e-05 | 0.0001666 | 0.00021991 | 0.00011415 | 0 | 0 | 4.0839e-05 | 0.00062991 | 0.0011389 | 7.251e-05 | 0.00013378 | 0.00012151 | 5.0441e-05 | 0.00012151 | 0.00011415 | 0 | 0.00011415 | 2.6174e-05 | 1.6398e-05 | 1.4769e-05 | 0.00012946 | 0.00010921 | 0.00011547 | -9.0188e-05 | 1.8311e-07 | -2.865e-05 | -2.865e-05 | 0.00011415 | 0.00011415 | 0.00011415 | 0.00011416 | 0.00011415 | 0.00011415 | 9.1034e-05 | 0.00014911 | 0.0001139 | 9.5904e-05 | 0 | 0.00011415 | 0.00011415 | 0.00011415 | 0.00011415 | 0.00024226 | 0.00022125 | 0.00016736 | 0.00013616 | 8.8021e-05 | 0.00012004 | 0.00010558 | 9.8873e-05 | 0.00010275 | 0.00010598 | -0.00011472 | -0.00011472
05/23 12:00:00 | 5 | 23 | 12 | 3420 | WE | 0.00049099 | 6.3132e-05 | 6.3132e-05 | 0.0010203 | 0.00016342 | 0.00021998 | 0.00011415 | 0 | 0 | 4.0839e-05 | 0.00046909 | 0.0010924 | 6.3132e-05 | 9.9627e-05 | 0.00012155 | 3.7563e-05 | 0.00012155 | 0.00011415 | 0 | 0.00011415 | 2.6174e-05 | 1.6398e-05 | 1.4769e-05 | 0.00010406 | 0.00011171 | 0.00010935 | -8.965e-05 | 2.4016e-07 | -2.844e-05 | -2.844e-05 | 0.00011415 | 0.00011415 | 0.00011415 | 0.00011416 | 0.00011415 | 0.00011415 | 9.1034e-05 | 0.00014827 | 0.00011155 | 9.2781e-05 | 0 | 0.00011415 | 0.00011415 | 0.00011415 | 0.00011415 | 0.00025198 | 0.00021767 | 0.00016365 | 0.00013236 | 8.9009e-05 | 0.00012065 | 0.00010446 | 9.6954e-05 | 0.00010949 | 0.00010524 | -0.00011086 | -0.00011086
05/23 13:00:00 | 5 | 23 | 13 | 3421 | WE | 0.00048319 | 4.7005e-05 | 4.7005e-05 | -0.00011223 | 0.00013013 | 0.00021627 | 0.00011415 | 0 | 0 | 4.0839e-05 | 0.00025578 | 0.001057 | 4.7005e-05 | 5.4324e-05 | 0.00011748 | 2.0482e-05 | 0.00011748 | 0.00011415 | 0 | 0.00011415 | 2.6174e-05 | 1.6398e-05 | 1.4769e-05 | 0.00010873 | 0.00012173 | 0.00011771 | -8.5339e-05 | 3.8075e-07 | -2.6969e-05 | -2.6969e-05 | 0.00011415 | 0.00011415 | 0.00011415 | 0.00011416 | 0.00011415 | 0.00011415 | 9.1034e-05 | 0.00014778 | 0.00010773 | 8.7265e-05 | 0 | 0.00011415 | 0.00011415 | 0.00011415 | 0.00011415 | 0.00025393 | 0.00021561 | 0.00015797 | 0.00012459 | 9.2334e-05 | 0.00012405 | 0.00010332 | 9.3707e-05 | 0.0001224 | 0.00010409 | -0.00011379 | -0.00011379
05/23 14:00:00 | 5 | 23 | 14 | 3422 | WE | 0.00045279 | 4.8956e-05 | 4.8956e-05 | 0.00012752 | 0.0001104 | 0.00022375 | 0.00011415 | 0 | 0 | 4.0839e-05 | 0.00033073 | 0.0010328 | 4.8956e-05 | 7.0242e-05 | 0.00011631 | 2.6484e-05 | 0.00011631 | 0.00011415 | 0 | 0.00011415 | 2.6174e-05 | 1.6398e-05 | 1.4769e-05 | 0.00011029 | 0.00012207 | 0.00011843 | -7.4554e-05 | 2.8356e-07 | -2.3594e-05 | -2.3594e-05 | 0.00011415 | 0.00011415 | 0.00011415 | 0.00011416 | 0.00011415 | 0.00011415 | 9.1034e-05 | 0.0001471 | 0.00010447 | 8.269e-05 | 0 | 0.00011415 | 0.00011415 | 0.00011415 | 0.00011415 | 0.00024682 | 0.00021248 | 0.00015238 | 0.00011757 | 9.4102e-05 | 0.00012398 | 9.3156e-05 | 7.8858e-05 | 0.00012313 | 0.00010378 | -0.00011737 | -0.00011737
05/23 15:00:00 | 5 | 23 | 15 | 3423 | WE | 0.00039708 | 5.5378e-05 | 5.5378e-05 | -0.00058226 | 7.9029e-05 | 0.00023635 | 0.00011415 | 0 | 0 | 4.0839e-05 | 0.00044736 | 0.00094823 | 5.5378e-05 | 0.00010791 | 0.00011474 | 4.0688e-05 | 0.00011474 | 0.00011415 | 0 | 0.00011415 | 2.6174e-05 | 1.6398e-05 | 1.4769e-05 | 0.0001071 | 0.00011514 | 0.00011265 | -8.5046e-05 | 1.6455e-07 | -2.7022e-05 | -2.7022e-05 | 0.00011415 | 0.00011415 | 0.00011415 | 0.00011416 | 0.00011415 | 0.00011415 | 9.1034e-05 | 0.00014517 | 0.00010162 | 7.9372e-05 | 0 | 0.00011415 | 0.00011415 | 0.00011415 | 0.00011415 | 0.00022722 | 0.00020335 | 0.00014542 | 0.00011188 | 9.0903e-05 | 0.00012091 | 9.0436e-05 | 7.6299e-05 | 0.00011768 | 0.00010466 | -0.00011694 | -0.00011694
05/23 16:00:00 | 5 | 23 | 16 | 3424 | WE | 0.00031726 | 6.1575e-05 | 6.1575e-05 | 0.0005965 | 0.00015799 | 0.00024949 | 0.00011415 | 0 | 0 | 4.0839e-05 | 0.00037512 | 0.00089201 | 6.1575e-05 | 9.4957e-05 | 0.00011582 | 3.5802e-05 | 0.00011582 | 0.00011415 | 0 | 0.00011415 | 2.6174e-05 | 1.6398e-05 | 1.4769e-05 | 0.00010013 | 0.00011225 | 0.0001085 | -9.2204e-05 | -1.987e-07 | -2.9554e-05 | -2.9554e-05 | 0.00011415 | 0.00011415 | 0.00011415 | 0.00011416 | 0.00011415 | 0.00011415 | 9.1034e-05 | 0.00014133 | 9.6564e-05 | 7.3692e-05 | 0 | 0.00011415 | 0.00011415 | 0.00011415 | 0.00011415 | 0.00019104 | 0.00018872 | 0.00013414 | 0.00010253 | 8.8651e-05 | 0.00011875 | 8.8877e-05 | 7.5023e-05 | 0.00011142 | 0.00010508 | -0.0001177 | -0.0001177
05/23 17:00:00 | 5 | 23 | 17 | 3425 | WE | 0.00023521 | 7.8215e-05 | 7.8215e-05 | 5.6601e-06 | 7.9711e-05 | -2.0051e-12 | 0.00011415 | 0.0010551 | 0.0010551 | 4.0839e-05 | -0.00068144 | 0.0007863 | 7.8215e-05 | -9.8485e-05 | 0.00012479 | 6.5153e-05 | 0.00012479 | 0.00011415 | 0 | 0.00011415 | 2.4179e-05 | 1.6398e-05 | 1.4769e-05 | 9.8784e-05 | 0.000106 | 0.00010377 | -8.4148e-05 | -3.6374e-07 | -2.7095e-05 | -2.7095e-05 | 0.00011415 | 0.00011415 | 0.00011415 | 0.00011416 | 0.00011415 | 0.00011415 | 9.1034e-05 | 0.00012573 | 8.8965e-05 | 7.0179e-05 | 0 | 0.00011415 | 0.00011415 | 0.00011415 | 0.00011415 | 0.00014869 | 0.00015849 | 0.00011901 | 9.6148e-05 | 8.7068e-05 | 0.00011186 | 8.3728e-05 | 7.0682e-05 | 9.6168e-05 | 0.00010585 | -0.00011908 | -0.00011908
05/23 18:00:00 | 5 | 23 | 18 | 3426 | WE | 0.0001431 | 9.0132e-05 | 9.0132e-05 | 1.3157e-05 | 0.00016216 | -7.5459e-13 | 0.00011415 | 0.00097486 | 0.00097486 | 7.0788e-05 | -0.00033093 | 0.00073868 | 9.0132e-05 | 3.2201e-05 | 0.00013881 | 6.3604e-05 | 0.00013881 | 0.00011415 | 0 | 0.00011415 | 1.6039e-05 | 1.6398e-05 | 1.4769e-05 | 9.7916e-05 | 0.00010328 | 0.00010162 | -8.2486e-05 | -3.6828e-07 | -2.6568e-05 | -2.6568e-05 | 0.00011415 | 0.00011415 | 0.00011415 | 0.00011416 | 0.00011415 | 0.00011415 | 9.1034e-05 | 0.00012178 | 8.3191e-05 | 6.3475e-05 | 0 | 0.00011415 | 0.00011415 | 0.00011415 | 0.00011415 | 9.9741e-05 | 0.00012014 | 9.8142e-05 | 8.5403e-05 | 8.61e-05 | 0.00010941 | 8.1925e-05 | 6.9178e-05 | 8.6999e-05 | 0.00010674 | 5.5267e-06 | 5.5267e-06
05/23 19:00:00 | 5 | 23 | 19 | 3427 | WE | 4.9125e-05 | 0.00012671 | 0.00012671 | 1.5529e-05 | 0.00016514 | -3.8268e-13 | 0.00011415 | 0.00063441 | 0.00063441 | 0.00015247 | -0.00018633 | 0.00066032 | 0.00012671 | 0.0001637 | 0.00014748 | 0.0001071 | 0.00014748 | 0.00011415 | 0 | 0.00011415 | 7.7535e-06 | 1.6398e-05 | 1.4769e-05 | 0.00010936 | 0.00010183 | 0.00010416 | -8.2714e-05 | -1.7599e-07 | -2.651e-05 | -2.651e-05 | 0.00011415 | 0.00011415 | 0.00011415 | 0.00011416 | 0.00011415 | 0.00011415 | 9.1034e-05 | 0.00011702 | 8.0251e-05 | 6.1465e-05 | 0 | 0.00011415 | 0.00011415 | 0.00011415 | 0.00011415 | 5.0886e-05 | 8.2794e-05 | 8.1723e-05 | 8.1104e-05 | 8.6216e-05 | 0.00010716 | 8.0878e-05 | 6.8689e-05 | 8.696e-05 | 0.00010733 | -1.7648e-06 | -1.7648e-06
05/23 20:00:00 | 5 | 23 | 20 | 3428 | WE | 0 | 0.00011146 | 0.00011146 | 0.0010308 | 0.00014218 | -2.8567e-13 | 0.00011415 | 7.555e-05 | 7.555e-05 | 0.00021236 | -9.5511e-05 | 0.00056353 | 0.00011146 | 0.00011472 | 0.0001514 | 8.5039e-05 | 0.0001514 | 0.00011415 | 0.00011463 | 0.00011415 | 7.6946e-07 | 1.6398e-05 | 1.4769e-05 | 0.00010817 | 9.9214e-05 | 0.00010198 | -8.2912e-05 | 2.8206e-08 | -2.6434e-05 | -2.6434e-05 | 0.00011415 | 0.00011415 | 0.00011415 | 0.00011416 | 0.00011415 | 0.00011415 | 9.1034e-05 | 0.00010402 | 7.5307e-05 | 6.0638e-05 | 0.00011465 | 0.00011415 | 0.00011415 | 0.00011415 | 0.00011415 | 8.2072e-06 | 5.7376e-05 | 7.0848e-05 | 7.8649e-05 | 8.9054e-05 | 0.00010637 | 8.5669e-05 | 7.6067e-05 | 8.6906e-05 | 0.00010798 | 2.1621e-06 | 2.1621e-06
05/23 21:00:00 | 5 | 23 | 21 | 3429 | WE | 0 | 0.00010389 | 0.00010389 | 1.4051e-05 | 0.00010559 | 0 | 0.00011415 | 0 | 0 | 0.00028587 | -5.6953e-05 | 0.00044043 | 0.00010389 | 9.9919e-05 | 0.00015248 | 7.9276e-05 | 0.00015248 | 0.00011415 | 0.00022925 | 0.00011415 | 0 | 1.6398e-05 | 1.4769e-05 | 0.00010272 | 8.5693e-05 | 9.0956e-05 | -6.0309e-05 | 2.8338e-07 | -1.9049e-05 | -1.9049e-05 | 0.00011415 | 0.00011415 | 0.00011415 | 0.00011416 | 0.00011415 | 0.00011415 | 9.1034e-05 | 8.8189e-05 | 6.8193e-05 | 5.7976e-05 | 0.00022929 | 0.00011415 | 0.00011415 | 0.00011415 | 0.00011415 | 2.6738e-06 | 3.8487e-05 | 6.1627e-05 | 7.5027e-05 | 9.1855e-05 | 0.00010058 | 8.8501e-05 | 8.2902e-05 | 8.7444e-05 | 0.00010854 | -8.3703e-08 | -8.3703e-08
05/23 22:00:00 | 5 | 23 | 22 | 3430 | WE | 0 | 0.00010423 | 0.00010423 | 1.153e-05 | 0.00016179 | 2.0697e-12 | 0.00011415 | 0 | 0 | 0.00034305 | -3.5805e-05 | 0.00024338 | 0.00010423 | 9.4948e-05 | 0.00014889 | 7.773e-05 | 0.00014889 | 0.00011415 | 0.00022925 | 0.00011415 | 0 | 1.6398e-05 | 1.3975e-05 | 9.4263e-05 | 8.3031e-05 | 8.6502e-05 | -5.4168e-05 | 6.4671e-06 | -1.2879e-05 | -1.2879e-05 | 0.00011415 | 0.00011415 | 0.00011415 | 0.00011415 | 0.00011415 | 0.00011415 | 9.1034e-05 | 6.8383e-05 | 6.1574e-05 | 5.8095e-05 | 0.00022929 | 0.00011415 | 0.00011415 | 0.00011415 | 0.00011415 | 2.6738e-06 | 2.6995e-05 | 5.751e-05 | 7.5181e-05 | 9.1771e-05 | 9.1586e-05 | 8.5582e-05 | 8.2797e-05 | 8.7358e-05 | 9.9932e-05 | 3.8307e-06 | 3.8307e-06
05/23 23:00:00 | 5 | 23 | 23 | 3431 | WE | 0 | 7.7111e-05 | 7.7111e-05 | 3.9416e-06 | 7.8954e-05 | 7.9772e-13 | 0.00011415 | 0 | 0 | 0.00034849 | 0.00073743 | 0 | 7.7111e-05 | 0.00015662 | 0.00013992 | 5.9051e-05 | 0.00013992 | 0.00011415 | 0.00022925 | 0.00011415 | 0 | 1.6398e-05 | 1.3975e-05 | 0.00012159 | 8.4129e-05 | 9.5706e-05 | -5.5691e-05 | 1.2221e-05 | -9.4467e-06 | -9.4467e-06 | 0.00011415 | 0.00011415 | 0.00011415 | 0.00011415 | 0.00011415 | 0.00011415 | 9.1034e-05 | 6.7664e-05 | 6.0585e-05 | 5.6968e-05 | 0.00022929 | 0.00011415 | 0.00011415 | 0.00011415 | 0.00011415 | 2.6738e-06 | 2.2886e-05 | 5.5079e-05 | 7.3722e-05 | 9.203e-05 | 9.1757e-05 | 8.5332e-05 | 8.2352e-05 | 8.7312e-05 | 9.9648e-05 | 1.3557e-06 | 1.3557e-06
05/23 24:00:00 | 5 | 23 | 24 | 3432 | WE | 0 | 6.3654e-05 | 6.3654e-05 | 0.00099393 | 7.7456e-05 | -1.3906e-12 | 0.00011415 | 0 | 0 | 0.00023959 | 0.00058678 | 0 | 6.3654e-05 | 0.00012462 | 0.00012686 | 4.6987e-05 | 0.00012686 | 0.00011415 | 0.00022925 | 0.00011415 | 0 | 1.6398e-05 | 1.3975e-05 | 9.4011e-05 | 8.4366e-05 | 8.7346e-05 | -5.2729e-05 | 1.3339e-05 | -7.7404e-06 | -7.7404e-06 | 0.00011415 | 0.00011415 | 0.00011415 | 0.00011415 | 0.00011415 | 0.00011415 | 9.1034e-05 | 6.7637e-05 | 6.0012e-05 | 5.6116e-05 | 0.00022929 | 0.00011415 | 0.00011415 | 0.00011415 | 0.00011415 | 2.6738e-06 | 2.2734e-05 | 5.4326e-05 | 7.262e-05 | 9.1779e-05 | 9.1832e-05 | 8.5108e-05 | 8.1988e-05 | 8.7238e-05 | 9.9375e-05 | 5.2301e-06 | 5.2301e-06
05/24 01:00:00 | 5 | 24 | 1 | 3433 | WE | 0 | 2.4183e-05 | 2.4183e-05 | -0.00097596 | 7.5158e-05 | 0.00025245 | 0.00011415 | 0 | 0 | 0.00013341 | 0 | 0 | 2.4183e-05 | -1.8171e-05 | 9.281e-05 | 0 | 9.281e-05 | 0.00011415 | 0.00022925 | 0.00011415 | 0 | 1.6398e-05 | 1.3975e-05 | 9.4143e-05 | 8.4886e-05 | 8.7747e-05 | -5.2311e-05 | 1.384e-05 | -7.2662e-06 | -7.2662e-06 | 0.00011415 | 0.00011415 | 0.00011415 | 0.00011415 | 0.00011415 | 0.00011415 | 9.1034e-05 | 6.758e-05 | 5.8756e-05 | 5.4248e-05 | 0.00022929 | 0.00011415 | 0.00011415 | 0.00011415 | 0.00011415 | 2.6738e-06 | 2.2409e-05 | 5.2676e-05 | 7.0203e-05 | 9.1778e-05 | 9.1998e-05 | 8.3957e-05 | 8.0227e-05 | 8.722e-05 | 9.9287e-05 | 8.6097e-06 | 8.6097e-06
05/24 02:00:00 | 5 | 24 | 2 | 3434 | WE | 0 | 2.8648e-05 | 2.8648e-05 | 4.9578e-07 | 7.4567e-05 | 0.00023244 | 0.00011415 | 0 | 0 | 5.4452e-05 | 9.78e-05 | 0 | 2.8648e-05 | -1.299e-05 | 8.6205e-05 | 7.8315e-06 | 8.6205e-05 | 0.00011415 | 0.00022925 | 0.00011415 | 0 | 1.6398e-05 | 1.3975e-05 | 9.4688e-05 | 8.6137e-05 | 8.878e-05 | -5.165e-05 | 1.3908e-05 | -7.0087e-06 | -7.0087e-06 | 0.00011415 | 0.00011415 | 0.00011415 | 0.00011415 | 0.00011415 | 0.00011415 | 9.1034e-05 | 6.7485e-05 | 5.7794e-05 | 5.2843e-05 | 0.00022929 | 0.00011415 | 0.00011415 | 0.00011415 | 0.00011415 | 2.6738e-06 | 2.1869e-05 | 5.1326e-05 | 6.8384e-05 | 9.1774e-05 | 9.2411e-05 | 8.3759e-05 | 7.9747e-05 | 8.7231e-05 | 9.9352e-05 | 1.2303e-05 | 1.2303e-05
05/24 03:00:00 | 5 | 24 | 3 | 3435 | WE | 0 | 3.1782e-05 | 3.1782e-05 | 0.00097036 | 0 | 0.00022975 | 0.00011415 | 0 | 0 | 2.1781e-05 | 0.000299 | -0.0047706 | 3.1782e-05 | 1.9429e-05 | 8.4304e-05 | 2.3943e-05 | 8.4304e-05 | 0.00011415 | 0.00022925 | 0.00011415 | 0 | 1.6398e-05 | 1.3975e-05 | 9.5098e-05 | 8.7135e-05 | 8.9596e-05 | -5.1233e-05 | 1.3571e-05 | -7.1052e-06 | -7.1052e-06 | 0.00011415 | 0.00011415 | 0.00011415 | 0.00011415 | 0.00011415 | 0.00011415 | 9.1034e-05 | 6.7544e-05 | 5.8391e-05 | 5.3714e-05 | 0.00022929 | 0.00011415 | 0.00011415 | 0.00011415 | 0.00011415 | 2.6738e-06 | 2.2203e-05 | 5.2163e-05 | 6.9512e-05 | 9.1769e-05 | 9.2781e-05 | 8.4039e-05 | 7.9985e-05 | 8.7238e-05 | 9.9431e-05 | 9.1113e-06 | 9.1113e-06
05/24 04:00:00 | 5 | 24 | 4 | 3436 | WE | 0 | 5.4287e-05 | 5.4287e-05 | -0.00096984 | 7.4334e-05 | 0.00022651 | 0.00011415 | 0 | 0 | 2.1781e-05 | 0.00051143 | -0.0042914 | 5.4287e-05 | 4.9561e-05 | 8.2413e-05 | 4.5161e-05 | 8.2413e-05 | 0.00011415 | 0.00022925 | 0.00011415 | 0 | 1.6398e-05 | 1.3975e-05 | 0.00010631 | 8.7515e-05 | 9.3322e-05 | -5.1029e-05 | 1.342e-05 | -7.1423e-06 | -7.1423e-06 | 0.00011415 | 0.00011415 | 0.00011415 | 0.00011415 | 0.00011415 | 0.00011415 | 9.1034e-05 | 6.9679e-05 | 5.9002e-05 | 5.3546e-05 | 0.00022929 | 0.00011415 | 0.00011415 | 0.00011415 | 0.00011415 | 2.6738e-06 | 2.4849e-05 | 5.2995e-05 | 6.9294e-05 | 9.189e-05 | 9.3558e-05 | 8.4255e-05 | 7.9939e-05 | 8.7159e-05 | 9.9295e-05 | 9.1113e-06 | 9.1113e-06
05/24 05:00:00 | 5 | 24 | 5 | 3437 | WE | 0 | 6.1785e-05 | 6.1785e-05 | 0.00097352 | 7.4963e-05 | 0.00021796 | 0.00011415 | 0 | 0 | 6.5342e-05 | 0.00044726 | -0.0019946 | 6.1785e-05 | 6.2873e-05 | 8.158e-05 | 5.3638e-05 | 8.158e-05 | 0.00011415 | 0.00011463 | 0.00011415 | 1.2098e-06 | 1.6398e-05 | 1.3975e-05 | 0.00010534 | 9.1582e-05 | 9.5834e-05 | -5.0118e-05 | 1.2858e-05 | -7.2348e-06 | -7.2348e-06 | 0.00011415 | 0.00011415 | 0.00011415 | 0.00011415 | 0.00011415 | 0.00011415 | 9.1034e-05 | 8.3987e-05 | 6.7614e-05 | 5.9249e-05 | 0.000151 | 0.00011415 | 0.00011415 | 0.00011415 | 0.00011415 | 8.1161e-06 | 3.6778e-05 | 6.2151e-05 | 7.6844e-05 | 9.0005e-05 | 9.5504e-05 | 8.2411e-05 | 7.6338e-05 | 8.7084e-05 | 9.9133e-05 | 1.2303e-05 | 1.2303e-05
05/24 06:00:00 | 5 | 24 | 6 | 3438 | WE | 6.5794e-05 | 6.1337e-05 | 6.1337e-05 | -0.00098523 | 7.7541e-05 | -1.5577e-12 | 0.00011415 | 0.00028464 | 0.00028464 | 0.00013613 | 0.00040685 | 0.00043863 | 6.1337e-05 | 5.8064e-05 | 8.8117e-05 | 4.754e-05 | 8.8117e-05 | 0.00011415 | 0 | 0.00011415 | 7.3054e-06 | 1.6398e-05 | 1.4769e-05 | 0.00010652 | 9.8359e-05 | 0.00010088 | -6.8315e-05 | 6.7486e-06 | -1.7201e-05 | -1.7201e-05 | 0.00011415 | 0.00011415 | 0.00011415 | 0.00011415 | 0.00011415 | 0.00011415 | 9.1034e-05 | 0.00011287 | 8.0746e-05 | 6.4334e-05 | 0 | 0.00011415 | 0.00011415 | 0.00011415 | 0.00011415 | 4.4973e-05 | 6.6969e-05 | 7.8187e-05 | 8.4684e-05 | 8.6223e-05 | 0.00010231 | 7.8467e-05 | 6.7406e-05 | 8.5332e-05 | 9.9405e-05 | 9.1113e-06 | 9.1113e-06
05/24 07:00:00 | 5 | 24 | 7 | 3439 | WE | 0.00015795 | 8.01e-05 | 8.01e-05 | 0.0010267 | 0.00016598 | 7.5442e-14 | 0.00011415 | 0.00066072 | 0.00066072 | 0.00015247 | -0.00067673 | 0.0014133 | 8.01e-05 | -0.0001652 | 0.00010137 | 5.9734e-05 | 0.00010137 | 0.00011415 | 0 | 0.00011415 | 1.5141e-05 | 1.6398e-05 | 1.4769e-05 | 0.0001031 | 0.00011492 | 0.00011126 | -7.6573e-05 | 1.6869e-06 | -2.3282e-05 | -2.3282e-05 | 0.00011415 | 0.00011415 | 0.00011415 | 0.00011415 | 0.00011415 | 0.00011415 | 9.1034e-05 | 0.00012753 | 8.9571e-05 | 7.0176e-05 | 0 | 0.00011415 | 0.00011415 | 0.00011415 | 0.00011415 | 9.0735e-05 | 0.00011061 | 0.00010013 | 9.4062e-05 | 8.6172e-05 | 0.00011258 | 8.2811e-05 | 6.9005e-05 | 8.6513e-05 | 9.9944e-05 | 1.2303e-05 | 1.2303e-05
05/24 08:00:00 | 5 | 24 | 8 | 3440 | WE | 0.00024988 | 7.847e-05 | 7.847e-05 | -0.0010153 | 0.00017069 | 4.7973e-13 | 0.00011415 | 0.00091125 | 0.00091125 | 0.00013613 | -0.00032024 | 0.00168 | 7.847e-05 | -5.9319e-05 | 0.000114 | 5.4906e-05 | 0.000114 | 0.00011415 | 0 | 0.00011415 | 2.3388e-05 | 1.6398e-05 | 1.4769e-05 | 0.00010339 | 0.00011804 | 0.00011352 | -8.617e-05 | 5.5894e-07 | -2.7112e-05 | -2.7112e-05 | 0.00011415 | 0.00011415 | 0.00011415 | 0.00011416 | 0.00011415 | 0.00011415 | 9.1034e-05 | 0.00014105 | 9.65e-05 | 7.3736e-05 | 0 | 0.00011415 | 0.00011415 | 0.00011415 | 0.00011415 | 0.00013879 | 0.00016747 | 0.00012515 | 0.00010064 | 8.6177e-05 | 0.00011818 | 8.5252e-05 | 6.998e-05 | 8.7091e-05 | 0.0001175 | 9.1113e-06 | 9.1113e-06
05/24 09:00:00 | 5 | 24 | 9 | 3441 | WE | 0.00033876 | 0.00010099 | 0.00010099 | 0.0010495 | 0.00017147 | 1.5523e-12 | 0.00011415 | 0.00044872 | 0.00044872 | 5.9897e-05 | -0.00019297 | 0.0016366 | 0.00010099 | 4.9407e-05 | 0.00011567 | 9.0475e-05 | 0.00011567 | 0.00011415 | 0 | 0.00011415 | 2.6174e-05 | 1.6398e-05 | 1.4769e-05 | 0.00010418 | 0.00011926 | 0.0001146 | -8.8127e-05 | 3.992e-07 | -2.7846e-05 | -2.7846e-05 | 0.00011415 | 0.00011415 | 0.00011415 | 0.00011416 | 0.00011415 | 0.00011415 | 9.1034e-05 | 0.00014285 | 9.7577e-05 | 7.4447e-05 | 0 | 0.00011415 | 0.00011415 | 0.00011415 | 0.00011415 | 0.000186 | 0.00018841 | 0.00013449 | 0.00010328 | 8.6191e-05 | 0.00011909 | 8.5673e-05 | 7.0175e-05 | 8.7102e-05 | 0.00011153 | 9.1113e-06 | 9.1113e-06
05/24 10:00:00 | 5 | 24 | 10 | 3442 | WE | 0.00041959 | 0.00012602 | 0.00012602 | 1.2455e-05 | 0.00016955 | 0.00021486 | 0.00011415 | 0.00030594 | 0.00030594 | 4.0839e-05 | -0.00014641 | 0.0014813 | 0.00012602 | 0.00016528 | 0.00011778 | 0.00012695 | 0.00011778 | 0.00011415 | 0 | 0.00011415 | 2.6174e-05 | 1.6398e-05 | 1.4769e-05 | 0.00010383 | 0.00012088 | 0.00011561 | -8.7641e-05 | 3.9667e-07 | -2.7692e-05 | -2.7692e-05 | 0.00011415 | 0.00011415 | 0.00011415 | 0.00011416 | 0.00011415 | 0.00011415 | 9.1034e-05 | 0.0001438 | 9.7766e-05 | 7.4243e-05 | 0 | 0.00011415 | 0.00011415 | 0.00011415 | 0.00011415 | 0.00022247 | 0.00019175 | 0.00013644 | 0.0001044 | 8.6191e-05 | 0.0001204 | 8.605e-05 | 7.0119e-05 | 8.7126e-05 | 0.00010972 | 1.2303e-05 | 1.2303e-05
05/24 11:00:00 | 5 | 24 | 11 | 3443 | WE | 0.00047828 | 8.4782e-05 | 8.4782e-05 | 1.0867e-05 | 0.00016651 | 0.00021991 | 0.00011415 | 0 | 0 | 4.0839e-05 | 0.00084826 | 0.0013386 | 8.4782e-05 | 0.00018016 | 0.00012151 | 6.7926e-05 | 0.00012151 | 0.00011415 | 0 | 0.00011415 | 2.6174e-05 | 1.6398e-05 | 1.4769e-05 | 0.00012956 | 0.00012262 | 0.00012477 | -9.1468e-05 | 5.0644e-07 | -2.8839e-05 | -2.8839e-05 | 0.00011415 | 0.00011415 | 0.00011415 | 0.00011416 | 0.00011415 | 0.00011415 | 9.1034e-05 | 0.00014429 | 9.6799e-05 | 7.2535e-05 | 0 | 0.00011415 | 0.00011415 | 0.00011415 | 0.00011415 | 0.00024206 | 0.00019375 | 0.00013626 | 0.00010297 | 8.6433e-05 | 0.00012114 | 8.5967e-05 | 6.9651e-05 | 8.7155e-05 | 0.00010874 | 9.1113e-06 | 9.1113e-06
05/24 12:00:00 | 5 | 24 | 12 | 3444 | WE | 0.00050705 | 7.741e-05 | 7.741e-05 | 9.6543e-06 | 0.00016336 | 0.00021998 | 0.00011415 | 0 | 0 | 4.0839e-05 | 0.0005725 | 0.0012156 | 7.741e-05 | 0.00015356 | 0.00012155 | 5.7897e-05 | 0.00012155 | 0.00011415 | 0 | 0.00011415 | 2.6174e-05 | 1.6398e-05 | 1.4769e-05 | 0.00010329 | 0.00012362 | 0.00011733 | -8.7308e-05 | 3.8647e-07 | -2.7593e-05 | -2.7593e-05 | 0.00011415 | 0.00011415 | 0.00011415 | 0.00011416 | 0.00011415 | 0.00011415 | 9.1034e-05 | 0.00014175 | 9.4766e-05 | 7.0757e-05 | 0 | 0.00011415 | 0.00011415 | 0.00011415 | 0.00011415 | 0.00025249 | 0.00019045 | 0.00013378 | 0.00010097 | 8.6175e-05 | 0.00012103 | 8.5598e-05 | 6.9164e-05 | 8.7206e-05 | 0.00010775 | 1.2303e-05 | 1.2303e-05
05/24 13:00:00 | 5 | 24 | 13 | 3445 | WE | 0.00049804 | 5.7804e-05 | 5.7804e-05 | 0.0010118 | 8.0503e-05 | 0.00021627 | 0.00011415 | 0 | 0 | 4.0839e-05 | 0.00043003 | 0.0010849 | 5.7804e-05 | 0.00011496 | 0.00011748 | 4.3343e-05 | 0.00011748 | 0.00011415 | 0 | 0.00011415 | 2.6174e-05 | 1.6398e-05 | 1.4769e-05 | 0.00010666 | 0.00013005 | 0.00012282 | -8.6411e-05 | 5.0601e-07 | -2.7225e-05 | -2.7225e-05 | 0.00011415 | 0.00011415 | 0.00011415 | 0.00011416 | 0.00011415 | 0.00011415 | 9.1034e-05 | 0.00013915 | 9.3405e-05 | 7.0029e-05 | 0 | 0.00011415 | 0.00011415 | 0.00011415 | 0.00011415 | 0.00025356 | 0.00018646 | 0.00013168 | 9.996e-05 | 8.6518e-05 | 0.0001225 | 8.5928e-05 | 6.8965e-05 | 9.0431e-05 | 0.00010684 | 9.1113e-06 | 9.1113e-06
05/24 14:00:00 | 5 | 24 | 14 | 3446 | WE | 0.00046224 | 6.2837e-05 | 6.2837e-05 | -0.00099474 | 0.00015952 | 0.00022375 | 0.00011415 | 0 | 0 | 4.0839e-05 | 0.00036355 | 0.0010121 | 6.2837e-05 | 0.00010244 | 0.00011631 | 3.8832e-05 | 0.00011631 | 0.00011415 | 0 | 0.00011415 | 2.6174e-05 | 1.6398e-05 | 1.4769e-05 | 0.00010841 | 0.0001316 | 0.00012444 | -8.5571e-05 | 5.9234e-07 | -2.6899e-05 | -2.6899e-05 | 0.00011415 | 0.00011415 | 0.00011415 | 0.00011416 | 0.00011415 | 0.00011415 | 9.1034e-05 | 0.00013361 | 9.3133e-05 | 7.2451e-05 | 0 | 0.00011415 | 0.00011415 | 0.00011415 | 0.00011415 | 0.00024631 | 0.00017881 | 0.00013079 | 0.00010298 | 8.7879e-05 | 0.00012137 | 8.6047e-05 | 6.9665e-05 | 0.00010323 | 0.00010627 | 1.2221e-05 | 1.2221e-05
05/24 15:00:00 | 5 | 24 | 15 | 3447 | WE | 0.00039801 | 4.8808e-05 | 4.8808e-05 | 0.0010021 | 7.8985e-05 | 0.00023635 | 0.00011415 | 0 | 0 | 4.0839e-05 | 0.00031103 | 0.00089885 | 4.8808e-05 | 8.1685e-05 | 0.00011474 | 3.1343e-05 | 0.00011474 | 0.00011415 | 0 | 0.00011415 | 2.6174e-05 | 1.6398e-05 | 1.4769e-05 | 0.00010855 | 0.00013064 | 0.00012381 | -8.5103e-05 | 5.2465e-07 | -2.6795e-05 | -2.6795e-05 | 0.00011415 | 0.00011415 | 0.00011415 | 0.00011416 | 0.00011415 | 0.00011415 | 9.1034e-05 | 0.00013256 | 9.1594e-05 | 7.0664e-05 | 0 | 0.00011415 | 0.00011415 | 0.00011415 | 0.00011415 | 0.00022651 | 0.00017447 | 0.00012704 | 9.9577e-05 | 8.7967e-05 | 0.0001207 | 8.5478e-05 | 6.9139e-05 | 0.00010414 | 0.00010598 | 9.1113e-06 | 9.1113e-06
05/24 16:00:00 | 5 | 24 | 16 | 3448 | WE | 0.00031666 | 5.2466e-05 | 5.2466e-05 | 4.1414e-06 | 0.00012908 | 0.00024949 | 0.00011415 | 0 | 0 | 4.0839e-05 | 0.00028301 | 0.00082162 | 5.2466e-05 | 6.9624e-05 | 0.00011582 | 2.7197e-05 | 0.00011582 | 0.00011415 | 0 | 0.00011415 | 2.6174e-05 | 1.6398e-05 | 1.4769e-05 | 0.00010369 | 0.00013139 | 0.00012283 | -8.5071e-05 | 3.6342e-07 | -2.6895e-05 | -2.6895e-05 | 0.00011415 | 0.00011415 | 0.00011415 | 0.00011416 | 0.00011415 | 0.00011415 | 9.1034e-05 | 0.00012705 | 8.7621e-05 | 6.7472e-05 | 0 | 0.00011415 | 0.00011415 | 0.00011415 | 0.00011415 | 0.00019034 | 0.00016507 | 0.00011997 | 9.3854e-05 | 8.8366e-05 | 0.00011931 | 8.4438e-05 | 6.8265e-05 | 0.00010839 | 0.00010584 | 9.1113e-06 | 9.1113e-06
05/24 17:00:00 | 5 | 24 | 17 | 3449 | WE | 0.00023092 | 5.8261e-05 | 5.8261e-05 | 8.5046e-06 | 0.00010873 | -2.0051e-12 | 0.00011415 | 0.0010516 | 0.0010516 | 4.0839e-05 | -0.0005013 | 0.00079417 | 5.8261e-05 | -8.9103e-05 | 0.00012479 | 3.2369e-05 | 0.00012479 | 0.00011415 | 0 | 0.00011415 | 2.4097e-05 | 1.6398e-05 | 1.4769e-05 | 0.00010438 | 0.00013133 | 0.000123 | -7.6268e-05 | 3.3892e-07 | -2.4103e-05 | -2.4103e-05 | 0.00011415 | 0.00011415 | 0.00011415 | 0.00011416 | 0.00011415 | 0.00011415 | 9.1034e-05 | 0.0001149 | 8.0897e-05 | 6.3525e-05 | 0 | 0.00011415 | 0.00011415 | 0.00011415 | 0.00011415 | 0.00014805 | 0.00014046 | 0.00010661 | 8.7008e-05 | 8.9112e-05 | 0.00011528 | 8.2424e-05 | 6.7184e-05 | 0.00010749 | 0.00010462 | 1.2303e-05 | 1.2303e-05
05/24 18:00:00 | 5 | 24 | 18 | 3450 | WE | 0.00013952 | 7.0482e-05 | 7.0482e-05 | 4.8782e-06 | 0.00016203 | -7.5459e-13 | 0.00011415 | 0.00097428 | 0.00097428 | 7.0788e-05 | -0.00040507 | 0.00076092 | 7.0482e-05 | -2.4123e-05 | 0.00013881 | 3.565e-05 | 0.00013881 | 0.00011415 | 0 | 0.00011415 | 1.6029e-05 | 1.6398e-05 | 1.4769e-05 | 0.00010573 | 0.00013436 | 0.00012551 | -7.288e-05 | 4.1443e-07 | -2.2971e-05 | -2.2971e-05 | 0.00011415 | 0.00011415 | 0.00011415 | 0.00011416 | 0.00011415 | 0.00011415 | 9.1034e-05 | 0.00010937 | 7.7361e-05 | 6.1008e-05 | 0 | 0.00011415 | 0.00011415 | 0.00011415 | 0.00011415 | 9.955e-05 | 0.00010171 | 8.9276e-05 | 8.2076e-05 | 9.1764e-05 | 0.00011437 | 8.1664e-05 | 6.6495e-05 | 0.00012384 | 0.00010474 | 9.1113e-06 | 9.1113e-06
05/24 19:00:00 | 5 | 24 | 19 | 3451 | WE | 4.9188e-05 | 8.9597e-05 | 8.9597e-05 | 1.302e-05 | 9.2642e-05 | -3.8268e-13 | 0.00011415 | 0.00065236 | 0.00065236 | 0.00015247 | -0.00022027 | 0.00073359 | 8.9597e-05 | 0.00011003 | 0.00014748 | 6.5205e-05 | 0.00014748 | 0.00011415 | 0 | 0.00011415 | 7.973e-06 | 1.6398e-05 | 1.4769e-05 | 0.0001187 | 0.0001344 | 0.00012955 | -7.2541e-05 | 1.8941e-07 | -2.3016e-05 | -2.3016e-05 | 0.00011415 | 0.00011415 | 0.00011415 | 0.00011415 | 0.00011415 | 0.00011415 | 9.1034e-05 | 0.00010236 | 7.4939e-05 | 6.0927e-05 | 0 | 0.00011415 | 0.00011415 | 0.00011415 | 0.00011415 | 5.2137e-05 | 6.6103e-05 | 7.518e-05 | 8.0435e-05 | 9.3164e-05 | 0.00011186 | 8.0853e-05 | 6.6473e-05 | 0.00012894 | 0.0001022 | 1.2303e-05 | 1.2303e-05
05/24 20:00:00 | 5 | 24 | 20 | 3452 | WE | 0 | 8.6314e-05 | 8.6314e-05 | 1.3248e-05 | 0.0001557 | -2.8567e-13 | 0.00011415 | 7.682e-05 | 7.682e-05 | 0.00021236 | -0.00010711 | 0.00068935 | 8.6314e-05 | 7.0127e-05 | 0.0001514 | 4.7208e-05 | 0.0001514 | 0.00011415 | 0.00011463 | 0.00011415 | 7.8239e-07 | 1.6398e-05 | 1.4769e-05 | 0.00011712 | 0.00013094 | 0.00012667 | -7.2459e-05 | 5.1602e-08 | -2.3083e-05 | -2.3083e-05 | 0.00011415 | 0.00011415 | 0.00011415 | 0.00011415 | 0.00011415 | 0.00011415 | 9.1034e-05 | 9.0775e-05 | 6.9086e-05 | 5.8004e-05 | 0.00011465 | 0.00011415 | 0.00011415 | 0.00011415 | 0.00011415 | 8.3118e-06 | 3.8864e-05 | 6.1898e-05 | 7.5237e-05 | 9.509e-05 | 0.00011119 | 8.5385e-05 | 7.3416e-05 | 0.00012483 | 0.00010176 | 9.1113e-06 | 9.1113e-06
05/24 21:00:00 | 5 | 24 | 21 | 3453 | WE | 0 | 8.4386e-05 | 8.4386e-05 | 1.1709e-05 | 0.00016412 | 0 | 0.00011415 | 0 | 0 | 0.00028587 | -6.3313e-05 | 0.00062994 | 8.4386e-05 | 5.7692e-05 | 0.00015248 | 4.2682e-05 | 0.00015248 | 0.00011415 | 0.00022925 | 0.00011415 | 0 | 1.6398e-05 | 1.4769e-05 | 0.00010978 | 0.0001102 | 0.00011007 | -5.4454e-05 | 4.6457e-08 | -1.7342e-05 | -1.7342e-05 | 0.00011415 | 0.00011415 | 0.00011415 | 0.00011415 | 0.00011415 | 0.00011415 | 9.1034e-05 | 7.192e-05 | 6.0961e-05 | 5.5362e-05 | 0.00022929 | 0.00011415 | 0.00011415 | 0.00011415 | 0.00011415 | 2.6738e-06 | 2.9495e-05 | 5.6187e-05 | 7.1643e-05 | 9.5424e-05 | 0.00010223 | 8.7343e-05 | 8.0436e-05 | 0.00011873 | 0.00010123 | 1.2303e-05 | 1.2303e-05
05/24 22:00:00 | 5 | 24 | 22 | 3454 | WE | 0 | 8.2888e-05 | 8.2888e-05 | 0.0010155 | 0.00016175 | 2.0697e-12 | 0.00011415 | 0 | 0 | 0.00034305 | -4.0531e-05 | 0.00052695 | 8.2888e-05 | 6.0532e-05 | 0.00014889 | 4.735e-05 | 0.00014889 | 0.00011415 | 0.00022925 | 0.00011415 | 0 | 1.6398e-05 | 1.3975e-05 | 9.9818e-05 | 0.00010745 | 0.00010509 | -5.0081e-05 | -2.8346e-05 | -3.528e-05 | -3.528e-05 | 0.00011415 | 0.00011415 | 0.00011415 | 0.00011415 | 0.00011415 | 0.00011415 | 9.1034e-05 | 6.8193e-05 | 5.8822e-05 | 5.4034e-05 | 0.00022929 | 0.00011415 | 0.00011415 | 0.00011415 | 0.00011415 | 2.6738e-06 | 2.591e-05 | 5.3784e-05 | 6.9926e-05 | 9.3679e-05 | 0.00010014 | 8.6431e-05 | 8.0073e-05 | 0.00010537 | 0.00010076 | 9.1113e-06 | 9.1113e-06
05/24 23:00:00 | 5 | 24 | 23 | 3455 | WE | 0 | 6.1625e-05 | 6.1625e-05 | 6.5536e-06 | 7.8938e-05 | 7.9772e-13 | 0.00011415 | 0 | 0 | 0.00034849 | 0.00046217 | 0 | 6.1625e-05 | 9.8157e-05 | 0.00013992 | 3.7009e-05 | 0.00013992 | 0.00011415 | 0.00022925 | 0.00011415 | 0 | 1.6398e-05 | 1.3975e-05 | 0.00012401 | 0.00010488 | 0.00011079 | -5.6667e-05 | -3.2146e-05 | -3.997e-05 | -3.997e-05 | 0.00011415 | 0.00011415 | 0.00011415 | 0.00011415 | 0.00011415 | 0.00011415 | 9.1034e-05 | 6.8114e-05 | 5.8122e-05 | 5.3017e-05 | 0.00022929 | 0.00011415 | 0.00011415 | 0.00011415 | 0.00011415 | 2.6738e-06 | 2.5458e-05 | 5.2785e-05 | 6.8609e-05 | 9.202e-05 | 9.9211e-05 | 8.5947e-05 | 7.9794e-05 | 8.7446e-05 | 0.00010034 | 9.1113e-06 | 9.1113e-06
05/24 24:00:00 | 5 | 24 | 24 | 3456 | WE | 0 | 4.4834e-05 | 4.4834e-05 | 2.2365e-06 | 7.7467e-05 | -1.3906e-12 | 0.00011415 | 0 | 0 | 0.00023959 | 0.0002522 | 0 | 4.4834e-05 | 5.3563e-05 | 0.00012686 | 2.0195e-05 | 0.00012686 | 0.00011415 | 0.00022925 | 0.00011415 | 0 | 1.6398e-05 | 1.3975e-05 | 9.7691e-05 | 0.00010267 | 0.00010113 | -5.0262e-05 | -2.8091e-05 | -3.5165e-05 | -3.5165e-05 | 0.00011415 | 0.00011415 | 0.00011415 | 0.00011415 | 0.00011415 | 0.00011415 | 9.1034e-05 | 6.7729e-05 | 5.9644e-05 | 5.5513e-05 | 0.00022929 | 0.00011415 | 0.00011415 | 0.00011415 | 0.00011415 | 2.6738e-06 | 2.3262e-05 | 5.4025e-05 | 7.184e-05 | 9.1784e-05 | 9.8315e-05 | 8.613e-05 | 8.0478e-05 | 8.7363e-05 | 9.9917e-05 | 1.2303e-05 | 1.2303e-05
05/25 01:00:00 | 5 | 25 | 1 | 3457 | WD | 0 | 2.4039e-05 | 2.4039e-05 | -0.00097497 | 7.5065e-05 | 0.00025245 | 0.00011415 | 0 | 0 | 0.00013341 | 0 | 0 | 2.4039e-05 | 0 | 9.19e-05 | 0 | 9.19e-05 | 0.00011415 | 0.00022925 | 0.00011415 | 0 | 6.5591e-05 | 0.0001118 | 9.3673e-05 | 0.00010043 | 9.8344e-05 | -6.2855e-06 | -2.5319e-05 | -1.9246e-05 | -1.9246e-05 | 0.00011415 | 0.00011415 | 0.00011415 | 0.00011415 | 0.00011415 | 0.00011415 | 3.6463e-05 | 6.7924e-05 | 5.8637e-05 | 5.3892e-05 | 0.00022929 | 0.00011415 | 0.00011415 | 0.00011415 | 0.00011415 | 1.2032e-06 | 2.437e-05 | 5.3103e-05 | 6.9742e-05 | 6.6801e-05 | 9.7663e-05 | 8.6592e-05 | 8.1458e-05 | 9.2697e-05 | 9.9584e-05 | 1.6275e-06 | 1.6275e-06
05/25 02:00:00 | 5 | 25 | 2 | 3458 | WD | 0 | 2.1106e-05 | 2.1106e-05 | 0.00097174 | 4.2416e-05 | 0.00023244 | 0.00011415 | 0 | 0 | 5.4452e-05 | 2.5748e-05 | 0 | 2.1106e-05 | -1.7824e-05 | 8.5656e-05 | 2.0618e-06 | 8.5656e-05 | 0.00011415 | 0.00022925 | 0.00011415 | 0 | 6.5591e-05 | 0.0001118 | 9.3786e-05 | 9.8361e-05 | 9.6947e-05 | 8.598e-06 | -2.296e-05 | -1.2891e-05 | -1.2891e-05 | 0.00011415 | 0.00011415 | 0.00011415 | 0.00011415 | 0.00011415 | 0.00011415 | 3.6473e-05 | 6.819e-05 | 6.0618e-05 | 5.6748e-05 | 0.00022929 | 0.00011415 | 0.00011415 | 0.00011415 | 0.00011415 | 1.23e-06 | 2.5894e-05 | 5.6002e-05 | 7.3438e-05 | 6.5338e-05 | 9.7013e-05 | 8.6828e-05 | 8.2104e-05 | 9.1282e-05 | 9.9451e-05 | 5.5336e-06 | 5.5336e-06
05/25 03:00:00 | 5 | 25 | 3 | 3459 | WD | 0 | 3.9399e-05 | 3.9399e-05 | 2.0197e-07 | 3.192e-05 | 0.00022975 | 0.00011415 | 0 | 0 | 2.1781e-05 | 0.0003752 | -0.0035872 | 3.9399e-05 | 3.3039e-05 | 8.3946e-05 | 3.0045e-05 | 8.3946e-05 | 0.00011415 | 0.00022925 | 0.00011415 | 0 | 6.5591e-05 | 0.0001118 | 9.4316e-05 | 9.6874e-05 | 9.6083e-05 | 1.1122e-05 | -2.1354e-05 | -1.0992e-05 | -1.0992e-05 | 0.00011415 | 0.00011415 | 0.00011415 | 0.00011415 | 0.00011415 | 0.00011415 | 4.5596e-05 | 6.8975e-05 | 6.1912e-05 | 5.8304e-05 | 0.00022929 | 0.00011415 | 0.00011415 | 0.00011415 | 0.00011415 | 1.5508e-06 | 3.0373e-05 | 5.892e-05 | 7.5451e-05 | 7.0699e-05 | 9.6725e-05 | 8.7038e-05 | 8.2544e-05 | 9.0838e-05 | 9.9341e-05 | 2.2644e-06 | 2.2644e-06
05/25 04:00:00 | 5 | 25 | 4 | 3460 | WD | 0 | 4.7609e-05 | 4.7609e-05 | 0 | 7.4266e-05 | 0.00022651 | 0.00011415 | 0 | 0 | 2.1781e-05 | 0.00044592 | -0.003007 | 4.7609e-05 | 4.0557e-05 | 8.2211e-05 | 3.5708e-05 | 8.2211e-05 | 0.00011415 | 0.00022925 | 0.00011415 | 0 | 6.5591e-05 | 0.0001118 | 0.00010711 | 9.6073e-05 | 9.9485e-05 | 1.3019e-05 | -2.0241e-05 | -9.6295e-06 | -9.6295e-06 | 0.00011415 | 0.00011415 | 0.00011415 | 0.00011415 | 0.00011415 | 0.00011415 | 5.4768e-05 | 7.0282e-05 | 7.6832e-05 | 8.0178e-05 | 0.00022929 | 0.00011415 | 0.00011415 | 0.00011415 | 0.00011415 | 2.0054e-06 | 3.7834e-05 | 7.9583e-05 | 0.00010376 | 7.6218e-05 | 9.6837e-05 | 9.1786e-05 | 8.9443e-05 | 9.0442e-05 | 9.9365e-05 | -1.5935e-06 | -1.5935e-06
05/25 05:00:00 | 5 | 25 | 5 | 3461 | WD | 0 | 4.407e-05 | 4.407e-05 | 6.1913e-07 | 0 | 0.00021796 | 0.00011415 | 0 | 0 | 6.5342e-05 | 0.00049717 | -0.0022774 | 4.407e-05 | 4.751e-05 | 8.1198e-05 | 3.9812e-05 | 8.1198e-05 | 0.00011415 | 0.00011463 | 0.00011415 | 4.8462e-06 | 6.5591e-05 | 0.0001118 | 0.00011053 | 0.00010111 | 0.00010402 | 1.4551e-05 | -2.1082e-05 | -9.7133e-06 | -9.7133e-06 | 0.00011415 | 0.00011415 | 0.00011415 | 0.00011415 | 0.00011415 | 0.00011415 | 9.1181e-05 | 9.2872e-05 | 0.00010216 | 0.0001069 | 0.000151 | 0.00011415 | 0.00011415 | 0.00011415 | 0.00011415 | 8.5334e-06 | 6.479e-05 | 0.00011157 | 0.00013865 | 9.3143e-05 | 0.00010162 | 9.5236e-05 | 9.2275e-05 | 8.9916e-05 | 9.9622e-05 | -1.6235e-06 | -1.6235e-06
05/25 06:00:00 | 5 | 25 | 6 | 3462 | WD | 6.5638e-05 | 5.6989e-05 | 5.6989e-05 | 1.9508e-06 | 7.7166e-05 | -1.5577e-12 | 0.00011415 | 0.00028451 | 0.00028451 | 0.00013613 | 0.00045042 | 2.0381e-05 | 5.6989e-05 | 5.1409e-05 | 8.7512e-05 | 4.1535e-05 | 8.7512e-05 | 0.00011415 | 0 | 0.00011415 | 2.9208e-05 | 6.5591e-05 | 0.0001126 | 0.00011551 | 0.00010716 | 0.00010974 | -2.3178e-06 | 1.1723e-06 | 5.8739e-08 | 5.8739e-08 | 0.00011415 | 0.00011415 | 0.00011415 | 0.00011416 | 0.00011415 | 0.00011415 | 0.00012828 | 0.00012309 | 0.00013007 | 0.00013363 | 0 | 0.00011415 | 0.00011415 | 0.00011415 | 0.00011415 | 6.5532e-05 | 0.00010756 | 0.00015084 | 0.0001759 | 0.00010884 | 0.00011052 | 9.6299e-05 | 8.9703e-05 | 8.7373e-05 | 0.00011795 | 0.00021092 | 0.00021092
05/25 07:00:00 | 5 | 25 | 7 | 3463 | WD | 0.0001591 | 7.9191e-05 | 7.9191e-05 | 8.0367e-06 | 0.00016402 | 7.5464e-14 | 0.00011415 | 0.00066279 | 0.00066279 | 0.00015247 | -0.00066673 | 0.0010099 | 7.9191e-05 | -0.00016351 | 9.9871e-05 | 5.9051e-05 | 9.9871e-05 | 0.00011415 | 0 | 0.00011415 | 6.0753e-05 | 6.5591e-05 | 0.0001126 | 0.00011475 | 0.00012385 | 0.00012104 | -7.2024e-06 | 3.715e-06 | 2.3172e-07 | 2.3172e-07 | 0.00011415 | 0.00011415 | 0.00011415 | 0.00011416 | 0.00011415 | 0.00011415 | 0.000149 | 0.00014024 | 0.00018893 | 0.00021381 | 0 | 0.00011415 | 0.00011415 | 0.00011415 | 0.00011415 | 0.00015316 | 0.00016647 | 0.00015572 | 0.0001495 | 0.00012108 | 0.00012182 | 0.00012015 | 0.00011938 | 8.7743e-05 | 0.00011156 | 0.00023713 | 0.00023713
05/25 08:00:00 | 5 | 25 | 8 | 3464 | WD | 0.00025094 | 7.2261e-05 | 7.2261e-05 | 9.502e-06 | 0.00016799 | 4.7973e-13 | 0.00011415 | 0.00091966 | 0.00091966 | 0.00013613 | -0.00028919 | 0.001295 | 7.2261e-05 | -6.5419e-05 | 0.00011103 | 4.71e-05 | 0.00011103 | 0.00011415 | 0 | 0.00011415 | 0.00023603 | 0.00016398 | 0.0001685 | 0.00011886 | 0.00012652 | 0.00012415 | -7.2963e-06 | 1.1999e-06 | -1.5108e-06 | -1.5108e-06 | 0.00011415 | 0.00011415 | 0.00011415 | 0.00011416 | 0.00011415 | 0.00011415 | 0.00016895 | 0.00015337 | 0.00019337 | 0.00021381 | 0 | 0.00011415 | 0.00011415 | 0.00011415 | 0.00011415 | 0.00026723 | 0.00022615 | 0.00018144 | 0.00015555 | 0.00013615 | 0.00012716 | 0.00015007 | 0.00016069 | 8.7685e-05 | 0.00010924 | 0.00014688 | 0.00014688
05/25 09:00:00 | 5 | 25 | 9 | 3465 | WD | 0.00033214 | 7.8867e-05 | 7.8867e-05 | 1.0022e-05 | 0.00016842 | 1.5523e-12 | 0.00011415 | 0.00044872 | 0.00044872 | 5.9897e-05 | -0.00018477 | 0.0013382 | 7.8867e-05 | 2.0978e-05 | 0.00011108 | 6.041e-05 | 0.00011108 | 0.00011415 | 0 | 0.00011415 | 0.00047113 | 0.00029516 | 0.0002244 | 0.00012261 | 0.00012685 | 0.00012554 | -7.0702e-06 | 3.9743e-07 | -1.9851e-06 | -1.9851e-06 | 0.00011415 | 0.00011415 | 0.00011415 | 0.00011416 | 0.00011415 | 0.00011415 | 0.0001871 | 0.00015456 | 0.00019377 | 0.00021381 | 0 | 0.00011415 | 0.00011415 | 0.00011415 | 0.00011415 | 0.00038874 | 0.00024645 | 0.00019218 | 0.00016075 | 0.00014809 | 0.00012792 | 0.00015568 | 0.00016855 | 9.8845e-05 | 0.00010745 | 9.4219e-05 | 9.4219e-05
05/25 10:00:00 | 5 | 25 | 10 | 3466 | WD | 0.00040853 | 9.751e-05 | 9.751e-05 | 9.7791e-06 | 0.00016657 | 0.00021486 | 0.00011415 | 0.00030594 | 0.00030594 | 4.0839e-05 | -0.00013417 | 0.0012753 | 9.751e-05 | 0.00012504 | 0.00011156 | 8.8122e-05 | 0.00011156 | 0.00011415 | 0 | 0.00011415 | 0.00047113 | 0.00029516 | 0.0002244 | 0.00012404 | 0.00012851 | 0.00012713 | -6.7824e-06 | 2.2126e-07 | -2.0133e-06 | -2.0133e-06 | 0.00011415 | 0.00011415 | 0.00011415 | 0.00011416 | 0.00011415 | 0.00011415 | 0.00018706 | 0.00015413 | 0.00019363 | 0.00021381 | 0 | 0.00011415 | 0.00011415 | 0.00011415 | 0.00011415 | 0.00046316 | 0.00024653 | 0.0001951 | 0.00016531 | 0.00015101 | 0.00012836 | 0.00015504 | 0.00016741 | 0.00011322 | 0.0001063 | 5.6009e-05 | 5.6009e-05
05/25 11:00:00 | 5 | 25 | 11 | 3467 | WD | 0.00046667 | 6.832e-05 | 6.832e-05 | 9.1079e-06 | 0.00016393 | 0.00021991 | 0.00011415 | 0 | 0 | 4.0839e-05 | 0.0005785 | 0.0012072 | 6.832e-05 | 0.00012286 | 0.00011463 | 4.6324e-05 | 0.00011463 | 0.00011415 | 0 | 0.00011415 | 0.00047113 | 0.00029516 | 0.0002244 | 0.00014974 | 0.00012994 | 0.00013606 | -6.4958e-06 | 2.5571e-07 | -1.8984e-06 | -1.8984e-06 | 0.00011415 | 0.00011415 | 0.00011415 | 0.00011416 | 0.00011415 | 0.00011415 | 0.000187 | 0.00015348 | 0.00019341 | 0.00021381 | 0 | 0.00011415 | 0.00011415 | 0.00011415 | 0.00011415 | 0.0005031 | 0.00024632 | 0.00019704 | 0.00016851 | 0.0001517 | 0.00012865 | 0.00015693 | 0.00017004 | 0.00011786 | 0.00010549 | 4.2433e-05 | 4.2433e-05
05/25 12:00:00 | 5 | 25 | 12 | 3468 | WD | 0.00049675 | 5.1926e-05 | 5.1926e-05 | 0.0010122 | 8.061e-05 | 0.00021998 | 0.00011415 | 0 | 0 | 4.0839e-05 | 0.00044419 | 0.0011168 | 5.1926e-05 | 9.4339e-05 | 0.00011458 | 3.5569e-05 | 0.00011458 | 0.00011415 | 0 | 0.00011415 | 0.00047113 | 0.00029516 | 0.0002244 | 0.00012482 | 0.0001314 | 0.00012937 | -5.1757e-06 | 3.0352e-07 | -1.4447e-06 | -1.4447e-06 | 0.00011415 | 0.00011415 | 0.00011415 | 0.00011416 | 0.00011415 | 0.00011415 | 0.00018694 | 0.0001532 | 0.00019331 | 0.00021381 | 0 | 0.00011415 | 0.00011415 | 0.00011415 | 0.00011415 | 0.00052434 | 0.00024586 | 0.00024069 | 0.0002377 | 0.0001514 | 0.00012908 | 0.00016062 | 0.00017525 | 0.00011764 | 0.00010508 | 3.7514e-05 | 3.7514e-05
05/25 13:00:00 | 5 | 25 | 13 | 3469 | WD | 0.00049405 | 6.1263e-05 | 6.1263e-05 | -0.00099414 | 0.00015918 | 0.00021627 | 0.00011415 | 0 | 0 | 4.0839e-05 | 0.00047113 | 0.001043 | 6.1263e-05 | 0.00010006 | 0.00011115 | 3.7726e-05 | 0.00011115 | 0.00011415 | 0 | 0.00011415 | 0.00047113 | 0.00029516 | 0.0002244 | 0.00012569 | 0.00013537 | 0.00013238 | -4.7403e-06 | 5.1586e-08 | -1.4773e-06 | -1.4773e-06 | 0.00011415 | 0.00011415 | 0.00011415 | 0.00011416 | 0.00011415 | 0.00011415 | 0.00018653 | 0.00015279 | 0.00019317 | 0.00021381 | 0 | 0.00011415 | 0.00011415 | 0.00011415 | 0.00011415 | 0.00052489 | 0.00024525 | 0.00024054 | 0.00023781 | 0.00014978 | 0.00013035 | 0.00015925 | 0.00017266 | 0.00011815 | 0.00010482 | 2.879e-05 | 2.879e-05
05/25 14:00:00 | 5 | 25 | 14 | 3470 | WD | 0.00045981 | 4.6893e-05 | 4.6893e-05 | 0.0010022 | 7.894e-05 | 0.00022375 | 0.00011415 | 0 | 0 | 4.0839e-05 | 0.00036853 | 0.00096264 | 4.6893e-05 | 7.8271e-05 | 0.00011051 | 2.9511e-05 | 0.00011051 | 0.00011415 | 0 | 0.00011415 | 0.00047113 | 0.00029516 | 0.0002244 | 0.00012576 | 0.00013565 | 0.00013259 | -4.5055e-06 | 1.3017e-07 | -1.3489e-06 | -1.3489e-06 | 0.00011415 | 0.00011415 | 0.00011415 | 0.00011416 | 0.00011415 | 0.00011415 | 0.00018548 | 0.00015218 | 0.00019297 | 0.00021381 | 0 | 0.00011415 | 0.00011415 | 0.00011415 | 0.00011415 | 0.00050572 | 0.00024314 | 0.00023891 | 0.00023646 | 0.00014914 | 0.00013026 | 0.00015704 | 0.00016946 | 0.0001185 | 0.00010472 | 2.5293e-05 | 2.5293e-05
05/25 15:00:00 | 5 | 25 | 15 | 3471 | WD | 0.00039766 | 4.5283e-05 | 4.5283e-05 | 3.8646e-06 | 7.83e-05 | 0.00023635 | 0.00011415 | 0 | 0 | 4.0839e-05 | 0.00034363 | 0.00086723 | 4.5283e-05 | 7.2982e-05 | 0.00010956 | 2.7516e-05 | 0.00010956 | 0.00011415 | 0 | 0.00011415 | 0.00047113 | 0.00029516 | 0.0002244 | 0.00012245 | 0.00013096 | 0.00012833 | -4.2587e-06 | -7.9161e-08 | -1.4126e-06 | -1.4126e-06 | 0.00011415 | 0.00011415 | 0.00011415 | 0.00011416 | 0.00011415 | 0.00011415 | 0.00016661 | 0.00015069 | 0.00019246 | 0.00021381 | 0 | 0.00011415 | 0.00011415 | 0.00011415 | 0.00011415 | 0.0004178 | 0.00023592 | 0.00019167 | 0.00016605 | 0.00013731 | 0.00012816 | 0.00015656 | 0.00016974 | 0.00011873 | 0.00010459 | 1.8357e-05 | 1.8357e-05
05/25 16:00:00 | 5 | 25 | 16 | 3472 | WD | 0.00031687 | 5.4513e-05 | 5.4513e-05 | 3.4679e-06 | 0.00015658 | 0.00024949 | 0.00011415 | 0 | 0 | 4.0839e-05 | 0.00033707 | 0.00079563 | 5.4513e-05 | 7.1589e-05 | 0.00011092 | 2.6992e-05 | 0.00011092 | 0.00011415 | 0 | 0.00011415 | 0.00047113 | 0.00029516 | 0.0002244 | 0.00011444 | 0.00013015 | 0.00012529 | -4.0083e-06 | -3.5454e-08 | -1.303e-06 | -1.303e-06 | 0.00011415 | 0.00011415 | 0.00011415 | 0.00011416 | 0.00011415 | 0.00011415 | 0.00014779 | 0.00014413 | 0.00015206 | 0.00015611 | 0 | 0.00011415 | 0.00011415 | 0.00011415 | 0.00011415 | 0.00031136 | 0.00021408 | 0.00015326 | 0.00011804 | 0.0001261 | 0.0001259 | 0.00014652 | 0.00015609 | 0.00011822 | 0.00010482 | 2.5598e-05 | 2.5598e-05
05/25 17:00:00 | 5 | 25 | 17 | 3473 | WD | 0.00023348 | 6.4005e-05 | 6.4005e-05 | 7.8257e-06 | 7.8883e-05 | -2.0051e-12 | 0.00011415 | 0.0010555 | 0.0010555 | 4.0839e-05 | -0.00063794 | 0.00072569 | 6.4005e-05 | -9.7624e-05 | 0.00012 | 4.6055e-05 | 0.00012 | 0.00011415 | 0 | 0.00011415 | 0.00043539 | 0.00029516 | 0.0002244 | 0.00011272 | 0.00013035 | 0.0001249 | -3.7338e-06 | 6.4201e-08 | -1.1476e-06 | -1.1476e-06 | 0.00011415 | 0.00011415 | 0.00011415 | 0.00011416 | 0.00011415 | 0.00011415 | 0.00012914 | 0.00013924 | 0.00012923 | 0.00012411 | 0 | 0.00011415 | 0.00011415 | 0.00011415 | 0.00011415 | 0.00021235 | 0.00018626 | 0.00012587 | 9.0894e-05 | 0.00011634 | 0.0001245 | 0.00013763 | 0.00014371 | 0.00011809 | 0.00010525 | 3.5118e-05 | 3.5118e-05
05/25 18:00:00 | 5 | 25 | 18 | 3474 | WD | 0.00014582 | 8.8023e-05 | 8.8023e-05 | 4.7108e-06 | 0.00016023 | -7.5459e-13 | 0.00011415 | 0.00099238 | 0.00099238 | 7.0788e-05 | -0.00036837 | 0.00065152 | 8.8023e-05 | 2.7508e-05 | 0.00013406 | 6.189e-05 | 0.00013406 | 0.00011415 | 0 | 0.00011415 | 6.5308e-05 | 6.5591e-05 | 0.0001126 | 0.00011213 | 0.00012598 | 0.0001217 | -3.4529e-06 | -1.89e-07 | -1.2304e-06 | -1.2304e-06 | 0.00011415 | 0.00011415 | 0.00011415 | 0.00011416 | 0.00011415 | 0.00011415 | 0.00012867 | 0.00012817 | 0.00011248 | 0.00010446 | 0 | 0.00011415 | 0.00011415 | 0.00011415 | 0.00011415 | 0.00014414 | 0.00013705 | 9.6951e-05 | 7.3729e-05 | 0.00011431 | 0.00011948 | 0.0001099 | 0.00010546 | 0.00011436 | 0.00010569 | 7.8297e-05 | 7.8297e-05
05/25 19:00:00 | 5 | 25 | 19 | 3475 | WD | 5.1158e-05 | 0.00010416 | 0.00010416 | 1.1983e-05 | 8.1355e-05 | -3.8268e-13 | 0.00011415 | 0.0006556 | 0.0006556 | 0.00015247 | -0.0002037 | 0.00061603 | 0.00010416 | 0.00014069 | 0.00014271 | 8.8647e-05 | 0.00014271 | 0.00011415 | 0 | 0.00011415 | 3.205e-05 | 6.5591e-05 | 0.0001126 | 0.00012138 | 0.00012265 | 0.00012225 | -3.2591e-06 | -2.807e-07 | -1.231e-06 | -1.231e-06 | 0.00011415 | 0.00011415 | 0.00011415 | 0.00011416 | 0.00011415 | 0.00011415 | 0.00011028 | 0.00011981 | 0.00010075 | 9.1006e-05 | 0 | 0.00011415 | 0.00011415 | 0.00011415 | 0.00011415 | 6.4293e-05 | 9.2115e-05 | 7.2773e-05 | 6.1572e-05 | 0.00010464 | 0.00011579 | 0.00010407 | 9.8636e-05 | 0.00011245 | 0.0001063 | 8.4866e-05 | 8.4866e-05
05/25 20:00:00 | 5 | 25 | 20 | 3476 | WD | 0 | 0.00011578 | 0.00011578 | 0.00075073 | 0.00016326 | -2.8565e-13 | 0.00011415 | 7.7198e-05 | 7.7198e-05 | 0.00021236 | -9.5445e-05 | 0.00055051 | 0.00011578 | 0.00012112 | 0.00014653 | 8.9038e-05 | 0.00014653 | 0.00011415 | 0.00011463 | 0.00011415 | 3.145e-06 | 6.5591e-05 | 0.0001126 | 0.00011918 | 0.00011722 | 0.00011783 | -3.1203e-06 | -4.3694e-07 | -1.2931e-06 | -1.2931e-06 | 0.00011415 | 0.00011415 | 0.00011415 | 0.00011416 | 0.00011415 | 0.00011415 | 0.00010984 | 0.00010464 | 8.5968e-05 | 7.6429e-05 | 0.00011465 | 0.00011415 | 0.00011415 | 0.00011415 | 0.00011415 | 1.1661e-05 | 6.1231e-05 | 8.5235e-05 | 9.9135e-05 | 0.00010369 | 0.00011321 | 0.00010032 | 9.4347e-05 | 9.1988e-05 | 0.00010721 | 0.00013569 | 0.00013569
05/25 21:00:00 | 5 | 25 | 21 | 3477 | WD | 0 | 0.00011709 | 0.00011709 | 0.00027979 | 0.00016169 | 0 | 0.00011415 | 0 | 0 | 0.00028587 | -5.672e-05 | 0.0004209 | 0.00011709 | 0.00011417 | 0.00014762 | 9.0616e-05 | 0.00014762 | 0.00011415 | 0.00022925 | 0.00011415 | 0 | 6.5591e-05 | 0.0001126 | 0.00011185 | 9.9591e-05 | 0.00010338 | 1.4845e-05 | -3.1183e-07 | 4.5239e-06 | 4.5239e-06 | 0.00011415 | 0.00011415 | 0.00011415 | 0.00011415 | 0.00011415 | 0.00011415 | 0.00010924 | 9.2279e-05 | 7.4921e-05 | 6.6052e-05 | 0.00022929 | 0.00011415 | 0.00011415 | 0.00011415 | 0.00011415 | 3.2016e-06 | 4.5412e-05 | 7.0785e-05 | 8.5478e-05 | 0.00010417 | 0.00010503 | 0.00010023 | 9.7999e-05 | 8.8312e-05 | 9.9594e-05 | 0.00022147 | 0.00022147
05/25 22:00:00 | 5 | 25 | 22 | 3478 | WD | 0 | 0.00010786 | 0.00010786 | -0.00099618 | 7.9848e-05 | 2.0698e-12 | 0.00011415 | 0 | 0 | 0.00034305 | -3.6556e-05 | 0.00020069 | 0.00010786 | 0.00011641 | 0.00014405 | 9.6274e-05 | 0.00014405 | 0.00011415 | 0.00022925 | 0.00011415 | 0 | 6.5591e-05 | 0.0001118 | 0.00010231 | 9.4533e-05 | 9.6937e-05 | 2.2061e-05 | -1.9428e-05 | -6.1906e-06 | -6.1906e-06 | 0.00011415 | 0.00011415 | 0.00011415 | 0.00011415 | 0.00011415 | 0.00011415 | 0.00010883 | 6.9436e-05 | 6.3877e-05 | 6.1037e-05 | 0.00022929 | 0.00011415 | 0.00011415 | 0.00011415 | 0.00011415 | 2.0797e-06 | 3.3003e-05 | 6.2124e-05 | 7.8988e-05 | 0.00010253 | 9.6038e-05 | 9.3956e-05 | 9.299e-05 | 8.8561e-05 | 9.8678e-05 | 6.9914e-06 | 6.9914e-06
05/25 23:00:00 | 5 | 25 | 23 | 3479 | WD | 0 | 9.7113e-05 | 9.7113e-05 | 0.00099811 | 7.8194e-05 | 7.9772e-13 | 0.00011415 | 0 | 0 | 0.00034849 | 0.00092485 | 0 | 9.7113e-05 | 0.00023454 | 0.00013614 | 8.8431e-05 | 0.00013614 | 0.00011415 | 0.00022925 | 0.00011415 | 0 | 6.5591e-05 | 0.0001118 | 0.0001275 | 9.3233e-05 | 0.00010382 | 2.332e-05 | -1.8724e-05 | -5.3097e-06 | -5.3097e-06 | 0.00011415 | 0.00011415 | 0.00011415 | 0.00011415 | 0.00011415 | 0.00011415 | 9.9691e-05 | 6.8344e-05 | 6.1493e-05 | 5.7992e-05 | 0.00022929 | 0.00011415 | 0.00011415 | 0.00011415 | 0.00011415 | 1.729e-06 | 2.6771e-05 | 5.7344e-05 | 7.5048e-05 | 9.7395e-05 | 9.5251e-05 | 9.2974e-05 | 9.1918e-05 | 8.8621e-05 | 9.8045e-05 | -6.8756e-07 | -6.8756e-07
05/25 24:00:00 | 5 | 25 | 24 | 3480 | WD | 0 | 8.5783e-05 | 8.5783e-05 | 2.1182e-06 | 7.6771e-05 | -1.3906e-12 | 0.00011415 | 0 | 0 | 0.00023959 | 0.00065523 | 0 | 8.5783e-05 | 0.00017098 | 0.00012638 | 7.8691e-05 | 0.00012638 | 0.00011415 | 0.00022925 | 0.00011415 | 0 | 6.5591e-05 | 0.0001118 | 9.4431e-05 | 9.1992e-05 | 9.2746e-05 | 2.4161e-05 | -7.7773e-06 | 2.4128e-06 | 2.4128e-06 | 0.00011415 | 0.00011415 | 0.00011415 | 0.00011416 | 0.00011415 | 0.00011415 | 4.5468e-05 | 6.8027e-05 | 5.8924e-05 | 5.4272e-05 | 0.00022929 | 0.00011415 | 0.00011415 | 0.00011415 | 0.00011415 | 1.2032e-06 | 2.496e-05 | 5.3631e-05 | 7.0234e-05 | 7.1732e-05 | 9.4723e-05 | 8.6444e-05 | 8.2603e-05 | 8.8787e-05 | 9.8148e-05 | 2.6821e-06 | 2.6821e-06
05/26 01:00:00 | 5 | 26 | 1 | 3481 | WD | 0 | 5.067e-05 | 5.067e-05 | 8.715e-07 | 7.5132e-05 | 0.00025245 | 0.00011415 | 0 | 0 | 0.00013341 | 0.00047329 | -0.0015192 | 5.067e-05 | 1.0407e-05 | 9.19e-05 | 3.79e-05 | 9.19e-05 | 0.00011415 | 0.00022925 | 0.00011415 | 0 | 6.5591e-05 | 0.0001118 | 9.2636e-05 | 9.0551e-05 | 9.1195e-05 | 2.5225e-05 | 4.7689e-06 | 1.1296e-05 | 1.1296e-05 | 0.00011415 | 0.00011415 | 0.00011415 | 0.00011416 | 0.00011415 | 0.00011415 | 3.6463e-05 | 6.7924e-05 | 5.8637e-05 | 5.3892e-05 | 0.00022929 | 0.00011415 | 0.00011415 | 0.00011415 | 0.00011415 | 1.2032e-06 | 2.437e-05 | 5.3103e-05 | 6.9742e-05 | 6.6441e-05 | 9.4198e-05 | 8.6091e-05 | 8.2331e-05 | 8.8877e-05 | 9.9157e-05 | 4.2694e-06 | 4.2694e-06
05/26 02:00:00 | 5 | 26 | 2 | 3482 | WD | 0 | 6.5524e-05 | 6.5524e-05 | 0 | 7.4451e-05 | 0.00023244 | 0.00011415 | 0 | 0 | 5.4452e-05 | 0.00049389 | -0.0083281 | 6.5524e-05 | 6.1906e-05 | 8.5656e-05 | 6.0458e-05 | 8.5656e-05 | 0.00011415 | 0.00022925 | 0.00011415 | 0 | 6.5591e-05 | 0.0001118 | 9.2015e-05 | 8.9171e-05 | 9.005e-05 | 2.6235e-05 | 1.1918e-05 | 1.6486e-05 | 1.6486e-05 | 0.00011415 | 0.00011415 | 0.00011415 | 0.00011416 | 0.00011415 | 0.00011415 | 3.6473e-05 | 6.819e-05 | 6.0618e-05 | 5.6748e-05 | 0.00022929 | 0.00011415 | 0.00011415 | 0.00011415 | 0.00011415 | 1.23e-06 | 2.5894e-05 | 5.6002e-05 | 7.3438e-05 | 6.513e-05 | 9.3784e-05 | 8.6449e-05 | 8.3047e-05 | 8.8821e-05 | 9.937e-05 | -1.8032e-06 | -1.8032e-06
05/26 03:00:00 | 5 | 26 | 3 | 3483 | WD | 0 | 6.7703e-05 | 6.7703e-05 | 1.0592e-07 | 0 | 0.00022975 | 0.00011415 | 0 | 0 | 2.1781e-05 | 0.00040174 | -0.0036785 | 6.7703e-05 | 9.1274e-05 | 8.3946e-05 | 7.5152e-05 | 8.3946e-05 | 0.00011415 | 0.00022925 | 0.00011415 | 0 | 6.5591e-05 | 0.0001118 | 9.2933e-05 | 8.8879e-05 | 9.0132e-05 | 2.6964e-05 | 1.2154e-05 | 1.6879e-05 | 1.6879e-05 | 0.00011415 | 0.00011415 | 0.00011415 | 0.00011416 | 0.00011415 | 0.00011415 | 4.5596e-05 | 6.8975e-05 | 6.1912e-05 | 5.8304e-05 | 0.00022929 | 0.00011415 | 0.00011415 | 0.00011415 | 0.00011415 | 1.5508e-06 | 3.0373e-05 | 5.892e-05 | 7.5451e-05 | 7.0524e-05 | 9.3919e-05 | 8.6753e-05 | 8.3429e-05 | 8.8775e-05 | 9.9625e-05 | -2.3847e-06 | -2.3847e-06
05/26 04:00:00 | 5 | 26 | 4 | 3484 | WD | 0 | 8.9475e-05 | 8.9475e-05 | 0 | 7.4266e-05 | 0.00022651 | 0.00011415 | 0 | 0 | 2.1781e-05 | 0.00040406 | -0.0038682 | 8.9475e-05 | 0.00012468 | 8.2211e-05 | 9.5304e-05 | 8.2211e-05 | 0.00011415 | 0.00022925 | 0.00011415 | 0 | 6.5591e-05 | 0.0001118 | 0.00015199 | 8.8519e-05 | 0.00010814 | 2.6778e-05 | 1.228e-05 | 1.6906e-05 | 1.6906e-05 | 0.00011415 | 0.00011415 | 0.00011415 | 0.00011416 | 0.00011415 | 0.00011415 | 5.4768e-05 | 7.0282e-05 | 7.6832e-05 | 8.0178e-05 | 0.00022929 | 0.00011415 | 0.00011415 | 0.00011415 | 0.00011415 | 2.0054e-06 | 3.7834e-05 | 7.9583e-05 | 0.00010376 | 7.6543e-05 | 9.4188e-05 | 9.1479e-05 | 9.0223e-05 | 8.8742e-05 | 9.9854e-05 | -2.6434e-06 | -2.6434e-06
05/26 05:00:00 | 5 | 26 | 5 | 3485 | WD | 0 | 8.068e-05 | 8.068e-05 | 1.0299e-06 | 0 | 0.00021796 | 0.00011415 | 0 | 0 | 6.5342e-05 | 0.00037339 | -0.00076596 | 8.068e-05 | 0.00012146 | 8.1198e-05 | 9.1926e-05 | 8.1198e-05 | 0.00011415 | 0.00011463 | 0.00011415 | 4.8682e-06 | 6.5591e-05 | 0.0001118 | 0.0001456 | 9.2125e-05 | 0.00010865 | 2.926e-05 | 1.2395e-05 | 1.7776e-05 | 1.7776e-05 | 0.00011415 | 0.00011415 | 0.00011415 | 0.00011416 | 0.00011415 | 0.00011415 | 9.1181e-05 | 9.2871e-05 | 0.00010216 | 0.0001069 | 0.000151 | 0.00011415 | 0.00011415 | 0.00011415 | 0.00011415 | 8.5586e-06 | 6.4801e-05 | 0.00011157 | 0.00013865 | 9.3442e-05 | 9.8469e-05 | 9.4665e-05 | 9.2901e-05 | 8.8609e-05 | 9.9952e-05 | -8.9998e-06 | -8.9998e-06
05/26 06:00:00 | 5 | 26 | 6 | 3486 | WD | 6.9715e-05 | 9.5601e-05 | 9.5601e-05 | 1.7818e-06 | 0.0001164 | -1.5577e-12 | 0.00011415 | 0.00028765 | 0.00028765 | 0.00013613 | 0.0003597 | 0.0015105 | 9.5601e-05 | 0.00012238 | 8.7512e-05 | 9.058e-05 | 8.7512e-05 | 0.00011415 | 0 | 0.00011415 | 2.9531e-05 | 6.5591e-05 | 0.0001126 | 0.00013139 | 9.7132e-05 | 0.00010772 | 9.7055e-06 | 7.8425e-06 | 8.4369e-06 | 8.4369e-06 | 0.00011415 | 0.00011415 | 0.00011415 | 0.00011416 | 0.00011415 | 0.00011415 | 0.00012828 | 0.00012309 | 0.00013007 | 0.00013363 | 0 | 0.00011415 | 0.00011415 | 0.00011415 | 0.00011415 | 6.618e-05 | 0.00010786 | 0.00015097 | 0.00017593 | 0.00010902 | 0.00010702 | 9.559e-05 | 9.0288e-05 | 8.6586e-05 | 0.00012032 | 0.00026839 | 0.00026839
05/26 07:00:00 | 5 | 26 | 7 | 3487 | WD | 0.00016774 | 0.00011014 | 0.00011014 | 7.8274e-06 | 0.00012225 | 7.5464e-14 | 0.00011415 | 0.00067579 | 0.00067579 | 0.00015247 | -0.00076836 | 0.0022274 | 0.00011014 | -8.4911e-05 | 9.9871e-05 | 0.0001094 | 9.9871e-05 | 0.00011415 | 0 | 0.00011415 | 6.1944e-05 | 6.5591e-05 | 0.0001126 | 0.00011182 | 0.00011332 | 0.00011286 | 3.9447e-06 | 2.7455e-06 | 3.1281e-06 | 3.1281e-06 | 0.00011415 | 0.00011415 | 0.00011415 | 0.00011416 | 0.00011415 | 0.00011415 | 0.000149 | 0.00014024 | 0.00018893 | 0.00021381 | 0 | 0.00011415 | 0.00011415 | 0.00011415 | 0.00011415 | 0.00015614 | 0.00016778 | 0.00015635 | 0.00014974 | 0.00012111 | 0.00011814 | 0.00011864 | 0.00011886 | 9.3613e-05 | 0.00011361 | 0.00030643 | 0.00030643
05/26 08:00:00 | 5 | 26 | 8 | 3488 | WD | 0.00025905 | 0.00010819 | 0.00010819 | 9.2792e-06 | 0.00016782 | 4.7973e-13 | 0.00011415 | 0.00092164 | 0.00092164 | 0.00013613 | -0.00042112 | 0.0023519 | 0.00010819 | 1.2473e-05 | 0.00011103 | 9.8271e-05 | 0.00011103 | 0.00011415 | 0 | 0.00011415 | 0.00023654 | 0.00016398 | 0.0001685 | 0.00011571 | 0.00011574 | 0.00011573 | 2.6821e-06 | 8.6895e-07 | 1.4475e-06 | 1.4475e-06 | 0.00011415 | 0.00011415 | 0.00011415 | 0.00011416 | 0.00011415 | 0.00011415 | 0.00016895 | 0.00015337 | 0.00019337 | 0.00021381 | 0 | 0.00011415 | 0.00011415 | 0.00011415 | 0.00011415 | 0.00026797 | 0.0002264 | 0.00018156 | 0.0001556 | 0.00013618 | 0.0001234 | 0.00014844 | 0.00016006 | 9.4556e-05 | 0.00011128 | 0.00021618 | 0.00021618
05/26 09:00:00 | 5 | 26 | 9 | 3489 | WD | 0.0003439 | 0.00012367 | 0.00012367 | 9.4458e-06 | 0.00016826 | 1.5523e-12 | 0.00011415 | 0.00044872 | 0.00044872 | 5.9897e-05 | -0.00020801 | 0.0021438 | 0.00012367 | 8.3628e-05 | 0.00011108 | 0.00012421 | 0.00011108 | 0.00011415 | 0 | 0.00011415 | 0.00047113 | 0.00029516 | 0.0002244 | 0.00011938 | 0.00011698 | 0.00011772 | 3.1554e-06 | 4.851e-07 | 1.3371e-06 | 1.3371e-06 | 0.00011415 | 0.00011415 | 0.00011415 | 0.00011416 | 0.00011415 | 0.00011415 | 0.0001871 | 0.00015456 | 0.00019377 | 0.00021381 | 0 | 0.00011415 | 0.00011415 | 0.00011415 | 0.00011415 | 0.0003892 | 0.00024645 | 0.0001922 | 0.00016078 | 0.00014694 | 0.00012448 | 0.00015386 | 0.00016749 | 9.5008e-05 | 0.00010974 | 0.00017411 | 0.00017411
05/26 10:00:00 | 5 | 26 | 10 | 3490 | WD | 0.00042323 | 0.00014765 | 0.00014765 | 0.00045375 | 0.00016651 | 0.00021486 | 0.00011415 | 0.00030594 | 0.00030594 | 4.0839e-05 | -0.00014439 | 0.0018946 | 0.00014765 | 0.00020548 | 0.00011156 | 0.00015951 | 0.00011156 | 0.00011415 | 0 | 0.00011415 | 0.00047113 | 0.00029516 | 0.0002244 | 0.0001205 | 0.00011873 | 0.00011928 | 2.9636e-06 | 4.0745e-07 | 1.223e-06 | 1.223e-06 | 0.00011415 | 0.00011415 | 0.00011415 | 0.00011416 | 0.00011415 | 0.00011415 | 0.00018706 | 0.00015413 | 0.00019363 | 0.00021381 | 0 | 0.00011415 | 0.00011415 | 0.00011415 | 0.00011415 | 0.0004636 | 0.00024653 | 0.00019512 | 0.00016534 | 0.00014832 | 0.00012495 | 0.00015301 | 0.00016603 | 9.5048e-05 | 0.0001087 | 0.00014989 | 0.00014989
05/26 11:00:00 | 5 | 26 | 11 | 3491 | WD | 0.00048218 | 0.0001057 | 0.0001057 | -0.00043307 | 0.00016382 | 0.00021991 | 0.00011415 | 0 | 0 | 4.0839e-05 | 0.00097001 | 0.0016709 | 0.0001057 | 0.00026405 | 0.00011463 | 9.9556e-05 | 0.00011463 | 0.00011415 | 0 | 0.00011415 | 0.00047113 | 0.00029516 | 0.0002244 | 0.00014747 | 0.00011941 | 0.00012808 | 3.3501e-06 | 2.4415e-07 | 1.2351e-06 | 1.2351e-06 | 0.00011415 | 0.00011415 | 0.00011415 | 0.00011416 | 0.00011415 | 0.00011415 | 0.000187 | 0.00015348 | 0.00019341 | 0.00021381 | 0 | 0.00011415 | 0.00011415 | 0.00011415 | 0.00011415 | 0.00050363 | 0.00024632 | 0.00019707 | 0.00016856 | 0.00014853 | 0.00012498 | 0.00015452 | 0.00016821 | 9.506e-05 | 0.00010778 | 0.00013113 | 0.00013113
05/26 12:00:00 | 5 | 26 | 12 | 3492 | WD | 0.00051352 | 9.7025e-05 | 9.7025e-05 | 0.0010114 | 0.00013286 | 0.00021998 | 0.00011415 | 0 | 0 | 4.0839e-05 | 0.00062462 | 0.0014768 | 9.7025e-05 | 0.00021448 | 0.00011458 | 9.1884e-05 | 0.00011458 | 0.00011415 | 0 | 0.00011415 | 0.00047113 | 0.00029516 | 0.0002244 | 0.00012079 | 0.00012001 | 0.00012025 | 2.7204e-06 | 1.9189e-07 | 9.9861e-07 | 9.9861e-07 | 0.00011415 | 0.00011415 | 0.00011415 | 0.00011416 | 0.00011415 | 0.00011415 | 0.00018694 | 0.0001532 | 0.00019331 | 0.00021381 | 0 | 0.00011415 | 0.00011415 | 0.00011415 | 0.00011415 | 0.00052481 | 0.00024586 | 0.00024072 | 0.00023774 | 0.00014824 | 0.00012511 | 0.00015804 | 0.00017331 | 9.5066e-05 | 0.00010735 | 0.00011894 | 0.00011894
05/26 13:00:00 | 5 | 26 | 13 | 3493 | WD | 0.00050797 | 9.0852e-05 | 9.0852e-05 | 6.3567e-06 | 0.00010748 | 0.00021627 | 0.00011415 | 0 | 0 | 4.0839e-05 | 0.00048217 | 0.0013162 | 9.0852e-05 | 0.000178 | 0.00011115 | 8.7647e-05 | 0.00011115 | 0.00011415 | 0 | 0.00011415 | 0.00047113 | 0.00029516 | 0.0002244 | 0.00012226 | 0.00012544 | 0.00012446 | 2.6835e-06 | 2.3809e-07 | 1.0183e-06 | 1.0183e-06 | 0.00011415 | 0.00011415 | 0.00011415 | 0.00011416 | 0.00011415 | 0.00011415 | 0.00018653 | 0.00015279 | 0.00019317 | 0.00021381 | 0 | 0.00011415 | 0.00011415 | 0.00011415 | 0.00011415 | 0.00052533 | 0.00024525 | 0.00024056 | 0.00023785 | 0.00014656 | 0.00012689 | 0.00015695 | 0.0001709 | 9.5088e-05 | 0.00010691 | 0.00010138 | 0.00010138
05/26 14:00:00 | 5 | 26 | 14 | 3494 | WD | 0.00047248 | 8.3909e-05 | 8.3909e-05 | 2.924e-06 | 7.892e-05 | 0.00022375 | 0.00011415 | 0 | 0 | 4.0839e-05 | 0.00040992 | 0.0011454 | 8.3909e-05 | 0.00015641 | 0.00011051 | 8.2207e-05 | 0.00011051 | 0.00011415 | 0 | 0.00011415 | 0.00047113 | 0.00029516 | 0.0002244 | 0.00012242 | 0.00012564 | 0.00012464 | 2.6267e-06 | 1.9664e-07 | 9.7198e-07 | 9.7198e-07 | 0.00011415 | 0.00011415 | 0.00011415 | 0.00011416 | 0.00011415 | 0.00011415 | 0.00018548 | 0.00015218 | 0.00019297 | 0.00021381 | 0 | 0.00011415 | 0.00011415 | 0.00011415 | 0.00011415 | 0.00050614 | 0.00024314 | 0.00023893 | 0.0002365 | 0.00014587 | 0.00012677 | 0.00015481 | 0.00016782 | 9.5106e-05 | 0.00010663 | 8.9217e-05 | 8.9217e-05
05/26 15:00:00 | 5 | 26 | 15 | 3495 | WD | 0.0004119 | 9.4044e-05 | 9.4044e-05 | 2.6293e-06 | 0.00015656 | 0.00023635 | 0.00011415 | 0 | 0 | 4.0839e-05 | 0.00037442 | 0.0010074 | 9.4044e-05 | 0.00015098 | 0.00010956 | 8.512e-05 | 0.00010956 | 0.00011415 | 0 | 0.00011415 | 0.00047113 | 0.00029516 | 0.0002244 | 0.00011886 | 0.00012159 | 0.00012075 | 2.5511e-06 | 5.614e-08 | 8.5218e-07 | 8.5218e-07 | 0.00011415 | 0.00011415 | 0.00011415 | 0.00011416 | 0.00011415 | 0.00011415 | 0.00016661 | 0.00015069 | 0.00019246 | 0.00021381 | 0 | 0.00011415 | 0.00011415 | 0.00011415 | 0.00011415 | 0.00041887 | 0.00023592 | 0.00019172 | 0.00016613 | 0.00013403 | 0.00012489 | 0.00015417 | 0.00016775 | 9.5094e-05 | 0.00010667 | 9.1476e-05 | 9.1476e-05
05/26 16:00:00 | 5 | 26 | 16 | 3496 | WD | 0.00033104 | 8.3618e-05 | 8.3618e-05 | 0.00099675 | 7.8263e-05 | 0.00024949 | 0.00011415 | 0 | 0 | 4.0839e-05 | 0.00035659 | 0.00088186 | 8.3618e-05 | 0.00013924 | 0.00011092 | 8.024e-05 | 0.00011092 | 0.00011415 | 0 | 0.00011415 | 0.00047113 | 0.00029516 | 0.0002244 | 0.00011069 | 0.00012028 | 0.00011731 | 2.4643e-06 | -9.8701e-08 | 7.1905e-07 | 7.1905e-07 | 0.00011415 | 0.00011415 | 0.00011415 | 0.00011416 | 0.00011415 | 0.00011415 | 0.00014779 | 0.00014413 | 0.00015206 | 0.00015611 | 0 | 0.00011415 | 0.00011415 | 0.00011415 | 0.00011415 | 0.00031483 | 0.00021408 | 0.00015339 | 0.00011825 | 0.00012286 | 0.00012246 | 0.00014406 | 0.00015409 | 8.7491e-05 | 0.00010686 | 9.7493e-05 | 9.7493e-05
05/26 17:00:00 | 5 | 26 | 17 | 3497 | WD | 0.0002425 | 9.002e-05 | 9.002e-05 | -0.00099204 | 7.8845e-05 | -2.0051e-12 | 0.00011415 | 0.0010658 | 0.0010658 | 4.0839e-05 | -0.00054881 | 0.00079164 | 9.002e-05 | -4.5759e-05 | 0.00012 | 8.3093e-05 | 0.00012 | 0.00011415 | 0 | 0.00011415 | 0.00043963 | 0.00029516 | 0.0002244 | 0.00010948 | 0.00012024 | 0.00011691 | 2.2621e-06 | -3.6811e-08 | 6.9667e-07 | 6.9667e-07 | 0.00011415 | 0.00011415 | 0.00011415 | 0.00011416 | 0.00011415 | 0.00011415 | 0.00012914 | 0.00013924 | 0.00012923 | 0.00012411 | 0 | 0.00011415 | 0.00011415 | 0.00011415 | 0.00011415 | 0.00021595 | 0.00018733 | 0.00012635 | 9.1044e-05 | 0.00011311 | 0.00012097 | 0.00013541 | 0.00014211 | 8.7526e-05 | 0.000107 | 0.00010667 | 0.00010667
05/26 18:00:00 | 5 | 26 | 18 | 3498 | WD | 0.00014771 | 0.00010567 | 0.00010567 | 0.0010089 | 0.00016013 | -7.5459e-13 | 0.00011415 | 0.000995 | 0.000995 | 7.0788e-05 | -0.00043809 | 0.00076523 | 0.00010567 | 3.1822e-05 | 0.00013406 | 8.7023e-05 | 0.00013406 | 0.00011415 | 0 | 0.00011415 | 6.548e-05 | 6.5591e-05 | 0.0001126 | 0.00011012 | 0.00011759 | 0.00011528 | 2.0972e-06 | -1.6243e-07 | 5.5852e-07 | 5.5852e-07 | 0.00011415 | 0.00011415 | 0.00011415 | 0.00011416 | 0.00011415 | 0.00011415 | 0.00012867 | 0.00012817 | 0.00011248 | 0.00010446 | 0 | 0.00011415 | 0.00011415 | 0.00011415 | 0.00011415 | 0.00014459 | 0.00013723 | 9.7029e-05 | 7.3748e-05 | 0.00011147 | 0.00011654 | 0.0001086 | 0.00010492 | 8.756e-05 | 0.00010697 | 0.00012056 | 0.00012056
05/26 19:00:00 | 5 | 26 | 19 | 3499 | WD | 5.3263e-05 | 0.00013097 | 0.00013097 | -0.0010051 | 8.1308e-05 | -3.8268e-13 | 0.00011415 | 0.00066152 | 0.00066152 | 0.00015247 | -0.00021369 | 0.00071355 | 0.00013097 | 0.00018705 | 0.00014271 | 0.00012682 | 0.00014271 | 0.00011415 | 0 | 0.00011415 | 3.2339e-05 | 6.5591e-05 | 0.0001126 | 0.00010799 | 0.00011529 | 0.00011304 | 1.9654e-06 | -1.9388e-07 | 4.9505e-07 | 4.9505e-07 | 0.00011415 | 0.00011415 | 0.00011415 | 0.00011416 | 0.00011415 | 0.00011415 | 0.00011028 | 0.0001198 | 0.00010074 | 9.1006e-05 | 0 | 0.00011415 | 0.00011415 | 0.00011415 | 0.00011415 | 6.4799e-05 | 9.2349e-05 | 7.2872e-05 | 6.1594e-05 | 0.0001019 | 0.00011322 | 0.00010309 | 9.8399e-05 | 8.7562e-05 | 0.00010753 | 0.00012879 | 0.00012879
05/26 20:00:00 | 5 | 26 | 20 | 3500 | WD | 0 | 0.00012925 | 0.00012925 | 8.8172e-06 | 0.00016318 | -2.8565e-13 | 0.00011415 | 8.5513e-05 | 8.5513e-05 | 0.00021236 | -0.00010943 | 0.00065562 | 0.00012925 | 0.00014055 | 0.00014653 | 0.00010822 | 0.00014653 | 0.00011415 | 0.00011463 | 0.00011415 | 3.4837e-06 | 6.5591e-05 | 0.0001126 | 0.00010642 | 0.00010975 | 0.00010872 | 1.8602e-06 | -4.8924e-07 | 2.6036e-07 | 2.6036e-07 | 0.00011415 | 0.00011415 | 0.00011415 | 0.00011416 | 0.00011415 | 0.00011415 | 0.00010984 | 0.00010462 | 8.5961e-05 | 7.6429e-05 | 7.8299e-05 | 0.00011415 | 0.00011415 | 0.00011415 | 0.00011415 | 1.2835e-05 | 6.1277e-05 | 8.5277e-05 | 9.9174e-05 | 0.00010218 | 0.00011035 | 9.7562e-05 | 9.1633e-05 | 8.7555e-05 | 0.00010827 | 0.00017273 | 0.00017273
05/26 21:00:00 | 5 | 26 | 21 | 3501 | WD | 0 | 0.00013127 | 0.00013127 | 0.0010144 | 0.00016161 | 0 | 0.00011415 | 0 | 0 | 0.00028587 | -6.4334e-05 | 0.00055114 | 0.00013127 | 0.00013335 | 0.00014762 | 0.00011081 | 0.00014762 | 0.00011415 | 0.00022925 | 0.00011415 | 0 | 6.5591e-05 | 0.0001126 | 0.00010106 | 8.9808e-05 | 9.3285e-05 | 2.1109e-05 | -9.3216e-07 | 6.1001e-06 | 6.1001e-06 | 0.00011415 | 0.00011415 | 0.00011415 | 0.00011415 | 0.00011415 | 0.00011415 | 0.00010924 | 9.2279e-05 | 7.4921e-05 | 6.6052e-05 | 0.00022929 | 0.00011415 | 0.00011415 | 0.00011415 | 0.00011415 | 3.2016e-06 | 4.5412e-05 | 7.0785e-05 | 8.5478e-05 | 0.00010409 | 0.00010158 | 9.9133e-05 | 9.7999e-05 | 8.8233e-05 | 9.9803e-05 | 0.00021044 | 0.00021044
05/26 22:00:00 | 5 | 26 | 22 | 3502 | WD | 0 | 0.00011898 | 0.00011898 | 6.4989e-06 | 7.983e-05 | 2.0698e-12 | 0.00011415 | 0 | 0 | 0.00034305 | -4.2021e-05 | 0.00034514 | 0.00011898 | 0.00013523 | 0.00014405 | 0.0001121 | 0.00014405 | 0.00011415 | 0.00022925 | 0.00011415 | 0 | 6.5591e-05 | 0.0001118 | 9.9233e-05 | 8.0656e-05 | 8.6397e-05 | 2.8698e-05 | 1.0244e-05 | 1.6131e-05 | 1.6131e-05 | 0.00011415 | 0.00011415 | 0.00011415 | 0.00011415 | 0.00011415 | 0.00011415 | 0.00010883 | 6.9436e-05 | 6.3877e-05 | 6.1037e-05 | 0.00022929 | 0.00011415 | 0.00011415 | 0.00011415 | 0.00011415 | 2.0797e-06 | 3.3003e-05 | 6.2124e-05 | 7.8988e-05 | 0.00010255 | 9.1145e-05 | 9.2396e-05 | 9.2977e-05 | 8.844e-05 | 9.9075e-05 | 9.8938e-06 | 9.8938e-06
05/26 23:00:00 | 5 | 26 | 23 | 3503 | WD | 0 | 0.00010117 | 0.00010117 | 2.3382e-06 | 7.8176e-05 | 7.9772e-13 | 0.00011415 | 0 | 0 | 0.00034849 | 0.00095463 | -0.00072667 | 0.00010117 | 0.00024985 | 0.00013614 | 9.4203e-05 | 0.00013614 | 0.00011415 | 0.00022925 | 0.00011415 | 0 | 6.5591e-05 | 0.0001118 | 0.00012528 | 7.8596e-05 | 9.3024e-05 | 2.9843e-05 | 2.4032e-05 | 2.5886e-05 | 2.5886e-05 | 0.00011415 | 0.00011415 | 0.00011415 | 0.00011415 | 0.00011415 | 0.00011415 | 9.9691e-05 | 6.8344e-05 | 6.1493e-05 | 5.7992e-05 | 0.00022929 | 0.00011415 | 0.00011415 | 0.00011415 | 0.00011415 | 1.729e-06 | 2.6771e-05 | 5.7344e-05 | 7.5048e-05 | 9.7429e-05 | 9.0089e-05 | 9.1352e-05 | 9.1937e-05 | 8.8474e-05 | 9.8533e-05 | -3.927e-06 | -3.927e-06
05/26 24:00:00 | 5 | 26 | 24 | 3504 | WD | 0 | 8.2305e-05 | 8.2305e-05 | 1.8385e-06 | 7.6703e-05 | -1.3906e-12 | 0.00011415 | 0 | 0 | 0.00023959 | 0.00060089 | 0 | 8.2305e-05 | 0.00015833 | 0.00012638 | 7.375e-05 | 0.00012638 | 0.00011415 | 0.00022925 | 0.00011415 | 0 | 6.5591e-05 | 0.0001118 | 9.1473e-05 | 7.8447e-05 | 8.2472e-05 | 3.0252e-05 | 3.1017e-05 | 3.0773e-05 | 3.0773e-05 | 0.00011415 | 0.00011415 | 0.00011415 | 0.00011416 | 0.00011415 | 0.00011415 | 4.5468e-05 | 6.8027e-05 | 5.8924e-05 | 5.4272e-05 | 0.00022929 | 0.00011415 | 0.00011415 | 0.00011415 | 0.00011415 | 1.2032e-06 | 2.496e-05 | 5.3631e-05 | 7.0234e-05 | 7.1758e-05 | 8.9946e-05 | 8.5121e-05 | 8.2884e-05 | 8.8634e-05 | 9.8593e-05 | 1.0904e-06 | 1.0904e-06
05/27 01:00:00 | 5 | 27 | 1 | 3505 | WD | 0 | 4.6727e-05 | 4.6727e-05 | 9.9147e-07 | 7.5026e-05 | 0.00025245 | 0.00011415 | 0 | 0 | 0.00013341 | 0.0004034 | -0.0017286 | 4.6727e-05 | -6.5168e-07 | 9.19e-05 | 3.2303e-05 | 9.19e-05 | 0.00011415 | 0.00022925 | 0.00011415 | 0 | 6.5591e-05 | 0.0001118 | 9.0159e-05 | 7.8388e-05 | 8.2025e-05 | 3.0702e-05 | 1.7981e-05 | 2.204e-05 | 2.204e-05 | 0.00011415 | 0.00011415 | 0.00011415 | 0.00011416 | 0.00011415 | 0.00011415 | 3.6463e-05 | 6.7924e-05 | 5.8637e-05 | 5.3892e-05 | 0.00022929 | 0.00011415 | 0.00011415 | 0.00011415 | 0.00011415 | 1.2032e-06 | 2.437e-05 | 5.3103e-05 | 6.9742e-05 | 6.6467e-05 | 8.9907e-05 | 8.4921e-05 | 8.2609e-05 | 8.8714e-05 | 9.9567e-05 | 1.4342e-06 | 1.4342e-06
05/27 02:00:00 | 5 | 27 | 2 | 3506 | WD | 0 | 6.6236e-05 | 6.6236e-05 | -0.00097198 | 7.4448e-05 | 0.00023244 | 0.00011415 | 0 | 0 | 5.4452e-05 | 0.00045375 | -0.0077856 | 6.6236e-05 | 5.6005e-05 | 8.5656e-05 | 6.1472e-05 | 8.5656e-05 | 0.00011415 | 0.00022925 | 0.00011415 | 0 | 6.5591e-05 | 0.0001118 | 8.9689e-05 | 7.8853e-05 | 8.2202e-05 | 3.1102e-05 | 1.5151e-05 | 2.024e-05 | 2.024e-05 | 0.00011415 | 0.00011415 | 0.00011415 | 0.00011416 | 0.00011415 | 0.00011415 | 3.6473e-05 | 6.819e-05 | 6.0618e-05 | 5.6748e-05 | 0.00022929 | 0.00011415 | 0.00011415 | 0.00011415 | 0.00011415 | 1.23e-06 | 2.5894e-05 | 5.6002e-05 | 7.3438e-05 | 6.5188e-05 | 9.0159e-05 | 8.5465e-05 | 8.3288e-05 | 8.8763e-05 | 0.00010014 | -2.5101e-06 | -2.5101e-06
05/27 03:00:00 | 5 | 27 | 3 | 3507 | WD | 0 | 7.2563e-05 | 7.2563e-05 | 0.00097076 | 0 | 0.00022975 | 0.00011415 | 0 | 0 | 2.1781e-05 | 0.00039705 | -0.0040523 | 7.2563e-05 | 9.1305e-05 | 8.3946e-05 | 8.2071e-05 | 8.3946e-05 | 0.00011415 | 0.00022925 | 0.00011415 | 0 | 6.5591e-05 | 0.0001118 | 9.0329e-05 | 7.949e-05 | 8.284e-05 | 3.1474e-05 | 1.5042e-05 | 2.0284e-05 | 2.0284e-05 | 0.00011415 | 0.00011415 | 0.00011415 | 0.00011416 | 0.00011415 | 0.00011415 | 4.5596e-05 | 6.8975e-05 | 6.1912e-05 | 5.8304e-05 | 0.00022929 | 0.00011415 | 0.00011415 | 0.00011415 | 0.00011415 | 1.5508e-06 | 3.0373e-05 | 5.892e-05 | 7.5451e-05 | 7.0607e-05 | 9.0626e-05 | 8.5833e-05 | 8.361e-05 | 8.875e-05 | 0.0001005 | 1.0668e-06 | 1.0668e-06
05/27 04:00:00 | 5 | 27 | 4 | 3508 | WD | 0 | 8.614e-05 | 8.614e-05 | 1.3449e-07 | 7.4266e-05 | 0.00022651 | 0.00011415 | 0 | 0 | 2.1781e-05 | 0.00038372 | -0.0037625 | 8.614e-05 | 0.00011017 | 8.2211e-05 | 9.0556e-05 | 8.2211e-05 | 0.00011415 | 0.00022925 | 0.00011415 | 0 | 6.5591e-05 | 0.0001118 | 0.0001032 | 7.9983e-05 | 8.7159e-05 | 3.1907e-05 | 1.4971e-05 | 2.0375e-05 | 2.0375e-05 | 0.00011415 | 0.00011415 | 0.00011415 | 0.00011416 | 0.00011415 | 0.00011415 | 5.4768e-05 | 7.0282e-05 | 7.6832e-05 | 8.0178e-05 | 0.00022929 | 0.00011415 | 0.00011415 | 0.00011415 | 0.00011415 | 2.0054e-06 | 3.7834e-05 | 7.9583e-05 | 0.00010376 | 7.6158e-05 | 9.1195e-05 | 9.0638e-05 | 9.0379e-05 | 8.8713e-05 | 0.00010066 | -6.7899e-06 | -6.7899e-06
05/27 05:00:00 | 5 | 27 | 5 | 3509 | WD | 0 | 9.2597e-05 | 9.2597e-05 | 0 | 6.4925e-05 | 0.00021796 | 0.00011415 | 0 | 0 | 6.5342e-05 | 0.0003673 | -0.00069122 | 9.2597e-05 | 0.00012702 | 8.1198e-05 | 9.9093e-05 | 8.1198e-05 | 0.00011415 | 0.00011463 | 0.00011415 | 4.885e-06 | 6.5591e-05 | 0.0001118 | 0.00010637 | 8.4392e-05 | 9.1185e-05 | 3.233e-05 | 1.4881e-05 | 2.0448e-05 | 2.0448e-05 | 0.00011415 | 0.00011415 | 0.00011415 | 0.00011416 | 0.00011415 | 0.00011415 | 9.1181e-05 | 9.2871e-05 | 0.00010216 | 0.0001069 | 0.000151 | 0.00011415 | 0.00011415 | 0.00011415 | 0.00011415 | 8.5778e-06 | 6.4809e-05 | 0.00011157 | 0.00013866 | 9.3116e-05 | 9.5756e-05 | 9.3933e-05 | 9.3088e-05 | 8.858e-05 | 0.00010065 | -6.5617e-06 | -6.5617e-06
05/27 06:00:00 | 5 | 27 | 6 | 3510 | WD | 7.1016e-05 | 0.00010265 | 0.00010265 | 1.206e-06 | 8.7357e-05 | -1.5577e-12 | 0.00011415 | 0.00028818 | 0.00028818 | 0.00013613 | 0.00035668 | 0.0017511 | 0.00010265 | 0.00013626 | 8.7512e-05 | 0.00010499 | 8.7512e-05 | 0.00011415 | 0 | 0.00011415 | 2.9585e-05 | 6.5591e-05 | 0.0001126 | 0.00011103 | 9.0705e-05 | 9.6987e-05 | 1.2359e-05 | 7.3242e-06 | 8.9307e-06 | 8.9307e-06 | 0.00011415 | 0.00011415 | 0.00011415 | 0.00011416 | 0.00011415 | 0.00011415 | 0.00012828 | 0.00012309 | 0.00013007 | 0.00013363 | 0 | 0.00011415 | 0.00011415 | 0.00011415 | 0.00011415 | 6.6327e-05 | 0.0001079 | 0.00015098 | 0.00017594 | 0.00010889 | 0.00010478 | 9.4967e-05 | 9.0418e-05 | 8.6272e-05 | 0.00012147 | 0.00030961 | 0.00030961
05/27 07:00:00 | 5 | 27 | 7 | 3511 | WD | 0.00017025 | 0.00011681 | 0.00011681 | 5.8909e-06 | 8.19e-05 | 7.5464e-14 | 0.00011415 | 0.00067642 | 0.00067642 | 0.00015247 | -0.00087679 | 0.0024427 | 0.00011681 | -9.0958e-05 | 9.9871e-05 | 0.00012499 | 9.9871e-05 | 0.00011415 | 0 | 0.00011415 | 6.2003e-05 | 6.5591e-05 | 0.0001126 | 0.00010984 | 0.00010642 | 0.00010747 | 6.1671e-06 | 2.1531e-06 | 3.4337e-06 | 3.4337e-06 | 0.00011415 | 0.00011415 | 0.00011415 | 0.00011416 | 0.00011415 | 0.00011415 | 0.000149 | 0.00014024 | 0.00018893 | 0.00021381 | 0 | 0.00011415 | 0.00011415 | 0.00011415 | 0.00011415 | 0.00015628 | 0.00016784 | 0.00015638 | 0.00014975 | 0.00012114 | 0.00011573 | 0.00011766 | 0.00011856 | 9.4756e-05 | 0.00011488 | 0.00024196 | 0.00024196
05/27 08:00:00 | 5 | 27 | 8 | 3512 | WD | 0.00025818 | 0.00010343 | 0.00010343 | 7.0979e-06 | 0.00016778 | 4.7973e-13 | 0.00011415 | 0.00092226 | 0.00092226 | 0.00013613 | -0.00039235 | 0.0024996 | 0.00010343 | -1.0855e-05 | 0.00011103 | 9.1497e-05 | 0.00011103 | 0.00011415 | 0 | 0.00011415 | 0.0002367 | 0.00016398 | 0.0001685 | 0.00011492 | 0.00011017 | 0.00011164 | 5.3933e-06 | 7.8698e-07 | 2.2567e-06 | 2.2567e-06 | 0.00011415 | 0.00011415 | 0.00011415 | 0.00011416 | 0.00011415 | 0.00011415 | 0.00016895 | 0.00015337 | 0.00019337 | 0.00021381 | 0 | 0.00011415 | 0.00011415 | 0.00011415 | 0.00011415 | 0.0002682 | 0.00022647 | 0.0001816 | 0.00015562 | 0.00013618 | 0.00012145 | 0.00014789 | 0.00016015 | 9.4952e-05 | 0.0001118 | 0.00011118 | 0.00011118
05/27 09:00:00 | 5 | 27 | 9 | 3513 | WD | 0.00033932 | 0.00010961 | 0.00010961 | 0.00067824 | 0.00016823 | 1.5523e-12 | 0.00011415 | 0.00044872 | 0.00044872 | 5.9897e-05 | -0.00021873 | 0.0023134 | 0.00010961 | 6.9503e-05 | 0.00011108 | 0.00010421 | 0.00011108 | 0.00011415 | 0 | 0.00011415 | 0.00047113 | 0.00029516 | 0.0002244 | 0.00011953 | 0.00011132 | 0.00011386 | 5.0568e-06 | 3.3345e-07 | 1.8405e-06 | 1.8405e-06 | 0.00011415 | 0.00011415 | 0.00011415 | 0.00011416 | 0.00011415 | 0.00011415 | 0.0001871 | 0.00015456 | 0.00019377 | 0.00021381 | 0 | 0.00011415 | 0.00011415 | 0.00011415 | 0.00011415 | 0.00038968 | 0.00024645 | 0.00019222 | 0.00016081 | 0.00014691 | 0.00012249 | 0.00015368 | 0.00016814 | 9.5042e-05 | 0.00010943 | 1.8607e-05 | 1.8607e-05
05/27 10:00:00 | 5 | 27 | 10 | 3514 | WD | 0.00041531 | 0.00013314 | 0.00013314 | 0.00036203 | 0.00016649 | 0.00021486 | 0.00011415 | 0.00030594 | 0.00030594 | 4.0839e-05 | -0.00014427 | 0.0020564 | 0.00013314 | 0.00018956 | 0.00011156 | 0.00013885 | 0.00011156 | 0.00011415 | 0 | 0.00011415 | 0.00047113 | 0.00029516 | 0.0002244 | 0.00012109 | 0.00011203 | 0.00011483 | 4.7254e-06 | 1.4537e-07 | 1.6067e-06 | 1.6067e-06 | 0.00011415 | 0.00011415 | 0.00011415 | 0.00011416 | 0.00011415 | 0.00011415 | 0.00018706 | 0.00015413 | 0.00019363 | 0.00021381 | 0 | 0.00011415 | 0.00011415 | 0.00011415 | 0.00011415 | 0.00046413 | 0.00024653 | 0.00019515 | 0.00016539 | 0.00014828 | 0.00012258 | 0.00015299 | 0.00016709 | 9.5093e-05 | 0.00010794 | -1.58e-05 | -1.58e-05
05/27 11:00:00 | 5 | 27 | 11 | 3515 | WD | 0.00046573 | 7.9233e-05 | 7.9233e-05 | -0.0010092 | 0.00016379 | 0.00021991 | 0.00011415 | 0 | 0 | 4.0839e-05 | 0.00077275 | 0.0018544 | 7.9233e-05 | 0.00016412 | 0.00011463 | 6.1879e-05 | 0.00011463 | 0.00011415 | 0 | 0.00011415 | 0.00047113 | 0.00029516 | 0.0002244 | 0.0001493 | 0.00011424 | 0.00012507 | 4.879e-06 | 1.1538e-07 | 1.6352e-06 | 1.6352e-06 | 0.00011415 | 0.00011415 | 0.00011415 | 0.00011416 | 0.00011415 | 0.00011415 | 0.000187 | 0.00015348 | 0.00019341 | 0.00021381 | 0 | 0.00011415 | 0.00011415 | 0.00011415 | 0.00011415 | 0.00050417 | 0.00024632 | 0.0001971 | 0.00016861 | 0.00015096 | 0.00012313 | 0.00015562 | 0.00017069 | 0.0001149 | 0.0001063 | -6.7176e-05 | -6.7176e-05
05/27 12:00:00 | 5 | 27 | 12 | 3516 | WD | 0.00049413 | 7.2422e-05 | 7.2422e-05 | 6.4135e-06 | 0.00016112 | 0.00021998 | 0.00011415 | 0 | 0 | 4.0839e-05 | 0.00060957 | 0.0017174 | 7.2422e-05 | 0.00013951 | 0.00011458 | 5.2599e-05 | 0.00011458 | 0.00011415 | 0 | 0.00011415 | 0.00047113 | 0.00029516 | 0.0002244 | 0.00012437 | 0.00011598 | 0.00011857 | 4.1903e-06 | 3.6455e-08 | 1.3618e-06 | 1.3618e-06 | 0.00011415 | 0.00011415 | 0.00011415 | 0.00011416 | 0.00011415 | 0.00011415 | 0.00018694 | 0.0001532 | 0.00019331 | 0.00021381 | 0 | 0.00011415 | 0.00011415 | 0.00011415 | 0.00011415 | 0.00052551 | 0.00024586 | 0.00024076 | 0.0002378 | 0.00015277 | 0.00012364 | 0.00015997 | 0.00017681 | 0.00012686 | 0.00010535 | -9.6806e-05 | -9.6806e-05
05/27 13:00:00 | 5 | 27 | 13 | 3517 | WD | 0.0004913 | 6.1868e-05 | 6.1868e-05 | 0.001005 | 7.9541e-05 | 0.00021627 | 0.00011415 | 0 | 0 | 4.0839e-05 | 0.00047094 | 0.0015611 | 6.1868e-05 | 0.00013422 | 0.00011115 | 5.0604e-05 | 0.00011115 | 0.00011415 | 0 | 0.00011415 | 0.00047113 | 0.00029516 | 0.0002244 | 0.00012519 | 0.00011968 | 0.00012138 | 4.1676e-06 | -1.032e-07 | 1.2594e-06 | 1.2594e-06 | 0.00011415 | 0.00011415 | 0.00011415 | 0.00011416 | 0.00011415 | 0.00011415 | 0.00018653 | 0.00015279 | 0.00019317 | 0.00021381 | 0 | 0.00011415 | 0.00011415 | 0.00011415 | 0.00011415 | 0.00052612 | 0.00024525 | 0.0002406 | 0.00023792 | 0.00015128 | 0.00012482 | 0.00015864 | 0.00017433 | 0.00012826 | 0.00010497 | -9.9849e-05 | -9.9849e-05
05/27 14:00:00 | 5 | 27 | 14 | 3518 | WD | 0.00046079 | 6.347e-05 | 6.347e-05 | 3.2778e-06 | 7.8898e-05 | 0.00022375 | 0.00011415 | 0 | 0 | 4.0839e-05 | 0.00039609 | 0.0014387 | 6.347e-05 | 0.00012824 | 0.00011051 | 5.3115e-05 | 0.00011051 | 0.00011415 | 0 | 0.00011415 | 0.00047113 | 0.00029516 | 0.0002244 | 0.0001242 | 0.00011734 | 0.00011946 | 4.0781e-06 | -1.0711e-07 | 1.2282e-06 | 1.2282e-06 | 0.00011415 | 0.00011415 | 0.00011415 | 0.00011416 | 0.00011415 | 0.00011415 | 0.00018548 | 0.00015218 | 0.00019297 | 0.00021381 | 0 | 0.00011415 | 0.00011415 | 0.00011415 | 0.00011415 | 0.00050691 | 0.00024314 | 0.00023897 | 0.00023656 | 0.00014961 | 0.00012381 | 0.00015586 | 0.00017073 | 0.00012696 | 0.000105 | -0.00010684 | -0.00010684
05/27 15:00:00 | 5 | 27 | 15 | 3519 | WD | 0.00040357 | 7.5135e-05 | 7.5135e-05 | -0.00098853 | 0.00015655 | 0.00023635 | 0.00011415 | 0 | 0 | 4.0839e-05 | 0.00035391 | 0.0012896 | 7.5135e-05 | 0.00012187 | 0.00010956 | 5.8204e-05 | 0.00010956 | 0.00011415 | 0 | 0.00011415 | 0.00047113 | 0.00029516 | 0.0002244 | 0.00011963 | 0.00011159 | 0.00011407 | 3.9382e-06 | 2.1238e-08 | 1.271e-06 | 1.271e-06 | 0.00011415 | 0.00011415 | 0.00011415 | 0.00011416 | 0.00011415 | 0.00011415 | 0.00016661 | 0.00015069 | 0.00019246 | 0.00021381 | 0 | 0.00011415 | 0.00011415 | 0.00011415 | 0.00011415 | 0.00041953 | 0.00023592 | 0.00019175 | 0.00016618 | 0.00013552 | 0.00012134 | 0.00015469 | 0.00017016 | 0.00010959 | 0.00010532 | -9.6154e-05 | -9.6154e-05
05/27 16:00:00 | 5 | 27 | 16 | 3520 | WD | 0.00032754 | 6.8558e-05 | 6.8558e-05 | 0.00099736 | 7.8255e-05 | 0.00024949 | 0.00011415 | 0 | 0 | 4.0839e-05 | 0.00033261 | 0.0011462 | 6.8558e-05 | 0.00011409 | 0.00011092 | 5.8803e-05 | 0.00011092 | 0.00011415 | 0 | 0.00011415 | 0.00047113 | 0.00029516 | 0.0002244 | 0.00011099 | 0.00011283 | 0.00011226 | 3.7233e-06 | 4.2802e-07 | 1.4794e-06 | 1.4794e-06 | 0.00011415 | 0.00011415 | 0.00011415 | 0.00011416 | 0.00011415 | 0.00011415 | 0.00014779 | 0.00014413 | 0.00015206 | 0.00015611 | 0 | 0.00011415 | 0.00011415 | 0.00011415 | 0.00011415 | 0.00031519 | 0.00021408 | 0.00015341 | 0.00011827 | 0.00012284 | 0.00011981 | 0.00014432 | 0.00015569 | 8.7539e-05 | 0.00010595 | -6.8527e-05 | -6.8527e-05
05/27 17:00:00 | 5 | 27 | 17 | 3521 | WD | 0.00024333 | 9.0287e-05 | 9.0287e-05 | 3.2236e-06 | 7.8827e-05 | -2.0051e-12 | 0.00011415 | 0.0010662 | 0.0010662 | 4.0839e-05 | -0.00067804 | 0.0010346 | 9.0287e-05 | -7.5515e-05 | 0.00012 | 8.3475e-05 | 0.00012 | 0.00011415 | 0 | 0.00011415 | 0.0004398 | 0.00029516 | 0.0002244 | 0.0001088 | 0.00011466 | 0.00011284 | 3.3829e-06 | 5.3051e-07 | 1.4406e-06 | 1.4406e-06 | 0.00011415 | 0.00011415 | 0.00011415 | 0.00011416 | 0.00011415 | 0.00011415 | 0.00012914 | 0.00013924 | 0.00012923 | 0.00012411 | 0 | 0.00011415 | 0.00011415 | 0.00011415 | 0.00011415 | 0.00021609 | 0.00018737 | 0.00012637 | 9.105e-05 | 0.0001131 | 0.000119 | 0.0001351 | 0.00014258 | 8.7514e-05 | 0.00010672 | -3.6113e-05 | -3.6113e-05
05/27 18:00:00 | 5 | 27 | 18 | 3522 | WD | 0.00015181 | 0.00011509 | 0.00011509 | 8.1162e-06 | 0.0001601 | -7.5459e-13 | 0.00011415 | 0.00099928 | 0.00099928 | 7.0788e-05 | -0.00038035 | 0.00089109 | 0.00011509 | 6.4056e-05 | 0.00013406 | 0.00010044 | 0.00013406 | 0.00011415 | 0 | 0.00011415 | 6.5762e-05 | 6.5591e-05 | 0.0001126 | 0.00010865 | 0.00011404 | 0.00011237 | 3.0762e-06 | 4.6083e-07 | 1.2953e-06 | 1.2953e-06 | 0.00011415 | 0.00011415 | 0.00011415 | 0.00011416 | 0.00011415 | 0.00011415 | 0.00012867 | 0.00012817 | 0.00011248 | 0.00010446 | 0 | 0.00011415 | 0.00011415 | 0.00011415 | 0.00011415 | 0.00014513 | 0.00013752 | 9.7151e-05 | 7.3772e-05 | 0.00011149 | 0.0001153 | 0.00010797 | 0.00010457 | 8.7499e-05 | 0.00010741 | 0.00014253 | 0.00014253
05/27 19:00:00 | 5 | 27 | 19 | 3523 | WD | 5.7949e-05 | 0.00013616 | 0.00013616 | 4.701e-06 | 8.1288e-05 | -3.8268e-13 | 0.00011415 | 0.00068262 | 0.00068262 | 0.00015247 | -0.00022956 | 0.00078955 | 0.00013616 | 0.00018887 | 0.00014271 | 0.0001342 | 0.00014271 | 0.00011415 | 0 | 0.00011415 | 3.3371e-05 | 6.5591e-05 | 0.0001126 | 0.00011836 | 0.00011377 | 0.00011519 | 2.8509e-06 | 3.5136e-07 | 1.1488e-06 | 1.1488e-06 | 0.00011415 | 0.00011415 | 0.00011415 | 0.00011416 | 0.00011415 | 0.00011415 | 0.00011028 | 0.0001198 | 0.00010074 | 9.1006e-05 | 0 | 0.00011415 | 0.00011415 | 0.00011415 | 0.00011415 | 6.6716e-05 | 9.3315e-05 | 7.3281e-05 | 6.1681e-05 | 0.00010204 | 0.00011269 | 0.00010267 | 9.8018e-05 | 8.748e-05 | 0.00010819 | 0.00015803 | 0.00015803
05/27 20:00:00 | 5 | 27 | 20 | 3524 | WD | 0 | 0.00013352 | 0.00013352 | 1.0138e-05 | 0.00016311 | -2.8565e-13 | 0.00011415 | 8.7076e-05 | 8.7076e-05 | 0.00021236 | -0.00012232 | 0.00066655 | 0.00013352 | 0.00014549 | 0.00014653 | 0.00011431 | 0.00014653 | 0.00011415 | 0.00011463 | 0.00011415 | 3.5474e-06 | 6.5591e-05 | 0.0001126 | 0.00011691 | 0.000111 | 0.00011283 | 2.6523e-06 | 1.7364e-07 | 9.6447e-07 | 9.6447e-07 | 0.00011415 | 0.00011415 | 0.00011415 | 0.00011416 | 0.00011415 | 0.00011415 | 0.00010984 | 0.00010461 | 8.596e-05 | 7.6429e-05 | 7.8299e-05 | 0.00011415 | 0.00011415 | 0.00011415 | 0.00011415 | 1.2989e-05 | 6.1299e-05 | 8.5288e-05 | 9.9179e-05 | 0.00010231 | 0.00011079 | 9.7704e-05 | 9.1633e-05 | 8.7492e-05 | 0.00010873 | 0.00019789 | 0.00019789
05/27 21:00:00 | 5 | 27 | 21 | 3525 | WD | 0 | 0.00012747 | 0.00012747 | 8.4712e-06 | 0.00016151 | 0 | 0.00011415 | 0 | 0 | 0.00028587 | -6.2721e-05 | 0.00050305 | 0.00012747 | 0.0001271 | 0.00014762 | 0.00010543 | 0.00014762 | 0.00011415 | 0.00022925 | 0.00011415 | 0 | 6.5591e-05 | 0.0001126 | 0.00011051 | 9.5903e-05 | 0.00010042 | 2.0283e-05 | 1.5519e-07 | 6.5771e-06 | 6.5771e-06 | 0.00011415 | 0.00011415 | 0.00011415 | 0.00011415 | 0.00011415 | 0.00011415 | 0.00010924 | 9.2279e-05 | 7.4921e-05 | 6.6052e-05 | 0.00022929 | 0.00011415 | 0.00011415 | 0.00011415 | 0.00011415 | 3.2016e-06 | 4.5412e-05 | 7.0785e-05 | 8.5478e-05 | 0.00010419 | 0.00010373 | 9.9814e-05 | 9.7999e-05 | 8.8192e-05 | 9.9878e-05 | 0.00021332 | 0.00021332
05/27 22:00:00 | 5 | 27 | 22 | 3526 | WD | 0 | 0.00011357 | 0.00011357 | 0.0010073 | 7.9794e-05 | 2.0698e-12 | 0.00011415 | 0 | 0 | 0.00034305 | -4.1056e-05 | 0.0003044 | 0.00011357 | 0.0001226 | 0.00014405 | 0.00010441 | 0.00014405 | 0.00011415 | 0.00022925 | 0.00011415 | 0 | 6.5591e-05 | 0.0001118 | 0.00010147 | 9.1998e-05 | 9.4926e-05 | 2.7172e-05 | -1.2408e-05 | 2.2012e-07 | 2.2012e-07 | 0.00011415 | 0.00011415 | 0.00011415 | 0.00011415 | 0.00011415 | 0.00011415 | 0.00010883 | 6.9436e-05 | 6.3877e-05 | 6.1037e-05 | 0.00022929 | 0.00011415 | 0.00011415 | 0.00011415 | 0.00011415 | 2.0797e-06 | 3.3003e-05 | 6.2124e-05 | 7.8988e-05 | 0.00010254 | 9.5145e-05 | 9.362e-05 | 9.2913e-05 | 8.8369e-05 | 9.9462e-05 | 1.2082e-05 | 1.2082e-05
05/27 23:00:00 | 5 | 27 | 23 | 3527 | WD | 0 | 9.997e-05 | 9.997e-05 | 2.8463e-06 | 7.8122e-05 | 7.9772e-13 | 0.00011415 | 0 | 0 | 0.00034849 | 0.00099015 | 0 | 9.997e-05 | 0.00024536 | 0.00013614 | 9.2509e-05 | 0.00013614 | 0.00011415 | 0.00022925 | 0.00011415 | 0 | 6.5591e-05 | 0.0001118 | 0.00012782 | 9.2206e-05 | 0.00010321 | 2.8287e-05 | -1.2625e-05 | 4.2826e-07 | 4.2826e-07 | 0.00011415 | 0.00011415 | 0.00011415 | 0.00011415 | 0.00011415 | 0.00011415 | 9.9691e-05 | 6.8344e-05 | 6.1493e-05 | 5.7992e-05 | 0.00022929 | 0.00011415 | 0.00011415 | 0.00011415 | 0.00011415 | 1.729e-06 | 2.6771e-05 | 5.7344e-05 | 7.5048e-05 | 9.7398e-05 | 9.4889e-05 | 9.2908e-05 | 9.1989e-05 | 8.8402e-05 | 9.9163e-05 | -5.4735e-06 | -5.4735e-06
05/27 24:00:00 | 5 | 27 | 24 | 3528 | WD | 0 | 7.7728e-05 | 7.7728e-05 | 2.0286e-06 | 7.6672e-05 | -1.3906e-12 | 0.00011415 | 0 | 0 | 0.00023959 | 0.00063552 | 0 | 7.7728e-05 | 0.00015906 | 0.00012638 | 6.7239e-05 | 0.00012638 | 0.00011415 | 0.00022925 | 0.00011415 | 0 | 6.5591e-05 | 0.0001118 | 9.4626e-05 | 9.2253e-05 | 9.2987e-05 | 2.8238e-05 | -1.1193e-05 | 1.3876e-06 | 1.3876e-06 | 0.00011415 | 0.00011415 | 0.00011415 | 0.00011415 | 0.00011415 | 0.00011415 | 4.5468e-05 | 6.8027e-05 | 5.8924e-05 | 5.4272e-05 | 0.00022929 | 0.00011415 | 0.00011415 | 0.00011415 | 0.00011415 | 1.2032e-06 | 2.496e-05 | 5.3631e-05 | 7.0234e-05 | 7.1712e-05 | 9.481e-05 | 8.6671e-05 | 8.2897e-05 | 8.8525e-05 | 9.8976e-05 | 9.3309e-07 | 9.3309e-07
05/28 01:00:00 | 5 | 28 | 1 | 3529 | WD | 0 | 3.5608e-05 | 3.5608e-05 | 8.9841e-07 | 7.4978e-05 | 0.00025245 | 0.00011415 | 0 | 0 | 0.00013341 | 0.00020582 | 0 | 3.5608e-05 | -2.1501e-05 | 9.19e-05 | 1.6482e-05 | 9.19e-05 | 0.00011415 | 0.00022925 | 0.00011415 | 0 | 6.5591e-05 | 0.0001118 | 9.3551e-05 | 9.2266e-05 | 9.2663e-05 | 2.8758e-05 | -1.0831e-05 | 1.8e-06 | 1.8e-06 | 0.00011415 | 0.00011415 | 0.00011415 | 0.00011415 | 0.00011415 | 0.00011415 | 3.6463e-05 | 6.7924e-05 | 5.8637e-05 | 5.3892e-05 | 0.00022929 | 0.00011415 | 0.00011415 | 0.00011415 | 0.00011415 | 1.2032e-06 | 2.437e-05 | 5.3103e-05 | 6.9742e-05 | 6.6395e-05 | 9.4783e-05 | 8.6499e-05 | 8.2656e-05 | 8.8567e-05 | 9.8851e-05 | -4.248e-06 | -4.248e-06
05/28 02:00:00 | 5 | 28 | 2 | 3530 | WD | 0 | 5.0713e-05 | 5.0713e-05 | -0.0009718 | 7.4458e-05 | 0.00023244 | 0.00011415 | 0 | 0 | 5.4452e-05 | 0.00047469 | -0.0052531 | 5.0713e-05 | 2.6121e-05 | 8.5656e-05 | 3.9374e-05 | 8.5656e-05 | 0.00011415 | 0.00022925 | 0.00011415 | 0 | 6.5591e-05 | 0.0001118 | 9.3555e-05 | 9.2371e-05 | 9.2737e-05 | 2.9183e-05 | -1.1421e-05 | 1.5339e-06 | 1.5339e-06 | 0.00011415 | 0.00011415 | 0.00011415 | 0.00011416 | 0.00011415 | 0.00011415 | 3.6473e-05 | 6.819e-05 | 6.0618e-05 | 5.6748e-05 | 0.00022929 | 0.00011415 | 0.00011415 | 0.00011415 | 0.00011415 | 1.23e-06 | 2.5894e-05 | 5.6002e-05 | 7.3438e-05 | 6.508e-05 | 9.4902e-05 | 8.7024e-05 | 8.337e-05 | 8.858e-05 | 9.8948e-05 | -4.3135e-06 | -4.3135e-06
05/28 03:00:00 | 5 | 28 | 3 | 3531 | WD | 0 | 5.0854e-05 | 5.0854e-05 | 0.00097074 | 0 | 0.00022975 | 0.00011415 | 0 | 0 | 2.1781e-05 | 0.00040212 | -0.0045611 | 5.0854e-05 | 4.9343e-05 | 8.3946e-05 | 5.1167e-05 | 8.3946e-05 | 0.00011415 | 0.00022925 | 0.00011415 | 0 | 6.5591e-05 | 0.0001118 | 9.483e-05 | 9.2959e-05 | 9.3537e-05 | 2.9482e-05 | -1.5166e-05 | -9.2064e-07 | -9.2064e-07 | 0.00011415 | 0.00011415 | 0.00011415 | 0.00011416 | 0.00011415 | 0.00011415 | 4.5596e-05 | 6.8975e-05 | 6.1912e-05 | 5.8304e-05 | 0.00022929 | 0.00011415 | 0.00011415 | 0.00011415 | 0.00011415 | 1.5508e-06 | 3.0373e-05 | 5.892e-05 | 7.5451e-05 | 7.0464e-05 | 9.5347e-05 | 8.7412e-05 | 8.3731e-05 | 8.8538e-05 | 9.9195e-05 | -7.7942e-07 | -7.7942e-07
05/28 04:00:00 | 5 | 28 | 4 | 3532 | WD | 0 | 6.2092e-05 | 6.2092e-05 | 9.6226e-08 | 7.4257e-05 | 0.00022651 | 0.00011415 | 0 | 0 | 2.1781e-05 | 0.0003889 | -0.0040573 | 6.2092e-05 | 6.2164e-05 | 8.2211e-05 | 5.6325e-05 | 8.2211e-05 | 0.00011415 | 0.00022925 | 0.00011415 | 0 | 6.5591e-05 | 0.0001118 | 0.00010781 | 9.4179e-05 | 9.8392e-05 | 2.963e-05 | -1.811e-05 | -2.8787e-06 | -2.8787e-06 | 0.00011415 | 0.00011415 | 0.00011415 | 0.00011416 | 0.00011415 | 0.00011415 | 5.4768e-05 | 7.0282e-05 | 7.6832e-05 | 8.0178e-05 | 0.00022929 | 0.00011415 | 0.00011415 | 0.00011415 | 0.00011415 | 2.0054e-06 | 3.7834e-05 | 7.9583e-05 | 0.00010376 | 7.6022e-05 | 9.6171e-05 | 9.2327e-05 | 9.0544e-05 | 8.8497e-05 | 9.9303e-05 | -7.3872e-06 | -7.3872e-06
05/28 05:00:00 | 5 | 28 | 5 | 3533 | WD | 0 | 6.5901e-05 | 6.5901e-05 | -0.00097213 | 7.4805e-05 | 0.00021796 | 0.00011415 | 0 | 0 | 6.5342e-05 | 0.00036227 | -0.00095292 | 6.5901e-05 | 6.993e-05 | 8.1198e-05 | 5.9601e-05 | 8.1198e-05 | 0.00011415 | 0.00011463 | 0.00011415 | 5.4019e-06 | 6.5591e-05 | 0.0001118 | 0.0001107 | 9.8687e-05 | 0.0001024 | 3.0005e-05 | -1.8711e-05 | -3.1676e-06 | -3.1676e-06 | 0.00011415 | 0.00011415 | 0.00011415 | 0.00011415 | 0.00011415 | 0.00011415 | 9.1181e-05 | 9.2832e-05 | 0.00010215 | 0.0001069 | 0.00011465 | 0.00011415 | 0.00011415 | 0.00011415 | 0.00011415 | 1.0394e-05 | 6.4744e-05 | 0.00011161 | 0.00013876 | 9.2053e-05 | 0.00010051 | 9.3769e-05 | 9.0641e-05 | 8.8398e-05 | 9.9375e-05 | -7.1896e-06 | -7.1896e-06
05/28 06:00:00 | 5 | 28 | 6 | 3534 | WD | 7.0638e-05 | 6.7734e-05 | 6.7734e-05 | 1.7933e-06 | 7.7104e-05 | -1.5577e-12 | 0.00011415 | 0.00029711 | 0.00029711 | 0.00013613 | 0.0003425 | 0.0013625 | 6.7734e-05 | 6.9093e-05 | 8.7512e-05 | 5.6839e-05 | 8.7512e-05 | 0.00011415 | 0 | 0.00011415 | 3.0502e-05 | 6.5591e-05 | 0.0001126 | 0.00011556 | 0.00010442 | 0.00010786 | 1.1833e-05 | 1.7853e-06 | 4.9909e-06 | 4.9909e-06 | 0.00011415 | 0.00011415 | 0.00011415 | 0.00011416 | 0.00011415 | 0.00011415 | 0.00012828 | 0.00012307 | 0.00013006 | 0.00013363 | 0 | 0.00011415 | 0.00011415 | 0.00011415 | 0.00011415 | 6.8432e-05 | 0.00010856 | 0.0001513 | 0.00017604 | 0.00010878 | 0.00010955 | 9.6863e-05 | 9.0977e-05 | 8.6709e-05 | 0.00011876 | 0.00018364 | 0.00018364
05/28 07:00:00 | 5 | 28 | 7 | 3535 | WD | 0.00016464 | 8.4034e-05 | 8.4034e-05 | 0.0010181 | 8.1849e-05 | 7.5464e-14 | 0.00011415 | 0.00067418 | 0.00067418 | 0.00015247 | -0.00072837 | 0.002191 | 8.4034e-05 | -0.0001497 | 9.9871e-05 | 7.8344e-05 | 9.9871e-05 | 0.00011415 | 0 | 0.00011415 | 6.1797e-05 | 6.5591e-05 | 0.0001126 | 0.0001143 | 0.00012031 | 0.00011845 | 6.1781e-06 | 3.6045e-06 | 4.4256e-06 | 4.4256e-06 | 0.00011415 | 0.00011415 | 0.00011415 | 0.00011416 | 0.00011415 | 0.00011415 | 0.000149 | 0.00014024 | 0.00018893 | 0.00021381 | 0 | 0.00011415 | 0.00011415 | 0.00011415 | 0.00011415 | 0.00015621 | 0.00016762 | 0.0001563 | 0.00014975 | 0.00012107 | 0.00012058 | 0.00011973 | 0.00011933 | 9.5003e-05 | 0.00011222 | 9.1532e-05 | 9.1532e-05
05/28 08:00:00 | 5 | 28 | 8 | 3536 | WD | 0.00025498 | 8.6071e-05 | 8.6071e-05 | 7.6401e-06 | 0.00016763 | 4.7973e-13 | 0.00011415 | 0.0009183 | 0.0009183 | 0.00013613 | -0.00040468 | 0.0022869 | 8.6071e-05 | -5.5681e-05 | 0.00011103 | 6.6811e-05 | 0.00011103 | 0.00011415 | 0 | 0.00011415 | 0.00023568 | 0.00016398 | 0.0001685 | 0.0001179 | 0.0001218 | 0.0001206 | 5.4612e-06 | 7.3431e-07 | 2.2425e-06 | 2.2425e-06 | 0.00011415 | 0.00011415 | 0.00011415 | 0.00011416 | 0.00011415 | 0.00011415 | 0.00016895 | 0.00015337 | 0.00019337 | 0.00021381 | 0 | 0.00011415 | 0.00011415 | 0.00011415 | 0.00011415 | 0.00026737 | 0.00022598 | 0.00018139 | 0.00015557 | 0.00013615 | 0.00012552 | 0.00014952 | 0.00016065 | 9.5047e-05 | 0.00011007 | 2.3407e-05 | 2.3407e-05
05/28 09:00:00 | 5 | 28 | 9 | 3537 | WD | 0.00033874 | 9.6493e-05 | 9.6493e-05 | -0.00042442 | 0.00016814 | 1.5523e-12 | 0.00011415 | 0.00044872 | 0.00044872 | 5.9897e-05 | -0.00021493 | 0.0021321 | 9.6493e-05 | 4.5485e-05 | 0.00011108 | 8.5544e-05 | 0.00011108 | 0.00011415 | 0 | 0.00011415 | 0.00047113 | 0.00029516 | 0.0002244 | 0.00012139 | 0.00012247 | 0.00012214 | 5.0916e-06 | 4.2252e-07 | 1.9122e-06 | 1.9122e-06 | 0.00011415 | 0.00011415 | 0.00011415 | 0.00011416 | 0.00011415 | 0.00011415 | 0.0001871 | 0.00015456 | 0.00019377 | 0.00021381 | 0 | 0.00011415 | 0.00011415 | 0.00011415 | 0.00011415 | 0.00038808 | 0.00024645 | 0.00019216 | 0.00016073 | 0.00014691 | 0.0001264 | 0.0001551 | 0.00016842 | 9.507e-05 | 0.00010852 | -1.8675e-05 | -1.8675e-05
05/28 10:00:00 | 5 | 28 | 10 | 3538 | WD | 0.0004169 | 0.00011712 | 0.00011712 | 0.0013373 | 0.0001664 | 0.00021486 | 0.00011415 | 0.00030594 | 0.00030594 | 4.0839e-05 | -0.00014257 | 0.0019046 | 0.00011712 | 0.00015722 | 0.00011156 | 0.00011605 | 0.00011156 | 0.00011415 | 0 | 0.00011415 | 0.00047113 | 0.00029516 | 0.0002244 | 0.00012244 | 0.00012422 | 0.00012367 | 4.7472e-06 | 4.2293e-07 | 1.8026e-06 | 1.8026e-06 | 0.00011415 | 0.00011415 | 0.00011415 | 0.00011416 | 0.00011415 | 0.00011415 | 0.00018706 | 0.00015413 | 0.00019363 | 0.00021381 | 0 | 0.00011415 | 0.00011415 | 0.00011415 | 0.00011415 | 0.00046222 | 0.00024653 | 0.00019507 | 0.00016527 | 0.0001483 | 0.00012687 | 0.00015449 | 0.0001673 | 9.51e-05 | 0.00010747 | -4.1983e-05 | -4.1983e-05
05/28 11:00:00 | 5 | 28 | 11 | 3539 | WD | 0.00047521 | 7.9928e-05 | 7.9928e-05 | -0.0008847 | 0.00016368 | 0.00021991 | 0.00011415 | 0 | 0 | 4.0839e-05 | 0.00078531 | 0.0016897 | 7.9928e-05 | 0.00016679 | 0.00011463 | 6.2885e-05 | 0.00011463 | 0.00011415 | 0 | 0.00011415 | 0.00047113 | 0.00029516 | 0.0002244 | 0.00014885 | 0.00012623 | 0.00013322 | 5.1588e-06 | 4.7746e-07 | 1.9711e-06 | 1.9711e-06 | 0.00011415 | 0.00011415 | 0.00011415 | 0.00011416 | 0.00011415 | 0.00011415 | 0.000187 | 0.00015348 | 0.00019341 | 0.00021381 | 0 | 0.00011415 | 0.00011415 | 0.00011415 | 0.00011415 | 0.00050221 | 0.00024632 | 0.00019702 | 0.00016847 | 0.00014851 | 0.00012736 | 0.00015632 | 0.00016975 | 9.5117e-05 | 0.00010662 | -5.8523e-05 | -5.8523e-05
05/28 12:00:00 | 5 | 28 | 12 | 3540 | WD | 0.00050591 | 7.445e-05 | 7.445e-05 | 6.5757e-06 | 0.00016105 | 0.00021998 | 0.00011415 | 0 | 0 | 4.0839e-05 | 0.00059385 | 0.0015045 | 7.445e-05 | 0.00014719 | 0.00011458 | 5.5496e-05 | 0.00011458 | 0.00011415 | 0 | 0.00011415 | 0.00047113 | 0.00029516 | 0.0002244 | 0.00012286 | 0.00012722 | 0.00012587 | 4.2322e-06 | 3.073e-07 | 1.5596e-06 | 1.5596e-06 | 0.00011415 | 0.00011415 | 0.00011415 | 0.00011416 | 0.00011415 | 0.00011415 | 0.00018694 | 0.0001532 | 0.00019331 | 0.00021381 | 0 | 0.00011415 | 0.00011415 | 0.00011415 | 0.00011415 | 0.00052336 | 0.00024586 | 0.00024067 | 0.00023766 | 0.00014823 | 0.00012762 | 0.00015989 | 0.00017486 | 9.5122e-05 | 0.00010619 | -6.6264e-05 | -6.6264e-05
05/28 13:00:00 | 5 | 28 | 13 | 3541 | WD | 0.00050005 | 5.8581e-05 | 5.8581e-05 | 0.0010047 | 7.952e-05 | 0.00021627 | 0.00011415 | 0 | 0 | 4.0839e-05 | 0.00043233 | 0.0013174 | 5.8581e-05 | 0.00012181 | 0.00011115 | 4.5927e-05 | 0.00011115 | 0.00011415 | 0 | 0.00011415 | 0.00047113 | 0.00029516 | 0.0002244 | 0.00012424 | 0.00013228 | 0.0001298 | 4.1518e-06 | 2.2801e-07 | 1.4799e-06 | 1.4799e-06 | 0.00011415 | 0.00011415 | 0.00011415 | 0.00011416 | 0.00011415 | 0.00011415 | 0.00018653 | 0.00015279 | 0.00019317 | 0.00021381 | 0 | 0.00011415 | 0.00011415 | 0.00011415 | 0.00011415 | 0.00052376 | 0.00024525 | 0.00024051 | 0.00023777 | 0.00014655 | 0.00012928 | 0.00015876 | 0.00017243 | 9.5138e-05 | 0.0001057 | -8.898e-05 | -8.898e-05
05/28 14:00:00 | 5 | 28 | 14 | 3542 | WD | 0.00046582 | 5.7344e-05 | 5.7344e-05 | -0.00099198 | 7.8874e-05 | 0.00022375 | 0.00011415 | 0 | 0 | 4.0839e-05 | 0.00036735 | 0.0012002 | 5.7344e-05 | 0.00011229 | 0.00011051 | 4.4398e-05 | 0.00011051 | 0.00011415 | 0 | 0.00011415 | 0.00047113 | 0.00029516 | 0.0002244 | 0.00012475 | 0.00013352 | 0.00013081 | 3.9857e-06 | 3.2361e-07 | 1.492e-06 | 1.492e-06 | 0.00011415 | 0.00011415 | 0.00011415 | 0.00011416 | 0.00011415 | 0.00011415 | 0.00018548 | 0.00015218 | 0.00019297 | 0.00021381 | 0 | 0.00011415 | 0.00011415 | 0.00011415 | 0.00011415 | 0.00050483 | 0.00024314 | 0.0002389 | 0.00023644 | 0.00014663 | 0.00012952 | 0.00015681 | 0.00016947 | 0.00010235 | 0.00010533 | -0.00010087 | -0.00010087
05/28 15:00:00 | 5 | 28 | 15 | 3543 | WD | 0.00040498 | 6.1846e-05 | 6.1846e-05 | 2.5441e-06 | 0.00015648 | 0.00023635 | 0.00011415 | 0 | 0 | 4.0839e-05 | 0.00031999 | 0.0010669 | 6.1846e-05 | 9.3743e-05 | 0.00010956 | 3.9298e-05 | 0.00010956 | 0.00011415 | 0 | 0.00011415 | 0.00047113 | 0.00029516 | 0.0002244 | 0.00012197 | 0.0001305 | 0.00012786 | 3.8146e-06 | 2.2567e-07 | 1.3707e-06 | 1.3707e-06 | 0.00011415 | 0.00011415 | 0.00011415 | 0.00011416 | 0.00011415 | 0.00011415 | 0.00016661 | 0.00015069 | 0.00019246 | 0.00021381 | 0 | 0.00011415 | 0.00011415 | 0.00011415 | 0.00011415 | 0.0004195 | 0.00023592 | 0.00019177 | 0.0001662 | 0.00013639 | 0.000128 | 0.00015664 | 0.00016992 | 0.00011759 | 0.00010508 | -0.00010927 | -0.00010927
05/28 16:00:00 | 5 | 28 | 16 | 3544 | WD | 0.00032139 | 4.7317e-05 | 4.7317e-05 | 0.00099646 | 7.8226e-05 | 0.00024949 | 0.00011415 | 0 | 0 | 4.0839e-05 | 0.00028229 | 0.00095245 | 4.7317e-05 | 7.1412e-05 | 0.00011092 | 2.8572e-05 | 0.00011092 | 0.00011415 | 0 | 0.00011415 | 0.00047113 | 0.00029516 | 0.0002244 | 0.0001148 | 0.0001318 | 0.00012654 | 3.6178e-06 | 2.196e-07 | 1.3038e-06 | 1.3038e-06 | 0.00011415 | 0.00011415 | 0.00011415 | 0.00011416 | 0.00011415 | 0.00011415 | 0.00014779 | 0.00014413 | 0.00015206 | 0.00015611 | 0 | 0.00011415 | 0.00011415 | 0.00011415 | 0.00011415 | 0.00031369 | 0.00021408 | 0.00015336 | 0.00011819 | 0.00012573 | 0.00012648 | 0.00014708 | 0.00015663 | 0.00011467 | 0.00010502 | -0.00010776 | -0.00010776
05/28 17:00:00 | 5 | 28 | 17 | 3545 | WD | 0.00023627 | 5.7006e-05 | 5.7006e-05 | 3.3322e-06 | 7.8799e-05 | -2.0051e-12 | 0.00011415 | 0.0010611 | 0.0010611 | 4.0839e-05 | -0.00049976 | 0.00086664 | 5.7006e-05 | -8.5064e-05 | 0.00012 | 3.6104e-05 | 0.00012 | 0.00011415 | 0 | 0.00011415 | 0.00043769 | 0.00029516 | 0.0002244 | 0.00011358 | 0.00013343 | 0.0001273 | 3.3323e-06 | 2.9085e-07 | 1.2612e-06 | 1.2612e-06 | 0.00011415 | 0.00011415 | 0.00011415 | 0.00011416 | 0.00011415 | 0.00011415 | 0.00012914 | 0.00013924 | 0.00012923 | 0.00012411 | 0 | 0.00011415 | 0.00011415 | 0.00011415 | 0.00011415 | 0.0002143 | 0.00018684 | 0.00012615 | 9.1006e-05 | 0.00011666 | 0.00012559 | 0.00013848 | 0.00014446 | 0.0001211 | 0.00010524 | -0.0001066 | -0.0001066
05/28 18:00:00 | 5 | 28 | 18 | 3546 | WD | 0.00014571 | 7.9852e-05 | 7.9852e-05 | 7.2444e-06 | 0.00016007 | -7.5459e-13 | 0.00011415 | 0.00099444 | 0.00099444 | 7.0788e-05 | -0.00039917 | 0.00082181 | 7.9852e-05 | -1.0917e-06 | 0.00013406 | 5.0283e-05 | 0.00013406 | 0.00011415 | 0 | 0.00011415 | 6.5443e-05 | 6.5591e-05 | 0.0001126 | 0.00011379 | 0.00013177 | 0.00012621 | 3.0316e-06 | 1.573e-07 | 1.0744e-06 | 1.0744e-06 | 0.00011415 | 0.00011415 | 0.00011415 | 0.00011416 | 0.00011415 | 0.00011415 | 0.00012867 | 0.00012817 | 0.00011248 | 0.00010446 | 0 | 0.00011415 | 0.00011415 | 0.00011415 | 0.00011415 | 0.00014465 | 0.00013719 | 9.7019e-05 | 7.3755e-05 | 0.00011507 | 0.00012151 | 0.00011126 | 0.0001065 | 0.00012145 | 0.00010545 | 5.1639e-05 | 5.1639e-05
05/28 19:00:00 | 5 | 28 | 19 | 3547 | WD | 5.6007e-05 | 0.00010069 | 0.00010069 | -0.00056297 | 8.1242e-05 | -3.8268e-13 | 0.00011415 | 0.00068566 | 0.00068566 | 0.00015247 | -0.00020788 | 0.00077879 | 0.00010069 | 0.00013406 | 0.00014271 | 8.3714e-05 | 0.00014271 | 0.00011415 | 0 | 0.00011415 | 3.352e-05 | 6.5591e-05 | 0.0001126 | 0.00012308 | 0.00012916 | 0.00012728 | 2.8208e-06 | 2.753e-08 | 9.1874e-07 | 9.1874e-07 | 0.00011415 | 0.00011415 | 0.00011415 | 0.00011416 | 0.00011415 | 0.00011415 | 0.00011028 | 0.0001198 | 0.00010074 | 9.1006e-05 | 0 | 0.00011415 | 0.00011415 | 0.00011415 | 0.00011415 | 6.6989e-05 | 9.3418e-05 | 7.3329e-05 | 6.1696e-05 | 0.00010496 | 0.00011808 | 0.00010542 | 9.9544e-05 | 0.00011531 | 0.00010604 | 6.6623e-05 | 6.6623e-05
05/28 20:00:00 | 5 | 28 | 20 | 3548 | WD | 0 | 9.5428e-05 | 9.5428e-05 | 0.00057794 | 0.00016303 | -2.8565e-13 | 0.00011415 | 9.4968e-05 | 9.4968e-05 | 0.00021236 | -0.00010747 | 0.00070859 | 9.5428e-05 | 8.5053e-05 | 0.00014653 | 6.0097e-05 | 0.00014653 | 0.00011415 | 0.00011463 | 0.00011415 | 3.8689e-06 | 6.5591e-05 | 0.0001126 | 0.0001214 | 0.00012518 | 0.00012401 | 2.6454e-06 | -8.0078e-08 | 7.8949e-07 | 7.8949e-07 | 0.00011415 | 0.00011415 | 0.00011415 | 0.00011416 | 0.00011415 | 0.00011415 | 0.00010984 | 0.0001046 | 8.5956e-05 | 7.6429e-05 | 7.8299e-05 | 0.00011415 | 0.00011415 | 0.00011415 | 0.00011415 | 1.3681e-05 | 6.143e-05 | 8.5351e-05 | 9.9203e-05 | 0.00010472 | 0.00011575 | 9.9562e-05 | 9.2054e-05 | 0.00011061 | 0.0001065 | 9.3096e-05 | 9.3096e-05
05/28 21:00:00 | 5 | 28 | 21 | 3549 | WD | 0 | 8.9687e-05 | 8.9687e-05 | 8.0683e-06 | 0.00016144 | 0 | 0.00011415 | 0 | 0 | 0.00028587 | -6.2078e-05 | 0.00061441 | 8.9687e-05 | 6.8315e-05 | 0.00014762 | 5.1651e-05 | 0.00014762 | 0.00011415 | 0.00022925 | 0.00011415 | 0 | 6.5591e-05 | 0.0001126 | 0.00011498 | 0.00010852 | 0.00011052 | 1.8967e-05 | 4.5746e-08 | 6.0828e-06 | 6.0828e-06 | 0.00011415 | 0.00011415 | 0.00011415 | 0.00011415 | 0.00011415 | 0.00011415 | 0.00010924 | 9.2279e-05 | 7.4921e-05 | 6.6052e-05 | 0.00022929 | 0.00011415 | 0.00011415 | 0.00011415 | 0.00011415 | 3.2016e-06 | 4.5412e-05 | 7.0785e-05 | 8.5478e-05 | 0.00010645 | 0.00010818 | 0.0001013 | 9.8118e-05 | 0.00010977 | 0.00010147 | 0.00010075 | 0.00010075
05/28 22:00:00 | 5 | 28 | 22 | 3550 | WD | 0 | 7.5683e-05 | 7.5683e-05 | 0.0010074 | 7.9761e-05 | 2.0698e-12 | 0.00011415 | 0 | 0 | 0.00034305 | -4.1387e-05 | 0.00045243 | 7.5683e-05 | 6.4185e-05 | 0.00014405 | 5.0481e-05 | 0.00014405 | 0.00011415 | 0.00022925 | 0.00011415 | 0 | 6.5591e-05 | 0.0001118 | 0.00010611 | 0.00010557 | 0.00010574 | 2.5368e-05 | -3.0172e-05 | -1.2452e-05 | -1.2452e-05 | 0.00011415 | 0.00011415 | 0.00011415 | 0.00011415 | 0.00011415 | 0.00011415 | 0.00010883 | 6.9436e-05 | 6.3877e-05 | 6.1037e-05 | 0.00022929 | 0.00011415 | 0.00011415 | 0.00011415 | 0.00011415 | 2.0797e-06 | 3.3003e-05 | 6.2124e-05 | 7.8988e-05 | 0.00010471 | 9.993e-05 | 9.6147e-05 | 9.4392e-05 | 0.00010928 | 0.00010111 | -6.762e-06 | -6.762e-06
05/28 23:00:00 | 5 | 28 | 23 | 3551 | WD | 0 | 6.1673e-05 | 6.1673e-05 | -0.00098939 | 7.8135e-05 | 7.9772e-13 | 0.00011415 | 0 | 0 | 0.00034849 | 0.00047443 | 0 | 6.1673e-05 | 0.00010076 | 0.00013614 | 3.7991e-05 | 0.00013614 | 0.00011415 | 0.00022925 | 0.00011415 | 0 | 6.5591e-05 | 0.0001118 | 0.00013062 | 0.0001064 | 0.00011388 | 2.6967e-05 | -3.4355e-05 | -1.479e-05 | -1.479e-05 | 0.00011415 | 0.00011415 | 0.00011415 | 0.00011415 | 0.00011415 | 0.00011415 | 9.9691e-05 | 6.8344e-05 | 6.1493e-05 | 5.7992e-05 | 0.00022929 | 0.00011415 | 0.00011415 | 0.00011415 | 0.00011415 | 1.729e-06 | 2.6771e-05 | 5.7344e-05 | 7.5048e-05 | 9.9533e-05 | 9.9893e-05 | 9.5305e-05 | 9.3177e-05 | 0.00010924 | 0.00010085 | -1.3793e-05 | -1.3793e-05
05/28 24:00:00 | 5 | 28 | 24 | 3552 | WD | 0 | 4.0642e-05 | 4.0642e-05 | 1.849e-06 | 7.6655e-05 | -1.3906e-12 | 0.00011415 | 0 | 0 | 0.00023959 | 0.00018045 | 0 | 4.0642e-05 | 3.8325e-05 | 0.00012638 | 1.445e-05 | 0.00012638 | 0.00011415 | 0.00022925 | 0.00011415 | 0 | 6.5591e-05 | 0.0001118 | 9.9426e-05 | 0.00010661 | 0.00010439 | 2.647e-05 | -3.2281e-05 | -1.3536e-05 | -1.3536e-05 | 0.00011415 | 0.00011415 | 0.00011415 | 0.00011415 | 0.00011415 | 0.00011415 | 4.5468e-05 | 6.8027e-05 | 5.8924e-05 | 5.4272e-05 | 0.00022929 | 0.00011415 | 0.00011415 | 0.00011415 | 0.00011415 | 1.2032e-06 | 2.496e-05 | 5.3631e-05 | 7.0234e-05 | 7.3838e-05 | 9.9873e-05 | 8.8911e-05 | 8.3827e-05 | 0.0001092 | 0.00010068 | -5.744e-06 | -5.744e-06
05/29 01:00:00 | 5 | 29 | 1 | 3553 | WD | 0 | 2.4028e-05 | 2.4028e-05 | 0.00097511 | 7.4963e-05 | 0.00025245 | 0.00011415 | 0 | 0 | 0.00013341 | 0 | 0 | 2.4028e-05 | 0 | 9.19e-05 | 0 | 9.19e-05 | 0.00011415 | 0.00022925 | 0.00011415 | 0 | 6.5591e-05 | 0.0001118 | 9.837e-05 | 0.00010667 | 0.0001041 | 2.6712e-05 | -3.1752e-05 | -1.3099e-05 | -1.3099e-05 | 0.00011415 | 0.00011415 | 0.00011415 | 0.00011415 | 0.00011415 | 0.00011415 | 3.6463e-05 | 6.7924e-05 | 5.8637e-05 | 5.3892e-05 | 0.00022929 | 0.00011415 | 0.00011415 | 0.00011415 | 0.00011415 | 1.2032e-06 | 2.437e-05 | 5.3103e-05 | 6.9742e-05 | 6.8491e-05 | 9.9861e-05 | 8.8664e-05 | 8.3471e-05 | 0.00010901 | 0.00010057 | -8.9545e-06 | -8.9545e-06
05/29 02:00:00 | 5 | 29 | 2 | 3554 | WD | 0 | 2.3049e-05 | 2.3049e-05 | -0.00097067 | 7.442e-05 | 0.00023244 | 0.00011415 | 0 | 0 | 5.4452e-05 | 0 | 0 | 2.3049e-05 | 0 | 8.5656e-05 | 0 | 8.5656e-05 | 0.00011415 | 0.00022925 | 0.00011415 | 0 | 6.5591e-05 | 0.0001118 | 9.7877e-05 | 0.00010612 | 0.00010357 | 2.7178e-05 | -3.1182e-05 | -1.2562e-05 | -1.2562e-05 | 0.00011415 | 0.00011415 | 0.00011415 | 0.00011415 | 0.00011415 | 0.00011415 | 3.6473e-05 | 6.819e-05 | 6.0618e-05 | 5.6748e-05 | 0.00022929 | 0.00011415 | 0.00011415 | 0.00011415 | 0.00011415 | 1.23e-06 | 2.5894e-05 | 5.6002e-05 | 7.3438e-05 | 6.6033e-05 | 9.975e-05 | 8.9071e-05 | 8.4117e-05 | 9.8221e-05 | 0.00010041 | -5.0497e-06 | -5.0497e-06
05/29 03:00:00 | 5 | 29 | 3 | 3555 | WD | 0 | 1.6348e-05 | 1.6348e-05 | 0.00096979 | 0 | 0.00022975 | 0.00011415 | 0 | 0 | 2.1781e-05 | 2.5569e-05 | -0.0017937 | 1.6348e-05 | -5.1348e-06 | 8.3946e-05 | 2.0475e-06 | 8.3946e-05 | 0.00011415 | 0.00022925 | 0.00011415 | 0 | 6.5591e-05 | 0.0001118 | 9.8184e-05 | 0.00010457 | 0.0001026 | 2.7849e-05 | -2.9478e-05 | -1.1187e-05 | -1.1187e-05 | 0.00011415 | 0.00011415 | 0.00011415 | 0.00011415 | 0.00011415 | 0.00011415 | 4.5596e-05 | 6.8975e-05 | 6.1912e-05 | 5.8304e-05 | 0.00022929 | 0.00011415 | 0.00011415 | 0.00011415 | 0.00011415 | 1.5508e-06 | 3.0373e-05 | 5.892e-05 | 7.5451e-05 | 7.0389e-05 | 9.9441e-05 | 8.9152e-05 | 8.438e-05 | 8.8396e-05 | 0.0001003 | -7.3843e-06 | -7.3843e-06
05/29 04:00:00 | 5 | 29 | 4 | 3556 | WD | 0 | 3.2024e-05 | 3.2024e-05 | -0.00097001 | 7.425e-05 | 0.00022651 | 0.00011415 | 0 | 0 | 2.1781e-05 | 0.00016888 | -0.0028889 | 3.2024e-05 | 1.2973e-05 | 8.2211e-05 | 1.3524e-05 | 8.2211e-05 | 0.00011415 | 0.00022925 | 0.00011415 | 0 | 6.5591e-05 | 0.0001118 | 0.00015725 | 0.00010386 | 0.00012036 | 2.7534e-05 | -2.8565e-05 | -1.0667e-05 | -1.0667e-05 | 0.00011415 | 0.00011415 | 0.00011415 | 0.00011415 | 0.00011415 | 0.00011415 | 5.4768e-05 | 7.0282e-05 | 7.6832e-05 | 8.0178e-05 | 0.00022929 | 0.00011415 | 0.00011415 | 0.00011415 | 0.00011415 | 2.0054e-06 | 3.7834e-05 | 7.9583e-05 | 0.00010376 | 7.6396e-05 | 9.9585e-05 | 9.4042e-05 | 9.1471e-05 | 8.837e-05 | 0.0001003 | -1.2367e-05 | -1.2367e-05
05/29 05:00:00 | 5 | 29 | 5 | 3557 | WD | 0 | 3.1814e-05 | 3.1814e-05 | 5.9031e-07 | 0 | 0.00021796 | 0.00011415 | 0 | 0 | 6.5342e-05 | 0.00027929 | -0.0024877 | 3.1814e-05 | 2.54e-05 | 8.1198e-05 | 2.2364e-05 | 8.1198e-05 | 0.00011415 | 0.00011463 | 0.00011415 | 5.4034e-06 | 6.5591e-05 | 0.0001118 | 0.00015151 | 0.00010769 | 0.00012123 | 2.9408e-05 | -2.827e-05 | -9.8673e-06 | -9.8673e-06 | 0.00011415 | 0.00011415 | 0.00011415 | 0.00011415 | 0.00011415 | 0.00011415 | 9.1181e-05 | 9.2832e-05 | 0.00010215 | 0.0001069 | 0.00011465 | 0.00011415 | 0.00011415 | 0.00011415 | 0.00011415 | 1.0394e-05 | 6.4743e-05 | 0.00011161 | 0.00013876 | 9.2351e-05 | 0.00010369 | 9.5579e-05 | 9.1819e-05 | 8.8297e-05 | 0.00010043 | -1.3422e-05 | -1.3422e-05
05/29 06:00:00 | 5 | 29 | 6 | 3558 | WD | 6.8362e-05 | 4.9401e-05 | 4.9401e-05 | 1.5577e-06 | 0.00014009 | -1.5577e-12 | 0.00011415 | 0.00029696 | 0.00029696 | 0.00013613 | 0.00026524 | -0.00029504 | 4.9401e-05 | 2.5756e-05 | 8.7512e-05 | 2.124e-05 | 8.7512e-05 | 0.00011415 | 0 | 0.00011415 | 3.0487e-05 | 6.5591e-05 | 0.0001126 | 0.00013718 | 0.00011326 | 0.00012065 | 1.1394e-05 | -9.0417e-08 | 3.5738e-06 | 3.5738e-06 | 0.00011415 | 0.00011415 | 0.00011415 | 0.00011416 | 0.00011415 | 0.00011415 | 0.00012828 | 0.00012307 | 0.00013006 | 0.00013363 | 0 | 0.00011415 | 0.00011415 | 0.00011415 | 0.00011415 | 6.839e-05 | 0.00010854 | 0.00015129 | 0.00017604 | 0.00010891 | 0.00011262 | 9.8555e-05 | 9.2031e-05 | 8.6927e-05 | 0.00011507 | 8.691e-05 | 8.691e-05
05/29 07:00:00 | 5 | 29 | 7 | 3559 | WD | 0.00016061 | 5.8839e-05 | 5.8839e-05 | 0.00084622 | 9.6827e-05 | 7.5464e-14 | 0.00011415 | 0.00067338 | 0.00067338 | 0.00015247 | -0.00032991 | 0.00075922 | 5.8839e-05 | -0.00016523 | 9.9871e-05 | 4.0217e-05 | 9.9871e-05 | 0.00011415 | 0 | 0.00011415 | 6.1723e-05 | 6.5591e-05 | 0.0001126 | 0.0001172 | 0.00012966 | 0.0001258 | 6.0578e-06 | 3.8643e-06 | 4.5641e-06 | 4.5641e-06 | 0.00011415 | 0.00011415 | 0.00011415 | 0.00011416 | 0.00011415 | 0.00011415 | 0.000149 | 0.00014024 | 0.00018893 | 0.00021381 | 0 | 0.00011415 | 0.00011415 | 0.00011415 | 0.00011415 | 0.00015599 | 0.00016753 | 0.00015626 | 0.00014973 | 0.00012104 | 0.00012384 | 0.00012127 | 0.00012008 | 9.5106e-05 | 0.0001099 | -1.373e-05 | -1.373e-05
05/29 08:00:00 | 5 | 29 | 8 | 3560 | WD | 0.00025033 | 6.2991e-05 | 6.2991e-05 | -0.0003718 | 0.00016752 | 4.7973e-13 | 0.00011415 | 0.00091759 | 0.00091759 | 0.00013613 | -0.00016586 | 0.0010477 | 6.2991e-05 | -8.4775e-05 | 0.00011103 | 3.3975e-05 | 0.00011103 | 0.00011415 | 0 | 0.00011415 | 0.00023551 | 0.00016398 | 0.0001685 | 0.00012043 | 0.00013043 | 0.00012734 | 5.3728e-06 | 9.9697e-07 | 2.3931e-06 | 2.3931e-06 | 0.00011415 | 0.00011415 | 0.00011415 | 0.00011416 | 0.00011415 | 0.00011415 | 0.00016895 | 0.00015337 | 0.00019337 | 0.00021381 | 0 | 0.00011415 | 0.00011415 | 0.00011415 | 0.00011415 | 0.0002671 | 0.0002259 | 0.00018135 | 0.00015555 | 0.00013613 | 0.00012853 | 0.00015155 | 0.00016222 | 9.5133e-05 | 0.00010821 | -5.5177e-05 | -5.5177e-05
05/29 09:00:00 | 5 | 29 | 9 | 3561 | WD | 0.00033385 | 7.5499e-05 | 7.5499e-05 | -0.0004606 | 0.00016795 | 1.5523e-12 | 0.00011415 | 0.00044872 | 0.00044872 | 5.9897e-05 | -0.00011103 | 0.0011155 | 7.5499e-05 | 1.2341e-05 | 0.00011108 | 5.5687e-05 | 0.00011108 | 0.00011415 | 0 | 0.00011415 | 0.00047113 | 0.00029516 | 0.0002244 | 0.00012345 | 0.00012982 | 0.00012785 | 5.0292e-06 | 2.4162e-07 | 1.7691e-06 | 1.7691e-06 | 0.00011415 | 0.00011415 | 0.00011415 | 0.00011416 | 0.00011415 | 0.00011415 | 0.0001871 | 0.00015456 | 0.00019377 | 0.00021381 | 0 | 0.00011415 | 0.00011415 | 0.00011415 | 0.00011415 | 0.00038778 | 0.00024645 | 0.00019215 | 0.00016071 | 0.0001469 | 0.00012896 | 0.00015724 | 0.00017036 | 9.5146e-05 | 0.00010701 | -8.2649e-05 | -8.2649e-05
05/29 10:00:00 | 5 | 29 | 10 | 3562 | WD | 0.00041505 | 9.9495e-05 | 9.9495e-05 | 0.00037619 | 0.00016622 | 0.00021486 | 0.00011415 | 0.00030594 | 0.00030594 | 4.0839e-05 | -9.0556e-05 | 0.0010721 | 9.9495e-05 | 0.00012221 | 0.00011156 | 9.1e-05 | 0.00011156 | 0.00011415 | 0 | 0.00011415 | 0.00047113 | 0.00029516 | 0.0002244 | 0.00012379 | 0.00012993 | 0.00012803 | 4.7402e-06 | 1.1478e-07 | 1.5905e-06 | 1.5905e-06 | 0.00011415 | 0.00011415 | 0.00011415 | 0.00011416 | 0.00011415 | 0.00011415 | 0.00018706 | 0.00015413 | 0.00019363 | 0.00021381 | 0 | 0.00011415 | 0.00011415 | 0.00011415 | 0.00011415 | 0.00046252 | 0.00024653 | 0.00019509 | 0.0001653 | 0.00014829 | 0.00012886 | 0.00015613 | 0.00016878 | 9.5146e-05 | 0.00010645 | -9.3706e-05 | -9.3706e-05
05/29 11:00:00 | 5 | 29 | 11 | 3563 | WD | 0.00047304 | 6.3359e-05 | 6.3359e-05 | 0.00065368 | 0.00016363 | 0.00021991 | 0.00011415 | 0 | 0 | 4.0839e-05 | 0.00049088 | 0.0010076 | 6.3359e-05 | 0.00010425 | 0.00011463 | 3.9308e-05 | 0.00011463 | 0.00011415 | 0 | 0.00011415 | 0.00047113 | 0.00029516 | 0.0002244 | 0.00014957 | 0.00013005 | 0.00013609 | 5.3508e-06 | 6.1476e-08 | 1.7491e-06 | 1.7491e-06 | 0.00011415 | 0.00011415 | 0.00011415 | 0.00011416 | 0.00011415 | 0.00011415 | 0.000187 | 0.00015348 | 0.00019341 | 0.00021381 | 0 | 0.00011415 | 0.00011415 | 0.00011415 | 0.00011415 | 0.00050411 | 0.00024632 | 0.00019713 | 0.00016864 | 0.00015002 | 0.0001287 | 0.00015777 | 0.00017126 | 0.00010948 | 0.00010569 | -0.0001011 | -0.0001011
05/29 12:00:00 | 5 | 29 | 12 | 3564 | WD | 0.0004971 | 4.9951e-05 | 4.9951e-05 | 6.8961e-06 | 9.1289e-05 | 0.00021998 | 0.00011415 | 0 | 0 | 4.0839e-05 | 0.00038896 | 0.00093369 | 4.9951e-05 | 8.261e-05 | 0.00011458 | 3.1147e-05 | 0.00011458 | 0.00011415 | 0 | 0.00011415 | 0.00047113 | 0.00029516 | 0.0002244 | 0.0001252 | 0.00013225 | 0.00013007 | 4.2153e-06 | 2.1985e-07 | 1.4946e-06 | 1.4946e-06 | 0.00011415 | 0.00011415 | 0.00011415 | 0.00011416 | 0.00011415 | 0.00011415 | 0.00018694 | 0.0001532 | 0.00019331 | 0.00021381 | 0 | 0.00011415 | 0.00011415 | 0.00011415 | 0.00011415 | 0.00052341 | 0.00024586 | 0.00024067 | 0.00023767 | 0.0001512 | 0.00012938 | 0.00016181 | 0.00017685 | 0.00012324 | 0.00010499 | -0.00010732 | -0.00010732
05/29 13:00:00 | 5 | 29 | 13 | 3565 | WD | 0.00049214 | 5.1614e-05 | 5.1614e-05 | 3.2071e-06 | 0.00014831 | 0.00021627 | 0.00011415 | 0 | 0 | 4.0839e-05 | 0.00032009 | 0.00087048 | 5.1614e-05 | 6.7983e-05 | 0.00011115 | 2.5632e-05 | 0.00011115 | 0.00011415 | 0 | 0.00011415 | 0.00047113 | 0.00029516 | 0.0002244 | 0.00012744 | 0.00014005 | 0.00013615 | 4.0915e-06 | 3.7213e-07 | 1.5588e-06 | 1.5588e-06 | 0.00011415 | 0.00011415 | 0.00011415 | 0.00011416 | 0.00011415 | 0.00011415 | 0.00018653 | 0.00015279 | 0.00019317 | 0.00021381 | 0 | 0.00011415 | 0.00011415 | 0.00011415 | 0.00011415 | 0.00052405 | 0.00024525 | 0.00024053 | 0.00023779 | 0.00015122 | 0.000132 | 0.00016126 | 0.00017484 | 0.00013048 | 0.00010449 | -0.00011312 | -0.00011312
05/29 14:00:00 | 5 | 29 | 14 | 3566 | WD | 0.00046724 | 5.3003e-05 | 5.3003e-05 | 6.3906e-06 | 7.8845e-05 | 0.00022375 | 0.00011415 | 0 | 0 | 4.0839e-05 | 0.00044759 | 0.00078887 | 5.3003e-05 | 0.00010138 | 0.00011051 | 3.8224e-05 | 0.00011051 | 0.00011415 | 0 | 0.00011415 | 0.00047113 | 0.00029516 | 0.0002244 | 0.00012626 | 0.00013785 | 0.00013427 | 3.9814e-06 | 1.2706e-07 | 1.3568e-06 | 1.3568e-06 | 0.00011415 | 0.00011415 | 0.00011415 | 0.00011416 | 0.00011415 | 0.00011415 | 0.00018548 | 0.00015218 | 0.00019297 | 0.00021381 | 0 | 0.00011415 | 0.00011415 | 0.00011415 | 0.00011415 | 0.00050685 | 0.00024314 | 0.000239 | 0.00023661 | 0.00014969 | 0.00013104 | 0.0001583 | 0.00017095 | 0.00012899 | 0.00010469 | -0.00011289 | -0.00011289
05/29 15:00:00 | 5 | 29 | 15 | 3567 | WD | 0.00040529 | 5.4621e-05 | 5.4621e-05 | 2.9011e-06 | 9.5325e-05 | 0.00023635 | 0.00011415 | 0 | 0 | 4.0839e-05 | 0.0004294 | 0.00072327 | 5.4621e-05 | 0.00010142 | 0.00010956 | 3.8241e-05 | 0.00010956 | 0.00011415 | 0 | 0.00011415 | 0.00047113 | 0.00029516 | 0.0002244 | 0.00012197 | 0.00013111 | 0.00012829 | 3.8921e-06 | -2.9811e-07 | 1.0388e-06 | 1.0388e-06 | 0.00011415 | 0.00011415 | 0.00011415 | 0.00011416 | 0.00011415 | 0.00011415 | 0.00016661 | 0.00015069 | 0.00019246 | 0.00021381 | 0 | 0.00011415 | 0.00011415 | 0.00011415 | 0.00011415 | 0.00041993 | 0.00023592 | 0.00019179 | 0.00016624 | 0.00013647 | 0.00012821 | 0.00015722 | 0.00017068 | 0.00011834 | 0.00010486 | -0.00011577 | -0.00011577
05/29 16:00:00 | 5 | 29 | 16 | 3568 | WD | 0.00032504 | 6.1263e-05 | 6.1263e-05 | 2.9715e-06 | 0.00013935 | 0.00024949 | 0.00011415 | 0 | 0 | 4.0839e-05 | 0.00037178 | 0.00062932 | 6.1263e-05 | 9.905e-05 | 0.00011092 | 3.9201e-05 | 0.00011092 | 0.00011415 | 0 | 0.00011415 | 0.00047113 | 0.00029516 | 0.0002244 | 0.00011348 | 0.00012841 | 0.00012379 | 3.7278e-06 | -4.246e-07 | 9.0025e-07 | 9.0025e-07 | 0.00011415 | 0.00011415 | 0.00011415 | 0.00011416 | 0.00011415 | 0.00011415 | 0.00014779 | 0.00014413 | 0.00015206 | 0.00015611 | 0 | 0.00011415 | 0.00011415 | 0.00011415 | 0.00011415 | 0.00031394 | 0.00021408 | 0.00015337 | 0.00011821 | 0.00012405 | 0.00012529 | 0.00014679 | 0.00015677 | 9.8894e-05 | 0.00010525 | -0.00010571 | -0.00010571
05/29 17:00:00 | 5 | 29 | 17 | 3569 | WD | 0.00024116 | 7.2496e-05 | 7.2496e-05 | 0.0010011 | 7.8787e-05 | -2.0051e-12 | 0.00011415 | 0.0010649 | 0.0010649 | 4.0839e-05 | -0.00063943 | 0.00057127 | 7.2496e-05 | -0.00010156 | 0.00012 | 5.8156e-05 | 0.00012 | 0.00011415 | 0 | 0.00011415 | 0.00043925 | 0.00029516 | 0.0002244 | 0.00011124 | 0.00012686 | 0.00012203 | 3.4518e-06 | -3.1362e-07 | 8.8774e-07 | 8.8774e-07 | 0.00011415 | 0.00011415 | 0.00011415 | 0.00011416 | 0.00011415 | 0.00011415 | 0.00012914 | 0.00013924 | 0.00012923 | 0.00012411 | 0 | 0.00011415 | 0.00011415 | 0.00011415 | 0.00011415 | 0.00021583 | 0.00018723 | 0.00012632 | 9.1044e-05 | 0.0001131 | 0.00012329 | 0.00013748 | 0.00014406 | 8.7558e-05 | 0.00010585 | -8.658e-05 | -8.658e-05
05/29 18:00:00 | 5 | 29 | 18 | 3570 | WD | 0.00015245 | 9.4806e-05 | 9.4806e-05 | -0.00099682 | 0.00015164 | -7.5459e-13 | 0.00011415 | 0.0010122 | 0.0010122 | 7.0788e-05 | -0.00037354 | 0.00052376 | 9.4806e-05 | 3.5081e-05 | 0.00013406 | 7.2842e-05 | 0.00013406 | 0.00011415 | 0 | 0.00011415 | 6.6613e-05 | 6.5591e-05 | 0.0001126 | 0.00011098 | 0.00012368 | 0.00011975 | 3.1957e-06 | -2.6629e-07 | 8.3828e-07 | 8.3828e-07 | 0.00011415 | 0.00011415 | 0.00011415 | 0.00011416 | 0.00011415 | 0.00011415 | 0.00012867 | 0.00012817 | 0.00011248 | 0.00010446 | 0 | 0.00011415 | 0.00011415 | 0.00011415 | 0.00011415 | 0.00014717 | 0.00013841 | 9.7538e-05 | 7.3868e-05 | 0.00011147 | 0.00011867 | 0.0001098 | 0.00010568 | 8.7553e-05 | 0.00010632 | 8.4304e-05 | 8.4304e-05
05/29 19:00:00 | 5 | 29 | 19 | 3571 | WD | 5.8082e-05 | 0.00012063 | 0.00012063 | 0.0010174 | 8.9696e-05 | -3.8268e-13 | 0.00011415 | 0.00068859 | 0.00068859 | 0.00015247 | -0.00018747 | 0.00047781 | 0.00012063 | 0.00016676 | 0.00014271 | 0.00011084 | 0.00014271 | 0.00011415 | 0 | 0.00011415 | 3.3663e-05 | 6.5591e-05 | 0.0001126 | 0.0001082 | 0.00012022 | 0.00011651 | 3.0015e-06 | -3.7682e-07 | 7.0105e-07 | 7.0105e-07 | 0.00011415 | 0.00011415 | 0.00011415 | 0.00011416 | 0.00011415 | 0.00011415 | 0.00011028 | 0.0001198 | 0.00010074 | 9.1006e-05 | 0 | 0.00011415 | 0.00011415 | 0.00011415 | 0.00011415 | 6.7338e-05 | 9.3553e-05 | 7.3388e-05 | 6.171e-05 | 0.00010191 | 0.00011495 | 0.00010367 | 9.844e-05 | 8.7519e-05 | 0.00010718 | 0.00010667 | 0.00010667
05/29 20:00:00 | 5 | 29 | 20 | 3572 | WD | 0 | 0.00011675 | 0.00011675 | 9.9623e-06 | 0.00016295 | -2.8565e-13 | 0.00011415 | 9.5337e-05 | 9.5337e-05 | 0.00021236 | -9.4547e-05 | 0.00038764 | 0.00011675 | 0.00012017 | 0.00014653 | 9.0467e-05 | 0.00014653 | 0.00011415 | 0.00011463 | 0.00011415 | 3.8839e-06 | 6.5591e-05 | 0.0001126 | 0.00010727 | 0.00011595 | 0.00011326 | 2.8116e-06 | -2.8246e-07 | 7.0471e-07 | 7.0471e-07 | 0.00011415 | 0.00011415 | 0.00011415 | 0.00011416 | 0.00011415 | 0.00011415 | 0.00010984 | 0.0001046 | 8.5955e-05 | 7.6429e-05 | 7.8299e-05 | 0.00011415 | 0.00011415 | 0.00011415 | 0.00011415 | 1.3711e-05 | 6.1436e-05 | 8.5353e-05 | 9.9203e-05 | 0.00010219 | 0.00011252 | 9.825e-05 | 9.1633e-05 | 8.7509e-05 | 0.00010784 | 0.00013862 | 0.00013862
05/29 21:00:00 | 5 | 29 | 21 | 3573 | WD | 0 | 0.00010865 | 0.00010865 | 8.8018e-06 | 0.0001228 | 0 | 0.00011415 | 0 | 0 | 0.00028587 | -5.5625e-05 | 0.00026945 | 0.00010865 | 0.0001053 | 0.00014762 | 8.4473e-05 | 0.00014762 | 0.00011415 | 0.00022925 | 0.00011415 | 0 | 6.5591e-05 | 0.0001126 | 0.00010329 | 9.9635e-05 | 0.00010077 | 2.0029e-05 | -9.7221e-08 | 6.3243e-06 | 6.3243e-06 | 0.00011415 | 0.00011415 | 0.00011415 | 0.00011415 | 0.00011415 | 0.00011415 | 0.00010924 | 9.2279e-05 | 7.4921e-05 | 6.6052e-05 | 0.00022929 | 0.00011415 | 0.00011415 | 0.00011415 | 0.00011415 | 3.2016e-06 | 4.5412e-05 | 7.0785e-05 | 8.5478e-05 | 0.00010407 | 0.00010504 | 0.00010023 | 9.7999e-05 | 8.8032e-05 | 0.00010049 | 0.00015124 | 0.00015124
05/29 22:00:00 | 5 | 29 | 22 | 3574 | WD | 0 | 0.0001059 | 0.0001059 | 3.809e-06 | 0.00011782 | 2.0698e-12 | 0.00011415 | 0 | 0 | 0.00034305 | -3.728e-05 | 0.00010103 | 0.0001059 | 0.00010574 | 0.00014405 | 8.7748e-05 | 0.00014405 | 0.00011415 | 0.00022925 | 0.00011415 | 0 | 6.5591e-05 | 0.0001118 | 0.00010266 | 9.5474e-05 | 9.7695e-05 | 2.6799e-05 | -2.0894e-05 | -5.6771e-06 | -5.6771e-06 | 0.00011415 | 0.00011415 | 0.00011415 | 0.00011415 | 0.00011415 | 0.00011415 | 0.00010883 | 6.9436e-05 | 6.3877e-05 | 6.1037e-05 | 0.00022929 | 0.00011415 | 0.00011415 | 0.00011415 | 0.00011415 | 2.0797e-06 | 3.3003e-05 | 6.2124e-05 | 7.8988e-05 | 0.0001025 | 9.637e-05 | 9.4776e-05 | 9.4037e-05 | 8.824e-05 | 0.00010002 | -5.483e-07 | -5.483e-07
05/29 23:00:00 | 5 | 29 | 23 | 3575 | WD | 0 | 8.7961e-05 | 8.7961e-05 | 0.00099781 | 7.8106e-05 | 7.9772e-13 | 0.00011415 | 0 | 0 | 0.00034849 | 0.00090404 | 0 | 8.7961e-05 | 0.00020003 | 0.00013614 | 7.5417e-05 | 0.00013614 | 0.00011415 | 0.00022925 | 0.00011415 | 0 | 6.5591e-05 | 0.0001118 | 0.00012822 | 9.5319e-05 | 0.00010549 | 2.8042e-05 | -2.2136e-05 | -6.1267e-06 | -6.1267e-06 | 0.00011415 | 0.00011415 | 0.00011415 | 0.00011415 | 0.00011415 | 0.00011415 | 9.9691e-05 | 6.8344e-05 | 6.1493e-05 | 5.7992e-05 | 0.00022929 | 0.00011415 | 0.00011415 | 0.00011415 | 0.00011415 | 1.729e-06 | 2.6771e-05 | 5.7344e-05 | 7.5048e-05 | 9.7355e-05 | 9.5986e-05 | 9.3951e-05 | 9.3007e-05 | 8.8285e-05 | 9.9671e-05 | -1.1084e-05 | -1.1084e-05
05/29 24:00:00 | 5 | 29 | 24 | 3576 | WD | 0 | 7.3438e-05 | 7.3438e-05 | -0.00034281 | 7.6731e-05 | -1.3906e-12 | 0.00011415 | 0 | 0 | 0.00023959 | 0.00068661 | 0 | 7.3438e-05 | 0.0001557 | 0.00012638 | 6.1124e-05 | 0.00012638 | 0.00011415 | 0.00022925 | 0.00011415 | 0 | 6.5591e-05 | 0.0001118 | 9.5611e-05 | 9.4964e-05 | 9.5164e-05 | 2.7907e-05 | -1.9852e-05 | -4.6142e-06 | -4.6142e-06 | 0.00011415 | 0.00011415 | 0.00011415 | 0.00011415 | 0.00011415 | 0.00011415 | 4.5468e-05 | 6.8027e-05 | 5.8924e-05 | 5.4272e-05 | 0.00022929 | 0.00011415 | 0.00011415 | 0.00011415 | 0.00011415 | 1.2032e-06 | 2.496e-05 | 5.3631e-05 | 7.0234e-05 | 7.1673e-05 | 9.5766e-05 | 8.7407e-05 | 8.353e-05 | 8.8431e-05 | 9.9404e-05 | -2.5839e-06 | -2.5839e-06
05/30 01:00:00 | 5 | 30 | 1 | 3577 | WE | 0 | 2.5963e-05 | 2.5963e-05 | -0.00063442 | 7.5256e-05 | 0.00025245 | 0.00011415 | 0 | 0 | 0.00013341 | 3.1456e-05 | 0 | 2.5963e-05 | -3.0586e-05 | 9.281e-05 | 2.5189e-06 | 9.281e-05 | 0.00011415 | 0.00022925 | 0.00011415 | 0 | 1.6398e-05 | 1.3975e-05 | 9.7756e-05 | 9.485e-05 | 9.5748e-05 | -1.3305e-05 | -1.9207e-05 | -1.7324e-05 | -1.7324e-05 | 0.00011415 | 0.00011415 | 0.00011415 | 0.00011415 | 0.00011415 | 0.00011415 | 9.1034e-05 | 6.7538e-05 | 5.9021e-05 | 5.4669e-05 | 0.00022929 | 0.00011415 | 0.00011415 | 0.00011415 | 0.00011415 | 2.6738e-06 | 2.2169e-05 | 5.2933e-05 | 7.0747e-05 | 9.1842e-05 | 9.5499e-05 | 8.7209e-05 | 8.3363e-05 | 8.749e-05 | 9.9261e-05 | -6.7982e-06 | -6.7982e-06
05/30 02:00:00 | 5 | 30 | 2 | 3578 | WE | 0 | 4.0109e-05 | 4.0109e-05 | 5.2405e-07 | 7.4531e-05 | 0.00023244 | 0.00011415 | 0 | 0 | 5.4452e-05 | 0.00030162 | -0.00032118 | 4.0109e-05 | 9.8819e-06 | 8.6205e-05 | 2.4153e-05 | 8.6205e-05 | 0.00011415 | 0.00022925 | 0.00011415 | 0 | 1.6398e-05 | 1.3975e-05 | 9.6834e-05 | 9.4696e-05 | 9.5357e-05 | -2.844e-05 | -1.8928e-05 | -2.1963e-05 | -2.1963e-05 | 0.00011415 | 0.00011415 | 0.00011415 | 0.00011415 | 0.00011415 | 0.00011415 | 9.1034e-05 | 6.7578e-05 | 5.8145e-05 | 5.3326e-05 | 0.00022929 | 0.00011415 | 0.00011415 | 0.00011415 | 0.00011415 | 2.6738e-06 | 2.2396e-05 | 5.1915e-05 | 6.9009e-05 | 9.181e-05 | 9.5457e-05 | 8.6622e-05 | 8.2524e-05 | 8.723e-05 | 9.9213e-05 | -1.6003e-06 | -1.6003e-06
05/30 03:00:00 | 5 | 30 | 3 | 3579 | WE | 0 | 4.3096e-05 | 4.3096e-05 | 0.00070675 | 0 | 0.00022975 | 0.00011415 | 0 | 0 | 2.1781e-05 | 0.00050013 | -0.0054686 | 4.3096e-05 | 3.7806e-05 | 8.4304e-05 | 4.0049e-05 | 8.4304e-05 | 0.00011415 | 0.00022925 | 0.00011415 | 0 | 1.6398e-05 | 1.3975e-05 | 9.661e-05 | 9.4463e-05 | 9.5126e-05 | -3.0902e-05 | -1.8633e-05 | -2.2548e-05 | -2.2548e-05 | 0.00011415 | 0.00011415 | 0.00011415 | 0.00011415 | 0.00011415 | 0.00011415 | 9.1034e-05 | 6.8179e-05 | 5.8423e-05 | 5.3438e-05 | 0.00022929 | 0.00011415 | 0.00011415 | 0.00011415 | 0.00011415 | 2.6738e-06 | 2.5829e-05 | 5.3266e-05 | 6.9154e-05 | 9.1808e-05 | 9.5556e-05 | 8.6546e-05 | 8.2366e-05 | 8.7197e-05 | 9.9178e-05 | -3.8024e-06 | -3.8024e-06
05/30 04:00:00 | 5 | 30 | 4 | 3580 | WE | 0 | 6.0234e-05 | 6.0234e-05 | -0.00070657 | 7.4321e-05 | 0.00022651 | 0.00011415 | 0 | 0 | 2.1781e-05 | 0.00043674 | -0.0047868 | 6.0234e-05 | 5.9779e-05 | 8.2413e-05 | 5.3628e-05 | 8.2413e-05 | 0.00011415 | 0.00022925 | 0.00011415 | 0 | 1.6398e-05 | 1.3975e-05 | 0.00010828 | 9.4665e-05 | 9.8872e-05 | -3.2241e-05 | -1.8801e-05 | -2.3089e-05 | -2.3089e-05 | 0.00011415 | 0.00011415 | 0.00011415 | 0.00011415 | 0.00011415 | 0.00011415 | 9.1034e-05 | 6.9401e-05 | 6.1076e-05 | 5.6823e-05 | 0.00022929 | 0.00011415 | 0.00011415 | 0.00011415 | 0.00011415 | 2.6738e-06 | 3.2805e-05 | 5.8598e-05 | 7.3534e-05 | 9.1918e-05 | 9.5996e-05 | 8.724e-05 | 8.3178e-05 | 8.7165e-05 | 9.9172e-05 | -6.6277e-09 | -6.6277e-09
05/30 05:00:00 | 5 | 30 | 5 | 3581 | WE | 0 | 5.7049e-05 | 5.7049e-05 | 5.4501e-07 | 0 | 0.00021796 | 0.00011415 | 0 | 0 | 6.5342e-05 | 0.00040529 | -0.0018365 | 5.7049e-05 | 6.8739e-05 | 8.158e-05 | 5.8207e-05 | 8.158e-05 | 0.00011415 | 0.00011463 | 0.00011415 | 1.3552e-06 | 1.6398e-05 | 1.3975e-05 | 0.00010741 | 9.798e-05 | 0.0001009 | -3.3338e-05 | -1.8925e-05 | -2.3524e-05 | -2.3524e-05 | 0.00011415 | 0.00011415 | 0.00011415 | 0.00011415 | 0.00011415 | 0.00011415 | 9.1034e-05 | 8.6547e-05 | 7.4556e-05 | 6.8429e-05 | 0.00011465 | 0.00011415 | 0.00011415 | 0.00011415 | 0.00011415 | 1.0009e-05 | 5.0094e-05 | 7.4617e-05 | 8.8818e-05 | 8.9073e-05 | 9.829e-05 | 8.4855e-05 | 7.8623e-05 | 8.7134e-05 | 9.9271e-05 | -3.2536e-06 | -3.2536e-06
05/30 06:00:00 | 5 | 30 | 6 | 3582 | WE | 7.0634e-05 | 6.9011e-05 | 6.9011e-05 | 1.5603e-06 | 0.00011491 | -1.5577e-12 | 0.00011415 | 0.00029756 | 0.00029756 | 0.00013613 | 0.00036327 | 0.00064052 | 6.9011e-05 | 6.4338e-05 | 8.8117e-05 | 5.2826e-05 | 8.8117e-05 | 0.00011415 | 0 | 0.00011415 | 7.6369e-06 | 1.6398e-05 | 1.4769e-05 | 0.00010812 | 0.00010386 | 0.00010518 | -5.1676e-05 | 1.7338e-06 | -1.5307e-05 | -1.5307e-05 | 0.00011415 | 0.00011415 | 0.00011415 | 0.00011416 | 0.00011415 | 0.00011415 | 9.1034e-05 | 0.00011629 | 9.2592e-05 | 8.0485e-05 | 0 | 0.00011415 | 0.00011415 | 0.00011415 | 0.00011415 | 4.7098e-05 | 8.6053e-05 | 9.8707e-05 | 0.00010603 | 8.6243e-05 | 0.00010724 | 9.0384e-05 | 8.2568e-05 | 8.5461e-05 | 0.00011879 | 2.3526e-05 | 2.3526e-05
05/30 07:00:00 | 5 | 30 | 7 | 3583 | WE | 0.0001646 | 8.7649e-05 | 8.7649e-05 | 6.9867e-06 | 0.00012544 | 7.5442e-14 | 0.00011415 | 0.00067426 | 0.00067426 | 0.00015247 | -0.00070359 | 0.0016305 | 8.7649e-05 | -0.00014957 | 0.00010137 | 7.6598e-05 | 0.00010137 | 0.00011415 | 0 | 0.00011415 | 1.5451e-05 | 1.6398e-05 | 1.4769e-05 | 0.00010406 | 0.00012034 | 0.0001153 | -6.022e-05 | 3.5803e-06 | -1.6775e-05 | -1.6775e-05 | 0.00011415 | 0.00011415 | 0.00011415 | 0.00011416 | 0.00011415 | 0.00011415 | 9.1034e-05 | 0.00013598 | 0.00010621 | 9.0996e-05 | 0 | 0.00011415 | 0.00011415 | 0.00011415 | 0.00011415 | 9.2806e-05 | 0.00014517 | 0.00013054 | 0.00012207 | 8.6204e-05 | 0.00011915 | 9.6905e-05 | 8.6586e-05 | 8.6509e-05 | 0.00011234 | -8.788e-05 | -8.788e-05
05/30 08:00:00 | 5 | 30 | 8 | 3584 | WE | 0.00025565 | 8.7645e-05 | 8.7645e-05 | 8.5727e-06 | 0.00018538 | 4.7973e-13 | 0.00011415 | 0.00091921 | 0.00091921 | 0.00013613 | -0.00038535 | 0.0018544 | 8.7645e-05 | -5.6156e-05 | 0.000114 | 6.575e-05 | 0.000114 | 0.00011415 | 0 | 0.00011415 | 2.3592e-05 | 1.6398e-05 | 1.4769e-05 | 0.00010428 | 0.0001216 | 0.00011625 | -7.1391e-05 | 8.5469e-07 | -2.2196e-05 | -2.2196e-05 | 0.00011415 | 0.00011415 | 0.00011415 | 0.00011416 | 0.00011415 | 0.00011415 | 9.1034e-05 | 0.00014804 | 0.00011622 | 9.9958e-05 | 0 | 0.00011415 | 0.00011415 | 0.00011415 | 0.00011415 | 0.00014074 | 0.00020577 | 0.00016192 | 0.00013653 | 8.6199e-05 | 0.00012352 | 0.00010459 | 9.5808e-05 | 8.708e-05 | 0.00011018 | -0.00011749 | -0.00011749
05/30 09:00:00 | 5 | 30 | 9 | 3585 | WE | 0.00034288 | 0.00010243 | 0.00010243 | 0.0010436 | 0.00024072 | 1.5523e-12 | 0.00011415 | 0.00044872 | 0.00044872 | 5.9897e-05 | -0.00020596 | 0.0017926 | 0.00010243 | 4.1666e-05 | 0.00011567 | 8.2079e-05 | 0.00011567 | 0.00011415 | 0 | 0.00011415 | 2.6174e-05 | 1.6398e-05 | 1.4769e-05 | 0.00010542 | 0.00012267 | 0.00011734 | -7.4871e-05 | 4.9344e-07 | -2.3552e-05 | -2.3552e-05 | 0.00011415 | 0.00011415 | 0.00011415 | 0.00011416 | 0.00011415 | 0.00011415 | 9.1034e-05 | 0.00014946 | 0.00011937 | 0.000104 | 0 | 0.00011415 | 0.00011415 | 0.00011415 | 0.00011415 | 0.0001877 | 0.00022463 | 0.0001738 | 0.00014437 | 8.6202e-05 | 0.00012478 | 0.00010715 | 9.8979e-05 | 8.7135e-05 | 0.00010865 | -0.00011632 | -0.00011632
05/30 10:00:00 | 5 | 30 | 10 | 3586 | WE | 0.00042141 | 0.00011875 | 0.00011875 | 9.3361e-06 | 0.00016894 | 0.00021486 | 0.00011415 | 0.00030594 | 0.00030594 | 4.0839e-05 | -0.00013679 | 0.0016156 | 0.00011875 | 0.00015806 | 0.00011778 | 0.0001167 | 0.00011778 | 0.00011415 | 0 | 0.00011415 | 2.6174e-05 | 1.6398e-05 | 1.4769e-05 | 0.00010534 | 0.00012438 | 0.00011849 | -7.5808e-05 | 4.214e-07 | -2.39e-05 | -2.39e-05 | 0.00011415 | 0.00011415 | 0.00011415 | 0.00011416 | 0.00011415 | 0.00011415 | 9.1034e-05 | 0.00014938 | 0.00011814 | 0.00010218 | 0 | 0.00011415 | 0.00011415 | 0.00011415 | 0.00011415 | 0.0002236 | 0.00022374 | 0.0001731 | 0.00014377 | 8.6194e-05 | 0.00012549 | 0.00010651 | 9.7702e-05 | 8.7191e-05 | 0.00010755 | -0.00011666 | -0.00011666
05/30 11:00:00 | 5 | 30 | 11 | 3587 | WE | 0.00047646 | 7.7159e-05 | 7.7159e-05 | 8.1704e-06 | 0.00014167 | 0.00021991 | 0.00011415 | 0 | 0 | 4.0839e-05 | 0.00075955 | 0.0014601 | 7.7159e-05 | 0.00016132 | 0.00012151 | 6.0822e-05 | 0.00012151 | 0.00011415 | 0 | 0.00011415 | 2.6174e-05 | 1.6398e-05 | 1.4769e-05 | 0.00013118 | 0.0001272 | 0.00012843 | -7.9506e-05 | 5.6949e-07 | -2.4979e-05 | -2.4979e-05 | 0.00011415 | 0.00011415 | 0.00011415 | 0.00011416 | 0.00011415 | 0.00011415 | 9.1034e-05 | 0.00014911 | 0.0001139 | 9.5904e-05 | 0 | 0.00011415 | 0.00011415 | 0.00011415 | 0.00011415 | 0.00024264 | 0.00022125 | 0.00016739 | 0.0001362 | 8.6422e-05 | 0.00012639 | 0.00010725 | 9.8376e-05 | 8.7254e-05 | 0.00010655 | -0.00011686 | -0.00011686
05/30 12:00:00 | 5 | 30 | 12 | 3588 | WE | 0.00050463 | 7.0784e-05 | 7.0784e-05 | 7.7621e-06 | 0.0001053 | 0.00021998 | 0.00011415 | 0 | 0 | 4.0839e-05 | 0.00060606 | 0.001311 | 7.0784e-05 | 0.00015178 | 0.00012155 | 5.7225e-05 | 0.00012155 | 0.00011415 | 0 | 0.00011415 | 2.6174e-05 | 1.6398e-05 | 1.4769e-05 | 0.00010549 | 0.00012974 | 0.00012224 | -7.5993e-05 | 5.7796e-07 | -2.3852e-05 | -2.3852e-05 | 0.00011415 | 0.00011415 | 0.00011415 | 0.00011416 | 0.00011415 | 0.00011415 | 9.1034e-05 | 0.00014827 | 0.00011155 | 9.2781e-05 | 0 | 0.00011415 | 0.00011415 | 0.00011415 | 0.00011415 | 0.00025231 | 0.00021767 | 0.00016367 | 0.0001324 | 8.6173e-05 | 0.00012702 | 0.00010605 | 9.6327e-05 | 8.7289e-05 | 0.00010606 | -0.00011697 | -0.00011697
05/30 13:00:00 | 5 | 30 | 13 | 3589 | WE | 0.000502 | 6.8699e-05 | 6.8699e-05 | 3.3306e-06 | 0.00016063 | 0.00021627 | 0.00011415 | 0 | 0 | 4.0839e-05 | 0.00044691 | 0.0011956 | 6.8699e-05 | 0.00012403 | 0.00011748 | 4.6763e-05 | 0.00011748 | 0.00011415 | 0 | 0.00011415 | 2.6174e-05 | 1.6398e-05 | 1.4769e-05 | 0.00010792 | 0.00013551 | 0.00012698 | -7.6868e-05 | 4.1403e-07 | -2.4243e-05 | -2.4243e-05 | 0.00011415 | 0.00011415 | 0.00011415 | 0.00011416 | 0.00011415 | 0.00011415 | 9.1034e-05 | 0.00014778 | 0.00010773 | 8.7265e-05 | 0 | 0.00011415 | 0.00011415 | 0.00011415 | 0.00011415 | 0.0002542 | 0.00021561 | 0.00015799 | 0.00012463 | 8.6753e-05 | 0.00012891 | 0.00010392 | 9.2332e-05 | 9.2625e-05 | 0.00010563 | -0.00011704 | -0.00011704
05/30 14:00:00 | 5 | 30 | 14 | 3590 | WE | 0.00046708 | 5.5972e-05 | 5.5972e-05 | 6.5827e-06 | 7.9578e-05 | 0.00022375 | 0.00011415 | 0 | 0 | 4.0839e-05 | 0.00037235 | 0.0010908 | 5.5972e-05 | 0.00010767 | 0.00011631 | 4.1122e-05 | 0.00011631 | 0.00011415 | 0 | 0.00011415 | 2.6174e-05 | 1.6398e-05 | 1.4769e-05 | 0.00010911 | 0.00013678 | 0.00012823 | -7.7109e-05 | 3.8502e-07 | -2.434e-05 | -2.434e-05 | 0.00011415 | 0.00011415 | 0.00011415 | 0.00011416 | 0.00011415 | 0.00011415 | 9.1034e-05 | 0.0001471 | 0.00010447 | 8.269e-05 | 0 | 0.00011415 | 0.00011415 | 0.00011415 | 0.00011415 | 0.00024707 | 0.00021248 | 0.0001524 | 0.0001176 | 8.7875e-05 | 0.00012914 | 9.4427e-05 | 7.8325e-05 | 0.00010315 | 0.00010532 | -0.00011563 | -0.00011563
05/30 15:00:00 | 5 | 30 | 15 | 3591 | WE | 0.00040475 | 6.4776e-05 | 6.4776e-05 | 3.0821e-06 | 0.0001577 | 0.00023635 | 0.00011415 | 0 | 0 | 4.0839e-05 | 0.00033312 | 0.00098 | 6.4776e-05 | 9.7951e-05 | 0.00011474 | 4.2196e-05 | 0.00011474 | 0.00011415 | 0 | 0.00011415 | 2.6174e-05 | 1.6398e-05 | 1.4769e-05 | 0.00010835 | 0.00013313 | 0.00012547 | -7.8182e-05 | 1.6455e-07 | -2.4832e-05 | -2.4832e-05 | 0.00011415 | 0.00011415 | 0.00011415 | 0.00011416 | 0.00011415 | 0.00011415 | 9.1034e-05 | 0.00014517 | 0.00010162 | 7.9372e-05 | 0 | 0.00011415 | 0.00011415 | 0.00011415 | 0.00011415 | 0.00022778 | 0.00020335 | 0.00014545 | 0.00011192 | 8.7848e-05 | 0.00012727 | 9.2451e-05 | 7.6299e-05 | 0.00010297 | 0.00010531 | -0.00011849 | -0.00011849
05/30 16:00:00 | 5 | 30 | 16 | 3592 | WE | 0.00032373 | 6.4652e-05 | 6.4652e-05 | 0.00027592 | 7.8821e-05 | 0.00024949 | 0.00011415 | 0 | 0 | 4.0839e-05 | 0.00033345 | 0.00086575 | 6.4652e-05 | 0.00010643 | 0.00011582 | 5.2128e-05 | 0.00011582 | 0.00011415 | 0 | 0.00011415 | 2.6174e-05 | 1.6398e-05 | 1.4769e-05 | 0.000103 | 0.00013309 | 0.00012379 | -7.8883e-05 | 7.0753e-08 | -2.512e-05 | -2.512e-05 | 0.00011415 | 0.00011415 | 0.00011415 | 0.00011416 | 0.00011415 | 0.00011415 | 9.1034e-05 | 0.00014133 | 9.6564e-05 | 7.3692e-05 | 0 | 0.00011415 | 0.00011415 | 0.00011415 | 0.00011415 | 0.00019199 | 0.00018872 | 0.00013417 | 0.00010258 | 8.7795e-05 | 0.0001261 | 9.1208e-05 | 7.5023e-05 | 0.00010297 | 0.00010552 | -0.00012168 | -0.00012168
05/30 17:00:00 | 5 | 30 | 17 | 3593 | WE | 0.00023831 | 7.6019e-05 | 7.6019e-05 | -0.00026676 | 7.95e-05 | -2.0051e-12 | 0.00011415 | 0.0010648 | 0.0010648 | 4.0839e-05 | -0.00047933 | 0.00077287 | 7.6019e-05 | -5.6969e-05 | 0.00012479 | 6.2059e-05 | 0.00012479 | 0.00011415 | 0 | 0.00011415 | 2.4402e-05 | 1.6398e-05 | 1.4769e-05 | 0.00010314 | 0.00012946 | 0.00012132 | -7.2121e-05 | -2.9109e-07 | -2.3209e-05 | -2.3209e-05 | 0.00011415 | 0.00011415 | 0.00011415 | 0.00011416 | 0.00011415 | 0.00011415 | 9.1034e-05 | 0.00012573 | 8.8965e-05 | 7.0179e-05 | 0 | 0.00011415 | 0.00011415 | 0.00011415 | 0.00011415 | 0.000151 | 0.00015941 | 0.00011939 | 9.6216e-05 | 8.8214e-05 | 0.00012013 | 8.6348e-05 | 7.0682e-05 | 0.00010661 | 0.00010578 | -0.00011849 | -0.00011849
05/30 18:00:00 | 5 | 30 | 18 | 3594 | WE | 0.00014907 | 9.2272e-05 | 9.2272e-05 | 9.1659e-06 | 0.00016166 | -7.5459e-13 | 0.00011415 | 0.0010123 | 0.0010123 | 7.0788e-05 | -0.00040351 | 0.00075068 | 9.2272e-05 | 1.2976e-05 | 0.00013881 | 6.6725e-05 | 0.00013881 | 0.00011415 | 0 | 0.00011415 | 1.6655e-05 | 1.6398e-05 | 1.4769e-05 | 0.00010307 | 0.00012639 | 0.00011918 | -7.1822e-05 | -6.2518e-07 | -2.3341e-05 | -2.3341e-05 | 0.00011415 | 0.00011415 | 0.00011415 | 0.00011416 | 0.00011415 | 0.00011415 | 9.1034e-05 | 0.00012178 | 8.3191e-05 | 6.3475e-05 | 0 | 0.00011415 | 0.00011415 | 0.00011415 | 0.00011415 | 0.00010351 | 0.00012262 | 9.9134e-05 | 8.5532e-05 | 8.9122e-05 | 0.00011755 | 8.4116e-05 | 6.8611e-05 | 0.0001152 | 0.00010625 | 5.0845e-06 | 5.0845e-06
05/30 19:00:00 | 5 | 30 | 19 | 3595 | WE | 5.6602e-05 | 0.00011928 | 0.00011928 | 0.0010231 | 0.00016451 | -3.8268e-13 | 0.00011415 | 0.00069407 | 0.00069407 | 0.00015247 | -0.00022751 | 0.00069624 | 0.00011928 | 0.00013872 | 0.00014748 | 9.6614e-05 | 0.00014748 | 0.00011415 | 0 | 0.00011415 | 8.4827e-06 | 1.6398e-05 | 1.4769e-05 | 0.00011458 | 0.00012227 | 0.00011989 | -7.3529e-05 | -7.6189e-07 | -2.3979e-05 | -2.3979e-05 | 0.00011415 | 0.00011415 | 0.00011415 | 0.00011416 | 0.00011415 | 0.00011415 | 9.1034e-05 | 0.000117 | 8.0245e-05 | 6.1465e-05 | 0 | 0.00011415 | 0.00011415 | 0.00011415 | 0.00011415 | 5.5324e-05 | 8.5412e-05 | 8.2776e-05 | 8.1249e-05 | 8.9508e-05 | 0.00011434 | 8.2829e-05 | 6.8212e-05 | 0.0001178 | 0.00010655 | 3.9348e-06 | 3.9348e-06
05/30 20:00:00 | 5 | 30 | 20 | 3596 | WE | 0 | 0.00011548 | 0.00011548 | 1.0922e-05 | 0.00016531 | -2.8567e-13 | 0.00011415 | 0.0001036 | 0.0001036 | 0.00021236 | -0.00010531 | 0.00061434 | 0.00011548 | 0.00012018 | 0.0001514 | 8.7279e-05 | 0.0001514 | 0.00011415 | 0.00011463 | 0.00011415 | 1.0551e-06 | 1.6398e-05 | 1.4769e-05 | 0.00011214 | 0.00011509 | 0.00011418 | -7.5072e-05 | -6.7028e-07 | -2.4408e-05 | -2.4408e-05 | 0.00011415 | 0.00011415 | 0.00011415 | 0.00011416 | 0.00011415 | 0.00011415 | 9.1034e-05 | 0.00010397 | 7.529e-05 | 6.0638e-05 | 7.8299e-05 | 0.00011415 | 0.00011415 | 0.00011415 | 0.00011415 | 1.0641e-05 | 5.7784e-05 | 7.1047e-05 | 7.8727e-05 | 8.9209e-05 | 0.0001117 | 8.5328e-05 | 7.3097e-05 | 9.726e-05 | 0.00010717 | 1.0109e-06 | 1.0109e-06
05/30 21:00:00 | 5 | 30 | 21 | 3597 | WE | 0 | 0.00010129 | 0.00010129 | 9.2044e-06 | 8.1822e-05 | 0 | 0.00011415 | 0 | 0 | 0.00028587 | -6.2375e-05 | 0.0005153 | 0.00010129 | 0.00010028 | 0.00015248 | 7.916e-05 | 0.00015248 | 0.00011415 | 0.00022925 | 0.00011415 | 0 | 1.6398e-05 | 1.4769e-05 | 0.00010494 | 9.6109e-05 | 9.8837e-05 | -5.653e-05 | -4.9876e-07 | -1.8376e-05 | -1.8376e-05 | 0.00011415 | 0.00011415 | 0.00011415 | 0.00011416 | 0.00011415 | 0.00011415 | 9.1034e-05 | 8.8189e-05 | 6.8193e-05 | 5.7976e-05 | 0.00022929 | 0.00011415 | 0.00011415 | 0.00011415 | 0.00011415 | 2.6738e-06 | 3.8487e-05 | 6.1627e-05 | 7.5027e-05 | 9.1857e-05 | 0.00010424 | 8.9425e-05 | 8.2555e-05 | 8.7487e-05 | 0.000108 | 5.5388e-06 | 5.5388e-06
05/30 22:00:00 | 5 | 30 | 22 | 3598 | WE | 0 | 0.00011419 | 0.00011419 | 7.8434e-06 | 0.00016134 | 2.0697e-12 | 0.00011415 | 0 | 0 | 0.00034305 | -3.9981e-05 | 0.00035981 | 0.00011419 | 0.00011174 | 0.00014889 | 9.1963e-05 | 0.00014889 | 0.00011415 | 0.00022925 | 0.00011415 | 0 | 1.6398e-05 | 1.3975e-05 | 9.551e-05 | 9.0567e-05 | 9.2095e-05 | -5.1968e-05 | 5.4223e-06 | -1.2889e-05 | -1.2889e-05 | 0.00011415 | 0.00011415 | 0.00011415 | 0.00011415 | 0.00011415 | 0.00011415 | 9.1034e-05 | 6.8383e-05 | 6.1574e-05 | 5.8095e-05 | 0.00022929 | 0.00011415 | 0.00011415 | 0.00011415 | 0.00011415 | 2.6738e-06 | 2.6995e-05 | 5.751e-05 | 7.5181e-05 | 9.1776e-05 | 9.4244e-05 | 8.6193e-05 | 8.2459e-05 | 8.7369e-05 | 0.00010004 | 3.084e-06 | 3.084e-06
05/30 23:00:00 | 5 | 30 | 23 | 3599 | WE | 0 | 9.4179e-05 | 9.4179e-05 | 2.7085e-06 | 7.878e-05 | 7.9772e-13 | 0.00011415 | 0 | 0 | 0.00034849 | 0.00090486 | 0 | 9.4179e-05 | 0.00022113 | 0.00013992 | 8.3373e-05 | 0.00013992 | 0.00011415 | 0.00022925 | 0.00011415 | 0 | 1.6398e-05 | 1.3975e-05 | 0.00012141 | 8.949e-05 | 9.9356e-05 | -5.6753e-05 | 1.087e-05 | -1.0705e-05 | -1.0705e-05 | 0.00011415 | 0.00011415 | 0.00011415 | 0.00011415 | 0.00011415 | 0.00011415 | 9.1034e-05 | 6.7664e-05 | 6.0585e-05 | 5.6968e-05 | 0.00022929 | 0.00011415 | 0.00011415 | 0.00011415 | 0.00011415 | 2.6738e-06 | 2.2886e-05 | 5.5079e-05 | 7.3722e-05 | 9.2034e-05 | 9.3647e-05 | 8.5688e-05 | 8.1996e-05 | 8.728e-05 | 9.9499e-05 | 7.0899e-06 | 7.0899e-06
05/30 24:00:00 | 5 | 30 | 24 | 3600 | WE | 0 | 8.0879e-05 | 8.0879e-05 | 1.8886e-06 | 7.7346e-05 | -1.3906e-12 | 0.00011415 | 0 | 0 | 0.00023959 | 0.0006941 | 0 | 8.0879e-05 | 0.00017081 | 0.00012686 | 7.1524e-05 | 0.00012686 | 0.00011415 | 0.00022925 | 0.00011415 | 0 | 1.6398e-05 | 1.3975e-05 | 9.4325e-05 | 8.8021e-05 | 8.9969e-05 | -5.1767e-05 | 1.2353e-05 | -8.105e-06 | -8.105e-06 | 0.00011415 | 0.00011415 | 0.00011415 | 0.00011415 | 0.00011415 | 0.00011415 | 9.1034e-05 | 6.7637e-05 | 6.0012e-05 | 5.6116e-05 | 0.00022929 | 0.00011415 | 0.00011415 | 0.00011415 | 0.00011415 | 2.6738e-06 | 2.2734e-05 | 5.4326e-05 | 7.262e-05 | 9.1786e-05 | 9.3121e-05 | 8.5264e-05 | 8.162e-05 | 8.7212e-05 | 9.9166e-05 | 3.9783e-06 | 3.9783e-06
05/31 01:00:00 | 5 | 31 | 1 | 3601 | WE | 0 | 3.5868e-05 | 3.5868e-05 | 4.4875e-07 | 7.5201e-05 | 0.00025245 | 0.00011415 | 0 | 0 | 0.00013341 | 0.00020765 | 0 | 3.5868e-05 | -1.6818e-05 | 9.281e-05 | 1.6628e-05 | 9.281e-05 | 0.00011415 | 0.00022925 | 0.00011415 | 0 | 1.6398e-05 | 1.3975e-05 | 9.3976e-05 | 8.6766e-05 | 8.8994e-05 | -5.1925e-05 | 1.3123e-05 | -7.631e-06 | -7.631e-06 | 0.00011415 | 0.00011415 | 0.00011415 | 0.00011415 | 0.00011415 | 0.00011415 | 9.1034e-05 | 6.758e-05 | 5.8756e-05 | 5.4248e-05 | 0.00022929 | 0.00011415 | 0.00011415 | 0.00011415 | 0.00011415 | 2.6738e-06 | 2.2409e-05 | 5.2676e-05 | 7.0203e-05 | 9.1787e-05 | 9.2661e-05 | 8.415e-05 | 8.0202e-05 | 8.7165e-05 | 9.8984e-05 | 1.1931e-05 | 1.1931e-05
05/31 02:00:00 | 5 | 31 | 2 | 3602 | WE | 0 | 6.25e-05 | 6.25e-05 | 4.0911e-07 | 7.4537e-05 | 0.00023244 | 0.00011415 | 0 | 0 | 5.4452e-05 | 0.00059363 | -0.0065668 | 6.25e-05 | 4.8069e-05 | 8.6205e-05 | 5.6026e-05 | 8.6205e-05 | 0.00011415 | 0.00022925 | 0.00011415 | 0 | 1.6398e-05 | 1.3975e-05 | 9.3795e-05 | 8.6302e-05 | 8.8618e-05 | -5.1718e-05 | 1.3433e-05 | -7.3542e-06 | -7.3542e-06 | 0.00011415 | 0.00011415 | 0.00011415 | 0.00011415 | 0.00011415 | 0.00011415 | 9.1034e-05 | 6.7485e-05 | 5.7794e-05 | 5.2843e-05 | 0.00022929 | 0.00011415 | 0.00011415 | 0.00011415 | 0.00011415 | 2.6738e-06 | 2.1869e-05 | 5.1326e-05 | 6.8384e-05 | 9.179e-05 | 9.2469e-05 | 8.3778e-05 | 7.9747e-05 | 8.7119e-05 | 9.8829e-05 | 9.1113e-06 | 9.1113e-06
05/31 03:00:00 | 5 | 31 | 3 | 3603 | WE | 0 | 6.7816e-05 | 6.7816e-05 | 0 | 0 | 0.00022975 | 0.00011415 | 0 | 0 | 2.1781e-05 | 0.00046278 | -0.0035798 | 6.7816e-05 | 8.134e-05 | 8.4304e-05 | 7.5238e-05 | 8.4304e-05 | 0.00011415 | 0.00022925 | 0.00011415 | 0 | 1.6398e-05 | 1.3975e-05 | 9.3528e-05 | 8.639e-05 | 8.8596e-05 | -5.1338e-05 | 1.3423e-05 | -7.2389e-06 | -7.2389e-06 | 0.00011415 | 0.00011415 | 0.00011415 | 0.00011416 | 0.00011415 | 0.00011415 | 9.1034e-05 | 6.7544e-05 | 5.8391e-05 | 5.3714e-05 | 0.00022929 | 0.00011415 | 0.00011415 | 0.00011415 | 0.00011415 | 2.6738e-06 | 2.2203e-05 | 5.2163e-05 | 6.9512e-05 | 9.1799e-05 | 9.252e-05 | 8.3957e-05 | 7.9985e-05 | 8.7058e-05 | 9.8868e-05 | 9.1113e-06 | 9.1113e-06
05/31 04:00:00 | 5 | 31 | 4 | 3604 | WE | 0 | 8.6708e-05 | 8.6708e-05 | 9.2015e-08 | 7.4311e-05 | 0.00022651 | 0.00011415 | 0 | 0 | 2.1781e-05 | 0.00043067 | -0.0037852 | 8.6708e-05 | 0.00011339 | 8.2413e-05 | 9.1316e-05 | 8.2413e-05 | 0.00011415 | 0.00022925 | 0.00011415 | 0 | 1.6398e-05 | 1.3975e-05 | 0.00010492 | 8.7434e-05 | 9.2839e-05 | -5.0761e-05 | 1.3114e-05 | -7.2655e-06 | -7.2655e-06 | 0.00011415 | 0.00011415 | 0.00011415 | 0.00011416 | 0.00011415 | 0.00011415 | 9.1034e-05 | 6.9679e-05 | 5.9002e-05 | 5.3546e-05 | 0.00022929 | 0.00011415 | 0.00011415 | 0.00011415 | 0.00011415 | 2.6738e-06 | 2.4849e-05 | 5.2995e-05 | 6.9294e-05 | 9.1927e-05 | 9.3539e-05 | 8.4248e-05 | 7.9939e-05 | 8.6985e-05 | 9.9363e-05 | 1.2303e-05 | 1.2303e-05
05/31 05:00:00 | 5 | 31 | 5 | 3605 | WE | 0 | 9.2503e-05 | 9.2503e-05 | 0 | 7.4919e-05 | 0.00021796 | 0.00011415 | 0 | 0 | 6.5342e-05 | 0.00041396 | -0.001102 | 9.2503e-05 | 0.00013244 | 8.158e-05 | 9.7372e-05 | 8.158e-05 | 0.00011415 | 0.00011463 | 0.00011415 | 1.3594e-06 | 1.6398e-05 | 1.3975e-05 | 0.00010409 | 9.1223e-05 | 9.5199e-05 | -5.0208e-05 | 1.2661e-05 | -7.3979e-06 | -7.3979e-06 | 0.00011415 | 0.00011415 | 0.00011415 | 0.00011416 | 0.00011415 | 0.00011415 | 9.1034e-05 | 8.3965e-05 | 6.7607e-05 | 5.9249e-05 | 0.00011465 | 0.00011415 | 0.00011415 | 0.00011415 | 0.00011415 | 1.0032e-05 | 3.6942e-05 | 6.2249e-05 | 7.6904e-05 | 8.9093e-05 | 9.5141e-05 | 8.0533e-05 | 7.3757e-05 | 8.6943e-05 | 9.9665e-05 | 9.1113e-06 | 9.1113e-06
05/31 06:00:00 | 5 | 31 | 6 | 3606 | WE | 7.1643e-05 | 9.7506e-05 | 9.7506e-05 | 0.0009897 | 7.7412e-05 | -1.5577e-12 | 0.00011415 | 0.00029806 | 0.00029806 | 0.00013613 | 0.00040449 | 0.001216 | 9.7506e-05 | 0.00012193 | 8.8117e-05 | 9.9047e-05 | 8.8117e-05 | 0.00011415 | 0 | 0.00011415 | 7.6499e-06 | 1.6398e-05 | 1.4769e-05 | 0.00010524 | 9.7801e-05 | 0.0001001 | -6.8308e-05 | 6.7498e-06 | -1.7198e-05 | -1.7198e-05 | 0.00011415 | 0.00011415 | 0.00011415 | 0.00011416 | 0.00011415 | 0.00011415 | 9.1034e-05 | 0.00011285 | 8.0741e-05 | 6.4334e-05 | 0 | 0.00011415 | 0.00011415 | 0.00011415 | 0.00011415 | 4.7204e-05 | 6.8147e-05 | 7.8668e-05 | 8.476e-05 | 8.6255e-05 | 0.00010213 | 7.8407e-05 | 6.7406e-05 | 8.4994e-05 | 9.9699e-05 | 1.2303e-05 | 1.2303e-05
05/31 07:00:00 | 5 | 31 | 7 | 3607 | WE | 0.00016725 | 0.00011621 | 0.00011621 | 5.1831e-06 | 0.0001482 | 7.5442e-14 | 0.00011415 | 0.00067783 | 0.00067783 | 0.00015247 | -0.00055636 | 0.0020994 | 0.00011621 | -8.7322e-05 | 0.00010137 | 0.00011381 | 0.00010137 | 0.00011415 | 0 | 0.00011415 | 1.5533e-05 | 1.6398e-05 | 1.4769e-05 | 0.00010148 | 0.0001141 | 0.0001102 | -7.6474e-05 | 1.6854e-06 | -2.3252e-05 | -2.3252e-05 | 0.00011415 | 0.00011415 | 0.00011415 | 0.00011416 | 0.00011415 | 0.00011415 | 9.1034e-05 | 0.00012753 | 8.9571e-05 | 7.0176e-05 | 0 | 0.00011415 | 0.00011415 | 0.00011415 | 0.00011415 | 9.326e-05 | 0.0001123 | 0.00010081 | 9.4158e-05 | 8.6203e-05 | 0.00011229 | 8.2722e-05 | 6.9005e-05 | 8.6247e-05 | 9.9622e-05 | 9.1113e-06 | 9.1113e-06
05/31 08:00:00 | 5 | 31 | 8 | 3608 | WE | 0.00026245 | 0.00012234 | 0.00012234 | -0.00060711 | 0.00018732 | 4.7973e-13 | 0.00011415 | 0.00092906 | 0.00092906 | 0.00013613 | -0.0004136 | 0.0021176 | 0.00012234 | -1.3737e-05 | 0.000114 | 0.00011485 | 0.000114 | 0.00011415 | 0 | 0.00011415 | 2.3845e-05 | 1.6398e-05 | 1.4769e-05 | 0.00010161 | 0.00011665 | 0.000112 | -8.6712e-05 | 4.2682e-07 | -2.7375e-05 | -2.7375e-05 | 0.00011415 | 0.00011415 | 0.00011415 | 0.00011416 | 0.00011415 | 0.00011415 | 9.1034e-05 | 0.00014105 | 9.65e-05 | 7.3736e-05 | 0 | 0.00011415 | 0.00011415 | 0.00011415 | 0.00011415 | 0.00014257 | 0.00016963 | 0.00012603 | 0.00010079 | 8.6205e-05 | 0.00011772 | 8.5107e-05 | 6.998e-05 | 8.6898e-05 | 0.0001194 | 9.1113e-06 | 9.1113e-06
05/31 09:00:00 | 5 | 31 | 9 | 3609 | WE | 0.00034855 | 0.00013858 | 0.00013858 | -0.00040678 | 0.00017058 | 1.5523e-12 | 0.00011415 | 0.00044872 | 0.00044872 | 5.9897e-05 | -0.00021085 | 0.0019703 | 0.00013858 | 9.4615e-05 | 0.00011567 | 0.00014412 | 0.00011567 | 0.00011415 | 0 | 0.00011415 | 2.6174e-05 | 1.6398e-05 | 1.4769e-05 | 0.00010208 | 0.00011579 | 0.00011155 | -9.1033e-05 | -3.0904e-08 | -2.9066e-05 | -2.9066e-05 | 0.00011415 | 0.00011415 | 0.00011415 | 0.00011416 | 0.00011415 | 0.00011415 | 9.1034e-05 | 0.00014285 | 9.7577e-05 | 7.4447e-05 | 0 | 0.00011415 | 0.00011415 | 0.00011415 | 0.00011415 | 0.00018813 | 0.00018841 | 0.00013455 | 0.00010336 | 8.6209e-05 | 0.00011789 | 8.5294e-05 | 7.0175e-05 | 8.6939e-05 | 0.00011298 | 1.2303e-05 | 1.2303e-05
05/31 10:00:00 | 5 | 31 | 10 | 3610 | WE | 0.00042802 | 0.00015506 | 0.00015506 | 7.8281e-06 | 0.00016882 | 0.00021486 | 0.00011415 | 0.00030594 | 0.00030594 | 4.0839e-05 | -0.00015852 | 0.0017461 | 0.00015506 | 0.00021109 | 0.00011778 | 0.0001684 | 0.00011778 | 0.00011415 | 0 | 0.00011415 | 2.6174e-05 | 1.6398e-05 | 1.4769e-05 | 0.0001018 | 0.00011581 | 0.00011148 | -9.1802e-05 | -4.6904e-08 | -2.9322e-05 | -2.9322e-05 | 0.00011415 | 0.00011415 | 0.00011415 | 0.00011416 | 0.00011415 | 0.00011415 | 9.1034e-05 | 0.0001438 | 9.7766e-05 | 7.4243e-05 | 0 | 0.00011415 | 0.00011415 | 0.00011415 | 0.00011415 | 0.00022388 | 0.00019175 | 0.00013649 | 0.00010448 | 8.6198e-05 | 0.00011863 | 8.549e-05 | 7.0119e-05 | 8.7004e-05 | 0.00011081 | 9.1113e-06 | 9.1113e-06
05/31 11:00:00 | 5 | 31 | 11 | 3611 | WE | 0.00048359 | 0.00010878 | 0.00010878 | 0.00029286 | 0.0001659 | 0.00021991 | 0.00011415 | 0 | 0 | 4.0839e-05 | 0.0010021 | 0.0015439 | 0.00010878 | 0.00027101 | 0.00012151 | 0.00010218 | 0.00012151 | 0.00011415 | 0 | 0.00011415 | 2.6174e-05 | 1.6398e-05 | 1.4769e-05 | 0.00012817 | 0.00011607 | 0.00011981 | -9.6291e-05 | -2.0242e-08 | -3.0736e-05 | -3.0736e-05 | 0.00011415 | 0.00011415 | 0.00011415 | 0.00011416 | 0.00011415 | 0.00011415 | 9.1034e-05 | 0.00014429 | 9.6799e-05 | 7.2535e-05 | 0 | 0.00011415 | 0.00011415 | 0.00011415 | 0.00011415 | 0.000243 | 0.00019375 | 0.0001363 | 0.00010303 | 8.6427e-05 | 0.00011885 | 8.5239e-05 | 6.9651e-05 | 8.7087e-05 | 0.00010949 | 1.2303e-05 | 1.2303e-05
05/31 12:00:00 | 5 | 31 | 12 | 3612 | WE | 0.00051015 | 0.00010024 | 0.00010024 | -0.0002764 | 8.1412e-05 | 0.00021998 | 0.00011415 | 0 | 0 | 4.0839e-05 | 0.0006766 | 0.0013822 | 0.00010024 | 0.00023184 | 0.00012155 | 0.00010277 | 0.00012155 | 0.00011415 | 0 | 0.00011415 | 2.6174e-05 | 1.6398e-05 | 1.4769e-05 | 0.00010169 | 0.00011599 | 0.00011157 | -9.314e-05 | 2.0411e-08 | -2.9703e-05 | -2.9703e-05 | 0.00011415 | 0.00011415 | 0.00011415 | 0.00011416 | 0.00011415 | 0.00011415 | 9.1034e-05 | 0.00014175 | 9.4766e-05 | 7.0757e-05 | 0 | 0.00011415 | 0.00011415 | 0.00011415 | 0.00011415 | 0.00025272 | 0.00019045 | 0.0001338 | 0.000101 | 8.616e-05 | 0.00011835 | 8.475e-05 | 6.9164e-05 | 8.7158e-05 | 0.00010838 | 9.1113e-06 | 9.1113e-06
05/31 13:00:00 | 5 | 31 | 13 | 3613 | WE | 0.00050678 | 9.767e-05 | 9.767e-05 | 0.001009 | 0.00016057 | 0.00021627 | 0.00011415 | 0 | 0 | 4.0839e-05 | 0.00050601 | 0.001216 | 9.767e-05 | 0.00018043 | 0.00011748 | 8.8012e-05 | 0.00011748 | 0.00011415 | 0 | 0.00011415 | 2.6174e-05 | 1.6398e-05 | 1.4769e-05 | 0.00010437 | 0.00012043 | 0.00011547 | -9.3504e-05 | 7.8967e-08 | -2.9779e-05 | -2.9779e-05 | 0.00011415 | 0.00011415 | 0.00011415 | 0.00011416 | 0.00011415 | 0.00011415 | 9.1034e-05 | 0.00013915 | 9.3405e-05 | 7.0029e-05 | 0 | 0.00011415 | 0.00011415 | 0.00011415 | 0.00011415 | 0.00025464 | 0.00018646 | 0.00013173 | 0.00010003 | 8.6171e-05 | 0.00011912 | 8.4857e-05 | 6.8965e-05 | 8.7224e-05 | 0.00010763 | 1.2303e-05 | 1.2303e-05
05/31 14:00:00 | 5 | 31 | 14 | 3614 | WE | 0.00047212 | 8.7762e-05 | 8.7762e-05 | -0.00096997 | 7.9563e-05 | 0.00022375 | 0.00011415 | 0 | 0 | 4.0839e-05 | 0.00043956 | 0.0010842 | 8.7762e-05 | 0.00016477 | 0.00011631 | 8.6377e-05 | 0.00011631 | 0.00011415 | 0 | 0.00011415 | 2.6174e-05 | 1.6398e-05 | 1.4769e-05 | 0.0001054 | 0.00011995 | 0.00011545 | -9.3335e-05 | 1.8012e-07 | -2.9656e-05 | -2.9656e-05 | 0.00011415 | 0.00011415 | 0.00011415 | 0.00011416 | 0.00011415 | 0.00011415 | 9.1034e-05 | 0.00013361 | 9.3133e-05 | 7.2451e-05 | 0 | 0.00011415 | 0.00011415 | 0.00011415 | 0.00011415 | 0.00024748 | 0.00017881 | 0.00013084 | 0.00010307 | 8.6176e-05 | 0.00011728 | 8.4725e-05 | 6.9628e-05 | 8.7259e-05 | 0.00010724 | 9.1113e-06 | 9.1113e-06
05/31 15:00:00 | 5 | 31 | 15 | 3615 | WE | 0.00041162 | 9.6029e-05 | 9.6029e-05 | 0.00097454 | 0.00015765 | 0.00023635 | 0.00011415 | 0 | 0 | 4.0839e-05 | 0.00039328 | 0.00096867 | 9.6029e-05 | 0.00015647 | 0.00011474 | 8.6692e-05 | 0.00011474 | 0.00011415 | 0 | 0.00011415 | 2.6174e-05 | 1.6398e-05 | 1.4769e-05 | 0.00010447 | 0.00011647 | 0.00011276 | -9.3518e-05 | 1.7315e-07 | -2.9719e-05 | -2.9719e-05 | 0.00011415 | 0.00011415 | 0.00011415 | 0.00011416 | 0.00011415 | 0.00011415 | 9.1034e-05 | 0.00013256 | 9.1594e-05 | 7.0664e-05 | 0 | 0.00011415 | 0.00011415 | 0.00011415 | 0.00011415 | 0.00022859 | 0.00017447 | 0.0001271 | 9.9667e-05 | 8.6175e-05 | 0.00011573 | 8.3902e-05 | 6.9139e-05 | 8.7255e-05 | 0.00010731 | 9.1113e-06 | 9.1113e-06
05/31 16:00:00 | 5 | 31 | 16 | 3616 | WE | 0.00033308 | 9.6057e-05 | 9.6057e-05 | 2.6053e-06 | 7.8803e-05 | 0.00024949 | 0.00011415 | 0 | 0 | 4.0839e-05 | 0.00038926 | 0.00084948 | 9.6057e-05 | 0.00016608 | 0.00011582 | 9.6837e-05 | 0.00011582 | 0.00011415 | 0 | 0.00011415 | 2.6174e-05 | 1.6398e-05 | 1.4769e-05 | 9.9225e-05 | 0.00011662 | 0.00011124 | -9.2767e-05 | 2.7619e-07 | -2.941e-05 | -2.941e-05 | 0.00011415 | 0.00011415 | 0.00011415 | 0.00011416 | 0.00011415 | 0.00011415 | 9.1034e-05 | 0.00012705 | 8.7621e-05 | 6.7472e-05 | 0 | 0.00011415 | 0.00011415 | 0.00011415 | 0.00011415 | 0.00019418 | 0.00016507 | 0.00012006 | 9.3998e-05 | 8.6129e-05 | 0.00011413 | 8.2797e-05 | 6.8265e-05 | 8.7255e-05 | 0.00010751 | 1.2303e-05 | 1.2303e-05
05/31 17:00:00 | 5 | 31 | 17 | 3617 | WE | 0.00024789 | 0.00011629 | 0.00011629 | 6.262e-06 | 0.00010941 | -2.0051e-12 | 0.00011415 | 0.0010742 | 0.0010742 | 4.0839e-05 | -0.00067712 | 0.00077053 | 0.00011629 | -4.1065e-05 | 0.00012479 | 0.00011487 | 0.00012479 | 0.00011415 | 0 | 0.00011415 | 2.4615e-05 | 1.6398e-05 | 1.4769e-05 | 9.9163e-05 | 0.00011561 | 0.00011053 | -8.2642e-05 | 3.2464e-07 | -2.6146e-05 | -2.6146e-05 | 0.00011415 | 0.00011415 | 0.00011415 | 0.00011416 | 0.00011415 | 0.00011415 | 9.1034e-05 | 0.0001149 | 8.0897e-05 | 6.3525e-05 | 0 | 0.00011415 | 0.00011415 | 0.00011415 | 0.00011415 | 0.00015292 | 0.00014245 | 0.00010744 | 8.716e-05 | 8.6137e-05 | 0.00010977 | 8.0676e-05 | 6.7184e-05 | 8.679e-05 | 0.00010616 | 9.1113e-06 | 9.1113e-06
05/31 18:00:00 | 5 | 31 | 18 | 3618 | WE | 0.00015532 | 0.00013686 | 0.00013686 | 3.5113e-06 | 0.00013115 | -7.5459e-13 | 0.00011415 | 0.0010186 | 0.0010186 | 7.0788e-05 | -0.00042692 | 0.00072901 | 0.00013686 | 9.7644e-05 | 0.00013881 | 0.0001348 | 0.00013881 | 0.00011415 | 0 | 0.00011415 | 1.6759e-05 | 1.6398e-05 | 1.4769e-05 | 9.8837e-05 | 0.00011491 | 0.00010994 | -8.0385e-05 | 9.8495e-08 | -2.558e-05 | -2.558e-05 | 0.00011415 | 0.00011415 | 0.00011415 | 0.00011416 | 0.00011415 | 0.00011415 | 9.1034e-05 | 0.00010937 | 7.7361e-05 | 6.1008e-05 | 0 | 0.00011415 | 0.00011415 | 0.00011415 | 0.00011415 | 0.00010415 | 0.00010438 | 9.0354e-05 | 8.2228e-05 | 8.6141e-05 | 0.00010755 | 7.9502e-05 | 6.6495e-05 | 8.6757e-05 | 0.00010663 | 1.2303e-05 | 1.2303e-05
05/31 19:00:00 | 5 | 31 | 19 | 3619 | WE | 6.304e-05 | 0.00016537 | 0.00016537 | 9.2428e-06 | 0.00016446 | -3.8268e-13 | 0.00011415 | 0.00071579 | 0.00071579 | 0.00015247 | -0.00022968 | 0.00067862 | 0.00016537 | 0.00022392 | 0.00014748 | 0.00016223 | 0.00014748 | 0.00011415 | 0 | 0.00011415 | 8.7481e-06 | 1.6398e-05 | 1.4769e-05 | 0.00010987 | 0.00011222 | 0.00011149 | -8.1536e-05 | -1.8487e-07 | -2.6141e-05 | -2.6141e-05 | 0.00011415 | 0.00011415 | 0.00011415 | 0.00011415 | 0.00011415 | 0.00011415 | 9.1034e-05 | 0.00010235 | 7.4934e-05 | 6.0927e-05 | 0 | 0.00011415 | 0.00011415 | 0.00011415 | 0.00011415 | 5.6981e-05 | 6.8617e-05 | 7.6201e-05 | 8.0593e-05 | 8.6255e-05 | 0.00010403 | 7.8373e-05 | 6.6473e-05 | 8.6718e-05 | 0.00010011 | 9.1113e-06 | 9.1113e-06
05/31 20:00:00 | 5 | 31 | 20 | 3620 | WE | 0 | 0.00015191 | 0.00015191 | 9.389e-06 | 0.00016523 | -2.8567e-13 | 0.00011415 | 0.00011606 | 0.00011606 | 0.00021236 | -0.00010843 | 0.00058314 | 0.00015191 | 0.00017425 | 0.0001514 | 0.00013914 | 0.0001514 | 0.00011415 | 5.7313e-05 | 0.00011415 | 1.1821e-06 | 1.6398e-05 | 1.4769e-05 | 0.00010818 | 0.00010808 | 0.00010812 | -8.2734e-05 | -2.8639e-07 | -2.6592e-05 | -2.6592e-05 | 0.00011415 | 0.00011415 | 0.00011415 | 0.00011415 | 0.00011415 | 0.00011415 | 9.1034e-05 | 9.0741e-05 | 6.9075e-05 | 5.8004e-05 | 7.5498e-05 | 0.00011415 | 0.00011415 | 0.00011415 | 0.00011415 | 1.0781e-05 | 3.9702e-05 | 6.2253e-05 | 7.5312e-05 | 8.8149e-05 | 0.00010122 | 8.0461e-05 | 7.0835e-05 | 8.6653e-05 | 9.953e-05 | 9.1113e-06 | 9.1113e-06
05/31 21:00:00 | 5 | 31 | 21 | 3621 | WE | 0 | 0.00014493 | 0.00014493 | 7.9863e-06 | 9.5643e-05 | 0 | 0.00011415 | 0 | 0 | 0.00028587 | -6.3785e-05 | 0.00046894 | 0.00014493 | 0.00016597 | 0.00015248 | 0.0001392 | 0.00015248 | 0.00011415 | 0.00022925 | 0.00011415 | 0 | 1.6398e-05 | 1.4769e-05 | 0.00010212 | 9.0205e-05 | 9.3888e-05 | -6.2444e-05 | -1.3921e-07 | -2.0018e-05 | -2.0018e-05 | 0.00011415 | 0.00011415 | 0.00011415 | 0.00011415 | 0.00011415 | 0.00011415 | 9.1034e-05 | 7.192e-05 | 6.0961e-05 | 5.5362e-05 | 0.00022929 | 0.00011415 | 0.00011415 | 0.00011415 | 0.00011415 | 2.6738e-06 | 2.9495e-05 | 5.6187e-05 | 7.1643e-05 | 9.1903e-05 | 9.5183e-05 | 8.5109e-05 | 8.0436e-05 | 8.7329e-05 | 9.9022e-05 | 1.3771e-05 | 1.3771e-05
05/31 22:00:00 | 5 | 31 | 22 | 3622 | WE | 0 | 0.00014628 | 0.00014628 | 0.0010129 | 0.00014754 | 2.0697e-12 | 0.00011415 | 0 | 0 | 0.00034305 | -4.0615e-05 | 0.00027013 | 0.00014628 | 0.00016348 | 0.00014889 | 0.00013973 | 0.00014889 | 0.00011415 | 0.00022925 | 0.00011415 | 0 | 1.6398e-05 | 1.3975e-05 | 9.3501e-05 | 8.9518e-05 | 9.0749e-05 | -5.6688e-05 | 5.1304e-06 | -1.4593e-05 | -1.4593e-05 | 0.00011415 | 0.00011415 | 0.00011415 | 0.00011415 | 0.00011415 | 0.00011415 | 9.1034e-05 | 6.8193e-05 | 5.8822e-05 | 5.4034e-05 | 0.00022929 | 0.00011415 | 0.00011415 | 0.00011415 | 0.00011415 | 2.6738e-06 | 2.591e-05 | 5.3784e-05 | 6.9926e-05 | 9.1821e-05 | 9.3817e-05 | 8.4428e-05 | 8.0073e-05 | 8.7203e-05 | 9.8712e-05 | 1.4921e-05 | 1.4921e-05
05/31 23:00:00 | 5 | 31 | 23 | 3623 | WE | 0 | 0.00011695 | 0.00011695 | -0.00099386 | 7.8764e-05 | 7.9772e-13 | 0.00011415 | 0 | 0 | 0.00034849 | 0.0010379 | -0.0015445 | 0.00011695 | 0.00030713 | 0.00013992 | 0.0001158 | 0.00013992 | 0.00011415 | 0.00022925 | 0.00011415 | 0 | 1.6398e-05 | 1.3975e-05 | 0.00012076 | 8.9289e-05 | 9.9014e-05 | -6.0518e-05 | 1.0434e-05 | -1.2203e-05 | -1.2203e-05 | 0.00011415 | 0.00011415 | 0.00011415 | 0.00011416 | 0.00011415 | 0.00011415 | 9.1034e-05 | 6.8114e-05 | 5.8122e-05 | 5.3017e-05 | 0.00022929 | 0.00011415 | 0.00011415 | 0.00011415 | 0.00011415 | 2.6738e-06 | 2.5458e-05 | 5.2785e-05 | 6.8609e-05 | 9.2085e-05 | 9.3714e-05 | 8.4205e-05 | 7.9794e-05 | 8.7154e-05 | 9.8766e-05 | 2.0899e-05 | 2.0899e-05
05/31 24:00:00 | 5 | 31 | 24 | 3624 | WE | 0 | 9.1897e-05 | 9.1897e-05 | 0.00099246 | 9.6571e-05 | -1.3906e-12 | 0.00011415 | 0 | 0 | 0.00023959 | 0.00064475 | 0 | 9.1897e-05 | 0.00018015 | 0.00012686 | 8.4307e-05 | 0.00012686 | 0.00011415 | 0.00022925 | 0.00011415 | 0 | 1.6398e-05 | 1.3975e-05 | 9.3173e-05 | 8.9112e-05 | 9.0367e-05 | -5.5258e-05 | 1.1704e-05 | -9.6603e-06 | -9.6603e-06 | 0.00011415 | 0.00011415 | 0.00011415 | 0.00011416 | 0.00011415 | 0.00011415 | 9.1034e-05 | 6.7729e-05 | 5.9644e-05 | 5.5513e-05 | 0.00022929 | 0.00011415 | 0.00011415 | 0.00011415 | 0.00011415 | 2.6738e-06 | 2.3262e-05 | 5.4025e-05 | 7.184e-05 | 9.183e-05 | 9.3542e-05 | 8.4617e-05 | 8.0478e-05 | 8.7114e-05 | 9.93e-05 | 1.9767e-05 | 1.9767e-05
06/01 01:00:00 | 6 | 1 | 1 | 3625 | WD | 0 | 4.4758e-05 | 4.4758e-05 | -0.00097582 | 5.6223e-05 | 0.00025245 | 0.00011415 | 0 | 0 | 0.00013341 | 0.00040384 | -0.0018615 | 4.4758e-05 | 1.7006e-06 | 9.19e-05 | 3.2338e-05 | 9.19e-05 | 0.00011415 | 0.00022925 | 0.00011415 | 0 | 6.5591e-05 | 0.0001118 | 9.009e-05 | 8.8927e-05 | 8.9286e-05 | -7.0249e-06 | 1.2071e-05 | 5.9787e-06 | 5.9787e-06 | 0.00011415 | 0.00011415 | 0.00011415 | 0.00011416 | 0.00011415 | 0.00011415 | 3.6463e-05 | 6.758e-05 | 5.8521e-05 | 5.3892e-05 | 0.00022929 | 0.00011415 | 0.00011415 | 0.00011415 | 0.00011415 | 1.2032e-06 | 2.0447e-05 | 5.1664e-05 | 6.9742e-05 | 6.7007e-05 | 9.3436e-05 | 8.4581e-05 | 8.0474e-05 | 9.3826e-05 | 9.9676e-05 | 2.0252e-05 | 2.0252e-05
06/01 02:00:00 | 6 | 1 | 2 | 3626 | WD | 0 | 6.6472e-05 | 6.6472e-05 | 0.00097238 | 7.4424e-05 | 0.00023244 | 0.00011415 | 0 | 0 | 5.4452e-05 | 0.0004889 | -0.0056764 | 6.6472e-05 | 6.2528e-05 | 8.5656e-05 | 6.1812e-05 | 8.5656e-05 | 0.00011415 | 0.00022925 | 0.00011415 | 0 | 6.5591e-05 | 0.0001118 | 9.0819e-05 | 8.8708e-05 | 8.9361e-05 | 8.6884e-06 | 1.2244e-05 | 1.111e-05 | 1.111e-05 | 0.00011415 | 0.00011415 | 0.00011415 | 0.00011416 | 0.00011415 | 0.00011415 | 3.6473e-05 | 6.7485e-05 | 6.0379e-05 | 5.6748e-05 | 0.00022929 | 0.00011415 | 0.00011415 | 0.00011415 | 0.00011415 | 1.23e-06 | 1.7844e-05 | 5.305e-05 | 7.3438e-05 | 6.5573e-05 | 9.3334e-05 | 8.5133e-05 | 8.133e-05 | 9.2768e-05 | 9.9931e-05 | 2.4529e-05 | 2.4529e-05
06/01 03:00:00 | 6 | 1 | 3 | 3627 | WD | 0 | 6.6819e-05 | 6.6819e-05 | 5.7479e-08 | 0 | 0.00022975 | 0.00011415 | 0 | 0 | 2.1781e-05 | 0.00040564 | -0.0036246 | 6.6819e-05 | 8.7368e-05 | 8.3946e-05 | 7.3894e-05 | 8.3946e-05 | 0.00011415 | 0.00022925 | 0.00011415 | 0 | 6.5591e-05 | 0.0001118 | 9.1784e-05 | 8.8544e-05 | 8.9546e-05 | 1.1251e-05 | 1.2338e-05 | 1.1991e-05 | 1.1991e-05 | 0.00011415 | 0.00011415 | 0.00011415 | 0.00011416 | 0.00011415 | 0.00011415 | 4.5596e-05 | 6.7544e-05 | 6.1428e-05 | 5.8304e-05 | 0.00022929 | 0.00011415 | 0.00011415 | 0.00011415 | 0.00011415 | 1.5508e-06 | 1.4033e-05 | 5.2928e-05 | 7.5451e-05 | 7.0868e-05 | 9.3296e-05 | 8.5438e-05 | 8.1794e-05 | 9.185e-05 | 0.00010013 | 2.2083e-05 | 2.2083e-05
06/01 04:00:00 | 6 | 1 | 4 | 3628 | WD | 0 | 8.5266e-05 | 8.5266e-05 | 0 | 7.4251e-05 | 0.00022651 | 0.00011415 | 0 | 0 | 2.1781e-05 | 0.00040245 | -0.0033998 | 8.5266e-05 | 0.00011681 | 8.2211e-05 | 8.9315e-05 | 8.2211e-05 | 0.00011415 | 0.00022925 | 0.00011415 | 0 | 6.5591e-05 | 0.0001118 | 0.00010447 | 8.8572e-05 | 9.3486e-05 | 1.3137e-05 | 1.234e-05 | 1.2595e-05 | 1.2595e-05 | 0.00011415 | 0.00011415 | 0.00011415 | 0.00011416 | 0.00011415 | 0.00011415 | 5.4768e-05 | 6.8007e-05 | 7.6063e-05 | 8.0178e-05 | 0.00022929 | 0.00011415 | 0.00011415 | 0.00011415 | 0.00011415 | 2.0054e-06 | 1.1864e-05 | 7.0059e-05 | 0.00010376 | 7.6381e-05 | 9.3447e-05 | 8.9909e-05 | 8.8268e-05 | 9.1337e-05 | 0.00010031 | 1.7624e-05 | 1.7624e-05
06/01 05:00:00 | 6 | 1 | 5 | 3629 | WD | 0 | 8.763e-05 | 8.763e-05 | 2.932e-07 | 7.4789e-05 | 0.00021796 | 0.00011415 | 0 | 0 | 6.5342e-05 | 0.0003793 | -0.00029589 | 8.763e-05 | 0.00010752 | 8.1198e-05 | 9.0535e-05 | 8.1198e-05 | 0.00011415 | 0.00011463 | 0.00011415 | 5.4457e-06 | 6.5591e-05 | 0.0001118 | 0.00010786 | 9.3051e-05 | 9.7627e-05 | 1.4833e-05 | 1.2256e-05 | 1.3078e-05 | 1.3078e-05 | 0.00011415 | 0.00011415 | 0.00011415 | 0.00011416 | 0.00011415 | 0.00011415 | 9.1181e-05 | 8.792e-05 | 0.00010048 | 0.0001069 | 0.00011465 | 0.00011415 | 0.00011415 | 0.00011415 | 0.00011415 | 1.0456e-05 | 8.6955e-06 | 9.1063e-05 | 0.00013876 | 9.2324e-05 | 9.6984e-05 | 9.1028e-05 | 8.8265e-05 | 9.0588e-05 | 0.00010043 | 5.278e-06 | 5.278e-06
06/01 06:00:00 | 6 | 1 | 6 | 3630 | WD | 7.254e-05 | 8.6191e-05 | 8.6191e-05 | 1.0895e-06 | 7.7066e-05 | -1.5577e-12 | 0.00011415 | 0.00030059 | 0.00030059 | 0.00013613 | 0.00036301 | 0.0018928 | 8.6191e-05 | 0.00010147 | 8.7512e-05 | 8.3118e-05 | 8.7512e-05 | 0.00011415 | 0 | 0.00011415 | 3.0859e-05 | 6.5591e-05 | 0.0001126 | 0.00011328 | 9.9706e-05 | 0.0001039 | -2.8934e-06 | 6.9879e-06 | 3.8352e-06 | 3.8352e-06 | 0.00011415 | 0.00011415 | 0.00011415 | 0.00011416 | 0.00011415 | 0.00011415 | 0.00012828 | 0.00011553 | 0.00012751 | 0.00013363 | 0 | 0.00011415 | 0.00011415 | 0.00011415 | 0.00011415 | 6.9198e-05 | 2.2844e-05 | 0.00011989 | 0.00017608 | 0.00010892 | 0.00010535 | 9.3797e-05 | 8.8438e-05 | 8.7496e-05 | 9.8227e-05 | 0.00038411 | 0.00038411
06/01 07:00:00 | 6 | 1 | 7 | 3631 | WD | 0.00016934 | 9.5103e-05 | 9.5103e-05 | 5.0265e-06 | 8.1696e-05 | 7.5464e-14 | 0.00011415 | 0.00068956 | 0.00068956 | 0.00015247 | -0.00076394 | 0.0025649 | 9.5103e-05 | -0.00013569 | 9.9871e-05 | 9.4124e-05 | 9.9871e-05 | 0.00011415 | 0 | 0.00011415 | 6.3206e-05 | 6.5591e-05 | 0.0001126 | 0.00011242 | 0.00011599 | 0.00011489 | -7.9889e-06 | 2.3072e-06 | -9.778e-07 | -9.778e-07 | 0.00011415 | 0.00011415 | 0.00011415 | 0.00011416 | 0.00011415 | 0.00011415 | 0.000149 | 0.00012987 | 0.00018542 | 0.00021381 | 0 | 0.00011415 | 0.00011415 | 0.00011415 | 0.00011415 | 0.00015962 | 5.0806e-05 | 0.00011363 | 0.00015001 | 0.00012112 | 0.00011541 | 0.00011769 | 0.00011874 | 9.4599e-05 | 9.8403e-05 | 0.00038377 | 0.00038377
06/01 08:00:00 | 6 | 1 | 8 | 3632 | WD | 0.00025946 | 9.9732e-05 | 9.9732e-05 | 5.7569e-06 | 0.00016724 | 4.7973e-13 | 0.00011415 | 0.00092981 | 0.00092981 | 0.00013613 | -0.00041515 | 0.0025957 | 9.9732e-05 | -3.5765e-05 | 0.00011103 | 8.6319e-05 | 0.00011103 | 0.00011415 | 0 | 0.00011415 | 0.00023864 | 0.00016398 | 0.0001685 | 0.00011635 | 0.00011808 | 0.00011754 | -8.2032e-06 | 6.6625e-07 | -2.1636e-06 | -2.1636e-06 | 0.00011415 | 0.00011415 | 0.00011415 | 0.00011416 | 0.00011415 | 0.00011415 | 0.00016895 | 0.00014264 | 0.00018974 | 0.00021381 | 0 | 0.00011415 | 0.00011415 | 0.00011415 | 0.00011415 | 0.00027168 | 0.0001048 | 0.00013714 | 0.00015586 | 0.00013617 | 0.00012043 | 0.00014748 | 0.00016002 | 9.5218e-05 | 0.00012016 | 0.00026572 | 0.00026572
06/01 09:00:00 | 6 | 1 | 9 | 3633 | WD | 0.00034358 | 0.00011257 | 0.00011257 | 5.831e-06 | 0.00016766 | 1.5523e-12 | 0.00011415 | 0.00044872 | 0.00044872 | 5.9897e-05 | -0.0002173 | 0.0023728 | 0.00011257 | 7.027e-05 | 0.00011108 | 0.0001085 | 0.00011108 | 0.00011415 | 0 | 0.00011415 | 0.00047113 | 0.00029516 | 0.0002244 | 0.0001198 | 0.00011803 | 0.00011857 | -7.9991e-06 | 1.8639e-07 | -2.4252e-06 | -2.4252e-06 | 0.00011415 | 0.00011415 | 0.00011415 | 0.00011416 | 0.00011415 | 0.00011415 | 0.0001871 | 0.00014363 | 0.00019008 | 0.00021381 | 0 | 0.00011415 | 0.00011415 | 0.00011415 | 0.00011415 | 0.00039297 | 0.0001217 | 0.0001466 | 0.00016103 | 0.00014692 | 0.00012065 | 0.00015239 | 0.00016712 | 9.5231e-05 | 0.00011365 | 0.0002042 | 0.0002042
06/01 10:00:00 | 6 | 1 | 10 | 3634 | WD | 0.00042446 | 0.0001423 | 0.0001423 | 5.7505e-06 | 0.00016603 | 0.00021486 | 0.00011415 | 0.00030594 | 0.00030594 | 4.0839e-05 | -0.00016104 | 0.0021065 | 0.0001423 | 0.00019431 | 0.00011156 | 0.00015196 | 0.00011156 | 0.00011415 | 0 | 0.00011415 | 0.00047113 | 0.00029516 | 0.0002244 | 0.00012019 | 0.00011724 | 0.00011815 | -7.628e-06 | -7.446e-08 | -2.4845e-06 | -2.4845e-06 | 0.00011415 | 0.00011415 | 0.00011415 | 0.00011416 | 0.00011415 | 0.00011415 | 0.00018706 | 0.00014365 | 0.00019008 | 0.00021381 | 0 | 0.00011415 | 0.00011415 | 0.00011415 | 0.00011415 | 0.00046622 | 0.00012695 | 0.00015141 | 0.00016558 | 0.0001483 | 0.00012082 | 0.00015124 | 0.00016535 | 9.5198e-05 | 0.00011142 | 0.00017366 | 0.00017366
06/01 11:00:00 | 6 | 1 | 11 | 3635 | WD | 0.00047872 | 0.00010577 | 0.00010577 | 5.255e-06 | 0.00016339 | 0.00021991 | 0.00011415 | 0 | 0 | 4.0839e-05 | 0.0010167 | 0.0018272 | 0.00010577 | 0.00026449 | 0.00011463 | 9.972e-05 | 0.00011463 | 0.00011415 | 0 | 0.00011415 | 0.00047113 | 0.00029516 | 0.0002244 | 0.00014715 | 0.00011722 | 0.00012647 | -7.0997e-06 | -5.1938e-08 | -2.3005e-06 | -2.3005e-06 | 0.00011415 | 0.00011415 | 0.00011415 | 0.00011416 | 0.00011415 | 0.00011415 | 0.000187 | 0.00014327 | 0.00018995 | 0.00021381 | 0 | 0.00011415 | 0.00011415 | 0.00011415 | 0.00011415 | 0.00050522 | 0.00012975 | 0.00015444 | 0.00016874 | 0.0001485 | 0.00012068 | 0.00015294 | 0.0001679 | 9.5197e-05 | 0.00011028 | 0.00014343 | 0.00014343
06/01 12:00:00 | 6 | 1 | 12 | 3636 | WD | 0.00050586 | 9.0787e-05 | 9.0787e-05 | 0.0010092 | 0.00012736 | 0.00021998 | 0.00011415 | 0 | 0 | 4.0839e-05 | 0.0006515 | 0.0016133 | 9.0787e-05 | 0.00020491 | 0.00011458 | 8.3835e-05 | 0.00011458 | 0.00011415 | 0 | 0.00011415 | 0.00047113 | 0.00029516 | 0.0002244 | 0.00012148 | 0.00011743 | 0.00011868 | -5.8614e-06 | -1.1339e-08 | -1.8778e-06 | -1.8778e-06 | 0.00011415 | 0.00011415 | 0.00011415 | 0.00011416 | 0.00011415 | 0.00011415 | 0.00018694 | 0.00014283 | 0.00018981 | 0.00021381 | 0 | 0.00011415 | 0.00011415 | 0.00011415 | 0.00011415 | 0.0005249 | 0.00012743 | 0.00019732 | 0.0002378 | 0.00014821 | 0.00012092 | 0.00015662 | 0.00017318 | 9.52e-05 | 0.000109 | 0.00011993 | 0.00011993
06/01 13:00:00 | 6 | 1 | 13 | 3637 | WD | 0.00050329 | 8.0158e-05 | 8.0158e-05 | -0.00099609 | 0.0001124 | 0.00021627 | 0.00011415 | 0 | 0 | 4.0839e-05 | 0.00048335 | 0.0014552 | 8.0158e-05 | 0.00015769 | 0.00011115 | 7.1682e-05 | 0.00011115 | 0.00011415 | 0 | 0.00011415 | 0.00047113 | 0.00029516 | 0.0002244 | 0.00012289 | 0.00012202 | 0.00012228 | -5.3069e-06 | 4.6344e-08 | -1.6616e-06 | -1.6616e-06 | 0.00011415 | 0.00011415 | 0.00011415 | 0.00011416 | 0.00011415 | 0.00011415 | 0.00018653 | 0.00014212 | 0.00018956 | 0.00021381 | 0 | 0.00011415 | 0.00011415 | 0.00011415 | 0.00011415 | 0.00052707 | 0.00012336 | 0.00019599 | 0.00023805 | 0.00014777 | 0.00012231 | 0.00015531 | 0.00017062 | 0.00010691 | 0.00010833 | 9.1488e-05 | 9.1488e-05
06/01 14:00:00 | 6 | 1 | 14 | 3638 | WD | 0.00046793 | 7.3513e-05 | 7.3513e-05 | 2.2851e-06 | 7.8776e-05 | 0.00022375 | 0.00011415 | 0 | 0 | 4.0839e-05 | 0.00042141 | 0.0012856 | 7.3513e-05 | 0.00013889 | 0.00011051 | 6.743e-05 | 0.00011051 | 0.00011415 | 0 | 0.00011415 | 0.00047113 | 0.00029516 | 0.0002244 | 0.00012334 | 0.00012259 | 0.00012282 | -5.0264e-06 | 1.2235e-07 | -1.5204e-06 | -1.5204e-06 | 0.00011415 | 0.00011415 | 0.00011415 | 0.00011416 | 0.00011415 | 0.00011415 | 0.00018548 | 0.0001413 | 0.00018929 | 0.00021381 | 0 | 0.00011415 | 0.00011415 | 0.00011415 | 0.00011415 | 0.000508 | 0.00011897 | 0.00019353 | 0.00023671 | 0.00014786 | 0.00012226 | 0.00015338 | 0.00016781 | 0.00011418 | 0.00010792 | 7.2652e-05 | 7.2652e-05
06/01 15:00:00 | 6 | 1 | 15 | 3639 | WD | 0.00040634 | 7.1881e-05 | 7.1881e-05 | 0.00099614 | 0.00010888 | 0.00023635 | 0.00011415 | 0 | 0 | 4.0839e-05 | 0.00036724 | 0.0011343 | 7.1881e-05 | 0.00012081 | 0.00010956 | 6.0764e-05 | 0.00010956 | 0.00011415 | 0 | 0.00011415 | 0.00047113 | 0.00029516 | 0.0002244 | 0.00012012 | 0.00011859 | 0.00011906 | -4.7378e-06 | 4.5185e-08 | -1.4808e-06 | -1.4808e-06 | 0.00011415 | 0.00011415 | 0.00011415 | 0.00011416 | 0.00011415 | 0.00011415 | 0.00016661 | 0.00014038 | 0.00018898 | 0.00021381 | 0 | 0.00011415 | 0.00011415 | 0.00011415 | 0.00011415 | 0.00042138 | 0.00011829 | 0.00014872 | 0.00016634 | 0.00013604 | 0.00012057 | 0.00015307 | 0.00016815 | 0.00011449 | 0.00010788 | 6.0722e-05 | 6.0722e-05
06/01 16:00:00 | 6 | 1 | 16 | 3640 | WD | 0.000328 | 7.1632e-05 | 7.1632e-05 | 2.5261e-06 | 0.00012555 | 0.00024949 | 0.00011415 | 0 | 0 | 4.0839e-05 | 0.00033433 | 0.00097685 | 7.1632e-05 | 0.00010884 | 0.00011092 | 5.6043e-05 | 0.00011092 | 0.00011415 | 0 | 0.00011415 | 0.00047113 | 0.00029516 | 0.0002244 | 0.00011196 | 0.00011811 | 0.00011621 | -4.4799e-06 | 4.7886e-08 | -1.3967e-06 | -1.3967e-06 | 0.00011415 | 0.00011415 | 0.00011415 | 0.00011416 | 0.00011415 | 0.00011415 | 0.00014779 | 0.00013649 | 0.00014948 | 0.00015611 | 0 | 0.00011415 | 0.00011415 | 0.00011415 | 0.00011415 | 0.00031761 | 0.00012686 | 0.00012152 | 0.00011842 | 0.0001248 | 0.00011923 | 0.00014333 | 0.00015451 | 0.00010611 | 0.00010773 | 7.1361e-05 | 7.1361e-05
06/01 17:00:00 | 6 | 1 | 17 | 3641 | WD | 0.0002427 | 7.9057e-05 | 7.9057e-05 | -0.00099185 | 7.8713e-05 | -2.0051e-12 | 0.00011415 | 0.0010745 | 0.0010745 | 4.0839e-05 | -0.00047514 | 0.0008943 | 7.9057e-05 | -4.4863e-05 | 0.00012 | 6.7506e-05 | 0.00012 | 0.00011415 | 0 | 0.00011415 | 0.00044323 | 0.00029516 | 0.0002244 | 0.00010997 | 0.0001172 | 0.00011496 | -4.1539e-06 | -8.363e-08 | -1.3823e-06 | -1.3823e-06 | 0.00011415 | 0.00011415 | 0.00011415 | 0.00011416 | 0.00011415 | 0.00011415 | 0.00012914 | 0.00013372 | 0.00012736 | 0.00012411 | 0 | 0.00011415 | 0.00011415 | 0.00011415 | 0.00011415 | 0.00021871 | 0.00012522 | 0.00010367 | 9.1198e-05 | 0.00011503 | 0.00011773 | 0.00013441 | 0.00014214 | 0.00010586 | 0.00010485 | 8.7284e-05 | 8.7284e-05
06/01 18:00:00 | 6 | 1 | 18 | 3642 | WD | 0.00015128 | 9.276e-05 | 9.276e-05 | 0.0010076 | 0.00014181 | -7.5459e-13 | 0.00011415 | 0.0010194 | 0.0010194 | 7.0788e-05 | -0.00041705 | 0.00082856 | 9.276e-05 | 1.4772e-05 | 0.00013406 | 7.1412e-05 | 0.00013406 | 0.00011415 | 0 | 0.00011415 | 6.7084e-05 | 6.5591e-05 | 0.0001126 | 0.00011032 | 0.00011514 | 0.00011365 | -3.8095e-06 | -2.2306e-08 | -1.2306e-06 | -1.2306e-06 | 0.00011415 | 0.00011415 | 0.00011415 | 0.00011416 | 0.00011415 | 0.00011415 | 0.00012867 | 0.0001232 | 0.0001108 | 0.00010446 | 0 | 0.00011415 | 0.00011415 | 0.00011415 | 0.00011415 | 0.00014819 | 8.2161e-05 | 7.6937e-05 | 7.3912e-05 | 0.00011339 | 0.00011353 | 0.00010767 | 0.00010496 | 0.0001058 | 0.00010521 | 0.00011494 | 0.00011494
06/01 19:00:00 | 6 | 1 | 19 | 3643 | WD | 6.0876e-05 | 0.00012056 | 0.00012056 | 8.0948e-06 | 9.934e-05 | -3.8268e-13 | 0.00011415 | 0.00071631 | 0.00071631 | 0.00015247 | -0.00022573 | 0.00074807 | 0.00012056 | 0.00016265 | 0.00014271 | 0.00010927 | 0.00014271 | 0.00011415 | 0 | 0.00011415 | 3.5018e-05 | 6.5591e-05 | 0.0001126 | 0.00011956 | 0.00011273 | 0.00011484 | -4.342e-06 | -1.51e-07 | -1.4882e-06 | -1.4882e-06 | 0.00011415 | 0.00011415 | 0.00011415 | 0.00011415 | 0.00011415 | 0.00011415 | 0.00011028 | 0.00011561 | 9.9325e-05 | 9.1006e-05 | 0 | 0.00011415 | 0.00011415 | 0.00011415 | 0.00011415 | 6.9843e-05 | 4.7043e-05 | 5.6402e-05 | 6.1822e-05 | 0.00010293 | 0.00010995 | 0.00010207 | 9.8407e-05 | 9.6315e-05 | 0.0001003 | 0.00012618 | 0.00012618
06/01 20:00:00 | 6 | 1 | 20 | 3644 | WD | 0 | 0.00011015 | 0.00011015 | 8.0792e-06 | 0.00016275 | -2.8565e-13 | 0.00011415 | 0.00011623 | 0.00011623 | 0.00021236 | -0.00010686 | 0.00067305 | 0.00011015 | 0.00010936 | 0.00014653 | 8.1093e-05 | 0.00014653 | 0.00011415 | 5.7313e-05 | 0.00011415 | 4.7352e-06 | 6.5591e-05 | 0.0001126 | 0.00011779 | 0.00010872 | 0.00011152 | -3.4251e-06 | -1.7562e-07 | -1.2124e-06 | -1.2124e-06 | 0.00011415 | 0.00011415 | 0.00011415 | 0.00011415 | 0.00011415 | 0.00011415 | 0.00010984 | 0.00010069 | 8.4634e-05 | 7.6429e-05 | 7.5498e-05 | 0.00011415 | 0.00011415 | 0.00011415 | 0.00011415 | 1.4615e-05 | 1.7539e-05 | 6.9274e-05 | 9.9234e-05 | 0.00010228 | 0.00010618 | 9.6243e-05 | 9.1633e-05 | 8.7693e-05 | 9.9684e-05 | 0.00016458 | 0.00016458
06/01 21:00:00 | 6 | 1 | 21 | 3645 | WD | 0 | 9.8632e-05 | 9.8632e-05 | 3.6265e-06 | 8.1069e-05 | 0 | 0.00011415 | 0 | 0 | 0.00028587 | -6.237e-05 | 0.00057945 | 9.8632e-05 | 9.5486e-05 | 0.00014762 | 7.6511e-05 | 0.00014762 | 0.00011415 | 0.00022925 | 0.00011415 | 0 | 6.5591e-05 | 0.0001126 | 0.00011099 | 9.2994e-05 | 9.8555e-05 | 1.532e-05 | -6.7334e-08 | 4.8422e-06 | 4.8422e-06 | 0.00011415 | 0.00011415 | 0.00011415 | 0.00011415 | 0.00011415 | 0.00011415 | 0.00010924 | 8.9491e-05 | 7.3978e-05 | 6.6052e-05 | 0.00022929 | 0.00011415 | 0.00011415 | 0.00011415 | 0.00011415 | 3.2016e-06 | 1.3577e-05 | 5.911e-05 | 8.5478e-05 | 0.00010416 | 0.00010147 | 9.9098e-05 | 9.7999e-05 | 8.8314e-05 | 0.00010054 | 0.00019141 | 0.00019141
06/01 22:00:00 | 6 | 1 | 22 | 3646 | WD | 0 | 0.00010847 | 0.00010847 | 6.0476e-06 | 0.00015886 | 2.0698e-12 | 0.00011415 | 0 | 0 | 0.00034305 | -4.0868e-05 | 0.00038499 | 0.00010847 | 0.00010164 | 0.00014405 | 8.5223e-05 | 0.00014405 | 0.00011415 | 0.00022925 | 0.00011415 | 0 | 6.5591e-05 | 0.0001118 | 0.00010143 | 8.8686e-05 | 9.2625e-05 | 2.2805e-05 | 5.2706e-06 | 1.0865e-05 | 1.0865e-05 | 0.00011415 | 0.00011415 | 0.00011415 | 0.00011415 | 0.00011415 | 0.00011415 | 0.00010883 | 6.8193e-05 | 6.3457e-05 | 6.1037e-05 | 0.00022929 | 0.00011415 | 0.00011415 | 0.00011415 | 0.00011415 | 2.0797e-06 | 1.8816e-05 | 5.6922e-05 | 7.8988e-05 | 0.00010253 | 9.3523e-05 | 9.2511e-05 | 9.2042e-05 | 8.8547e-05 | 9.9845e-05 | 1.5788e-05 | 1.5788e-05
06/01 23:00:00 | 6 | 1 | 23 | 3647 | WD | 0 | 8.8298e-05 | 8.8298e-05 | 2.3689e-06 | 7.8029e-05 | 7.9772e-13 | 0.00011415 | 0 | 0 | 0.00034849 | 0.00090387 | 0 | 8.8298e-05 | 0.00020133 | 0.00013614 | 7.5908e-05 | 0.00013614 | 0.00011415 | 0.00022925 | 0.00011415 | 0 | 6.5591e-05 | 0.0001118 | 0.00012712 | 8.8084e-05 | 0.00010015 | 2.4052e-05 | 1.0984e-05 | 1.5153e-05 | 1.5153e-05 | 0.00011415 | 0.00011415 | 0.00011415 | 0.00011415 | 0.00011415 | 0.00011415 | 9.9691e-05 | 6.8114e-05 | 6.1415e-05 | 5.7992e-05 | 0.00022929 | 0.00011415 | 0.00011415 | 0.00011415 | 0.00011415 | 1.729e-06 | 2.4146e-05 | 5.6381e-05 | 7.5048e-05 | 9.7385e-05 | 9.3287e-05 | 9.1898e-05 | 9.1254e-05 | 8.8584e-05 | 9.94e-05 | -1.0297e-06 | -1.0297e-06
06/01 24:00:00 | 6 | 1 | 24 | 3648 | WD | 0 | 6.8157e-05 | 6.8157e-05 | 9.6802e-07 | 7.6677e-05 | -1.3906e-12 | 0.00011415 | 0 | 0 | 0.00023959 | 0.00065194 | 0 | 6.8157e-05 | 0.0001422 | 0.00012638 | 5.3614e-05 | 0.00012638 | 0.00011415 | 0.00022925 | 0.00011415 | 0 | 6.5591e-05 | 0.0001118 | 9.3888e-05 | 8.7612e-05 | 8.9552e-05 | 2.4806e-05 | 1.2459e-05 | 1.6398e-05 | 1.6398e-05 | 0.00011415 | 0.00011415 | 0.00011415 | 0.00011415 | 0.00011415 | 0.00011415 | 4.5468e-05 | 6.7729e-05 | 5.8823e-05 | 5.4272e-05 | 0.00022929 | 0.00011415 | 0.00011415 | 0.00011415 | 0.00011415 | 1.2032e-06 | 2.1563e-05 | 5.2385e-05 | 7.0234e-05 | 7.1715e-05 | 9.3005e-05 | 8.5687e-05 | 8.2293e-05 | 8.8729e-05 | 9.912e-05 | 5.5146e-06 | 5.5146e-06
06/02 01:00:00 | 6 | 2 | 1 | 3649 | WD | 0 | 2.8105e-05 | 2.8105e-05 | 5.4145e-07 | 7.5052e-05 | 0.00025245 | 0.00011415 | 0 | 0 | 0.00013341 | 7.2304e-05 | 0 | 2.8105e-05 | -2.7918e-05 | 9.19e-05 | 5.7899e-06 | 9.19e-05 | 0.00011415 | 0.00022925 | 0.00011415 | 0 | 6.5591e-05 | 0.0001118 | 9.2563e-05 | 8.7366e-05 | 8.8972e-05 | 2.5685e-05 | 1.2876e-05 | 1.6963e-05 | 1.6963e-05 | 0.00011415 | 0.00011415 | 0.00011415 | 0.00011416 | 0.00011415 | 0.00011415 | 3.6463e-05 | 6.7924e-05 | 5.8637e-05 | 5.3892e-05 | 0.00022929 | 0.00011415 | 0.00011415 | 0.00011415 | 0.00011415 | 1.2032e-06 | 2.437e-05 | 5.3103e-05 | 6.9742e-05 | 6.6408e-05 | 9.3058e-05 | 8.5567e-05 | 8.2092e-05 | 8.8784e-05 | 9.9234e-05 | -2.4243e-07 | -2.4243e-07
06/02 02:00:00 | 6 | 2 | 2 | 3650 | WD | 0 | 3.7755e-05 | 3.7755e-05 | 0.00097198 | 0 | 0.00023244 | 0.00011415 | 0 | 0 | 5.4452e-05 | 0.00040165 | -0.0015346 | 3.7755e-05 | 2.1021e-05 | 8.5656e-05 | 3.2162e-05 | 8.5656e-05 | 0.00011415 | 0.00022925 | 0.00011415 | 0 | 6.5591e-05 | 0.0001118 | 9.2854e-05 | 8.7444e-05 | 8.9116e-05 | 2.6476e-05 | 1.301e-05 | 1.7306e-05 | 1.7306e-05 | 0.00011415 | 0.00011415 | 0.00011415 | 0.00011416 | 0.00011415 | 0.00011415 | 3.6473e-05 | 6.819e-05 | 6.0618e-05 | 5.6748e-05 | 0.00022929 | 0.00011415 | 0.00011415 | 0.00011415 | 0.00011415 | 1.23e-06 | 2.5894e-05 | 5.6002e-05 | 7.3438e-05 | 6.5084e-05 | 9.3166e-05 | 8.6189e-05 | 8.2952e-05 | 8.8788e-05 | 9.9295e-05 | 1.0725e-06 | 1.0725e-06
06/02 03:00:00 | 6 | 2 | 3 | 3651 | WD | 0 | 5.7974e-05 | 5.7974e-05 | -0.00096968 | 7.421e-05 | 0.00022975 | 0.00011415 | 0 | 0 | 2.1781e-05 | 0.00050999 | -0.006205 | 5.7974e-05 | 5.3243e-05 | 8.3946e-05 | 5.0106e-05 | 8.3946e-05 | 0.00011415 | 0.00022925 | 0.00011415 | 0 | 6.5591e-05 | 0.0001118 | 9.3265e-05 | 8.6811e-05 | 8.8805e-05 | 2.73e-05 | 1.3165e-05 | 1.7675e-05 | 1.7675e-05 | 0.00011415 | 0.00011415 | 0.00011415 | 0.00011416 | 0.00011415 | 0.00011415 | 4.5596e-05 | 6.8975e-05 | 6.1912e-05 | 5.8304e-05 | 0.00022929 | 0.00011415 | 0.00011415 | 0.00011415 | 0.00011415 | 1.5508e-06 | 3.0373e-05 | 5.892e-05 | 7.5451e-05 | 7.0497e-05 | 9.3181e-05 | 8.6521e-05 | 8.3432e-05 | 8.8768e-05 | 9.9423e-05 | -2.3994e-06 | -2.3994e-06
06/02 04:00:00 | 6 | 2 | 4 | 3652 | WD | 0 | 7.0167e-05 | 7.0167e-05 | 0.00096966 | 7.4254e-05 | 0.00022651 | 0.00011415 | 0 | 0 | 2.1781e-05 | 0.00043017 | -0.0045909 | 7.0167e-05 | 8.4462e-05 | 8.2211e-05 | 6.782e-05 | 8.2211e-05 | 0.00011415 | 0.00022925 | 0.00011415 | 0 | 6.5591e-05 | 0.0001118 | 0.00015171 | 8.5644e-05 | 0.00010606 | 2.7181e-05 | 1.3445e-05 | 1.7828e-05 | 1.7828e-05 | 0.00011415 | 0.00011415 | 0.00011415 | 0.00011416 | 0.00011415 | 0.00011415 | 5.4768e-05 | 7.0282e-05 | 7.6832e-05 | 8.0178e-05 | 0.00022929 | 0.00011415 | 0.00011415 | 0.00011415 | 0.00011415 | 2.0054e-06 | 3.7834e-05 | 7.9583e-05 | 0.00010376 | 7.654e-05 | 9.3168e-05 | 9.1217e-05 | 9.0312e-05 | 8.8754e-05 | 9.9666e-05 | -6.5022e-06 | -6.5022e-06
06/02 05:00:00 | 6 | 2 | 5 | 3653 | WD | 0 | 7.0557e-05 | 7.0557e-05 | -0.00097224 | 0 | 0.00021796 | 0.00011415 | 0 | 0 | 6.5342e-05 | 0.00039828 | -0.0016919 | 7.0557e-05 | 0.00010032 | 8.1198e-05 | 7.7516e-05 | 8.1198e-05 | 0.00011415 | 0.00011463 | 0.00011415 | 5.1383e-06 | 6.5591e-05 | 0.0001118 | 0.0001453 | 8.926e-05 | 0.00010658 | 2.9738e-05 | 1.3591e-05 | 1.8742e-05 | 1.8742e-05 | 0.00011415 | 0.00011415 | 0.00011415 | 0.00011416 | 0.00011415 | 0.00011415 | 9.1181e-05 | 9.2841e-05 | 0.00010215 | 0.0001069 | 0.00011465 | 0.00011415 | 0.00011415 | 0.00011415 | 0.00011415 | 1.0003e-05 | 6.4656e-05 | 0.00011157 | 0.00013873 | 9.2493e-05 | 9.7201e-05 | 9.2599e-05 | 9.0465e-05 | 8.862e-05 | 9.9759e-05 | -6.4667e-06 | -6.4667e-06
06/02 06:00:00 | 6 | 2 | 6 | 3654 | WD | 7.1583e-05 | 7.2236e-05 | 7.2236e-05 | 1.3629e-06 | 7.7052e-05 | -1.5577e-12 | 0.00011415 | 0.0003 | 0.0003 | 0.00013613 | 0.00036249 | 0.00078999 | 7.2236e-05 | 7.7606e-05 | 8.7512e-05 | 6.3256e-05 | 8.7512e-05 | 0.00011415 | 0 | 0.00011415 | 3.0799e-05 | 6.5591e-05 | 0.0001126 | 0.00013277 | 9.607e-05 | 0.00010741 | 9.8036e-06 | 7.3267e-06 | 8.117e-06 | 8.117e-06 | 0.00011415 | 0.00011415 | 0.00011415 | 0.00011416 | 0.00011415 | 0.00011415 | 0.00012828 | 0.00012307 | 0.00013006 | 0.00013363 | 0 | 0.00011415 | 0.00011415 | 0.00011415 | 0.00011415 | 6.9054e-05 | 0.00010889 | 0.00015144 | 0.00017608 | 0.00010897 | 0.00010663 | 9.5558e-05 | 9.0424e-05 | 8.669e-05 | 0.00011971 | 0.00024677 | 0.00024677
06/02 07:00:00 | 6 | 2 | 7 | 3655 | WD | 0.00016654 | 9.0002e-05 | 9.0002e-05 | 5.3313e-06 | 0.00016338 | 7.5464e-14 | 0.00011415 | 0.00068999 | 0.00068999 | 0.00015247 | -0.00076928 | 0.0017177 | 9.0002e-05 | -0.00015498 | 9.9871e-05 | 7.4538e-05 | 9.9871e-05 | 0.00011415 | 0 | 0.00011415 | 6.3246e-05 | 6.5591e-05 | 0.0001126 | 0.00011441 | 0.00011383 | 0.00011401 | 3.9755e-06 | 2.4279e-06 | 2.9217e-06 | 2.9217e-06 | 0.00011415 | 0.00011415 | 0.00011415 | 0.00011416 | 0.00011415 | 0.00011415 | 0.000149 | 0.00014024 | 0.00018893 | 0.00021381 | 0 | 0.00011415 | 0.00011415 | 0.00011415 | 0.00011415 | 0.00015977 | 0.00016921 | 0.00015706 | 0.00015003 | 0.00012105 | 0.0001183 | 0.00011932 | 0.0001198 | 9.5065e-05 | 0.00011221 | 0.00011053 | 0.00011053
06/02 08:00:00 | 6 | 2 | 8 | 3656 | WD | 0.00025299 | 7.5889e-05 | 7.5889e-05 | 6.8055e-06 | 0.00016717 | 4.7973e-13 | 0.00011415 | 0.00093029 | 0.00093029 | 0.00013613 | -0.00036648 | 0.0019379 | 7.5889e-05 | -5.743e-05 | 0.00011103 | 5.2387e-05 | 0.00011103 | 0.00011415 | 0 | 0.00011415 | 0.00023876 | 0.00016398 | 0.0001685 | 0.00011903 | 0.00011725 | 0.0001178 | 2.662e-06 | 8.475e-07 | 1.4264e-06 | 1.4264e-06 | 0.00011415 | 0.00011415 | 0.00011415 | 0.00011416 | 0.00011415 | 0.00011415 | 0.00016895 | 0.00015337 | 0.00019337 | 0.00021381 | 0 | 0.00011415 | 0.00011415 | 0.00011415 | 0.00011415 | 0.0002719 | 0.00022746 | 0.00018213 | 0.00015588 | 0.00013674 | 0.00012389 | 0.00014971 | 0.00016169 | 0.000101 | 0.00010927 | 1.3513e-06 | 1.3513e-06
06/02 09:00:00 | 6 | 2 | 9 | 3657 | WD | 0.00033419 | 8.7334e-05 | 8.7334e-05 | 0.00034595 | 0.00016758 | 1.5523e-12 | 0.00011415 | 0.00044872 | 0.00044872 | 5.9897e-05 | -0.00021601 | 0.0018843 | 8.7334e-05 | 3.6903e-05 | 0.00011108 | 7.2589e-05 | 0.00011108 | 0.00011415 | 0 | 0.00011415 | 0.00047113 | 0.00029516 | 0.0002244 | 0.00012346 | 0.00011923 | 0.00012054 | 3.1166e-06 | 3.9597e-07 | 1.264e-06 | 1.264e-06 | 0.00011415 | 0.00011415 | 0.00011415 | 0.00011416 | 0.00011415 | 0.00011415 | 0.0001871 | 0.00015456 | 0.00019377 | 0.00021381 | 0 | 0.00011415 | 0.00011415 | 0.00011415 | 0.00011415 | 0.00039315 | 0.00024645 | 0.00019236 | 0.00016104 | 0.00014919 | 0.00012523 | 0.00015578 | 0.00016995 | 0.00011686 | 0.00010719 | -5.9814e-05 | -5.9814e-05
06/02 10:00:00 | 6 | 2 | 10 | 3658 | WD | 0.00040834 | 0.00010001 | 0.00010001 | 0.00041613 | 0.00016586 | 0.00021486 | 0.00011415 | 0.00030594 | 0.00030594 | 4.0839e-05 | -0.00015111 | 0.0017531 | 0.00010001 | 0.0001329 | 0.00011156 | 9.179e-05 | 0.00011156 | 0.00011415 | 0 | 0.00011415 | 0.00047113 | 0.00029516 | 0.0002244 | 0.00012531 | 0.00012152 | 0.00012269 | 2.9522e-06 | 9.1046e-08 | 1.0039e-06 | 1.0039e-06 | 0.00011415 | 0.00011415 | 0.00011415 | 0.00011416 | 0.00011415 | 0.00011415 | 0.00018706 | 0.00015413 | 0.00019363 | 0.00021381 | 0 | 0.00011415 | 0.00011415 | 0.00011415 | 0.00011415 | 0.00046616 | 0.00024653 | 0.00019526 | 0.00016557 | 0.00015262 | 0.00012588 | 0.0001557 | 0.00016954 | 0.00012575 | 0.0001059 | -8.9907e-05 | -8.9907e-05
06/02 11:00:00 | 6 | 2 | 11 | 3659 | WD | 0.00046225 | 5.2943e-05 | 5.2943e-05 | -0.00073335 | 0.00011204 | 0.00021991 | 0.00011415 | 0 | 0 | 4.0839e-05 | 0.00040291 | 0.001644 | 5.2943e-05 | 8.5573e-05 | 0.00011463 | 3.2264e-05 | 0.00011463 | 0.00011415 | 0 | 0.00011415 | 0.00047113 | 0.00029516 | 0.0002244 | 0.00015231 | 0.00012388 | 0.00013266 | 3.3646e-06 | 1.2501e-07 | 1.1586e-06 | 1.1586e-06 | 0.00011415 | 0.00011415 | 0.00011415 | 0.00011416 | 0.00011415 | 0.00011415 | 0.000187 | 0.00015348 | 0.00019341 | 0.00021381 | 0 | 0.00011415 | 0.00011415 | 0.00011415 | 0.00011415 | 0.00050534 | 0.00024632 | 0.00019719 | 0.00016875 | 0.00015574 | 0.0001265 | 0.0001583 | 0.00017306 | 0.00013683 | 0.00010449 | -0.0001076 | -0.0001076
06/02 12:00:00 | 6 | 2 | 12 | 3660 | WD | 0.00049406 | 5.2449e-05 | 5.2449e-05 | 0.0010101 | 0.00013082 | 0.00021998 | 0.00011415 | 0 | 0 | 4.0839e-05 | 0.00035887 | 0.001535 | 5.2449e-05 | 7.6219e-05 | 0.00011458 | 2.8737e-05 | 0.00011458 | 0.00011415 | 0 | 0.00011415 | 0.00047113 | 0.00029516 | 0.0002244 | 0.00012693 | 0.00012422 | 0.00012506 | 4.0428e-06 | 2.233e-07 | 1.4419e-06 | 1.4419e-06 | 0.00011415 | 0.00011415 | 0.00011415 | 0.00011416 | 0.00011415 | 0.00011415 | 0.00018694 | 0.0001532 | 0.00019331 | 0.00021381 | 0 | 0.00011415 | 0.00011415 | 0.00011415 | 0.00011415 | 0.00052644 | 0.00024586 | 0.00024083 | 0.00023792 | 0.00015581 | 0.00012652 | 0.00016207 | 0.00017856 | 0.00013429 | 0.00010362 | -0.00011485 | -0.00011485
06/02 13:00:00 | 6 | 2 | 13 | 3661 | WD | 0.00049265 | 4.2674e-05 | 4.2674e-05 | -0.00089041 | 8.0174e-05 | 0.00021627 | 0.00011415 | 0 | 0 | 4.0839e-05 | 0.00028954 | 0.0014037 | 4.2674e-05 | 6.1494e-05 | 0.00011115 | 2.3185e-05 | 0.00011115 | 0.00011415 | 0 | 0.00011415 | 0.00047113 | 0.00029516 | 0.0002244 | 0.00012722 | 0.00012765 | 0.00012752 | 2.8606e-06 | 2.9265e-08 | 9.326e-07 | 9.326e-07 | 0.00011415 | 0.00011415 | 0.00011415 | 0.00011415 | 0.00011415 | 0.00011415 | 0.00018653 | 0.00015279 | 0.00019317 | 0.00021381 | 0 | 0.00011415 | 0.00011415 | 0.00011415 | 0.00011415 | 0.00052746 | 0.00024525 | 0.0002407 | 0.00023807 | 0.00015321 | 0.00012761 | 0.00016067 | 0.00017601 | 0.00013277 | 0.00010334 | -0.00011458 | -0.00011458
06/02 14:00:00 | 6 | 2 | 14 | 3662 | WD | 0.00046283 | 4.6553e-05 | 4.6553e-05 | 0.00089783 | 0.00015677 | 0.00022375 | 0.00011415 | 0 | 0 | 4.0839e-05 | 0.00021586 | 0.0012803 | 4.6553e-05 | 4.5845e-05 | 0.00011051 | 1.7285e-05 | 0.00011051 | 0.00011415 | 0 | 0.00011415 | 0.00047113 | 0.00029516 | 0.0002244 | 0.00012694 | 0.00012677 | 0.00012682 | 2.7455e-06 | 2.2426e-08 | 8.9123e-07 | 8.9123e-07 | 0.00011415 | 0.00011415 | 0.00011415 | 0.00011415 | 0.00011415 | 0.00011415 | 0.00018548 | 0.00015218 | 0.00019297 | 0.00021381 | 0 | 0.00011415 | 0.00011415 | 0.00011415 | 0.00011415 | 0.00051029 | 0.00024314 | 0.00023918 | 0.00023689 | 0.00015227 | 0.00012711 | 0.00015838 | 0.00017289 | 0.00013296 | 0.00010332 | -0.0001211 | -0.0001211
06/02 15:00:00 | 6 | 2 | 15 | 3663 | WD | 0.00040388 | 3.7803e-05 | 3.7803e-05 | 2.6959e-06 | 7.8153e-05 | 0.00023635 | 0.00011415 | 0 | 0 | 4.0839e-05 | 0.00021094 | 0.001133 | 3.7803e-05 | 4.48e-05 | 0.00010956 | 1.6891e-05 | 0.00010956 | 0.00011415 | 0 | 0.00011415 | 0.00047113 | 0.00029516 | 0.0002244 | 0.00012332 | 0.00012224 | 0.00012258 | 2.6403e-06 | 1.2384e-07 | 9.2672e-07 | 9.2672e-07 | 0.00011415 | 0.00011415 | 0.00011415 | 0.00011415 | 0.00011415 | 0.00011415 | 0.00016661 | 0.00015069 | 0.00019246 | 0.00021381 | 0 | 0.00011415 | 0.00011415 | 0.00011415 | 0.00011415 | 0.00042468 | 0.00023592 | 0.00019201 | 0.00016658 | 0.00013957 | 0.00012507 | 0.00015766 | 0.00017278 | 0.00013094 | 0.00010332 | -0.0001175 | -0.0001175
06/02 16:00:00 | 6 | 2 | 16 | 3664 | WD | 0.00032624 | 4.0726e-05 | 4.0726e-05 | 3.316e-06 | 7.8135e-05 | 0.00024949 | 0.00011415 | 0 | 0 | 4.0839e-05 | 0.00023981 | 0.0010026 | 4.0726e-05 | 5.0931e-05 | 0.00011092 | 1.9203e-05 | 0.00011092 | 0.00011415 | 0 | 0.00011415 | 0.00047113 | 0.00029516 | 0.0002244 | 0.00011486 | 0.00012147 | 0.00011943 | 2.552e-06 | 7.136e-08 | 8.6282e-07 | 8.6282e-07 | 0.00011415 | 0.00011415 | 0.00011415 | 0.00011415 | 0.00011415 | 0.00011415 | 0.00014779 | 0.00014413 | 0.00015206 | 0.00015611 | 0 | 0.00011415 | 0.00011415 | 0.00011415 | 0.00011415 | 0.00032041 | 0.00021408 | 0.00015361 | 0.00011859 | 0.00012765 | 0.00012282 | 0.00014709 | 0.00015834 | 0.00012032 | 0.00010345 | -0.0001143 | -0.0001143
06/02 17:00:00 | 6 | 2 | 17 | 3665 | WD | 0.00024123 | 6.5384e-05 | 6.5384e-05 | 0.00049926 | 0.00015738 | -2.0051e-12 | 0.00011415 | 0.0010781 | 0.0010781 | 4.0839e-05 | -0.00052227 | 0.00092448 | 6.5384e-05 | -7.6925e-05 | 0.00012 | 3.6172e-05 | 0.00012 | 0.00011415 | 0 | 0.00011415 | 0.00044471 | 0.00029516 | 0.0002244 | 0.00011215 | 0.00011895 | 0.00011685 | 2.4967e-06 | -1.9693e-07 | 6.6249e-07 | 6.6249e-07 | 0.00011415 | 0.00011415 | 0.00011415 | 0.00011416 | 0.00011415 | 0.00011415 | 0.00012914 | 0.00013924 | 0.00012923 | 0.00012411 | 0 | 0.00011415 | 0.00011415 | 0.00011415 | 0.00011415 | 0.00021962 | 0.0001886 | 0.00012695 | 9.1251e-05 | 0.00011711 | 0.00012047 | 0.00013761 | 0.00014556 | 0.0001198 | 0.00010471 | -0.00010892 | -0.00010892
06/02 18:00:00 | 6 | 2 | 18 | 3666 | WD | 0.00015401 | 6.9847e-05 | 6.9847e-05 | -0.00049048 | 7.9866e-05 | -7.5459e-13 | 0.00011415 | 0.0010366 | 0.0010366 | 7.0788e-05 | -0.00023436 | 0.00082043 | 6.9847e-05 | 2.7228e-05 | 0.00013406 | 4.8141e-05 | 0.00013406 | 0.00011415 | 0 | 0.00011415 | 6.8217e-05 | 6.5591e-05 | 0.0001126 | 0.00011122 | 0.00011407 | 0.00011319 | 2.3446e-06 | -2.415e-07 | 5.836e-07 | 5.836e-07 | 0.00011415 | 0.00011415 | 0.00011415 | 0.00011416 | 0.00011415 | 0.00011415 | 0.00012867 | 0.00012817 | 0.00011248 | 0.00010446 | 0 | 0.00011415 | 0.00011415 | 0.00011415 | 0.00011415 | 0.00015065 | 0.00014009 | 9.8251e-05 | 7.4025e-05 | 0.00011399 | 0.00011526 | 0.00010944 | 0.00010674 | 0.00011151 | 0.00010523 | 5.4138e-05 | 5.4138e-05
06/02 19:00:00 | 6 | 2 | 19 | 3667 | WD | 6.085e-05 | 0.00010879 | 0.00010879 | 1.075e-05 | 0.00016214 | -3.8268e-13 | 0.00011415 | 0.00071838 | 0.00071838 | 0.00015247 | -0.00013883 | 0.00075124 | 0.00010879 | 0.00013846 | 0.00014271 | 8.3039e-05 | 0.00014271 | 0.00011415 | 0 | 0.00011415 | 3.5119e-05 | 6.5591e-05 | 0.0001126 | 0.00010853 | 0.00011174 | 0.00011075 | 2.1237e-06 | -9.3637e-08 | 6.1381e-07 | 6.1381e-07 | 0.00011415 | 0.00011415 | 0.00011415 | 0.00011416 | 0.00011415 | 0.00011415 | 0.00011028 | 0.00011979 | 0.00010074 | 9.1006e-05 | 0 | 0.00011415 | 0.00011415 | 0.00011415 | 0.00011415 | 7.0114e-05 | 9.4881e-05 | 7.3954e-05 | 6.1835e-05 | 0.00010287 | 0.00011193 | 0.00010338 | 9.9412e-05 | 9.6919e-05 | 0.00010599 | 7.6513e-05 | 7.6513e-05
06/02 20:00:00 | 6 | 2 | 20 | 3668 | WD | 0 | 8.635e-05 | 8.635e-05 | 0.0010188 | 8.1319e-05 | -2.8565e-13 | 0.00011415 | 0.00011637 | 0.00011637 | 0.00021236 | -7.2277e-05 | 0.00065292 | 8.635e-05 | 8.7681e-05 | 0.00014653 | 5.9504e-05 | 0.00014653 | 0.00011415 | 5.7313e-05 | 0.00011415 | 4.7409e-06 | 6.5591e-05 | 0.0001126 | 0.00010767 | 0.000108 | 0.0001079 | 1.9496e-06 | -1.2292e-07 | 5.3834e-07 | 5.3834e-07 | 0.00011415 | 0.00011415 | 0.00011415 | 0.00011416 | 0.00011415 | 0.00011415 | 0.00010984 | 0.00010458 | 8.595e-05 | 7.6429e-05 | 7.5498e-05 | 0.00011415 | 0.00011415 | 0.00011415 | 0.00011415 | 1.4623e-05 | 6.1976e-05 | 8.5571e-05 | 9.9234e-05 | 0.00010215 | 0.00010802 | 9.7282e-05 | 9.23e-05 | 8.7586e-05 | 0.00010638 | 0.00010318 | 0.00010318
06/02 21:00:00 | 6 | 2 | 21 | 3669 | WD | 0 | 9.2688e-05 | 9.2688e-05 | 9.2483e-06 | 0.00016112 | 0 | 0.00011415 | 0 | 0 | 0.00028587 | -4.2436e-05 | 0.00054749 | 9.2688e-05 | 7.5502e-05 | 0.00014762 | 5.5972e-05 | 0.00014762 | 0.00011415 | 0.00022925 | 0.00011415 | 0 | 6.5591e-05 | 0.0001126 | 0.0001041 | 9.3715e-05 | 9.6923e-05 | 1.972e-05 | 1.5152e-07 | 6.3951e-06 | 6.3951e-06 | 0.00011415 | 0.00011415 | 0.00011415 | 0.00011415 | 0.00011415 | 0.00011415 | 0.00010924 | 9.2279e-05 | 7.4921e-05 | 6.6052e-05 | 0.00022929 | 0.00011415 | 0.00011415 | 0.00011415 | 0.00011415 | 3.2016e-06 | 4.5412e-05 | 7.0785e-05 | 8.5478e-05 | 0.00010403 | 0.00010296 | 9.9788e-05 | 9.8319e-05 | 8.7852e-05 | 0.00010173 | 0.00011059 | 0.00011059
06/02 22:00:00 | 6 | 2 | 22 | 3670 | WD | 0 | 8.5002e-05 | 8.5002e-05 | 4.1693e-06 | 7.9615e-05 | 2.0698e-12 | 0.00011415 | 0 | 0 | 0.00034305 | -2.7626e-05 | 0.00039762 | 8.5002e-05 | 8.0959e-05 | 0.00014405 | 6.3769e-05 | 0.00014405 | 0.00011415 | 0.00022925 | 0.00011415 | 0 | 6.5591e-05 | 0.0001118 | 0.00010352 | 9.0905e-05 | 9.4805e-05 | 2.6731e-05 | 4.6763e-07 | 8.847e-06 | 8.847e-06 | 0.00011415 | 0.00011415 | 0.00011415 | 0.00011415 | 0.00011415 | 0.00011415 | 0.00010883 | 6.9436e-05 | 6.3877e-05 | 6.1037e-05 | 0.00022929 | 0.00011415 | 0.00011415 | 0.00011415 | 0.00011415 | 2.0797e-06 | 3.3003e-05 | 6.2124e-05 | 7.8988e-05 | 0.00010246 | 9.4759e-05 | 9.4645e-05 | 9.4593e-05 | 8.8145e-05 | 0.00010126 | -2.3923e-06 | -2.3923e-06
06/02 23:00:00 | 6 | 2 | 23 | 3671 | WD | 0 | 8.0066e-05 | 8.0066e-05 | 0.00037699 | 0.00015601 | 7.9772e-13 | 0.00011415 | 0 | 0 | 0.00034849 | 0.00065467 | 0 | 8.0066e-05 | 0.00013904 | 0.00013614 | 5.2424e-05 | 0.00013614 | 0.00011415 | 0.00022925 | 0.00011415 | 0 | 6.5591e-05 | 0.0001118 | 0.0001288 | 9.2243e-05 | 0.00010354 | 2.764e-05 | -5.916e-06 | 4.7902e-06 | 4.7902e-06 | 0.00011415 | 0.00011415 | 0.00011415 | 0.00011415 | 0.00011415 | 0.00011415 | 9.9691e-05 | 6.8344e-05 | 6.1493e-05 | 5.7992e-05 | 0.00022929 | 0.00011415 | 0.00011415 | 0.00011415 | 0.00011415 | 1.729e-06 | 2.6771e-05 | 5.7344e-05 | 7.5048e-05 | 9.7321e-05 | 9.4901e-05 | 9.3868e-05 | 9.3389e-05 | 8.8217e-05 | 0.00010082 | -1.2434e-05 | -1.2434e-05
06/02 24:00:00 | 6 | 2 | 24 | 3672 | WD | 0 | 5.7046e-05 | 5.7046e-05 | -0.00015163 | 7.665e-05 | -1.3906e-12 | 0.00011415 | 0 | 0 | 0.00023959 | 0.00047207 | 0 | 5.7046e-05 | 0.00010026 | 0.00012638 | 3.7802e-05 | 0.00012638 | 0.00011415 | 0.00022925 | 0.00011415 | 0 | 6.5591e-05 | 0.0001118 | 9.6224e-05 | 9.2924e-05 | 9.3944e-05 | 2.7581e-05 | -1.196e-05 | 6.5592e-07 | 6.5592e-07 | 0.00011415 | 0.00011415 | 0.00011415 | 0.00011415 | 0.00011415 | 0.00011415 | 4.5468e-05 | 6.8027e-05 | 5.8924e-05 | 5.4272e-05 | 0.00022929 | 0.00011415 | 0.00011415 | 0.00011415 | 0.00011415 | 1.2032e-06 | 2.496e-05 | 5.3631e-05 | 7.0234e-05 | 7.1643e-05 | 9.5046e-05 | 8.7435e-05 | 8.3905e-05 | 8.8365e-05 | 0.00010049 | -7.3633e-06 | -7.3633e-06
06/03 01:00:00 | 6 | 3 | 1 | 3673 | WD | 0 | 1.6082e-05 | 1.6082e-05 | -0.0002124 | 0 | 0.00025245 | 0.00011415 | 0 | 0 | 0.00013341 | 0 | 0 | 1.6082e-05 | -2.2756e-06 | 9.19e-05 | 0 | 9.19e-05 | 0.00011415 | 0.00022925 | 0.00011415 | 0 | 6.5591e-05 | 0.0001118 | 9.5334e-05 | 9.4198e-05 | 9.4549e-05 | 2.7898e-05 | -1.7938e-05 | -3.3137e-06 | -3.3137e-06 | 0.00011415 | 0.00011415 | 0.00011415 | 0.00011415 | 0.00011415 | 0.00011415 | 3.6463e-05 | 6.7924e-05 | 5.8637e-05 | 5.3892e-05 | 0.00022929 | 0.00011415 | 0.00011415 | 0.00011415 | 0.00011415 | 1.2032e-06 | 2.437e-05 | 5.3103e-05 | 6.9742e-05 | 6.6325e-05 | 9.5464e-05 | 8.7264e-05 | 8.3461e-05 | 8.842e-05 | 0.0001003 | -5.2614e-06 | -5.2614e-06
06/03 02:00:00 | 6 | 3 | 2 | 3674 | WD | 0 | 2.9174e-05 | 2.9174e-05 | 4.5025e-07 | 7.4407e-05 | 0.00023244 | 0.00011415 | 0 | 0 | 5.4452e-05 | 0.00010891 | 0 | 2.9174e-05 | -1.1195e-05 | 8.5656e-05 | 8.7209e-06 | 8.5656e-05 | 0.00011415 | 0.00022925 | 0.00011415 | 0 | 6.5591e-05 | 0.0001118 | 9.5084e-05 | 9.4792e-05 | 9.4883e-05 | 2.8343e-05 | -1.8642e-05 | -3.6508e-06 | -3.6508e-06 | 0.00011415 | 0.00011415 | 0.00011415 | 0.00011415 | 0.00011415 | 0.00011415 | 3.6473e-05 | 6.819e-05 | 6.0618e-05 | 5.6748e-05 | 0.00022929 | 0.00011415 | 0.00011415 | 0.00011415 | 0.00011415 | 1.23e-06 | 2.5894e-05 | 5.6002e-05 | 7.3438e-05 | 6.502e-05 | 9.5754e-05 | 8.7814e-05 | 8.4131e-05 | 8.8456e-05 | 0.00010014 | -8.3147e-06 | -8.3147e-06
06/03 03:00:00 | 6 | 3 | 3 | 3675 | WD | 0 | 3.744e-05 | 3.744e-05 | 0.00096974 | 0 | 0.00022975 | 0.00011415 | 0 | 0 | 2.1781e-05 | 0.00040053 | -0.0040006 | 3.744e-05 | 3.1711e-05 | 8.3946e-05 | 3.2073e-05 | 8.3946e-05 | 0.00011415 | 0.00022925 | 0.00011415 | 0 | 6.5591e-05 | 0.0001118 | 9.5685e-05 | 9.5127e-05 | 9.5299e-05 | 2.8748e-05 | -1.9182e-05 | -3.8894e-06 | -3.8894e-06 | 0.00011415 | 0.00011415 | 0.00011415 | 0.00011415 | 0.00011415 | 0.00011415 | 4.5596e-05 | 6.8975e-05 | 6.1912e-05 | 5.8304e-05 | 0.00022929 | 0.00011415 | 0.00011415 | 0.00011415 | 0.00011415 | 1.5508e-06 | 3.0373e-05 | 5.892e-05 | 7.5451e-05 | 7.0428e-05 | 9.6109e-05 | 8.8177e-05 | 8.4498e-05 | 8.8446e-05 | 0.00010002 | -4.8106e-06 | -4.8106e-06
06/03 04:00:00 | 6 | 3 | 4 | 3676 | WD | 0 | 4.9902e-05 | 4.9902e-05 | -0.00096945 | 7.425e-05 | 0.00022651 | 0.00011415 | 0 | 0 | 2.1781e-05 | 0.0004867 | -0.0036897 | 4.9902e-05 | 4.2574e-05 | 8.2211e-05 | 3.8973e-05 | 8.2211e-05 | 0.00011415 | 0.00022925 | 0.00011415 | 0 | 6.5591e-05 | 0.0001118 | 0.00010815 | 9.4936e-05 | 9.9018e-05 | 2.9251e-05 | -1.9079e-05 | -3.6585e-06 | -3.6585e-06 | 0.00011415 | 0.00011415 | 0.00011415 | 0.00011415 | 0.00011415 | 0.00011415 | 5.4768e-05 | 7.0282e-05 | 7.6832e-05 | 8.0178e-05 | 0.00022929 | 0.00011415 | 0.00011415 | 0.00011415 | 0.00011415 | 2.0054e-06 | 3.7834e-05 | 7.9583e-05 | 0.00010376 | 7.5997e-05 | 9.6436e-05 | 9.3006e-05 | 9.1415e-05 | 8.8418e-05 | 9.9995e-05 | -1.2086e-05 | -1.2086e-05
06/03 05:00:00 | 6 | 3 | 5 | 3677 | WD | 0 | 5.6863e-05 | 5.6863e-05 | 5.9023e-07 | 7.4784e-05 | 0.00021796 | 0.00011415 | 0 | 0 | 6.5342e-05 | 0.00048496 | -0.00235 | 5.6863e-05 | 5.4984e-05 | 8.1198e-05 | 4.6739e-05 | 8.1198e-05 | 0.00011415 | 0.00011463 | 0.00011415 | 5.3433e-06 | 6.5591e-05 | 0.0001118 | 0.00011101 | 9.8882e-05 | 0.00010263 | 2.9709e-05 | -1.9005e-05 | -3.4625e-06 | -3.4625e-06 | 0.00011415 | 0.00011415 | 0.00011415 | 0.00011415 | 0.00011415 | 0.00011415 | 9.1181e-05 | 9.2835e-05 | 0.00010215 | 0.0001069 | 0.00011465 | 0.00011415 | 0.00011415 | 0.00011415 | 0.00011415 | 1.0262e-05 | 6.4738e-05 | 0.00011161 | 0.00013875 | 9.2032e-05 | 0.00010058 | 9.4567e-05 | 9.1777e-05 | 8.8326e-05 | 0.00010012 | -1.1769e-05 | -1.1769e-05
06/03 06:00:00 | 6 | 3 | 6 | 3678 | WD | 7.4905e-05 | 6.29e-05 | 6.29e-05 | 1.4324e-06 | 7.704e-05 | -1.5577e-12 | 0.00011415 | 0.00030891 | 0.00030891 | 0.00013613 | 0.00042939 | 0.00014531 | 6.29e-05 | 6.1237e-05 | 8.7512e-05 | 4.9968e-05 | 8.7512e-05 | 0.00011415 | 0 | 0.00011415 | 3.1713e-05 | 6.5591e-05 | 0.0001126 | 0.00011585 | 0.00010449 | 0.000108 | 1.1751e-05 | 1.7966e-06 | 4.9725e-06 | 4.9725e-06 | 0.00011415 | 0.00011415 | 0.00011415 | 0.00011416 | 0.00011415 | 0.00011415 | 0.00012828 | 0.00012306 | 0.00013006 | 0.00013363 | 0 | 0.00011415 | 0.00011415 | 0.00011415 | 0.00011415 | 7.0936e-05 | 0.00010961 | 0.00015176 | 0.00017617 | 0.00010876 | 0.00010955 | 9.7548e-05 | 9.1982e-05 | 8.6812e-05 | 0.00011658 | 0.00014493 | 0.00014493
06/03 07:00:00 | 6 | 3 | 7 | 3679 | WD | 0.00016781 | 7.4712e-05 | 7.4712e-05 | 0.0010172 | 9.571e-05 | 7.5464e-14 | 0.00011415 | 0.0006901 | 0.0006901 | 0.00015247 | -0.00070828 | 0.0011141 | 7.4712e-05 | -0.0001664 | 9.9871e-05 | 6.2982e-05 | 9.9871e-05 | 0.00011415 | 0 | 0.00011415 | 6.3256e-05 | 6.5591e-05 | 0.0001126 | 0.00011502 | 0.00012091 | 0.00011909 | 6.0826e-06 | 3.6954e-06 | 4.4571e-06 | 4.4571e-06 | 0.00011415 | 0.00011415 | 0.00011415 | 0.00011416 | 0.00011415 | 0.00011415 | 0.000149 | 0.00014024 | 0.00018893 | 0.00021381 | 0 | 0.00011415 | 0.00011415 | 0.00011415 | 0.00011415 | 0.00015985 | 0.00016922 | 0.00015707 | 0.00015003 | 0.00012106 | 0.00012077 | 0.00012013 | 0.00011984 | 9.504e-05 | 0.00011088 | 4.4427e-05 | 4.4427e-05
06/03 08:00:00 | 6 | 3 | 8 | 3680 | WD | 0.00025561 | 7.104e-05 | 7.104e-05 | 8.458e-06 | 0.00015266 | 4.7973e-13 | 0.00011415 | 0.00092939 | 0.00092939 | 0.00013613 | -0.00031021 | 0.0014237 | 7.104e-05 | -6.536e-05 | 0.00011103 | 4.7674e-05 | 0.00011103 | 0.00011415 | 0 | 0.00011415 | 0.00023853 | 0.00016398 | 0.0001685 | 0.00011949 | 0.00012404 | 0.00012263 | 5.2565e-06 | 1.2485e-06 | 2.5273e-06 | 2.5273e-06 | 0.00011415 | 0.00011415 | 0.00011415 | 0.00011416 | 0.00011415 | 0.00011415 | 0.00016895 | 0.00015337 | 0.00019337 | 0.00021381 | 0 | 0.00011415 | 0.00011415 | 0.00011415 | 0.00011415 | 0.00027156 | 0.00022735 | 0.00018207 | 0.00015586 | 0.00013614 | 0.00012628 | 0.0001506 | 0.00016188 | 9.5108e-05 | 0.00010857 | -2.4551e-05 | -2.4551e-05
06/03 09:00:00 | 6 | 3 | 9 | 3681 | WD | 0.00033633 | 7.8652e-05 | 7.8652e-05 | 8.8738e-06 | 0.00016756 | 1.5523e-12 | 0.00011415 | 0.00044872 | 0.00044872 | 5.9897e-05 | -0.0001972 | 0.0014356 | 7.8652e-05 | 2.0734e-05 | 0.00011108 | 6.0234e-05 | 0.00011108 | 0.00011415 | 0 | 0.00011415 | 0.00047113 | 0.00029516 | 0.0002244 | 0.00012361 | 0.00012559 | 0.00012498 | 4.8802e-06 | 6.0064e-07 | 1.9661e-06 | 1.9661e-06 | 0.00011415 | 0.00011415 | 0.00011415 | 0.00011416 | 0.00011415 | 0.00011415 | 0.0001871 | 0.00015456 | 0.00019377 | 0.00021381 | 0 | 0.00011415 | 0.00011415 | 0.00011415 | 0.00011415 | 0.00039259 | 0.00024645 | 0.00019234 | 0.000161 | 0.0001482 | 0.00012747 | 0.00015695 | 0.00017063 | 0.00010743 | 0.00010683 | -7.9685e-05 | -7.9685e-05
06/03 10:00:00 | 6 | 3 | 10 | 3682 | WD | 0.0004153 | 0.00010613 | 0.00010613 | 8.8729e-06 | 0.00016577 | 0.00021486 | 0.00011415 | 0.00030594 | 0.00030594 | 4.0839e-05 | -0.00014381 | 0.0013499 | 0.00010613 | 0.00013999 | 0.00011156 | 0.00010052 | 0.00011156 | 0.00011415 | 0 | 0.00011415 | 0.00047113 | 0.00029516 | 0.0002244 | 0.00012449 | 0.00012698 | 0.00012621 | 4.5506e-06 | 4.0273e-07 | 1.7261e-06 | 1.7261e-06 | 0.00011415 | 0.00011415 | 0.00011415 | 0.00011416 | 0.00011415 | 0.00011415 | 0.00018706 | 0.00015413 | 0.00019363 | 0.00021381 | 0 | 0.00011415 | 0.00011415 | 0.00011415 | 0.00011415 | 0.00046559 | 0.00024653 | 0.00019523 | 0.00016552 | 0.00015095 | 0.00012782 | 0.00015626 | 0.00016946 | 0.00012026 | 0.00010599 | -9.2281e-05 | -9.2281e-05
06/03 11:00:00 | 6 | 3 | 11 | 3683 | WD | 0.0004709 | 6.3568e-05 | 6.3568e-05 | 7.7918e-06 | 0.00016323 | 0.00021991 | 0.00011415 | 0 | 0 | 4.0839e-05 | 0.00049534 | 0.0012478 | 6.3568e-05 | 0.0001052 | 0.00011463 | 3.9665e-05 | 0.00011463 | 0.00011415 | 0 | 0.00011415 | 0.00047113 | 0.00029516 | 0.0002244 | 0.00015055 | 0.00012863 | 0.0001354 | 5.0049e-06 | 2.5426e-07 | 1.77e-06 | 1.77e-06 | 0.00011415 | 0.00011415 | 0.00011415 | 0.00011416 | 0.00011415 | 0.00011415 | 0.000187 | 0.00015348 | 0.00019341 | 0.00021381 | 0 | 0.00011415 | 0.00011415 | 0.00011415 | 0.00011415 | 0.00050486 | 0.00024632 | 0.00019717 | 0.0001687 | 0.00015145 | 0.00012818 | 0.00015814 | 0.00017203 | 0.00012296 | 0.00010509 | -0.00010064 | -0.00010064
06/03 12:00:00 | 6 | 3 | 12 | 3684 | WD | 0.00050067 | 5.5782e-05 | 5.5782e-05 | -0.00099903 | 0.00012778 | 0.00021998 | 0.00011415 | 0 | 0 | 4.0839e-05 | 0.00042385 | 0.00119 | 5.5782e-05 | 9.002e-05 | 0.00011458 | 3.3941e-05 | 0.00011458 | 0.00011415 | 0 | 0.00011415 | 0.00047113 | 0.00029516 | 0.0002244 | 0.00012544 | 0.0001294 | 0.00012818 | 4.0831e-06 | 7.9694e-08 | 1.357e-06 | 1.357e-06 | 0.00011415 | 0.00011415 | 0.00011415 | 0.00011416 | 0.00011415 | 0.00011415 | 0.00018694 | 0.0001532 | 0.00019331 | 0.00021381 | 0 | 0.00011415 | 0.00011415 | 0.00011415 | 0.00011415 | 0.00052601 | 0.00024586 | 0.00024081 | 0.00023788 | 0.00015186 | 0.00012836 | 0.00016187 | 0.00017742 | 0.00012951 | 0.00010453 | -0.00010815 | -0.00010815
06/03 13:00:00 | 6 | 3 | 13 | 3685 | WD | 0.00049639 | 4.9314e-05 | 4.9314e-05 | 0.0010045 | 0.00011182 | 0.00021627 | 0.00011415 | 0 | 0 | 4.0839e-05 | 0.00034795 | 0.0011029 | 4.9314e-05 | 7.3899e-05 | 0.00011115 | 2.7862e-05 | 0.00011115 | 0.00011415 | 0 | 0.00011415 | 0.00047113 | 0.00029516 | 0.0002244 | 0.00012679 | 0.00013355 | 0.00013146 | 4.0492e-06 | -1.9517e-07 | 1.159e-06 | 1.159e-06 | 0.00011415 | 0.00011415 | 0.00011415 | 0.00011416 | 0.00011415 | 0.00011415 | 0.00018653 | 0.00015279 | 0.00019317 | 0.00021381 | 0 | 0.00011415 | 0.00011415 | 0.00011415 | 0.00011415 | 0.00052704 | 0.00024525 | 0.00024068 | 0.00023804 | 0.00015122 | 0.0001297 | 0.00016093 | 0.00017542 | 0.00012813 | 0.00010382 | -0.00011445 | -0.00011445
06/03 14:00:00 | 6 | 3 | 14 | 3686 | WD | 0.00046524 | 4.1361e-05 | 4.1361e-05 | 3.2512e-06 | 7.873e-05 | 0.00022375 | 0.00011415 | 0 | 0 | 4.0839e-05 | 0.00027059 | 0.0010318 | 4.1361e-05 | 5.7469e-05 | 0.00011051 | 2.1668e-05 | 0.00011051 | 0.00011415 | 0 | 0.00011415 | 0.00047113 | 0.00029516 | 0.0002244 | 0.0001271 | 0.00013322 | 0.00013133 | 3.9092e-06 | -1.2917e-07 | 1.1593e-06 | 1.1593e-06 | 0.00011415 | 0.00011415 | 0.00011415 | 0.00011415 | 0.00011415 | 0.00011415 | 0.00018548 | 0.00015218 | 0.00019297 | 0.00021381 | 0 | 0.00011415 | 0.00011415 | 0.00011415 | 0.00011415 | 0.00050992 | 0.00024314 | 0.00023916 | 0.00023686 | 0.00015149 | 0.00012939 | 0.00015898 | 0.0001727 | 0.00013032 | 0.00010332 | -0.00011525 | -0.00011525
06/03 15:00:00 | 6 | 3 | 15 | 3687 | WD | 0.00040473 | 4.4221e-05 | 4.4221e-05 | 0.00049036 | 9.0073e-05 | 0.00023635 | 0.00011415 | 0 | 0 | 4.0839e-05 | 0.00030255 | 0.00092861 | 4.4221e-05 | 6.4258e-05 | 0.00010956 | 2.4228e-05 | 0.00010956 | 0.00011415 | 0 | 0.00011415 | 0.00047113 | 0.00029516 | 0.0002244 | 0.0001238 | 0.00012832 | 0.00012692 | 3.7692e-06 | -2.2661e-07 | 1.0483e-06 | 1.0483e-06 | 0.00011415 | 0.00011415 | 0.00011415 | 0.00011415 | 0.00011415 | 0.00011415 | 0.00016661 | 0.00015069 | 0.00019246 | 0.00021381 | 0 | 0.00011415 | 0.00011415 | 0.00011415 | 0.00011415 | 0.0004245 | 0.00023592 | 0.000192 | 0.00016657 | 0.00013996 | 0.00012721 | 0.00015851 | 0.00017303 | 0.00013214 | 0.00010332 | -0.00011834 | -0.00011834
06/03 16:00:00 | 6 | 3 | 16 | 3688 | WD | 0.00032904 | 5.9244e-05 | 5.9244e-05 | -0.00048106 | 0.00014427 | 0.00024949 | 0.00011415 | 0 | 0 | 4.0839e-05 | 0.00040625 | 0.000847 | 5.9244e-05 | 9.4379e-05 | 0.00011092 | 3.5584e-05 | 0.00011092 | 0.00011415 | 0 | 0.00011415 | 0.00047113 | 0.00029516 | 0.0002244 | 0.00011454 | 0.00012385 | 0.00012097 | 3.6667e-06 | -4.487e-07 | 8.6434e-07 | 8.6434e-07 | 0.00011415 | 0.00011415 | 0.00011415 | 0.00011416 | 0.00011415 | 0.00011415 | 0.00014779 | 0.00014413 | 0.00015206 | 0.00015611 | 0 | 0.00011415 | 0.00011415 | 0.00011415 | 0.00011415 | 0.00032024 | 0.00021408 | 0.0001536 | 0.00011858 | 0.00012794 | 0.00012366 | 0.0001473 | 0.00015827 | 0.000129 | 0.00010401 | -0.00011176 | -0.00011176
06/03 17:00:00 | 6 | 3 | 17 | 3689 | WD | 0.00024475 | 7.4765e-05 | 7.4765e-05 | 3.655e-06 | 7.8674e-05 | -2.0051e-12 | 0.00011415 | 0.0010773 | 0.0010773 | 4.0839e-05 | -0.00072621 | 0.00077105 | 7.4765e-05 | -0.00010425 | 0.00012 | 6.1402e-05 | 0.00012 | 0.00011415 | 0 | 0.00011415 | 0.00044438 | 0.00029516 | 0.0002244 | 0.00011145 | 0.00012186 | 0.00011864 | 3.3957e-06 | -7.4661e-08 | 1.0326e-06 | 1.0326e-06 | 0.00011415 | 0.00011415 | 0.00011415 | 0.00011416 | 0.00011415 | 0.00011415 | 0.00012914 | 0.00013924 | 0.00012923 | 0.00012411 | 0 | 0.00011415 | 0.00011415 | 0.00011415 | 0.00011415 | 0.00021935 | 0.00018852 | 0.00012691 | 9.1235e-05 | 0.00011543 | 0.0001215 | 0.00013756 | 0.000145 | 0.00010953 | 0.0001052 | -9.3289e-05 | -9.3289e-05
06/03 18:00:00 | 6 | 3 | 18 | 3690 | WD | 0.00015771 | 8.8675e-05 | 8.8675e-05 | 0.0010088 | 0.00010763 | -7.5459e-13 | 0.00011415 | 0.0010392 | 0.0010392 | 7.0788e-05 | -0.00030456 | 0.00068519 | 8.8675e-05 | 4.3653e-05 | 0.00013406 | 7.0754e-05 | 0.00013406 | 0.00011415 | 0 | 0.00011415 | 6.8386e-05 | 6.5591e-05 | 0.0001126 | 0.00011101 | 0.00012049 | 0.00011756 | 3.0644e-06 | 1.6375e-07 | 1.0892e-06 | 1.0892e-06 | 0.00011415 | 0.00011415 | 0.00011415 | 0.00011416 | 0.00011415 | 0.00011415 | 0.00012867 | 0.00012817 | 0.00011248 | 0.00010446 | 0 | 0.00011415 | 0.00011415 | 0.00011415 | 0.00011415 | 0.00015091 | 0.00014026 | 9.8322e-05 | 7.4035e-05 | 0.00011147 | 0.00011754 | 0.00010974 | 0.00010613 | 8.7556e-05 | 0.00010588 | 8.0021e-05 | 8.0021e-05
06/03 19:00:00 | 6 | 3 | 19 | 3691 | WD | 6.4963e-05 | 0.00012419 | 0.00012419 | -0.00059505 | 0.0001339 | -3.8268e-13 | 0.00011415 | 0.00073843 | 0.00073843 | 0.00015247 | -0.00017718 | 0.00062963 | 0.00012419 | 0.00016697 | 0.00014271 | 0.00010923 | 0.00014271 | 0.00011415 | 0 | 0.00011415 | 3.61e-05 | 6.5591e-05 | 0.0001126 | 0.00012052 | 0.00011919 | 0.0001196 | 2.851e-06 | 8.3714e-08 | 9.6662e-07 | 9.6662e-07 | 0.00011415 | 0.00011415 | 0.00011415 | 0.00011416 | 0.00011415 | 0.00011415 | 0.00011028 | 0.00011978 | 0.00010074 | 9.1006e-05 | 0 | 0.00011415 | 0.00011415 | 0.00011415 | 0.00011415 | 7.1903e-05 | 9.5799e-05 | 7.4342e-05 | 6.1916e-05 | 0.00010201 | 0.00011457 | 0.00010397 | 9.9058e-05 | 8.7539e-05 | 0.00010655 | 9.3614e-05 | 9.3614e-05
06/03 20:00:00 | 6 | 3 | 20 | 3692 | WD | 0 | 0.00011835 | 0.00011835 | -0.00039604 | 0.00016258 | -2.8565e-13 | 0.00011415 | 0.00011781 | 0.00011781 | 0.00021236 | -8.938e-05 | 0.00055638 | 0.00011835 | 0.00012519 | 0.00014653 | 9.2792e-05 | 0.00014653 | 0.00011415 | 5.7313e-05 | 0.00011415 | 4.7994e-06 | 6.5591e-05 | 0.0001126 | 0.00011897 | 0.00011557 | 0.00011662 | 2.6662e-06 | -6.4574e-08 | 8.067e-07 | 8.067e-07 | 0.00011415 | 0.00011415 | 0.00011415 | 0.00011416 | 0.00011415 | 0.00011415 | 0.00010984 | 0.00010458 | 8.5949e-05 | 7.6429e-05 | 7.5498e-05 | 0.00011415 | 0.00011415 | 0.00011415 | 0.00011415 | 1.477e-05 | 6.1996e-05 | 8.5581e-05 | 9.9239e-05 | 0.00010228 | 0.0001107 | 9.7988e-05 | 9.209e-05 | 8.7541e-05 | 0.00010707 | 0.00012826 | 0.00012826
06/03 21:00:00 | 6 | 3 | 21 | 3693 | WD | 0 | 0.00011078 | 0.00011078 | 0.0010132 | 8.0521e-05 | 0 | 0.00011415 | 0 | 0 | 0.00028587 | -5.1821e-05 | 0.00041179 | 0.00011078 | 0.00011826 | 0.00014762 | 9.3881e-05 | 0.00014762 | 0.00011415 | 0.00022925 | 0.00011415 | 0 | 6.5591e-05 | 0.0001126 | 0.00011227 | 9.8908e-05 | 0.00010304 | 2.062e-05 | -1.0281e-07 | 6.5089e-06 | 6.5089e-06 | 0.00011415 | 0.00011415 | 0.00011415 | 0.00011415 | 0.00011415 | 0.00011415 | 0.00010924 | 9.2279e-05 | 7.4921e-05 | 6.6052e-05 | 0.00022929 | 0.00011415 | 0.00011415 | 0.00011415 | 0.00011415 | 3.2016e-06 | 4.5412e-05 | 7.0785e-05 | 8.5478e-05 | 0.00010414 | 0.00010479 | 0.00010018 | 9.8042e-05 | 8.7934e-05 | 0.00010112 | 0.00014515 | 0.00014515
06/03 22:00:00 | 6 | 3 | 22 | 3694 | WD | 0 | 0.00012343 | 0.00012343 | 7.6084e-06 | 0.00015915 | 2.0698e-12 | 0.00011415 | 0 | 0 | 0.00034305 | -3.3296e-05 | 0.00024174 | 0.00012343 | 0.00013036 | 0.00014405 | 0.00010646 | 0.00014405 | 0.00011415 | 0.00022925 | 0.00011415 | 0 | 6.5591e-05 | 0.0001118 | 0.00010329 | 9.4925e-05 | 9.751e-05 | 2.6843e-05 | -2.0583e-05 | -5.4515e-06 | -5.4515e-06 | 0.00011415 | 0.00011415 | 0.00011415 | 0.00011415 | 0.00011415 | 0.00011415 | 0.00010883 | 6.9436e-05 | 6.3877e-05 | 6.1037e-05 | 0.00022929 | 0.00011415 | 0.00011415 | 0.00011415 | 0.00011415 | 2.0797e-06 | 3.3003e-05 | 6.2124e-05 | 7.8988e-05 | 0.00010248 | 9.6177e-05 | 9.5093e-05 | 9.4591e-05 | 8.8141e-05 | 0.00010064 | -3.8148e-06 | -3.8148e-06
06/03 23:00:00 | 6 | 3 | 23 | 3695 | WD | 0 | 0.00010162 | 0.00010162 | 2.6948e-06 | 7.8008e-05 | 7.9772e-13 | 0.00011415 | 0 | 0 | 0.00034849 | 0.0010102 | 0 | 0.00010162 | 0.00025163 | 0.00013614 | 9.4872e-05 | 0.00013614 | 0.00011415 | 0.00022925 | 0.00011415 | 0 | 6.5591e-05 | 0.0001118 | 0.00012902 | 9.6163e-05 | 0.00010632 | 2.7827e-05 | -2.2683e-05 | -6.5675e-06 | -6.5675e-06 | 0.00011415 | 0.00011415 | 0.00011415 | 0.00011415 | 0.00011415 | 0.00011415 | 9.9691e-05 | 6.8344e-05 | 6.1493e-05 | 5.7992e-05 | 0.00022929 | 0.00011415 | 0.00011415 | 0.00011415 | 0.00011415 | 1.729e-06 | 2.6771e-05 | 5.7344e-05 | 7.5048e-05 | 9.7329e-05 | 9.6284e-05 | 9.4356e-05 | 9.3462e-05 | 8.8193e-05 | 0.00010032 | -1.0851e-05 | -1.0851e-05
06/03 24:00:00 | 6 | 3 | 24 | 3696 | WD | 0 | 7.8321e-05 | 7.8321e-05 | 1.8057e-06 | 7.6646e-05 | -1.3906e-12 | 0.00011415 | 0 | 0 | 0.00023959 | 0.00075825 | 0 | 7.8321e-05 | 0.00016757 | 0.00012638 | 6.8088e-05 | 0.00012638 | 0.00011415 | 0.00022925 | 0.00011415 | 0 | 6.5591e-05 | 0.0001118 | 9.7114e-05 | 9.7357e-05 | 9.7282e-05 | 2.7563e-05 | -2.1811e-05 | -6.0579e-06 | -6.0579e-06 | 0.00011415 | 0.00011415 | 0.00011415 | 0.00011415 | 0.00011415 | 0.00011415 | 4.5468e-05 | 6.8027e-05 | 5.8924e-05 | 5.4272e-05 | 0.00022929 | 0.00011415 | 0.00011415 | 0.00011415 | 0.00011415 | 1.2032e-06 | 2.496e-05 | 5.3631e-05 | 7.0234e-05 | 7.1636e-05 | 9.6609e-05 | 8.8024e-05 | 8.4042e-05 | 8.8323e-05 | 0.00010021 | -1.0065e-05 | -1.0065e-05
06/04 01:00:00 | 6 | 4 | 1 | 3697 | WD | 0 | 3.1774e-05 | 3.1774e-05 | 7.9016e-07 | 7.5043e-05 | 0.00025245 | 0.00011415 | 0 | 0 | 0.00013341 | 0.00013755 | 0 | 3.1774e-05 | -2.3404e-05 | 9.19e-05 | 1.1014e-05 | 9.19e-05 | 0.00011415 | 0.00022925 | 0.00011415 | 0 | 6.5591e-05 | 0.0001118 | 9.595e-05 | 9.7561e-05 | 9.7063e-05 | 2.808e-05 | -2.1669e-05 | -5.7965e-06 | -5.7965e-06 | 0.00011415 | 0.00011415 | 0.00011415 | 0.00011415 | 0.00011415 | 0.00011415 | 3.6463e-05 | 6.7924e-05 | 5.8637e-05 | 5.3892e-05 | 0.00022929 | 0.00011415 | 0.00011415 | 0.00011415 | 0.00011415 | 1.2032e-06 | 2.437e-05 | 5.3103e-05 | 6.9742e-05 | 6.6319e-05 | 9.665e-05 | 8.7792e-05 | 8.3683e-05 | 8.838e-05 | 0.00010013 | -6.8796e-06 | -6.8796e-06
06/04 02:00:00 | 6 | 4 | 2 | 3698 | WD | 0 | 3.2474e-05 | 3.2474e-05 | 0 | 0 | 0.00023244 | 0.00011415 | 0 | 0 | 5.4452e-05 | 0.00030777 | -0.00073671 | 3.2474e-05 | 8.463e-06 | 8.5656e-05 | 2.4645e-05 | 8.5656e-05 | 0.00011415 | 0.00022925 | 0.00011415 | 0 | 6.5591e-05 | 0.0001118 | 9.5822e-05 | 9.7811e-05 | 9.7197e-05 | 2.8473e-05 | -2.1861e-05 | -5.8018e-06 | -5.8018e-06 | 0.00011415 | 0.00011415 | 0.00011415 | 0.00011415 | 0.00011415 | 0.00011415 | 3.6473e-05 | 6.819e-05 | 6.0618e-05 | 5.6748e-05 | 0.00022929 | 0.00011415 | 0.00011415 | 0.00011415 | 0.00011415 | 1.23e-06 | 2.5894e-05 | 5.6002e-05 | 7.3438e-05 | 6.5008e-05 | 9.6819e-05 | 8.8265e-05 | 8.4298e-05 | 8.841e-05 | 0.0001001 | -9.189e-06 | -9.189e-06
06/04 03:00:00 | 6 | 4 | 3 | 3699 | WD | 0 | 4.2101e-05 | 4.2101e-05 | 4.2474e-07 | 7.4199e-05 | 0.00022975 | 0.00011415 | 0 | 0 | 2.1781e-05 | 0.00034357 | -0.0053298 | 4.2101e-05 | 2.2453e-05 | 8.3946e-05 | 2.7512e-05 | 8.3946e-05 | 0.00011415 | 0.00022925 | 0.00011415 | 0 | 6.5591e-05 | 0.0001118 | 9.7105e-05 | 9.8788e-05 | 9.8268e-05 | 2.8732e-05 | -2.2735e-05 | -6.3139e-06 | -6.3139e-06 | 0.00011415 | 0.00011415 | 0.00011415 | 0.00011415 | 0.00011415 | 0.00011415 | 4.5596e-05 | 6.8975e-05 | 6.1912e-05 | 5.8304e-05 | 0.00022929 | 0.00011415 | 0.00011415 | 0.00011415 | 0.00011415 | 1.5508e-06 | 3.0373e-05 | 5.892e-05 | 7.5451e-05 | 7.0397e-05 | 9.74e-05 | 8.8645e-05 | 8.4584e-05 | 8.8377e-05 | 0.00010024 | -8.4543e-06 | -8.4543e-06
06/04 04:00:00 | 6 | 4 | 4 | 3700 | WD | 0 | 3.9315e-05 | 3.9315e-05 | 0 | 0 | 0.00022651 | 0.00011415 | 0 | 0 | 2.1781e-05 | 0.00043841 | -0.0044881 | 3.9315e-05 | 3.6815e-05 | 8.2211e-05 | 3.5106e-05 | 8.2211e-05 | 0.00011415 | 0.00022925 | 0.00011415 | 0 | 6.5591e-05 | 0.0001118 | 0.00011 | 0.00010001 | 0.00010309 | 2.891e-05 | -2.405e-05 | -7.1531e-06 | -7.1531e-06 | 0.00011415 | 0.00011415 | 0.00011415 | 0.00011415 | 0.00011415 | 0.00011415 | 5.4768e-05 | 7.0282e-05 | 7.6832e-05 | 8.0178e-05 | 0.00022929 | 0.00011415 | 0.00011415 | 0.00011415 | 0.00011415 | 2.0054e-06 | 3.7834e-05 | 7.9583e-05 | 0.00010376 | 7.5961e-05 | 9.8224e-05 | 9.3839e-05 | 9.1805e-05 | 8.8348e-05 | 0.00010038 | -1.0405e-05 | -1.0405e-05
06/04 05:00:00 | 6 | 4 | 5 | 3701 | WD | 0 | 5.2883e-05 | 5.2883e-05 | 1.0796e-06 | 7.4784e-05 | 0.00021796 | 0.00011415 | 0 | 0 | 6.5342e-05 | 0.00039897 | -0.0015754 | 5.2883e-05 | 4.7905e-05 | 8.1198e-05 | 4.1073e-05 | 8.1198e-05 | 0.00011415 | 0.00011463 | 0.00011415 | 5.3396e-06 | 6.5591e-05 | 0.0001118 | 0.00011287 | 0.00010444 | 0.00010705 | 2.9289e-05 | -2.4599e-05 | -7.4058e-06 | -7.4058e-06 | 0.00011415 | 0.00011415 | 0.00011415 | 0.00011415 | 0.00011415 | 0.00011415 | 9.1181e-05 | 9.2835e-05 | 0.00010215 | 0.0001069 | 0.00011465 | 0.00011415 | 0.00011415 | 0.00011415 | 0.00011415 | 1.0277e-05 | 6.4737e-05 | 0.00011161 | 0.00013875 | 9.1997e-05 | 0.00010254 | 9.545e-05 | 9.216e-05 | 8.8256e-05 | 0.00010057 | -1.6009e-05 | -1.6009e-05
06/04 06:00:00 | 6 | 4 | 6 | 3702 | WD | 7.2722e-05 | 5.2265e-05 | 5.2265e-05 | 1.6554e-06 | 7.7019e-05 | -1.5577e-12 | 0.00011415 | 0.00030821 | 0.00030821 | 0.00013613 | 0.00036686 | 0.00087346 | 5.2265e-05 | 4.2626e-05 | 8.7512e-05 | 3.4832e-05 | 8.7512e-05 | 0.00011415 | 0 | 0.00011415 | 3.1642e-05 | 6.5591e-05 | 0.0001126 | 0.00011814 | 0.00011067 | 0.00011298 | 1.1754e-05 | 1.5371e-07 | 3.8549e-06 | 3.8549e-06 | 0.00011415 | 0.00011415 | 0.00011415 | 0.00011416 | 0.00011415 | 0.00011415 | 0.00012828 | 0.00012306 | 0.00013006 | 0.00013363 | 0 | 0.00011415 | 0.00011415 | 0.00011415 | 0.00011415 | 7.0899e-05 | 0.00010955 | 0.00015174 | 0.00017617 | 0.00010873 | 0.0001117 | 9.8494e-05 | 9.2367e-05 | 8.694e-05 | 0.00011488 | 0.0001094 | 0.0001094
06/04 07:00:00 | 6 | 4 | 7 | 3703 | WD | 0.00016489 | 7.4604e-05 | 7.4604e-05 | 6.4439e-06 | 0.00016318 | 7.5464e-14 | 0.00011415 | 0.00068783 | 0.00068783 | 0.00015247 | -0.00066003 | 0.0017926 | 7.4604e-05 | -0.00015697 | 9.9871e-05 | 5.2648e-05 | 9.9871e-05 | 0.00011415 | 0 | 0.00011415 | 6.3049e-05 | 6.5591e-05 | 0.0001126 | 0.00011741 | 0.0001285 | 0.00012507 | 6.2349e-06 | 3.7053e-06 | 4.5124e-06 | 4.5124e-06 | 0.00011415 | 0.00011415 | 0.00011415 | 0.00011416 | 0.00011415 | 0.00011415 | 0.000149 | 0.00014024 | 0.00018893 | 0.00021381 | 0 | 0.00011415 | 0.00011415 | 0.00011415 | 0.00011415 | 0.00015963 | 0.00016899 | 0.00015698 | 0.00015002 | 0.00012104 | 0.00012343 | 0.00012135 | 0.00012039 | 9.5103e-05 | 0.00010964 | -2.7795e-06 | -2.7795e-06
06/04 08:00:00 | 6 | 4 | 8 | 3704 | WD | 0.00025344 | 6.4768e-05 | 6.4768e-05 | 7.9616e-06 | 0.00016694 | 4.7973e-13 | 0.00011415 | 0.00092668 | 0.00092668 | 0.00013613 | -0.00032501 | 0.001977 | 6.4768e-05 | -7.5332e-05 | 0.00011103 | 3.6591e-05 | 0.00011103 | 0.00011415 | 0 | 0.00011415 | 0.00023784 | 0.00016398 | 0.0001685 | 0.00012103 | 0.00013053 | 0.0001276 | 5.4606e-06 | 1.1301e-06 | 2.5118e-06 | 2.5118e-06 | 0.00011415 | 0.00011415 | 0.00011415 | 0.00011416 | 0.00011415 | 0.00011415 | 0.00016895 | 0.00015337 | 0.00019337 | 0.00021381 | 0 | 0.00011415 | 0.00011415 | 0.00011415 | 0.00011415 | 0.00027108 | 0.00022701 | 0.00018194 | 0.00015583 | 0.00013686 | 0.00012855 | 0.00015195 | 0.0001628 | 0.00010202 | 0.00010774 | -5.9772e-05 | -5.9772e-05
06/04 09:00:00 | 6 | 4 | 9 | 3705 | WD | 0.00033425 | 7.2624e-05 | 7.2624e-05 | 8.9524e-06 | 0.00016739 | 1.5523e-12 | 0.00011415 | 0.00044872 | 0.00044872 | 5.9897e-05 | -0.00020905 | 0.0019152 | 7.2624e-05 | 1.0501e-05 | 0.00011108 | 5.1678e-05 | 0.00011108 | 0.00011415 | 0 | 0.00011415 | 0.00047113 | 0.00029516 | 0.0002244 | 0.00012511 | 0.00013242 | 0.00013016 | 5.0294e-06 | 5.4365e-07 | 1.9748e-06 | 1.9748e-06 | 0.00011415 | 0.00011415 | 0.00011415 | 0.00011416 | 0.00011415 | 0.00011415 | 0.0001871 | 0.00015456 | 0.00019377 | 0.00021381 | 0 | 0.00011415 | 0.00011415 | 0.00011415 | 0.00011415 | 0.00039168 | 0.00024645 | 0.00019231 | 0.00016096 | 0.0001497 | 0.00012987 | 0.00015834 | 0.00017155 | 0.00012151 | 0.00010626 | -9.3642e-05 | -9.3642e-05
06/04 10:00:00 | 6 | 4 | 10 | 3706 | WD | 0.00041225 | 9.4094e-05 | 9.4094e-05 | 8.7423e-06 | 0.00016567 | 0.00021486 | 0.00011415 | 0.00030594 | 0.00030594 | 4.0839e-05 | -0.00013688 | 0.0017506 | 9.4094e-05 | 0.00011901 | 0.00011156 | 8.3395e-05 | 0.00011156 | 0.00011415 | 0 | 0.00011415 | 0.00047113 | 0.00029516 | 0.0002244 | 0.0001263 | 0.00013499 | 0.0001323 | 4.6762e-06 | 4.8616e-07 | 1.823e-06 | 1.823e-06 | 0.00011415 | 0.00011415 | 0.00011415 | 0.00011416 | 0.00011415 | 0.00011415 | 0.00018706 | 0.00015413 | 0.00019363 | 0.00021381 | 0 | 0.00011415 | 0.00011415 | 0.00011415 | 0.00011415 | 0.00046448 | 0.00024653 | 0.00019519 | 0.00016546 | 0.00015226 | 0.00013063 | 0.00015775 | 0.00017033 | 0.00013246 | 0.00010545 | -0.00010255 | -0.00010255
06/04 11:00:00 | 6 | 4 | 11 | 3707 | WD | 0.00046781 | 4.7424e-05 | 4.7424e-05 | 0.0010178 | 8.158e-05 | 0.00021991 | 0.00011415 | 0 | 0 | 4.0839e-05 | 0.0003622 | 0.0015792 | 4.7424e-05 | 7.6925e-05 | 0.00011463 | 2.9003e-05 | 0.00011463 | 0.00011415 | 0 | 0.00011415 | 0.00047113 | 0.00029516 | 0.0002244 | 0.00015234 | 0.00013851 | 0.00014278 | 5.1871e-06 | 6.1578e-07 | 2.0743e-06 | 2.0743e-06 | 0.00011415 | 0.00011415 | 0.00011415 | 0.00011416 | 0.00011415 | 0.00011415 | 0.000187 | 0.00015348 | 0.00019341 | 0.00021381 | 0 | 0.00011415 | 0.00011415 | 0.00011415 | 0.00011415 | 0.00050353 | 0.00024632 | 0.00019711 | 0.00016861 | 0.00015534 | 0.00013166 | 0.00016004 | 0.00017321 | 0.00015046 | 0.00010452 | -0.00011517 | -0.00011517
06/04 12:00:00 | 6 | 4 | 12 | 3708 | WD | 0.00049506 | 4.9496e-05 | 4.9496e-05 | 7.5193e-06 | 0.00016062 | 0.00021998 | 0.00011415 | 0 | 0 | 4.0839e-05 | 0.00025024 | 0.0014145 | 4.9496e-05 | 5.3147e-05 | 0.00011458 | 2.0038e-05 | 0.00011458 | 0.00011415 | 0 | 0.00011415 | 0.00047113 | 0.00029516 | 0.0002244 | 0.0001285 | 0.00014333 | 0.00013875 | 4.0564e-06 | 7.3645e-07 | 1.7957e-06 | 1.7957e-06 | 0.00011415 | 0.00011415 | 0.00011415 | 0.00011415 | 0.00011415 | 0.00011415 | 0.00018694 | 0.0001532 | 0.00019331 | 0.00021381 | 0 | 0.00011415 | 0.00011415 | 0.00011415 | 0.00011415 | 0.0005243 | 0.00024586 | 0.00024074 | 0.00023777 | 0.00015977 | 0.00013326 | 0.00016517 | 0.00017997 | 0.00017982 | 0.0001035 | -0.00011251 | -0.00011251
06/04 13:00:00 | 6 | 4 | 13 | 3709 | WD | 0.00049462 | 3.9619e-05 | 3.9619e-05 | 3.672e-06 | 7.9327e-05 | 0.00021627 | 0.00011415 | 0 | 0 | 4.0839e-05 | 0.00023683 | 0.0012802 | 3.9619e-05 | 5.03e-05 | 0.00011115 | 1.8965e-05 | 0.00011115 | 0.00011415 | 0 | 0.00011415 | 0.00047113 | 0.00029516 | 0.0002244 | 0.00012955 | 0.00014954 | 0.00014336 | 3.939e-06 | 5.8975e-07 | 1.6583e-06 | 1.6583e-06 | 0.00011415 | 0.00011415 | 0.00011415 | 0.00011415 | 0.00011415 | 0.00011415 | 0.00018653 | 0.00015279 | 0.00019317 | 0.00021381 | 0 | 0.00011415 | 0.00011415 | 0.00011415 | 0.00011415 | 0.0005252 | 0.00024525 | 0.00024061 | 0.00023792 | 0.00015833 | 0.00013533 | 0.00016417 | 0.00017755 | 0.00017577 | 0.00010332 | -0.0001154 | -0.0001154
06/04 14:00:00 | 6 | 4 | 14 | 3710 | WD | 0.00046495 | 4.7042e-05 | 4.7042e-05 | -7.4318e-05 | 0.00015744 | 0.00022375 | 0.00011415 | 0 | 0 | 4.0839e-05 | 0.00022328 | 0.0011525 | 4.7042e-05 | 4.7422e-05 | 0.00011051 | 1.788e-05 | 0.00011051 | 0.00011415 | 0 | 0.00011415 | 0.00047113 | 0.00029516 | 0.0002244 | 0.00012888 | 0.000148 | 0.00014209 | 3.8689e-06 | 8.8829e-08 | 1.2949e-06 | 1.2949e-06 | 0.00011415 | 0.00011415 | 0.00011415 | 0.00011415 | 0.00011415 | 0.00011415 | 0.00018548 | 0.00015218 | 0.00019297 | 0.00021381 | 0 | 0.00011415 | 0.00011415 | 0.00011415 | 0.00011415 | 0.000508 | 0.00024314 | 0.00023908 | 0.00023673 | 0.00015561 | 0.0001346 | 0.00016148 | 0.00017395 | 0.00016774 | 0.00010332 | -0.00011558 | -0.00011558
06/04 15:00:00 | 6 | 4 | 15 | 3711 | WD | 0.00040446 | 3.8394e-05 | 3.8394e-05 | 8.4138e-05 | 7.8097e-05 | 0.00023635 | 0.00011415 | 0 | 0 | 4.0839e-05 | 0.00022155 | 0.00099237 | 3.8394e-05 | 4.7053e-05 | 0.00010956 | 1.7741e-05 | 0.00010956 | 0.00011415 | 0 | 0.00011415 | 0.00047113 | 0.00029516 | 0.0002244 | 0.0001257 | 0.00014361 | 0.00013808 | 3.696e-06 | 6.5919e-09 | 1.1837e-06 | 1.1837e-06 | 0.00011415 | 0.00011415 | 0.00011415 | 0.00011415 | 0.00011415 | 0.00011415 | 0.00016661 | 0.00015069 | 0.00019246 | 0.00021381 | 0 | 0.00011415 | 0.00011415 | 0.00011415 | 0.00011415 | 0.00042226 | 0.00023592 | 0.00019191 | 0.00016642 | 0.00014374 | 0.0001326 | 0.00016104 | 0.00017423 | 0.00016792 | 0.00010332 | -0.00011916 | -0.00011916
06/04 16:00:00 | 6 | 4 | 16 | 3712 | WD | 0.00032797 | 4.4066e-05 | 4.4066e-05 | 3.5196e-06 | 7.8105e-05 | 0.00024949 | 0.00011415 | 0 | 0 | 4.0839e-05 | 0.00029923 | 0.00091671 | 4.4066e-05 | 6.3553e-05 | 0.00011092 | 2.3962e-05 | 0.00011092 | 0.00011415 | 0 | 0.00011415 | 0.00047113 | 0.00029516 | 0.0002244 | 0.00011687 | 0.00014082 | 0.00013342 | 3.5658e-06 | -2.1076e-07 | 9.9417e-07 | 9.9417e-07 | 0.00011415 | 0.00011415 | 0.00011415 | 0.00011415 | 0.00011415 | 0.00011415 | 0.00014779 | 0.00014413 | 0.00015206 | 0.00015611 | 0 | 0.00011415 | 0.00011415 | 0.00011415 | 0.00011415 | 0.00031876 | 0.00021408 | 0.00015355 | 0.0001185 | 0.00012929 | 0.00012964 | 0.00014989 | 0.00015929 | 0.00013994 | 0.0001035 | -0.00011454 | -0.00011454
06/04 17:00:00 | 6 | 4 | 17 | 3713 | WD | 0.00024308 | 6.433e-05 | 6.433e-05 | 3.6896e-06 | 7.8643e-05 | -2.0051e-12 | 0.00011415 | 0.0010746 | 0.0010746 | 4.0839e-05 | -0.00054903 | 0.00079194 | 6.433e-05 | -7.2995e-05 | 0.00012 | 4.6552e-05 | 0.00012 | 0.00011415 | 0 | 0.00011415 | 0.00044326 | 0.00029516 | 0.0002244 | 0.00011345 | 0.00013539 | 0.00012861 | 3.491e-06 | -6.5698e-07 | 6.6644e-07 | 6.6644e-07 | 0.00011415 | 0.00011415 | 0.00011415 | 0.00011416 | 0.00011415 | 0.00011415 | 0.00012914 | 0.00013924 | 0.00012923 | 0.00012411 | 0 | 0.00011415 | 0.00011415 | 0.00011415 | 0.00011415 | 0.00021866 | 0.00018824 | 0.00012679 | 9.1203e-05 | 0.00011652 | 0.00012627 | 0.00013963 | 0.00014583 | 0.00011974 | 0.00010485 | -0.00011018 | -0.00011018
06/04 18:00:00 | 6 | 4 | 18 | 3714 | WD | 0.00015543 | 8.1678e-05 | 8.1678e-05 | 9.1137e-06 | 0.00015963 | -7.5459e-13 | 0.00011415 | 0.0010357 | 0.0010357 | 7.0788e-05 | -0.00022388 | 0.0007229 | 8.1678e-05 | 3.2846e-05 | 0.00013406 | 5.2947e-05 | 0.00013406 | 0.00011415 | 0 | 0.00011415 | 6.8161e-05 | 6.5591e-05 | 0.0001126 | 0.0001131 | 0.00013087 | 0.00012537 | 3.169e-06 | -4.9008e-07 | 6.7737e-07 | 6.7737e-07 | 0.00011415 | 0.00011415 | 0.00011415 | 0.00011416 | 0.00011415 | 0.00011415 | 0.00012867 | 0.00012817 | 0.00011248 | 0.00010446 | 0 | 0.00011415 | 0.00011415 | 0.00011415 | 0.00011415 | 0.00015058 | 0.00014003 | 9.8229e-05 | 7.4024e-05 | 0.00011436 | 0.00012119 | 0.00011164 | 0.00010721 | 0.0001147 | 0.00010527 | 4.8012e-05 | 4.8012e-05
06/04 19:00:00 | 6 | 4 | 19 | 3715 | WD | 6.4505e-05 | 0.00010177 | 0.00010177 | 0.0010168 | 8.7876e-05 | -3.8268e-13 | 0.00011415 | 0.00074208 | 0.00074208 | 0.00015247 | -0.00014936 | 0.00062272 | 0.00010177 | 0.00013867 | 0.00014271 | 8.4249e-05 | 0.00014271 | 0.00011415 | 0 | 0.00011415 | 3.6278e-05 | 6.5591e-05 | 0.0001126 | 0.00012285 | 0.00012865 | 0.00012686 | 2.9084e-06 | -2.7948e-07 | 7.3762e-07 | 7.3762e-07 | 0.00011415 | 0.00011415 | 0.00011415 | 0.00011416 | 0.00011415 | 0.00011415 | 0.00011028 | 0.00011978 | 0.00010074 | 9.1006e-05 | 0 | 0.00011415 | 0.00011415 | 0.00011415 | 0.00011415 | 7.2237e-05 | 9.5957e-05 | 7.4411e-05 | 6.1933e-05 | 0.00010471 | 0.00011789 | 0.00010591 | 0.00010036 | 0.00011304 | 0.00010579 | 5.9248e-05 | 5.9248e-05
06/04 20:00:00 | 6 | 4 | 20 | 3716 | WD | 0 | 9.8781e-05 | 9.8781e-05 | 1.1023e-05 | 0.00015562 | -2.8565e-13 | 0.00011415 | 0.00012753 | 0.00012753 | 0.00021236 | -7.0976e-05 | 0.00055915 | 9.8781e-05 | 9.6457e-05 | 0.00014653 | 6.5989e-05 | 0.00014653 | 0.00011415 | 5.7313e-05 | 0.00011415 | 5.1953e-06 | 6.5591e-05 | 0.0001126 | 0.00012126 | 0.00012459 | 0.00012356 | 2.7217e-06 | -2.591e-07 | 6.9194e-07 | 6.9194e-07 | 0.00011415 | 0.00011415 | 0.00011415 | 0.00011416 | 0.00011415 | 0.00011415 | 0.00010984 | 0.00010457 | 8.5945e-05 | 7.6429e-05 | 7.5498e-05 | 0.00011415 | 0.00011415 | 0.00011415 | 0.00011415 | 1.5508e-05 | 6.2192e-05 | 8.5669e-05 | 9.9264e-05 | 0.00010421 | 0.00011386 | 9.926e-05 | 9.2486e-05 | 0.00010581 | 0.00010625 | 8.9184e-05 | 8.9184e-05
06/04 21:00:00 | 6 | 4 | 21 | 3717 | WD | 0 | 9.5466e-05 | 9.5466e-05 | 4.7768e-06 | 0.000161 | 0 | 0.00011415 | 0 | 0 | 0.00028587 | -3.991e-05 | 0.00048899 | 9.5466e-05 | 8.093e-05 | 0.00014762 | 5.9944e-05 | 0.00014762 | 0.00011415 | 0.00022925 | 0.00011415 | 0 | 6.5591e-05 | 0.0001126 | 0.00011437 | 0.00010681 | 0.00010915 | 1.9347e-05 | -2.1254e-07 | 6.0281e-06 | 6.0281e-06 | 0.00011415 | 0.00011415 | 0.00011415 | 0.00011415 | 0.00011415 | 0.00011415 | 0.00010924 | 9.2279e-05 | 7.4921e-05 | 6.6052e-05 | 0.00022929 | 0.00011415 | 0.00011415 | 0.00011415 | 0.00011415 | 3.2016e-06 | 4.5412e-05 | 7.0785e-05 | 8.5478e-05 | 0.00010411 | 0.00010757 | 0.00010134 | 9.8442e-05 | 8.7739e-05 | 0.00010169 | 9.8596e-05 | 9.8596e-05
06/04 22:00:00 | 6 | 4 | 22 | 3718 | WD | 0 | 8.5065e-05 | 8.5065e-05 | 7.7397e-06 | 7.9561e-05 | 2.0698e-12 | 0.00011415 | 0 | 0 | 0.00034305 | -2.6405e-05 | 0.0002526 | 8.5065e-05 | 8.2119e-05 | 0.00014405 | 6.3867e-05 | 0.00014405 | 0.00011415 | 0.00022925 | 0.00011415 | 0 | 6.5591e-05 | 0.0001118 | 0.0001054 | 0.000103 | 0.00010374 | 2.5772e-05 | -2.6708e-05 | -9.964e-06 | -9.964e-06 | 0.00011415 | 0.00011415 | 0.00011415 | 0.00011415 | 0.00011415 | 0.00011415 | 0.00010883 | 6.9436e-05 | 6.3877e-05 | 6.1037e-05 | 0.00022929 | 0.00011415 | 0.00011415 | 0.00011415 | 0.00011415 | 2.0797e-06 | 3.3003e-05 | 6.2124e-05 | 7.8988e-05 | 0.00010245 | 9.9025e-05 | 9.6426e-05 | 9.522e-05 | 8.8027e-05 | 0.00010133 | -7.1006e-06 | -7.1006e-06
06/04 23:00:00 | 6 | 4 | 23 | 3719 | WD | 0 | 7.3197e-05 | 7.3197e-05 | 2.7927e-06 | 7.7988e-05 | 7.9772e-13 | 0.00011415 | 0 | 0 | 0.00034849 | 0.00067957 | 0 | 7.3197e-05 | 0.00014433 | 0.00013614 | 5.4418e-05 | 0.00013614 | 0.00011415 | 0.00022925 | 0.00011415 | 0 | 6.5591e-05 | 0.0001118 | 0.00013008 | 0.00010325 | 0.00011154 | 2.7277e-05 | -3.0727e-05 | -1.2221e-05 | -1.2221e-05 | 0.00011415 | 0.00011415 | 0.00011415 | 0.00011415 | 0.00011415 | 0.00011415 | 9.9691e-05 | 6.8344e-05 | 6.1493e-05 | 5.7992e-05 | 0.00022929 | 0.00011415 | 0.00011415 | 0.00011415 | 0.00011415 | 1.729e-06 | 2.6771e-05 | 5.7344e-05 | 7.5048e-05 | 9.729e-05 | 9.8785e-05 | 9.5478e-05 | 9.3944e-05 | 8.81e-05 | 0.00010104 | -1.6825e-05 | -1.6825e-05
06/04 24:00:00 | 6 | 4 | 24 | 3720 | WD | 0 | 5.1978e-05 | 5.1978e-05 | 1.8727e-06 | 7.6601e-05 | -1.3906e-12 | 0.00011415 | 0 | 0 | 0.00023959 | 0.00038207 | 0 | 5.1978e-05 | 8.1147e-05 | 0.00012638 | 3.0595e-05 | 0.00012638 | 0.00011415 | 0.00022925 | 0.00011415 | 0 | 6.5591e-05 | 0.0001118 | 9.8496e-05 | 0.00010244 | 0.00010122 | 2.7088e-05 | -2.7611e-05 | -1.0159e-05 | -1.0159e-05 | 0.00011415 | 0.00011415 | 0.00011415 | 0.00011415 | 0.00011415 | 0.00011415 | 4.5468e-05 | 6.8027e-05 | 5.8924e-05 | 5.4272e-05 | 0.00022929 | 0.00011415 | 0.00011415 | 0.00011415 | 0.00011415 | 1.2032e-06 | 2.496e-05 | 5.3631e-05 | 7.0234e-05 | 7.161e-05 | 9.8402e-05 | 8.894e-05 | 8.4551e-05 | 8.8252e-05 | 0.00010085 | -9.3344e-06 | -9.3344e-06
06/05 01:00:00 | 6 | 5 | 1 | 3721 | WD | 0 | 2.4027e-05 | 2.4027e-05 | 3.9385e-07 | 7.4958e-05 | 0.00025245 | 0.00011415 | 0 | 0 | 0.00013341 | 0 | 0 | 2.4027e-05 | -3.0165e-06 | 9.19e-05 | 0 | 9.19e-05 | 0.00011415 | 0.00022925 | 0.00011415 | 0 | 6.5591e-05 | 0.0001118 | 9.6932e-05 | 0.00010114 | 9.9839e-05 | 2.766e-05 | -2.5724e-05 | -8.6914e-06 | -8.6914e-06 | 0.00011415 | 0.00011415 | 0.00011415 | 0.00011415 | 0.00011415 | 0.00011415 | 3.6463e-05 | 6.7924e-05 | 5.8637e-05 | 5.3892e-05 | 0.00022929 | 0.00011415 | 0.00011415 | 0.00011415 | 0.00011415 | 1.2032e-06 | 2.437e-05 | 5.3103e-05 | 6.9742e-05 | 6.6296e-05 | 9.7912e-05 | 8.8506e-05 | 8.4143e-05 | 8.8316e-05 | 0.00010059 | -1.2485e-05 | -1.2485e-05
06/05 02:00:00 | 6 | 5 | 2 | 3722 | WD | 0 | 2.6231e-05 | 2.6231e-05 | 0.00089172 | 7.4425e-05 | 0.00023244 | 0.00011415 | 0 | 0 | 5.4452e-05 | 5.6552e-05 | 0 | 2.6231e-05 | -1.3157e-05 | 8.5656e-05 | 4.5285e-06 | 8.5656e-05 | 0.00011415 | 0.00022925 | 0.00011415 | 0 | 6.5591e-05 | 0.0001118 | 9.6556e-05 | 0.00010051 | 9.9291e-05 | 2.8125e-05 | -2.4923e-05 | -7.9976e-06 | -7.9976e-06 | 0.00011415 | 0.00011415 | 0.00011415 | 0.00011415 | 0.00011415 | 0.00011415 | 3.6473e-05 | 6.819e-05 | 6.0618e-05 | 5.6748e-05 | 0.00022929 | 0.00011415 | 0.00011415 | 0.00011415 | 0.00011415 | 1.23e-06 | 2.5894e-05 | 5.6002e-05 | 7.3438e-05 | 6.499e-05 | 9.7772e-05 | 8.8849e-05 | 8.4711e-05 | 8.8356e-05 | 0.00010036 | -8.1697e-06 | -8.1697e-06
06/05 03:00:00 | 6 | 5 | 3 | 3723 | WD | 0 | 3.1468e-05 | 3.1468e-05 | -0.00089043 | 0 | 0.00022975 | 0.00011415 | 0 | 0 | 2.1781e-05 | 0.00029437 | -0.0041169 | 3.1468e-05 | 2.3778e-05 | 8.3946e-05 | 2.3572e-05 | 8.3946e-05 | 0.00011415 | 0.00022925 | 0.00011415 | 0 | 6.5591e-05 | 0.0001118 | 9.7341e-05 | 9.9974e-05 | 9.9161e-05 | 2.8643e-05 | -2.4231e-05 | -7.361e-06 | -7.361e-06 | 0.00011415 | 0.00011415 | 0.00011415 | 0.00011415 | 0.00011415 | 0.00011415 | 4.5596e-05 | 6.8975e-05 | 6.1912e-05 | 5.8304e-05 | 0.00022929 | 0.00011415 | 0.00011415 | 0.00011415 | 0.00011415 | 1.5508e-06 | 3.0373e-05 | 5.892e-05 | 7.5451e-05 | 7.0387e-05 | 9.7818e-05 | 8.9032e-05 | 8.4957e-05 | 8.8339e-05 | 0.00010034 | -1.0417e-05 | -1.0417e-05
06/05 04:00:00 | 6 | 5 | 4 | 3724 | WD | 0 | 4.5163e-05 | 4.5163e-05 | 3.3474e-07 | 7.4247e-05 | 0.00022651 | 0.00011415 | 0 | 0 | 2.1781e-05 | 0.00040246 | -0.0033332 | 4.5163e-05 | 3.6495e-05 | 8.2211e-05 | 3.2228e-05 | 8.2211e-05 | 0.00011415 | 0.00022925 | 0.00011415 | 0 | 6.5591e-05 | 0.0001118 | 0.0001566 | 0.00010034 | 0.00011773 | 2.8103e-05 | -2.4567e-05 | -7.7626e-06 | -7.7626e-06 | 0.00011415 | 0.00011415 | 0.00011415 | 0.00011415 | 0.00011415 | 0.00011415 | 5.4768e-05 | 7.0282e-05 | 7.6832e-05 | 8.0178e-05 | 0.00022929 | 0.00011415 | 0.00011415 | 0.00011415 | 0.00011415 | 2.0054e-06 | 3.7834e-05 | 7.9583e-05 | 0.00010376 | 7.6396e-05 | 9.8342e-05 | 9.4025e-05 | 9.2023e-05 | 8.8321e-05 | 0.0001004 | -1.4096e-05 | -1.4096e-05
06/05 05:00:00 | 6 | 5 | 5 | 3725 | WD | 0 | 4.8837e-05 | 4.8837e-05 | 0 | 0 | 0.00021796 | 0.00011415 | 0 | 0 | 6.5342e-05 | 0.00055215 | -0.002351 | 4.8837e-05 | 5.6829e-05 | 8.1198e-05 | 4.6598e-05 | 8.1198e-05 | 0.00011415 | 0.00011463 | 0.00011415 | 5.3464e-06 | 6.5591e-05 | 0.0001118 | 0.00015082 | 0.00010456 | 0.00011886 | 3.0092e-05 | -2.4809e-05 | -7.2923e-06 | -7.2923e-06 | 0.00011415 | 0.00011415 | 0.00011415 | 0.00011415 | 0.00011415 | 0.00011415 | 9.1181e-05 | 9.2835e-05 | 0.00010215 | 0.0001069 | 0.00011465 | 0.00011415 | 0.00011415 | 0.00011415 | 0.00011415 | 1.0287e-05 | 6.474e-05 | 0.00011161 | 0.00013875 | 9.2352e-05 | 0.00010259 | 9.5585e-05 | 9.2338e-05 | 8.8237e-05 | 0.00010054 | -1.2788e-05 | -1.2788e-05
06/05 06:00:00 | 6 | 5 | 6 | 3726 | WD | 7.3427e-05 | 6.9953e-05 | 6.9953e-05 | 1.6721e-06 | 7.7e-05 | -1.5577e-12 | 0.00011415 | 0.00030862 | 0.00030862 | 0.00013613 | 0.00050871 | 4.6002e-05 | 6.9953e-05 | 7.6587e-05 | 8.7512e-05 | 6.0013e-05 | 8.7512e-05 | 0.00011415 | 0 | 0.00011415 | 3.1684e-05 | 6.5591e-05 | 0.0001126 | 0.00013637 | 0.00010956 | 0.00011785 | 1.1925e-05 | 1.395e-06 | 4.7546e-06 | 4.7546e-06 | 0.00011415 | 0.00011415 | 0.00011415 | 0.00011416 | 0.00011415 | 0.00011415 | 0.00012828 | 0.00012306 | 0.00013006 | 0.00013363 | 0 | 0.00011415 | 0.00011415 | 0.00011415 | 0.00011415 | 7.1013e-05 | 0.00010958 | 0.00015175 | 0.00017618 | 0.00010891 | 0.00011132 | 9.8471e-05 | 9.2513e-05 | 8.6938e-05 | 0.00011492 | 0.00010883 | 0.00010883
06/05 07:00:00 | 6 | 5 | 7 | 3727 | WD | 0.00016643 | 9.0542e-05 | 9.0542e-05 | 7.4437e-06 | 0.00016314 | 7.5464e-14 | 0.00011415 | 0.00068873 | 0.00068873 | 0.00015247 | -0.00045477 | 0.0010402 | 9.0542e-05 | -0.00010954 | 9.9871e-05 | 7.5343e-05 | 9.9871e-05 | 0.00011415 | 0 | 0.00011415 | 6.313e-05 | 6.5591e-05 | 0.0001126 | 0.00011592 | 0.000123 | 0.00012081 | 6.4937e-06 | 3.9086e-06 | 4.7334e-06 | 4.7334e-06 | 0.00011415 | 0.00011415 | 0.00011415 | 0.00011416 | 0.00011415 | 0.00011415 | 0.000149 | 0.00014024 | 0.00018893 | 0.00021381 | 0 | 0.00011415 | 0.00011415 | 0.00011415 | 0.00011415 | 0.00015984 | 0.00016908 | 0.00015702 | 0.00015004 | 0.00012104 | 0.0001215 | 0.00012061 | 0.00012019 | 9.508e-05 | 0.00011008 | 1.4422e-05 | 1.4422e-05
06/05 08:00:00 | 6 | 5 | 8 | 3728 | WD | 0.00025621 | 8.6406e-05 | 8.6406e-05 | 9.0326e-06 | 0.0001668 | 4.7973e-13 | 0.00011415 | 0.00092764 | 0.00092764 | 0.00013613 | -0.0003309 | 0.0013532 | 8.6406e-05 | -5.6779e-05 | 0.00011103 | 6.7414e-05 | 0.00011103 | 0.00011415 | 0 | 0.00011415 | 0.00023808 | 0.00016398 | 0.0001685 | 0.00011935 | 0.00012274 | 0.00012169 | 5.7085e-06 | 8.1887e-07 | 2.3789e-06 | 2.3789e-06 | 0.00011415 | 0.00011415 | 0.00011415 | 0.00011416 | 0.00011415 | 0.00011415 | 0.00016895 | 0.00015337 | 0.00019337 | 0.00021381 | 0 | 0.00011415 | 0.00011415 | 0.00011415 | 0.00011415 | 0.00027145 | 0.00022713 | 0.000182 | 0.00015586 | 0.00013613 | 0.00012582 | 0.00015086 | 0.00016248 | 9.512e-05 | 0.00010837 | -3.1676e-05 | -3.1676e-05
06/05 09:00:00 | 6 | 5 | 9 | 3729 | WD | 0.00033923 | 9.7348e-05 | 9.7348e-05 | 8.5167e-06 | 0.0001673 | 1.5523e-12 | 0.00011415 | 0.00044872 | 0.00044872 | 5.9897e-05 | -0.00018405 | 0.0013603 | 9.7348e-05 | 4.4814e-05 | 0.00011108 | 8.6889e-05 | 0.00011108 | 0.00011415 | 0 | 0.00011415 | 0.00047113 | 0.00029516 | 0.0002244 | 0.00012265 | 0.00012184 | 0.00012209 | 5.364e-06 | 4.7409e-08 | 1.7437e-06 | 1.7437e-06 | 0.00011415 | 0.00011415 | 0.00011415 | 0.00011416 | 0.00011415 | 0.00011415 | 0.0001871 | 0.00015456 | 0.00019377 | 0.00021381 | 0 | 0.00011415 | 0.00011415 | 0.00011415 | 0.00011415 | 0.00039236 | 0.00024645 | 0.00019234 | 0.000161 | 0.00014689 | 0.00012615 | 0.00015676 | 0.00017095 | 9.5144e-05 | 0.0001071 | -6.8724e-05 | -6.8724e-05
06/05 10:00:00 | 6 | 5 | 10 | 3730 | WD | 0.00041494 | 0.00011823 | 0.00011823 | 9.0227e-06 | 0.00016557 | 0.00021486 | 0.00011415 | 0.00030594 | 0.00030594 | 4.0839e-05 | -0.00011973 | 0.0013016 | 0.00011823 | 0.00015775 | 0.00011156 | 0.00011777 | 0.00011156 | 0.00011415 | 0 | 0.00011415 | 0.00047113 | 0.00029516 | 0.0002244 | 0.00012403 | 0.00012222 | 0.00012278 | 5.0338e-06 | -5.4157e-08 | 1.5692e-06 | 1.5692e-06 | 0.00011415 | 0.00011415 | 0.00011415 | 0.00011416 | 0.00011415 | 0.00011415 | 0.00018706 | 0.00015413 | 0.00019363 | 0.00021381 | 0 | 0.00011415 | 0.00011415 | 0.00011415 | 0.00011415 | 0.00046522 | 0.00024653 | 0.00019523 | 0.00016552 | 0.00015201 | 0.00012614 | 0.0001562 | 0.00017015 | 0.00013022 | 0.00010612 | -9.0007e-05 | -9.0007e-05
06/05 11:00:00 | 6 | 5 | 11 | 3731 | WD | 0.00046945 | 7.4435e-05 | 7.4435e-05 | 0.00069138 | 0.0001631 | 0.00021991 | 0.00011415 | 0 | 0 | 4.0839e-05 | 0.00068876 | 0.0012112 | 7.4435e-05 | 0.00014628 | 0.00011463 | 5.5153e-05 | 0.00011463 | 0.00011415 | 0 | 0.00011415 | 0.00047113 | 0.00029516 | 0.0002244 | 0.000151 | 0.00012493 | 0.00013298 | 5.4811e-06 | 1.225e-07 | 1.8322e-06 | 1.8322e-06 | 0.00011415 | 0.00011415 | 0.00011415 | 0.00011416 | 0.00011415 | 0.00011415 | 0.000187 | 0.00015348 | 0.00019341 | 0.00021381 | 0 | 0.00011415 | 0.00011415 | 0.00011415 | 0.00011415 | 0.0005044 | 0.00024632 | 0.00019716 | 0.00016869 | 0.00015379 | 0.00012688 | 0.00015846 | 0.00017311 | 0.00013244 | 0.00010507 | -0.0001024 | -0.0001024
06/05 12:00:00 | 6 | 5 | 12 | 3732 | WD | 0.00049441 | 5.3778e-05 | 5.3778e-05 | 0.00033187 | 8.0283e-05 | 0.00021998 | 0.00011415 | 0 | 0 | 4.0839e-05 | 0.00047773 | 0.0011038 | 5.3778e-05 | 0.00010146 | 0.00011458 | 3.8255e-05 | 0.00011458 | 0.00011415 | 0 | 0.00011415 | 0.00047113 | 0.00029516 | 0.0002244 | 0.00012727 | 0.00012836 | 0.00012803 | 4.6119e-06 | 1.99e-07 | 1.6069e-06 | 1.6069e-06 | 0.00011415 | 0.00011415 | 0.00011415 | 0.00011416 | 0.00011415 | 0.00011415 | 0.00018694 | 0.0001532 | 0.00019331 | 0.00021381 | 0 | 0.00011415 | 0.00011415 | 0.00011415 | 0.00011415 | 0.00052542 | 0.00024586 | 0.0002408 | 0.00023787 | 0.00015618 | 0.00012801 | 0.00016314 | 0.00017944 | 0.00013923 | 0.0001039 | -0.00011169 | -0.00011169
06/05 13:00:00 | 6 | 5 | 13 | 3733 | WD | 0.00049084 | 5.5347e-05 | 5.5347e-05 | 3.4234e-06 | 0.00013911 | 0.00021627 | 0.00011415 | 0 | 0 | 4.0839e-05 | 0.00040378 | 0.0010565 | 5.5347e-05 | 8.5757e-05 | 0.00011115 | 3.2333e-05 | 0.00011115 | 0.00011415 | 0 | 0.00011415 | 0.00047113 | 0.00029516 | 0.0002244 | 0.00012921 | 0.00013455 | 0.0001329 | 5.0811e-06 | 1.5482e-07 | 1.7266e-06 | 1.7266e-06 | 0.00011415 | 0.00011415 | 0.00011415 | 0.00011415 | 0.00011415 | 0.00011415 | 0.00018653 | 0.00015279 | 0.00019317 | 0.00021381 | 0 | 0.00011415 | 0.00011415 | 0.00011415 | 0.00011415 | 0.0005263 | 0.00024525 | 0.00024067 | 0.00023801 | 0.00015646 | 0.00013006 | 0.00016278 | 0.00017796 | 0.0001403 | 0.00010313 | -0.00010944 | -0.00010944
06/05 14:00:00 | 6 | 5 | 14 | 3734 | WD | 0.00045712 | 4.3163e-05 | 4.3163e-05 | 7.0202e-06 | 9.8033e-05 | 0.00022375 | 0.00011415 | 0 | 0 | 4.0839e-05 | 0.00026625 | 0.00096107 | 4.3163e-05 | 5.6548e-05 | 0.00011051 | 2.1321e-05 | 0.00011051 | 0.00011415 | 0 | 0.00011415 | 0.00047113 | 0.00029516 | 0.0002244 | 0.00013004 | 0.00013621 | 0.0001343 | 4.3666e-06 | 1.2711e-07 | 1.4798e-06 | 1.4798e-06 | 0.00011415 | 0.00011415 | 0.00011415 | 0.00011415 | 0.00011415 | 0.00011415 | 0.00018548 | 0.00015218 | 0.00019297 | 0.00021381 | 0 | 0.00011415 | 0.00011415 | 0.00011415 | 0.00011415 | 0.00050895 | 0.00024314 | 0.00023913 | 0.00023682 | 0.00015727 | 0.00013046 | 0.00016162 | 0.00017608 | 0.000142 | 0.00010316 | -0.000117 | -0.000117
06/05 15:00:00 | 6 | 5 | 15 | 3735 | WD | 0.00039485 | 3.3097e-05 | 3.3097e-05 | 3.4732e-06 | 7.8101e-05 | 0.00023635 | 0.00011415 | 0 | 0 | 4.0839e-05 | 0.00012737 | 0.0009028 | 3.3097e-05 | 2.7051e-05 | 0.00010956 | 1.0199e-05 | 0.00010956 | 0.00011415 | 0 | 0.00011415 | 0.00047113 | 0.00029516 | 0.0002244 | 0.00012803 | 0.00013428 | 0.00013235 | 4.2864e-06 | 2.1203e-07 | 1.512e-06 | 1.512e-06 | 0.00011415 | 0.00011415 | 0.00011415 | 0.00011415 | 0.00011415 | 0.00011415 | 0.00016661 | 0.00015069 | 0.00019246 | 0.00021381 | 0 | 0.00011415 | 0.00011415 | 0.00011415 | 0.00011415 | 0.00042324 | 0.00023592 | 0.00019196 | 0.0001665 | 0.00014728 | 0.00012933 | 0.0001625 | 0.00017789 | 0.00014278 | 0.00010211 | -0.00011408 | -0.00011408
06/05 16:00:00 | 6 | 5 | 16 | 3736 | WD | 0.00031695 | 2.8375e-05 | 2.8375e-05 | 3.2834e-06 | 7.8054e-05 | 0.00024949 | 0.00011415 | 0 | 0 | 4.0839e-05 | 2.039e-05 | 0.00083665 | 2.8375e-05 | 4.3305e-06 | 0.00011092 | 1.6328e-06 | 0.00011092 | 0.00011415 | 0 | 0.00011415 | 0.00047113 | 0.00029516 | 0.0002244 | 0.00012061 | 0.00013548 | 0.00013089 | 4.1742e-06 | 1.3127e-07 | 1.4212e-06 | 1.4212e-06 | 0.00011415 | 0.00011415 | 0.00011415 | 0.00011415 | 0.00011415 | 0.00011415 | 0.00014779 | 0.00014413 | 0.00015206 | 0.00015611 | 0 | 0.00011415 | 0.00011415 | 0.00011415 | 0.00011415 | 0.00031995 | 0.00021408 | 0.0001536 | 0.00011857 | 0.00013776 | 0.00012776 | 0.00015307 | 0.00016481 | 0.00013703 | 0.00010332 | -0.00011698 | -0.00011698
06/05 17:00:00 | 6 | 5 | 17 | 3737 | WD | 0.00023432 | 4.6008e-05 | 4.6008e-05 | 0.0010007 | 0.00015725 | -2.0051e-12 | 0.00011415 | 0.0010812 | 0.0010812 | 4.0839e-05 | -0.00026859 | 0.00077445 | 4.6008e-05 | -5.1206e-05 | 0.00012 | 8.6114e-06 | 0.00012 | 0.00011415 | 0 | 0.00011415 | 0.00044597 | 0.00029516 | 0.0002244 | 0.00011985 | 0.00013439 | 0.0001299 | 4.8418e-06 | -2.0429e-07 | 1.4057e-06 | 1.4057e-06 | 0.00011415 | 0.00011415 | 0.00011415 | 0.00011415 | 0.00011415 | 0.00011415 | 0.00012914 | 0.00013924 | 0.00012923 | 0.00012411 | 0 | 0.00011415 | 0.00011415 | 0.00011415 | 0.00011415 | 0.00022128 | 0.00018892 | 0.00012713 | 9.1346e-05 | 0.00012931 | 0.0001259 | 0.00014379 | 0.00015209 | 0.00013807 | 0.00010332 | -0.00011363 | -0.00011363
06/05 18:00:00 | 6 | 5 | 18 | 3738 | WD | 0.00014747 | 5.4288e-05 | 5.4288e-05 | -0.00099309 | 7.9779e-05 | -7.5459e-13 | 0.00011415 | 0.001039 | 0.001039 | 7.0788e-05 | -0.00023481 | 0.00083884 | 5.4288e-05 | -8.901e-06 | 0.00013406 | 2.6006e-05 | 0.00013406 | 0.00011415 | 0 | 0.00011415 | 6.8376e-05 | 6.5591e-05 | 0.0001126 | 0.00011983 | 0.00013033 | 0.00012709 | 4.9843e-06 | -2.893e-07 | 1.3933e-06 | 1.3933e-06 | 0.00011415 | 0.00011415 | 0.00011415 | 0.00011415 | 0.00011415 | 0.00011415 | 0.00012867 | 0.00012817 | 0.00011248 | 0.00010446 | 0 | 0.00011415 | 0.00011415 | 0.00011415 | 0.00011415 | 0.00015114 | 0.00014025 | 9.8327e-05 | 7.4049e-05 | 0.00012659 | 0.00012097 | 0.00011464 | 0.00011171 | 0.00013632 | 0.00010332 | 1.4736e-05 | 1.4736e-05
06/05 19:00:00 | 6 | 5 | 19 | 3739 | WD | 6.2203e-05 | 9.9431e-05 | 9.9431e-05 | 0.0010176 | 0.00016191 | -3.8268e-13 | 0.00011415 | 0.00074323 | 0.00074323 | 0.00015247 | -0.00014927 | 0.00084181 | 9.9431e-05 | 0.00011937 | 0.00014271 | 6.9756e-05 | 0.00014271 | 0.00011415 | 0 | 0.00011415 | 3.6334e-05 | 6.5591e-05 | 0.0001126 | 0.00011481 | 0.00012471 | 0.00012165 | 4.8654e-06 | -3.7181e-08 | 1.527e-06 | 1.527e-06 | 0.00011415 | 0.00011415 | 0.00011415 | 0.00011415 | 0.00011415 | 0.00011415 | 0.00011028 | 0.00011978 | 0.00010074 | 9.1006e-05 | 0 | 0.00011415 | 0.00011415 | 0.00011415 | 0.00011415 | 7.2377e-05 | 9.6012e-05 | 7.4434e-05 | 6.1939e-05 | 0.00011175 | 0.00011646 | 0.00010712 | 0.00010279 | 0.00012863 | 0.00010389 | 1.8608e-05 | 1.8608e-05
06/05 20:00:00 | 6 | 5 | 20 | 3740 | WD | 0 | 8.1305e-05 | 8.1305e-05 | 1.2801e-05 | 8.1216e-05 | -2.8565e-13 | 0.00011415 | 0.00012775 | 0.00012775 | 0.00021236 | -6.9326e-05 | 0.00077093 | 8.1305e-05 | 7.8757e-05 | 0.00014653 | 5.2337e-05 | 0.00014653 | 0.00011415 | 5.7313e-05 | 0.00011415 | 5.2043e-06 | 6.5591e-05 | 0.0001126 | 0.00011208 | 0.00012122 | 0.00011839 | 3.4042e-06 | 2.8642e-07 | 1.2812e-06 | 1.2812e-06 | 0.00011415 | 0.00011415 | 0.00011415 | 0.00011416 | 0.00011415 | 0.00011415 | 0.00010984 | 0.00010457 | 8.5944e-05 | 7.6429e-05 | 7.5498e-05 | 0.00011415 | 0.00011415 | 0.00011415 | 0.00011415 | 1.5517e-05 | 6.2194e-05 | 8.5669e-05 | 9.9264e-05 | 0.00010768 | 0.00011265 | 9.9922e-05 | 9.4018e-05 | 0.00012084 | 0.00010512 | 4.1959e-05 | 4.1959e-05
06/05 21:00:00 | 6 | 5 | 21 | 3741 | WD | 0 | 8.9323e-05 | 8.9323e-05 | 5.5815e-06 | 0.00016095 | 0 | 0.00011415 | 0 | 0 | 0.00028587 | -3.9733e-05 | 0.00069912 | 8.9323e-05 | 7.0835e-05 | 0.00014762 | 5.1207e-05 | 0.00014762 | 0.00011415 | 0.00022925 | 0.00011415 | 0 | 6.5591e-05 | 0.0001126 | 0.00010763 | 0.00010514 | 0.00010591 | 1.9365e-05 | 3.2521e-07 | 6.4001e-06 | 6.4001e-06 | 0.00011415 | 0.00011415 | 0.00011415 | 0.00011415 | 0.00011415 | 0.00011415 | 0.00010924 | 9.2279e-05 | 7.4921e-05 | 6.6052e-05 | 0.00022929 | 0.00011415 | 0.00011415 | 0.00011415 | 0.00011415 | 3.2016e-06 | 4.5412e-05 | 7.0785e-05 | 8.5478e-05 | 0.00010851 | 0.00010698 | 0.00010186 | 9.9489e-05 | 0.00012483 | 0.00010249 | 6.5336e-05 | 6.5336e-05
06/05 22:00:00 | 6 | 5 | 22 | 3742 | WD | 0 | 7.6257e-05 | 7.6257e-05 | 9.565e-06 | 7.9544e-05 | 2.0698e-12 | 0.00011415 | 0 | 0 | 0.00034305 | -2.5919e-05 | 0.000499 | 7.6257e-05 | 6.7401e-05 | 0.00014405 | 5.1331e-05 | 0.00014405 | 0.00011415 | 0.00022925 | 0.00011415 | 0 | 6.5591e-05 | 0.0001118 | 0.00010636 | 0.00010088 | 0.00010258 | 2.6551e-05 | -2.0393e-05 | -5.4156e-06 | -5.4156e-06 | 0.00011415 | 0.00011415 | 0.00011415 | 0.00011415 | 0.00011415 | 0.00011415 | 0.00010883 | 6.9436e-05 | 6.3877e-05 | 6.1037e-05 | 0.00022929 | 0.00011415 | 0.00011415 | 0.00011415 | 0.00011415 | 2.0797e-06 | 3.3003e-05 | 6.2124e-05 | 7.8988e-05 | 0.00010574 | 9.8278e-05 | 9.6625e-05 | 9.5858e-05 | 0.000119 | 0.00010187 | -1.518e-05 | -1.518e-05
06/05 23:00:00 | 6 | 5 | 23 | 3743 | WD | 0 | 6.8332e-05 | 6.8332e-05 | 3.1026e-06 | 0.00015594 | 7.9772e-13 | 0.00011415 | 0 | 0 | 0.00034849 | 0.0004462 | 0 | 6.8332e-05 | 9.4767e-05 | 0.00013614 | 3.573e-05 | 0.00013614 | 0.00011415 | 0.00022925 | 0.00011415 | 0 | 6.5591e-05 | 0.0001118 | 0.00013036 | 0.0001007 | 0.00010987 | 2.7763e-05 | -2.7943e-05 | -1.017e-05 | -1.017e-05 | 0.00011415 | 0.00011415 | 0.00011415 | 0.00011415 | 0.00011415 | 0.00011415 | 9.9691e-05 | 6.8344e-05 | 6.1493e-05 | 5.7992e-05 | 0.00022929 | 0.00011415 | 0.00011415 | 0.00011415 | 0.00011415 | 1.729e-06 | 2.6771e-05 | 5.7344e-05 | 7.5048e-05 | 9.872e-05 | 9.7885e-05 | 9.5522e-05 | 9.4426e-05 | 0.00010157 | 0.00010139 | -1.4994e-05 | -1.4994e-05
06/05 24:00:00 | 6 | 5 | 24 | 3744 | WD | 0 | 4.8681e-05 | 4.8681e-05 | 2.3775e-06 | 7.6625e-05 | -1.3906e-12 | 0.00011415 | 0 | 0 | 0.00023959 | 0.00032342 | 0 | 4.8681e-05 | 6.8689e-05 | 0.00012638 | 2.5898e-05 | 0.00012638 | 0.00011415 | 0.00022925 | 0.00011415 | 0 | 6.5591e-05 | 0.0001118 | 9.8377e-05 | 0.00010028 | 9.9693e-05 | 2.7547e-05 | -2.5146e-05 | -8.3338e-06 | -8.3338e-06 | 0.00011415 | 0.00011415 | 0.00011415 | 0.00011415 | 0.00011415 | 0.00011415 | 4.5468e-05 | 6.8027e-05 | 5.8924e-05 | 5.4272e-05 | 0.00022929 | 0.00011415 | 0.00011415 | 0.00011415 | 0.00011415 | 1.2032e-06 | 2.496e-05 | 5.3631e-05 | 7.0234e-05 | 7.1604e-05 | 9.7641e-05 | 8.8963e-05 | 8.4939e-05 | 8.8233e-05 | 0.00010094 | -1.2727e-05 | -1.2727e-05
06/06 01:00:00 | 6 | 6 | 1 | 3745 | WE | 0 | 1.6216e-05 | 1.6216e-05 | 1.0387e-06 | 0 | 0.00025245 | 0.00011415 | 0 | 0 | 0.00013341 | 0 | 0 | 1.6216e-05 | 0 | 9.281e-05 | 0 | 9.281e-05 | 0.00011415 | 0.00022925 | 0.00011415 | 0 | 1.6398e-05 | 1.3975e-05 | 0.00010074 | 9.8722e-05 | 9.9344e-05 | -1.1318e-05 | -2.2522e-05 | -1.8948e-05 | -1.8948e-05 | 0.00011415 | 0.00011415 | 0.00011415 | 0.00011415 | 0.00011415 | 0.00011415 | 9.1034e-05 | 6.7538e-05 | 5.9021e-05 | 5.4669e-05 | 0.00022929 | 0.00011415 | 0.00011415 | 0.00011415 | 0.00011415 | 2.6738e-06 | 2.2169e-05 | 5.2933e-05 | 7.0747e-05 | 9.3036e-05 | 9.6865e-05 | 8.8578e-05 | 8.4734e-05 | 9.9193e-05 | 0.00010069 | -1.079e-05 | -1.079e-05
06/06 02:00:00 | 6 | 6 | 2 | 3746 | WE | 0 | 2.756e-05 | 2.756e-05 | 0.000972 | 7.4495e-05 | 0.00023244 | 0.00011415 | 0 | 0 | 5.4452e-05 | 7.8595e-05 | 0 | 2.756e-05 | -1.4857e-06 | 8.6205e-05 | 6.2936e-06 | 8.6205e-05 | 0.00011415 | 0.00022925 | 0.00011415 | 0 | 1.6398e-05 | 1.3975e-05 | 9.9209e-05 | 9.6462e-05 | 9.731e-05 | -2.7404e-05 | -2.0025e-05 | -2.238e-05 | -2.238e-05 | 0.00011415 | 0.00011415 | 0.00011415 | 0.00011415 | 0.00011415 | 0.00011415 | 9.1034e-05 | 6.7578e-05 | 5.8145e-05 | 5.3326e-05 | 0.00022929 | 0.00011415 | 0.00011415 | 0.00011415 | 0.00011415 | 2.6738e-06 | 2.2396e-05 | 5.1915e-05 | 6.9009e-05 | 9.2141e-05 | 9.608e-05 | 8.7721e-05 | 8.3843e-05 | 9.0809e-05 | 0.00010046 | -1.1727e-05 | -1.1727e-05
06/06 03:00:00 | 6 | 6 | 3 | 3747 | WE | 0 | 3.5867e-05 | 3.5867e-05 | -0.00096979 | 0 | 0.00022975 | 0.00011415 | 0 | 0 | 2.1781e-05 | 0.00037163 | -0.00558 | 3.5867e-05 | 3.1278e-05 | 8.4304e-05 | 2.9759e-05 | 8.4304e-05 | 0.00011415 | 0.00022925 | 0.00011415 | 0 | 1.6398e-05 | 1.3975e-05 | 9.7891e-05 | 9.4552e-05 | 9.5584e-05 | -3.0529e-05 | -1.8286e-05 | -2.2192e-05 | -2.2192e-05 | 0.00011415 | 0.00011415 | 0.00011415 | 0.00011415 | 0.00011415 | 0.00011415 | 9.1034e-05 | 6.8179e-05 | 5.8423e-05 | 5.3438e-05 | 0.00022929 | 0.00011415 | 0.00011415 | 0.00011415 | 0.00011415 | 2.6738e-06 | 2.5829e-05 | 5.3266e-05 | 6.9154e-05 | 9.1794e-05 | 9.5588e-05 | 8.7291e-05 | 8.3442e-05 | 8.7383e-05 | 0.00010014 | -9.4573e-06 | -9.4573e-06
06/06 04:00:00 | 6 | 6 | 4 | 3748 | WE | 0 | 5.4437e-05 | 5.4437e-05 | 0.00086831 | 7.4305e-05 | 0.00022651 | 0.00011415 | 0 | 0 | 2.1781e-05 | 0.00056669 | -0.0029336 | 5.4437e-05 | 5.3131e-05 | 8.2413e-05 | 4.5379e-05 | 8.2413e-05 | 0.00011415 | 0.00022925 | 0.00011415 | 0 | 1.6398e-05 | 1.3975e-05 | 0.00010863 | 9.3095e-05 | 9.7895e-05 | -3.2406e-05 | -1.5155e-05 | -2.0659e-05 | -2.0659e-05 | 0.00011415 | 0.00011415 | 0.00011415 | 0.00011415 | 0.00011415 | 0.00011415 | 9.1034e-05 | 6.9401e-05 | 6.1076e-05 | 5.6823e-05 | 0.00022929 | 0.00011415 | 0.00011415 | 0.00011415 | 0.00011415 | 2.6738e-06 | 3.2805e-05 | 5.8598e-05 | 7.3534e-05 | 9.1913e-05 | 9.5442e-05 | 8.763e-05 | 8.4006e-05 | 8.7302e-05 | 9.9872e-05 | -4.3595e-06 | -4.3595e-06
06/06 05:00:00 | 6 | 6 | 5 | 3749 | WE | 0 | 6.205e-05 | 6.205e-05 | -0.00054002 | 7.4898e-05 | 0.00021796 | 0.00011415 | 0 | 0 | 6.5342e-05 | 0.00052189 | -0.002726 | 6.205e-05 | 6.541e-05 | 8.158e-05 | 5.4025e-05 | 8.158e-05 | 0.00011415 | 0.00011463 | 0.00011415 | 1.3397e-06 | 1.6398e-05 | 1.3975e-05 | 0.00010745 | 9.5859e-05 | 9.9441e-05 | -3.3802e-05 | -1.1675e-05 | -1.8735e-05 | -1.8735e-05 | 0.00011415 | 0.00011415 | 0.00011415 | 0.00011415 | 0.00011415 | 0.00011415 | 9.1034e-05 | 8.655e-05 | 7.4557e-05 | 6.8429e-05 | 0.00011465 | 0.00011415 | 0.00011415 | 0.00011415 | 0.00011415 | 9.8937e-06 | 5.0082e-05 | 7.461e-05 | 8.8814e-05 | 8.9072e-05 | 9.7543e-05 | 8.5155e-05 | 7.941e-05 | 8.7251e-05 | 9.9773e-05 | -7.3903e-06 | -7.3903e-06
06/06 06:00:00 | 6 | 6 | 6 | 3750 | WE | 7.3679e-05 | 6.0878e-05 | 6.0878e-05 | 0.00065403 | 7.7324e-05 | -1.5577e-12 | 0.00011415 | 0.00030893 | 0.00030893 | 0.00013613 | 0.000452 | -0.00023838 | 6.0878e-05 | 5.9039e-05 | 8.8117e-05 | 4.6919e-05 | 8.8117e-05 | 0.00011415 | 0 | 0.00011415 | 7.9289e-06 | 1.6398e-05 | 1.4769e-05 | 0.00010884 | 0.00010204 | 0.00010414 | -5.2535e-05 | 1.8051e-06 | -1.5532e-05 | -1.5532e-05 | 0.00011415 | 0.00011415 | 0.00011415 | 0.00011416 | 0.00011415 | 0.00011415 | 9.1034e-05 | 0.00011628 | 9.2589e-05 | 8.0485e-05 | 0 | 0.00011415 | 0.00011415 | 0.00011415 | 0.00011415 | 4.8905e-05 | 8.7074e-05 | 9.913e-05 | 0.00010611 | 8.6229e-05 | 0.00010656 | 9.0774e-05 | 8.3451e-05 | 8.5856e-05 | 0.00011651 | 2.853e-05 | 2.853e-05
06/06 07:00:00 | 6 | 6 | 7 | 3751 | WE | 0.00016521 | 8.1982e-05 | 8.1982e-05 | 9.6641e-06 | 0.00016483 | 7.5442e-14 | 0.00011415 | 0.000689 | 0.000689 | 0.00015247 | -0.00066305 | 0.00077005 | 8.1982e-05 | -0.00015231 | 0.00010137 | 6.2587e-05 | 0.00010137 | 0.00011415 | 0 | 0.00011415 | 1.5789e-05 | 1.6398e-05 | 1.4769e-05 | 0.00010559 | 0.00011892 | 0.0001148 | -6.1482e-05 | 2.6127e-06 | -1.7837e-05 | -1.7837e-05 | 0.00011415 | 0.00011415 | 0.00011415 | 0.00011416 | 0.00011415 | 0.00011415 | 9.1034e-05 | 0.00013598 | 0.00010621 | 9.0996e-05 | 0 | 0.00011415 | 0.00011415 | 0.00011415 | 0.00011415 | 9.5076e-05 | 0.00014666 | 0.00013116 | 0.00012218 | 8.6178e-05 | 0.00011863 | 9.6921e-05 | 8.6852e-05 | 8.6818e-05 | 0.0001106 | -9.3748e-05 | -9.3748e-05
06/06 08:00:00 | 6 | 6 | 8 | 3752 | WE | 0.00025214 | 7.6102e-05 | 7.6102e-05 | 1.1624e-05 | 0.00016925 | 4.7973e-13 | 0.00011415 | 0.00092791 | 0.00092791 | 0.00013613 | -0.00030215 | 0.0011279 | 7.6102e-05 | -5.9664e-05 | 0.000114 | 5.1753e-05 | 0.000114 | 0.00011415 | 0 | 0.00011415 | 2.3815e-05 | 1.6398e-05 | 1.4769e-05 | 0.00010647 | 0.00012086 | 0.00011641 | -7.2939e-05 | 7.1782e-07 | -2.2783e-05 | -2.2783e-05 | 0.00011415 | 0.00011415 | 0.00011415 | 0.00011416 | 0.00011415 | 0.00011415 | 9.1034e-05 | 0.00014804 | 0.00011622 | 9.9958e-05 | 0 | 0.00011415 | 0.00011415 | 0.00011415 | 0.00011415 | 0.00014264 | 0.00020682 | 0.00016238 | 0.00013664 | 8.7219e-05 | 0.00012323 | 0.0001053 | 9.6987e-05 | 9.7173e-05 | 0.0001083 | -0.00011385 | -0.00011385
06/06 09:00:00 | 6 | 6 | 9 | 3753 | WE | 0.00033243 | 8.375e-05 | 8.375e-05 | 1.2722e-05 | 0.00017 | 1.5523e-12 | 0.00011415 | 0.00044872 | 0.00044872 | 5.9897e-05 | -0.00018724 | 0.0011899 | 8.375e-05 | 2.6367e-05 | 0.00011567 | 6.6159e-05 | 0.00011567 | 0.00011415 | 0 | 0.00011415 | 2.6174e-05 | 1.6398e-05 | 1.4769e-05 | 0.00010837 | 0.00012249 | 0.00011813 | -7.7799e-05 | 1.3506e-07 | -2.473e-05 | -2.473e-05 | 0.00011415 | 0.00011415 | 0.00011415 | 0.00011416 | 0.00011415 | 0.00011415 | 9.1034e-05 | 0.00014946 | 0.00011937 | 0.000104 | 0 | 0.00011415 | 0.00011415 | 0.00011415 | 0.00011415 | 0.00018787 | 0.00022463 | 0.00017381 | 0.00014438 | 8.8887e-05 | 0.00012468 | 0.00010825 | 0.00010063 | 0.00010821 | 0.00010655 | -0.00011305 | -0.00011305
06/06 10:00:00 | 6 | 6 | 10 | 3754 | WE | 0.00040605 | 9.6356e-05 | 9.6356e-05 | 1.2771e-05 | 0.00016823 | 0.00021486 | 0.00011415 | 0.00030594 | 0.00030594 | 4.0839e-05 | -0.00013542 | 0.0011763 | 9.6356e-05 | 0.00012133 | 0.00011778 | 8.4924e-05 | 0.00011778 | 0.00011415 | 0 | 0.00011415 | 2.6174e-05 | 1.6398e-05 | 1.4769e-05 | 0.00010961 | 0.00012519 | 0.00012037 | -7.4056e-05 | 4.4276e-08 | -2.3598e-05 | -2.3598e-05 | 0.00011415 | 0.00011415 | 0.00011415 | 0.00011416 | 0.00011415 | 0.00011415 | 9.1034e-05 | 0.00014938 | 0.00011814 | 0.00010218 | 0 | 0.00011415 | 0.00011415 | 0.00011415 | 0.00011415 | 0.00022348 | 0.00022374 | 0.0001731 | 0.00014377 | 9.1687e-05 | 0.00012576 | 0.00010809 | 9.9897e-05 | 0.00011925 | 0.00010519 | -0.00011357 | -0.00011357
06/06 11:00:00 | 6 | 6 | 11 | 3755 | WE | 0.00046003 | 5.7832e-05 | 5.7832e-05 | 1.1677e-05 | 0.00016538 | 0.00021991 | 0.00011415 | 0 | 0 | 4.0839e-05 | 0.00037129 | 0.0011622 | 5.7832e-05 | 7.8856e-05 | 0.00012151 | 2.9731e-05 | 0.00012151 | 0.00011415 | 0 | 0.00011415 | 2.6174e-05 | 1.6398e-05 | 1.4769e-05 | 0.0001361 | 0.00012858 | 0.00013091 | -6.6838e-05 | 2.8326e-07 | -2.1132e-05 | -2.1132e-05 | 0.00011415 | 0.00011415 | 0.00011415 | 0.00011416 | 0.00011415 | 0.00011415 | 9.1034e-05 | 0.00014911 | 0.0001139 | 9.5904e-05 | 0 | 0.00011415 | 0.00011415 | 0.00011415 | 0.00011415 | 0.0002427 | 0.00022125 | 0.0001674 | 0.00013621 | 9.4961e-05 | 0.0001269 | 0.00010912 | 0.00010087 | 0.00011905 | 0.00010251 | -0.0001135 | -0.0001135
06/06 12:00:00 | 6 | 6 | 12 | 3756 | WE | 0.00048777 | 3.9896e-05 | 3.9896e-05 | 1.0722e-05 | 8.1204e-05 | 0.00021998 | 0.00011415 | 0 | 0 | 4.0839e-05 | 0.00021095 | 0.001128 | 3.9896e-05 | 4.4802e-05 | 0.00012155 | 1.6892e-05 | 0.00012155 | 0.00011415 | 0 | 0.00011415 | 2.6174e-05 | 1.6398e-05 | 1.4769e-05 | 0.00011193 | 0.00013081 | 0.00012497 | -5.7165e-05 | 2.7262e-07 | -1.8053e-05 | -1.8053e-05 | 0.00011415 | 0.00011415 | 0.00011415 | 0.00011415 | 0.00011415 | 0.00011415 | 9.1034e-05 | 0.00014827 | 0.00011155 | 9.2781e-05 | 0 | 0.00011415 | 0.00011415 | 0.00011415 | 0.00011415 | 0.00025329 | 0.00021767 | 0.00016372 | 0.00013248 | 9.6814e-05 | 0.0001274 | 0.00010818 | 9.9257e-05 | 0.00012149 | 0.0001011 | -0.00011246 | -0.00011246
06/06 13:00:00 | 6 | 6 | 13 | 3757 | WE | 0.00048462 | 3.9621e-05 | 3.9621e-05 | 0.0010102 | 0.00016022 | 0.00021627 | 0.00011415 | 0 | 0 | 4.0839e-05 | 6.7836e-05 | 0.001063 | 3.9621e-05 | 1.4407e-05 | 0.00011748 | 5.432e-06 | 0.00011748 | 0.00011415 | 0 | 0.00011415 | 2.6174e-05 | 1.6398e-05 | 1.4769e-05 | 0.00011534 | 0.00013759 | 0.00013071 | -5.0115e-05 | 1.5545e-07 | -1.5884e-05 | -1.5884e-05 | 0.00011415 | 0.00011415 | 0.00011415 | 0.00011415 | 0.00011415 | 0.00011415 | 9.1034e-05 | 0.00014778 | 0.00010773 | 8.7265e-05 | 0 | 0.00011415 | 0.00011415 | 0.00011415 | 0.00011415 | 0.00025531 | 0.00021561 | 0.00015805 | 0.00012471 | 9.8925e-05 | 0.00012965 | 0.00010665 | 9.598e-05 | 0.00012319 | 0.00010107 | -0.00011294 | -0.00011294
06/06 14:00:00 | 6 | 6 | 14 | 3758 | WE | 0.00045156 | 2.7271e-05 | 2.7271e-05 | -0.00099085 | 7.9402e-05 | 0.00022375 | 0.00011415 | 0 | 0 | 4.0839e-05 | 3.6429e-06 | 0.00098039 | 2.7271e-05 | 7.737e-07 | 0.00011631 | 2.9171e-07 | 0.00011631 | 0.00011415 | 0 | 0.00011415 | 2.6174e-05 | 1.6398e-05 | 1.4769e-05 | 0.00011652 | 0.00013744 | 0.00013098 | -4.4802e-05 | 3.8895e-07 | -1.4029e-05 | -1.4029e-05 | 0.00011415 | 0.00011415 | 0.00011415 | 0.00011415 | 0.00011415 | 0.00011415 | 9.1034e-05 | 0.0001471 | 0.00010447 | 8.269e-05 | 0 | 0.00011415 | 0.00011415 | 0.00011415 | 0.00011415 | 0.00024821 | 0.00021248 | 0.00015245 | 0.00011769 | 9.9702e-05 | 0.00012937 | 9.6082e-05 | 8.0643e-05 | 0.00012345 | 0.00010313 | -0.00011254 | -0.00011254
06/06 15:00:00 | 6 | 6 | 15 | 3759 | WE | 0.00039156 | 3.5096e-05 | 3.5096e-05 | 0.00087445 | 0.00015735 | 0.00023635 | 0.00011415 | 0 | 0 | 4.0839e-05 | 0 | 0.00068519 | 3.5096e-05 | 0 | 0.00011474 | 0 | 0.00011474 | 0.00011415 | 0 | 0.00011415 | 2.6174e-05 | 1.6398e-05 | 1.4769e-05 | 0.00011583 | 0.00013286 | 0.0001276 | -4.5318e-05 | 7.152e-07 | -1.3972e-05 | -1.3972e-05 | 0.00011415 | 0.00011415 | 0.00011415 | 0.00011415 | 0.00011415 | 0.00011415 | 9.1034e-05 | 0.00014517 | 0.00010162 | 7.9372e-05 | 0 | 0.00011415 | 0.00011415 | 0.00011415 | 0.00011415 | 0.00022991 | 0.00020335 | 0.00014551 | 0.00011201 | 9.9694e-05 | 0.00012715 | 9.3934e-05 | 7.8529e-05 | 0.0001267 | 0.00010332 | -0.00011358 | -0.00011358
06/06 16:00:00 | 6 | 6 | 16 | 3760 | WE | 0.00031434 | 2.8011e-05 | 2.8011e-05 | 0.0001313 | 7.862e-05 | 0.00024949 | 0.00011415 | 0 | 0 | 4.0839e-05 | 0 | 0 | 2.8011e-05 | 0 | 0.00011582 | 0 | 0.00011582 | 0.00011415 | 0 | 0.00011415 | 2.6174e-05 | 1.6398e-05 | 1.4769e-05 | 0.00011134 | 0.00013337 | 0.00012656 | -4.1677e-05 | 2.7012e-06 | -1.1458e-05 | -1.1458e-05 | 0.00011415 | 0.00011415 | 0.00011415 | 0.00011415 | 0.00011415 | 0.00011415 | 9.1034e-05 | 0.00014133 | 9.6564e-05 | 7.3692e-05 | 0 | 0.00011415 | 0.00011415 | 0.00011415 | 0.00011415 | 0.00019593 | 0.00018872 | 0.00013427 | 0.00010274 | 0.00010108 | 0.00012617 | 9.3088e-05 | 7.7744e-05 | 0.00012672 | 0.00010189 | -0.00011696 | -0.00011696
06/06 17:00:00 | 6 | 6 | 17 | 3761 | WE | 0.00023316 | 3.2401e-05 | 3.2401e-05 | 5.4975e-06 | 7.9286e-05 | -2.0051e-12 | 0.00011415 | 0.0010844 | 0.0010844 | 4.0839e-05 | -3.3312e-05 | 0 | 3.2401e-05 | -2.3741e-05 | 0.00012479 | 0 | 0.00012479 | 0.00011415 | 0 | 0.00011415 | 2.4851e-05 | 1.6398e-05 | 1.4769e-05 | 0.00011231 | 0.00013121 | 0.00012537 | -2.5951e-05 | 4.7217e-06 | -5.0646e-06 | -5.0646e-06 | 0.00011415 | 0.00011415 | 0.00011415 | 0.00011415 | 0.00011415 | 0.00011415 | 9.1034e-05 | 0.00012573 | 8.8965e-05 | 7.0179e-05 | 0 | 0.00011415 | 0.00011415 | 0.00011415 | 0.00011415 | 0.00015528 | 0.00016128 | 0.00012018 | 9.6385e-05 | 0.00010223 | 0.0001207 | 8.8256e-05 | 7.3208e-05 | 0.00013855 | 0.00010332 | -0.00011396 | -0.00011396
06/06 18:00:00 | 6 | 6 | 18 | 3762 | WE | 0.00014903 | 4.6314e-05 | 4.6314e-05 | 1.3738e-05 | 0.00016116 | -7.5459e-13 | 0.00011415 | 0.001056 | 0.001056 | 7.0788e-05 | -7.3013e-05 | 0 | 4.6314e-05 | -1.4828e-05 | 0.00013881 | 1.3783e-06 | 0.00013881 | 0.00011415 | 0 | 0.00011415 | 1.7373e-05 | 1.6398e-05 | 1.4769e-05 | 0.00011173 | 0.00012907 | 0.00012371 | -2.4005e-05 | 2.928e-06 | -5.6649e-06 | -5.6649e-06 | 0.00011415 | 0.00011415 | 0.00011415 | 0.00011415 | 0.00011415 | 0.00011415 | 9.1034e-05 | 0.00012178 | 8.3191e-05 | 6.3475e-05 | 0 | 0.00011415 | 0.00011415 | 0.00011415 | 0.00011415 | 0.00010801 | 0.00012552 | 0.0001003 | 8.5689e-05 | 0.00010124 | 0.00011844 | 8.7141e-05 | 7.2623e-05 | 0.00013064 | 0.00010332 | -1.5769e-05 | -1.5769e-05
06/06 19:00:00 | 6 | 6 | 19 | 3763 | WE | 5.9878e-05 | 7.0957e-05 | 7.0957e-05 | 1.6654e-05 | 0.00016395 | -3.8268e-13 | 0.00011415 | 0.00074595 | 0.00074595 | 0.00015247 | -8.4575e-05 | 0 | 7.0957e-05 | 6.5699e-05 | 0.00014748 | 2.7911e-05 | 0.00014748 | 0.00011415 | 0 | 0.00011415 | 9.1167e-06 | 1.6398e-05 | 1.4769e-05 | 0.00012366 | 0.00012579 | 0.00012513 | -3.0639e-05 | 6.7079e-07 | -9.3186e-06 | -9.3186e-06 | 0.00011415 | 0.00011415 | 0.00011415 | 0.00011415 | 0.00011415 | 0.00011415 | 9.1034e-05 | 0.00011699 | 8.0242e-05 | 6.1465e-05 | 0 | 0.00011415 | 0.00011415 | 0.00011415 | 0.00011415 | 5.9379e-05 | 8.7773e-05 | 8.3726e-05 | 8.1383e-05 | 9.9288e-05 | 0.00011553 | 8.5655e-05 | 7.18e-05 | 0.00012705 | 0.00010332 | -1.4925e-05 | -1.4925e-05
06/06 20:00:00 | 6 | 6 | 20 | 3764 | WE | 0 | 5.6391e-05 | 5.6391e-05 | 0.0010273 | 8.8736e-05 | -2.8567e-13 | 0.00011415 | 0.00012807 | 0.00012807 | 0.00021236 | -4.0722e-05 | 0 | 5.6391e-05 | 3.2246e-05 | 0.0001514 | 1.4717e-05 | 0.0001514 | 0.00011415 | 5.7313e-05 | 0.00011415 | 1.3044e-06 | 1.6398e-05 | 1.4769e-05 | 0.00012064 | 0.00011974 | 0.00012002 | -3.8738e-05 | -6.1943e-08 | -1.2402e-05 | -1.2402e-05 | 0.00011415 | 0.00011415 | 0.00011415 | 0.00011416 | 0.00011415 | 0.00011415 | 9.1034e-05 | 0.00010394 | 7.5282e-05 | 6.0638e-05 | 3.9149e-05 | 0.00011415 | 0.00011415 | 0.00011415 | 0.00011415 | 1.1856e-05 | 5.8357e-05 | 7.1281e-05 | 7.8766e-05 | 9.7923e-05 | 0.00011137 | 8.5758e-05 | 7.388e-05 | 0.0001241 | 0.00010394 | -1.6672e-05 | -1.6672e-05
06/06 21:00:00 | 6 | 6 | 21 | 3765 | WE | 0 | 6.6e-05 | 6.6e-05 | 1.5153e-05 | 0.00015677 | 0 | 0.00011415 | 0 | 0 | 0.00028587 | -2.3284e-05 | 0 | 6.6e-05 | 2.9809e-05 | 0.00015248 | 1.7618e-05 | 0.00015248 | 0.00011415 | 0.00022925 | 0.00011415 | 0 | 1.6398e-05 | 1.4769e-05 | 0.00011195 | 9.9458e-05 | 0.00010332 | -2.9775e-05 | -1.6577e-07 | -9.6127e-06 | -9.6127e-06 | 0.00011415 | 0.00011415 | 0.00011415 | 0.00011416 | 0.00011415 | 0.00011415 | 9.1034e-05 | 8.8189e-05 | 6.8193e-05 | 5.7976e-05 | 0.00022929 | 0.00011415 | 0.00011415 | 0.00011415 | 0.00011415 | 2.6738e-06 | 3.8487e-05 | 6.1627e-05 | 7.5027e-05 | 9.9762e-05 | 0.00010536 | 9.1914e-05 | 8.5679e-05 | 0.00012188 | 0.00010501 | -1.1488e-05 | -1.1488e-05
06/06 22:00:00 | 6 | 6 | 22 | 3766 | WE | 0 | 6.8753e-05 | 6.8753e-05 | 6.3029e-06 | 0.00016088 | 2.0697e-12 | 0.00011415 | 0 | 0 | 0.00034305 | -1.4647e-05 | 2.4736e-05 | 6.8753e-05 | 3.975e-05 | 0.00014889 | 2.7361e-05 | 0.00014889 | 0.00011415 | 0.00022925 | 0.00011415 | 0 | 1.6398e-05 | 1.3975e-05 | 0.00010114 | 9.4742e-05 | 9.6718e-05 | -3.3946e-05 | 3.0271e-06 | -8.7695e-06 | -8.7695e-06 | 0.00011415 | 0.00011415 | 0.00011415 | 0.00011415 | 0.00011415 | 0.00011415 | 9.1034e-05 | 6.8383e-05 | 6.1574e-05 | 5.8095e-05 | 0.00022929 | 0.00011415 | 0.00011415 | 0.00011415 | 0.00011415 | 2.6738e-06 | 2.6995e-05 | 5.751e-05 | 7.5181e-05 | 9.7131e-05 | 9.5716e-05 | 8.8621e-05 | 8.5331e-05 | 0.00011845 | 0.00010236 | -1.268e-05 | -1.268e-05
06/06 23:00:00 | 6 | 6 | 23 | 3767 | WE | 0 | 5.2046e-05 | 5.2046e-05 | 9.0614e-06 | 7.8624e-05 | 7.9772e-13 | 0.00011415 | 0 | 0 | 0.00034849 | 0.00029246 | 0 | 5.2046e-05 | 6.2115e-05 | 0.00013992 | 2.3419e-05 | 0.00013992 | 0.00011415 | 0.00022925 | 0.00011415 | 0 | 1.6398e-05 | 1.3975e-05 | 0.00012544 | 9.3763e-05 | 0.00010355 | -4.2856e-05 | 5.587e-06 | -9.8689e-06 | -9.8689e-06 | 0.00011415 | 0.00011415 | 0.00011415 | 0.00011415 | 0.00011415 | 0.00011415 | 9.1034e-05 | 6.7664e-05 | 6.0585e-05 | 5.6968e-05 | 0.00022929 | 0.00011415 | 0.00011415 | 0.00011415 | 0.00011415 | 2.6738e-06 | 2.2886e-05 | 5.5079e-05 | 7.3722e-05 | 9.5559e-05 | 9.5154e-05 | 8.7961e-05 | 8.4625e-05 | 0.00011711 | 0.00010181 | -7.4022e-06 | -7.4022e-06
06/06 24:00:00 | 6 | 6 | 24 | 3768 | WE | 0 | 3.6524e-05 | 3.6524e-05 | 2.7356e-06 | 7.7239e-05 | -1.3906e-12 | 0.00011415 | 0 | 0 | 0.00023959 | 0.0001049 | 0 | 3.6524e-05 | 2.2279e-05 | 0.00012686 | 8.3999e-06 | 0.00012686 | 0.00011415 | 0.00022925 | 0.00011415 | 0 | 1.6398e-05 | 1.3975e-05 | 9.8071e-05 | 9.1858e-05 | 9.3778e-05 | -4.3799e-05 | 7.5792e-06 | -8.8133e-06 | -8.8133e-06 | 0.00011415 | 0.00011415 | 0.00011415 | 0.00011415 | 0.00011415 | 0.00011415 | 9.1034e-05 | 6.7637e-05 | 6.0012e-05 | 5.6116e-05 | 0.00022929 | 0.00011415 | 0.00011415 | 0.00011415 | 0.00011415 | 2.6738e-06 | 2.2734e-05 | 5.4326e-05 | 7.262e-05 | 9.2822e-05 | 9.4474e-05 | 8.7307e-05 | 8.3983e-05 | 9.7428e-05 | 0.0001013 | -8.4425e-06 | -8.4425e-06
06/07 01:00:00 | 6 | 7 | 1 | 3769 | WE | 0 | 2.4183e-05 | 2.4183e-05 | 0.00097574 | 7.5161e-05 | 0.00025245 | 0.00011415 | 0 | 0 | 0.00013341 | 0 | 0 | 2.4183e-05 | 0 | 9.281e-05 | 0 | 9.281e-05 | 0.00011415 | 0.00022925 | 0.00011415 | 0 | 1.6398e-05 | 1.3975e-05 | 9.6772e-05 | 9.0448e-05 | 9.2402e-05 | -4.4666e-05 | 1.1812e-05 | -6.2076e-06 | -6.2076e-06 | 0.00011415 | 0.00011415 | 0.00011415 | 0.00011415 | 0.00011415 | 0.00011415 | 9.1034e-05 | 6.758e-05 | 5.8756e-05 | 5.4248e-05 | 0.00022929 | 0.00011415 | 0.00011415 | 0.00011415 | 0.00011415 | 2.6738e-06 | 2.2409e-05 | 5.2676e-05 | 7.0203e-05 | 9.1771e-05 | 9.3959e-05 | 8.4652e-05 | 8.0335e-05 | 8.7423e-05 | 0.00010079 | 1.2008e-05 | 1.2008e-05
06/07 02:00:00 | 6 | 7 | 2 | 3770 | WE | 0 | 1.5333e-05 | 1.5333e-05 | -0.00097094 | 0 | 0.00023244 | 0.00011415 | 0 | 0 | 5.4452e-05 | 1.6056e-06 | 0 | 1.5333e-05 | -1.4561e-06 | 8.6205e-05 | 1.2857e-07 | 8.6205e-05 | 0.00011415 | 0.00022925 | 0.00011415 | 0 | 1.6398e-05 | 1.3975e-05 | 9.6193e-05 | 8.9881e-05 | 9.1832e-05 | -4.5184e-05 | 1.2224e-05 | -6.0922e-06 | -6.0922e-06 | 0.00011415 | 0.00011415 | 0.00011415 | 0.00011415 | 0.00011415 | 0.00011415 | 9.1034e-05 | 6.7485e-05 | 5.7794e-05 | 5.2843e-05 | 0.00022929 | 0.00011415 | 0.00011415 | 0.00011415 | 0.00011415 | 2.6738e-06 | 2.1869e-05 | 5.1326e-05 | 6.8384e-05 | 9.1778e-05 | 9.3731e-05 | 8.4178e-05 | 7.9747e-05 | 8.7364e-05 | 0.00010036 | 1.0452e-05 | 1.0452e-05
06/07 03:00:00 | 6 | 7 | 3 | 3771 | WE | 0 | 3.6829e-05 | 3.6829e-05 | 3.6891e-07 | 7.4259e-05 | 0.00022975 | 0.00011415 | 0 | 0 | 2.1781e-05 | 0.0002488 | -0.0032128 | 3.6829e-05 | 2.2521e-05 | 8.4304e-05 | 1.9923e-05 | 8.4304e-05 | 0.00011415 | 0.00022925 | 0.00011415 | 0 | 1.6398e-05 | 1.3975e-05 | 9.5795e-05 | 8.9531e-05 | 9.1467e-05 | -4.5636e-05 | 1.2391e-05 | -6.1231e-06 | -6.1231e-06 | 0.00011415 | 0.00011415 | 0.00011415 | 0.00011415 | 0.00011415 | 0.00011415 | 9.1034e-05 | 6.7544e-05 | 5.8391e-05 | 5.3714e-05 | 0.00022929 | 0.00011415 | 0.00011415 | 0.00011415 | 0.00011415 | 2.6738e-06 | 2.2203e-05 | 5.2163e-05 | 6.9512e-05 | 9.1782e-05 | 9.3625e-05 | 8.4307e-05 | 7.9985e-05 | 8.7317e-05 | 0.00010007 | 9.3112e-06 | 9.3112e-06
06/07 04:00:00 | 6 | 7 | 4 | 3772 | WE | 0 | 5.1671e-05 | 5.1671e-05 | 0 | 7.4305e-05 | 0.00022651 | 0.00011415 | 0 | 0 | 2.1781e-05 | 0.00051751 | -0.0029395 | 5.1671e-05 | 5.0939e-05 | 8.2413e-05 | 4.1441e-05 | 8.2413e-05 | 0.00011415 | 0.00022925 | 0.00011415 | 0 | 1.6398e-05 | 1.3975e-05 | 0.00010669 | 8.9576e-05 | 9.4866e-05 | -4.582e-05 | 1.2387e-05 | -6.1842e-06 | -6.1842e-06 | 0.00011415 | 0.00011415 | 0.00011415 | 0.00011415 | 0.00011415 | 0.00011415 | 9.1034e-05 | 6.9679e-05 | 5.9002e-05 | 5.3546e-05 | 0.00022929 | 0.00011415 | 0.00011415 | 0.00011415 | 0.00011415 | 2.6738e-06 | 2.4849e-05 | 5.2995e-05 | 6.9294e-05 | 9.1909e-05 | 9.4285e-05 | 8.4485e-05 | 7.9939e-05 | 8.7224e-05 | 9.9707e-05 | 1.27e-05 | 1.27e-05
06/07 05:00:00 | 6 | 7 | 5 | 3773 | WE | 0 | 4.7544e-05 | 4.7544e-05 | 1.4668e-06 | 0 | 0.00021796 | 0.00011415 | 0 | 0 | 6.5342e-05 | 0.00055793 | -0.0027094 | 4.7544e-05 | 5.5492e-05 | 8.158e-05 | 4.4677e-05 | 8.158e-05 | 0.00011415 | 0.00011463 | 0.00011415 | 1.342e-06 | 1.6398e-05 | 1.3975e-05 | 0.00010571 | 9.2323e-05 | 9.6459e-05 | -4.6063e-05 | 1.2379e-05 | -6.2675e-06 | -6.2675e-06 | 0.00011415 | 0.00011415 | 0.00011415 | 0.00011415 | 0.00011415 | 0.00011415 | 9.1034e-05 | 8.3967e-05 | 6.7607e-05 | 5.9249e-05 | 0.00011465 | 0.00011415 | 0.00011415 | 0.00011415 | 0.00011415 | 9.9066e-06 | 3.6917e-05 | 6.2237e-05 | 7.69e-05 | 8.9068e-05 | 9.5517e-05 | 8.0652e-05 | 7.3757e-05 | 8.7184e-05 | 9.9572e-05 | 9.2027e-06 | 9.2027e-06
06/07 06:00:00 | 6 | 7 | 6 | 3774 | WE | 7.3015e-05 | 5.1653e-05 | 5.1653e-05 | 2.3607e-06 | 7.7305e-05 | -1.5577e-12 | 0.00011415 | 0.00030924 | 0.00030924 | 0.00013613 | 0.00042199 | -0.00089971 | 5.1653e-05 | 4.3919e-05 | 8.8117e-05 | 3.3791e-05 | 8.8117e-05 | 0.00011415 | 0 | 0.00011415 | 7.9369e-06 | 1.6398e-05 | 1.4769e-05 | 0.00010778 | 9.898e-05 | 0.0001017 | -6.4585e-05 | 6.9088e-06 | -1.5902e-05 | -1.5902e-05 | 0.00011415 | 0.00011415 | 0.00011415 | 0.00011415 | 0.00011415 | 0.00011415 | 9.1034e-05 | 0.00011285 | 8.074e-05 | 6.4334e-05 | 0 | 0.00011415 | 0.00011415 | 0.00011415 | 0.00011415 | 4.8971e-05 | 6.9181e-05 | 7.9085e-05 | 8.482e-05 | 8.6214e-05 | 0.00010253 | 7.8534e-05 | 6.7406e-05 | 8.5745e-05 | 0.00010004 | 1.2303e-05 | 1.2303e-05
06/07 07:00:00 | 6 | 7 | 7 | 3775 | WE | 0.00016375 | 7.2199e-05 | 7.2199e-05 | 1.0828e-05 | 0.00016479 | 7.5442e-14 | 0.00011415 | 0.00068948 | 0.00068948 | 0.00015247 | -0.00058454 | 0.00016014 | 7.2199e-05 | -0.00016328 | 0.00010137 | 4.8667e-05 | 0.00010137 | 0.00011415 | 0 | 0.00011415 | 1.58e-05 | 1.6398e-05 | 1.4769e-05 | 0.00010481 | 0.00011525 | 0.00011203 | -7.3462e-05 | 1.721e-06 | -2.2267e-05 | -2.2267e-05 | 0.00011415 | 0.00011415 | 0.00011415 | 0.00011415 | 0.00011415 | 0.00011415 | 9.1034e-05 | 0.00012753 | 8.9571e-05 | 7.0176e-05 | 0 | 0.00011415 | 0.00011415 | 0.00011415 | 0.00011415 | 9.5142e-05 | 0.00011345 | 0.00010128 | 9.4231e-05 | 8.6651e-05 | 0.0001127 | 8.2885e-05 | 6.9058e-05 | 9.1401e-05 | 0.00010068 | 9.1064e-06 | 9.1064e-06
06/07 08:00:00 | 6 | 7 | 8 | 3776 | WE | 0.00024939 | 6.0749e-05 | 6.0749e-05 | 1.3661e-05 | 0.00016915 | 4.7973e-13 | 0.00011415 | 0.00092828 | 0.00092828 | 0.00013613 | -0.00025598 | 0.00060262 | 6.0749e-05 | -7.7975e-05 | 0.000114 | 2.9913e-05 | 0.000114 | 0.00011415 | 0 | 0.00011415 | 2.3825e-05 | 1.6398e-05 | 1.4769e-05 | 0.00010628 | 0.00011939 | 0.00011534 | -8.4553e-05 | 3.8119e-07 | -2.6718e-05 | -2.6718e-05 | 0.00011415 | 0.00011415 | 0.00011415 | 0.00011416 | 0.00011415 | 0.00011415 | 9.1034e-05 | 0.00014105 | 9.65e-05 | 7.3736e-05 | 0 | 0.00011415 | 0.00011415 | 0.00011415 | 0.00011415 | 0.00014271 | 0.00016954 | 0.000126 | 0.00010079 | 8.8236e-05 | 0.00011861 | 8.5396e-05 | 6.9991e-05 | 0.00010307 | 0.00011426 | 9.0523e-06 | 9.0523e-06
06/07 09:00:00 | 6 | 7 | 9 | 3777 | WE | 0.00032741 | 6.6082e-05 | 6.6082e-05 | 0.0010475 | 0.00016993 | 1.5523e-12 | 0.00011415 | 0.00044872 | 0.00044872 | 5.9897e-05 | -0.00015973 | 0.00077035 | 6.6082e-05 | 3.6523e-06 | 0.00011567 | 4.1019e-05 | 0.00011567 | 0.00011415 | 0 | 0.00011415 | 2.6174e-05 | 1.6398e-05 | 1.4769e-05 | 0.00010911 | 0.00012267 | 0.00011848 | -8.6442e-05 | 1.1026e-07 | -2.7505e-05 | -2.7505e-05 | 0.00011415 | 0.00011415 | 0.00011415 | 0.00011416 | 0.00011415 | 0.00011415 | 9.1034e-05 | 0.00014285 | 9.7577e-05 | 7.4447e-05 | 0 | 0.00011415 | 0.00011415 | 0.00011415 | 0.00011415 | 0.00018794 | 0.00018841 | 0.00013455 | 0.00010336 | 9.1346e-05 | 0.00012025 | 8.6187e-05 | 7.0386e-05 | 0.00011756 | 0.00010829 | 1.2131e-05 | 1.2131e-05
06/07 10:00:00 | 6 | 7 | 10 | 3778 | WE | 0.00039975 | 8.205e-05 | 8.205e-05 | 1.4481e-05 | 0.00016811 | 0.00021486 | 0.00011415 | 0.00030594 | 0.00030594 | 4.0839e-05 | -0.00011502 | 0.00083983 | 8.205e-05 | 9.9893e-05 | 0.00011778 | 6.4578e-05 | 0.00011778 | 0.00011415 | 0 | 0.00011415 | 2.6174e-05 | 1.6398e-05 | 1.4769e-05 | 0.00011104 | 0.0001258 | 0.00012124 | -7.5836e-05 | 3.4611e-08 | -2.4172e-05 | -2.4172e-05 | 0.00011415 | 0.00011415 | 0.00011415 | 0.00011416 | 0.00011415 | 0.00011415 | 9.1034e-05 | 0.0001438 | 9.7766e-05 | 7.4243e-05 | 0 | 0.00011415 | 0.00011415 | 0.00011415 | 0.00011415 | 0.0002236 | 0.00019175 | 0.00013648 | 0.00010447 | 9.5319e-05 | 0.00012214 | 8.6784e-05 | 7.0387e-05 | 0.00012667 | 0.00010564 | 9.0675e-06 | 9.0675e-06
06/07 11:00:00 | 6 | 7 | 11 | 3779 | WE | 0.00045003 | 4.1985e-05 | 4.1985e-05 | 1.3609e-05 | 0.0001653 | 0.00021991 | 0.00011415 | 0 | 0 | 4.0839e-05 | 8.9736e-05 | 0.00089364 | 4.1985e-05 | 1.9059e-05 | 0.00012151 | 7.1858e-06 | 0.00012151 | 0.00011415 | 0 | 0.00011415 | 2.6174e-05 | 1.6398e-05 | 1.4769e-05 | 0.00013809 | 0.00012827 | 0.0001313 | -6.4252e-05 | -4.8112e-08 | -2.0533e-05 | -2.0533e-05 | 0.00011415 | 0.00011415 | 0.00011415 | 0.00011416 | 0.00011415 | 0.00011415 | 9.1034e-05 | 0.00014429 | 9.6799e-05 | 7.2535e-05 | 0 | 0.00011415 | 0.00011415 | 0.00011415 | 0.00011415 | 0.00024286 | 0.00019375 | 0.0001363 | 0.00010303 | 9.9816e-05 | 0.00012318 | 8.6812e-05 | 6.9944e-05 | 0.0001309 | 0.00010362 | 1.2389e-05 | 1.2389e-05
06/07 12:00:00 | 6 | 7 | 12 | 3780 | WE | 0.00048728 | 4.4862e-05 | 4.4862e-05 | 0.0010172 | 0.00016234 | 0.00021998 | 0.00011415 | 0 | 0 | 4.0839e-05 | 0.00014634 | 0.00094978 | 4.4862e-05 | 3.1081e-05 | 0.00012155 | 1.1718e-05 | 0.00012155 | 0.00011415 | 0 | 0.00011415 | 2.6174e-05 | 1.6398e-05 | 1.4769e-05 | 0.00011229 | 0.00012647 | 0.00012208 | -5.2899e-05 | 1.9309e-07 | -1.6746e-05 | -1.6746e-05 | 0.00011415 | 0.00011415 | 0.00011415 | 0.00011416 | 0.00011415 | 0.00011415 | 9.1034e-05 | 0.00014175 | 9.4766e-05 | 7.0757e-05 | 0 | 0.00011415 | 0.00011415 | 0.00011415 | 0.00011415 | 0.00025338 | 0.00019045 | 0.00013383 | 0.00010104 | 9.9061e-05 | 0.00012197 | 8.5948e-05 | 6.9243e-05 | 0.00012575 | 0.00010334 | 9.9298e-06 | 9.9298e-06
06/07 13:00:00 | 6 | 7 | 13 | 3781 | WE | 0.00049252 | 3.9672e-05 | 3.9672e-05 | -0.00099354 | 8.005e-05 | 0.00021627 | 0.00011415 | 0 | 0 | 4.0839e-05 | 0.00021979 | 0.00092185 | 3.9672e-05 | 4.668e-05 | 0.00011748 | 1.76e-05 | 0.00011748 | 0.00011415 | 0 | 0.00011415 | 2.6174e-05 | 1.6398e-05 | 1.4769e-05 | 0.00011223 | 0.00013048 | 0.00012484 | -6.6427e-05 | 5.6986e-07 | -2.0806e-05 | -2.0806e-05 | 0.00011415 | 0.00011415 | 0.00011415 | 0.00011416 | 0.00011415 | 0.00011415 | 9.1034e-05 | 0.00013915 | 9.3405e-05 | 7.0029e-05 | 0 | 0.00011415 | 0.00011415 | 0.00011415 | 0.00011415 | 0.00025531 | 0.00018646 | 0.00013176 | 0.00010008 | 9.5194e-05 | 0.0001226 | 8.596e-05 | 6.8965e-05 | 0.00011272 | 0.00010415 | 1.3124e-05 | 1.3124e-05
06/07 14:00:00 | 6 | 7 | 14 | 3782 | WE | 0.00046044 | 4.6269e-05 | 4.6269e-05 | 0.0010059 | 0.00015874 | 0.00022375 | 0.00011415 | 0 | 0 | 4.0839e-05 | 0.00019189 | 0.00085369 | 4.6269e-05 | 4.0754e-05 | 0.00011631 | 1.5366e-05 | 0.00011631 | 0.00011415 | 0 | 0.00011415 | 2.6174e-05 | 1.6398e-05 | 1.4769e-05 | 0.00011252 | 0.00013046 | 0.00012492 | -7.1656e-05 | 4.7448e-07 | -2.2539e-05 | -2.2539e-05 | 0.00011415 | 0.00011415 | 0.00011415 | 0.00011416 | 0.00011415 | 0.00011415 | 9.1034e-05 | 0.00013361 | 9.3133e-05 | 7.2451e-05 | 0 | 0.00011415 | 0.00011415 | 0.00011415 | 0.00011415 | 0.00024844 | 0.00017881 | 0.00013088 | 0.00010313 | 9.4249e-05 | 0.00012092 | 8.5882e-05 | 6.9628e-05 | 0.00011642 | 0.00010428 | 1.0041e-05 | 1.0041e-05
06/07 15:00:00 | 6 | 7 | 15 | 3783 | WE | 0.00040281 | 3.7543e-05 | 3.7543e-05 | 5.119e-06 | 7.8681e-05 | 0.00023635 | 0.00011415 | 0 | 0 | 4.0839e-05 | 0.00019173 | 0.00078539 | 3.7543e-05 | 4.0721e-05 | 0.00011474 | 1.5353e-05 | 0.00011474 | 0.00011415 | 0 | 0.00011415 | 2.6174e-05 | 1.6398e-05 | 1.4769e-05 | 0.00011153 | 0.0001257 | 0.00012132 | -7.2777e-05 | 9.039e-08 | -2.3158e-05 | -2.3158e-05 | 0.00011415 | 0.00011415 | 0.00011415 | 0.00011416 | 0.00011415 | 0.00011415 | 9.1034e-05 | 0.00013256 | 9.1594e-05 | 7.0664e-05 | 0 | 0.00011415 | 0.00011415 | 0.00011415 | 0.00011415 | 0.00023123 | 0.00017447 | 0.00012717 | 9.9779e-05 | 9.4241e-05 | 0.00011893 | 8.4914e-05 | 6.9139e-05 | 0.00011798 | 0.00010435 | 1.0043e-05 | 1.0043e-05
06/07 16:00:00 | 6 | 7 | 16 | 3784 | WE | 0.00032158 | 3.6878e-05 | 3.6878e-05 | -8.8724e-05 | 7.8621e-05 | 0.00024949 | 0.00011415 | 0 | 0 | 4.0839e-05 | 0.00015762 | 0.00071642 | 3.6878e-05 | 3.3476e-05 | 0.00011582 | 1.2622e-05 | 0.00011582 | 0.00011415 | 0 | 0.00011415 | 2.6174e-05 | 1.6398e-05 | 1.4769e-05 | 0.00010659 | 0.00012523 | 0.00011947 | -7.3137e-05 | -3.6607e-08 | -2.336e-05 | -2.336e-05 | 0.00011415 | 0.00011415 | 0.00011415 | 0.00011416 | 0.00011415 | 0.00011415 | 9.1034e-05 | 0.00012705 | 8.7621e-05 | 6.7472e-05 | 0 | 0.00011415 | 0.00011415 | 0.00011415 | 0.00011415 | 0.00019613 | 0.00016507 | 0.00012011 | 9.4072e-05 | 9.4714e-05 | 0.0001171 | 8.3739e-05 | 6.8265e-05 | 0.00012047 | 0.00010432 | 1.3198e-05 | 1.3198e-05
06/07 17:00:00 | 6 | 7 | 17 | 3785 | WE | 0.00024153 | 6.3186e-05 | 6.3186e-05 | 0.00010517 | 0.00015863 | -2.0051e-12 | 0.00011415 | 0.0010846 | 0.0010846 | 4.0839e-05 | -0.00030796 | 0.00070961 | 6.3186e-05 | -4.7203e-05 | 0.00012479 | 3.1852e-05 | 0.00012479 | 0.00011415 | 0 | 0.00011415 | 2.4855e-05 | 1.6398e-05 | 1.4769e-05 | 0.00010575 | 0.0001204 | 0.00011587 | -6.3194e-05 | -1.3695e-07 | -2.0256e-05 | -2.0256e-05 | 0.00011415 | 0.00011415 | 0.00011415 | 0.00011416 | 0.00011415 | 0.00011415 | 9.1034e-05 | 0.0001149 | 8.0897e-05 | 6.3525e-05 | 0 | 0.00011415 | 0.00011415 | 0.00011415 | 0.00011415 | 0.00015534 | 0.00014337 | 0.00010783 | 8.7247e-05 | 9.4118e-05 | 0.00011141 | 8.1197e-05 | 6.7184e-05 | 0.00012347 | 0.00010357 | 9.9231e-06 | 9.9231e-06
06/07 18:00:00 | 6 | 7 | 18 | 3786 | WE | 0.00015658 | 7.0859e-05 | 7.0859e-05 | 0.0010154 | 8.056e-05 | -7.5459e-13 | 0.00011415 | 0.0010564 | 0.0010564 | 7.0788e-05 | -0.00013679 | 0.00066907 | 7.0859e-05 | 3.6604e-05 | 0.00013881 | 4.848e-05 | 0.00013881 | 0.00011415 | 0 | 0.00011415 | 1.738e-05 | 1.6398e-05 | 1.4769e-05 | 0.0001031 | 0.00011579 | 0.00011187 | -7.1969e-05 | -6.791e-08 | -2.3008e-05 | -2.3008e-05 | 0.00011415 | 0.00011415 | 0.00011415 | 0.00011416 | 0.00011415 | 0.00011415 | 9.1034e-05 | 0.00010937 | 7.7361e-05 | 6.1008e-05 | 0 | 0.00011415 | 0.00011415 | 0.00011415 | 0.00011415 | 0.00010805 | 0.00010667 | 9.1273e-05 | 8.2359e-05 | 9.0747e-05 | 0.00010781 | 7.9588e-05 | 6.6495e-05 | 0.00011694 | 0.0001044 | 1.4064e-05 | 1.4064e-05
06/07 19:00:00 | 6 | 7 | 19 | 3787 | WE | 6.431e-05 | 0.00011175 | 0.00011175 | -0.00039293 | 0.00016391 | -3.8268e-13 | 0.00011415 | 0.00074623 | 0.00074623 | 0.00015247 | -9.9541e-05 | 0.00063945 | 0.00011175 | 0.00014399 | 0.00014748 | 8.5983e-05 | 0.00014748 | 0.00011415 | 0 | 0.00011415 | 9.1202e-06 | 1.6398e-05 | 1.4769e-05 | 0.00011316 | 0.00011199 | 0.00011235 | -7.7173e-05 | -5.149e-08 | -2.4657e-05 | -2.4657e-05 | 0.00011415 | 0.00011415 | 0.00011415 | 0.00011415 | 0.00011415 | 0.00011415 | 9.1034e-05 | 0.00010234 | 7.4933e-05 | 6.0927e-05 | 0 | 0.00011415 | 0.00011415 | 0.00011415 | 0.00011415 | 5.9399e-05 | 6.9856e-05 | 7.6705e-05 | 8.0671e-05 | 8.8277e-05 | 0.00010395 | 7.8347e-05 | 6.6473e-05 | 0.0001064 | 0.00010213 | 1.115e-05 | 1.115e-05
06/07 20:00:00 | 6 | 7 | 20 | 3788 | WE | 0 | 0.00010958 | 0.00010958 | -0.00055954 | 0.00016466 | -2.8567e-13 | 0.00011415 | 0.00012818 | 0.00012818 | 0.00021236 | -4.269e-05 | 0.00052856 | 0.00010958 | 0.00011351 | 0.0001514 | 7.8982e-05 | 0.0001514 | 0.00011415 | 5.7313e-05 | 0.00011415 | 1.3054e-06 | 1.6398e-05 | 1.4769e-05 | 0.00011105 | 0.00010852 | 0.0001093 | -7.7917e-05 | -4.1405e-08 | -2.4888e-05 | -2.4888e-05 | 0.00011415 | 0.00011415 | 0.00011415 | 0.00011415 | 0.00011415 | 0.00011415 | 9.1034e-05 | 9.0727e-05 | 6.907e-05 | 5.8004e-05 | 3.9149e-05 | 0.00011415 | 0.00011415 | 0.00011415 | 0.00011415 | 1.186e-05 | 3.9912e-05 | 6.2351e-05 | 7.5345e-05 | 8.7172e-05 | 0.00010112 | 7.8668e-05 | 6.8254e-05 | 8.7066e-05 | 0.00010145 | 1.1294e-05 | 1.1294e-05
06/07 21:00:00 | 6 | 7 | 21 | 3789 | WE | 0 | 0.00011297 | 0.00011297 | 0.00098849 | 0.00016302 | 0 | 0.00011415 | 0 | 0 | 0.00028587 | -2.4188e-05 | 0.00037908 | 0.00011297 | 0.00010799 | 0.00015248 | 8.3536e-05 | 0.00015248 | 0.00011415 | 0.00022925 | 0.00011415 | 0 | 1.6398e-05 | 1.4769e-05 | 0.00010412 | 9.1017e-05 | 9.5068e-05 | -5.7987e-05 | 3.3545e-08 | -1.8478e-05 | -1.8478e-05 | 0.00011415 | 0.00011415 | 0.00011415 | 0.00011415 | 0.00011415 | 0.00011415 | 9.1034e-05 | 7.192e-05 | 6.0961e-05 | 5.5362e-05 | 0.00022929 | 0.00011415 | 0.00011415 | 0.00011415 | 0.00011415 | 2.6738e-06 | 2.9495e-05 | 5.6187e-05 | 7.1643e-05 | 9.1873e-05 | 9.5469e-05 | 8.52e-05 | 8.0436e-05 | 8.7466e-05 | 0.00010066 | 1.6611e-05 | 1.6611e-05
06/07 22:00:00 | 6 | 7 | 22 | 3790 | WE | 0 | 0.00010428 | 0.00010428 | 1.1964e-05 | 8.0412e-05 | 2.0697e-12 | 0.00011415 | 0 | 0 | 0.00034305 | -1.6351e-05 | 0.00018679 | 0.00010428 | 0.00011077 | 0.00014889 | 9.007e-05 | 0.00014889 | 0.00011415 | 0.00022925 | 0.00011415 | 0 | 1.6398e-05 | 1.3975e-05 | 9.5117e-05 | 9.0675e-05 | 9.2048e-05 | -5.2397e-05 | 3.9225e-07 | -1.645e-05 | -1.645e-05 | 0.00011415 | 0.00011415 | 0.00011415 | 0.00011415 | 0.00011415 | 0.00011415 | 9.1034e-05 | 6.8193e-05 | 5.8822e-05 | 5.4034e-05 | 0.00022929 | 0.00011415 | 0.00011415 | 0.00011415 | 0.00011415 | 2.6738e-06 | 2.591e-05 | 5.3784e-05 | 6.9926e-05 | 9.1797e-05 | 9.4225e-05 | 8.4557e-05 | 8.0073e-05 | 8.7351e-05 | 0.00010007 | 1.1972e-05 | 1.1972e-05
06/07 23:00:00 | 6 | 7 | 23 | 3791 | WE | 0 | 0.00010068 | 0.00010068 | 4.0007e-06 | 7.8598e-05 | 7.9772e-13 | 0.00011415 | 0 | 0 | 0.00034849 | 0.00099194 | 0 | 0.00010068 | 0.00024576 | 0.00013992 | 9.266e-05 | 0.00013992 | 0.00011415 | 0.00022925 | 0.00011415 | 0 | 1.6398e-05 | 1.3975e-05 | 0.00012225 | 9.1083e-05 | 0.00010071 | -5.5015e-05 | 2.2842e-06 | -1.5998e-05 | -1.5998e-05 | 0.00011415 | 0.00011415 | 0.00011415 | 0.00011415 | 0.00011415 | 0.00011415 | 9.1034e-05 | 6.8114e-05 | 5.8122e-05 | 5.3017e-05 | 0.00022929 | 0.00011415 | 0.00011415 | 0.00011415 | 0.00011415 | 2.6738e-06 | 2.5458e-05 | 5.2785e-05 | 6.8609e-05 | 9.2055e-05 | 9.4345e-05 | 8.4405e-05 | 7.9794e-05 | 8.731e-05 | 9.9756e-05 | 1.2717e-05 | 1.2717e-05
06/07 24:00:00 | 6 | 7 | 24 | 3792 | WE | 0 | 7.8975e-05 | 7.8975e-05 | 0.00099255 | 0.00014394 | -1.3906e-12 | 0.00011415 | 0 | 0 | 0.00023959 | 0.00072187 | 0 | 7.8975e-05 | 0.00015046 | 0.00012686 | 5.8766e-05 | 0.00012686 | 0.00011415 | 0.00022925 | 0.00011415 | 0 | 1.6398e-05 | 1.3975e-05 | 9.5319e-05 | 9.2015e-05 | 9.3036e-05 | -5.0732e-05 | -5.3221e-06 | -1.981e-05 | -1.981e-05 | 0.00011415 | 0.00011415 | 0.00011415 | 0.00011415 | 0.00011415 | 0.00011415 | 9.1034e-05 | 6.7729e-05 | 5.9644e-05 | 5.5513e-05 | 0.00022929 | 0.00011415 | 0.00011415 | 0.00011415 | 0.00011415 | 2.6738e-06 | 2.3262e-05 | 5.4025e-05 | 7.184e-05 | 9.18e-05 | 9.4557e-05 | 8.4939e-05 | 8.0478e-05 | 8.728e-05 | 9.9648e-05 | 9.1113e-06 | 9.1113e-06
06/08 01:00:00 | 6 | 8 | 1 | 3793 | WD | 0 | 2.0301e-05 | 2.0301e-05 | -0.00097468 | 1.0095e-05 | 0.00025245 | 0.00011415 | 0 | 0 | 0.00013341 | 5.5974e-05 | 0 | 2.0301e-05 | -3.1892e-05 | 9.19e-05 | 4.4822e-06 | 9.19e-05 | 0.00011415 | 0.00022925 | 0.00011415 | 0 | 6.5591e-05 | 0.0001118 | 9.2285e-05 | 9.2369e-05 | 9.2343e-05 | -4.8273e-06 | -8.6223e-06 | -7.4115e-06 | -7.4115e-06 | 0.00011415 | 0.00011415 | 0.00011415 | 0.00011415 | 0.00011415 | 0.00011415 | 3.6463e-05 | 6.7924e-05 | 5.8637e-05 | 5.3892e-05 | 0.00022929 | 0.00011415 | 0.00011415 | 0.00011415 | 0.00011415 | 1.2032e-06 | 2.437e-05 | 5.3103e-05 | 6.9742e-05 | 6.6749e-05 | 9.4819e-05 | 8.724e-05 | 8.3724e-05 | 9.2121e-05 | 9.9621e-05 | -1.0286e-05 | -1.0286e-05
06/08 02:00:00 | 6 | 8 | 2 | 3794 | WD | 0 | 4.6381e-05 | 4.6381e-05 | 5.2513e-07 | 7.4412e-05 | 0.00023244 | 0.00011415 | 0 | 0 | 5.4452e-05 | 0.00041478 | -0.0019539 | 4.6381e-05 | 2.0476e-05 | 8.5656e-05 | 3.3214e-05 | 8.5656e-05 | 0.00011415 | 0.00022925 | 0.00011415 | 0 | 6.5591e-05 | 0.0001118 | 9.2939e-05 | 9.2535e-05 | 9.2659e-05 | 1.0396e-05 | -1.0867e-05 | -4.0828e-06 | -4.0828e-06 | 0.00011415 | 0.00011415 | 0.00011415 | 0.00011415 | 0.00011415 | 0.00011415 | 3.6473e-05 | 6.819e-05 | 6.0618e-05 | 5.6748e-05 | 0.00022929 | 0.00011415 | 0.00011415 | 0.00011415 | 0.00011415 | 1.23e-06 | 2.5894e-05 | 5.6002e-05 | 7.3438e-05 | 6.5289e-05 | 9.4958e-05 | 8.7316e-05 | 8.3772e-05 | 9.0759e-05 | 9.9561e-05 | -3.2347e-06 | -3.2347e-06
06/08 03:00:00 | 6 | 8 | 3 | 3795 | WD | 0 | 4.797e-05 | 4.797e-05 | 0.00096968 | 0 | 0.00022975 | 0.00011415 | 0 | 0 | 2.1781e-05 | 0.00050941 | -0.0053344 | 4.797e-05 | 4.6423e-05 | 8.3946e-05 | 4.7062e-05 | 8.3946e-05 | 0.00011415 | 0.00022925 | 0.00011415 | 0 | 6.5591e-05 | 0.0001118 | 9.4019e-05 | 9.2881e-05 | 9.3233e-05 | 1.2885e-05 | -1.4288e-05 | -5.618e-06 | -5.618e-06 | 0.00011415 | 0.00011415 | 0.00011415 | 0.00011415 | 0.00011415 | 0.00011415 | 4.5596e-05 | 6.8975e-05 | 6.1912e-05 | 5.8304e-05 | 0.00022929 | 0.00011415 | 0.00011415 | 0.00011415 | 0.00011415 | 1.5508e-06 | 3.0373e-05 | 5.892e-05 | 7.5451e-05 | 7.0638e-05 | 9.5317e-05 | 8.7669e-05 | 8.4122e-05 | 9.0287e-05 | 9.957e-05 | -6.0299e-06 | -6.0299e-06
06/08 04:00:00 | 6 | 8 | 4 | 3796 | WD | 0 | 6.9518e-05 | 6.9518e-05 | -0.0009693 | 7.4236e-05 | 0.00022651 | 0.00011415 | 0 | 0 | 2.1781e-05 | 0.00045147 | -0.0049102 | 6.9518e-05 | 7.6258e-05 | 8.2211e-05 | 6.6899e-05 | 8.2211e-05 | 0.00011415 | 0.00022925 | 0.00011415 | 0 | 6.5591e-05 | 0.0001118 | 0.00010638 | 9.2503e-05 | 9.679e-05 | 1.4698e-05 | -1.1959e-05 | -3.4543e-06 | -3.4543e-06 | 0.00011415 | 0.00011415 | 0.00011415 | 0.00011415 | 0.00011415 | 0.00011415 | 5.4768e-05 | 7.0282e-05 | 7.6832e-05 | 8.0178e-05 | 0.00022929 | 0.00011415 | 0.00011415 | 0.00011415 | 0.00011415 | 2.0054e-06 | 3.7834e-05 | 7.9583e-05 | 0.00010376 | 7.619e-05 | 9.5578e-05 | 9.2368e-05 | 9.0879e-05 | 9.0043e-05 | 9.947e-05 | -6.1419e-06 | -6.1419e-06
06/08 05:00:00 | 6 | 8 | 5 | 3797 | WD | 0 | 7.7135e-05 | 7.7135e-05 | 0.00097238 | 7.4757e-05 | 0.00021796 | 0.00011415 | 0 | 0 | 6.5342e-05 | 0.00041604 | -0.0020858 | 7.7135e-05 | 9.0193e-05 | 8.1198e-05 | 7.56e-05 | 8.1198e-05 | 0.00011415 | 0.00011463 | 0.00011415 | 5.3692e-06 | 6.5591e-05 | 0.0001118 | 0.00010906 | 9.6329e-05 | 0.00010027 | 1.627e-05 | -1.1112e-05 | -2.3753e-06 | -2.3753e-06 | 0.00011415 | 0.00011415 | 0.00011415 | 0.00011415 | 0.00011415 | 0.00011415 | 9.1181e-05 | 9.2834e-05 | 0.00010215 | 0.0001069 | 0.00011465 | 0.00011415 | 0.00011415 | 0.00011415 | 0.00011415 | 1.032e-05 | 6.475e-05 | 0.00011161 | 0.00013875 | 9.2201e-05 | 9.9683e-05 | 9.3712e-05 | 9.0943e-05 | 8.9669e-05 | 9.9485e-05 | -1.1209e-05 | -1.1209e-05
06/08 06:00:00 | 6 | 8 | 6 | 3798 | WD | 7.5103e-05 | 7.7126e-05 | 7.7126e-05 | 1.5849e-06 | 7.696e-05 | -1.5577e-12 | 0.00011415 | 0.00030905 | 0.00030905 | 0.00013613 | 0.00038598 | 0.00055102 | 7.7126e-05 | 8.6873e-05 | 8.7512e-05 | 7.0231e-05 | 8.7512e-05 | 0.00011415 | 0 | 0.00011415 | 3.1728e-05 | 6.5591e-05 | 0.0001126 | 0.00011443 | 0.00010237 | 0.0001061 | -9.0303e-07 | 1.4916e-06 | 7.2757e-07 | 7.2757e-07 | 0.00011415 | 0.00011415 | 0.00011415 | 0.00011416 | 0.00011415 | 0.00011415 | 0.00012828 | 0.00012306 | 0.00013005 | 0.00013363 | 0 | 0.00011415 | 0.00011415 | 0.00011415 | 0.00011415 | 7.1134e-05 | 0.00010962 | 0.00015177 | 0.00017618 | 0.00010884 | 0.00010882 | 9.6522e-05 | 9.0817e-05 | 8.719e-05 | 0.00011831 | 0.00021958 | 0.00021958
06/08 07:00:00 | 6 | 8 | 7 | 3799 | WD | 0.00016898 | 9.4423e-05 | 9.4423e-05 | 8.7105e-06 | 8.1422e-05 | 7.5464e-14 | 0.00011415 | 0.0006888 | 0.0006888 | 0.00015247 | -0.00071553 | 0.0015961 | 9.4423e-05 | -0.00013176 | 9.9871e-05 | 9.3197e-05 | 9.9871e-05 | 0.00011415 | 0 | 0.00011415 | 6.3137e-05 | 6.5591e-05 | 0.0001126 | 0.0001137 | 0.00011937 | 0.00011762 | -5.7297e-06 | 2.7403e-06 | 3.786e-08 | 3.786e-08 | 0.00011415 | 0.00011415 | 0.00011415 | 0.00011416 | 0.00011415 | 0.00011415 | 0.000149 | 0.00014024 | 0.00018893 | 0.00021381 | 0 | 0.00011415 | 0.00011415 | 0.00011415 | 0.00011415 | 0.00015983 | 0.00016909 | 0.00015702 | 0.00015004 | 0.00012109 | 0.00012025 | 0.00011987 | 0.00011969 | 9.5227e-05 | 0.00011194 | 0.00023725 | 0.00023725
06/08 08:00:00 | 6 | 8 | 8 | 3800 | WD | 0.00025857 | 9.7837e-05 | 9.7837e-05 | 1.0615e-05 | 0.00016656 | 4.7973e-13 | 0.00011415 | 0.00092765 | 0.00092765 | 0.00013613 | -0.00038432 | 0.0017937 | 9.7837e-05 | -3.7396e-05 | 0.00011103 | 8.3724e-05 | 0.00011103 | 0.00011415 | 0 | 0.00011415 | 0.00023808 | 0.00016398 | 0.0001685 | 0.00011755 | 0.00012158 | 0.00012033 | -5.7227e-06 | 7.6469e-07 | -1.3051e-06 | -1.3051e-06 | 0.00011415 | 0.00011415 | 0.00011415 | 0.00011416 | 0.00011415 | 0.00011415 | 0.00016895 | 0.00015337 | 0.00019337 | 0.00021381 | 0 | 0.00011415 | 0.00011415 | 0.00011415 | 0.00011415 | 0.00027143 | 0.00022713 | 0.000182 | 0.00015586 | 0.00013616 | 0.00012543 | 0.00014979 | 0.00016108 | 9.5209e-05 | 0.00010975 | 0.00016592 | 0.00016592
06/08 09:00:00 | 6 | 8 | 9 | 3801 | WD | 0.00034115 | 9.9609e-05 | 9.9609e-05 | 1.0846e-05 | 0.00016706 | 1.5523e-12 | 0.00011415 | 0.00044872 | 0.00044872 | 5.9897e-05 | -0.00020446 | 0.0017327 | 9.9609e-05 | 5.1029e-05 | 0.00011108 | 9.0142e-05 | 0.00011108 | 0.00011415 | 0 | 0.00011415 | 0.00047113 | 0.00029516 | 0.0002244 | 0.00012128 | 0.00012176 | 0.00012161 | -5.4869e-06 | 2.4873e-07 | -1.5813e-06 | -1.5813e-06 | 0.00011415 | 0.00011415 | 0.00011415 | 0.00011416 | 0.00011415 | 0.00011415 | 0.0001871 | 0.00015456 | 0.00019377 | 0.00021381 | 0 | 0.00011415 | 0.00011415 | 0.00011415 | 0.00011415 | 0.0003923 | 0.00024645 | 0.00019234 | 0.000161 | 0.00014691 | 0.00012614 | 0.0001554 | 0.00016897 | 9.5195e-05 | 0.00010802 | 0.0001166 | 0.0001166
06/08 10:00:00 | 6 | 8 | 10 | 3802 | WD | 0.00042086 | 0.00012177 | 0.00012177 | 1.107e-05 | 0.00016534 | 0.00021486 | 0.00011415 | 0.00030594 | 0.00030594 | 4.0839e-05 | -0.00013483 | 0.001581 | 0.00012177 | 0.00016594 | 0.00011156 | 0.00012284 | 0.00011156 | 0.00011415 | 0 | 0.00011415 | 0.00047113 | 0.00029516 | 0.0002244 | 0.00012193 | 0.00012197 | 0.00012196 | -5.1423e-06 | 1.1201e-07 | -1.5644e-06 | -1.5644e-06 | 0.00011415 | 0.00011415 | 0.00011415 | 0.00011416 | 0.00011415 | 0.00011415 | 0.00018706 | 0.00015413 | 0.00019363 | 0.00021381 | 0 | 0.00011415 | 0.00011415 | 0.00011415 | 0.00011415 | 0.00046523 | 0.00024653 | 0.00019523 | 0.00016552 | 0.0001483 | 0.00012607 | 0.00015431 | 0.00016741 | 9.5184e-05 | 0.0001071 | 8.9872e-05 | 8.9872e-05
06/08 11:00:00 | 6 | 8 | 11 | 3803 | WD | 0.00048005 | 8.8205e-05 | 8.8205e-05 | 0.0010174 | 0.00016284 | 0.00021991 | 0.00011415 | 0 | 0 | 4.0839e-05 | 0.00087394 | 0.0014439 | 8.8205e-05 | 0.00019838 | 0.00011463 | 7.4795e-05 | 0.00011463 | 0.00011415 | 0 | 0.00011415 | 0.00047113 | 0.00029516 | 0.0002244 | 0.00014796 | 0.00012201 | 0.00013003 | -4.808e-06 | 8.9064e-08 | -1.4734e-06 | -1.4734e-06 | 0.00011415 | 0.00011415 | 0.00011415 | 0.00011416 | 0.00011415 | 0.00011415 | 0.000187 | 0.00015348 | 0.00019341 | 0.00021381 | 0 | 0.00011415 | 0.00011415 | 0.00011415 | 0.00011415 | 0.0005045 | 0.00024632 | 0.00019717 | 0.0001687 | 0.00014851 | 0.00012587 | 0.00015586 | 0.00016977 | 9.5171e-05 | 0.00010639 | 8.1898e-05 | 8.1898e-05
06/08 12:00:00 | 6 | 8 | 12 | 3804 | WD | 0.00050986 | 7.2218e-05 | 7.2218e-05 | -0.00099757 | 8.0168e-05 | 0.00021998 | 0.00011415 | 0 | 0 | 4.0839e-05 | 0.00063049 | 0.0013254 | 7.2218e-05 | 0.00017113 | 0.00011458 | 6.4522e-05 | 0.00011458 | 0.00011415 | 0 | 0.00011415 | 0.00047113 | 0.00029516 | 0.0002244 | 0.0001224 | 0.00012278 | 0.00012266 | -4.01e-06 | 1.5781e-07 | -1.1719e-06 | -1.1719e-06 | 0.00011415 | 0.00011415 | 0.00011415 | 0.00011416 | 0.00011415 | 0.00011415 | 0.00018694 | 0.0001532 | 0.00019331 | 0.00021381 | 0 | 0.00011415 | 0.00011415 | 0.00011415 | 0.00011415 | 0.00052589 | 0.00024586 | 0.00024083 | 0.00023791 | 0.00014821 | 0.00012605 | 0.00015964 | 0.00017522 | 9.5175e-05 | 0.00010582 | 6.5563e-05 | 6.5563e-05
06/08 13:00:00 | 6 | 8 | 13 | 3805 | WD | 0.0005113 | 7.7664e-05 | 7.7664e-05 | 0.0010032 | 0.00015843 | 0.00021627 | 0.00011415 | 0 | 0 | 4.0839e-05 | 0.00045886 | 0.001199 | 7.7664e-05 | 0.00014984 | 0.00011115 | 6.1186e-05 | 0.00011115 | 0.00011415 | 0 | 0.00011415 | 0.00047113 | 0.00029516 | 0.0002244 | 0.00012346 | 0.00012829 | 0.0001268 | -3.8675e-06 | 2.8275e-07 | -1.0414e-06 | -1.0414e-06 | 0.00011415 | 0.00011415 | 0.00011415 | 0.00011416 | 0.00011415 | 0.00011415 | 0.00018653 | 0.00015279 | 0.00019317 | 0.00021381 | 0 | 0.00011415 | 0.00011415 | 0.00011415 | 0.00011415 | 0.00052823 | 0.00024525 | 0.00024077 | 0.00023818 | 0.00014654 | 0.00012787 | 0.00015832 | 0.00017245 | 9.5167e-05 | 0.00010553 | 5.9149e-05 | 5.9149e-05
06/08 14:00:00 | 6 | 8 | 14 | 3806 | WD | 0.00047805 | 6.6671e-05 | 6.6671e-05 | -0.00098965 | 7.8643e-05 | 0.00022375 | 0.00011415 | 0 | 0 | 4.0839e-05 | 0.00038697 | 0.0010485 | 6.6671e-05 | 0.00012727 | 0.00011051 | 5.7711e-05 | 0.00011051 | 0.00011415 | 0 | 0.00011415 | 0.00047113 | 0.00029516 | 0.0002244 | 0.00012328 | 0.00012862 | 0.00012697 | -3.6462e-06 | 2.2855e-07 | -1.0077e-06 | -1.0077e-06 | 0.00011415 | 0.00011415 | 0.00011415 | 0.00011416 | 0.00011415 | 0.00011415 | 0.00018548 | 0.00015218 | 0.00019297 | 0.00021381 | 0 | 0.00011415 | 0.00011415 | 0.00011415 | 0.00011415 | 0.00050964 | 0.00024314 | 0.00023917 | 0.00023687 | 0.00014586 | 0.0001278 | 0.00015597 | 0.00016903 | 9.516e-05 | 0.00010544 | 4.9689e-05 | 4.9689e-05
06/08 15:00:00 | 6 | 8 | 15 | 3807 | WD | 0.00041652 | 6.2801e-05 | 6.2801e-05 | 2.823e-06 | 7.801e-05 | 0.00023635 | 0.00011415 | 0 | 0 | 4.0839e-05 | 0.00034544 | 0.00093673 | 6.2801e-05 | 0.00011011 | 0.00010956 | 5.2497e-05 | 0.00010956 | 0.00011415 | 0 | 0.00011415 | 0.00047113 | 0.00029516 | 0.0002244 | 0.00012062 | 0.0001261 | 0.00012441 | -3.3648e-06 | 2.9063e-07 | -8.7565e-07 | -8.7565e-07 | 0.00011415 | 0.00011415 | 0.00011415 | 0.00011416 | 0.00011415 | 0.00011415 | 0.00016661 | 0.00015069 | 0.00019246 | 0.00021381 | 0 | 0.00011415 | 0.00011415 | 0.00011415 | 0.00011415 | 0.00042571 | 0.00023592 | 0.00019207 | 0.00016668 | 0.00013401 | 0.00012645 | 0.00015584 | 0.00016947 | 9.5174e-05 | 0.00010518 | 4.2201e-05 | 4.2201e-05
06/08 16:00:00 | 6 | 8 | 16 | 3808 | WD | 0.00033579 | 6.5867e-05 | 6.5867e-05 | 0.00061471 | 7.8003e-05 | 0.00024949 | 0.00011415 | 0 | 0 | 4.0839e-05 | 0.00033267 | 0.00082016 | 6.5867e-05 | 0.00010749 | 0.00011092 | 5.5011e-05 | 0.00011092 | 0.00011415 | 0 | 0.00011415 | 0.00047113 | 0.00029516 | 0.0002244 | 0.0001125 | 0.00012636 | 0.00012207 | -3.125e-06 | 2.5753e-07 | -8.217e-07 | -8.217e-07 | 0.00011415 | 0.00011415 | 0.00011415 | 0.00011416 | 0.00011415 | 0.00011415 | 0.00014779 | 0.00014413 | 0.00015206 | 0.00015611 | 0 | 0.00011415 | 0.00011415 | 0.00011415 | 0.00011415 | 0.00032015 | 0.00021408 | 0.0001536 | 0.00011858 | 0.00012285 | 0.00012457 | 0.00014577 | 0.00015561 | 8.7581e-05 | 0.00010546 | 5.1611e-05 | 5.1611e-05
06/08 17:00:00 | 6 | 8 | 17 | 3809 | WD | 0.00025133 | 9.1754e-05 | 9.1754e-05 | 0.00038535 | 0.00015712 | -2.0051e-12 | 0.00011415 | 0.0010839 | 0.0010839 | 4.0839e-05 | -0.00063957 | 0.0007538 | 9.1754e-05 | -8.0458e-05 | 0.00012 | 7.3751e-05 | 0.00012 | 0.00011415 | 0 | 0.00011415 | 0.00044709 | 0.00029516 | 0.0002244 | 0.0001104 | 0.00012611 | 0.00012126 | -2.8845e-06 | 1.0924e-07 | -8.4593e-07 | -8.4593e-07 | 0.00011415 | 0.00011415 | 0.00011415 | 0.00011416 | 0.00011415 | 0.00011415 | 0.00012914 | 0.00013924 | 0.00012923 | 0.00012411 | 0 | 0.00011415 | 0.00011415 | 0.00011415 | 0.00011415 | 0.00022167 | 0.0001892 | 0.00012724 | 9.1364e-05 | 0.00011311 | 0.00012302 | 0.00013664 | 0.00014296 | 8.7588e-05 | 0.00010602 | 8.0531e-05 | 8.0531e-05
06/08 18:00:00 | 6 | 8 | 18 | 3810 | WD | 0.0001622 | 8.7164e-05 | 8.7164e-05 | -0.00099489 | 7.97e-05 | -7.5459e-13 | 0.00011415 | 0.0010589 | 0.0010589 | 7.0788e-05 | -0.00042152 | 0.00068269 | 8.7164e-05 | 2.1054e-05 | 0.00013406 | 7.2817e-05 | 0.00013406 | 0.00011415 | 0 | 0.00011415 | 6.9688e-05 | 6.5591e-05 | 0.0001126 | 0.00011061 | 0.00012391 | 0.0001198 | -2.6722e-06 | 1.571e-08 | -8.4188e-07 | -8.4188e-07 | 0.00011415 | 0.00011415 | 0.00011415 | 0.00011416 | 0.00011415 | 0.00011415 | 0.00012867 | 0.00012817 | 0.00011248 | 0.00010446 | 0 | 0.00011415 | 0.00011415 | 0.00011415 | 0.00011415 | 0.00015385 | 0.00014162 | 9.8905e-05 | 7.4169e-05 | 0.00011148 | 0.00011876 | 0.00010949 | 0.0001052 | 8.7594e-05 | 0.00010627 | 0.00010555 | 0.00010555
06/08 19:00:00 | 6 | 8 | 19 | 3811 | WD | 6.9128e-05 | 0.00012433 | 0.00012433 | 0.0010152 | 0.00016171 | -3.8268e-13 | 0.00011415 | 0.00076623 | 0.00076623 | 0.00015247 | -0.00022138 | 0.00065502 | 0.00012433 | 0.00015687 | 0.00014271 | 0.00010522 | 0.00014271 | 0.00011415 | 0 | 0.00011415 | 3.7458e-05 | 6.5591e-05 | 0.0001126 | 0.00012041 | 0.00012219 | 0.00012164 | -2.5044e-06 | -3.7473e-08 | -8.2456e-07 | -8.2456e-07 | 0.00011415 | 0.00011415 | 0.00011415 | 0.00011416 | 0.00011415 | 0.00011415 | 0.00011028 | 0.00011978 | 0.00010074 | 9.1006e-05 | 0 | 0.00011415 | 0.00011415 | 0.00011415 | 0.00011415 | 7.4506e-05 | 9.7116e-05 | 7.4899e-05 | 6.2034e-05 | 0.00010203 | 0.00011563 | 0.00010409 | 9.8741e-05 | 8.7627e-05 | 0.00010669 | 0.00010656 | 0.00010656
06/08 20:00:00 | 6 | 8 | 20 | 3812 | WD | 0 | 0.00010031 | 0.00010031 | 9.5236e-06 | 8.1103e-05 | -2.8565e-13 | 0.00011415 | 0.0001296 | 0.0001296 | 0.00021236 | -0.00010376 | 0.00056706 | 0.00010031 | 0.00010935 | 0.00014653 | 7.9413e-05 | 0.00014653 | 0.00011415 | 5.7313e-05 | 0.00011415 | 5.2799e-06 | 6.5591e-05 | 0.0001126 | 0.00011938 | 0.00011903 | 0.00011914 | -2.3651e-06 | -3.3485e-08 | -7.7741e-07 | -7.7741e-07 | 0.00011415 | 0.00011415 | 0.00011415 | 0.00011416 | 0.00011415 | 0.00011415 | 0.00010984 | 0.00010456 | 8.5941e-05 | 7.6429e-05 | 3.9149e-05 | 0.00011415 | 0.00011415 | 0.00011415 | 0.00011415 | 1.6049e-05 | 6.2147e-05 | 8.5664e-05 | 9.9282e-05 | 0.00010134 | 0.00011167 | 9.6545e-05 | 8.9529e-05 | 8.7645e-05 | 0.00010692 | 0.00012591 | 0.00012591
06/08 21:00:00 | 6 | 8 | 21 | 3813 | WD | 0 | 0.00010253 | 0.00010253 | 0.00071301 | 0.00016073 | 0 | 0.00011415 | 0 | 0 | 0.00028587 | -5.9666e-05 | 0.0004965 | 0.00010253 | 8.9428e-05 | 0.00014762 | 7.0038e-05 | 0.00014762 | 0.00011415 | 0.00022925 | 0.00011415 | 0 | 6.5591e-05 | 0.0001126 | 0.00011328 | 0.0001036 | 0.00010659 | 1.4938e-05 | 1.4938e-07 | 4.8677e-06 | 4.8677e-06 | 0.00011415 | 0.00011415 | 0.00011415 | 0.00011415 | 0.00011415 | 0.00011415 | 0.00010924 | 9.2279e-05 | 7.4921e-05 | 6.6052e-05 | 0.00022929 | 0.00011415 | 0.00011415 | 0.00011415 | 0.00011415 | 3.2016e-06 | 4.5412e-05 | 7.0785e-05 | 8.5478e-05 | 0.00010414 | 0.00010644 | 0.00010082 | 9.8214e-05 | 8.8137e-05 | 0.00010138 | 0.00013033 | 0.00013033
06/08 22:00:00 | 6 | 8 | 22 | 3814 | WD | 0 | 9.0096e-05 | 9.0096e-05 | -0.00069788 | 7.9425e-05 | 2.0698e-12 | 0.00011415 | 0 | 0 | 0.00034305 | -3.8403e-05 | 0.00036176 | 9.0096e-05 | 8.7973e-05 | 0.00014405 | 7.1048e-05 | 0.00014405 | 0.00011415 | 0.00022925 | 0.00011415 | 0 | 6.5591e-05 | 0.0001118 | 0.00010435 | 0.00010027 | 0.00010153 | 2.1904e-05 | -2.5113e-05 | -1.0112e-05 | -1.0112e-05 | 0.00011415 | 0.00011415 | 0.00011415 | 0.00011415 | 0.00011415 | 0.00011415 | 0.00010883 | 6.9436e-05 | 6.3877e-05 | 6.1037e-05 | 0.00022929 | 0.00011415 | 0.00011415 | 0.00011415 | 0.00011415 | 2.0797e-06 | 3.3003e-05 | 6.2124e-05 | 7.8988e-05 | 0.00010249 | 9.806e-05 | 9.5163e-05 | 9.382e-05 | 8.8334e-05 | 0.00010103 | -1.2307e-06 | -1.2307e-06
06/08 23:00:00 | 6 | 8 | 23 | 3815 | WD | 0 | 8.3167e-05 | 8.3167e-05 | 2.2107e-06 | 0.00015575 | 7.9772e-13 | 0.00011415 | 0 | 0 | 0.00034849 | 0.00071029 | 0 | 8.3167e-05 | 0.00015086 | 0.00013614 | 5.6878e-05 | 0.00013614 | 0.00011415 | 0.00022925 | 0.00011415 | 0 | 6.5591e-05 | 0.0001118 | 0.00012942 | 0.0001008 | 0.00010965 | 2.3193e-05 | -2.7903e-05 | -1.16e-05 | -1.16e-05 | 0.00011415 | 0.00011415 | 0.00011415 | 0.00011415 | 0.00011415 | 0.00011415 | 9.9691e-05 | 6.8344e-05 | 6.1493e-05 | 5.7992e-05 | 0.00022929 | 0.00011415 | 0.00011415 | 0.00011415 | 0.00011415 | 1.729e-06 | 2.6771e-05 | 5.7344e-05 | 7.5048e-05 | 9.7332e-05 | 9.792e-05 | 9.4429e-05 | 9.281e-05 | 8.8363e-05 | 0.00010078 | -7.742e-06 | -7.742e-06
06/08 24:00:00 | 6 | 8 | 24 | 3816 | WD | 0 | 5.4647e-05 | 5.4647e-05 | 1.6225e-06 | 7.6569e-05 | -1.3906e-12 | 0.00011415 | 0 | 0 | 0.00023959 | 0.00042958 | 0 | 5.4647e-05 | 9.1236e-05 | 0.00012638 | 3.4399e-05 | 0.00012638 | 0.00011415 | 0.00022925 | 0.00011415 | 0 | 6.5591e-05 | 0.0001118 | 9.7471e-05 | 0.00010081 | 9.9778e-05 | 2.3662e-05 | -2.5838e-05 | -1.0045e-05 | -1.0045e-05 | 0.00011415 | 0.00011415 | 0.00011415 | 0.00011415 | 0.00011415 | 0.00011415 | 4.5468e-05 | 6.8027e-05 | 5.8924e-05 | 5.4272e-05 | 0.00022929 | 0.00011415 | 0.00011415 | 0.00011415 | 0.00011415 | 1.2032e-06 | 2.496e-05 | 5.3631e-05 | 7.0234e-05 | 7.1653e-05 | 9.7827e-05 | 8.8014e-05 | 8.3462e-05 | 8.8505e-05 | 0.00010059 | -5.9441e-06 | -5.9441e-06
06/09 01:00:00 | 6 | 9 | 1 | 3817 | WD | 0 | 1.6082e-05 | 1.6082e-05 | 3.5405e-07 | 0 | 0.00025245 | 0.00011415 | 0 | 0 | 0.00013341 | 0 | 0 | 1.6082e-05 | 0 | 9.19e-05 | 0 | 9.19e-05 | 0.00011415 | 0.00022925 | 0.00011415 | 0 | 6.5591e-05 | 0.0001118 | 9.6375e-05 | 0.00010066 | 9.9339e-05 | 2.4406e-05 | -2.5139e-05 | -9.331e-06 | -9.331e-06 | 0.00011415 | 0.00011415 | 0.00011415 | 0.00011415 | 0.00011415 | 0.00011415 | 3.6463e-05 | 6.7924e-05 | 5.8637e-05 | 5.3892e-05 | 0.00022929 | 0.00011415 | 0.00011415 | 0.00011415 | 0.00011415 | 1.2032e-06 | 2.437e-05 | 5.3103e-05 | 6.9742e-05 | 6.6332e-05 | 9.7745e-05 | 8.7807e-05 | 8.3197e-05 | 8.855e-05 | 0.00010046 | -4.3245e-06 | -4.3245e-06
06/09 02:00:00 | 6 | 9 | 2 | 3818 | WD | 0 | 2.3046e-05 | 2.3046e-05 | 0.00097117 | 7.4389e-05 | 0.00023244 | 0.00011415 | 0 | 0 | 5.4452e-05 | 0 | 0 | 2.3046e-05 | -2.206e-05 | 8.5656e-05 | 0 | 8.5656e-05 | 0.00011415 | 0.00022925 | 0.00011415 | 0 | 6.5591e-05 | 0.0001118 | 9.6401e-05 | 0.00010073 | 9.9391e-05 | 2.5093e-05 | -2.501e-05 | -9.0245e-06 | -9.0245e-06 | 0.00011415 | 0.00011415 | 0.00011415 | 0.00011415 | 0.00011415 | 0.00011415 | 3.6473e-05 | 6.819e-05 | 6.0618e-05 | 5.6748e-05 | 0.00022929 | 0.00011415 | 0.00011415 | 0.00011415 | 0.00011415 | 1.23e-06 | 2.5894e-05 | 5.6002e-05 | 7.3438e-05 | 6.5015e-05 | 9.7848e-05 | 8.8348e-05 | 8.3942e-05 | 8.856e-05 | 0.00010041 | -7.3208e-06 | -7.3208e-06
06/09 03:00:00 | 6 | 9 | 3 | 3819 | WD | 0 | 2.7096e-05 | 2.7096e-05 | -0.00096992 | 0 | 0.00022975 | 0.00011415 | 0 | 0 | 2.1781e-05 | 0.00021665 | -0.0033458 | 2.7096e-05 | 1.417e-05 | 8.3946e-05 | 1.7348e-05 | 8.3946e-05 | 0.00011415 | 0.00022925 | 0.00011415 | 0 | 6.5591e-05 | 0.0001118 | 9.7714e-05 | 0.00010153 | 0.00010035 | 2.562e-05 | -2.5656e-05 | -9.2959e-06 | -9.2959e-06 | 0.00011415 | 0.00011415 | 0.00011415 | 0.00011415 | 0.00011415 | 0.00011415 | 4.5596e-05 | 6.8975e-05 | 6.1912e-05 | 5.8304e-05 | 0.00022929 | 0.00011415 | 0.00011415 | 0.00011415 | 0.00011415 | 1.5508e-06 | 3.0373e-05 | 5.892e-05 | 7.5451e-05 | 7.0403e-05 | 9.8368e-05 | 8.8774e-05 | 8.4325e-05 | 8.8513e-05 | 0.00010048 | -7.0933e-06 | -7.0933e-06
06/09 04:00:00 | 6 | 9 | 4 | 3820 | WD | 0 | 4.0188e-05 | 4.0188e-05 | 3.692e-07 | 7.4235e-05 | 0.00022651 | 0.00011415 | 0 | 0 | 2.1781e-05 | 0.00031405 | -0.0031522 | 4.0188e-05 | 2.5649e-05 | 8.2211e-05 | 2.5148e-05 | 8.2211e-05 | 0.00011415 | 0.00022925 | 0.00011415 | 0 | 6.5591e-05 | 0.0001118 | 0.00015727 | 0.00010292 | 0.00011972 | 2.5284e-05 | -2.7128e-05 | -1.0406e-05 | -1.0406e-05 | 0.00011415 | 0.00011415 | 0.00011415 | 0.00011415 | 0.00011415 | 0.00011415 | 5.4768e-05 | 7.0282e-05 | 7.6832e-05 | 8.0178e-05 | 0.00022929 | 0.00011415 | 0.00011415 | 0.00011415 | 0.00011415 | 2.0054e-06 | 3.7834e-05 | 7.9583e-05 | 0.00010376 | 7.6405e-05 | 9.9251e-05 | 9.3855e-05 | 9.1352e-05 | 8.8469e-05 | 0.00010059 | -8.1115e-06 | -8.1115e-06
06/09 05:00:00 | 6 | 9 | 5 | 3821 | WD | 0 | 4.6359e-05 | 4.6359e-05 | 0.00097225 | 7.4754e-05 | 0.00021796 | 0.00011415 | 0 | 0 | 6.5342e-05 | 0.00039699 | -0.0019564 | 4.6359e-05 | 3.7564e-05 | 8.1198e-05 | 3.179e-05 | 8.1198e-05 | 0.00011415 | 0.00011463 | 0.00011415 | 5.3644e-06 | 6.5591e-05 | 0.0001118 | 0.00015157 | 0.00010743 | 0.00012108 | 2.7222e-05 | -2.7787e-05 | -1.0236e-05 | -1.0236e-05 | 0.00011415 | 0.00011415 | 0.00011415 | 0.00011415 | 0.00011415 | 0.00011415 | 9.1181e-05 | 9.2834e-05 | 0.00010215 | 0.0001069 | 0.00011465 | 0.00011415 | 0.00011415 | 0.00011415 | 0.00011415 | 1.0314e-05 | 6.4748e-05 | 0.00011161 | 0.00013875 | 9.2358e-05 | 0.0001036 | 9.5537e-05 | 9.1798e-05 | 8.8357e-05 | 0.0001008 | -1.4093e-05 | -1.4093e-05
06/09 06:00:00 | 6 | 9 | 6 | 3822 | WD | 7.1942e-05 | 4.6769e-05 | 4.6769e-05 | 1.2251e-06 | 7.6948e-05 | -1.5577e-12 | 0.00011415 | 0.0003086 | 0.0003086 | 0.00013613 | 0.00033742 | 0.00042171 | 4.6769e-05 | 3.3315e-05 | 8.7512e-05 | 2.702e-05 | 8.7512e-05 | 0.00011415 | 0 | 0.00011415 | 3.1682e-05 | 6.5591e-05 | 0.0001126 | 0.00013772 | 0.00011367 | 0.00012111 | 9.4254e-06 | -4.7103e-07 | 2.6865e-06 | 2.6865e-06 | 0.00011415 | 0.00011415 | 0.00011415 | 0.00011416 | 0.00011415 | 0.00011415 | 0.00012828 | 0.00012306 | 0.00013006 | 0.00013363 | 0 | 0.00011415 | 0.00011415 | 0.00011415 | 0.00011415 | 7.0996e-05 | 0.00010958 | 0.00015175 | 0.00017617 | 0.00011003 | 0.00011275 | 9.8607e-05 | 9.2047e-05 | 9.763e-05 | 0.00011397 | 9.6384e-05 | 9.6384e-05
06/09 07:00:00 | 6 | 9 | 7 | 3823 | WD | 0.00016348 | 5.953e-05 | 5.953e-05 | -0.001006 | 8.1389e-05 | 7.5464e-14 | 0.00011415 | 0.00068762 | 0.00068762 | 0.00015247 | -0.0004889 | 0.0013538 | 5.953e-05 | -0.00016376 | 9.9871e-05 | 4.3532e-05 | 9.9871e-05 | 0.00011415 | 0 | 0.00011415 | 6.3029e-05 | 6.5591e-05 | 0.0001126 | 0.00011832 | 0.00013176 | 0.00012761 | 4.1383e-06 | 3.82e-06 | 3.9215e-06 | 3.9215e-06 | 0.00011415 | 0.00011415 | 0.00011415 | 0.00011416 | 0.00011415 | 0.00011415 | 0.000149 | 0.00014024 | 0.00018893 | 0.00021381 | 0 | 0.00011415 | 0.00011415 | 0.00011415 | 0.00011415 | 0.00015953 | 0.00016897 | 0.00015696 | 0.00015001 | 0.00012336 | 0.00012457 | 0.00012181 | 0.00012053 | 0.00011697 | 0.00010906 | -1.8203e-05 | -1.8203e-05
06/09 08:00:00 | 6 | 9 | 8 | 3824 | WD | 0.00025227 | 6.3266e-05 | 6.3266e-05 | 0.00066671 | 0.00016647 | 4.7973e-13 | 0.00011415 | 0.00092653 | 0.00092653 | 0.00013613 | -0.00026388 | 0.0016163 | 6.3266e-05 | -8.2791e-05 | 0.00011103 | 3.4524e-05 | 0.00011103 | 0.00011415 | 0 | 0.00011415 | 0.0002378 | 0.00016398 | 0.0001685 | 0.00012174 | 0.00013346 | 0.00012984 | 3.5467e-06 | 1.0945e-06 | 1.8769e-06 | 1.8769e-06 | 0.00011415 | 0.00011415 | 0.00011415 | 0.00011416 | 0.00011415 | 0.00011415 | 0.00016895 | 0.00015337 | 0.00019337 | 0.00021381 | 0 | 0.00011415 | 0.00011415 | 0.00011415 | 0.00011415 | 0.000271 | 0.00022699 | 0.00018193 | 0.00015583 | 0.00013876 | 0.00012958 | 0.00015235 | 0.0001629 | 0.00011993 | 0.00010737 | -6.9382e-05 | -6.9382e-05
06/09 09:00:00 | 6 | 9 | 9 | 3825 | WD | 0.00033395 | 7.0561e-05 | 7.0561e-05 | 0.00037068 | 0.0001669 | 1.5523e-12 | 0.00011415 | 0.00044872 | 0.00044872 | 5.9897e-05 | -0.00015829 | 0.001603 | 7.0561e-05 | 5.5504e-06 | 0.00011108 | 4.8816e-05 | 0.00011108 | 0.00011415 | 0 | 0.00011415 | 0.00047113 | 0.00029516 | 0.0002244 | 0.00012533 | 0.00013419 | 0.00013145 | 3.3113e-06 | 3.2258e-07 | 1.2761e-06 | 1.2761e-06 | 0.00011415 | 0.00011415 | 0.00011415 | 0.00011416 | 0.00011415 | 0.00011415 | 0.0001871 | 0.00015456 | 0.00019377 | 0.00021381 | 0 | 0.00011415 | 0.00011415 | 0.00011415 | 0.00011415 | 0.0003917 | 0.00024645 | 0.00019231 | 0.00016096 | 0.00015002 | 0.00013049 | 0.00015845 | 0.00017141 | 0.00012452 | 0.00010612 | -9.4386e-05 | -9.4386e-05
06/09 10:00:00 | 6 | 9 | 10 | 3826 | WD | 0.00041227 | 9.2666e-05 | 9.2666e-05 | 8.0016e-06 | 0.00016526 | 0.00021486 | 0.00011415 | 0.00030594 | 0.00030594 | 4.0839e-05 | -0.000103 | 0.0014798 | 9.2666e-05 | 0.00011533 | 0.00011156 | 8.1424e-05 | 0.00011156 | 0.00011415 | 0 | 0.00011415 | 0.00047113 | 0.00029516 | 0.0002244 | 0.00012619 | 0.00013549 | 0.00013262 | 3.1287e-06 | 2.6363e-07 | 1.1778e-06 | 1.1778e-06 | 0.00011415 | 0.00011415 | 0.00011415 | 0.00011416 | 0.00011415 | 0.00011415 | 0.00018706 | 0.00015413 | 0.00019363 | 0.00021381 | 0 | 0.00011415 | 0.00011415 | 0.00011415 | 0.00011415 | 0.00046458 | 0.00024653 | 0.0001952 | 0.00016547 | 0.00015226 | 0.00013081 | 0.00015766 | 0.00017012 | 0.00013253 | 0.00010541 | -0.00010553 | -0.00010553
06/09 11:00:00 | 6 | 9 | 11 | 3827 | WD | 0.00046722 | 5.3121e-05 | 5.3121e-05 | 3.6559e-06 | 0.0001628 | 0.00021991 | 0.00011415 | 0 | 0 | 4.0839e-05 | 0.00031043 | 0.0013669 | 5.3121e-05 | 6.593e-05 | 0.00011463 | 2.4858e-05 | 0.00011463 | 0.00011415 | 0 | 0.00011415 | 0.00047113 | 0.00029516 | 0.0002244 | 0.0001521 | 0.00013823 | 0.00014252 | 3.6832e-06 | 4.0122e-07 | 1.4484e-06 | 1.4484e-06 | 0.00011415 | 0.00011415 | 0.00011415 | 0.00011416 | 0.00011415 | 0.00011415 | 0.000187 | 0.00015348 | 0.00019341 | 0.00021381 | 0 | 0.00011415 | 0.00011415 | 0.00011415 | 0.00011415 | 0.0005038 | 0.00024632 | 0.00019713 | 0.00016864 | 0.00015416 | 0.00013156 | 0.0001598 | 0.0001729 | 0.00013794 | 0.00010448 | -0.0001112 | -0.0001112
06/09 12:00:00 | 6 | 9 | 12 | 3828 | WD | 0.00050327 | 4.9506e-05 | 4.9506e-05 | 6.6302e-06 | 8.0148e-05 | 0.00021998 | 0.00011415 | 0 | 0 | 4.0839e-05 | 0.00040204 | 0.0012415 | 4.9506e-05 | 8.5388e-05 | 0.00011458 | 3.2194e-05 | 0.00011458 | 0.00011415 | 0 | 0.00011415 | 0.00047113 | 0.00029516 | 0.0002244 | 0.00012622 | 0.00013732 | 0.00013389 | 2.8468e-06 | 1.7836e-07 | 1.0297e-06 | 1.0297e-06 | 0.00011415 | 0.00011415 | 0.00011415 | 0.00011416 | 0.00011415 | 0.00011415 | 0.00018694 | 0.0001532 | 0.00019331 | 0.00021381 | 0 | 0.00011415 | 0.00011415 | 0.00011415 | 0.00011415 | 0.00052537 | 0.00024586 | 0.0002408 | 0.00023786 | 0.00015283 | 0.00013115 | 0.00016302 | 0.0001778 | 0.00013616 | 0.00010429 | -0.00010877 | -0.00010877
06/09 13:00:00 | 6 | 9 | 13 | 3829 | WD | 0.00049303 | 4.3283e-05 | 4.3283e-05 | 3.1055e-06 | 0.00015841 | 0.00021627 | 0.00011415 | 0 | 0 | 4.0839e-05 | 0.00015295 | 0.001116 | 4.3283e-05 | 3.2483e-05 | 0.00011115 | 1.2247e-05 | 0.00011115 | 0.00011415 | 0 | 0.00011415 | 0.00047113 | 0.00029516 | 0.0002244 | 0.00012912 | 0.0001453 | 0.0001403 | 2.8322e-06 | -6.4344e-09 | 8.9923e-07 | 8.9923e-07 | 0.00011415 | 0.00011415 | 0.00011415 | 0.00011415 | 0.00011415 | 0.00011415 | 0.00018653 | 0.00015279 | 0.00019317 | 0.00021381 | 0 | 0.00011415 | 0.00011415 | 0.00011415 | 0.00011415 | 0.00052762 | 0.00024525 | 0.00024074 | 0.00023812 | 0.0001545 | 0.00013392 | 0.00016338 | 0.00017705 | 0.00014888 | 0.00010301 | -0.00011417 | -0.00011417
06/09 14:00:00 | 6 | 9 | 14 | 3830 | WD | 0.00044952 | 2.6129e-05 | 2.6129e-05 | 6.8317e-06 | 7.863e-05 | 0.00022375 | 0.00011415 | 0 | 0 | 4.0839e-05 | 0 | 0.00049456 | 2.6129e-05 | 0 | 0.00011051 | 0 | 0.00011051 | 0.00011415 | 0 | 0.00011415 | 0.00047113 | 0.00029516 | 0.0002244 | 0.00013401 | 0.00015567 | 0.00014898 | 2.8695e-06 | -2.7578e-06 | -9.6238e-07 | -9.6238e-07 | 0.00011415 | 0.00011415 | 0.00011415 | 0.00011415 | 0.00011415 | 0.00011415 | 0.00018548 | 0.00015218 | 0.00019297 | 0.00021381 | 0 | 0.00011415 | 0.00011415 | 0.00011415 | 0.00011415 | 0.00050873 | 0.00024314 | 0.00023912 | 0.0002368 | 0.00016753 | 0.00013743 | 0.00016583 | 0.00017901 | 0.00019667 | 0.00010488 | -0.00011953 | -0.00011953
06/09 15:00:00 | 6 | 9 | 15 | 3831 | WD | 0.00038796 | 2.5919e-05 | 2.5919e-05 | 3.4205e-06 | 7.798e-05 | 0.00023635 | 0.00011415 | 0 | 0 | 4.0839e-05 | 0 | 0 | 2.5919e-05 | 0 | 0.00010956 | 0 | 0.00010956 | 0.00011415 | 0 | 0.00011415 | 0.00047113 | 0.00029516 | 0.0002244 | 0.00013443 | 0.00015988 | 0.00015202 | 4.2305e-06 | -3.0705e-06 | -7.4103e-07 | -7.4103e-07 | 0.00011415 | 0.00011415 | 0.00011415 | 0.00011415 | 0.00011415 | 0.00011415 | 0.00016661 | 0.00015069 | 0.00019246 | 0.00021381 | 0 | 0.00011415 | 0.00011415 | 0.00011415 | 0.00011415 | 0.00042522 | 0.00023592 | 0.00019205 | 0.00016664 | 0.00016363 | 0.00013938 | 0.0001695 | 0.00018348 | 0.00018907 | 0.00012468 | -0.00011591 | -0.00011591
06/09 16:00:00 | 6 | 9 | 16 | 3832 | WD | 0.00030996 | 2.7215e-05 | 2.7215e-05 | 3.6539e-06 | 7.7934e-05 | 0.00024949 | 0.00011415 | 0 | 0 | 4.0839e-05 | 0 | 0 | 2.7215e-05 | 0 | 0.00011092 | 0 | 0.00011092 | 0.00011415 | 0 | 0.00011415 | 0.00047113 | 0.00029516 | 0.0002244 | 0.00012833 | 0.00016302 | 0.0001523 | 4.0937e-06 | -1.8418e-06 | 5.1943e-08 | 5.1943e-08 | 0.00011415 | 0.00011415 | 0.00011415 | 0.00011415 | 0.00011415 | 0.00011415 | 0.00014779 | 0.00014413 | 0.00015206 | 0.00015611 | 0 | 0.00011415 | 0.00011415 | 0.00011415 | 0.00011415 | 0.00032181 | 0.00021408 | 0.00015366 | 0.00011868 | 0.00015413 | 0.00013857 | 0.00016125 | 0.00017177 | 0.00017879 | 0.00013542 | -0.0001156 | -0.0001156
06/09 17:00:00 | 6 | 9 | 17 | 3833 | WD | 0.00023288 | 3.9927e-05 | 3.9927e-05 | 0.0010003 | 0.00015695 | -2.0051e-12 | 0.00011415 | 0.0010826 | 0.0010826 | 4.0839e-05 | 0 | 0 | 3.9927e-05 | -2.4511e-05 | 0.00012 | 0 | 0.00012 | 0.00011415 | 0 | 0.00011415 | 0.00044656 | 0.00029516 | 0.0002244 | 0.00012512 | 0.00015768 | 0.00014762 | 4.0337e-06 | -1.755e-06 | 9.1954e-08 | 9.1954e-08 | 0.00011415 | 0.00011415 | 0.00011415 | 0.00011415 | 0.00011415 | 0.00011415 | 0.00012914 | 0.00013924 | 0.00012923 | 0.00012411 | 0 | 0.00011415 | 0.00011415 | 0.00011415 | 0.00011415 | 0.00022139 | 0.00018907 | 0.00012718 | 9.1349e-05 | 0.00014017 | 0.00013441 | 0.00014914 | 0.00015596 | 0.00018254 | 0.00011094 | -0.00011844 | -0.00011844
06/09 18:00:00 | 6 | 9 | 18 | 3834 | WD | 0.00015223 | 3.6007e-05 | 3.6007e-05 | -0.00099197 | 7.9665e-05 | -7.5459e-13 | 0.00011415 | 0.001057 | 0.001057 | 7.0788e-05 | -7.077e-05 | 0 | 3.6007e-05 | -1.7547e-05 | 0.00013406 | 0 | 0.00013406 | 0.00011415 | 0 | 0.00011415 | 6.9561e-05 | 6.5591e-05 | 0.0001126 | 0.00012143 | 0.00014912 | 0.00014056 | 3.5894e-06 | -1.827e-06 | -9.8833e-08 | -9.8833e-08 | 0.00011415 | 0.00011415 | 0.00011415 | 0.00011415 | 0.00011415 | 0.00011415 | 0.00012867 | 0.00012817 | 0.00011248 | 0.00010446 | 0 | 0.00011415 | 0.00011415 | 0.00011415 | 0.00011415 | 0.00015351 | 0.00014149 | 9.8846e-05 | 7.4153e-05 | 0.00012897 | 0.00012759 | 0.000117 | 0.00011208 | 0.00016551 | 0.00010332 | 1.2914e-05 | 1.2914e-05
06/09 19:00:00 | 6 | 9 | 19 | 3835 | WD | 6.6445e-05 | 7.4844e-05 | 7.4844e-05 | 0.0010164 | 0.00016162 | -3.8268e-13 | 0.00011415 | 0.00077039 | 0.00077039 | 0.00015247 | -9.9138e-05 | 0 | 7.4844e-05 | 6.6964e-05 | 0.00014271 | 3.4798e-05 | 0.00014271 | 0.00011415 | 0 | 0.00011415 | 3.7662e-05 | 6.5591e-05 | 0.0001126 | 0.00011559 | 0.00013945 | 0.00013208 | 3.5494e-06 | 1.4958e-06 | 2.151e-06 | 2.151e-06 | 0.00011415 | 0.00011415 | 0.00011415 | 0.00011415 | 0.00011415 | 0.00011415 | 0.00011028 | 0.00011978 | 0.00010074 | 9.1006e-05 | 0 | 0.00011415 | 0.00011415 | 0.00011415 | 0.00011415 | 7.4783e-05 | 9.7315e-05 | 7.498e-05 | 6.2047e-05 | 0.00011172 | 0.00012166 | 0.00010869 | 0.00010267 | 0.0001399 | 0.00010332 | 1.613e-05 | 1.613e-05
06/09 20:00:00 | 6 | 9 | 20 | 3836 | WD | 0 | 6.3492e-05 | 6.3492e-05 | 1.3103e-05 | 8.1081e-05 | -2.8565e-13 | 0.00011415 | 0.00013935 | 0.00013935 | 0.00021236 | -5.9977e-05 | 0 | 6.3492e-05 | 4.3199e-05 | 0.00014653 | 2.7001e-05 | 0.00014653 | 0.00011415 | 5.7313e-05 | 0.00011415 | 5.6771e-06 | 6.5591e-05 | 0.0001126 | 0.00011258 | 0.0001309 | 0.00012524 | 2.4601e-06 | 6.3737e-07 | 1.2189e-06 | 1.2189e-06 | 0.00011415 | 0.00011415 | 0.00011415 | 0.00011416 | 0.00011415 | 0.00011415 | 0.00010984 | 0.00010455 | 8.5937e-05 | 7.6429e-05 | 3.9149e-05 | 0.00011415 | 0.00011415 | 0.00011415 | 0.00011415 | 1.6828e-05 | 6.2335e-05 | 8.5749e-05 | 9.9308e-05 | 0.00010618 | 0.0001158 | 9.9052e-05 | 9.1281e-05 | 0.00012621 | 0.00010459 | 3.7096e-05 | 3.7096e-05
06/09 21:00:00 | 6 | 9 | 21 | 3837 | WD | 0 | 7.7637e-05 | 7.7637e-05 | 5.4842e-06 | 0.0001607 | 0 | 0.00011415 | 0 | 0 | 0.00028587 | -3.4015e-05 | 0.0014457 | 7.7637e-05 | 4.8492e-05 | 0.00014762 | 3.461e-05 | 0.00014762 | 0.00011415 | 0.00022925 | 0.00011415 | 0 | 6.5591e-05 | 0.0001126 | 0.00010746 | 0.00011082 | 0.00010978 | 1.8156e-05 | 3.8858e-09 | 5.7954e-06 | 5.7954e-06 | 0.00011415 | 0.00011415 | 0.00011415 | 0.00011415 | 0.00011415 | 0.00011415 | 0.00010924 | 9.2279e-05 | 7.4921e-05 | 6.6052e-05 | 0.00022929 | 0.00011415 | 0.00011415 | 0.00011415 | 0.00011415 | 3.2016e-06 | 4.5412e-05 | 7.0785e-05 | 8.5478e-05 | 0.00010691 | 0.00010899 | 0.0001022 | 9.9052e-05 | 0.0001148 | 0.00010287 | 6.1145e-05 | 6.1145e-05
06/09 22:00:00 | 6 | 9 | 22 | 3838 | WD | 0 | 6.9486e-05 | 6.9486e-05 | 9.674e-06 | 7.9435e-05 | 2.0698e-12 | 0.00011415 | 0 | 0 | 0.00034305 | -2.4943e-05 | 0.0015894 | 6.9486e-05 | 5.5328e-05 | 0.00014405 | 4.1709e-05 | 0.00014405 | 0.00011415 | 0.00022925 | 0.00011415 | 0 | 6.5591e-05 | 0.0001118 | 0.00010635 | 0.00010596 | 0.00010608 | 2.5066e-05 | -2.3857e-05 | -8.2482e-06 | -8.2482e-06 | 0.00011415 | 0.00011415 | 0.00011415 | 0.00011415 | 0.00011415 | 0.00011415 | 0.00010883 | 6.9436e-05 | 6.3877e-05 | 6.1037e-05 | 0.00022929 | 0.00011415 | 0.00011415 | 0.00011415 | 0.00011415 | 2.0797e-06 | 3.3003e-05 | 6.2124e-05 | 7.8988e-05 | 0.00010466 | 0.00010007 | 9.7126e-05 | 9.5761e-05 | 0.00010883 | 0.00010214 | -1.4943e-05 | -1.4943e-05
06/09 23:00:00 | 6 | 9 | 23 | 3839 | WD | 0 | 6.8449e-05 | 6.8449e-05 | 3.168e-06 | 0.00012602 | 7.9772e-13 | 0.00011415 | 0 | 0 | 0.00034849 | 0.00050466 | 0 | 6.8449e-05 | 0.00010718 | 0.00013614 | 4.0411e-05 | 0.00013614 | 0.00011415 | 0.00022925 | 0.00011415 | 0 | 6.5591e-05 | 0.0001118 | 0.0001304 | 0.00010511 | 0.00011293 | 2.6725e-05 | -3.3183e-05 | -1.4069e-05 | -1.4069e-05 | 0.00011415 | 0.00011415 | 0.00011415 | 0.00011415 | 0.00011415 | 0.00011415 | 9.9691e-05 | 6.8344e-05 | 6.1493e-05 | 5.7992e-05 | 0.00022929 | 0.00011415 | 0.00011415 | 0.00011415 | 0.00011415 | 1.729e-06 | 2.6771e-05 | 5.7344e-05 | 7.5048e-05 | 9.7282e-05 | 9.944e-05 | 9.5946e-05 | 9.4325e-05 | 8.8038e-05 | 0.00010167 | -1.5129e-05 | -1.5129e-05
06/09 24:00:00 | 6 | 9 | 24 | 3840 | WD | 0 | 4.5678e-05 | 4.5678e-05 | 2.0057e-06 | 4.8197e-05 | -1.3906e-12 | 0.00011415 | 0 | 0 | 0.00023959 | 0.00032359 | 0 | 4.5678e-05 | 6.8725e-05 | 0.00012638 | 2.5912e-05 | 0.00012638 | 0.00011415 | 0.00022925 | 0.00011415 | 0 | 6.5591e-05 | 0.0001118 | 9.9008e-05 | 0.00010417 | 0.00010258 | 2.6488e-05 | -2.9788e-05 | -1.1833e-05 | -1.1833e-05 | 0.00011415 | 0.00011415 | 0.00011415 | 0.00011415 | 0.00011415 | 0.00011415 | 4.5468e-05 | 6.8027e-05 | 5.8924e-05 | 5.4272e-05 | 0.00022929 | 0.00011415 | 0.00011415 | 0.00011415 | 0.00011415 | 1.2032e-06 | 2.496e-05 | 5.3631e-05 | 7.0234e-05 | 7.1977e-05 | 9.9013e-05 | 8.9359e-05 | 8.4882e-05 | 9.1751e-05 | 0.00010137 | -1.3626e-05 | -1.3626e-05
06/10 01:00:00 | 6 | 10 | 1 | 3841 | WD | 0 | 2.2047e-05 | 2.2047e-05 | 0.00097446 | 5.6276e-05 | 0.00025245 | 0.00011415 | 0 | 0 | 0.00013341 | 0 | 0 | 2.2047e-05 | 0 | 9.19e-05 | 0 | 9.19e-05 | 0.00011415 | 0.00022925 | 0.00011415 | 0 | 6.5591e-05 | 0.0001118 | 9.8278e-05 | 0.00010404 | 0.00010226 | 2.6875e-05 | -2.8649e-05 | -1.0934e-05 | -1.0934e-05 | 0.00011415 | 0.00011415 | 0.00011415 | 0.00011415 | 0.00011415 | 0.00011415 | 3.6463e-05 | 6.7924e-05 | 5.8637e-05 | 5.3892e-05 | 0.00022929 | 0.00011415 | 0.00011415 | 0.00011415 | 0.00011415 | 1.2032e-06 | 2.437e-05 | 5.3103e-05 | 6.9742e-05 | 6.8615e-05 | 9.8934e-05 | 8.9053e-05 | 8.447e-05 | 0.00011026 | 0.00010128 | -1.1013e-05 | -1.1013e-05
06/10 02:00:00 | 6 | 10 | 2 | 3842 | WD | 0 | 2.3043e-05 | 2.3043e-05 | -0.00097034 | 7.4361e-05 | 0.00023244 | 0.00011415 | 0 | 0 | 5.4452e-05 | 0 | 0 | 2.3043e-05 | 0 | 8.5656e-05 | 0 | 8.5656e-05 | 0.00011415 | 0.00022925 | 0.00011415 | 0 | 6.5591e-05 | 0.0001118 | 9.8116e-05 | 0.00010391 | 0.00010212 | 2.7304e-05 | -2.8337e-05 | -1.0585e-05 | -1.0585e-05 | 0.00011415 | 0.00011415 | 0.00011415 | 0.00011415 | 0.00011415 | 0.00011415 | 3.6473e-05 | 6.819e-05 | 6.0618e-05 | 5.6748e-05 | 0.00022929 | 0.00011415 | 0.00011415 | 0.00011415 | 0.00011415 | 1.23e-06 | 2.5894e-05 | 5.6002e-05 | 7.3438e-05 | 6.6928e-05 | 9.8969e-05 | 8.9496e-05 | 8.5102e-05 | 0.00010677 | 0.0001012 | -1.342e-05 | -1.342e-05
06/10 03:00:00 | 6 | 10 | 3 | 3843 | WD | 0 | 1.5077e-05 | 1.5077e-05 | 2.0644e-07 | 0 | 0.00022975 | 0.00011415 | 0 | 0 | 2.1781e-05 | 2.9754e-06 | -0.00045231 | 1.5077e-05 | -5.6301e-06 | 8.3946e-05 | 2.3826e-07 | 8.3946e-05 | 0.00011415 | 0.00022925 | 0.00011415 | 0 | 6.5591e-05 | 0.0001118 | 9.8595e-05 | 0.00010359 | 0.00010205 | 2.772e-05 | -2.8086e-05 | -1.0281e-05 | -1.0281e-05 | 0.00011415 | 0.00011415 | 0.00011415 | 0.00011415 | 0.00011415 | 0.00011415 | 4.5596e-05 | 6.8975e-05 | 6.1912e-05 | 5.8304e-05 | 0.00022929 | 0.00011415 | 0.00011415 | 0.00011415 | 0.00011415 | 1.5508e-06 | 3.0373e-05 | 5.892e-05 | 7.5451e-05 | 7.0367e-05 | 9.9095e-05 | 8.9716e-05 | 8.5365e-05 | 8.8296e-05 | 0.00010106 | -9.3711e-06 | -9.3711e-06
06/10 04:00:00 | 6 | 10 | 4 | 3844 | WD | 0 | 3.2618e-05 | 3.2618e-05 | 0.00096947 | 7.4228e-05 | 0.00022651 | 0.00011415 | 0 | 0 | 2.1781e-05 | 0.00017948 | -0.0035093 | 3.2618e-05 | 1.3198e-05 | 8.2211e-05 | 1.4372e-05 | 8.2211e-05 | 0.00011415 | 0.00022925 | 0.00011415 | 0 | 6.5591e-05 | 0.0001118 | 0.000111 | 0.00010312 | 0.00010556 | 2.8206e-05 | -2.7607e-05 | -9.7996e-06 | -9.7996e-06 | 0.00011415 | 0.00011415 | 0.00011415 | 0.00011415 | 0.00011415 | 0.00011415 | 5.4768e-05 | 7.0282e-05 | 7.6832e-05 | 8.0178e-05 | 0.00022929 | 0.00011415 | 0.00011415 | 0.00011415 | 0.00011415 | 2.0054e-06 | 3.7834e-05 | 7.9583e-05 | 0.00010376 | 7.5936e-05 | 9.9323e-05 | 9.4596e-05 | 9.2403e-05 | 8.8284e-05 | 0.00010096 | -1.5328e-05 | -1.5328e-05
06/10 05:00:00 | 6 | 10 | 5 | 3845 | WD | 0 | 4.1558e-05 | 4.1558e-05 | -0.00097171 | 7.4745e-05 | 0.00021796 | 0.00011415 | 0 | 0 | 6.5342e-05 | 0.00031168 | -0.0030845 | 4.1558e-05 | 2.8381e-05 | 8.1198e-05 | 2.4959e-05 | 8.1198e-05 | 0.00011415 | 0.00011463 | 0.00011415 | 5.3704e-06 | 6.5591e-05 | 0.0001118 | 0.00011327 | 0.00010543 | 0.00010786 | 2.898e-05 | -2.5879e-05 | -8.3756e-06 | -8.3756e-06 | 0.00011415 | 0.00011415 | 0.00011415 | 0.00011415 | 0.00011415 | 0.00011415 | 9.1181e-05 | 9.2834e-05 | 0.00010215 | 0.0001069 | 0.00011465 | 0.00011415 | 0.00011415 | 0.00011415 | 0.00011415 | 1.0323e-05 | 6.475e-05 | 0.00011161 | 0.00013875 | 9.198e-05 | 0.00010289 | 9.5918e-05 | 9.2682e-05 | 8.8209e-05 | 0.00010098 | -1.5938e-05 | -1.5938e-05
06/10 06:00:00 | 6 | 10 | 6 | 3846 | WD | 7.2731e-05 | 4.6391e-05 | 4.6391e-05 | 2.1521e-06 | 7.6906e-05 | -1.5577e-12 | 0.00011415 | 0.00030891 | 0.00030891 | 0.00013613 | 0.00033078 | -0.0010567 | 4.6391e-05 | 3.245e-05 | 8.7512e-05 | 2.6488e-05 | 8.7512e-05 | 0.00011415 | 0 | 0.00011415 | 3.1714e-05 | 6.5591e-05 | 0.0001126 | 0.00011817 | 0.00011052 | 0.00011288 | 1.1624e-05 | 6.1665e-07 | 4.1285e-06 | 4.1285e-06 | 0.00011415 | 0.00011415 | 0.00011415 | 0.00011416 | 0.00011415 | 0.00011415 | 0.00012828 | 0.00012306 | 0.00013005 | 0.00013363 | 0 | 0.00011415 | 0.00011415 | 0.00011415 | 0.00011415 | 7.109e-05 | 0.0001096 | 0.00015176 | 0.00017618 | 0.00010872 | 0.00011163 | 9.8815e-05 | 9.287e-05 | 8.7009e-05 | 0.00011328 | 7.8426e-05 | 7.8426e-05
06/10 07:00:00 | 6 | 10 | 7 | 3847 | WD | 0.00016063 | 4.9102e-05 | 4.9102e-05 | 0.0010163 | 8.1388e-05 | 7.5464e-14 | 0.00011415 | 0.00068739 | 0.00068739 | 0.00015247 | -0.00039711 | 0.00015362 | 4.9102e-05 | -0.0001781 | 9.9871e-05 | 2.8688e-05 | 9.9871e-05 | 0.00011415 | 0 | 0.00011415 | 6.3008e-05 | 6.5591e-05 | 0.0001126 | 0.00011951 | 0.00013115 | 0.00012755 | 6.0016e-06 | 4.1875e-06 | 4.7663e-06 | 4.7663e-06 | 0.00011415 | 0.00011415 | 0.00011415 | 0.00011416 | 0.00011415 | 0.00011415 | 0.000149 | 0.00014024 | 0.00018893 | 0.00021381 | 0 | 0.00011415 | 0.00011415 | 0.00011415 | 0.00011415 | 0.00015949 | 0.00016895 | 0.00015695 | 0.00015001 | 0.00012515 | 0.00012436 | 0.0001225 | 0.00012164 | 0.00012599 | 0.00010899 | -5.6369e-05 | -5.6369e-05
06/10 08:00:00 | 6 | 10 | 8 | 3848 | WD | 0.00024184 | 4.1571e-05 | 4.1571e-05 | 1.1093e-05 | 0.00016644 | 4.7973e-13 | 0.00011415 | 0.00092552 | 0.00092552 | 0.00013613 | -0.00013309 | 0.00065551 | 4.1571e-05 | -0.00010041 | 0.00011103 | 3.6455e-06 | 0.00011103 | 0.00011415 | 0 | 0.00011415 | 0.00023754 | 0.00016398 | 0.0001685 | 0.00012791 | 0.00014573 | 0.00014022 | 4.981e-06 | 2.3486e-06 | 3.1885e-06 | 3.1885e-06 | 0.00011415 | 0.00011415 | 0.00011415 | 0.00011416 | 0.00011415 | 0.00011415 | 0.00016895 | 0.00015337 | 0.00019337 | 0.00021381 | 0 | 0.00011415 | 0.00011415 | 0.00011415 | 0.00011415 | 0.00027059 | 0.00022687 | 0.00018186 | 0.0001558 | 0.00015269 | 0.00013404 | 0.00015683 | 0.0001674 | 0.00019346 | 0.0001065 | -0.00011117 | -0.00011117
06/10 09:00:00 | 6 | 10 | 9 | 3849 | WD | 0.00031115 | 4.0369e-05 | 4.0369e-05 | 1.2122e-05 | 0.00016682 | 1.5523e-12 | 0.00011415 | 0.00044872 | 0.00044872 | 5.9897e-05 | -6.6307e-05 | 0.0004244 | 4.0369e-05 | -2.7822e-05 | 0.00011108 | 5.8507e-06 | 0.00011108 | 0.00011415 | 0 | 0.00011415 | 0.00047113 | 0.00029516 | 0.0002244 | 0.0001372 | 0.00016088 | 0.00015356 | 6.3698e-06 | -1.2797e-06 | 1.1609e-06 | 1.1609e-06 | 0.00011415 | 0.00011415 | 0.00011415 | 0.00011415 | 0.00011415 | 0.00011415 | 0.0001871 | 0.00015456 | 0.00019377 | 0.00021381 | 0 | 0.00011415 | 0.00011415 | 0.00011415 | 0.00011415 | 0.00039065 | 0.00024645 | 0.00019227 | 0.0001609 | 0.00017884 | 0.00014032 | 0.0001696 | 0.00018317 | 0.00018696 | 9.9216e-05 | -0.00011264 | -0.00011264
06/10 10:00:00 | 6 | 10 | 10 | 3850 | WD | 0.00037662 | 4.3345e-05 | 4.3345e-05 | 1.2977e-05 | 0.00016513 | 0.00021486 | 0.00011415 | 0.00030594 | 0.00030594 | 4.0839e-05 | -6.6894e-05 | 0 | 4.3345e-05 | 2.4908e-05 | 0.00011156 | 1.1234e-05 | 0.00011156 | 0.00011415 | 0 | 0.00011415 | 0.00047113 | 0.00029516 | 0.0002244 | 0.00014345 | 0.00017481 | 0.00016512 | 2.6241e-06 | 5.2478e-06 | 4.4107e-06 | 4.4107e-06 | 0.00011415 | 0.00011415 | 0.00011415 | 0.00011415 | 0.00011415 | 0.00011415 | 0.00018706 | 0.00015413 | 0.00019363 | 0.00021381 | 0 | 0.00011415 | 0.00011415 | 0.00011415 | 0.00011415 | 0.00046333 | 0.00024653 | 0.00019513 | 0.00016537 | 0.0001933 | 0.00014636 | 0.00017621 | 0.00019006 | 0.00017648 | 0.00014059 | -0.00011238 | -0.00011238
06/10 11:00:00 | 6 | 10 | 11 | 3851 | WD | 0.00042426 | 3.5622e-05 | 3.5622e-05 | 1.3324e-05 | 0.00016245 | 0.00021991 | 0.00011415 | 0 | 0 | 4.0839e-05 | 0 | 0 | 3.5622e-05 | 0 | 0.00011463 | 0 | 0.00011463 | 0.00011415 | 0 | 0.00011415 | 0.00047113 | 0.00029516 | 0.0002244 | 0.00017028 | 0.00018245 | 0.00017869 | 2.136e-06 | 7.5205e-06 | 5.8025e-06 | 5.8025e-06 | 0.00011415 | 0.00011415 | 0.00011415 | 0.00011415 | 0.00011415 | 0.00011415 | 0.000187 | 0.00015348 | 0.00019341 | 0.00021381 | 0 | 0.00011415 | 0.00011415 | 0.00011415 | 0.00011415 | 0.00050239 | 0.00024632 | 0.00019705 | 0.00016851 | 0.0002036 | 0.00015075 | 0.00018381 | 0.00019915 | 0.00013363 | 0.00023693 | -0.00011576 | -0.00011576
06/10 12:00:00 | 6 | 10 | 12 | 3852 | WD | 0.00044471 | 2.6865e-05 | 2.6865e-05 | 0.00093078 | 7.9913e-05 | 0.00021998 | 0.00011415 | 0 | 0 | 4.0839e-05 | 0 | 0 | 2.6865e-05 | 0 | 0.00011458 | 0 | 0.00011458 | 0.00011415 | 0 | 0.00011415 | 0.00047113 | 0.00029516 | 0.0002244 | 0.00014894 | 0.00018956 | 0.00017701 | 2.0416e-06 | 7.3982e-06 | 5.6892e-06 | 5.6892e-06 | 0.00011415 | 0.00011415 | 0.00011415 | 0.00011415 | 0.00011415 | 0.00011415 | 0.00018694 | 0.0001532 | 0.00019331 | 0.00021381 | 0 | 0.00011415 | 0.00011415 | 0.00011415 | 0.00011415 | 0.00052346 | 0.00024586 | 0.00024069 | 0.0002377 | 0.00022837 | 0.00015682 | 0.00019518 | 0.00021297 | 0.00011929 | 0.00034402 | -0.00010963 | -0.00010963
06/10 13:00:00 | 6 | 10 | 13 | 3853 | WD | 0.00044021 | 2.6248e-05 | 2.6248e-05 | 8.5266e-05 | 7.8869e-05 | 0.00021627 | 0.00011415 | 0 | 0 | 4.0839e-05 | 0 | 0 | 2.6248e-05 | 0 | 0.00011115 | 0 | 0.00011115 | 0.00011415 | 0 | 0.00011415 | 0.00047113 | 0.00029516 | 0.0002244 | 0.00015052 | 0.00020081 | 0.00018527 | 1.9807e-06 | 7.4516e-06 | 5.7061e-06 | 5.7061e-06 | 0.00011415 | 0.00011415 | 0.00011415 | 0.00011415 | 0.00011415 | 0.00011415 | 0.00018653 | 0.00015279 | 0.00019317 | 0.00021381 | 0 | 0.00011415 | 0.00011415 | 0.00011415 | 0.00011415 | 0.00052572 | 0.00024525 | 0.00024064 | 0.00023796 | 0.00024639 | 0.00016497 | 0.00020081 | 0.00021743 | 0.00013476 | 0.00043397 | -0.00011339 | -0.00011339
06/10 14:00:00 | 6 | 10 | 14 | 3854 | WD | 0.00040716 | 4.1718e-05 | 4.1718e-05 | 6.1813e-06 | 0.00015641 | 0.00022375 | 0.00011415 | 0 | 0 | 4.0839e-05 | 0.00013057 | 0 | 4.1718e-05 | 0 | 0.00011051 | 1.0455e-05 | 0.00011051 | 0.00011415 | 0 | 0.00011415 | 0.00047113 | 0.00029516 | 0.0002244 | 0.00015142 | 0.00020291 | 0.000187 | 1.8384e-06 | 1.7946e-06 | 1.8086e-06 | 1.8086e-06 | 0.00011415 | 0.00011415 | 0.00011415 | 0.00011415 | 0.00011415 | 0.00011415 | 0.00018548 | 0.00015218 | 0.00019297 | 0.00021381 | 0 | 0.00011415 | 0.00011415 | 0.00011415 | 0.00011415 | 0.00050767 | 0.00024314 | 0.00023907 | 0.00023671 | 0.00025298 | 0.00016988 | 0.00020269 | 0.0002179 | 0.0001429 | 0.00052333 | -0.00011677 | -0.00011677
06/10 15:00:00 | 6 | 10 | 15 | 3855 | WD | 0.00035519 | 4.6269e-05 | 4.6269e-05 | 5.9958e-06 | 7.7548e-05 | 0.00023635 | 0.00011415 | 0 | 0 | 4.0839e-05 | 0.00036257 | 0 | 4.6269e-05 | 0 | 0.00010956 | 2.9033e-05 | 0.00010956 | 0.00011415 | 0 | 0.00011415 | 0.00047113 | 0.00029516 | 0.0002244 | 0.00014972 | 0.00019579 | 0.00018156 | 1.811e-06 | -1.5447e-06 | -4.7407e-07 | -4.7407e-07 | 0.00011415 | 0.00011415 | 0.00011415 | 0.00011415 | 0.00011415 | 0.00011415 | 0.00016661 | 0.00015069 | 0.00019246 | 0.00021381 | 0 | 0.00011415 | 0.00011415 | 0.00011415 | 0.00011415 | 0.000425 | 0.00023592 | 0.00019204 | 0.00016662 | 0.00023625 | 0.00016805 | 0.00020206 | 0.00021783 | 0.00014577 | 0.00051266 | -0.00011384 | -0.00011384
06/10 16:00:00 | 6 | 10 | 16 | 3856 | WD | 0.00028667 | 4.8046e-05 | 4.8046e-05 | 0.00099685 | 7.7542e-05 | 0.00024949 | 0.00011415 | 0 | 0 | 4.0839e-05 | 0.00037105 | 0 | 4.8046e-05 | 0 | 0.00011092 | 2.9713e-05 | 0.00011092 | 0.00011415 | 0 | 0.00011415 | 0.00047113 | 0.00029516 | 0.0002244 | 0.00014708 | 0.00019042 | 0.00017703 | 1.2295e-06 | -2.0798e-06 | -1.0239e-06 | -1.0239e-06 | 0.00011415 | 0.00011415 | 0.00011415 | 0.00011415 | 0.00011415 | 0.00011415 | 0.00014779 | 0.00014413 | 0.00015206 | 0.00015611 | 0 | 0.00011415 | 0.00011415 | 0.00011415 | 0.00011415 | 0.00032151 | 0.00021408 | 0.00015365 | 0.00011866 | 0.0002238 | 0.00016213 | 0.00018883 | 0.00020122 | 0.0001746 | 0.00047661 | -0.00011412 | -0.00011412
06/10 17:00:00 | 6 | 10 | 17 | 3857 | WD | 0.00021112 | 5.4e-05 | 5.4e-05 | 8.1782e-06 | 7.811e-05 | -2.0051e-12 | 0.00011415 | 0.0010816 | 0.0010816 | 4.0839e-05 | -0.00029017 | 0 | 5.4e-05 | 0 | 0.00012 | 3.1929e-05 | 0.00012 | 0.00011415 | 0 | 0.00011415 | 0.00044614 | 0.00029516 | 0.0002244 | 0.00014456 | 0.00018818 | 0.0001747 | 3.0874e-07 | -1.1557e-06 | -6.8846e-07 | -6.8846e-07 | 0.00011415 | 0.00011415 | 0.00011415 | 0.00011415 | 0.00011415 | 0.00011415 | 0.00012914 | 0.00013924 | 0.00012923 | 0.00012411 | 0 | 0.00011415 | 0.00011415 | 0.00011415 | 0.00011415 | 0.00022099 | 0.00018896 | 0.00012713 | 9.1326e-05 | 0.00020939 | 0.00015762 | 0.0001767 | 0.00018555 | 0.0002144 | 0.00044287 | -0.00011726 | -0.00011726
06/10 18:00:00 | 6 | 10 | 18 | 3858 | WD | 0.0001333 | 6.8142e-05 | 6.8142e-05 | -0.00097911 | 0.0001585 | -7.5459e-13 | 0.00011415 | 0.0010537 | 0.0010537 | 7.0788e-05 | -0.00015095 | 0 | 6.8142e-05 | 0 | 0.00013406 | 3.385e-05 | 0.00013406 | 0.00011415 | 0 | 0.00011415 | 6.9343e-05 | 6.5591e-05 | 0.0001126 | 0.00014425 | 0.00018604 | 0.00017312 | 1.0571e-07 | -1.1069e-06 | -7.2002e-07 | -7.2002e-07 | 0.00011415 | 0.00011415 | 0.00011415 | 0.00011415 | 0.00011415 | 0.00011415 | 0.00012867 | 0.00012817 | 0.00011248 | 0.00010446 | 0 | 0.00011415 | 0.00011415 | 0.00011415 | 0.00011415 | 0.00015296 | 0.00014126 | 9.8747e-05 | 7.4128e-05 | 0.00020742 | 0.00015281 | 0.00014563 | 0.00014229 | 0.00020595 | 0.00042697 | 1.4005e-05 | 1.4005e-05
06/10 19:00:00 | 6 | 10 | 19 | 3859 | WD | 5.3948e-05 | 6.6402e-05 | 6.6402e-05 | 0.0010209 | 8.0492e-05 | -3.8268e-13 | 0.00011415 | 0.00076743 | 0.00076743 | 0.00015247 | -8.7318e-05 | 0 | 6.6402e-05 | 0 | 0.00014271 | 3.5023e-05 | 0.00014271 | 0.00011415 | 0 | 0.00011415 | 3.7517e-05 | 6.5591e-05 | 0.0001126 | 0.0001588 | 0.00018437 | 0.00017647 | 3.3676e-06 | -1.1521e-06 | 2.8994e-07 | 2.8994e-07 | 0.00011415 | 0.00011415 | 0.00011415 | 0.00011415 | 0.00011415 | 0.00011415 | 0.00011028 | 0.00011978 | 0.00010074 | 9.1006e-05 | 0 | 0.00011415 | 0.00011415 | 0.00011415 | 0.00011415 | 7.4373e-05 | 9.7173e-05 | 7.4916e-05 | 6.2028e-05 | 0.00019463 | 0.00014788 | 0.00013869 | 0.00013443 | 0.00020164 | 0.00035879 | 1.4031e-05 | 1.4031e-05
06/10 20:00:00 | 6 | 10 | 20 | 3860 | WD | 0 | 7.51e-05 | 7.51e-05 | 0.0010229 | 0.00016153 | -2.8565e-13 | 0.00011415 | 0.00013886 | 0.00013886 | 0.00021236 | -6.3879e-05 | 0 | 7.51e-05 | 0 | 0.00014653 | 3.1386e-05 | 0.00014653 | 0.00011415 | 5.7313e-05 | 0.00011415 | 5.6571e-06 | 6.5591e-05 | 0.0001126 | 0.00015582 | 0.00017841 | 0.00017143 | 2.2794e-06 | -5.0444e-07 | 3.8377e-07 | 3.8377e-07 | 0.00011415 | 0.00011415 | 0.00011415 | 0.00011415 | 0.00011415 | 0.00011415 | 0.00010984 | 0.00010455 | 8.5937e-05 | 7.6429e-05 | 3.9149e-05 | 0.00011415 | 0.00011415 | 0.00011415 | 0.00011415 | 1.6777e-05 | 6.2325e-05 | 8.5744e-05 | 9.9306e-05 | 0.0001806 | 0.00014076 | 0.00012613 | 0.00011935 | 0.00019723 | 0.00031197 | 1.437e-05 | 1.437e-05
06/10 21:00:00 | 6 | 10 | 21 | 3861 | WD | 0 | 6.4479e-05 | 6.4479e-05 | 1.2237e-05 | 8.0024e-05 | 0 | 0.00011415 | 0 | 0 | 0.00028587 | -5.0253e-05 | 0 | 6.4479e-05 | 0 | 0.00014762 | 2.8051e-05 | 0.00014762 | 0.00011415 | 0.00022925 | 0.00011415 | 0 | 6.5591e-05 | 0.0001126 | 0.00014519 | 0.00014985 | 0.00014841 | 3.8555e-07 | -1.5586e-07 | 1.688e-08 | 1.688e-08 | 0.00011415 | 0.00011415 | 0.00011415 | 0.00011415 | 0.00011415 | 0.00011415 | 0.00010924 | 9.2279e-05 | 7.4921e-05 | 6.6052e-05 | 0.00022929 | 0.00011415 | 0.00011415 | 0.00011415 | 0.00011415 | 3.2016e-06 | 4.5412e-05 | 7.0785e-05 | 8.5478e-05 | 0.00016365 | 0.00012629 | 0.00012524 | 0.00012476 | 0.00018505 | -7.2124e-05 | 1.1013e-05 | 1.1013e-05
06/10 22:00:00 | 6 | 10 | 22 | 3862 | WD | 0 | 6.1718e-05 | 6.1718e-05 | 2.0919e-05 | 0.00015827 | 2.0698e-12 | 0.00011415 | 0 | 0 | 0.00034305 | -1.7162e-05 | 0 | 6.1718e-05 | 0 | 0.00014405 | 1.8757e-05 | 0.00014405 | 0.00011415 | 0.00022925 | 0.00011415 | 0 | 6.5591e-05 | 0.0001118 | 0.00013108 | 0.0001408 | 0.0001378 | 6.1332e-05 | 5.8e-07 | 1.9963e-05 | 1.9963e-05 | 0.00011415 | 0.00011415 | 0.00011415 | 0.00011415 | 0.00011415 | 0.00011415 | 0.00010883 | 6.9436e-05 | 6.3877e-05 | 6.1037e-05 | 0.00022929 | 0.00011415 | 0.00011415 | 0.00011415 | 0.00011415 | 2.0797e-06 | 3.3003e-05 | 6.2124e-05 | 7.8988e-05 | 0.00014983 | 0.0001128 | 0.00011021 | 0.00010901 | 0.00017763 | 4.339e-05 | -7.148e-05 | -7.148e-05
06/10 23:00:00 | 6 | 10 | 23 | 3863 | WD | 0 | 3.8985e-05 | 3.8985e-05 | 7.6424e-06 | 7.7569e-05 | 7.9772e-13 | 0.00011415 | 0 | 0 | 0.00034849 | 7.2178e-05 | 0 | 3.8985e-05 | 0 | 0.00013614 | 5.7798e-06 | 0.00013614 | 0.00011415 | 0.00022925 | 0.00011415 | 0 | 6.5591e-05 | 0.0001118 | 0.00014626 | 0.00013364 | 0.00013754 | 5.5647e-05 | -2.1653e-07 | 1.7607e-05 | 1.7607e-05 | 0.00011415 | 0.00011415 | 0.00011415 | 0.00011415 | 0.00011415 | 0.00011415 | 9.9691e-05 | 6.8344e-05 | 6.1493e-05 | 5.7992e-05 | 0.00022929 | 0.00011415 | 0.00011415 | 0.00011415 | 0.00011415 | 1.729e-06 | 2.6771e-05 | 5.7344e-05 | 7.5048e-05 | 0.00012734 | 0.0001095 | 0.00010506 | 0.00010301 | 0.00017123 | 0.00010134 | -4.6296e-05 | -4.6296e-05
06/10 24:00:00 | 6 | 10 | 24 | 3864 | WD | 0 | 3.0445e-05 | 3.0445e-05 | 0.00098199 | 7.6219e-05 | -1.3906e-12 | 0.00011415 | 0 | 0 | 0.00023959 | 0 | 0 | 3.0445e-05 | 0 | 0.00012638 | 0 | 0.00012638 | 0.00011415 | 0.00022925 | 0.00011415 | 0 | 6.5591e-05 | 0.0001118 | 0.00010899 | 0.0001202 | 0.00011673 | 4.0732e-06 | -2.7105e-06 | -5.4614e-07 | -5.4614e-07 | 0.00011415 | 0.00011415 | 0.00011415 | 0.00011415 | 0.00011415 | 0.00011415 | 4.5468e-05 | 6.8027e-05 | 5.8924e-05 | 5.4272e-05 | 0.00022929 | 0.00011415 | 0.00011415 | 0.00011415 | 0.00011415 | 1.2032e-06 | 2.496e-05 | 5.3631e-05 | 7.0234e-05 | 8.943e-05 | 0.00010466 | 9.4534e-05 | 8.9836e-05 | 0.00013462 | 0.00010332 | -1.9461e-05 | -1.9461e-05
06/11 01:00:00 | 6 | 11 | 1 | 3865 | WD | 0 | 1.6082e-05 | 1.6082e-05 | 2.4161e-06 | 0 | 0.00025245 | 0.00011415 | 0 | 0 | 0.00013341 | 0 | 0 | 1.6082e-05 | 0 | 9.19e-05 | 0 | 9.19e-05 | 0.00011415 | 0.00022925 | 0.00011415 | 0 | 6.5591e-05 | 0.0001118 | 0.00010486 | 0.00010864 | 0.00010747 | 5.7245e-06 | -2.6699e-06 | 8.3505e-09 | 8.3505e-09 | 0.00011415 | 0.00011415 | 0.00011415 | 0.00011415 | 0.00011415 | 0.00011415 | 3.6463e-05 | 6.7924e-05 | 5.8637e-05 | 5.3892e-05 | 0.00022929 | 0.00011415 | 0.00011415 | 0.00011415 | 0.00011415 | 1.2032e-06 | 2.437e-05 | 5.3103e-05 | 6.9742e-05 | 8.0256e-05 | 0.00010056 | 9.1905e-05 | 8.7892e-05 | 0.0001318 | 0.00010332 | -1.0525e-05 | -1.0525e-05
06/11 02:00:00 | 6 | 11 | 2 | 3866 | WD | 0 | 2.3005e-05 | 2.3005e-05 | 0 | 7.4002e-05 | 0.00023244 | 0.00011415 | 0 | 0 | 5.4452e-05 | 0 | 0 | 2.3005e-05 | 0 | 8.5656e-05 | 0 | 8.5656e-05 | 0.00011415 | 0.00022925 | 0.00011415 | 0 | 6.5591e-05 | 0.0001118 | 0.00010325 | 0.00010236 | 0.00010263 | 1.3316e-05 | -1.3997e-06 | 3.2954e-06 | 3.2954e-06 | 0.00011415 | 0.00011415 | 0.00011415 | 0.00011415 | 0.00011415 | 0.00011415 | 3.6473e-05 | 6.819e-05 | 6.0618e-05 | 5.6748e-05 | 0.00022929 | 0.00011415 | 0.00011415 | 0.00011415 | 0.00011415 | 1.23e-06 | 2.5894e-05 | 5.6002e-05 | 7.3438e-05 | 7.5932e-05 | 9.8421e-05 | 9.1299e-05 | 8.7995e-05 | 0.00013056 | 0.00010332 | -1.277e-05 | -1.277e-05
06/11 03:00:00 | 6 | 11 | 3 | 3867 | WD | 0 | 1.4909e-05 | 1.4909e-05 | 1.0869e-06 | 0 | 0.00022975 | 0.00011415 | 0 | 0 | 2.1781e-05 | 0 | 0 | 1.4909e-05 | 0 | 8.3946e-05 | 0 | 8.3946e-05 | 0.00011415 | 0.00022925 | 0.00011415 | 0 | 6.5591e-05 | 0.0001118 | 0.00010291 | 9.891e-05 | 0.00010015 | 2.2396e-05 | -2.6457e-07 | 6.9654e-06 | 6.9654e-06 | 0.00011415 | 0.00011415 | 0.00011415 | 0.00011415 | 0.00011415 | 0.00011415 | 4.5596e-05 | 6.8975e-05 | 6.1912e-05 | 5.8304e-05 | 0.00022929 | 0.00011415 | 0.00011415 | 0.00011415 | 0.00011415 | 1.5508e-06 | 3.0373e-05 | 5.892e-05 | 7.5451e-05 | 7.9513e-05 | 9.7443e-05 | 9.0984e-05 | 8.7988e-05 | 0.00012746 | 0.00010332 | -1.0415e-05 | -1.0415e-05
06/11 04:00:00 | 6 | 11 | 4 | 3868 | WD | 0 | 2.2489e-05 | 2.2489e-05 | 0 | 7.3921e-05 | 0.00022651 | 0.00011415 | 0 | 0 | 2.1781e-05 | 0 | 0 | 2.2489e-05 | 0 | 8.2211e-05 | 0 | 8.2211e-05 | 0.00011415 | 0.00022925 | 0.00011415 | 0 | 6.5591e-05 | 0.0001118 | 0.00011521 | 9.5902e-05 | 0.00010187 | 2.7452e-05 | 1.6907e-06 | 9.91e-06 | 9.91e-06 | 0.00011415 | 0.00011415 | 0.00011415 | 0.00011415 | 0.00011415 | 0.00011415 | 5.4768e-05 | 7.0282e-05 | 7.6832e-05 | 8.0178e-05 | 0.00022929 | 0.00011415 | 0.00011415 | 0.00011415 | 0.00011415 | 2.0054e-06 | 3.7834e-05 | 7.9583e-05 | 0.00010376 | 8.3419e-05 | 9.6776e-05 | 9.5499e-05 | 9.4906e-05 | 0.00012495 | 0.00010301 | -1.5793e-05 | -1.5793e-05
06/11 05:00:00 | 6 | 11 | 5 | 3869 | WD | 0 | 1.6103e-05 | 1.6103e-05 | 1.8299e-06 | 0 | 0.00021796 | 0.00011415 | 0 | 0 | 6.5342e-05 | 0 | 0 | 1.6103e-05 | 0 | 8.1198e-05 | 0 | 8.1198e-05 | 0.00011415 | 0.00011463 | 0.00011415 | 5.3773e-06 | 6.5591e-05 | 0.0001118 | 0.00011676 | 9.7934e-05 | 0.00010375 | 2.8304e-05 | 4.5398e-06 | 1.2122e-05 | 1.2122e-05 | 0.00011415 | 0.00011415 | 0.00011415 | 0.00011415 | 0.00011415 | 0.00011415 | 9.1181e-05 | 9.2834e-05 | 0.00010215 | 0.0001069 | 0.00011465 | 0.00011415 | 0.00011415 | 0.00011415 | 0.00011415 | 1.0344e-05 | 6.4753e-05 | 0.00011162 | 0.00013876 | 9.7673e-05 | 0.00010025 | 9.6846e-05 | 9.5269e-05 | 0.00012246 | 0.00010273 | -1.2355e-05 | -1.2355e-05
06/11 06:00:00 | 6 | 11 | 6 | 3870 | WD | 7.023e-05 | 2.7758e-05 | 2.7758e-05 | 4.6814e-06 | 7.666e-05 | -1.5577e-12 | 0.00011415 | 0.00030916 | 0.00030916 | 0.00013613 | 0 | 0 | 2.7758e-05 | 0 | 8.7512e-05 | 0 | 8.7512e-05 | 0.00011415 | 0 | 0.00011415 | 3.1739e-05 | 6.5591e-05 | 0.0001126 | 0.00012091 | 0.00010289 | 0.00010846 | 1.0126e-05 | 3.7577e-06 | 5.7897e-06 | 5.7897e-06 | 0.00011415 | 0.00011415 | 0.00011415 | 0.00011416 | 0.00011415 | 0.00011415 | 0.00012828 | 0.00012306 | 0.00013005 | 0.00013363 | 0 | 0.00011415 | 0.00011415 | 0.00011415 | 0.00011415 | 7.1288e-05 | 0.00010962 | 0.00015178 | 0.00017619 | 0.00011348 | 0.00010892 | 0.00010024 | 9.6206e-05 | 0.00011969 | 0.00010666 | 4.5271e-05 | 4.5271e-05
06/11 07:00:00 | 6 | 11 | 7 | 3871 | WD | 0.00015982 | 3.7521e-05 | 3.7521e-05 | 0.0003092 | 0.00016226 | 7.5464e-14 | 0.00011415 | 0.00068846 | 0.00068846 | 0.00015247 | 0 | 0 | 3.7521e-05 | -5.8593e-05 | 9.9871e-05 | 0 | 9.9871e-05 | 0.00011415 | 0 | 0.00011415 | 6.3106e-05 | 6.5591e-05 | 0.0001126 | 0.00011989 | 0.00012006 | 0.00012001 | 4.332e-06 | 1.1994e-06 | 2.1988e-06 | 2.1988e-06 | 0.00011415 | 0.00011415 | 0.00011415 | 0.00011416 | 0.00011415 | 0.00011415 | 0.000149 | 0.00014024 | 0.00018893 | 0.00021381 | 0 | 0.00011415 | 0.00011415 | 0.00011415 | 0.00011415 | 0.00015997 | 0.00016905 | 0.00015702 | 0.00015005 | 0.00012665 | 0.00012039 | 0.000123 | 0.0001242 | 0.00013236 | 0.00010524 | -9.959e-05 | -9.959e-05
06/11 08:00:00 | 6 | 11 | 8 | 3872 | WD | 0.00024639 | 3.8959e-05 | 3.8959e-05 | 0.00059233 | 0.00016596 | 4.7973e-13 | 0.00011415 | 0.00092698 | 0.00092698 | 0.00013613 | 0 | 0 | 3.8959e-05 | -4.9328e-05 | 0.00011103 | 0 | 0.00011103 | 0.00011415 | 0 | 0.00011415 | 0.00023792 | 0.00016398 | 0.0001685 | 0.00012407 | 0.00012302 | 0.00012334 | 3.6058e-06 | 2.427e-07 | 1.3157e-06 | 1.3157e-06 | 0.00011415 | 0.00011415 | 0.00011415 | 0.00011416 | 0.00011415 | 0.00011415 | 0.00016895 | 0.00015337 | 0.00019337 | 0.00021381 | 0 | 0.00011415 | 0.00011415 | 0.00011415 | 0.00011415 | 0.00027156 | 0.00022705 | 0.00018197 | 0.00015587 | 0.00014326 | 0.00012585 | 0.0001549 | 0.00016837 | 0.00013591 | 0.00010448 | -0.00010497 | -0.00010497
06/11 09:00:00 | 6 | 11 | 9 | 3873 | WD | 0.00032736 | 3.623e-05 | 3.623e-05 | 0.00018187 | 0.00016654 | 1.5523e-12 | 0.00011415 | 0.00044872 | 0.00044872 | 5.9897e-05 | 0 | -0.0016533 | 3.623e-05 | -5.3455e-05 | 0.00011108 | 0 | 0.00011108 | 0.00011415 | 0 | 0.00011415 | 0.00047113 | 0.00029516 | 0.0002244 | 0.00012769 | 0.00012374 | 0.00012496 | 3.4831e-06 | 1.7074e-08 | 1.1229e-06 | 1.1229e-06 | 0.00011415 | 0.00011415 | 0.00011415 | 0.00011415 | 0.00011415 | 0.00011415 | 0.0001871 | 0.00015456 | 0.00019377 | 0.00021381 | 0 | 0.00011415 | 0.00011415 | 0.00011415 | 0.00011415 | 0.0003924 | 0.00024645 | 0.00019235 | 0.00016102 | 0.00015506 | 0.00012677 | 0.00016209 | 0.00017847 | 0.00013669 | 0.00010349 | -0.00010253 | -0.00010253
06/11 10:00:00 | 6 | 11 | 10 | 3874 | WD | 0.00040303 | 4.4976e-05 | 4.4976e-05 | 0.0010315 | 0.00016505 | 0.00021486 | 0.00011415 | 0.00030594 | 0.00030594 | 4.0839e-05 | 8.108e-06 | -0.0021672 | 4.4976e-05 | -1.4095e-05 | 0.00011156 | 1.3569e-05 | 0.00011156 | 0.00011415 | 0 | 0.00011415 | 0.00047113 | 0.00029516 | 0.0002244 | 0.0001289 | 0.00012532 | 0.00012643 | 3.4159e-06 | -1.8723e-08 | 1.0771e-06 | 1.0771e-06 | 0.00011415 | 0.00011415 | 0.00011415 | 0.00011415 | 0.00011415 | 0.00011415 | 0.00018706 | 0.00015413 | 0.00019363 | 0.00021381 | 0 | 0.00011415 | 0.00011415 | 0.00011415 | 0.00011415 | 0.00046525 | 0.00024653 | 0.00019524 | 0.00016554 | 0.0001579 | 0.00012719 | 0.00016212 | 0.00017833 | 0.00013872 | 0.00010332 | -0.00010363 | -0.00010363
06/11 11:00:00 | 6 | 11 | 11 | 3875 | WD | 0.00045666 | 2.7018e-05 | 2.7018e-05 | -0.00099125 | 8.1281e-05 | 0.00021991 | 0.00011415 | 0 | 0 | 4.0839e-05 | 0 | -0.00046056 | 2.7018e-05 | 0 | 0.00011463 | 0 | 0.00011463 | 0.00011415 | 0 | 0.00011415 | 0.00047113 | 0.00029516 | 0.0002244 | 0.00015596 | 0.0001269 | 0.00013588 | 5.5949e-06 | -7.2164e-08 | 1.736e-06 | 1.736e-06 | 0.00011415 | 0.00011415 | 0.00011415 | 0.00011415 | 0.00011415 | 0.00011415 | 0.000187 | 0.00015348 | 0.00019341 | 0.00021381 | 0 | 0.00011415 | 0.00011415 | 0.00011415 | 0.00011415 | 0.00050452 | 0.00024632 | 0.00019718 | 0.00016872 | 0.00016012 | 0.00012755 | 0.00016489 | 0.00018221 | 0.00014105 | 0.00010239 | -0.0001045 | -0.0001045
06/11 12:00:00 | 6 | 11 | 12 | 3876 | WD | 0.00048521 | 3.5366e-05 | 3.5366e-05 | 0.0010141 | 0.00016012 | 0.00021998 | 0.00011415 | 0 | 0 | 4.0839e-05 | 0 | 0 | 3.5366e-05 | 0 | 0.00011458 | 0 | 0.00011458 | 0.00011415 | 0 | 0.00011415 | 0.00047113 | 0.00029516 | 0.0002244 | 0.00013211 | 0.0001279 | 0.0001292 | 4.9297e-06 | -5.7104e-08 | 1.5339e-06 | 1.5339e-06 | 0.00011415 | 0.00011415 | 0.00011415 | 0.00011415 | 0.00011415 | 0.00011415 | 0.00018694 | 0.0001532 | 0.00019331 | 0.00021381 | 0 | 0.00011415 | 0.00011415 | 0.00011415 | 0.00011415 | 0.00052601 | 0.00024586 | 0.00024085 | 0.00023794 | 0.00016194 | 0.00012782 | 0.0001696 | 0.00018898 | 0.00014312 | 0.00010325 | -0.00010516 | -0.00010516
06/11 13:00:00 | 6 | 11 | 13 | 3877 | WD | 0.00048152 | 2.6271e-05 | 2.6271e-05 | 8.0243e-06 | 7.9084e-05 | 0.00021627 | 0.00011415 | 0 | 0 | 4.0839e-05 | 0 | 0 | 2.6271e-05 | 0 | 0.00011115 | 0 | 0.00011115 | 0.00011415 | 0 | 0.00011415 | 0.00047113 | 0.00029516 | 0.0002244 | 0.00013376 | 0.00013463 | 0.00013436 | 5.2343e-06 | 2.6902e-06 | 3.5019e-06 | 3.5019e-06 | 0.00011415 | 0.00011415 | 0.00011415 | 0.00011415 | 0.00011415 | 0.00011415 | 0.00018653 | 0.00015279 | 0.00019317 | 0.00021381 | 0 | 0.00011415 | 0.00011415 | 0.00011415 | 0.00011415 | 0.00052826 | 0.00024525 | 0.00024079 | 0.0002382 | 0.00016245 | 0.00013025 | 0.00016976 | 0.00018808 | 0.00014528 | 0.00011154 | -0.00010565 | -0.00010565
06/11 14:00:00 | 6 | 11 | 14 | 3878 | WD | 0.00044916 | 2.8815e-05 | 2.8815e-05 | 1.4618e-05 | 0.00010398 | 0.00022375 | 0.00011415 | 0 | 0 | 4.0839e-05 | 0 | 0 | 2.8815e-05 | 0 | 0.00011051 | 0 | 0.00011051 | 0.00011415 | 0 | 0.00011415 | 0.00047113 | 0.00029516 | 0.0002244 | 0.00013388 | 0.00013551 | 0.00013501 | 5.1782e-06 | 5.1078e-06 | 5.1303e-06 | 5.1303e-06 | 0.00011415 | 0.00011415 | 0.00011415 | 0.00011415 | 0.00011415 | 0.00011415 | 0.00018548 | 0.00015218 | 0.00019297 | 0.00021381 | 0 | 0.00011415 | 0.00011415 | 0.00011415 | 0.00011415 | 0.00050957 | 0.00024314 | 0.00023918 | 0.00023689 | 0.00016292 | 0.00013051 | 0.00016816 | 0.00018562 | 0.00014535 | 0.00011731 | -0.00010616 | -0.00010616
06/11 15:00:00 | 6 | 11 | 15 | 3879 | WD | 0.00039322 | 3.148e-05 | 3.148e-05 | 6.8362e-06 | 0.00013044 | 0.00023635 | 0.00011415 | 0 | 0 | 4.0839e-05 | 0 | 0 | 3.148e-05 | 0 | 0.00010956 | 0 | 0.00010956 | 0.00011415 | 0 | 0.00011415 | 0.00047113 | 0.00029516 | 0.0002244 | 0.00013054 | 0.00013071 | 0.00013066 | 5.043e-06 | 6.0543e-06 | 5.7316e-06 | 5.7316e-06 | 0.00011415 | 0.00011415 | 0.00011415 | 0.00011415 | 0.00011415 | 0.00011415 | 0.00016661 | 0.00015069 | 0.00019246 | 0.00021381 | 0 | 0.00011415 | 0.00011415 | 0.00011415 | 0.00011415 | 0.00042627 | 0.00023592 | 0.00019211 | 0.00016673 | 0.00015107 | 0.00012846 | 0.00016775 | 0.00018597 | 0.00014483 | 0.00012078 | -0.00010987 | -0.00010987
06/11 16:00:00 | 6 | 11 | 16 | 3880 | WD | 0.00031809 | 2.7206e-05 | 2.7206e-05 | 6.5759e-06 | 7.7851e-05 | 0.00024949 | 0.00011415 | 0 | 0 | 4.0839e-05 | 0 | 0 | 2.7206e-05 | 0 | 0.00011092 | 0 | 0.00011092 | 0.00011415 | 0 | 0.00011415 | 0.00047113 | 0.00029516 | 0.0002244 | 0.00012236 | 0.00013061 | 0.00012806 | 4.7784e-06 | 6.5437e-06 | 5.9805e-06 | 5.9805e-06 | 0.00011415 | 0.00011415 | 0.00011415 | 0.00011415 | 0.00011415 | 0.00011415 | 0.00014779 | 0.00014413 | 0.00015206 | 0.00015611 | 0 | 0.00011415 | 0.00011415 | 0.00011415 | 0.00011415 | 0.00032326 | 0.00021408 | 0.00015372 | 0.00011877 | 0.00013982 | 0.00012635 | 0.00015718 | 0.00017148 | 0.00013707 | 0.00011726 | -0.00010713 | -0.00010713
06/11 17:00:00 | 6 | 11 | 17 | 3881 | WD | 0.00023652 | 3.1601e-05 | 3.1601e-05 | 0.0010027 | 7.8398e-05 | -2.0051e-12 | 0.00011415 | 0.0010893 | 0.0010893 | 4.0839e-05 | 0 | 0 | 3.1601e-05 | -1.1538e-05 | 0.00012 | 0 | 0.00012 | 0.00011415 | 0 | 0.00011415 | 0.00044932 | 0.00029516 | 0.0002244 | 0.00012116 | 0.00012933 | 0.00012681 | 4.0244e-06 | 6.4569e-06 | 5.6808e-06 | 5.6808e-06 | 0.00011415 | 0.00011415 | 0.00011415 | 0.00011415 | 0.00011415 | 0.00011415 | 0.00012914 | 0.00013924 | 0.00012923 | 0.00012411 | 0 | 0.00011415 | 0.00011415 | 0.00011415 | 0.00011415 | 0.00022437 | 0.00018976 | 0.00012754 | 9.1513e-05 | 0.00013003 | 0.00012425 | 0.00014716 | 0.00015779 | 0.00013683 | 0.00010966 | -0.00011071 | -0.00011071
06/11 18:00:00 | 6 | 11 | 18 | 3882 | WD | 0.00014921 | 4.4426e-05 | 4.4426e-05 | 9.0423e-06 | 0.0001591 | -7.5459e-13 | 0.00011415 | 0.0010618 | 0.0010618 | 7.0788e-05 | 0 | 0 | 4.4426e-05 | -3.5818e-06 | 0.00013406 | 0 | 0.00013406 | 0.00011415 | 0 | 0.00011415 | 6.9878e-05 | 6.5591e-05 | 0.0001126 | 0.00012167 | 0.00012545 | 0.00012428 | 3.5666e-06 | 5.9124e-06 | 5.1639e-06 | 5.1639e-06 | 0.00011415 | 0.00011415 | 0.00011415 | 0.00011415 | 0.00011415 | 0.00011415 | 0.00012867 | 0.00012817 | 0.00011248 | 0.00010446 | 0 | 0.00011415 | 0.00011415 | 0.00011415 | 0.00011415 | 0.00015446 | 0.00014182 | 9.8996e-05 | 7.4198e-05 | 0.00012839 | 0.00011932 | 0.00011814 | 0.00011759 | 0.00013667 | 0.00010633 | 1.9711e-05 | 1.9711e-05
06/11 19:00:00 | 6 | 11 | 19 | 3883 | WD | 6.3132e-05 | 4.8788e-05 | 4.8788e-05 | 0.0010199 | 8.0747e-05 | -3.8268e-13 | 0.00011415 | 0.00077337 | 0.00077337 | 0.00015247 | 2.0195e-05 | 0 | 4.8788e-05 | 2.6284e-05 | 0.00014271 | 9.9102e-06 | 0.00014271 | 0.00011415 | 0 | 0.00011415 | 3.7807e-05 | 6.5591e-05 | 0.0001126 | 0.00013265 | 0.00012181 | 0.00012516 | 3.3799e-06 | 3.2508e-06 | 3.292e-06 | 3.292e-06 | 0.00011415 | 0.00011415 | 0.00011415 | 0.00011415 | 0.00011415 | 0.00011415 | 0.00011028 | 0.00011978 | 0.00010074 | 9.1006e-05 | 0 | 0.00011415 | 0.00011415 | 0.00011415 | 0.00011415 | 7.5245e-05 | 9.7458e-05 | 7.5046e-05 | 6.2067e-05 | 0.00011777 | 0.00011543 | 0.00011142 | 0.00010956 | 0.00013427 | 0.00010332 | 1.9318e-05 | 1.9318e-05
06/11 20:00:00 | 6 | 11 | 20 | 3884 | WD | 0 | 5.9251e-05 | 5.9251e-05 | 2.2077e-05 | 0.00016204 | -2.8565e-13 | 0.00011415 | 0.00014006 | 0.00014006 | 0.00021236 | 1.1532e-05 | 0 | 5.9251e-05 | 1.9728e-05 | 0.00014653 | 8.748e-06 | 0.00014653 | 0.00011415 | 5.7313e-05 | 0.00011415 | 5.7057e-06 | 6.5591e-05 | 0.0001126 | 0.0001278 | 0.00011516 | 0.00011907 | 2.9932e-06 | 6.0119e-07 | 1.3644e-06 | 1.3644e-06 | 0.00011415 | 0.00011415 | 0.00011415 | 0.00011415 | 0.00011415 | 0.00011415 | 0.00010984 | 0.00010454 | 8.5936e-05 | 7.6429e-05 | 3.9149e-05 | 0.00011415 | 0.00011415 | 0.00011415 | 0.00011415 | 1.6883e-05 | 6.2344e-05 | 8.5754e-05 | 9.931e-05 | 0.00011383 | 0.00011024 | 0.00010038 | 9.5809e-05 | 0.00012886 | 0.00010332 | 1.8413e-05 | 1.8413e-05
06/11 21:00:00 | 6 | 11 | 21 | 3885 | WD | 0 | 5.5989e-05 | 5.5989e-05 | 9.7959e-06 | 8.0293e-05 | 0 | 0.00011415 | 0 | 0 | 0.00028587 | 1.0065e-05 | 0 | 5.5989e-05 | 2.6084e-05 | 0.00014762 | 1.5926e-05 | 0.00014762 | 0.00011415 | 0.00022925 | 0.00011415 | 0 | 6.5591e-05 | 0.0001126 | 0.00011825 | 9.6465e-05 | 0.0001032 | 1.5758e-05 | 1.0877e-07 | 5.1016e-06 | 5.1016e-06 | 0.00011415 | 0.00011415 | 0.00011415 | 0.00011415 | 0.00011415 | 0.00011415 | 0.00010924 | 9.2279e-05 | 7.4921e-05 | 6.6052e-05 | 0.00022929 | 0.00011415 | 0.00011415 | 0.00011415 | 0.00011415 | 3.2016e-06 | 4.5412e-05 | 7.0785e-05 | 8.5478e-05 | 0.00011266 | 0.00010393 | 0.00010303 | 0.00010262 | 0.00012417 | 0.00010332 | 1.5926e-05 | 1.5926e-05
06/11 22:00:00 | 6 | 11 | 22 | 3886 | WD | 0 | 6.7076e-05 | 6.7076e-05 | 1.6635e-05 | 0.00015876 | 2.0698e-12 | 0.00011415 | 0 | 0 | 0.00034305 | 7.2571e-06 | 0 | 6.7076e-05 | 3.691e-05 | 0.00014405 | 2.6309e-05 | 0.00014405 | 0.00011415 | 0.00022925 | 0.00011415 | 0 | 6.5591e-05 | 0.0001118 | 0.00010783 | 9.1958e-05 | 9.6864e-05 | 2.6505e-05 | 2.9057e-06 | 1.0435e-05 | 1.0435e-05 | 0.00011415 | 0.00011415 | 0.00011415 | 0.00011415 | 0.00011415 | 0.00011415 | 0.00010883 | 6.9436e-05 | 6.3877e-05 | 6.1037e-05 | 0.00022929 | 0.00011415 | 0.00011415 | 0.00011415 | 0.00011415 | 2.0797e-06 | 3.3003e-05 | 6.2124e-05 | 7.8988e-05 | 0.00010904 | 9.5131e-05 | 9.6992e-05 | 9.7855e-05 | 0.00012415 | 0.00010295 | -2.5335e-05 | -2.5335e-05
06/11 23:00:00 | 6 | 11 | 23 | 3887 | WD | 0 | 5.089e-05 | 5.089e-05 | 5.7231e-06 | 7.785e-05 | 7.9772e-13 | 0.00011415 | 0 | 0 | 0.00034849 | 0.00028328 | 0 | 5.089e-05 | 6.0165e-05 | 0.00013614 | 2.2684e-05 | 0.00013614 | 0.00011415 | 0.00022925 | 0.00011415 | 0 | 6.5591e-05 | 0.0001118 | 0.00013189 | 9.1637e-05 | 0.00010408 | 2.7859e-05 | 7.3514e-06 | 1.3895e-05 | 1.3895e-05 | 0.00011415 | 0.00011415 | 0.00011415 | 0.00011415 | 0.00011415 | 0.00011415 | 9.9691e-05 | 6.8344e-05 | 6.1493e-05 | 5.7992e-05 | 0.00022929 | 0.00011415 | 0.00011415 | 0.00011415 | 0.00011415 | 1.729e-06 | 2.6771e-05 | 5.7344e-05 | 7.5048e-05 | 0.00010299 | 9.4688e-05 | 9.5791e-05 | 9.6302e-05 | 0.00012335 | 0.00010226 | -2.4488e-05 | -2.4488e-05
06/11 24:00:00 | 6 | 11 | 24 | 3888 | WD | 0 | 3.7948e-05 | 3.7948e-05 | 3.5496e-06 | 7.6536e-05 | -1.3906e-12 | 0.00011415 | 0 | 0 | 0.00023959 | 0.00013278 | 0 | 3.7948e-05 | 2.82e-05 | 0.00012638 | 1.0632e-05 | 0.00012638 | 0.00011415 | 0.00022925 | 0.00011415 | 0 | 6.5591e-05 | 0.0001118 | 9.8503e-05 | 8.9658e-05 | 9.2391e-05 | 2.8047e-05 | 1.0108e-05 | 1.5832e-05 | 1.5832e-05 | 0.00011415 | 0.00011415 | 0.00011415 | 0.00011415 | 0.00011415 | 0.00011415 | 4.5468e-05 | 6.8027e-05 | 5.8924e-05 | 5.4272e-05 | 0.00022929 | 0.00011415 | 0.00011415 | 0.00011415 | 0.00011415 | 1.2032e-06 | 2.496e-05 | 5.3631e-05 | 7.0234e-05 | 7.426e-05 | 9.3894e-05 | 8.8909e-05 | 8.6596e-05 | 0.00011133 | 0.00010165 | -1.4276e-05 | -1.4276e-05
06/12 01:00:00 | 6 | 12 | 1 | 3889 | WD | 0 | 2.4027e-05 | 2.4027e-05 | 0.00097461 | 7.4956e-05 | 0.00025245 | 0.00011415 | 0 | 0 | 0.00013341 | 0 | 0 | 2.4027e-05 | 0 | 9.19e-05 | 0 | 9.19e-05 | 0.00011415 | 0.00022925 | 0.00011415 | 0 | 6.5591e-05 | 0.0001118 | 9.6036e-05 | 8.9296e-05 | 9.1379e-05 | 2.8506e-05 | 1.2034e-05 | 1.729e-05 | 1.729e-05 | 0.00011415 | 0.00011415 | 0.00011415 | 0.00011415 | 0.00011415 | 0.00011415 | 3.6463e-05 | 6.7924e-05 | 5.8637e-05 | 5.3892e-05 | 0.00022929 | 0.00011415 | 0.00011415 | 0.00011415 | 0.00011415 | 1.2032e-06 | 2.437e-05 | 5.3103e-05 | 6.9742e-05 | 6.6253e-05 | 9.3736e-05 | 8.8411e-05 | 8.5941e-05 | 8.814e-05 | 0.00010103 | -9.9601e-06 | -9.9601e-06
06/12 02:00:00 | 6 | 12 | 2 | 3890 | WD | 0 | 1.6162e-05 | 1.6162e-05 | -0.00096995 | 0 | 0.00023244 | 0.00011415 | 0 | 0 | 5.4452e-05 | 1.7785e-05 | 0 | 1.6162e-05 | -1.1025e-06 | 8.5656e-05 | 1.4241e-06 | 8.5656e-05 | 0.00011415 | 0.00022925 | 0.00011415 | 0 | 6.5591e-05 | 0.0001118 | 9.5399e-05 | 8.8298e-05 | 9.0492e-05 | 2.9283e-05 | 1.2779e-05 | 1.8044e-05 | 1.8044e-05 | 0.00011415 | 0.00011415 | 0.00011415 | 0.00011415 | 0.00011415 | 0.00011415 | 3.6473e-05 | 6.819e-05 | 6.0618e-05 | 5.6748e-05 | 0.00022929 | 0.00011415 | 0.00011415 | 0.00011415 | 0.00011415 | 1.23e-06 | 2.5894e-05 | 5.6002e-05 | 7.3438e-05 | 6.4947e-05 | 9.3464e-05 | 8.859e-05 | 8.6329e-05 | 8.8231e-05 | 0.00010059 | -1.4688e-05 | -1.4688e-05
06/12 03:00:00 | 6 | 12 | 3 | 3891 | WD | 0 | 3.7987e-05 | 3.7987e-05 | 0.00096977 | 7.4193e-05 | 0.00022975 | 0.00011415 | 0 | 0 | 2.1781e-05 | 0.00027045 | -0.0035794 | 3.7987e-05 | 2.5249e-05 | 8.3946e-05 | 2.1657e-05 | 8.3946e-05 | 0.00011415 | 0.00022925 | 0.00011415 | 0 | 6.5591e-05 | 0.0001118 | 9.5677e-05 | 8.6855e-05 | 8.9581e-05 | 3.002e-05 | 1.3365e-05 | 1.8679e-05 | 1.8679e-05 | 0.00011415 | 0.00011415 | 0.00011415 | 0.00011415 | 0.00011415 | 0.00011415 | 4.5596e-05 | 6.8975e-05 | 6.1912e-05 | 5.8304e-05 | 0.00022929 | 0.00011415 | 0.00011415 | 0.00011415 | 0.00011415 | 1.5508e-06 | 3.0373e-05 | 5.892e-05 | 7.5451e-05 | 7.0357e-05 | 9.3192e-05 | 8.8557e-05 | 8.6407e-05 | 8.8251e-05 | 0.00010029 | -1.0483e-05 | -1.0483e-05
06/12 04:00:00 | 6 | 12 | 4 | 3892 | WD | 0 | 4.2117e-05 | 4.2117e-05 | -0.0009688 | 0 | 0.00022651 | 0.00011415 | 0 | 0 | 2.1781e-05 | 0.00048821 | -0.0055345 | 4.2117e-05 | 4.9013e-05 | 8.2211e-05 | 3.9094e-05 | 8.2211e-05 | 0.00011415 | 0.00022925 | 0.00011415 | 0 | 6.5591e-05 | 0.0001118 | 0.0001547 | 8.618e-05 | 0.00010735 | 2.9502e-05 | 1.3667e-05 | 1.8719e-05 | 1.8719e-05 | 0.00011415 | 0.00011415 | 0.00011415 | 0.00011415 | 0.00011415 | 0.00011415 | 5.4768e-05 | 7.0282e-05 | 7.6832e-05 | 8.0178e-05 | 0.00022929 | 0.00011415 | 0.00011415 | 0.00011415 | 0.00011415 | 2.0054e-06 | 3.7834e-05 | 7.9583e-05 | 0.00010376 | 7.6375e-05 | 9.3348e-05 | 9.3349e-05 | 9.3349e-05 | 8.8258e-05 | 0.00010011 | -1.6119e-05 | -1.6119e-05
06/12 05:00:00 | 6 | 12 | 5 | 3893 | WD | 0 | 5.6915e-05 | 5.6915e-05 | 1.488e-06 | 7.4741e-05 | 0.00021796 | 0.00011415 | 0 | 0 | 6.5342e-05 | 0.00058467 | -0.0056405 | 5.6915e-05 | 5.9277e-05 | 8.1198e-05 | 4.6819e-05 | 8.1198e-05 | 0.00011415 | 0.00011463 | 0.00011415 | 5.3854e-06 | 6.5591e-05 | 0.0001118 | 0.00014835 | 8.8991e-05 | 0.00010734 | 3.2352e-05 | 1.3764e-05 | 1.9695e-05 | 1.9695e-05 | 0.00011415 | 0.00011415 | 0.00011415 | 0.00011415 | 0.00011415 | 0.00011415 | 9.1181e-05 | 9.2834e-05 | 0.00010215 | 0.0001069 | 0.00011465 | 0.00011415 | 0.00011415 | 0.00011415 | 0.00011415 | 1.0356e-05 | 6.4756e-05 | 0.00011162 | 0.00013876 | 9.233e-05 | 9.7095e-05 | 9.4653e-05 | 9.352e-05 | 8.8185e-05 | 0.00010018 | -1.3362e-05 | -1.3362e-05
06/12 06:00:00 | 6 | 12 | 6 | 3894 | WD | 7.3518e-05 | 5.7907e-05 | 5.7907e-05 | 0.00098529 | 7.6895e-05 | -1.5577e-12 | 0.00011415 | 0.00030949 | 0.00030949 | 0.00013613 | 0.00053355 | -0.0030197 | 5.7907e-05 | 5.5571e-05 | 8.7512e-05 | 4.2883e-05 | 8.7512e-05 | 0.00011415 | 0 | 0.00011415 | 3.1772e-05 | 6.5591e-05 | 0.0001126 | 0.00013447 | 9.3984e-05 | 0.0001065 | 1.2367e-05 | 7.7881e-06 | 9.2491e-06 | 9.2491e-06 | 0.00011415 | 0.00011415 | 0.00011415 | 0.00011416 | 0.00011415 | 0.00011415 | 0.00012828 | 0.00012306 | 0.00013005 | 0.00013363 | 0 | 0.00011415 | 0.00011415 | 0.00011415 | 0.00011415 | 7.1386e-05 | 0.00010965 | 0.00015179 | 0.00017619 | 0.00010889 | 0.00010582 | 9.7453e-05 | 9.3569e-05 | 8.7053e-05 | 0.00011504 | 8.9662e-05 | 8.9662e-05
06/12 07:00:00 | 6 | 12 | 7 | 3895 | WD | 0.00016414 | 8.0167e-05 | 8.0167e-05 | 1.5031e-05 | 0.00016261 | 7.5464e-14 | 0.00011415 | 0.00068903 | 0.00068903 | 0.00015247 | -0.00062298 | -0.0012979 | 8.0167e-05 | -0.00015131 | 9.9871e-05 | 6.0653e-05 | 9.9871e-05 | 0.00011415 | 0 | 0.00011415 | 6.3159e-05 | 6.5591e-05 | 0.0001126 | 0.00011538 | 0.00010996 | 0.00011164 | 6.2879e-06 | 2.55e-06 | 3.7426e-06 | 3.7426e-06 | 0.00011415 | 0.00011415 | 0.00011415 | 0.00011416 | 0.00011415 | 0.00011415 | 0.000149 | 0.00014024 | 0.00018893 | 0.00021381 | 0 | 0.00011415 | 0.00011415 | 0.00011415 | 0.00011415 | 0.00016011 | 0.00016911 | 0.00015705 | 0.00015006 | 0.00012171 | 0.00011689 | 0.00011982 | 0.00012118 | 0.00010166 | 0.00010963 | -2.4341e-05 | -2.4341e-05
06/12 08:00:00 | 6 | 12 | 8 | 3896 | WD | 0.00025119 | 7.1095e-05 | 7.1095e-05 | 1.8039e-05 | 0.00016624 | 4.7973e-13 | 0.00011415 | 0.00092747 | 0.00092747 | 0.00013613 | -0.00024852 | -0.00048049 | 7.1095e-05 | -6.4055e-05 | 0.00011103 | 4.5704e-05 | 0.00011103 | 0.00011415 | 0 | 0.00011415 | 0.00023804 | 0.00016398 | 0.0001685 | 0.00012008 | 0.00011353 | 0.00011555 | 5.3325e-06 | 8.1715e-07 | 2.2578e-06 | 2.2578e-06 | 0.00011415 | 0.00011415 | 0.00011415 | 0.00011416 | 0.00011415 | 0.00011415 | 0.00016895 | 0.00015337 | 0.00019337 | 0.00021381 | 0 | 0.00011415 | 0.00011415 | 0.00011415 | 0.00011415 | 0.00027174 | 0.00022711 | 0.00018201 | 0.00015589 | 0.00013852 | 0.00012255 | 0.00015152 | 0.00016495 | 0.00011792 | 0.00010751 | -8.3077e-05 | -8.3077e-05
06/12 09:00:00 | 6 | 12 | 9 | 3897 | WD | 0.00033213 | 7.4913e-05 | 7.4913e-05 | 1.8666e-05 | 0.0001246 | 1.5523e-12 | 0.00011415 | 0.00044872 | 0.00044872 | 5.9897e-05 | -0.00016253 | -7.1456e-05 | 7.4913e-05 | 2.2072e-05 | 0.00011108 | 6.1393e-05 | 0.00011108 | 0.00011415 | 0 | 0.00011415 | 0.00047113 | 0.00029516 | 0.0002244 | 0.00012432 | 0.00011556 | 0.00011827 | 4.963e-06 | 3.4533e-07 | 1.8186e-06 | 1.8186e-06 | 0.00011415 | 0.00011415 | 0.00011415 | 0.00011416 | 0.00011415 | 0.00011415 | 0.0001871 | 0.00015456 | 0.00019377 | 0.00021381 | 0 | 0.00011415 | 0.00011415 | 0.00011415 | 0.00011415 | 0.00039266 | 0.00024645 | 0.00019236 | 0.00016103 | 0.00015067 | 0.00012392 | 0.00015804 | 0.00017386 | 0.00012269 | 0.00010605 | -0.00010119 | -0.00010119
06/12 10:00:00 | 6 | 12 | 10 | 3898 | WD | 0.00040638 | 9.3602e-05 | 9.3602e-05 | 0.0010282 | 0.00012415 | 0.00021486 | 0.00011415 | 0.00030594 | 0.00030594 | 4.0839e-05 | -0.00011773 | 0.00017868 | 9.3602e-05 | 0.0001251 | 0.00011156 | 8.8959e-05 | 0.00011156 | 0.00011415 | 0 | 0.00011415 | 0.00047113 | 0.00029516 | 0.0002244 | 0.00012627 | 0.00011792 | 0.0001205 | 4.6468e-06 | 1.234e-07 | 1.5666e-06 | 1.5666e-06 | 0.00011415 | 0.00011415 | 0.00011415 | 0.00011416 | 0.00011415 | 0.00011415 | 0.00018706 | 0.00015413 | 0.00019363 | 0.00021381 | 0 | 0.00011415 | 0.00011415 | 0.00011415 | 0.00011415 | 0.00046557 | 0.00024653 | 0.00019526 | 0.00016556 | 0.0001547 | 0.00012462 | 0.00015811 | 0.00017364 | 0.00013493 | 0.00010487 | -0.00010709 | -0.00010709
06/12 11:00:00 | 6 | 12 | 11 | 3899 | WD | 0.00046 | 5.6491e-05 | 5.6491e-05 | 1.5402e-05 | 0.00016261 | 0.00021991 | 0.00011415 | 0 | 0 | 4.0839e-05 | 0.00037071 | 0.00036187 | 5.6491e-05 | 7.8733e-05 | 0.00011463 | 2.9685e-05 | 0.00011463 | 0.00011415 | 0 | 0.00011415 | 0.00047113 | 0.00029516 | 0.0002244 | 0.00015356 | 0.00011961 | 0.0001301 | 8.1885e-06 | 7.9212e-08 | 2.6665e-06 | 2.6665e-06 | 0.00011415 | 0.00011415 | 0.00011415 | 0.00011415 | 0.00011415 | 0.00011415 | 0.000187 | 0.00015348 | 0.00019341 | 0.00021381 | 0 | 0.00011415 | 0.00011415 | 0.00011415 | 0.00011415 | 0.00050478 | 0.00024632 | 0.00019719 | 0.00016875 | 0.0001579 | 0.00012505 | 0.00016117 | 0.00017792 | 0.00013986 | 0.00010201 | -0.00010962 | -0.00010962
06/12 12:00:00 | 6 | 12 | 12 | 3900 | WD | 0.00049084 | 5.1406e-05 | 5.1406e-05 | 6.5687e-06 | 0.00013152 | 0.00021998 | 0.00011415 | 0 | 0 | 4.0839e-05 | 0.00033901 | 0.00051701 | 5.1406e-05 | 7.2002e-05 | 0.00011458 | 2.7147e-05 | 0.00011458 | 0.00011415 | 0 | 0.00011415 | 0.00047113 | 0.00029516 | 0.0002244 | 0.00012893 | 0.00012052 | 0.00012312 | 6.835e-06 | 1.5472e-07 | 2.2861e-06 | 2.2861e-06 | 0.00011415 | 0.00011415 | 0.00011415 | 0.00011415 | 0.00011415 | 0.00011415 | 0.00018694 | 0.0001532 | 0.00019331 | 0.00021381 | 0 | 0.00011415 | 0.00011415 | 0.00011415 | 0.00011415 | 0.00052627 | 0.00024586 | 0.00024086 | 0.00023796 | 0.00015877 | 0.00012524 | 0.00016553 | 0.00018421 | 0.00013881 | 0.00010289 | -0.00010718 | -0.00010718
06/12 13:00:00 | 6 | 12 | 13 | 3901 | WD | 0.00049283 | 4.5716e-05 | 4.5716e-05 | 1.1929e-05 | 0.00010737 | 0.00021627 | 0.00011415 | 0 | 0 | 4.0839e-05 | 0.00029238 | 0.00057801 | 4.5716e-05 | 6.2096e-05 | 0.00011115 | 2.3412e-05 | 0.00011115 | 0.00011415 | 0 | 0.00011415 | 0.00047113 | 0.00029516 | 0.0002244 | 0.00012874 | 0.00012375 | 0.00012529 | 5.1809e-06 | 2.649e-08 | 1.671e-06 | 1.671e-06 | 0.00011415 | 0.00011415 | 0.00011415 | 0.00011415 | 0.00011415 | 0.00011415 | 0.00018653 | 0.00015279 | 0.00019317 | 0.00021381 | 0 | 0.00011415 | 0.00011415 | 0.00011415 | 0.00011415 | 0.00052858 | 0.00024525 | 0.0002408 | 0.00023823 | 0.00015627 | 0.00012623 | 0.0001638 | 0.00018123 | 0.00013594 | 0.00010332 | -0.0001092 | -0.0001092
06/12 14:00:00 | 6 | 12 | 14 | 3902 | WD | 0.00045727 | 3.5462e-05 | 3.5462e-05 | 5.7189e-06 | 7.8534e-05 | 0.00022375 | 0.00011415 | 0 | 0 | 4.0839e-05 | 0.0001661 | 0.00059964 | 3.5462e-05 | 3.5278e-05 | 0.00011051 | 1.3301e-05 | 0.00011051 | 0.00011415 | 0 | 0.00011415 | 0.00047113 | 0.00029516 | 0.0002244 | 0.00012915 | 0.00012554 | 0.00012666 | 4.4243e-06 | 2.074e-07 | 1.5528e-06 | 1.5528e-06 | 0.00011415 | 0.00011415 | 0.00011415 | 0.00011415 | 0.00011415 | 0.00011415 | 0.00018548 | 0.00015218 | 0.00019297 | 0.00021381 | 0 | 0.00011415 | 0.00011415 | 0.00011415 | 0.00011415 | 0.00050975 | 0.00024314 | 0.00023919 | 0.00023691 | 0.00015619 | 0.00012669 | 0.00016238 | 0.00017893 | 0.00013925 | 0.000104 | -0.00011264 | -0.00011264
06/12 15:00:00 | 6 | 12 | 15 | 3903 | WD | 0.00039896 | 3.1574e-05 | 3.1574e-05 | 5.1044e-06 | 7.795e-05 | 0.00023635 | 0.00011415 | 0 | 0 | 4.0839e-05 | 0.00010058 | 0.00059731 | 3.1574e-05 | 2.1361e-05 | 0.00010956 | 8.0537e-06 | 0.00010956 | 0.00011415 | 0 | 0.00011415 | 0.00047113 | 0.00029516 | 0.0002244 | 0.00012702 | 0.00012357 | 0.00012464 | 4.2549e-06 | 2.2265e-07 | 1.5092e-06 | 1.5092e-06 | 0.00011415 | 0.00011415 | 0.00011415 | 0.00011415 | 0.00011415 | 0.00011415 | 0.00016661 | 0.00015069 | 0.00019246 | 0.00021381 | 0 | 0.00011415 | 0.00011415 | 0.00011415 | 0.00011415 | 0.00042651 | 0.00023592 | 0.00019212 | 0.00016675 | 0.00014636 | 0.00012555 | 0.00016312 | 0.00018055 | 0.00014123 | 0.00010315 | -0.00010964 | -0.00010964
06/12 16:00:00 | 6 | 12 | 16 | 3904 | WD | 0.00032283 | 3.9409e-05 | 3.9409e-05 | 0.00099748 | 0.00015586 | 0.00024949 | 0.00011415 | 0 | 0 | 4.0839e-05 | 6.9946e-05 | 0.00058027 | 3.9409e-05 | 1.4855e-05 | 0.00011092 | 5.601e-06 | 0.00011092 | 0.00011415 | 0 | 0.00011415 | 0.00047113 | 0.00029516 | 0.0002244 | 0.0001187 | 0.00012271 | 0.00012147 | 4.1491e-06 | -2.8736e-08 | 1.3042e-06 | 1.3042e-06 | 0.00011415 | 0.00011415 | 0.00011415 | 0.00011415 | 0.00011415 | 0.00011415 | 0.00014779 | 0.00014413 | 0.00015206 | 0.00015611 | 0 | 0.00011415 | 0.00011415 | 0.00011415 | 0.00011415 | 0.00032349 | 0.00021408 | 0.00015373 | 0.00011878 | 0.00013538 | 0.00012325 | 0.00015271 | 0.00016637 | 0.00013243 | 0.00010332 | -0.00010961 | -0.00010961
06/12 17:00:00 | 6 | 12 | 17 | 3905 | WD | 0.00024248 | 4.2621e-05 | 4.2621e-05 | 5.9627e-06 | 7.8456e-05 | -2.0051e-12 | 0.00011415 | 0.0010925 | 0.0010925 | 4.0839e-05 | -0.00019031 | 0.00057439 | 4.2621e-05 | -3.8037e-05 | 0.00012 | 1.5678e-05 | 0.00012 | 0.00011415 | 0 | 0.00011415 | 0.00045065 | 0.00029516 | 0.0002244 | 0.00011674 | 0.00012078 | 0.00011953 | 4.9678e-06 | -1.4708e-07 | 1.4848e-06 | 1.4848e-06 | 0.00011415 | 0.00011415 | 0.00011415 | 0.00011415 | 0.00011415 | 0.00011415 | 0.00012914 | 0.00013924 | 0.00012923 | 0.00012411 | 0 | 0.00011415 | 0.00011415 | 0.00011415 | 0.00011415 | 0.00022579 | 0.00019009 | 0.00012768 | 9.1545e-05 | 0.00012467 | 0.0001211 | 0.00014224 | 0.00015205 | 0.00012997 | 0.00010332 | -0.00011322 | -0.00011322
06/12 18:00:00 | 6 | 12 | 18 | 3906 | WD | 0.00015716 | 5.7202e-05 | 5.7202e-05 | -0.00059763 | 7.9586e-05 | -7.5459e-13 | 0.00011415 | 0.0010787 | 0.0010787 | 7.0788e-05 | -0.000154 | 0.00066931 | 5.7202e-05 | 1.0422e-05 | 0.00013406 | 3.0184e-05 | 0.00013406 | 0.00011415 | 0 | 0.00011415 | 7.0986e-05 | 6.5591e-05 | 0.0001126 | 0.00011593 | 0.00011657 | 0.00011637 | 5.1068e-06 | -1.5126e-07 | 1.5263e-06 | 1.5263e-06 | 0.00011415 | 0.00011415 | 0.00011415 | 0.00011415 | 0.00011415 | 0.00011415 | 0.00012867 | 0.00012817 | 0.00011248 | 0.00010446 | 0 | 0.00011415 | 0.00011415 | 0.00011415 | 0.00011415 | 0.00015683 | 0.00014297 | 9.9487e-05 | 7.4305e-05 | 0.00012112 | 0.00011612 | 0.00011265 | 0.00011104 | 0.00012715 | 0.00010332 | 1.756e-05 | 1.756e-05
06/12 19:00:00 | 6 | 12 | 19 | 3907 | WD | 6.6154e-05 | 9.3529e-05 | 9.3529e-05 | 0.00062442 | 0.0001615 | -3.8268e-13 | 0.00011415 | 0.00077539 | 0.00077539 | 0.00015247 | -9.9871e-05 | 0.00066588 | 9.3529e-05 | 0.0001149 | 0.00014271 | 6.1415e-05 | 0.00014271 | 0.00011415 | 0 | 0.00011415 | 3.7906e-05 | 6.5591e-05 | 0.0001126 | 0.00011266 | 0.00011345 | 0.0001132 | 4.8781e-06 | -1.0468e-07 | 1.4851e-06 | 1.4851e-06 | 0.00011415 | 0.00011415 | 0.00011415 | 0.00011416 | 0.00011415 | 0.00011415 | 0.00011028 | 0.00011978 | 0.00010074 | 9.1006e-05 | 0 | 0.00011415 | 0.00011415 | 0.00011415 | 0.00011415 | 7.5486e-05 | 9.7555e-05 | 7.5088e-05 | 6.2078e-05 | 0.00010958 | 0.0001125 | 0.00010636 | 0.00010352 | 0.00012473 | 0.00010421 | 1.7152e-05 | 1.7152e-05
06/12 20:00:00 | 6 | 12 | 20 | 3908 | WD | 0 | 8.0797e-05 | 8.0797e-05 | 1.6564e-05 | 0.00015038 | -2.8565e-13 | 0.00011415 | 0.00014013 | 0.00014013 | 0.00021236 | -4.3779e-05 | 0.00060498 | 8.0797e-05 | 6.8225e-05 | 0.00014653 | 4.1179e-05 | 0.00014653 | 0.00011415 | 5.7313e-05 | 0.00011415 | 5.7088e-06 | 6.5591e-05 | 0.0001126 | 0.00011122 | 0.00010983 | 0.00011026 | 3.5649e-06 | 6.0876e-08 | 1.1789e-06 | 1.1789e-06 | 0.00011415 | 0.00011415 | 0.00011415 | 0.00011416 | 0.00011415 | 0.00011415 | 0.00010984 | 0.00010454 | 8.5936e-05 | 7.6429e-05 | 3.9149e-05 | 0.00011415 | 0.00011415 | 0.00011415 | 0.00011415 | 1.6882e-05 | 6.2344e-05 | 8.5753e-05 | 9.931e-05 | 0.0001073 | 0.00010838 | 9.7549e-05 | 9.2522e-05 | 0.00012325 | 0.00010493 | 2.7949e-05 | 2.7949e-05
06/12 21:00:00 | 6 | 12 | 21 | 3909 | WD | 0 | 7.2154e-05 | 7.2154e-05 | 0.0010144 | 9.1725e-05 | 0 | 0.00011415 | 0 | 0 | 0.00028587 | -2.5158e-05 | 0.00051861 | 7.2154e-05 | 5.5082e-05 | 0.00014762 | 3.7211e-05 | 0.00014762 | 0.00011415 | 0.00022925 | 0.00011415 | 0 | 6.5591e-05 | 0.0001126 | 0.00010668 | 9.4727e-05 | 9.8421e-05 | 2.0074e-05 | 3.5459e-07 | 6.6461e-06 | 6.6461e-06 | 0.00011415 | 0.00011415 | 0.00011415 | 0.00011415 | 0.00011415 | 0.00011415 | 0.00010924 | 9.2279e-05 | 7.4921e-05 | 6.6052e-05 | 0.00022929 | 0.00011415 | 0.00011415 | 0.00011415 | 0.00011415 | 3.2016e-06 | 4.5412e-05 | 7.0785e-05 | 8.5478e-05 | 0.00010835 | 0.00010331 | 0.00010118 | 0.00010019 | 0.00012172 | 0.00010259 | 4.4598e-05 | 4.4598e-05
06/12 22:00:00 | 6 | 12 | 22 | 3910 | WD | 0 | 7.1331e-05 | 7.1331e-05 | 6.147e-06 | 0.00010552 | 2.0698e-12 | 0.00011415 | 0 | 0 | 0.00034305 | -1.4801e-05 | 0.00036036 | 7.1331e-05 | 5.5611e-05 | 0.00014405 | 4.0399e-05 | 0.00014405 | 0.00011415 | 0.00022925 | 0.00011415 | 0 | 6.5591e-05 | 0.0001118 | 0.00010577 | 9.1301e-05 | 9.5773e-05 | 2.7604e-05 | 4.26e-06 | 1.1708e-05 | 1.1708e-05 | 0.00011415 | 0.00011415 | 0.00011415 | 0.00011415 | 0.00011415 | 0.00011415 | 0.00010883 | 6.9436e-05 | 6.3877e-05 | 6.1037e-05 | 0.00022929 | 0.00011415 | 0.00011415 | 0.00011415 | 0.00011415 | 2.0797e-06 | 3.3003e-05 | 6.2124e-05 | 7.8988e-05 | 0.00010542 | 9.4899e-05 | 9.6084e-05 | 9.6634e-05 | 0.00011613 | 0.00010208 | -1.7834e-05 | -1.7834e-05
06/12 23:00:00 | 6 | 12 | 23 | 3911 | WD | 0 | 6.2416e-05 | 6.2416e-05 | -0.00098396 | 0.0001299 | 7.9772e-13 | 0.00011415 | 0 | 0 | 0.00034849 | 0.0003901 | 0 | 6.2416e-05 | 8.2851e-05 | 0.00013614 | 3.1238e-05 | 0.00013614 | 0.00011415 | 0.00022925 | 0.00011415 | 0 | 6.5591e-05 | 0.0001118 | 0.00013082 | 9.2474e-05 | 0.00010432 | 2.8755e-05 | 9.9104e-06 | 1.5923e-05 | 1.5923e-05 | 0.00011415 | 0.00011415 | 0.00011415 | 0.00011415 | 0.00011415 | 0.00011415 | 9.9691e-05 | 6.8344e-05 | 6.1493e-05 | 5.7992e-05 | 0.00022929 | 0.00011415 | 0.00011415 | 0.00011415 | 0.00011415 | 1.729e-06 | 2.6771e-05 | 5.7344e-05 | 7.5048e-05 | 0.00010016 | 9.4983e-05 | 9.5159e-05 | 9.5241e-05 | 0.00011524 | 0.00010181 | -2.2001e-05 | -2.2001e-05
06/12 24:00:00 | 6 | 12 | 24 | 3912 | WD | 0 | 3.797e-05 | 3.797e-05 | 0.00098455 | 7.6522e-05 | -1.3906e-12 | 0.00011415 | 0 | 0 | 0.00023959 | 0.0001332 | 0 | 3.797e-05 | 2.8289e-05 | 0.00012638 | 1.0666e-05 | 0.00012638 | 0.00011415 | 0.00022925 | 0.00011415 | 0 | 6.5591e-05 | 0.0001118 | 9.8413e-05 | 9.1547e-05 | 9.3669e-05 | 2.8912e-05 | 1.1545e-05 | 1.7086e-05 | 1.7086e-05 | 0.00011415 | 0.00011415 | 0.00011415 | 0.00011415 | 0.00011415 | 0.00011415 | 4.5468e-05 | 6.8027e-05 | 5.8924e-05 | 5.4272e-05 | 0.00022929 | 0.00011415 | 0.00011415 | 0.00011415 | 0.00011415 | 1.2032e-06 | 2.496e-05 | 5.3631e-05 | 7.0234e-05 | 7.3967e-05 | 9.4561e-05 | 8.8541e-05 | 8.5749e-05 | 0.00011066 | 0.00010155 | -1.6301e-05 | -1.6301e-05
06/13 01:00:00 | 6 | 13 | 1 | 3913 | WE | 0 | 1.6216e-05 | 1.6216e-05 | 1.3147e-06 | 0 | 0.00025245 | 0.00011415 | 0 | 0 | 0.00013341 | 0 | 0 | 1.6216e-05 | 0 | 9.281e-05 | 0 | 9.281e-05 | 0.00011415 | 0.00022925 | 0.00011415 | 0 | 1.6398e-05 | 1.3975e-05 | 0.00010047 | 9.1648e-05 | 9.4374e-05 | -8.7097e-06 | 1.0603e-05 | 4.4414e-06 | 4.4414e-06 | 0.00011415 | 0.00011415 | 0.00011415 | 0.00011415 | 0.00011415 | 0.00011415 | 9.1034e-05 | 6.7538e-05 | 5.9021e-05 | 5.4669e-05 | 0.00022929 | 0.00011415 | 0.00011415 | 0.00011415 | 0.00011415 | 2.6738e-06 | 2.2169e-05 | 5.2933e-05 | 7.0747e-05 | 9.3657e-05 | 9.437e-05 | 8.8295e-05 | 8.5478e-05 | 0.00010514 | 0.00010133 | -1.3603e-05 | -1.3603e-05
06/13 02:00:00 | 6 | 13 | 2 | 3914 | WE | 0 | 2.313e-05 | 2.313e-05 | 6.6842e-07 | 7.442e-05 | 0.00023244 | 0.00011415 | 0 | 0 | 5.4452e-05 | 0 | 0 | 2.313e-05 | 0 | 8.6205e-05 | 0 | 8.6205e-05 | 0.00011415 | 0.00022925 | 0.00011415 | 0 | 1.6398e-05 | 1.3975e-05 | 9.8912e-05 | 9.1654e-05 | 9.3897e-05 | -2.7345e-05 | 8.4889e-06 | -2.944e-06 | -2.944e-06 | 0.00011415 | 0.00011415 | 0.00011415 | 0.00011415 | 0.00011415 | 0.00011415 | 9.1034e-05 | 6.7578e-05 | 5.8145e-05 | 5.3326e-05 | 0.00022929 | 0.00011415 | 0.00011415 | 0.00011415 | 0.00011415 | 2.6738e-06 | 2.2396e-05 | 5.1915e-05 | 6.9009e-05 | 9.2346e-05 | 9.4384e-05 | 8.7759e-05 | 8.4686e-05 | 9.2849e-05 | 0.00010105 | -1.5054e-05 | -1.5054e-05
06/13 03:00:00 | 6 | 13 | 3 | 3915 | WE | 0 | 1.9118e-05 | 1.9118e-05 | 0 | 2.6302e-05 | 0.00022975 | 0.00011415 | 0 | 0 | 2.1781e-05 | 2.4322e-05 | -0.0011985 | 1.9118e-05 | -5.378e-07 | 8.4304e-05 | 1.9476e-06 | 8.4304e-05 | 0.00011415 | 0.00022925 | 0.00011415 | 0 | 1.6398e-05 | 1.3975e-05 | 9.8358e-05 | 9.1662e-05 | 9.3731e-05 | -3.1099e-05 | 7.5153e-06 | -4.8046e-06 | -4.8046e-06 | 0.00011415 | 0.00011415 | 0.00011415 | 0.00011415 | 0.00011415 | 0.00011415 | 9.1034e-05 | 6.8179e-05 | 5.8423e-05 | 5.3438e-05 | 0.00022929 | 0.00011415 | 0.00011415 | 0.00011415 | 0.00011415 | 2.6738e-06 | 2.5829e-05 | 5.3266e-05 | 6.9154e-05 | 9.1779e-05 | 9.4568e-05 | 8.7561e-05 | 8.4311e-05 | 8.7499e-05 | 0.0001008 | -1.0177e-05 | -1.0177e-05
06/13 04:00:00 | 6 | 13 | 4 | 3916 | WE | 0 | 3.2932e-05 | 3.2932e-05 | 6.1632e-07 | 4.7952e-05 | 0.00022651 | 0.00011415 | 0 | 0 | 2.1781e-05 | 0.00023405 | -0.0031282 | 3.2932e-05 | 2.3085e-05 | 8.2413e-05 | 1.8742e-05 | 8.2413e-05 | 0.00011415 | 0.00022925 | 0.00011415 | 0 | 1.6398e-05 | 1.3975e-05 | 0.00011001 | 9.1788e-05 | 9.7419e-05 | -3.2711e-05 | 6.5812e-06 | -5.9553e-06 | -5.9553e-06 | 0.00011415 | 0.00011415 | 0.00011415 | 0.00011415 | 0.00011415 | 0.00011415 | 9.1034e-05 | 6.9401e-05 | 6.1076e-05 | 5.6823e-05 | 0.00022929 | 0.00011415 | 0.00011415 | 0.00011415 | 0.00011415 | 2.6738e-06 | 3.2805e-05 | 5.8598e-05 | 7.3534e-05 | 9.1888e-05 | 9.4981e-05 | 8.8141e-05 | 8.4969e-05 | 8.7481e-05 | 0.00010071 | -1.1972e-05 | -1.1972e-05
06/13 05:00:00 | 6 | 13 | 5 | 3917 | WE | 0 | 4.177e-05 | 4.177e-05 | 9.0831e-07 | 7.4867e-05 | 0.00021796 | 0.00011415 | 0 | 0 | 6.5342e-05 | 0.00031421 | -0.0028835 | 4.177e-05 | 3.1736e-05 | 8.158e-05 | 2.5161e-05 | 8.158e-05 | 0.00011415 | 0.00011463 | 0.00011415 | 1.3449e-06 | 1.6398e-05 | 1.3975e-05 | 0.00010912 | 9.5025e-05 | 9.9381e-05 | -3.3921e-05 | 6.2574e-06 | -6.5619e-06 | -6.5619e-06 | 0.00011415 | 0.00011415 | 0.00011415 | 0.00011415 | 0.00011415 | 0.00011415 | 9.1034e-05 | 8.6549e-05 | 7.4556e-05 | 6.8429e-05 | 0.00011465 | 0.00011415 | 0.00011415 | 0.00011415 | 0.00011415 | 9.9371e-06 | 5.0091e-05 | 7.4615e-05 | 8.8816e-05 | 8.9043e-05 | 9.7248e-05 | 8.5711e-05 | 8.036e-05 | 8.7457e-05 | 0.00010076 | -1.0786e-05 | -1.0786e-05
06/13 06:00:00 | 6 | 13 | 6 | 3918 | WE | 7.1956e-05 | 4.4973e-05 | 4.4973e-05 | 2.6603e-06 | 7.7214e-05 | -1.5577e-12 | 0.00011415 | 0.00030906 | 0.00030906 | 0.00013613 | 0.0003034 | -0.00082768 | 4.4973e-05 | 3.1788e-05 | 8.8117e-05 | 2.4296e-05 | 8.8117e-05 | 0.00011415 | 0 | 0.00011415 | 7.9322e-06 | 1.6398e-05 | 1.4769e-05 | 0.00011025 | 0.00010133 | 0.00010409 | -5.2644e-05 | 5.762e-06 | -1.2873e-05 | -1.2873e-05 | 0.00011415 | 0.00011415 | 0.00011415 | 0.00011416 | 0.00011415 | 0.00011415 | 9.1034e-05 | 0.00011628 | 9.2589e-05 | 8.0485e-05 | 0 | 0.00011415 | 0.00011415 | 0.00011415 | 0.00011415 | 4.9015e-05 | 8.7082e-05 | 9.9137e-05 | 0.00010612 | 8.6957e-05 | 0.00010627 | 9.1514e-05 | 8.4669e-05 | 9.3358e-05 | 0.00011353 | 3.303e-05 | 3.303e-05
06/13 07:00:00 | 6 | 13 | 7 | 3919 | WE | 0.00016247 | 6.7041e-05 | 6.7041e-05 | 0.001022 | 0.00016423 | 7.5442e-14 | 0.00011415 | 0.00068802 | 0.00068802 | 0.00015247 | -0.00036652 | 0.00028578 | 6.7041e-05 | -0.00016774 | 0.00010137 | 4.1409e-05 | 0.00010137 | 0.00011415 | 0 | 0.00011415 | 1.5766e-05 | 1.6398e-05 | 1.4769e-05 | 0.00010722 | 0.00011976 | 0.00011589 | -6.1142e-05 | 2.5537e-06 | -1.7769e-05 | -1.7769e-05 | 0.00011415 | 0.00011415 | 0.00011415 | 0.00011416 | 0.00011415 | 0.00011415 | 9.1034e-05 | 0.00013598 | 0.00010621 | 9.0996e-05 | 0 | 0.00011415 | 0.00011415 | 0.00011415 | 0.00011415 | 9.5048e-05 | 0.00014656 | 0.00013112 | 0.00012218 | 8.8013e-05 | 0.0001189 | 9.7335e-05 | 8.7334e-05 | 0.00010436 | 0.00010896 | -9.4162e-05 | -9.4162e-05
06/13 08:00:00 | 6 | 13 | 8 | 3920 | WE | 0.00024975 | 6.8798e-05 | 6.8798e-05 | 1.4926e-05 | 0.00016851 | 4.7973e-13 | 0.00011415 | 0.00092658 | 0.00092658 | 0.00013613 | -0.00013361 | 0.00071829 | 6.8798e-05 | -7.1458e-05 | 0.000114 | 4.1468e-05 | 0.000114 | 0.00011415 | 0 | 0.00011415 | 2.3781e-05 | 1.6398e-05 | 1.4769e-05 | 0.00010815 | 0.00012306 | 0.00011845 | -7.1718e-05 | 7.8252e-07 | -2.2349e-05 | -2.2349e-05 | 0.00011415 | 0.00011415 | 0.00011415 | 0.00011416 | 0.00011415 | 0.00011415 | 9.1034e-05 | 0.00014804 | 0.00011622 | 9.9958e-05 | 0 | 0.00011415 | 0.00011415 | 0.00011415 | 0.00011415 | 0.00014256 | 0.00020666 | 0.00016232 | 0.00013663 | 8.9203e-05 | 0.00012399 | 0.00010592 | 9.7549e-05 | 0.00011046 | 0.00010715 | -0.00011441 | -0.00011441
06/13 09:00:00 | 6 | 13 | 9 | 3921 | WE | 0.00033194 | 7.8154e-05 | 7.8154e-05 | 1.6258e-05 | 0.00016922 | 1.5523e-12 | 0.00011415 | 0.00044872 | 0.00044872 | 5.9897e-05 | -0.00010137 | 0.00085076 | 7.8154e-05 | 1.3403e-05 | 0.00011567 | 5.8311e-05 | 0.00011567 | 0.00011415 | 0 | 0.00011415 | 2.6174e-05 | 1.6398e-05 | 1.4769e-05 | 0.00010928 | 0.00012345 | 0.00011907 | -7.3069e-05 | 1.8609e-07 | -2.3186e-05 | -2.3186e-05 | 0.00011415 | 0.00011415 | 0.00011415 | 0.00011416 | 0.00011415 | 0.00011415 | 9.1034e-05 | 0.00014946 | 0.00011937 | 0.000104 | 0 | 0.00011415 | 0.00011415 | 0.00011415 | 0.00011415 | 0.00018775 | 0.00022463 | 0.00017381 | 0.00014438 | 9.0248e-05 | 0.00012501 | 0.00010865 | 0.00010106 | 0.0001148 | 0.00010593 | -0.00011128 | -0.00011128
06/13 10:00:00 | 6 | 13 | 10 | 3922 | WE | 0.00041053 | 0.00010007 | 0.00010007 | 1.4986e-05 | 0.00016752 | 0.00021486 | 0.00011415 | 0.00030594 | 0.00030594 | 4.0839e-05 | -8.2207e-05 | 0.00086547 | 0.00010007 | 0.00012168 | 0.00011778 | 9.0312e-05 | 0.00011778 | 0.00011415 | 0 | 0.00011415 | 2.6174e-05 | 1.6398e-05 | 1.4769e-05 | 0.00010853 | 0.00012316 | 0.00011864 | -7.4416e-05 | 1.6132e-08 | -2.3732e-05 | -2.3732e-05 | 0.00011415 | 0.00011415 | 0.00011415 | 0.00011416 | 0.00011415 | 0.00011415 | 9.1034e-05 | 0.00014938 | 0.00011814 | 0.00010218 | 0 | 0.00011415 | 0.00011415 | 0.00011415 | 0.00011415 | 0.00022335 | 0.00022374 | 0.0001731 | 0.00014377 | 9.042e-05 | 0.00012502 | 0.00010769 | 9.965e-05 | 0.00011622 | 0.00010526 | -0.0001112 | -0.0001112
06/13 11:00:00 | 6 | 13 | 11 | 3923 | WE | 0.00046647 | 6.5087e-05 | 6.5087e-05 | 1.3389e-05 | 0.0001362 | 0.00021991 | 0.00011415 | 0 | 0 | 4.0839e-05 | 0.00055523 | 0.00085989 | 6.5087e-05 | 0.00011792 | 0.00012151 | 4.4461e-05 | 0.00012151 | 0.00011415 | 0 | 0.00011415 | 2.6174e-05 | 1.6398e-05 | 1.4769e-05 | 0.00013379 | 0.00012489 | 0.00012764 | -7.7144e-05 | 1.651e-07 | -2.4501e-05 | -2.4501e-05 | 0.00011415 | 0.00011415 | 0.00011415 | 0.00011416 | 0.00011415 | 0.00011415 | 9.1034e-05 | 0.00014911 | 0.0001139 | 9.5904e-05 | 0 | 0.00011415 | 0.00011415 | 0.00011415 | 0.00011415 | 0.0002426 | 0.00022125 | 0.0001674 | 0.00013621 | 9.1373e-05 | 0.00012554 | 0.00010832 | 0.00010033 | 0.00011848 | 0.00010452 | -0.00011085 | -0.00011085
06/13 12:00:00 | 6 | 13 | 12 | 3924 | WE | 0.00049708 | 5.6501e-05 | 5.6501e-05 | 1.202e-05 | 0.00010905 | 0.00021998 | 0.00011415 | 0 | 0 | 4.0839e-05 | 0.00045367 | 0.00085326 | 5.6501e-05 | 9.6352e-05 | 0.00012155 | 3.6328e-05 | 0.00012155 | 0.00011415 | 0 | 0.00011415 | 2.6174e-05 | 1.6398e-05 | 1.4769e-05 | 0.00010837 | 0.00012532 | 0.00012008 | -7.194e-05 | 7.4927e-08 | -2.2902e-05 | -2.2902e-05 | 0.00011415 | 0.00011415 | 0.00011415 | 0.00011416 | 0.00011415 | 0.00011415 | 9.1034e-05 | 0.00014827 | 0.00011155 | 9.2781e-05 | 0 | 0.00011415 | 0.00011415 | 0.00011415 | 0.00011415 | 0.00025322 | 0.00021767 | 0.00016373 | 0.00013249 | 9.2149e-05 | 0.00012543 | 0.00010702 | 9.8474e-05 | 0.00012253 | 0.00010397 | -0.00011113 | -0.00011113
06/13 13:00:00 | 6 | 13 | 13 | 3925 | WE | 0.00049258 | 5.317e-05 | 5.317e-05 | 5.2809e-06 | 0.00015982 | 0.00021627 | 0.00011415 | 0 | 0 | 4.0839e-05 | 0.00030943 | 0.00082072 | 5.317e-05 | 6.5719e-05 | 0.00011748 | 2.4778e-05 | 0.00011748 | 0.00011415 | 0 | 0.00011415 | 2.6174e-05 | 1.6398e-05 | 1.4769e-05 | 0.00011166 | 0.00013212 | 0.0001258 | -6.9646e-05 | 8.5563e-08 | -2.2163e-05 | -2.2163e-05 | 0.00011415 | 0.00011415 | 0.00011415 | 0.00011415 | 0.00011415 | 0.00011415 | 9.1034e-05 | 0.00014778 | 0.00010773 | 8.7265e-05 | 0 | 0.00011415 | 0.00011415 | 0.00011415 | 0.00011415 | 0.00025518 | 0.00021561 | 0.00015805 | 0.00012471 | 9.3822e-05 | 0.00012769 | 0.00010541 | 9.5076e-05 | 0.00012123 | 0.00010222 | -0.00011165 | -0.00011165
06/13 14:00:00 | 6 | 13 | 14 | 3926 | WE | 0.00046154 | 4.4358e-05 | 4.4358e-05 | 0.0010053 | 7.9231e-05 | 0.00022375 | 0.00011415 | 0 | 0 | 4.0839e-05 | 0.00030772 | 0.00074686 | 4.4358e-05 | 6.5355e-05 | 0.00011631 | 2.4641e-05 | 0.00011631 | 0.00011415 | 0 | 0.00011415 | 2.6174e-05 | 1.6398e-05 | 1.4769e-05 | 0.00011287 | 0.0001319 | 0.00012602 | -6.3105e-05 | 8.5577e-08 | -2.0076e-05 | -2.0076e-05 | 0.00011415 | 0.00011415 | 0.00011415 | 0.00011415 | 0.00011415 | 0.00011415 | 9.1034e-05 | 0.0001471 | 0.00010447 | 8.269e-05 | 0 | 0.00011415 | 0.00011415 | 0.00011415 | 0.00011415 | 0.00024825 | 0.00021248 | 0.00015246 | 0.0001177 | 9.4856e-05 | 0.00012743 | 9.4838e-05 | 7.9722e-05 | 0.00012477 | 0.000104 | -0.00011049 | -0.00011049
06/13 15:00:00 | 6 | 13 | 15 | 3927 | WE | 0.00040445 | 4.2134e-05 | 4.2134e-05 | -0.00098693 | 7.8527e-05 | 0.00023635 | 0.00011415 | 0 | 0 | 4.0839e-05 | 0.00027362 | 0.0006978 | 4.2134e-05 | 5.8113e-05 | 0.00011474 | 2.1911e-05 | 0.00011474 | 0.00011415 | 0 | 0.00011415 | 2.6174e-05 | 1.6398e-05 | 1.4769e-05 | 0.0001113 | 0.0001262 | 0.00012159 | -6.8458e-05 | -1.2433e-07 | -2.1927e-05 | -2.1927e-05 | 0.00011415 | 0.00011415 | 0.00011415 | 0.00011415 | 0.00011415 | 0.00011415 | 9.1034e-05 | 0.00014517 | 0.00010162 | 7.9372e-05 | 0 | 0.00011415 | 0.00011415 | 0.00011415 | 0.00011415 | 0.00023133 | 0.00020335 | 0.00014555 | 0.00011208 | 9.3863e-05 | 0.0001248 | 9.2352e-05 | 7.7304e-05 | 0.00012322 | 0.00010332 | -0.00011321 | -0.00011321
06/13 16:00:00 | 6 | 13 | 16 | 3928 | WE | 0.00032908 | 5.4209e-05 | 5.4209e-05 | 0.0010004 | 0.00015703 | 0.00024949 | 0.00011415 | 0 | 0 | 4.0839e-05 | 0.00031798 | 0.00065326 | 5.4209e-05 | 6.7534e-05 | 0.00011582 | 2.5462e-05 | 0.00011582 | 0.00011415 | 0 | 0.00011415 | 2.6174e-05 | 1.6398e-05 | 1.4769e-05 | 0.00010554 | 0.00012505 | 0.00011902 | -6.9692e-05 | -3.2187e-08 | -2.2257e-05 | -2.2257e-05 | 0.00011415 | 0.00011415 | 0.00011415 | 0.00011415 | 0.00011415 | 0.00011415 | 9.1034e-05 | 0.00014133 | 9.6564e-05 | 7.3692e-05 | 0 | 0.00011415 | 0.00011415 | 0.00011415 | 0.00011415 | 0.00019777 | 0.00018872 | 0.00013432 | 0.00010281 | 9.325e-05 | 0.00012323 | 9.0852e-05 | 7.5832e-05 | 0.00012152 | 0.00010339 | -0.00011759 | -0.00011759
06/13 17:00:00 | 6 | 13 | 17 | 3929 | WE | 0.00024522 | 5.044e-05 | 5.044e-05 | 5.443e-06 | 7.9138e-05 | -2.0051e-12 | 0.00011415 | 0.001092 | 0.001092 | 4.0839e-05 | -0.00040462 | 0.00058729 | 5.044e-05 | -7.6699e-05 | 0.00012479 | 2.5701e-05 | 0.00012479 | 0.00011415 | 0 | 0.00011415 | 2.5023e-05 | 1.6398e-05 | 1.4769e-05 | 0.0001055 | 0.00012237 | 0.00011716 | -6.4074e-05 | -3.4211e-08 | -2.0466e-05 | -2.0466e-05 | 0.00011415 | 0.00011415 | 0.00011415 | 0.00011416 | 0.00011415 | 0.00011415 | 9.1034e-05 | 0.00012573 | 8.8965e-05 | 7.0179e-05 | 0 | 0.00011415 | 0.00011415 | 0.00011415 | 0.00011415 | 0.00015731 | 0.000162 | 0.0001205 | 9.6463e-05 | 9.3012e-05 | 0.00011759 | 8.5999e-05 | 7.1345e-05 | 0.0001228 | 0.00010408 | -0.0001158 | -0.0001158
06/13 18:00:00 | 6 | 13 | 18 | 3930 | WE | 0.00015862 | 7.0454e-05 | 7.0454e-05 | 1.2625e-05 | 0.00015415 | -7.5459e-13 | 0.00011415 | 0.0010818 | 0.0010818 | 7.0788e-05 | -0.00026405 | 0.00057699 | 7.0454e-05 | -7.0824e-06 | 0.00013881 | 3.68e-05 | 0.00013881 | 0.00011415 | 0 | 0.00011415 | 1.7798e-05 | 1.6398e-05 | 1.4769e-05 | 0.00010601 | 0.00012148 | 0.0001167 | -5.8626e-05 | -1.8765e-07 | -1.8833e-05 | -1.8833e-05 | 0.00011415 | 0.00011415 | 0.00011415 | 0.00011416 | 0.00011415 | 0.00011415 | 9.1034e-05 | 0.00012178 | 8.3191e-05 | 6.3475e-05 | 0 | 0.00011415 | 0.00011415 | 0.00011415 | 0.00011415 | 0.00011059 | 0.00012723 | 0.00010098 | 8.5777e-05 | 9.3967e-05 | 0.00011578 | 8.5834e-05 | 7.1943e-05 | 0.00012415 | 0.0001046 | -1.1964e-05 | -1.1964e-05
06/13 19:00:00 | 6 | 13 | 19 | 3931 | WE | 6.9245e-05 | 9.2673e-05 | 9.2673e-05 | 0.0010229 | 8.8409e-05 | -3.8268e-13 | 0.00011415 | 0.00079601 | 0.00079601 | 0.00015247 | -0.0001596 | 0.0006173 | 9.2673e-05 | 0.0001198 | 0.00014748 | 7.0222e-05 | 0.00014748 | 0.00011415 | 0 | 0.00011415 | 9.7285e-06 | 1.6398e-05 | 1.4769e-05 | 0.00011775 | 0.00011825 | 0.0001181 | -6.0344e-05 | -3.1945e-07 | -1.9471e-05 | -1.9471e-05 | 0.00011415 | 0.00011415 | 0.00011415 | 0.00011416 | 0.00011415 | 0.00011415 | 9.1034e-05 | 0.00011699 | 8.0242e-05 | 6.1465e-05 | 0 | 0.00011415 | 0.00011415 | 0.00011415 | 0.00011415 | 6.3235e-05 | 9.0146e-05 | 8.4677e-05 | 8.151e-05 | 9.3349e-05 | 0.00011289 | 8.4399e-05 | 7.1183e-05 | 0.00012133 | 0.00010501 | -1.1679e-05 | -1.1679e-05
06/13 20:00:00 | 6 | 13 | 20 | 3932 | WE | 0 | 8.833e-05 | 8.833e-05 | 1.5238e-05 | 0.00016418 | -2.8567e-13 | 0.00011415 | 0.0001417 | 0.0001417 | 0.00021236 | -7.131e-05 | 0.00056673 | 8.833e-05 | 7.5212e-05 | 0.0001514 | 4.8799e-05 | 0.0001514 | 0.00011415 | 5.7313e-05 | 0.00011415 | 1.4431e-06 | 1.6398e-05 | 1.4769e-05 | 0.00011505 | 0.0001129 | 0.00011357 | -6.7304e-05 | -2.3132e-07 | -2.1631e-05 | -2.1631e-05 | 0.00011415 | 0.00011415 | 0.00011415 | 0.00011416 | 0.00011415 | 0.00011415 | 9.1034e-05 | 0.00010392 | 7.5275e-05 | 6.0638e-05 | 3.9149e-05 | 0.00011415 | 0.00011415 | 0.00011415 | 0.00011415 | 1.2801e-05 | 5.8612e-05 | 7.1394e-05 | 7.8796e-05 | 9.2317e-05 | 0.00010898 | 8.4559e-05 | 7.3232e-05 | 0.0001171 | 0.00010556 | -1.3264e-05 | -1.3264e-05
06/13 21:00:00 | 6 | 13 | 21 | 3933 | WE | 0 | 8.6041e-05 | 8.6041e-05 | -0.00099988 | 0.00016258 | 0 | 0.00011415 | 0 | 0 | 0.00028587 | -3.9806e-05 | 0.00046439 | 8.6041e-05 | 6.3043e-05 | 0.00015248 | 4.527e-05 | 0.00015248 | 0.00011415 | 0.00022925 | 0.00011415 | 0 | 1.6398e-05 | 1.4769e-05 | 0.0001071 | 9.441e-05 | 9.8331e-05 | -5.3737e-05 | -4.2621e-08 | -1.7174e-05 | -1.7174e-05 | 0.00011415 | 0.00011415 | 0.00011415 | 0.00011416 | 0.00011415 | 0.00011415 | 9.1034e-05 | 8.8189e-05 | 6.8193e-05 | 5.7976e-05 | 0.00022929 | 0.00011415 | 0.00011415 | 0.00011415 | 0.00011415 | 2.6738e-06 | 3.8487e-05 | 6.1627e-05 | 7.5027e-05 | 9.4557e-05 | 0.00010361 | 9.0903e-05 | 8.501e-05 | 0.000113 | 0.00010637 | -7.9734e-06 | -7.9734e-06
06/13 22:00:00 | 6 | 13 | 22 | 3934 | WE | 0 | 7.0536e-05 | 7.0536e-05 | 0.0010123 | 8.0213e-05 | 2.0697e-12 | 0.00011415 | 0 | 0 | 0.00034305 | -2.507e-05 | 0.00026658 | 7.0536e-05 | 5.615e-05 | 0.00014889 | 4.207e-05 | 0.00014889 | 0.00011415 | 0.00022925 | 0.00011415 | 0 | 1.6398e-05 | 1.3975e-05 | 9.8266e-05 | 9.1009e-05 | 9.3251e-05 | -4.892e-05 | 4.6129e-06 | -1.2467e-05 | -1.2467e-05 | 0.00011415 | 0.00011415 | 0.00011415 | 0.00011415 | 0.00011415 | 0.00011415 | 9.1034e-05 | 6.8383e-05 | 6.1574e-05 | 5.8095e-05 | 0.00022929 | 0.00011415 | 0.00011415 | 0.00011415 | 0.00011415 | 2.6738e-06 | 2.6995e-05 | 5.751e-05 | 7.5181e-05 | 9.3538e-05 | 9.44e-05 | 8.776e-05 | 8.468e-05 | 0.00010428 | 0.00010152 | -9.2604e-06 | -9.2604e-06
06/13 23:00:00 | 6 | 13 | 23 | 3935 | WE | 0 | 6.8809e-05 | 6.8809e-05 | 4.0253e-06 | 0.00015131 | 7.9772e-13 | 0.00011415 | 0 | 0 | 0.00034849 | 0.00045351 | 0 | 6.8809e-05 | 9.6318e-05 | 0.00013992 | 3.6315e-05 | 0.00013992 | 0.00011415 | 0.00022925 | 0.00011415 | 0 | 1.6398e-05 | 1.3975e-05 | 0.00012351 | 9.0485e-05 | 0.00010069 | -5.1562e-05 | 1.0286e-05 | -9.4467e-06 | -9.4467e-06 | 0.00011415 | 0.00011415 | 0.00011415 | 0.00011415 | 0.00011415 | 0.00011415 | 9.1034e-05 | 6.7664e-05 | 6.0585e-05 | 5.6968e-05 | 0.00022929 | 0.00011415 | 0.00011415 | 0.00011415 | 0.00011415 | 2.6738e-06 | 2.2886e-05 | 5.5079e-05 | 7.3722e-05 | 9.2914e-05 | 9.3998e-05 | 8.7204e-05 | 8.4053e-05 | 9.6038e-05 | 0.00010105 | -3.9994e-06 | -3.9994e-06
06/13 24:00:00 | 6 | 13 | 24 | 3936 | WE | 0 | 4.4357e-05 | 4.4357e-05 | 0.00013618 | 8.2642e-05 | -1.3906e-12 | 0.00011415 | 0 | 0 | 0.00023959 | 0.00023397 | 0 | 4.4357e-05 | 4.9692e-05 | 0.00012686 | 1.8736e-05 | 0.00012686 | 0.00011415 | 0.00022925 | 0.00011415 | 0 | 1.6398e-05 | 1.3975e-05 | 9.6904e-05 | 9.013e-05 | 9.2223e-05 | -4.8411e-05 | 1.1876e-05 | -7.3592e-06 | -7.3592e-06 | 0.00011415 | 0.00011415 | 0.00011415 | 0.00011415 | 0.00011415 | 0.00011415 | 9.1034e-05 | 6.7637e-05 | 6.0012e-05 | 5.6116e-05 | 0.00022929 | 0.00011415 | 0.00011415 | 0.00011415 | 0.00011415 | 2.6738e-06 | 2.2734e-05 | 5.4326e-05 | 7.262e-05 | 9.1765e-05 | 9.3865e-05 | 8.6766e-05 | 8.3473e-05 | 8.7451e-05 | 0.00010062 | -5.2874e-06 | -5.2874e-06
06/14 01:00:00 | 6 | 14 | 1 | 3937 | WE | 0 | 1.6216e-05 | 1.6216e-05 | -0.00013 | 0 | 0.00025245 | 0.00011415 | 0 | 0 | 0.00013341 | 0 | 0 | 1.6216e-05 | 0 | 9.281e-05 | 0 | 9.281e-05 | 0.00011415 | 0.00022925 | 0.00011415 | 0 | 1.6398e-05 | 1.3975e-05 | 9.6839e-05 | 9.0109e-05 | 9.2189e-05 | -4.8456e-05 | 1.2281e-05 | -7.0973e-06 | -7.0973e-06 | 0.00011415 | 0.00011415 | 0.00011415 | 0.00011415 | 0.00011415 | 0.00011415 | 9.1034e-05 | 6.758e-05 | 5.8756e-05 | 5.4248e-05 | 0.00022929 | 0.00011415 | 0.00011415 | 0.00011415 | 0.00011415 | 2.6738e-06 | 2.2409e-05 | 5.2676e-05 | 7.0203e-05 | 9.1765e-05 | 9.384e-05 | 8.4608e-05 | 8.0326e-05 | 8.7428e-05 | 0.00010043 | 8.0888e-06 | 8.0888e-06
06/14 02:00:00 | 6 | 14 | 2 | 3938 | WE | 0 | 2.3133e-05 | 2.3133e-05 | 5.4869e-07 | 7.4447e-05 | 0.00023244 | 0.00011415 | 0 | 0 | 5.4452e-05 | 0 | 0 | 2.3133e-05 | 0 | 8.6205e-05 | 0 | 8.6205e-05 | 0.00011415 | 0.00022925 | 0.00011415 | 0 | 1.6398e-05 | 1.3975e-05 | 9.7029e-05 | 9.025e-05 | 9.2345e-05 | -4.8469e-05 | 1.2378e-05 | -7.0356e-06 | -7.0356e-06 | 0.00011415 | 0.00011415 | 0.00011415 | 0.00011415 | 0.00011415 | 0.00011415 | 9.1034e-05 | 6.7485e-05 | 5.7794e-05 | 5.2843e-05 | 0.00022929 | 0.00011415 | 0.00011415 | 0.00011415 | 0.00011415 | 2.6738e-06 | 2.1869e-05 | 5.1326e-05 | 6.8384e-05 | 9.1762e-05 | 9.3861e-05 | 8.4219e-05 | 7.9747e-05 | 8.742e-05 | 0.00010036 | 1.2303e-05 | 1.2303e-05
06/14 03:00:00 | 6 | 14 | 3 | 3939 | WE | 0 | 2.1107e-05 | 2.1107e-05 | 0 | 0 | 0.00022975 | 0.00011415 | 0 | 0 | 2.1781e-05 | 0.00010923 | -0.0039675 | 2.1107e-05 | 6.1542e-07 | 8.4304e-05 | 8.7468e-06 | 8.4304e-05 | 0.00011415 | 0.00022925 | 0.00011415 | 0 | 1.6398e-05 | 1.3975e-05 | 9.6669e-05 | 9.0416e-05 | 9.2348e-05 | -4.823e-05 | 1.2273e-05 | -7.0309e-06 | -7.0309e-06 | 0.00011415 | 0.00011415 | 0.00011415 | 0.00011415 | 0.00011415 | 0.00011415 | 9.1034e-05 | 6.7544e-05 | 5.8391e-05 | 5.3714e-05 | 0.00022929 | 0.00011415 | 0.00011415 | 0.00011415 | 0.00011415 | 2.6738e-06 | 2.2203e-05 | 5.2163e-05 | 6.9512e-05 | 9.1768e-05 | 9.3937e-05 | 8.4406e-05 | 7.9985e-05 | 8.7371e-05 | 0.00010021 | 9.1113e-06 | 9.1113e-06
06/14 04:00:00 | 6 | 14 | 4 | 3940 | WE | 0 | 4.2083e-05 | 4.2083e-05 | 8.18e-07 | 7.4288e-05 | 0.00022651 | 0.00011415 | 0 | 0 | 2.1781e-05 | 0.00034711 | -0.0029709 | 4.2083e-05 | 3.0732e-05 | 8.2413e-05 | 2.7795e-05 | 8.2413e-05 | 0.00011415 | 0.00022925 | 0.00011415 | 0 | 1.6398e-05 | 1.3975e-05 | 0.00010805 | 9.1223e-05 | 9.6424e-05 | -4.796e-05 | 1.2012e-05 | -7.1223e-06 | -7.1223e-06 | 0.00011415 | 0.00011415 | 0.00011415 | 0.00011415 | 0.00011415 | 0.00011415 | 9.1034e-05 | 6.9679e-05 | 5.9002e-05 | 5.3546e-05 | 0.00022929 | 0.00011415 | 0.00011415 | 0.00011415 | 0.00011415 | 2.6738e-06 | 2.4849e-05 | 5.2995e-05 | 6.9294e-05 | 9.1886e-05 | 9.4866e-05 | 8.4669e-05 | 7.9939e-05 | 8.7324e-05 | 0.00010003 | 1.2303e-05 | 1.2303e-05
06/14 05:00:00 | 6 | 14 | 5 | 3941 | WE | 0 | 4.8365e-05 | 4.8365e-05 | 5.9614e-07 | 7.4861e-05 | 0.00021796 | 0.00011415 | 0 | 0 | 6.5342e-05 | 0.00043146 | -0.0027968 | 4.8365e-05 | 4.1573e-05 | 8.158e-05 | 3.455e-05 | 8.158e-05 | 0.00011415 | 0.00011463 | 0.00011415 | 1.3452e-06 | 1.6398e-05 | 1.3975e-05 | 0.00010714 | 9.3705e-05 | 9.7857e-05 | -4.8234e-05 | 1.2083e-05 | -7.1612e-06 | -7.1612e-06 | 0.00011415 | 0.00011415 | 0.00011415 | 0.00011415 | 0.00011415 | 0.00011415 | 9.1034e-05 | 8.3966e-05 | 6.7607e-05 | 5.9249e-05 | 0.00011465 | 0.00011415 | 0.00011415 | 0.00011415 | 0.00011415 | 9.9391e-06 | 3.6924e-05 | 6.2241e-05 | 7.6901e-05 | 8.9041e-05 | 9.6004e-05 | 8.0806e-05 | 7.3757e-05 | 8.7309e-05 | 0.00010006 | 9.1113e-06 | 9.1113e-06
06/14 06:00:00 | 6 | 14 | 6 | 3942 | WE | 7.1464e-05 | 4.5264e-05 | 4.5264e-05 | 1.935e-06 | 7.7214e-05 | -1.5577e-12 | 0.00011415 | 0.00030908 | 0.00030908 | 0.00013613 | 0.00030858 | -0.0003728 | 4.5264e-05 | 3.1261e-05 | 8.8117e-05 | 2.471e-05 | 8.8117e-05 | 0.00011415 | 0 | 0.00011415 | 7.9327e-06 | 1.6398e-05 | 1.4769e-05 | 0.00010937 | 0.00010149 | 0.00010393 | -6.5845e-05 | 6.0316e-06 | -1.6901e-05 | -1.6901e-05 | 0.00011415 | 0.00011415 | 0.00011415 | 0.00011415 | 0.00011415 | 0.00011415 | 9.1034e-05 | 0.00011285 | 8.074e-05 | 6.4334e-05 | 0 | 0.00011415 | 0.00011415 | 0.00011415 | 0.00011415 | 4.9019e-05 | 6.9164e-05 | 7.908e-05 | 8.4822e-05 | 8.6962e-05 | 0.00010341 | 7.8815e-05 | 6.7406e-05 | 9.3125e-05 | 0.00010053 | 9.1113e-06 | 9.1113e-06
06/14 07:00:00 | 6 | 14 | 7 | 3943 | WE | 0.00015994 | 6.0064e-05 | 6.0064e-05 | 0.0010206 | 0.00016417 | 7.5442e-14 | 0.00011415 | 0.00068803 | 0.00068803 | 0.00015247 | -0.00044648 | 0.00070235 | 6.0064e-05 | -0.00017996 | 0.00010137 | 3.1487e-05 | 0.00010137 | 0.00011415 | 0 | 0.00011415 | 1.5767e-05 | 1.6398e-05 | 1.4769e-05 | 0.00010778 | 0.00012225 | 0.00011778 | -7.4e-05 | 1.5383e-06 | -2.2562e-05 | -2.2562e-05 | 0.00011415 | 0.00011415 | 0.00011415 | 0.00011415 | 0.00011415 | 0.00011415 | 9.1034e-05 | 0.00012753 | 8.9571e-05 | 7.0176e-05 | 0 | 0.00011415 | 0.00011415 | 0.00011415 | 0.00011415 | 9.5048e-05 | 0.00011331 | 0.00010123 | 9.4228e-05 | 8.9548e-05 | 0.00011516 | 8.3772e-05 | 6.9213e-05 | 0.00010817 | 0.00010127 | 1.2277e-05 | 1.2277e-05
06/14 08:00:00 | 6 | 14 | 8 | 3944 | WE | 0.00024548 | 5.1474e-05 | 5.1474e-05 | -5.7364e-05 | 0.00016844 | 4.7973e-13 | 0.00011415 | 0.00092644 | 0.00092644 | 0.00013613 | -0.00020788 | 0.0011075 | 5.1474e-05 | -9.0865e-05 | 0.000114 | 1.6817e-05 | 0.000114 | 0.00011415 | 0 | 0.00011415 | 2.3778e-05 | 1.6398e-05 | 1.4769e-05 | 0.00010949 | 0.00012681 | 0.00012146 | -7.9948e-05 | 3.8532e-07 | -2.5245e-05 | -2.5245e-05 | 0.00011415 | 0.00011415 | 0.00011415 | 0.00011416 | 0.00011415 | 0.00011415 | 9.1034e-05 | 0.00014105 | 9.65e-05 | 7.3736e-05 | 0 | 0.00011415 | 0.00011415 | 0.00011415 | 0.00011415 | 0.00014253 | 0.00016931 | 0.00012592 | 0.00010079 | 9.2428e-05 | 0.00012123 | 8.6373e-05 | 7.0206e-05 | 0.00012141 | 0.00011385 | 9.0785e-06 | 9.0785e-06
06/14 09:00:00 | 6 | 14 | 9 | 3945 | WE | 0.00032313 | 5.6833e-05 | 5.6833e-05 | -0.00094153 | 0.00016918 | 1.5523e-12 | 0.00011415 | 0.00044872 | 0.00044872 | 5.9897e-05 | -0.00012954 | 0.001226 | 5.6833e-05 | -1.2331e-05 | 0.00011567 | 2.7966e-05 | 0.00011567 | 0.00011415 | 0 | 0.00011415 | 2.6174e-05 | 1.6398e-05 | 1.4769e-05 | 0.0001125 | 0.00013033 | 0.00012482 | -7.4108e-05 | 3.1319e-07 | -2.3431e-05 | -2.3431e-05 | 0.00011415 | 0.00011415 | 0.00011415 | 0.00011416 | 0.00011415 | 0.00011415 | 9.1034e-05 | 0.00014285 | 9.7577e-05 | 7.4447e-05 | 0 | 0.00011415 | 0.00011415 | 0.00011415 | 0.00011415 | 0.00018765 | 0.00018841 | 0.00013454 | 0.00010335 | 9.5332e-05 | 0.00012298 | 8.7067e-05 | 7.041e-05 | 0.0001126 | 0.00010787 | 1.2276e-05 | 1.2276e-05
06/14 10:00:00 | 6 | 14 | 10 | 3946 | WE | 0.0003946 | 7.0808e-05 | 7.0808e-05 | 0.00016036 | 0.00016746 | 0.00021486 | 0.00011415 | 0.00030594 | 0.00030594 | 4.0839e-05 | -9.8619e-05 | 0.0012547 | 7.0808e-05 | 7.8484e-05 | 0.00011778 | 4.8673e-05 | 0.00011778 | 0.00011415 | 0 | 0.00011415 | 2.6174e-05 | 1.6398e-05 | 1.4769e-05 | 0.00011498 | 0.00013491 | 0.00012875 | -5.892e-05 | 4.0631e-07 | -1.8522e-05 | -1.8522e-05 | 0.00011415 | 0.00011415 | 0.00011415 | 0.00011416 | 0.00011415 | 0.00011415 | 9.1034e-05 | 0.0001438 | 9.7766e-05 | 7.4243e-05 | 0 | 0.00011415 | 0.00011415 | 0.00011415 | 0.00011415 | 0.00022323 | 0.00019175 | 0.00013647 | 0.00010446 | 0.00010048 | 0.00012538 | 8.7835e-05 | 7.0422e-05 | 0.00012425 | 0.00010444 | 9.4708e-06 | 9.4708e-06
06/14 11:00:00 | 6 | 14 | 11 | 3947 | WE | 0.00044625 | 2.9522e-05 | 2.9522e-05 | 0.00087844 | 9.5341e-05 | 0.00021991 | 0.00011415 | 0 | 0 | 4.0839e-05 | 0 | 0.00062961 | 2.9522e-05 | 0 | 0.00012151 | 0 | 0.00012151 | 0.00011415 | 0 | 0.00011415 | 2.6174e-05 | 1.6398e-05 | 1.4769e-05 | 0.00014131 | 0.0001386 | 0.00013944 | -4.72e-05 | 2.6592e-07 | -1.4878e-05 | -1.4878e-05 | 0.00011415 | 0.00011415 | 0.00011415 | 0.00011415 | 0.00011415 | 0.00011415 | 9.1034e-05 | 0.00014429 | 9.6799e-05 | 7.2535e-05 | 0 | 0.00011415 | 0.00011415 | 0.00011415 | 0.00011415 | 0.00024249 | 0.00019375 | 0.00013629 | 0.00010302 | 0.00010461 | 0.0001268 | 8.7943e-05 | 6.9922e-05 | 0.00013284 | 0.00010221 | 1.0193e-05 | 1.0193e-05
06/14 12:00:00 | 6 | 14 | 12 | 3948 | WE | 0.00047414 | 3.5227e-05 | 3.5227e-05 | 1.1611e-05 | 0.0001491 | 0.00021998 | 0.00011415 | 0 | 0 | 4.0839e-05 | 0 | 0 | 3.5227e-05 | 0 | 0.00012155 | 0 | 0.00012155 | 0.00011415 | 0 | 0.00011415 | 2.6174e-05 | 1.6398e-05 | 1.4769e-05 | 0.0001175 | 0.0001392 | 0.00013249 | -3.6401e-05 | 2.5298e-06 | -9.8912e-06 | -9.8912e-06 | 0.00011415 | 0.00011415 | 0.00011415 | 0.00011415 | 0.00011415 | 0.00011415 | 9.1034e-05 | 0.00014175 | 9.4766e-05 | 7.0757e-05 | 0 | 0.00011415 | 0.00011415 | 0.00011415 | 0.00011415 | 0.00025315 | 0.00019045 | 0.00013382 | 0.00010103 | 0.00010495 | 0.00012655 | 8.748e-05 | 6.9358e-05 | 0.00011529 | 0.00010259 | 1.3828e-05 | 1.3828e-05
06/14 13:00:00 | 6 | 14 | 13 | 3949 | WE | 0.00046859 | 3.5742e-05 | 3.5742e-05 | 0.00049331 | 0.00015962 | 0.00021627 | 0.00011415 | 0 | 0 | 4.0839e-05 | 0 | 0 | 3.5742e-05 | 0 | 0.00011748 | 0 | 0.00011748 | 0.00011415 | 0 | 0.00011415 | 2.6174e-05 | 1.6398e-05 | 1.4769e-05 | 0.0001215 | 0.00014588 | 0.00013834 | -3.6395e-05 | 6.0951e-06 | -7.4615e-06 | -7.4615e-06 | 0.00011415 | 0.00011415 | 0.00011415 | 0.00011415 | 0.00011415 | 0.00011415 | 9.1034e-05 | 0.00013915 | 9.3405e-05 | 7.0029e-05 | 0 | 0.00011415 | 0.00011415 | 0.00011415 | 0.00011415 | 0.00025521 | 0.00018646 | 0.00013176 | 0.00010008 | 0.00010928 | 0.00012829 | 8.7872e-05 | 6.9126e-05 | 0.00013351 | 9.2587e-05 | 1.118e-05 | 1.118e-05
06/14 14:00:00 | 6 | 14 | 14 | 3950 | WE | 0.00043622 | 2.703e-05 | 2.703e-05 | -0.00047462 | 7.9062e-05 | 0.00022375 | 0.00011415 | 0 | 0 | 4.0839e-05 | 0 | 0 | 2.703e-05 | 0 | 0.00011631 | 0 | 0.00011631 | 0.00011415 | 0 | 0.00011415 | 2.6174e-05 | 1.6398e-05 | 1.4769e-05 | 0.00012337 | 0.00014386 | 0.00013752 | -3.7048e-05 | 7.0395e-06 | -7.0268e-06 | -7.0268e-06 | 0.00011415 | 0.00011415 | 0.00011415 | 0.00011415 | 0.00011415 | 0.00011415 | 9.1034e-05 | 0.00013361 | 9.3133e-05 | 7.2451e-05 | 0 | 0.00011415 | 0.00011415 | 0.00011415 | 0.00011415 | 0.00024833 | 0.00017881 | 0.00013088 | 0.00010313 | 0.00011178 | 0.00012608 | 8.7615e-05 | 6.9772e-05 | 0.00015356 | 0.00010628 | 1.5084e-05 | 1.5084e-05
06/14 15:00:00 | 6 | 14 | 15 | 3951 | WE | 0.0003817 | 2.6723e-05 | 2.6723e-05 | 5.3866e-06 | 7.8354e-05 | 0.00023635 | 0.00011415 | 0 | 0 | 4.0839e-05 | 0 | 0 | 2.6723e-05 | 0 | 0.00011474 | 0 | 0.00011474 | 0.00011415 | 0 | 0.00011415 | 2.6174e-05 | 1.6398e-05 | 1.4769e-05 | 0.00012269 | 0.0001373 | 0.00013279 | -3.6319e-05 | 7.4268e-06 | -6.5306e-06 | -6.5306e-06 | 0.00011415 | 0.00011415 | 0.00011415 | 0.00011415 | 0.00011415 | 0.00011415 | 9.1034e-05 | 0.00013256 | 9.1594e-05 | 7.0664e-05 | 0 | 0.00011415 | 0.00011415 | 0.00011415 | 0.00011415 | 0.00023134 | 0.00017447 | 0.00012717 | 9.9786e-05 | 0.00011186 | 0.00012355 | 8.6425e-05 | 6.9203e-05 | 0.00014136 | 0.00012013 | 1.2053e-05 | 1.2053e-05
06/14 16:00:00 | 6 | 14 | 16 | 3952 | WE | 0.00030466 | 2.7976e-05 | 2.7976e-05 | 0.0010001 | 7.8286e-05 | 0.00024949 | 0.00011415 | 0 | 0 | 4.0839e-05 | 0 | 0 | 2.7976e-05 | 0 | 0.00011582 | 0 | 0.00011582 | 0.00011415 | 0 | 0.00011415 | 2.6174e-05 | 1.6398e-05 | 1.4769e-05 | 0.00011949 | 0.00014056 | 0.00013405 | -3.5356e-05 | 7.9568e-06 | -5.8625e-06 | -5.8625e-06 | 0.00011415 | 0.00011415 | 0.00011415 | 0.00011415 | 0.00011415 | 0.00011415 | 9.1034e-05 | 0.00012705 | 8.7621e-05 | 6.7472e-05 | 0 | 0.00011415 | 0.00011415 | 0.00011415 | 0.00011415 | 0.00019769 | 0.00016507 | 0.00012014 | 9.413e-05 | 0.00011441 | 0.00012354 | 8.5908e-05 | 6.8453e-05 | 0.00011795 | 0.00014137 | 1.5301e-05 | 1.5301e-05
06/14 17:00:00 | 6 | 14 | 17 | 3953 | WE | 0.00022891 | 4.0725e-05 | 4.0725e-05 | 6.697e-06 | 0.00015782 | -2.0051e-12 | 0.00011415 | 0.0010916 | 0.0010916 | 4.0839e-05 | 0 | 0 | 4.0725e-05 | 0 | 0.00012479 | 0 | 0.00012479 | 0.00011415 | 0 | 0.00011415 | 2.5015e-05 | 1.6398e-05 | 1.4769e-05 | 0.00012003 | 0.00013937 | 0.00013339 | -2.4882e-05 | 7.1261e-06 | -3.0862e-06 | -3.0862e-06 | 0.00011415 | 0.00011415 | 0.00011415 | 0.00011415 | 0.00011415 | 0.00011415 | 9.1034e-05 | 0.0001149 | 8.0897e-05 | 6.3525e-05 | 0 | 0.00011415 | 0.00011415 | 0.00011415 | 0.00011415 | 0.00015721 | 0.00014399 | 0.0001081 | 8.7312e-05 | 0.00011428 | 0.00011875 | 8.3697e-05 | 6.7436e-05 | 0.00013426 | 0.00012524 | 1.2628e-05 | 1.2628e-05
06/14 18:00:00 | 6 | 14 | 18 | 3954 | WE | 0.00014877 | 3.6756e-05 | 3.6756e-05 | 0.0010136 | 8.0124e-05 | -7.5459e-13 | 0.00011415 | 0.0010809 | 0.0010809 | 7.0788e-05 | 0 | 0 | 3.6756e-05 | 0 | 0.00013881 | 0 | 0.00013881 | 0.00011415 | 0 | 0.00011415 | 1.7783e-05 | 1.6398e-05 | 1.4769e-05 | 0.00011818 | 0.00013682 | 0.00013106 | -2.0255e-05 | 5.4871e-06 | -2.7259e-06 | -2.7259e-06 | 0.00011415 | 0.00011415 | 0.00011415 | 0.00011415 | 0.00011415 | 0.00011415 | 9.1034e-05 | 0.00010937 | 7.7361e-05 | 6.1008e-05 | 0 | 0.00011415 | 0.00011415 | 0.00011415 | 0.00011415 | 0.00011048 | 0.00010814 | 9.1865e-05 | 8.2439e-05 | 0.00011076 | 0.00011526 | 8.2135e-05 | 6.677e-05 | 0.00015278 | 0.00010182 | 1.2611e-05 | 1.2611e-05
06/14 19:00:00 | 6 | 14 | 19 | 3955 | WE | 6.468e-05 | 5.1252e-05 | 5.1252e-05 | -0.00099333 | 0.00016303 | -3.8268e-13 | 0.00011415 | 0.00080045 | 0.00080045 | 0.00015247 | 0 | 0 | 5.1252e-05 | 0 | 0.00014748 | 0 | 0.00014748 | 0.00011415 | 0 | 0.00011415 | 9.7828e-06 | 1.6398e-05 | 1.4769e-05 | 0.0001312 | 0.00013352 | 0.0001328 | -1.8178e-05 | 4.2027e-06 | -2.9379e-06 | -2.9379e-06 | 0.00011415 | 0.00011415 | 0.00011415 | 0.00011415 | 0.00011415 | 0.00011415 | 9.1034e-05 | 0.00010234 | 7.4933e-05 | 6.0927e-05 | 0 | 0.00011415 | 0.00011415 | 0.00011415 | 0.00011415 | 6.3495e-05 | 7.2139e-05 | 7.7627e-05 | 8.0805e-05 | 0.00010834 | 0.00011154 | 8.096e-05 | 6.6776e-05 | 0.00013735 | 0.00010332 | 1.6802e-05 | 1.6802e-05
06/14 20:00:00 | 6 | 14 | 20 | 3956 | WE | 0 | 5.4e-05 | 5.4e-05 | 2.1008e-05 | 0.00016372 | -2.8567e-13 | 0.00011415 | 0.00015154 | 0.00015154 | 0.00021236 | 0 | 0 | 5.4e-05 | 0 | 0.0001514 | 0 | 0.0001514 | 0.00011415 | 5.7313e-05 | 0.00011415 | 1.5434e-06 | 1.6398e-05 | 1.4769e-05 | 0.00012791 | 0.00012773 | 0.00012779 | -1.6526e-05 | 2.9464e-06 | -3.2663e-06 | -3.2663e-06 | 0.00011415 | 0.00011415 | 0.00011415 | 0.00011415 | 0.00011415 | 0.00011415 | 9.1034e-05 | 9.0706e-05 | 6.9063e-05 | 5.8004e-05 | 3.9149e-05 | 0.00011415 | 0.00011415 | 0.00011415 | 0.00011415 | 1.3464e-05 | 4.0402e-05 | 6.2562e-05 | 7.5394e-05 | 0.00010606 | 0.00010789 | 8.1012e-05 | 6.8545e-05 | 0.00013251 | 0.00010332 | 1.358e-05 | 1.358e-05
06/14 21:00:00 | 6 | 14 | 21 | 3957 | WE | 0 | 4.5603e-05 | 4.5603e-05 | 0.0010206 | 8.1096e-05 | 0 | 0.00011415 | 0 | 0 | 0.00028587 | 0 | 0 | 4.5603e-05 | 0 | 0.00015248 | 0 | 0.00015248 | 0.00011415 | 0.00022925 | 0.00011415 | 0 | 1.6398e-05 | 1.4769e-05 | 0.0001185 | 0.0001043 | 0.00010869 | -1.5787e-05 | 8.8514e-07 | -4.4341e-06 | -4.4341e-06 | 0.00011415 | 0.00011415 | 0.00011415 | 0.00011415 | 0.00011415 | 0.00011415 | 9.1034e-05 | 7.192e-05 | 6.0961e-05 | 5.5362e-05 | 0.00022929 | 0.00011415 | 0.00011415 | 0.00011415 | 0.00011415 | 2.6738e-06 | 2.9495e-05 | 5.6187e-05 | 7.1643e-05 | 0.00010745 | 0.0001002 | 8.6877e-05 | 8.0696e-05 | 0.00013056 | 0.00010342 | 1.5984e-05 | 1.5984e-05
06/14 22:00:00 | 6 | 14 | 22 | 3958 | WE | 0 | 4.9451e-05 | 4.9451e-05 | 0.00077265 | 0.00016011 | 2.0697e-12 | 0.00011415 | 0 | 0 | 0.00034305 | 0 | 0 | 4.9451e-05 | 0 | 0.00014889 | 0 | 0.00014889 | 0.00011415 | 0.00022925 | 0.00011415 | 0 | 1.6398e-05 | 1.3975e-05 | 0.00010702 | 0.00010201 | 0.00010356 | -1.5678e-05 | 6.0258e-07 | -4.5917e-06 | -4.5917e-06 | 0.00011415 | 0.00011415 | 0.00011415 | 0.00011415 | 0.00011415 | 0.00011415 | 9.1034e-05 | 6.8193e-05 | 5.8822e-05 | 5.4034e-05 | 0.00022929 | 0.00011415 | 0.00011415 | 0.00011415 | 0.00011415 | 2.6738e-06 | 2.591e-05 | 5.3784e-05 | 6.9926e-05 | 0.00010488 | 9.8221e-05 | 8.5977e-05 | 8.0298e-05 | 0.00012785 | 0.00010332 | 1.2305e-05 | 1.2305e-05
06/14 23:00:00 | 6 | 14 | 23 | 3959 | WE | 0 | 3.5558e-05 | 3.5558e-05 | -0.00074467 | 7.8288e-05 | 7.9772e-13 | 0.00011415 | 0 | 0 | 0.00034849 | 0 | 0 | 3.5558e-05 | 0 | 0.00013992 | 0 | 0.00013992 | 0.00011415 | 0.00022925 | 0.00011415 | 0 | 1.6398e-05 | 1.3975e-05 | 0.00013096 | 0.00010071 | 0.00011006 | -1.627e-05 | 1.0447e-06 | -4.4795e-06 | -4.4795e-06 | 0.00011415 | 0.00011415 | 0.00011415 | 0.00011415 | 0.00011415 | 0.00011415 | 9.1034e-05 | 6.8114e-05 | 5.8122e-05 | 5.3017e-05 | 0.00022929 | 0.00011415 | 0.00011415 | 0.00011415 | 0.00011415 | 2.6738e-06 | 2.5458e-05 | 5.2785e-05 | 6.8609e-05 | 0.00010297 | 9.7741e-05 | 8.561e-05 | 7.9984e-05 | 0.00012551 | 0.00010323 | 1.2136e-05 | 1.2136e-05
06/14 24:00:00 | 6 | 14 | 24 | 3960 | WE | 0 | 3.059e-05 | 3.059e-05 | 3.9147e-06 | 7.693e-05 | -1.3906e-12 | 0.00011415 | 0 | 0 | 0.00023959 | 0 | 0 | 3.059e-05 | 0 | 0.00012686 | 0 | 0.00012686 | 0.00011415 | 0.00022925 | 0.00011415 | 0 | 1.6398e-05 | 1.3975e-05 | 0.00010361 | 9.8565e-05 | 0.00010013 | -2.0226e-05 | -2.1542e-06 | -7.9202e-06 | -7.9202e-06 | 0.00011415 | 0.00011415 | 0.00011415 | 0.00011415 | 0.00011415 | 0.00011415 | 9.1034e-05 | 6.7729e-05 | 5.9644e-05 | 5.5513e-05 | 0.00022929 | 0.00011415 | 0.00011415 | 0.00011415 | 0.00011415 | 2.6738e-06 | 2.3262e-05 | 5.4025e-05 | 7.184e-05 | 9.9962e-05 | 9.6867e-05 | 8.5791e-05 | 8.0654e-05 | 0.00012125 | 0.00010261 | 1.6991e-05 | 1.6991e-05
06/15 01:00:00 | 6 | 15 | 1 | 3961 | WD | 0 | 2.4007e-05 | 2.4007e-05 | 0.00097302 | 7.4762e-05 | 0.00025245 | 0.00011415 | 0 | 0 | 0.00013341 | 0 | 0 | 2.4007e-05 | 0 | 9.19e-05 | 0 | 9.19e-05 | 0.00011415 | 0.00022925 | 0.00011415 | 0 | 6.5591e-05 | 0.0001118 | 9.8574e-05 | 9.7553e-05 | 9.7869e-05 | 6.0093e-06 | -5.9187e-06 | -2.113e-06 | -2.113e-06 | 0.00011415 | 0.00011415 | 0.00011415 | 0.00011415 | 0.00011415 | 0.00011415 | 3.6463e-05 | 6.7924e-05 | 5.8637e-05 | 5.3892e-05 | 0.00022929 | 0.00011415 | 0.00011415 | 0.00011415 | 0.00011415 | 1.2032e-06 | 2.437e-05 | 5.3103e-05 | 6.9742e-05 | 7.3017e-05 | 9.6648e-05 | 9.0792e-05 | 8.8076e-05 | 0.00012744 | 0.00010215 | -2.7882e-05 | -2.7882e-05
06/15 02:00:00 | 6 | 15 | 2 | 3962 | WD | 0 | 1.5162e-05 | 1.5162e-05 | -0.00096893 | 0 | 0.00023244 | 0.00011415 | 0 | 0 | 5.4452e-05 | 0 | 0 | 1.5162e-05 | 0 | 8.5656e-05 | 0 | 8.5656e-05 | 0.00011415 | 0.00022925 | 0.00011415 | 0 | 6.5591e-05 | 0.0001118 | 9.8608e-05 | 9.6727e-05 | 9.7308e-05 | 1.6834e-05 | -4.6998e-06 | 2.1707e-06 | 2.1707e-06 | 0.00011415 | 0.00011415 | 0.00011415 | 0.00011415 | 0.00011415 | 0.00011415 | 3.6473e-05 | 6.819e-05 | 6.0618e-05 | 5.6748e-05 | 0.00022929 | 0.00011415 | 0.00011415 | 0.00011415 | 0.00011415 | 1.23e-06 | 2.5894e-05 | 5.6002e-05 | 7.3438e-05 | 7.0804e-05 | 9.6436e-05 | 8.9819e-05 | 8.675e-05 | 0.00012573 | 0.00010186 | -1.5734e-05 | -1.5734e-05
06/15 03:00:00 | 6 | 15 | 3 | 3963 | WD | 0 | 2.2756e-05 | 2.2756e-05 | 0.00096841 | 7.403e-05 | 0.00022975 | 0.00011415 | 0 | 0 | 2.1781e-05 | 0 | 0 | 2.2756e-05 | 0 | 8.3946e-05 | 0 | 8.3946e-05 | 0.00011415 | 0.00022925 | 0.00011415 | 0 | 6.5591e-05 | 0.0001118 | 9.8941e-05 | 9.529e-05 | 9.6418e-05 | 1.8786e-05 | 1.4205e-06 | 6.9611e-06 | 6.9611e-06 | 0.00011415 | 0.00011415 | 0.00011415 | 0.00011415 | 0.00011415 | 0.00011415 | 4.5596e-05 | 6.8975e-05 | 6.1912e-05 | 5.8304e-05 | 0.00022929 | 0.00011415 | 0.00011415 | 0.00011415 | 0.00011415 | 1.5508e-06 | 3.0373e-05 | 5.892e-05 | 7.5451e-05 | 7.5269e-05 | 9.6166e-05 | 8.9753e-05 | 8.6778e-05 | 0.00012352 | 0.00010162 | -1.7035e-05 | -1.7035e-05
06/15 04:00:00 | 6 | 15 | 4 | 3964 | WD | 0 | 1.4654e-05 | 1.4654e-05 | -0.00096855 | 0 | 0.00022651 | 0.00011415 | 0 | 0 | 2.1781e-05 | 0 | 0 | 1.4654e-05 | 0 | 8.2211e-05 | 0 | 8.2211e-05 | 0.00011415 | 0.00022925 | 0.00011415 | 0 | 6.5591e-05 | 0.0001118 | 0.00011063 | 9.3157e-05 | 9.8558e-05 | 2.004e-05 | 4.4867e-06 | 9.4489e-06 | 9.4489e-06 | 0.00011415 | 0.00011415 | 0.00011415 | 0.00011415 | 0.00011415 | 0.00011415 | 5.4768e-05 | 7.0282e-05 | 7.6832e-05 | 8.0178e-05 | 0.00022929 | 0.00011415 | 0.00011415 | 0.00011415 | 0.00011415 | 2.0054e-06 | 3.7834e-05 | 7.9583e-05 | 0.00010376 | 7.919e-05 | 9.5809e-05 | 9.4354e-05 | 9.3679e-05 | 0.00011762 | 0.00010136 | -1.7957e-05 | -1.7957e-05
06/15 05:00:00 | 6 | 15 | 5 | 3965 | WD | 0 | 2.4019e-05 | 2.4019e-05 | 0.00097205 | 7.4689e-05 | 0.00021796 | 0.00011415 | 0 | 0 | 6.5342e-05 | 0 | -0.0029125 | 2.4019e-05 | 0 | 8.1198e-05 | 0 | 8.1198e-05 | 0.00011415 | 0.00011463 | 0.00011415 | 5.3815e-06 | 6.5591e-05 | 0.0001118 | 0.00011252 | 9.6081e-05 | 0.00010116 | 2.1141e-05 | 6.5105e-06 | 1.1178e-05 | 1.1178e-05 | 0.00011415 | 0.00011415 | 0.00011415 | 0.00011415 | 0.00011415 | 0.00011415 | 9.1181e-05 | 9.2834e-05 | 0.00010215 | 0.0001069 | 0.00011465 | 0.00011415 | 0.00011415 | 0.00011415 | 0.00011415 | 1.0351e-05 | 6.4755e-05 | 0.00011162 | 0.00013876 | 9.3935e-05 | 9.9595e-05 | 9.5622e-05 | 9.378e-05 | 0.00010687 | 0.00010127 | -1.4716e-05 | -1.4716e-05
06/15 06:00:00 | 6 | 15 | 6 | 3966 | WD | 7.1198e-05 | 2.7774e-05 | 2.7774e-05 | 2.3593e-06 | 7.6812e-05 | -1.5577e-12 | 0.00011415 | 0.00030908 | 0.00030908 | 0.00013613 | 0 | -0.00216 | 2.7774e-05 | 0 | 8.7512e-05 | 0 | 8.7512e-05 | 0.00011415 | 0 | 0.00011415 | 3.1731e-05 | 6.5591e-05 | 0.0001126 | 0.00011812 | 0.00010277 | 0.00010752 | 3.3203e-06 | 6.0276e-06 | 5.1638e-06 | 5.1638e-06 | 0.00011415 | 0.00011415 | 0.00011415 | 0.00011416 | 0.00011415 | 0.00011415 | 0.00012828 | 0.00012306 | 0.00013005 | 0.00013363 | 0 | 0.00011415 | 0.00011415 | 0.00011415 | 0.00011415 | 7.1263e-05 | 0.00010962 | 0.00015177 | 0.00017619 | 0.00011088 | 0.00010887 | 9.8558e-05 | 9.3775e-05 | 0.0001076 | 0.00011082 | 5.2381e-05 | 5.2381e-05
06/15 07:00:00 | 6 | 15 | 7 | 3967 | WD | 0.00016011 | 4.567e-05 | 4.567e-05 | 1.306e-05 | 0.00016242 | 7.5464e-14 | 0.00011415 | 0.00068802 | 0.00068802 | 0.00015247 | 8.3315e-06 | -0.0018946 | 4.567e-05 | -0.00019119 | 9.9871e-05 | 1.1575e-05 | 9.9871e-05 | 0.00011415 | 0 | 0.00011415 | 6.3066e-05 | 6.5591e-05 | 0.0001126 | 0.00011862 | 0.00012245 | 0.00012126 | -1.966e-06 | 2.589e-06 | 1.1357e-06 | 1.1357e-06 | 0.00011415 | 0.00011415 | 0.00011415 | 0.00011416 | 0.00011415 | 0.00011415 | 0.000149 | 0.00014024 | 0.00018893 | 0.00021381 | 0 | 0.00011415 | 0.00011415 | 0.00011415 | 0.00011415 | 0.00015985 | 0.00016901 | 0.000157 | 0.00015004 | 0.00012524 | 0.00012128 | 0.00012222 | 0.00012265 | 0.00012443 | 0.00010714 | 5.3775e-05 | 5.3775e-05
06/15 08:00:00 | 6 | 15 | 8 | 3968 | WD | 0.00024545 | 4.1932e-05 | 4.1932e-05 | 1.5731e-05 | 0.00016597 | 4.7973e-13 | 0.00011415 | 0.00092656 | 0.00092656 | 0.00013613 | -1.1061e-05 | -0.0014518 | 4.1932e-05 | -0.00010299 | 0.00011103 | 4.2302e-06 | 0.00011103 | 0.00011415 | 0 | 0.00011415 | 0.00023781 | 0.00016398 | 0.0001685 | 0.00012369 | 0.00012698 | 0.00012596 | -2.6654e-06 | 8.3357e-07 | -2.8281e-07 | -2.8281e-07 | 0.00011415 | 0.00011415 | 0.00011415 | 0.00011416 | 0.00011415 | 0.00011415 | 0.00016895 | 0.00015337 | 0.00019337 | 0.00021381 | 0 | 0.00011415 | 0.00011415 | 0.00011415 | 0.00011415 | 0.0002714 | 0.000227 | 0.00018195 | 0.00015586 | 0.00014485 | 0.00012731 | 0.00015423 | 0.00016672 | 0.00014239 | 0.00010496 | 2.5713e-05 | 2.5713e-05
06/15 09:00:00 | 6 | 15 | 9 | 3969 | WD | 0.00032354 | 4.8986e-05 | 4.8986e-05 | 1.6769e-05 | 0.00016641 | 1.5523e-12 | 0.00011415 | 0.00044872 | 0.00044872 | 5.9897e-05 | -1.2692e-05 | -0.0011204 | 4.8986e-05 | -3.1235e-05 | 0.00011108 | 1.8178e-05 | 0.00011108 | 0.00011415 | 0 | 0.00011415 | 0.00047113 | 0.00029516 | 0.0002244 | 0.00012844 | 0.00012929 | 0.00012903 | -1.7844e-06 | 3.1025e-07 | -3.5807e-07 | -3.5807e-07 | 0.00011415 | 0.00011415 | 0.00011415 | 0.00011416 | 0.00011415 | 0.00011415 | 0.0001871 | 0.00015456 | 0.00019377 | 0.00021381 | 0 | 0.00011415 | 0.00011415 | 0.00011415 | 0.00011415 | 0.00039224 | 0.00024645 | 0.00019234 | 0.00016101 | 0.00015789 | 0.00012883 | 0.00016183 | 0.00017714 | 0.00013849 | 0.00010335 | 2.2303e-05 | 2.2303e-05
06/15 10:00:00 | 6 | 15 | 10 | 3970 | WD | 0.00039548 | 5.4092e-05 | 5.4092e-05 | 0.0010264 | 8.2374e-05 | 0.00021486 | 0.00011415 | 0.00030594 | 0.00030594 | 4.0839e-05 | -2.1857e-05 | -0.00081038 | 5.4092e-05 | 5.5073e-05 | 0.00011156 | 3.902e-05 | 0.00011156 | 0.00011415 | 0 | 0.00011415 | 0.00047113 | 0.00029516 | 0.0002244 | 0.00013091 | 0.00013254 | 0.00013203 | -1.5926e-06 | 1.9192e-07 | -3.7745e-07 | -3.7745e-07 | 0.00011415 | 0.00011415 | 0.00011415 | 0.00011415 | 0.00011415 | 0.00011415 | 0.00018706 | 0.00015413 | 0.00019363 | 0.00021381 | 0 | 0.00011415 | 0.00011415 | 0.00011415 | 0.00011415 | 0.00046503 | 0.00024653 | 0.00019523 | 0.00016552 | 0.00016437 | 0.00012985 | 0.00016336 | 0.0001789 | 0.00014909 | 0.00010243 | 2.4757e-05 | 2.4757e-05
06/15 11:00:00 | 6 | 15 | 11 | 3971 | WD | 0.00045065 | 3.5609e-05 | 3.5609e-05 | 1.4331e-05 | 0.00016234 | 0.00021991 | 0.00011415 | 0 | 0 | 4.0839e-05 | 0 | -0.00050704 | 3.5609e-05 | 0 | 0.00011463 | 0 | 0.00011463 | 0.00011415 | 0 | 0.00011415 | 0.00047113 | 0.00029516 | 0.0002244 | 0.00015821 | 0.00013574 | 0.00014269 | -1.6637e-06 | 2.047e-06 | 8.6305e-07 | 8.6305e-07 | 0.00011415 | 0.00011415 | 0.00011415 | 0.00011415 | 0.00011415 | 0.00011415 | 0.000187 | 0.00015348 | 0.00019341 | 0.00021381 | 0 | 0.00011415 | 0.00011415 | 0.00011415 | 0.00011415 | 0.00050419 | 0.00024632 | 0.00019716 | 0.00016869 | 0.00016679 | 0.00013075 | 0.00016637 | 0.00018289 | 0.0001443 | 9.9678e-05 | 2.4133e-05 | 2.4133e-05
06/15 12:00:00 | 6 | 15 | 12 | 3972 | WD | 0.00048184 | 3.5084e-05 | 3.5084e-05 | 6.4582e-06 | 0.00015746 | 0.00021998 | 0.00011415 | 0 | 0 | 4.0839e-05 | 0 | -5.8473e-05 | 3.5084e-05 | 0 | 0.00011458 | 0 | 0.00011458 | 0.00011415 | 0 | 0.00011415 | 0.00047113 | 0.00029516 | 0.0002244 | 0.00013404 | 0.00013721 | 0.00013623 | -1.6578e-06 | 1.7235e-06 | 6.4469e-07 | 6.4469e-07 | 0.00011415 | 0.00011415 | 0.00011415 | 0.00011415 | 0.00011415 | 0.00011415 | 0.00018694 | 0.0001532 | 0.00019331 | 0.00021381 | 0 | 0.00011415 | 0.00011415 | 0.00011415 | 0.00011415 | 0.00052558 | 0.00024586 | 0.00024082 | 0.0002379 | 0.00016619 | 0.00013126 | 0.00017025 | 0.00018833 | 0.00014574 | 0.00010801 | 2.3506e-05 | 2.3506e-05
06/15 13:00:00 | 6 | 15 | 13 | 3973 | WD | 0.00048048 | 2.6523e-05 | 2.6523e-05 | 1.1692e-05 | 8.1464e-05 | 0.00021627 | 0.00011415 | 0 | 0 | 4.0839e-05 | 0 | 0 | 2.6523e-05 | 0 | 0.00011115 | 0 | 0.00011115 | 0.00011415 | 0 | 0.00011415 | 0.00047113 | 0.00029516 | 0.0002244 | 0.00013525 | 0.00014569 | 0.00014247 | -9.9886e-07 | 1.8385e-06 | 9.3326e-07 | 9.3326e-07 | 0.00011415 | 0.00011415 | 0.00011415 | 0.00011415 | 0.00011415 | 0.00011415 | 0.00018653 | 0.00015279 | 0.00019317 | 0.00021381 | 0 | 0.00011415 | 0.00011415 | 0.00011415 | 0.00011415 | 0.00052813 | 0.00024525 | 0.00024078 | 0.00023819 | 0.00016519 | 0.00013432 | 0.00017009 | 0.00018667 | 0.00014657 | 0.00011631 | 2.3096e-05 | 2.3096e-05
06/15 14:00:00 | 6 | 15 | 14 | 3974 | WD | 0.00044981 | 2.6107e-05 | 2.6107e-05 | 5.7717e-06 | 7.8429e-05 | 0.00022375 | 0.00011415 | 0 | 0 | 4.0839e-05 | 0 | 0 | 2.6107e-05 | 0 | 0.00011051 | 0 | 0.00011051 | 0.00011415 | 0 | 0.00011415 | 0.00047113 | 0.00029516 | 0.0002244 | 0.00013591 | 0.0001495 | 0.0001453 | -5.9265e-07 | 2.1086e-06 | 1.2468e-06 | 1.2468e-06 | 0.00011415 | 0.00011415 | 0.00011415 | 0.00011415 | 0.00011415 | 0.00011415 | 0.00018548 | 0.00015218 | 0.00019297 | 0.00021381 | 0 | 0.00011415 | 0.00011415 | 0.00011415 | 0.00011415 | 0.0005109 | 0.00024314 | 0.00023925 | 0.00023701 | 0.00016608 | 0.00013567 | 0.00016887 | 0.00018427 | 0.00014937 | 0.00012303 | 2.2733e-05 | 2.2733e-05
06/15 15:00:00 | 6 | 15 | 15 | 3975 | WD | 0.00039094 | 2.5901e-05 | 2.5901e-05 | 4.9906e-06 | 7.7809e-05 | 0.00023635 | 0.00011415 | 0 | 0 | 4.0839e-05 | 0 | 0 | 2.5901e-05 | 0 | 0.00010956 | 0 | 0.00010956 | 0.00011415 | 0 | 0.00011415 | 0.00047113 | 0.00029516 | 0.0002244 | 0.00013276 | 0.00014591 | 0.00014184 | -4.7444e-07 | 1.9805e-06 | 1.1972e-06 | 1.1972e-06 | 0.00011415 | 0.00011415 | 0.00011415 | 0.00011415 | 0.00011415 | 0.00011415 | 0.00016661 | 0.00015069 | 0.00019246 | 0.00021381 | 0 | 0.00011415 | 0.00011415 | 0.00011415 | 0.00011415 | 0.00042583 | 0.00023592 | 0.00019209 | 0.00016671 | 0.00015424 | 0.00013405 | 0.00016854 | 0.00018454 | 0.00014888 | 0.00012803 | 1.916e-05 | 1.916e-05
06/15 16:00:00 | 6 | 15 | 16 | 3976 | WD | 0.00031621 | 3.5078e-05 | 3.5078e-05 | 5.2422e-06 | 0.00015212 | 0.00024949 | 0.00011415 | 0 | 0 | 4.0839e-05 | 0 | 0 | 3.5078e-05 | 0 | 0.00011092 | 0 | 0.00011092 | 0.00011415 | 0 | 0.00011415 | 0.00047113 | 0.00029516 | 0.0002244 | 0.00012456 | 0.00014628 | 0.00013957 | -5.0706e-07 | 1.7668e-06 | 1.0413e-06 | 1.0413e-06 | 0.00011415 | 0.00011415 | 0.00011415 | 0.00011415 | 0.00011415 | 0.00011415 | 0.00014779 | 0.00014413 | 0.00015206 | 0.00015611 | 0 | 0.00011415 | 0.00011415 | 0.00011415 | 0.00011415 | 0.00032259 | 0.00021408 | 0.00015369 | 0.00011872 | 0.00014282 | 0.00013208 | 0.00015796 | 0.00016996 | 0.00014356 | 0.00012316 | 2.2051e-05 | 2.2051e-05
06/15 17:00:00 | 6 | 15 | 17 | 3977 | WD | 0.00023736 | 3.196e-05 | 3.196e-05 | 0.001001 | 8.1788e-05 | -2.0051e-12 | 0.00011415 | 0.0010908 | 0.0010908 | 4.0839e-05 | 0 | 0 | 3.196e-05 | -2.213e-05 | 0.00012 | 0 | 0.00012 | 0.00011415 | 0 | 0.00011415 | 0.00044992 | 0.00029516 | 0.0002244 | 0.00012322 | 0.00014651 | 0.00013931 | -5.666e-07 | 1.1131e-06 | 5.7718e-07 | 5.7718e-07 | 0.00011415 | 0.00011415 | 0.00011415 | 0.00011415 | 0.00011415 | 0.00011415 | 0.00012914 | 0.00013924 | 0.00012923 | 0.00012411 | 0 | 0.00011415 | 0.00011415 | 0.00011415 | 0.00011415 | 0.00022426 | 0.00018991 | 0.00012759 | 9.1505e-05 | 0.00013202 | 0.00013038 | 0.00014757 | 0.00015554 | 0.00014306 | 0.00011121 | 1.847e-05 | 1.847e-05
06/15 18:00:00 | 6 | 15 | 18 | 3978 | WD | 0.00015433 | 3.5987e-05 | 3.5987e-05 | 7.5873e-06 | 7.9476e-05 | -7.5459e-13 | 0.00011415 | 0.0010791 | 0.0010791 | 7.0788e-05 | 0 | 0 | 3.5987e-05 | -1.4106e-05 | 0.00013406 | 0 | 0.00013406 | 0.00011415 | 0 | 0.00011415 | 7.1013e-05 | 6.5591e-05 | 0.0001126 | 0.00012253 | 0.00014314 | 0.00013677 | -5.9283e-07 | 6.9811e-07 | 2.8623e-07 | 2.8623e-07 | 0.00011415 | 0.00011415 | 0.00011415 | 0.00011415 | 0.00011415 | 0.00011415 | 0.00012867 | 0.00012817 | 0.00011248 | 0.00010446 | 0 | 0.00011415 | 0.00011415 | 0.00011415 | 0.00011415 | 0.00015672 | 0.000143 | 9.9493e-05 | 7.4298e-05 | 0.00012812 | 0.00012549 | 0.00011799 | 0.00011451 | 0.0001392 | 0.0001031 | 1.8095e-05 | 1.8095e-05
06/15 19:00:00 | 6 | 15 | 19 | 3979 | WD | 6.7903e-05 | 6.5163e-05 | 6.5163e-05 | 1.7811e-05 | 0.00016127 | -3.8268e-13 | 0.00011415 | 0.00079916 | 0.00079916 | 0.00015247 | 8.8391e-06 | 0 | 6.5163e-05 | 4.9139e-05 | 0.00014271 | 2.1072e-05 | 0.00014271 | 0.00011415 | 0 | 0.00011415 | 3.9068e-05 | 6.5591e-05 | 0.0001126 | 0.00013251 | 0.00013965 | 0.00013745 | -5.9977e-07 | 1.1009e-06 | 5.5829e-07 | 5.5829e-07 | 0.00011415 | 0.00011415 | 0.00011415 | 0.00011415 | 0.00011415 | 0.00011415 | 0.00011028 | 0.00011978 | 0.00010074 | 9.1006e-05 | 0 | 0.00011415 | 0.00011415 | 0.00011415 | 0.00011415 | 7.7484e-05 | 9.8696e-05 | 7.5564e-05 | 6.2169e-05 | 0.0001163 | 0.00012173 | 0.00011111 | 0.00010618 | 0.00013504 | 0.00010332 | 1.7768e-05 | 1.7768e-05
06/15 20:00:00 | 6 | 15 | 20 | 3980 | WD | 0 | 5.6333e-05 | 5.6333e-05 | 0.0010193 | 8.0886e-05 | -2.8565e-13 | 0.00011415 | 0.0001513 | 0.0001513 | 0.00021236 | 6.9493e-06 | 0 | 5.6333e-05 | 3.3022e-05 | 0.00014653 | 1.6839e-05 | 0.00014653 | 0.00011415 | 5.7313e-05 | 0.00011415 | 6.1637e-06 | 6.5591e-05 | 0.0001126 | 0.0001292 | 0.00013483 | 0.00013309 | -4.6138e-07 | 1.9771e-06 | 1.1991e-06 | 1.1991e-06 | 0.00011415 | 0.00011415 | 0.00011415 | 0.00011415 | 0.00011415 | 0.00011415 | 0.00010984 | 0.00010453 | 8.5931e-05 | 7.6429e-05 | 3.9149e-05 | 0.00011415 | 0.00011415 | 0.00011415 | 0.00011415 | 1.7811e-05 | 6.2552e-05 | 8.585e-05 | 9.9341e-05 | 0.00011371 | 0.00011717 | 0.00010147 | 9.4189e-05 | 0.00013185 | 0.00010332 | 1.703e-05 | 1.703e-05
06/15 21:00:00 | 6 | 15 | 21 | 3981 | WD | 0 | 6.6972e-05 | 6.6972e-05 | -0.00098998 | 0.00016032 | 0 | 0.00011415 | 0 | 0 | 0.00028587 | 6.1335e-06 | 0 | 6.6972e-05 | 3.3227e-05 | 0.00014762 | 1.9484e-05 | 0.00014762 | 0.00011415 | 0.00022925 | 0.00011415 | 0 | 6.5591e-05 | 0.0001126 | 0.00012133 | 0.00011577 | 0.00011749 | 9.4498e-06 | -3.6324e-07 | 2.7677e-06 | 2.7677e-06 | 0.00011415 | 0.00011415 | 0.00011415 | 0.00011415 | 0.00011415 | 0.00011415 | 0.00010924 | 9.2279e-05 | 7.4921e-05 | 6.6052e-05 | 0.00022929 | 0.00011415 | 0.00011415 | 0.00011415 | 0.00011415 | 3.2016e-06 | 4.5412e-05 | 7.0785e-05 | 8.5478e-05 | 0.00011529 | 0.00011083 | 0.000105 | 0.0001023 | 0.00013047 | 0.00010458 | 1.3515e-05 | 1.3515e-05
06/15 22:00:00 | 6 | 15 | 22 | 3982 | WD | 0 | 5.5022e-05 | 5.5022e-05 | 0.0010072 | 7.9241e-05 | 2.0698e-12 | 0.00011415 | 0 | 0 | 0.00034305 | 4.9871e-06 | 0 | 5.5022e-05 | 3.274e-05 | 0.00014405 | 2.1149e-05 | 0.00014405 | 0.00011415 | 0.00022925 | 0.00011415 | 0 | 6.5591e-05 | 0.0001118 | 0.00011137 | 0.00011255 | 0.00011219 | 1.8617e-05 | -3.0651e-06 | 3.8527e-06 | 3.8527e-06 | 0.00011415 | 0.00011415 | 0.00011415 | 0.00011415 | 0.00011415 | 0.00011415 | 0.00010883 | 6.9436e-05 | 6.3877e-05 | 6.1037e-05 | 0.00022929 | 0.00011415 | 0.00011415 | 0.00011415 | 0.00011415 | 2.0797e-06 | 3.3003e-05 | 6.2124e-05 | 7.8988e-05 | 0.00011312 | 0.00010239 | 9.862e-05 | 9.687e-05 | 0.00012959 | 0.00010332 | -2.167e-05 | -2.167e-05
06/15 23:00:00 | 6 | 15 | 23 | 3983 | WD | 0 | 5.3498e-05 | 5.3498e-05 | 5.1706e-06 | 0.00014954 | 7.9772e-13 | 0.00011415 | 0 | 0 | 0.00034849 | 0.00019457 | 0 | 5.3498e-05 | 4.1323e-05 | 0.00013614 | 1.558e-05 | 0.00013614 | 0.00011415 | 0.00022925 | 0.00011415 | 0 | 6.5591e-05 | 0.0001118 | 0.00013477 | 0.00011241 | 0.00011932 | 2.2842e-05 | -7.5351e-06 | 2.1568e-06 | 2.1568e-06 | 0.00011415 | 0.00011415 | 0.00011415 | 0.00011415 | 0.00011415 | 0.00011415 | 9.9691e-05 | 6.8344e-05 | 6.1493e-05 | 5.7992e-05 | 0.00022929 | 0.00011415 | 0.00011415 | 0.00011415 | 0.00011415 | 1.729e-06 | 2.6771e-05 | 5.7344e-05 | 7.5048e-05 | 0.00010703 | 0.00010201 | 9.7598e-05 | 9.5549e-05 | 0.00012803 | 0.00010304 | -2.2255e-05 | -2.2255e-05
06/15 24:00:00 | 6 | 15 | 24 | 3984 | WD | 0 | 2.5243e-05 | 2.5243e-05 | 3.4505e-06 | 2.7142e-05 | -1.3906e-12 | 0.00011415 | 0 | 0 | 0.00023959 | 0 | 0 | 2.5243e-05 | 0 | 0.00012638 | 0 | 0.00012638 | 0.00011415 | 0.00022925 | 0.00011415 | 0 | 6.5591e-05 | 0.0001118 | 0.00010318 | 0.00011172 | 0.00010908 | 2.3392e-05 | -1.3622e-05 | -1.8125e-06 | -1.8125e-06 | 0.00011415 | 0.00011415 | 0.00011415 | 0.00011415 | 0.00011415 | 0.00011415 | 4.5468e-05 | 6.8027e-05 | 5.8924e-05 | 5.4272e-05 | 0.00022929 | 0.00011415 | 0.00011415 | 0.00011415 | 0.00011415 | 1.2032e-06 | 2.496e-05 | 5.3631e-05 | 7.0234e-05 | 7.9654e-05 | 0.00010168 | 9.1056e-05 | 8.6131e-05 | 0.00012877 | 0.00010261 | -1.541e-05 | -1.541e-05
06/16 01:00:00 | 6 | 16 | 1 | 3985 | WD | 0 | 2.1805e-05 | 2.1805e-05 | 1.3055e-06 | 5.3989e-05 | 0.00025245 | 0.00011415 | 0 | 0 | 0.00013341 | 0 | 0 | 2.1805e-05 | 0 | 9.19e-05 | 0 | 9.19e-05 | 0.00011415 | 0.00022925 | 0.00011415 | 0 | 6.5591e-05 | 0.0001118 | 0.00010203 | 0.00011338 | 0.00010987 | 2.3628e-05 | -1.8579e-05 | -5.1127e-06 | -5.1127e-06 | 0.00011415 | 0.00011415 | 0.00011415 | 0.00011415 | 0.00011415 | 0.00011415 | 3.6463e-05 | 6.7924e-05 | 5.8637e-05 | 5.3892e-05 | 0.00022929 | 0.00011415 | 0.00011415 | 0.00011415 | 0.00011415 | 1.2032e-06 | 2.437e-05 | 5.3103e-05 | 6.9742e-05 | 7.5275e-05 | 0.00010223 | 9.0939e-05 | 8.5703e-05 | 0.00014874 | 0.00010234 | -1.361e-05 | -1.361e-05
06/16 02:00:00 | 6 | 16 | 2 | 3986 | WD | 0 | 2.3037e-05 | 2.3037e-05 | 0 | 7.43e-05 | 0.00023244 | 0.00011415 | 0 | 0 | 5.4452e-05 | 0 | 0 | 2.3037e-05 | 0 | 8.5656e-05 | 0 | 8.5656e-05 | 0.00011415 | 0.00022925 | 0.00011415 | 0 | 6.5591e-05 | 0.0001118 | 0.0001024 | 0.00011618 | 0.00011192 | 2.3881e-05 | -7.8618e-06 | 2.2658e-06 | 2.2658e-06 | 0.00011415 | 0.00011415 | 0.00011415 | 0.00011415 | 0.00011415 | 0.00011415 | 3.6473e-05 | 6.819e-05 | 6.0618e-05 | 5.6748e-05 | 0.00022929 | 0.00011415 | 0.00011415 | 0.00011415 | 0.00011415 | 1.23e-06 | 2.5894e-05 | 5.6002e-05 | 7.3438e-05 | 7.6372e-05 | 0.0001033 | 9.1694e-05 | 8.6313e-05 | 0.00017129 | 0.00010221 | -1.6105e-05 | -1.6105e-05
06/16 03:00:00 | 6 | 16 | 3 | 3987 | WD | 0 | 1.4909e-05 | 1.4909e-05 | 8.694e-08 | 0 | 0.00022975 | 0.00011415 | 0 | 0 | 2.1781e-05 | 0 | 0 | 1.4909e-05 | 0 | 8.3946e-05 | 0 | 8.3946e-05 | 0.00011415 | 0.00022925 | 0.00011415 | 0 | 6.5591e-05 | 0.0001118 | 0.00010357 | 0.00011807 | 0.00011359 | 2.4186e-05 | 3.1586e-06 | 9.8676e-06 | 9.8676e-06 | 0.00011415 | 0.00011415 | 0.00011415 | 0.00011415 | 0.00011415 | 0.00011415 | 4.5596e-05 | 6.8975e-05 | 6.1912e-05 | 5.8304e-05 | 0.00022929 | 0.00011415 | 0.00011415 | 0.00011415 | 0.00011415 | 1.5508e-06 | 3.0373e-05 | 5.892e-05 | 7.5451e-05 | 8.2996e-05 | 0.0001042 | 9.2175e-05 | 8.6597e-05 | 0.00017333 | 0.00010216 | -1.2041e-05 | -1.2041e-05
06/16 04:00:00 | 6 | 16 | 4 | 3988 | WD | 0 | 2.2514e-05 | 2.2514e-05 | 0 | 7.4158e-05 | 0.00022651 | 0.00011415 | 0 | 0 | 2.1781e-05 | 0 | -0.0026743 | 2.2514e-05 | 0 | 8.2211e-05 | 0 | 8.2211e-05 | 0.00011415 | 0.00022925 | 0.00011415 | 0 | 6.5591e-05 | 0.0001118 | 0.00016632 | 0.0001184 | 0.00013321 | 2.4062e-05 | 2.9085e-06 | 9.6576e-06 | 9.6576e-06 | 0.00011415 | 0.00011415 | 0.00011415 | 0.00011415 | 0.00011415 | 0.00011415 | 5.4768e-05 | 7.0282e-05 | 7.6832e-05 | 8.0178e-05 | 0.00022929 | 0.00011415 | 0.00011415 | 0.00011415 | 0.00011415 | 2.0054e-06 | 3.7834e-05 | 7.9583e-05 | 0.00010376 | 8.9224e-05 | 0.00010471 | 9.7159e-05 | 9.3657e-05 | 0.00017233 | 0.00010212 | -1.6478e-05 | -1.6478e-05
06/16 05:00:00 | 6 | 16 | 5 | 3989 | WD | 0 | 1.6889e-05 | 1.6889e-05 | 7.6396e-07 | 0 | 0.00021796 | 0.00011415 | 0 | 0 | 6.5342e-05 | 1.3974e-05 | -0.0016284 | 1.6889e-05 | 2.2928e-06 | 8.1198e-05 | 1.119e-06 | 8.1198e-05 | 0.00011415 | 0.00011463 | 0.00011415 | 5.3589e-06 | 6.5591e-05 | 0.0001118 | 0.00016025 | 0.00012278 | 0.00013436 | 2.561e-05 | 2.8589e-06 | 1.0118e-05 | 1.0118e-05 | 0.00011415 | 0.00011415 | 0.00011415 | 0.00011415 | 0.00011415 | 0.00011415 | 9.1181e-05 | 9.2835e-05 | 0.00010215 | 0.0001069 | 0.00011465 | 0.00011415 | 0.00011415 | 0.00011415 | 0.00011415 | 1.0321e-05 | 6.4745e-05 | 0.00011161 | 0.00013875 | 0.00010538 | 0.00010901 | 9.8713e-05 | 9.3936e-05 | 0.00017198 | 0.00010219 | -1.401e-05 | -1.401e-05
06/16 06:00:00 | 6 | 16 | 6 | 3990 | WD | 6.9521e-05 | 3.1334e-05 | 3.1334e-05 | 2.432e-06 | 0.0001004 | -1.5577e-12 | 0.00011415 | 0.00030787 | 0.00030787 | 0.00013613 | 1.8847e-05 | -0.0017962 | 3.1334e-05 | 2.7432e-06 | 8.7512e-05 | 1.5092e-06 | 8.7512e-05 | 0.00011415 | 0 | 0.00011415 | 3.1606e-05 | 6.5591e-05 | 0.0001126 | 0.00014437 | 0.00012861 | 0.00013348 | 9.0791e-06 | 3.4397e-06 | 5.239e-06 | 5.239e-06 | 0.00011415 | 0.00011415 | 0.00011415 | 0.00011416 | 0.00011415 | 0.00011415 | 0.00012828 | 0.00012306 | 0.00013006 | 0.00013363 | 0 | 0.00011415 | 0.00011415 | 0.00011415 | 0.00011415 | 7.0893e-05 | 0.00010951 | 0.00015172 | 0.00017617 | 0.00012216 | 0.000118 | 0.00010179 | 9.4272e-05 | 0.00016922 | 0.00010575 | 3.4416e-05 | 3.4416e-05
06/16 07:00:00 | 6 | 16 | 7 | 3991 | WD | 0.00015857 | 4.394e-05 | 4.394e-05 | 0.0010169 | 0.00013747 | 7.5464e-14 | 0.00011415 | 0.00068544 | 0.00068544 | 0.00015247 | -1.1451e-05 | -0.00066858 | 4.394e-05 | -0.00019017 | 9.9871e-05 | 1.2877e-05 | 9.9871e-05 | 0.00011415 | 0 | 0.00011415 | 6.2829e-05 | 6.5591e-05 | 0.0001126 | 0.00012358 | 0.00014876 | 0.00014098 | 4.0811e-06 | 1.6908e-06 | 2.4534e-06 | 2.4534e-06 | 0.00011415 | 0.00011415 | 0.00011415 | 0.00011416 | 0.00011415 | 0.00011415 | 0.000149 | 0.00014024 | 0.00018893 | 0.00021381 | 0 | 0.00011415 | 0.00011415 | 0.00011415 | 0.00011415 | 0.00015921 | 0.00016875 | 0.00015687 | 0.00014999 | 0.00013575 | 0.00013052 | 0.00012617 | 0.00012415 | 0.00018166 | 0.00010274 | -9.9114e-05 | -9.9114e-05
06/16 08:00:00 | 6 | 16 | 8 | 3992 | WD | 0.00024598 | 4.318e-05 | 4.318e-05 | 1.4729e-05 | 0.00016581 | 4.7973e-13 | 0.00011415 | 0.00092404 | 0.00092404 | 0.00013613 | -1.9799e-05 | -0.00019953 | 4.318e-05 | -0.00011029 | 0.00011103 | 6.0313e-06 | 0.00011103 | 0.00011415 | 0 | 0.00011415 | 0.00023716 | 0.00016398 | 0.0001685 | 0.0001271 | 0.00015 | 0.00014292 | 3.4859e-06 | 5.3215e-07 | 1.4746e-06 | 1.4746e-06 | 0.00011415 | 0.00011415 | 0.00011415 | 0.00011416 | 0.00011415 | 0.00011415 | 0.00016895 | 0.00015337 | 0.00019337 | 0.00021381 | 0 | 0.00011415 | 0.00011415 | 0.00011415 | 0.00011415 | 0.00027043 | 0.00022669 | 0.00018179 | 0.00015579 | 0.00015189 | 0.00013537 | 0.00015776 | 0.00016814 | 0.00018157 | 0.00010353 | -0.00010705 | -0.00010705
06/16 09:00:00 | 6 | 16 | 9 | 3993 | WD | 0.00032737 | 5.2941e-05 | 5.2941e-05 | 1.6097e-05 | 0.00016629 | 1.5523e-12 | 0.00011415 | 0.00044872 | 0.00044872 | 5.9897e-05 | -1.6425e-05 | 4.5777e-05 | 5.2941e-05 | -2.675e-05 | 0.00011108 | 2.3826e-05 | 0.00011108 | 0.00011415 | 0 | 0.00011415 | 0.00047113 | 0.00029516 | 0.0002244 | 0.00013029 | 0.00015029 | 0.00014411 | 3.2767e-06 | 2.536e-07 | 1.2181e-06 | 1.2181e-06 | 0.00011415 | 0.00011415 | 0.00011415 | 0.00011416 | 0.00011415 | 0.00011415 | 0.0001871 | 0.00015456 | 0.00019377 | 0.00021381 | 0 | 0.00011415 | 0.00011415 | 0.00011415 | 0.00011415 | 0.00039069 | 0.00024645 | 0.00019228 | 0.00016091 | 0.00016412 | 0.00013613 | 0.00016429 | 0.00017735 | 0.00018473 | 0.00010399 | -0.00010508 | -0.00010508
06/16 10:00:00 | 6 | 16 | 10 | 3994 | WD | 0.00040508 | 6.8596e-05 | 6.8596e-05 | 1.5226e-05 | 0.00016463 | 0.00021486 | 0.00011415 | 0.00030594 | 0.00030594 | 4.0839e-05 | -3.0788e-05 | 0.00017121 | 6.8596e-05 | 4.8616e-05 | 0.00011156 | 4.7255e-05 | 0.00011156 | 0.00011415 | 0 | 0.00011415 | 0.00047113 | 0.00029516 | 0.0002244 | 0.00013098 | 0.00015176 | 0.00014534 | 3.152e-06 | 2.6584e-07 | 1.1867e-06 | 1.1867e-06 | 0.00011415 | 0.00011415 | 0.00011415 | 0.00011415 | 0.00011415 | 0.00011415 | 0.00018706 | 0.00015413 | 0.00019363 | 0.00021381 | 0 | 0.00011415 | 0.00011415 | 0.00011415 | 0.00011415 | 0.0004636 | 0.00024653 | 0.00019516 | 0.00016541 | 0.00016724 | 0.00013651 | 0.00016391 | 0.00017662 | 0.00018486 | 0.00010334 | -0.0001061 | -0.0001061
06/16 11:00:00 | 6 | 16 | 11 | 3995 | WD | 0.00046036 | 3.8839e-05 | 3.8839e-05 | 0.0010178 | 8.1153e-05 | 0.00021991 | 0.00011415 | 0 | 0 | 4.0839e-05 | 0.00021038 | 0.00026556 | 3.8839e-05 | 4.4682e-05 | 0.00011463 | 1.6847e-05 | 0.00011463 | 0.00011415 | 0 | 0.00011415 | 0.00047113 | 0.00029516 | 0.0002244 | 0.00015631 | 0.00015338 | 0.00015429 | 6.3177e-06 | 2.0011e-07 | 2.152e-06 | 2.152e-06 | 0.00011415 | 0.00011415 | 0.00011415 | 0.00011415 | 0.00011415 | 0.00011415 | 0.000187 | 0.00015348 | 0.00019341 | 0.00021381 | 0 | 0.00011415 | 0.00011415 | 0.00011415 | 0.00011415 | 0.0005029 | 0.00024632 | 0.00019709 | 0.00016858 | 0.00016868 | 0.00013689 | 0.0001663 | 0.00017995 | 0.00018682 | 0.00010332 | -0.00011026 | -0.00011026
06/16 12:00:00 | 6 | 16 | 12 | 3996 | WD | 0.00048839 | 4.0717e-05 | 4.0717e-05 | -0.00099249 | 0.00015991 | 0.00021998 | 0.00011415 | 0 | 0 | 4.0839e-05 | 9.5497e-05 | 0.00031977 | 4.0717e-05 | 2.0282e-05 | 0.00011458 | 7.647e-06 | 0.00011458 | 0.00011415 | 0 | 0.00011415 | 0.00047113 | 0.00029516 | 0.0002244 | 0.00013323 | 0.00015559 | 0.00014868 | 4.8319e-06 | 4.4066e-07 | 1.8417e-06 | 1.8417e-06 | 0.00011415 | 0.00011415 | 0.00011415 | 0.00011415 | 0.00011415 | 0.00011415 | 0.00018694 | 0.0001532 | 0.00019331 | 0.00021381 | 0 | 0.00011415 | 0.00011415 | 0.00011415 | 0.00011415 | 0.0005243 | 0.00024586 | 0.00024075 | 0.00023779 | 0.00017068 | 0.00013758 | 0.00017116 | 0.00018673 | 0.00018928 | 0.00010332 | -0.00010474 | -0.00010474
06/16 13:00:00 | 6 | 16 | 13 | 3997 | WD | 0.00048588 | 2.6266e-05 | 2.6266e-05 | 0.0010044 | 7.9036e-05 | 0.00021627 | 0.00011415 | 0 | 0 | 4.0839e-05 | 0 | 0.00017907 | 2.6266e-05 | 0 | 0.00011115 | 0 | 0.00011115 | 0.00011415 | 0 | 0.00011415 | 0.00047113 | 0.00029516 | 0.0002244 | 0.00013501 | 0.00016275 | 0.00015418 | 3.7417e-06 | 2.1884e-06 | 2.684e-06 | 2.684e-06 | 0.00011415 | 0.00011415 | 0.00011415 | 0.00011415 | 0.00011415 | 0.00011415 | 0.00018653 | 0.00015279 | 0.00019317 | 0.00021381 | 0 | 0.00011415 | 0.00011415 | 0.00011415 | 0.00011415 | 0.00052694 | 0.00024525 | 0.00024072 | 0.00023809 | 0.00017254 | 0.00013999 | 0.00017129 | 0.00018581 | 0.00019094 | 0.00010313 | -0.00010854 | -0.00010854
06/16 14:00:00 | 6 | 16 | 14 | 3998 | WD | 0.00045706 | 3.1471e-05 | 3.1471e-05 | 5.0993e-06 | 0.00012904 | 0.00022375 | 0.00011415 | 0 | 0 | 4.0839e-05 | 0 | 0.00049936 | 3.1471e-05 | 0 | 0.00011051 | 0 | 0.00011051 | 0.00011415 | 0 | 0.00011415 | 0.00047113 | 0.00029516 | 0.0002244 | 0.00013497 | 0.0001633 | 0.00015455 | 3.0378e-06 | 3.4683e-06 | 3.3309e-06 | 3.3309e-06 | 0.00011415 | 0.00011415 | 0.00011415 | 0.00011415 | 0.00011415 | 0.00011415 | 0.00018548 | 0.00015218 | 0.00019297 | 0.00021381 | 0 | 0.00011415 | 0.00011415 | 0.00011415 | 0.00011415 | 0.00050981 | 0.00024314 | 0.00023919 | 0.00023691 | 0.00017286 | 0.00013999 | 0.00016932 | 0.00018293 | 0.00018906 | 0.00010189 | -0.00011214 | -0.00011214
06/16 15:00:00 | 6 | 16 | 15 | 3999 | WD | 0.00039887 | 2.8838e-05 | 2.8838e-05 | 4.5723e-06 | 0.00010551 | 0.00023635 | 0.00011415 | 0 | 0 | 4.0839e-05 | 0 | 0.00046163 | 2.8838e-05 | 0 | 0.00010956 | 0 | 0.00010956 | 0.00011415 | 0 | 0.00011415 | 0.00047113 | 0.00029516 | 0.0002244 | 0.00013124 | 0.00015818 | 0.00014985 | 3.0336e-06 | 3.861e-06 | 3.597e-06 | 3.597e-06 | 0.00011415 | 0.00011415 | 0.00011415 | 0.00011415 | 0.00011415 | 0.00011415 | 0.00016661 | 0.00015069 | 0.00019246 | 0.00021381 | 0 | 0.00011415 | 0.00011415 | 0.00011415 | 0.00011415 | 0.00042468 | 0.00023592 | 0.00019203 | 0.00016662 | 0.00016013 | 0.00013774 | 0.00016841 | 0.00018264 | 0.00019026 | 0.00010156 | -0.00010942 | -0.00010942
06/16 16:00:00 | 6 | 16 | 16 | 4000 | WD | 0.00032465 | 2.916e-05 | 2.916e-05 | -0.00091409 | 7.7871e-05 | 0.00024949 | 0.00011415 | 0 | 0 | 4.0839e-05 | 3.4684e-05 | 0.00053349 | 2.916e-05 | 7.3665e-06 | 0.00011092 | 2.7774e-06 | 0.00011092 | 0.00011415 | 0 | 0.00011415 | 0.00047113 | 0.00029516 | 0.0002244 | 0.00012258 | 0.00015638 | 0.00014593 | 2.8964e-06 | 3.9302e-06 | 3.6004e-06 | 3.6004e-06 | 0.00011415 | 0.00011415 | 0.00011415 | 0.00011415 | 0.00011415 | 0.00011415 | 0.00014779 | 0.00014413 | 0.00015206 | 0.00015611 | 0 | 0.00011415 | 0.00011415 | 0.00011415 | 0.00011415 | 0.00032179 | 0.00021408 | 0.00015366 | 0.00011868 | 0.00014677 | 0.00013513 | 0.00015719 | 0.00016743 | 0.00018046 | 0.00010332 | -0.00011287 | -0.00011287
06/16 17:00:00 | 6 | 16 | 17 | 4001 | WD | 0.00024436 | 4.8821e-05 | 4.8821e-05 | 0.0009321 | 7.8375e-05 | -2.0051e-12 | 0.00011415 | 0.0010896 | 0.0010896 | 4.0839e-05 | -4.0964e-05 | 0.00054848 | 4.8821e-05 | -3.2736e-05 | 0.00012 | 2.4517e-05 | 0.00012 | 0.00011415 | 0 | 0.00011415 | 0.00044944 | 0.00029516 | 0.0002244 | 0.00011967 | 0.000153 | 0.0001427 | 3.5073e-06 | 2.9766e-06 | 3.1459e-06 | 3.1459e-06 | 0.00011415 | 0.00011415 | 0.00011415 | 0.00011415 | 0.00011415 | 0.00011415 | 0.00012914 | 0.00013924 | 0.00012923 | 0.00012411 | 0 | 0.00011415 | 0.00011415 | 0.00011415 | 0.00011415 | 0.0002238 | 0.00018979 | 0.00012753 | 9.1479e-05 | 0.00013315 | 0.00013246 | 0.00014591 | 0.00015215 | 0.00017663 | 0.00010332 | -0.0001099 | -0.0001099
06/16 18:00:00 | 6 | 16 | 18 | 4002 | WD | 0.00015952 | 6.6941e-05 | 6.6941e-05 | 6.5425e-06 | 0.00015894 | -7.5459e-13 | 0.00011415 | 0.0010771 | 0.0010771 | 7.0788e-05 | -2.0583e-05 | 0.00055143 | 6.6941e-05 | 2.0805e-05 | 0.00013406 | 3.2073e-05 | 0.00013406 | 0.00011415 | 0 | 0.00011415 | 7.0881e-05 | 6.5591e-05 | 0.0001126 | 0.00011853 | 0.00014791 | 0.00013883 | 3.6734e-06 | 9.0483e-07 | 1.7882e-06 | 1.7882e-06 | 0.00011415 | 0.00011415 | 0.00011415 | 0.00011415 | 0.00011415 | 0.00011415 | 0.00012867 | 0.00012817 | 0.00011248 | 0.00010446 | 0 | 0.00011415 | 0.00011415 | 0.00011415 | 0.00011415 | 0.00015637 | 0.00014286 | 9.9432e-05 | 7.4282e-05 | 0.00012788 | 0.00012717 | 0.00011598 | 0.00011079 | 0.00017139 | 0.00010332 | 1.716e-05 | 1.716e-05
06/16 19:00:00 | 6 | 16 | 19 | 4003 | WD | 7.0464e-05 | 8.0199e-05 | 8.0199e-05 | 1.5278e-05 | 8.059e-05 | -3.8268e-13 | 0.00011415 | 0.00079793 | 0.00079793 | 0.00015247 | -2.4833e-05 | 0.00045042 | 8.0199e-05 | 0.00010318 | 0.00014271 | 5.4648e-05 | 0.00014271 | 0.00011415 | 0 | 0.00011415 | 3.9008e-05 | 6.5591e-05 | 0.0001126 | 0.0001156 | 0.0001441 | 0.00013529 | 2.5592e-06 | 4.5608e-10 | 8.1683e-07 | 8.1683e-07 | 0.00011415 | 0.00011415 | 0.00011415 | 0.00011416 | 0.00011415 | 0.00011415 | 0.00011028 | 0.00011978 | 0.00010074 | 9.1006e-05 | 0 | 0.00011415 | 0.00011415 | 0.00011415 | 0.00011415 | 7.7298e-05 | 9.8637e-05 | 7.5537e-05 | 6.216e-05 | 0.00011563 | 0.0001233 | 0.0001098 | 0.00010354 | 0.00017029 | 0.00010384 | 1.387e-05 | 1.387e-05
06/16 20:00:00 | 6 | 16 | 20 | 4004 | WD | 0 | 8.0543e-05 | 8.0543e-05 | 0.0010181 | 0.00016168 | -2.8565e-13 | 0.00011415 | 0.00015108 | 0.00015108 | 0.00021236 | -6.3442e-06 | 0.00036042 | 8.0543e-05 | 6.8297e-05 | 0.00014653 | 3.9112e-05 | 0.00014653 | 0.00011415 | 5.7313e-05 | 0.00011415 | 6.155e-06 | 6.5591e-05 | 0.0001126 | 0.0001152 | 0.00014012 | 0.00013242 | 2.2572e-06 | -1.8858e-07 | 5.9175e-07 | 5.9175e-07 | 0.00011415 | 0.00011415 | 0.00011415 | 0.00011416 | 0.00011415 | 0.00011415 | 0.00010984 | 0.00010453 | 8.5931e-05 | 7.6429e-05 | 3.9149e-05 | 0.00011415 | 0.00011415 | 0.00011415 | 0.00011415 | 1.7786e-05 | 6.2546e-05 | 8.5847e-05 | 9.934e-05 | 0.00011505 | 0.00011905 | 0.00010128 | 9.3039e-05 | 0.00017156 | 0.00010445 | 1.8175e-05 | 1.8175e-05
06/16 21:00:00 | 6 | 16 | 21 | 4005 | WD | 0 | 6.1066e-05 | 6.1066e-05 | -0.00083676 | 8.0094e-05 | 0 | 0.00011415 | 0 | 0 | 0.00028587 | -2.8698e-06 | 0 | 6.1066e-05 | 3.9274e-05 | 0.00014762 | 2.3183e-05 | 0.00014762 | 0.00011415 | 0.00022925 | 0.00011415 | 0 | 6.5591e-05 | 0.0001126 | 0.00011164 | 0.00012273 | 0.0001193 | 1.7744e-05 | -1.1535e-07 | 5.5829e-06 | 5.5829e-06 | 0.00011415 | 0.00011415 | 0.00011415 | 0.00011415 | 0.00011415 | 0.00011415 | 0.00010924 | 9.2279e-05 | 7.4921e-05 | 6.6052e-05 | 0.00022929 | 0.00011415 | 0.00011415 | 0.00011415 | 0.00011415 | 3.2016e-06 | 4.5412e-05 | 7.0785e-05 | 8.5478e-05 | 0.00011883 | 0.00011319 | 0.00010525 | 0.00010157 | 0.00017411 | 0.00010317 | 1.6661e-05 | 1.6661e-05
06/16 22:00:00 | 6 | 16 | 22 | 4006 | WD | 0 | 6.2682e-05 | 6.2682e-05 | 0.00085168 | 0.00015845 | 2.0698e-12 | 0.00011415 | 0 | 0 | 0.00034305 | -1.3132e-06 | 0 | 6.2682e-05 | 3.1484e-05 | 0.00014405 | 2.0102e-05 | 0.00014405 | 0.00011415 | 0.00022925 | 0.00011415 | 0 | 6.5591e-05 | 0.0001118 | 0.00011163 | 0.00012008 | 0.00011747 | 2.3178e-05 | 2.3274e-07 | 7.5536e-06 | 7.5536e-06 | 0.00011415 | 0.00011415 | 0.00011415 | 0.00011415 | 0.00011415 | 0.00011415 | 0.00010883 | 6.9436e-05 | 6.3877e-05 | 6.1037e-05 | 0.00022929 | 0.00011415 | 0.00011415 | 0.00011415 | 0.00011415 | 2.0797e-06 | 3.3003e-05 | 6.2124e-05 | 7.8988e-05 | 0.00011922 | 0.00010505 | 9.9182e-05 | 9.6461e-05 | 0.00017743 | 0.00010287 | -2.2907e-05 | -2.2907e-05
06/16 23:00:00 | 6 | 16 | 23 | 4007 | WD | 0 | 4.2607e-05 | 4.2607e-05 | 3.8881e-06 | 7.7747e-05 | 7.9772e-13 | 0.00011415 | 0 | 0 | 0.00034849 | 0.00013622 | 0 | 4.2607e-05 | 2.8932e-05 | 0.00013614 | 1.0908e-05 | 0.00013614 | 0.00011415 | 0.00022925 | 0.00011415 | 0 | 6.5591e-05 | 0.0001118 | 0.0001355 | 0.00012157 | 0.00012587 | 2.4783e-05 | 9.0261e-07 | 8.5219e-06 | 8.5219e-06 | 0.00011415 | 0.00011415 | 0.00011415 | 0.00011415 | 0.00011415 | 0.00011415 | 9.9691e-05 | 6.8344e-05 | 6.1493e-05 | 5.7992e-05 | 0.00022929 | 0.00011415 | 0.00011415 | 0.00011415 | 0.00011415 | 1.729e-06 | 2.6771e-05 | 5.7344e-05 | 7.5048e-05 | 0.00011538 | 0.00010524 | 9.8414e-05 | 9.5248e-05 | 0.00017692 | 0.00010265 | -1.7529e-05 | -1.7529e-05
06/16 24:00:00 | 6 | 16 | 24 | 4008 | WD | 0 | 3.0468e-05 | 3.0468e-05 | 2.6126e-06 | 7.6437e-05 | -1.3906e-12 | 0.00011415 | 0 | 0 | 0.00023959 | 0 | 0 | 3.0468e-05 | 0 | 0.00012638 | 0 | 0.00012638 | 0.00011415 | 0.00022925 | 0.00011415 | 0 | 6.5591e-05 | 0.0001118 | 0.00010516 | 0.00012208 | 0.00011685 | 2.4007e-05 | 2.7085e-06 | 9.5038e-06 | 9.5038e-06 | 0.00011415 | 0.00011415 | 0.00011415 | 0.00011415 | 0.00011415 | 0.00011415 | 4.5468e-05 | 6.8027e-05 | 5.8924e-05 | 5.4272e-05 | 0.00022929 | 0.00011415 | 0.00011415 | 0.00011415 | 0.00011415 | 1.2032e-06 | 2.496e-05 | 5.3631e-05 | 7.0234e-05 | 8.9689e-05 | 0.00010533 | 9.2109e-05 | 8.5978e-05 | 0.0001767 | 0.00010252 | -1.7719e-05 | -1.7719e-05
06/17 01:00:00 | 6 | 17 | 1 | 4009 | WD | 0 | 1.6082e-05 | 1.6082e-05 | 1.173e-06 | 0 | 0.00025245 | 0.00011415 | 0 | 0 | 0.00013341 | 0 | 0 | 1.6082e-05 | 0 | 9.19e-05 | 0 | 9.19e-05 | 0.00011415 | 0.00022925 | 0.00011415 | 0 | 6.5591e-05 | 0.0001118 | 0.00010411 | 0.00012222 | 0.00011662 | 2.4238e-05 | 5.213e-06 | 1.1283e-05 | 1.1283e-05 | 0.00011415 | 0.00011415 | 0.00011415 | 0.00011415 | 0.00011415 | 0.00011415 | 3.6463e-05 | 6.7924e-05 | 5.8637e-05 | 5.3892e-05 | 0.00022929 | 0.00011415 | 0.00011415 | 0.00011415 | 0.00011415 | 1.2032e-06 | 2.437e-05 | 5.3103e-05 | 6.9742e-05 | 8.4342e-05 | 0.00010534 | 9.1888e-05 | 8.5646e-05 | 0.00017698 | 0.00010244 | -1.6495e-05 | -1.6495e-05
06/17 02:00:00 | 6 | 17 | 2 | 4010 | WD | 0 | 2.303e-05 | 2.303e-05 | 0 | 7.4241e-05 | 0.00023244 | 0.00011415 | 0 | 0 | 5.4452e-05 | 0 | 0 | 2.303e-05 | 0 | 8.5656e-05 | 0 | 8.5656e-05 | 0.00011415 | 0.00022925 | 0.00011415 | 0 | 6.5591e-05 | 0.0001118 | 0.00010427 | 0.00012266 | 0.00011698 | 2.4627e-05 | 6.6095e-06 | 1.2358e-05 | 1.2358e-05 | 0.00011415 | 0.00011415 | 0.00011415 | 0.00011415 | 0.00011415 | 0.00011415 | 3.6473e-05 | 6.819e-05 | 6.0618e-05 | 5.6748e-05 | 0.00022929 | 0.00011415 | 0.00011415 | 0.00011415 | 0.00011415 | 1.23e-06 | 2.5894e-05 | 5.6002e-05 | 7.3438e-05 | 8.3814e-05 | 0.00010558 | 9.2422e-05 | 8.6318e-05 | 0.00017904 | 0.00010233 | -1.2448e-05 | -1.2448e-05
06/17 03:00:00 | 6 | 17 | 3 | 4011 | WD | 0 | 2.2758e-05 | 2.2758e-05 | 3.148e-07 | 7.4052e-05 | 0.00022975 | 0.00011415 | 0 | 0 | 2.1781e-05 | 0 | 0 | 2.2758e-05 | 0 | 8.3946e-05 | 0 | 8.3946e-05 | 0.00011415 | 0.00022925 | 0.00011415 | 0 | 6.5591e-05 | 0.0001118 | 0.00010514 | 0.0001226 | 0.0001172 | 2.4949e-05 | 7.0298e-06 | 1.2747e-05 | 1.2747e-05 | 0.00011415 | 0.00011415 | 0.00011415 | 0.00011415 | 0.00011415 | 0.00011415 | 4.5596e-05 | 6.8975e-05 | 6.1912e-05 | 5.8304e-05 | 0.00022929 | 0.00011415 | 0.00011415 | 0.00011415 | 0.00011415 | 1.5508e-06 | 3.0373e-05 | 5.892e-05 | 7.5451e-05 | 8.9203e-05 | 0.0001058 | 9.2705e-05 | 8.6633e-05 | 0.00017734 | 0.00010222 | -1.4895e-05 | -1.4895e-05
06/17 04:00:00 | 6 | 17 | 4 | 4012 | WD | 0 | 1.4654e-05 | 1.4654e-05 | 0 | 0 | 0.00022651 | 0.00011415 | 0 | 0 | 2.1781e-05 | 0 | 0 | 1.4654e-05 | 0 | 8.2211e-05 | 0 | 8.2211e-05 | 0.00011415 | 0.00022925 | 0.00011415 | 0 | 6.5591e-05 | 0.0001118 | 0.00011854 | 0.00012234 | 0.00012116 | 2.5391e-05 | 7.9178e-06 | 1.3493e-05 | 1.3493e-05 | 0.00011415 | 0.00011415 | 0.00011415 | 0.00011415 | 0.00011415 | 0.00011415 | 5.4768e-05 | 7.0282e-05 | 7.6832e-05 | 8.0178e-05 | 0.00022929 | 0.00011415 | 0.00011415 | 0.00011415 | 0.00011415 | 2.0054e-06 | 3.7834e-05 | 7.9583e-05 | 0.00010376 | 9.3996e-05 | 0.0001061 | 9.7667e-05 | 9.3756e-05 | 0.00017673 | 0.00010217 | -1.3321e-05 | -1.3321e-05
06/17 05:00:00 | 6 | 17 | 5 | 4013 | WD | 0 | 2.4013e-05 | 2.4013e-05 | 1.0441e-06 | 7.4624e-05 | 0.00021796 | 0.00011415 | 0 | 0 | 6.5342e-05 | 0 | -0.00069155 | 2.4013e-05 | 0 | 8.1198e-05 | 0 | 8.1198e-05 | 0.00011415 | 0.00011463 | 0.00011415 | 5.355e-06 | 6.5591e-05 | 0.0001118 | 0.00012137 | 0.00012642 | 0.00012486 | 2.5806e-05 | 7.6499e-06 | 1.3443e-05 | 1.3443e-05 | 0.00011415 | 0.00011415 | 0.00011415 | 0.00011415 | 0.00011415 | 0.00011415 | 9.1181e-05 | 9.2835e-05 | 0.00010215 | 0.0001069 | 0.00011465 | 0.00011415 | 0.00011415 | 0.00011415 | 0.00011415 | 1.0315e-05 | 6.4744e-05 | 0.00011161 | 0.00013875 | 0.00011004 | 0.0001103 | 9.9369e-05 | 9.4301e-05 | 0.00017681 | 0.00010225 | -1.8233e-05 | -1.8233e-05
06/17 06:00:00 | 6 | 17 | 6 | 4014 | WD | 6.8041e-05 | 2.7766e-05 | 2.7766e-05 | 1.9545e-06 | 7.6733e-05 | -1.5577e-12 | 0.00011415 | 0.00030765 | 0.00030765 | 0.00013613 | 0 | -0.001312 | 2.7766e-05 | 0 | 8.7512e-05 | 0 | 8.7512e-05 | 0.00011415 | 0 | 0.00011415 | 3.1584e-05 | 6.5591e-05 | 0.0001126 | 0.00012665 | 0.00013306 | 0.00013108 | 1.0016e-05 | 3.7408e-06 | 5.7431e-06 | 5.7431e-06 | 0.00011415 | 0.00011415 | 0.00011415 | 0.00011416 | 0.00011415 | 0.00011415 | 0.00012828 | 0.00012306 | 0.00013006 | 0.00013363 | 0 | 0.00011415 | 0.00011415 | 0.00011415 | 0.00011415 | 7.0827e-05 | 0.00010949 | 0.00015171 | 0.00017617 | 0.00012823 | 0.00011962 | 0.00010303 | 9.5333e-05 | 0.00017625 | 0.00010574 | 3.9966e-05 | 3.9966e-05
06/17 07:00:00 | 6 | 17 | 7 | 4015 | WD | 0.00015463 | 2.8914e-05 | 2.8914e-05 | 0.0010157 | 8.1048e-05 | 7.5464e-14 | 0.00011415 | 0.00068499 | 0.00068499 | 0.00015247 | 0 | -0.00045705 | 2.8914e-05 | -9.622e-05 | 9.9871e-05 | 0 | 9.9871e-05 | 0.00011415 | 0 | 0.00011415 | 6.2788e-05 | 6.5591e-05 | 0.0001126 | 0.00012677 | 0.00015616 | 0.00014708 | 5.012e-06 | 1.7251e-06 | 2.7738e-06 | 2.7738e-06 | 0.00011415 | 0.00011415 | 0.00011415 | 0.00011416 | 0.00011415 | 0.00011415 | 0.000149 | 0.00014024 | 0.00018893 | 0.00021381 | 0 | 0.00011415 | 0.00011415 | 0.00011415 | 0.00011415 | 0.0001591 | 0.00016871 | 0.00015685 | 0.00014998 | 0.00014452 | 0.00013327 | 0.00012852 | 0.00012631 | 0.00019135 | 0.00010232 | -0.00010151 | -0.00010151
06/17 08:00:00 | 6 | 17 | 8 | 4016 | WD | 0.00023606 | 3.8915e-05 | 3.8915e-05 | 1.3602e-05 | 0.00016554 | 4.7973e-13 | 0.00011415 | 0.0009235 | 0.0009235 | 0.00013613 | 0 | 0 | 3.8915e-05 | -4.0965e-05 | 0.00011103 | 0 | 0.00011103 | 0.00011415 | 0 | 0.00011415 | 0.00023702 | 0.00016398 | 0.0001685 | 0.00013264 | 0.00016188 | 0.00015285 | 6.2915e-06 | 9.1102e-07 | 2.6277e-06 | 2.6277e-06 | 0.00011415 | 0.00011415 | 0.00011415 | 0.00011415 | 0.00011415 | 0.00011415 | 0.00016895 | 0.00015337 | 0.00019337 | 0.00021381 | 0 | 0.00011415 | 0.00011415 | 0.00011415 | 0.00011415 | 0.00027022 | 0.00022662 | 0.00018176 | 0.00015578 | 0.00016517 | 0.00013985 | 0.00016375 | 0.00017484 | 0.00018882 | 0.00010514 | -0.00010561 | -0.00010561
06/17 09:00:00 | 6 | 17 | 9 | 4017 | WD | 0.0003136 | 3.6173e-05 | 3.6173e-05 | 1.4895e-05 | 0.000166 | 1.5523e-12 | 0.00011415 | 0.00044872 | 0.00044872 | 5.9897e-05 | 0 | 0 | 3.6173e-05 | -2.1033e-05 | 0.00011108 | 0 | 0.00011108 | 0.00011415 | 0 | 0.00011415 | 0.00047113 | 0.00029516 | 0.0002244 | 0.00013766 | 0.00016423 | 0.00015602 | 5.9022e-06 | 7.1882e-07 | 2.3726e-06 | 2.3726e-06 | 0.00011415 | 0.00011415 | 0.00011415 | 0.00011415 | 0.00011415 | 0.00011415 | 0.0001871 | 0.00015456 | 0.00019377 | 0.00021381 | 0 | 0.00011415 | 0.00011415 | 0.00011415 | 0.00011415 | 0.00039069 | 0.00024645 | 0.00019228 | 0.00016091 | 0.00017751 | 0.00014153 | 0.00017193 | 0.00018603 | 0.00018477 | 0.00010748 | -0.00010414 | -0.00010414
06/17 10:00:00 | 6 | 17 | 10 | 4018 | WD | 0.00038869 | 3.5387e-05 | 3.5387e-05 | 1.484e-05 | 0.00016451 | 0.00021486 | 0.00011415 | 0.00030594 | 0.00030594 | 4.0839e-05 | 0 | 0 | 3.5387e-05 | -9.7015e-06 | 0.00011156 | 0 | 0.00011156 | 0.00011415 | 0 | 0.00011415 | 0.00047113 | 0.00029516 | 0.0002244 | 0.00013795 | 0.00016191 | 0.0001545 | 6.8293e-06 | -2.9802e-06 | 1.4959e-07 | 1.4959e-07 | 0.00011415 | 0.00011415 | 0.00011415 | 0.00011415 | 0.00011415 | 0.00011415 | 0.00018706 | 0.00015413 | 0.00019363 | 0.00021381 | 0 | 0.00011415 | 0.00011415 | 0.00011415 | 0.00011415 | 0.00046391 | 0.00024653 | 0.00019517 | 0.00016543 | 0.00017676 | 0.00014058 | 0.00017072 | 0.00018471 | 0.00019336 | 0.00011886 | -0.00010869 | -0.00010869
06/17 11:00:00 | 6 | 17 | 11 | 4019 | WD | 0.00044123 | 3.543e-05 | 3.543e-05 | 0.00018514 | 0.00016064 | 0.00021991 | 0.00011415 | 0 | 0 | 4.0839e-05 | 0 | 0 | 3.543e-05 | 0 | 0.00011463 | 0 | 0.00011463 | 0.00011415 | 0 | 0.00011415 | 0.00047113 | 0.00029516 | 0.0002244 | 0.00016347 | 0.00015996 | 0.00016104 | 8.8862e-06 | -1.6291e-06 | 1.7259e-06 | 1.7259e-06 | 0.00011415 | 0.00011415 | 0.00011415 | 0.00011415 | 0.00011415 | 0.00011415 | 0.000187 | 0.00015348 | 0.00019341 | 0.00021381 | 0 | 0.00011415 | 0.00011415 | 0.00011415 | 0.00011415 | 0.0005034 | 0.00024632 | 0.00019712 | 0.00016862 | 0.00017597 | 0.00014015 | 0.00017262 | 0.00018768 | 0.00018731 | 0.00013964 | -0.00010597 | -0.00010597
06/17 12:00:00 | 6 | 17 | 12 | 4020 | WD | 0.00046869 | 2.6992e-05 | 2.6992e-05 | -0.00016444 | 8.1111e-05 | 0.00021998 | 0.00011415 | 0 | 0 | 4.0839e-05 | 0 | 0 | 2.6992e-05 | 0 | 0.00011458 | 0 | 0.00011458 | 0.00011415 | 0 | 0.00011415 | 0.00047113 | 0.00029516 | 0.0002244 | 0.00014109 | 0.00015946 | 0.00015378 | 6.6769e-06 | -3.8695e-07 | 1.8668e-06 | 1.8668e-06 | 0.00011415 | 0.00011415 | 0.00011415 | 0.00011415 | 0.00011415 | 0.00011415 | 0.00018694 | 0.0001532 | 0.00019331 | 0.00021381 | 0 | 0.00011415 | 0.00011415 | 0.00011415 | 0.00011415 | 0.00052492 | 0.00024586 | 0.00024079 | 0.00023785 | 0.00017686 | 0.00014032 | 0.00017741 | 0.00019461 | 0.00017729 | 0.00016272 | -0.00010586 | -0.00010586
06/17 13:00:00 | 6 | 17 | 13 | 4021 | WD | 0.00046914 | 2.6243e-05 | 2.6243e-05 | 6.237e-06 | 7.8821e-05 | 0.00021627 | 0.00011415 | 0 | 0 | 4.0839e-05 | 0 | 0 | 2.6243e-05 | 0 | 0.00011115 | 0 | 0.00011115 | 0.00011415 | 0 | 0.00011415 | 0.00047113 | 0.00029516 | 0.0002244 | 0.00014146 | 0.00016428 | 0.00015723 | 9.7481e-07 | 3.2179e-07 | 5.3014e-07 | 5.3014e-07 | 0.00011415 | 0.00011415 | 0.00011415 | 0.00011415 | 0.00011415 | 0.00011415 | 0.00018653 | 0.00015279 | 0.00019317 | 0.00021381 | 0 | 0.00011415 | 0.00011415 | 0.00011415 | 0.00011415 | 0.00052781 | 0.00024525 | 0.00024076 | 0.00023816 | 0.00017539 | 0.00014209 | 0.00017685 | 0.00019297 | 0.0001693 | 0.00017546 | -0.00010632 | -0.00010632
06/17 14:00:00 | 6 | 17 | 14 | 4022 | WD | 0.00043788 | 3.4376e-05 | 3.4376e-05 | 0.0010004 | 0.00015644 | 0.00022375 | 0.00011415 | 0 | 0 | 4.0839e-05 | 0 | 0 | 3.4376e-05 | 0 | 0.00011051 | 0 | 0.00011051 | 0.00011415 | 0 | 0.00011415 | 0.00047113 | 0.00029516 | 0.0002244 | 0.00014175 | 0.00016366 | 0.00015689 | 9.0289e-07 | 8.1314e-07 | 8.4177e-07 | 8.4177e-07 | 0.00011415 | 0.00011415 | 0.00011415 | 0.00011415 | 0.00011415 | 0.00011415 | 0.00018548 | 0.00015218 | 0.00019297 | 0.00021381 | 0 | 0.00011415 | 0.00011415 | 0.00011415 | 0.00011415 | 0.0005107 | 0.00024314 | 0.00023924 | 0.00023699 | 0.00017535 | 0.000142 | 0.00017544 | 0.00019095 | 0.00016259 | 0.00018897 | -0.0001064 | -0.0001064
06/17 15:00:00 | 6 | 17 | 15 | 4023 | WD | 0.00037951 | 2.5877e-05 | 2.5877e-05 | 5.5323e-06 | 7.7577e-05 | 0.00023635 | 0.00011415 | 0 | 0 | 4.0839e-05 | 0 | 0 | 2.5877e-05 | 0 | 0.00010956 | 0 | 0.00010956 | 0.00011415 | 0 | 0.00011415 | 0.00047113 | 0.00029516 | 0.0002244 | 0.00014035 | 0.00015934 | 0.00015348 | 8.7511e-07 | 1.2906e-06 | 1.158e-06 | 1.158e-06 | 0.00011415 | 0.00011415 | 0.00011415 | 0.00011415 | 0.00011415 | 0.00011415 | 0.00016661 | 0.00015069 | 0.00019246 | 0.00021381 | 0 | 0.00011415 | 0.00011415 | 0.00011415 | 0.00011415 | 0.00042566 | 0.00023592 | 0.00019208 | 0.00016669 | 0.00016454 | 0.00014043 | 0.00017585 | 0.00019227 | 0.00014542 | 0.00020567 | -0.00010996 | -0.00010996
06/17 16:00:00 | 6 | 17 | 16 | 4024 | WD | 0.0003065 | 2.7173e-05 | 2.7173e-05 | 5.5837e-06 | 7.7535e-05 | 0.00024949 | 0.00011415 | 0 | 0 | 4.0839e-05 | 0 | 0 | 2.7173e-05 | 0 | 0.00011092 | 0 | 0.00011092 | 0.00011415 | 0 | 0.00011415 | 0.00047113 | 0.00029516 | 0.0002244 | 0.00013274 | 0.00015763 | 0.00014994 | 2.562e-05 | 1.4899e-06 | 9.1889e-06 | 9.1889e-06 | 0.00011415 | 0.00011415 | 0.00011415 | 0.00011415 | 0.00011415 | 0.00011415 | 0.00014779 | 0.00014413 | 0.00015206 | 0.00015611 | 0 | 0.00011415 | 0.00011415 | 0.00011415 | 0.00011415 | 0.00032266 | 0.00021408 | 0.0001537 | 0.00011873 | 0.00015302 | 0.00013772 | 0.00016537 | 0.0001782 | 0.00014551 | 0.00019949 | -0.0001072 | -0.0001072
06/17 17:00:00 | 6 | 17 | 17 | 4025 | WD | 0.00022804 | 3.1564e-05 | 3.1564e-05 | 6.679e-06 | 7.8052e-05 | -2.0051e-12 | 0.00011415 | 0.0010912 | 0.0010912 | 4.0839e-05 | 0 | 0 | 3.1564e-05 | 0 | 0.00012 | 0 | 0.00012 | 0.00011415 | 0 | 0.00011415 | 0.00045012 | 0.00029516 | 0.0002244 | 0.00013039 | 0.00015466 | 0.00014716 | 5.8716e-06 | 1.5132e-06 | 2.9038e-06 | 2.9038e-06 | 0.00011415 | 0.00011415 | 0.00011415 | 0.00011415 | 0.00011415 | 0.00011415 | 0.00012914 | 0.00013924 | 0.00012923 | 0.00012411 | 0 | 0.00011415 | 0.00011415 | 0.00011415 | 0.00011415 | 0.00022444 | 0.00018996 | 0.00012762 | 9.1513e-05 | 0.00014288 | 0.0001349 | 0.00015545 | 0.00016498 | 0.00014236 | 0.00018455 | -0.00011063 | -0.00011063
06/17 18:00:00 | 6 | 17 | 18 | 4026 | WD | 0.00014641 | 3.759e-05 | 3.759e-05 | 0.0010082 | 9.4597e-05 | -7.5459e-13 | 0.00011415 | 0.0010805 | 0.0010805 | 7.0788e-05 | 0 | 0 | 3.759e-05 | 0 | 0.00013406 | 0 | 0.00013406 | 0.00011415 | 0 | 0.00011415 | 7.1104e-05 | 6.5591e-05 | 0.0001126 | 0.00013082 | 0.00014931 | 0.0001436 | 5.4457e-06 | 1.8406e-06 | 2.9908e-06 | 2.9908e-06 | 0.00011415 | 0.00011415 | 0.00011415 | 0.00011415 | 0.00011415 | 0.00011415 | 0.00012867 | 0.00012817 | 0.00011248 | 0.00010446 | 0 | 0.00011415 | 0.00011415 | 0.00011415 | 0.00011415 | 0.00015693 | 0.0001431 | 9.9533e-05 | 7.4307e-05 | 0.00014131 | 0.0001294 | 0.00012657 | 0.00012526 | 0.00014059 | 0.00017512 | 1.9906e-05 | 1.9906e-05
06/17 19:00:00 | 6 | 17 | 19 | 4027 | WD | 6.3677e-05 | 4.8629e-05 | 4.8629e-05 | -0.00084627 | 0.00014493 | -3.8268e-13 | 0.00011415 | 0.00080048 | 0.00080048 | 0.00015247 | 0 | 0 | 4.8629e-05 | 0 | 0.00014271 | 0 | 0.00014271 | 0.00011415 | 0 | 0.00011415 | 3.9133e-05 | 6.5591e-05 | 0.0001126 | 0.00014214 | 0.00014296 | 0.00014271 | 5.0969e-06 | 2.4512e-06 | 3.2953e-06 | 3.2953e-06 | 0.00011415 | 0.00011415 | 0.00011415 | 0.00011415 | 0.00011415 | 0.00011415 | 0.00011028 | 0.00011978 | 0.00010074 | 9.1006e-05 | 0 | 0.00011415 | 0.00011415 | 0.00011415 | 0.00011415 | 7.7649e-05 | 9.8759e-05 | 7.5591e-05 | 6.2175e-05 | 0.00012996 | 0.0001239 | 0.00011887 | 0.00011654 | 0.00014516 | 0.00014867 | 1.9476e-05 | 1.9476e-05
06/17 20:00:00 | 6 | 17 | 20 | 4028 | WD | 0 | 5.3012e-05 | 5.3012e-05 | 0.00087808 | 0.00016116 | -2.8565e-13 | 0.00011415 | 0.00015162 | 0.00015162 | 0.00021236 | 0 | 0 | 5.3012e-05 | 0 | 0.00014653 | 0 | 0.00014653 | 0.00011415 | 5.7313e-05 | 0.00011415 | 6.1767e-06 | 6.5591e-05 | 0.0001126 | 0.00013641 | 0.00013475 | 0.00013527 | 4.9316e-06 | 2.0027e-06 | 2.9372e-06 | 2.9372e-06 | 0.00011415 | 0.00011415 | 0.00011415 | 0.00011415 | 0.00011415 | 0.00011415 | 0.00010984 | 0.00010453 | 8.5931e-05 | 7.6429e-05 | 3.9149e-05 | 0.00011415 | 0.00011415 | 0.00011415 | 0.00011415 | 1.7825e-05 | 6.2554e-05 | 8.5851e-05 | 9.9341e-05 | 0.00012429 | 0.00011747 | 0.00010685 | 0.00010193 | 0.00014226 | 0.00011779 | 1.8899e-05 | 1.8899e-05
06/17 21:00:00 | 6 | 17 | 21 | 4029 | WD | 0 | 4.4755e-05 | 4.4755e-05 | 0.00080216 | 7.9855e-05 | 0 | 0.00011415 | 0 | 0 | 0.00028587 | 0 | 0 | 4.4755e-05 | 0 | 0.00014762 | 0 | 0.00014762 | 0.00011415 | 0.00022925 | 0.00011415 | 0 | 6.5591e-05 | 0.0001126 | 0.00012606 | 0.00011348 | 0.00011736 | 4.573e-06 | -1.1102e-07 | 1.3835e-06 | 1.3835e-06 | 0.00011415 | 0.00011415 | 0.00011415 | 0.00011415 | 0.00011415 | 0.00011415 | 0.00010924 | 9.2279e-05 | 7.4921e-05 | 6.6052e-05 | 0.00022929 | 0.00011415 | 0.00011415 | 0.00011415 | 0.00011415 | 3.2016e-06 | 4.5412e-05 | 7.0785e-05 | 8.5478e-05 | 0.00012356 | 0.00010998 | 0.00010849 | 0.00010781 | 0.0001398 | 0.00010312 | 1.5183e-05 | 1.5183e-05
06/17 22:00:00 | 6 | 17 | 22 | 4030 | WD | 0 | 4.0142e-05 | 4.0142e-05 | -0.00077239 | 7.9015e-05 | 2.0698e-12 | 0.00011415 | 0 | 0 | 0.00034305 | 0 | 0 | 4.0142e-05 | 0 | 0.00014405 | 0 | 0.00014405 | 0.00011415 | 0.00022925 | 0.00011415 | 0 | 6.5591e-05 | 0.0001118 | 0.00011329 | 0.00010728 | 0.00010914 | 4.9723e-06 | -4.0907e-07 | 1.3079e-06 | 1.3079e-06 | 0.00011415 | 0.00011415 | 0.00011415 | 0.00011415 | 0.00011415 | 0.00011415 | 0.00010883 | 6.9436e-05 | 6.3877e-05 | 6.1037e-05 | 0.00022929 | 0.00011415 | 0.00011415 | 0.00011415 | 0.00011415 | 2.0797e-06 | 3.3003e-05 | 6.2124e-05 | 7.8988e-05 | 0.00011877 | 0.00010056 | 9.9622e-05 | 9.9189e-05 | 0.00013781 | 0.00010323 | -2.8399e-05 | -2.8399e-05
06/17 23:00:00 | 6 | 17 | 23 | 4031 | WD | 0 | 4.3139e-05 | 4.3139e-05 | 5.5438e-06 | 0.00015506 | 7.9772e-13 | 0.00011415 | 0 | 0 | 0.00034849 | 0 | 0 | 4.3139e-05 | 0 | 0.00013614 | 0 | 0.00013614 | 0.00011415 | 0.00022925 | 0.00011415 | 0 | 6.5591e-05 | 0.0001118 | 0.00013622 | 0.00010695 | 0.000116 | 1.2653e-05 | -5.7681e-07 | 3.6441e-06 | 3.6441e-06 | 0.00011415 | 0.00011415 | 0.00011415 | 0.00011415 | 0.00011415 | 0.00011415 | 9.9691e-05 | 6.8344e-05 | 6.1493e-05 | 5.7992e-05 | 0.00022929 | 0.00011415 | 0.00011415 | 0.00011415 | 0.00011415 | 1.729e-06 | 2.6771e-05 | 5.7344e-05 | 7.5048e-05 | 0.00011135 | 0.00010009 | 9.792e-05 | 9.6914e-05 | 0.00013713 | 0.00010332 | -2.2088e-05 | -2.2088e-05
06/17 24:00:00 | 6 | 17 | 24 | 4032 | WD | 0 | 2.3099e-05 | 2.3099e-05 | 3.4416e-06 | 6.9149e-06 | -1.3906e-12 | 0.00011415 | 0 | 0 | 0.00023959 | 0 | 0 | 2.3099e-05 | 0 | 0.00012638 | 0 | 0.00012638 | 0.00011415 | 0.00022925 | 0.00011415 | 0 | 6.5591e-05 | 0.0001118 | 0.00010487 | 0.00010763 | 0.00010677 | 1.6951e-05 | -1.1617e-06 | 4.6173e-06 | 4.6173e-06 | 0.00011415 | 0.00011415 | 0.00011415 | 0.00011415 | 0.00011415 | 0.00011415 | 4.5468e-05 | 6.8027e-05 | 5.8924e-05 | 5.4272e-05 | 0.00022929 | 0.00011415 | 0.00011415 | 0.00011415 | 0.00011415 | 1.2032e-06 | 2.496e-05 | 5.3631e-05 | 7.0234e-05 | 8.4278e-05 | 0.00010023 | 9.1397e-05 | 8.7299e-05 | 0.00013515 | 0.0001033 | -1.3412e-05 | -1.3412e-05
06/18 01:00:00 | 6 | 18 | 1 | 4033 | WD | 0 | 2.3277e-05 | 2.3277e-05 | 0.00097232 | 6.7876e-05 | 0.00025245 | 0.00011415 | 0 | 0 | 0.00013341 | 0 | 0 | 2.3277e-05 | 0 | 9.19e-05 | 0 | 9.19e-05 | 0.00011415 | 0.00022925 | 0.00011415 | 0 | 6.5591e-05 | 0.0001118 | 0.00010231 | 0.00010607 | 0.00010491 | 2.439e-05 | -7.4223e-06 | 2.7277e-06 | 2.7277e-06 | 0.00011415 | 0.00011415 | 0.00011415 | 0.00011415 | 0.00011415 | 0.00011415 | 3.6463e-05 | 6.7924e-05 | 5.8637e-05 | 5.3892e-05 | 0.00022929 | 0.00011415 | 0.00011415 | 0.00011415 | 0.00011415 | 1.2032e-06 | 2.437e-05 | 5.3103e-05 | 6.9742e-05 | 7.5893e-05 | 9.9651e-05 | 9.0781e-05 | 8.6666e-05 | 0.00013065 | 0.00010277 | -1.5402e-05 | -1.5402e-05
06/18 02:00:00 | 6 | 18 | 2 | 4034 | WD | 0 | 2.3015e-05 | 2.3015e-05 | -0.00096807 | 7.4094e-05 | 0.00023244 | 0.00011415 | 0 | 0 | 5.4452e-05 | 0 | 0 | 2.3015e-05 | 0 | 8.5656e-05 | 0 | 8.5656e-05 | 0.00011415 | 0.00022925 | 0.00011415 | 0 | 6.5591e-05 | 0.0001118 | 0.00010145 | 0.00010558 | 0.0001043 | 2.642e-05 | -1.3974e-05 | -1.0862e-06 | -1.0862e-06 | 0.00011415 | 0.00011415 | 0.00011415 | 0.00011415 | 0.00011415 | 0.00011415 | 3.6473e-05 | 6.819e-05 | 6.0618e-05 | 5.6748e-05 | 0.00022929 | 0.00011415 | 0.00011415 | 0.00011415 | 0.00011415 | 1.23e-06 | 2.5894e-05 | 5.6002e-05 | 7.3438e-05 | 7.2582e-05 | 9.9557e-05 | 9.1023e-05 | 8.7064e-05 | 0.00013019 | 0.0001023 | -1.6269e-05 | -1.6269e-05
06/18 03:00:00 | 6 | 18 | 3 | 4035 | WD | 0 | 1.4909e-05 | 1.4909e-05 | 0.00096773 | 0 | 0.00022975 | 0.00011415 | 0 | 0 | 2.1781e-05 | 0 | 0 | 1.4909e-05 | 0 | 8.3946e-05 | 0 | 8.3946e-05 | 0.00011415 | 0.00022925 | 0.00011415 | 0 | 6.5591e-05 | 0.0001118 | 0.00010232 | 0.00010613 | 0.00010495 | 2.704e-05 | -1.5537e-05 | -1.9526e-06 | -1.9526e-06 | 0.00011415 | 0.00011415 | 0.00011415 | 0.00011415 | 0.00011415 | 0.00011415 | 4.5596e-05 | 6.8975e-05 | 6.1912e-05 | 5.8304e-05 | 0.00022929 | 0.00011415 | 0.00011415 | 0.00011415 | 0.00011415 | 1.5508e-06 | 3.0373e-05 | 5.892e-05 | 7.5451e-05 | 7.7915e-05 | 9.9989e-05 | 9.1268e-05 | 8.7223e-05 | 0.00013092 | 0.0001021 | -1.3067e-05 | -1.3067e-05
06/18 04:00:00 | 6 | 18 | 4 | 4036 | WD | 0 | 2.2497e-05 | 2.2497e-05 | 4.5883e-07 | 7.3998e-05 | 0.00022651 | 0.00011415 | 0 | 0 | 2.1781e-05 | 0 | 0 | 2.2497e-05 | 0 | 8.2211e-05 | 0 | 8.2211e-05 | 0.00011415 | 0.00022925 | 0.00011415 | 0 | 6.5591e-05 | 0.0001118 | 0.00011557 | 0.00010608 | 0.00010901 | 2.7612e-05 | -1.6919e-05 | -2.7115e-06 | -2.7115e-06 | 0.00011415 | 0.00011415 | 0.00011415 | 0.00011415 | 0.00011415 | 0.00011415 | 5.4768e-05 | 7.0282e-05 | 7.6832e-05 | 8.0178e-05 | 0.00022929 | 0.00011415 | 0.00011415 | 0.00011415 | 0.00011415 | 2.0054e-06 | 3.7834e-05 | 7.9583e-05 | 0.00010376 | 8.3297e-05 | 0.00010036 | 9.6166e-05 | 9.4219e-05 | 0.0001305 | 0.00010201 | -1.7285e-05 | -1.7285e-05
06/18 05:00:00 | 6 | 18 | 5 | 4037 | WD | 0 | 1.6103e-05 | 1.6103e-05 | 0 | 0 | 0.00021796 | 0.00011415 | 0 | 0 | 6.5342e-05 | 0 | 0 | 1.6103e-05 | 0 | 8.1198e-05 | 0 | 8.1198e-05 | 0.00011415 | 0.00011463 | 0.00011415 | 5.3667e-06 | 6.5591e-05 | 0.0001118 | 0.00011785 | 0.00011016 | 0.00011254 | 2.7882e-05 | -1.891e-05 | -3.9805e-06 | -3.9805e-06 | 0.00011415 | 0.00011415 | 0.00011415 | 0.00011415 | 0.00011415 | 0.00011415 | 9.1181e-05 | 9.2834e-05 | 0.00010215 | 0.0001069 | 0.00011465 | 0.00011415 | 0.00011415 | 0.00011415 | 0.00011415 | 1.0335e-05 | 6.4748e-05 | 0.00011161 | 0.00013876 | 9.8439e-05 | 0.00010456 | 9.7632e-05 | 9.4418e-05 | 0.00012782 | 0.00010201 | -1.2842e-05 | -1.2842e-05
06/18 06:00:00 | 6 | 18 | 6 | 4038 | WD | 6.8322e-05 | 2.7756e-05 | 2.7756e-05 | 3.31e-06 | 7.6639e-05 | -1.5577e-12 | 0.00011415 | 0.00030829 | 0.00030829 | 0.00013613 | 0 | 0 | 2.7756e-05 | 0 | 8.7512e-05 | 0 | 8.7512e-05 | 0.00011415 | 0 | 0.00011415 | 3.165e-05 | 6.5591e-05 | 0.0001126 | 0.00012386 | 0.00011742 | 0.00011941 | 1.0624e-05 | -5.2369e-07 | 3.033e-06 | 3.033e-06 | 0.00011415 | 0.00011415 | 0.00011415 | 0.00011416 | 0.00011415 | 0.00011415 | 0.00012828 | 0.00012306 | 0.00013006 | 0.00013363 | 0 | 0.00011415 | 0.00011415 | 0.00011415 | 0.00011415 | 7.108e-05 | 0.00010954 | 0.00015174 | 0.00017618 | 0.00011681 | 0.00011409 | 0.00010115 | 9.515e-05 | 0.00013057 | 0.00010638 | 3.6427e-05 | 3.6427e-05
06/18 07:00:00 | 6 | 18 | 7 | 4039 | WD | 0.00015454 | 3.7479e-05 | 3.7479e-05 | 1.6108e-05 | 0.00016186 | 7.5464e-14 | 0.00011415 | 0.00068655 | 0.00068655 | 0.00015247 | 0 | 0 | 3.7479e-05 | -5.1971e-05 | 9.9871e-05 | 0 | 9.9871e-05 | 0.00011415 | 0 | 0.00011415 | 6.2931e-05 | 6.5591e-05 | 0.0001126 | 0.00012489 | 0.0001397 | 0.00013512 | 4.9954e-06 | 2.5383e-06 | 3.3223e-06 | 3.3223e-06 | 0.00011415 | 0.00011415 | 0.00011415 | 0.00011416 | 0.00011415 | 0.00011415 | 0.000149 | 0.00014024 | 0.00018893 | 0.00021381 | 0 | 0.00011415 | 0.00011415 | 0.00011415 | 0.00011415 | 0.00015961 | 0.00016886 | 0.00015693 | 0.00015003 | 0.000134 | 0.00012747 | 0.00012646 | 0.00012599 | 0.00014264 | 0.00010193 | -0.00010183 | -0.00010183
06/18 08:00:00 | 6 | 18 | 8 | 4040 | WD | 0.00023644 | 3.8891e-05 | 3.8891e-05 | 0.0010297 | 0.00016532 | 4.7973e-13 | 0.00011415 | 0.00092543 | 0.00092543 | 0.00013613 | 0 | 0 | 3.8891e-05 | -1.9483e-05 | 0.00011103 | 0 | 0.00011103 | 0.00011415 | 0 | 0.00011415 | 0.00023752 | 0.00016398 | 0.0001685 | 0.0001303 | 0.00014296 | 0.00013905 | 6.0974e-06 | 2.6831e-07 | 2.1281e-06 | 2.1281e-06 | 0.00011415 | 0.00011415 | 0.00011415 | 0.00011415 | 0.00011415 | 0.00011415 | 0.00016895 | 0.00015337 | 0.00019337 | 0.00021381 | 0 | 0.00011415 | 0.00011415 | 0.00011415 | 0.00011415 | 0.00027121 | 0.00022686 | 0.00018189 | 0.00015585 | 0.00015405 | 0.00013304 | 0.00016079 | 0.00017366 | 0.00014732 | 9.9557e-05 | -0.00010093 | -0.00010093
06/18 09:00:00 | 6 | 18 | 9 | 4041 | WD | 0.00030968 | 3.6147e-05 | 3.6147e-05 | 2.0332e-05 | 0.00016576 | 1.5523e-12 | 0.00011415 | 0.00044872 | 0.00044872 | 5.9897e-05 | 0 | 0 | 3.6147e-05 | -3.5417e-06 | 0.00011108 | 0 | 0.00011108 | 0.00011415 | 0 | 0.00011415 | 0.00047113 | 0.00029516 | 0.0002244 | 0.0001367 | 0.00014405 | 0.00014178 | 6.7366e-06 | -5.492e-08 | 2.1119e-06 | 2.1119e-06 | 0.00011415 | 0.00011415 | 0.00011415 | 0.00011415 | 0.00011415 | 0.00011415 | 0.0001871 | 0.00015456 | 0.00019377 | 0.00021381 | 0 | 0.00011415 | 0.00011415 | 0.00011415 | 0.00011415 | 0.00039203 | 0.00024645 | 0.00019234 | 0.000161 | 0.00017123 | 0.00013448 | 0.00017068 | 0.00018747 | 0.00015238 | 0.00011264 | -0.00010493 | -0.00010493
06/18 10:00:00 | 6 | 18 | 10 | 4042 | WD | 0.00038014 | 2.6656e-05 | 2.6656e-05 | 2.0167e-05 | 8.2133e-05 | 0.00021486 | 0.00011415 | 0.00030594 | 0.00030594 | 4.0839e-05 | 0 | 0 | 2.6656e-05 | 0 | 0.00011156 | 0 | 0.00011156 | 0.00011415 | 0 | 0.00011415 | 0.00047113 | 0.00029516 | 0.0002244 | 0.00014009 | 0.00014643 | 0.00014447 | 7.4208e-06 | 5.5182e-06 | 6.1253e-06 | 6.1253e-06 | 0.00011415 | 0.00011415 | 0.00011415 | 0.00011415 | 0.00011415 | 0.00011415 | 0.00018706 | 0.00015413 | 0.00019363 | 0.00021381 | 0 | 0.00011415 | 0.00011415 | 0.00011415 | 0.00011415 | 0.0004649 | 0.00024653 | 0.00019523 | 0.00016552 | 0.00017755 | 0.00013587 | 0.00017275 | 0.00018986 | 0.00015351 | 0.00014664 | -0.00010238 | -0.00010238
06/18 11:00:00 | 6 | 18 | 11 | 4043 | WD | 0.00043158 | 3.5556e-05 | 3.5556e-05 | 0.001019 | 0.00016184 | 0.00021991 | 0.00011415 | 0 | 0 | 4.0839e-05 | 0 | 0 | 3.5556e-05 | 0 | 0.00011463 | 0 | 0.00011463 | 0.00011415 | 0 | 0.00011415 | 0.00047113 | 0.00029516 | 0.0002244 | 0.000167 | 0.00014814 | 0.00015397 | 7.9896e-06 | 6.4247e-06 | 6.924e-06 | 6.924e-06 | 0.00011415 | 0.00011415 | 0.00011415 | 0.00011415 | 0.00011415 | 0.00011415 | 0.000187 | 0.00015348 | 0.00019341 | 0.00021381 | 0 | 0.00011415 | 0.00011415 | 0.00011415 | 0.00011415 | 0.0005041 | 0.00024632 | 0.00019716 | 0.00016869 | 0.00017976 | 0.00013699 | 0.00017649 | 0.00019482 | 0.00014589 | 0.00017896 | -0.00010289 | -0.00010289
06/18 12:00:00 | 6 | 18 | 12 | 4044 | WD | 0.00045766 | 2.6959e-05 | 2.6959e-05 | -0.00098634 | 8.0796e-05 | 0.00021998 | 0.00011415 | 0 | 0 | 4.0839e-05 | 0 | 0 | 2.6959e-05 | 0 | 0.00011458 | 0 | 0.00011458 | 0.00011415 | 0 | 0.00011415 | 0.00047113 | 0.00029516 | 0.0002244 | 0.00014405 | 0.00015049 | 0.0001485 | 1.4901e-06 | 7.4882e-06 | 5.5745e-06 | 5.5745e-06 | 0.00011415 | 0.00011415 | 0.00011415 | 0.00011415 | 0.00011415 | 0.00011415 | 0.00018694 | 0.0001532 | 0.00019331 | 0.00021381 | 0 | 0.00011415 | 0.00011415 | 0.00011415 | 0.00011415 | 0.00052552 | 0.00024586 | 0.00024083 | 0.00023791 | 0.0001816 | 0.00013842 | 0.00018239 | 0.00020279 | 0.00013009 | 0.00020518 | -0.00010334 | -0.00010334
06/18 13:00:00 | 6 | 18 | 13 | 4045 | WD | 0.00045521 | 3.4455e-05 | 3.4455e-05 | 7.9095e-06 | 0.0001563 | 0.00021627 | 0.00011415 | 0 | 0 | 4.0839e-05 | 0 | 0 | 3.4455e-05 | 0 | 0.00011115 | 0 | 0.00011115 | 0.00011415 | 0 | 0.00011415 | 0.00047113 | 0.00029516 | 0.0002244 | 0.00014488 | 0.00015881 | 0.0001545 | 1.2368e-06 | 8.0751e-06 | 5.8933e-06 | 5.8933e-06 | 0.00011415 | 0.00011415 | 0.00011415 | 0.00011415 | 0.00011415 | 0.00011415 | 0.00018653 | 0.00015279 | 0.00019317 | 0.00021381 | 0 | 0.00011415 | 0.00011415 | 0.00011415 | 0.00011415 | 0.00052822 | 0.00024525 | 0.00024079 | 0.00023821 | 0.00018294 | 0.0001423 | 0.00018372 | 0.00020292 | 0.00011065 | 0.00022868 | -0.00010378 | -0.00010378
06/18 14:00:00 | 6 | 18 | 14 | 4046 | WD | 0.00042679 | 2.607e-05 | 2.607e-05 | 0.0010014 | 7.8079e-05 | 0.00022375 | 0.00011415 | 0 | 0 | 4.0839e-05 | 0 | 0 | 2.607e-05 | 0 | 0.00011051 | 0 | 0.00011051 | 0.00011415 | 0 | 0.00011415 | 0.00047113 | 0.00029516 | 0.0002244 | 0.00014506 | 0.00015958 | 0.00015509 | 8.6913e-07 | 8.2978e-06 | 5.9276e-06 | 5.9276e-06 | 0.00011415 | 0.00011415 | 0.00011415 | 0.00011415 | 0.00011415 | 0.00011415 | 0.00018548 | 0.00015218 | 0.00019297 | 0.00021381 | 0 | 0.00011415 | 0.00011415 | 0.00011415 | 0.00011415 | 0.0005109 | 0.00024314 | 0.00023926 | 0.00023702 | 0.00018482 | 0.00014323 | 0.00018279 | 0.00020114 | 0.00010726 | 0.0002449 | -0.00010758 | -0.00010758
06/18 15:00:00 | 6 | 18 | 15 | 4047 | WD | 0.00036871 | 2.5865e-05 | 2.5865e-05 | 6.9535e-06 | 7.7464e-05 | 0.00023635 | 0.00011415 | 0 | 0 | 4.0839e-05 | 0 | 0 | 2.5865e-05 | 0 | 0.00010956 | 0 | 0.00010956 | 0.00011415 | 0 | 0.00011415 | 0.00047113 | 0.00029516 | 0.0002244 | 0.00014384 | 0.00015666 | 0.0001527 | 1.2527e-06 | 8.5133e-06 | 6.1968e-06 | 6.1968e-06 | 0.00011415 | 0.00011415 | 0.00011415 | 0.00011415 | 0.00011415 | 0.00011415 | 0.00016661 | 0.00015069 | 0.00019246 | 0.00021381 | 0 | 0.00011415 | 0.00011415 | 0.00011415 | 0.00011415 | 0.00042568 | 0.00023592 | 0.00019208 | 0.0001667 | 0.00017819 | 0.00014303 | 0.00018405 | 0.00020307 | 0.00010563 | 0.00027067 | -0.00010483 | -0.00010483
06/18 16:00:00 | 6 | 18 | 16 | 4048 | WD | 0.00030041 | 2.8554e-05 | 2.8554e-05 | 7.0746e-06 | 7.739e-05 | 0.00024949 | 0.00011415 | 0 | 0 | 4.0839e-05 | 2.4824e-05 | 0 | 2.8554e-05 | 0 | 0.00011092 | 1.9878e-06 | 0.00011092 | 0.00011415 | 0 | 0.00011415 | 0.00047113 | 0.00029516 | 0.0002244 | 0.00014107 | 0.00015691 | 0.00015201 | 2.2229e-05 | 7.304e-06 | 1.2066e-05 | 1.2066e-05 | 0.00011415 | 0.00011415 | 0.00011415 | 0.00011415 | 0.00011415 | 0.00011415 | 0.00014779 | 0.00014413 | 0.00015206 | 0.00015611 | 0 | 0.00011415 | 0.00011415 | 0.00011415 | 0.00011415 | 0.00032238 | 0.00021408 | 0.00015368 | 0.00011871 | 0.00016868 | 0.00014037 | 0.00017211 | 0.00018683 | 0.00013375 | 0.00025528 | -0.00010559 | -0.00010559
06/18 17:00:00 | 6 | 18 | 17 | 4049 | WD | 0.0002242 | 3.5878e-05 | 3.5878e-05 | 8.2712e-06 | 7.7937e-05 | -2.0051e-12 | 0.00011415 | 0.0010905 | 0.0010905 | 4.0839e-05 | -2.8671e-05 | 0 | 3.5878e-05 | 0 | 0.00012 | 6.1583e-06 | 0.00012 | 0.00011415 | 0 | 0.00011415 | 0.00044981 | 0.00029516 | 0.0002244 | 0.00013482 | 0.00015836 | 0.00015108 | 1.6823e-05 | 3.3827e-06 | 7.671e-06 | 7.671e-06 | 0.00011415 | 0.00011415 | 0.00011415 | 0.00011415 | 0.00011415 | 0.00011415 | 0.00012914 | 0.00013924 | 0.00012923 | 0.00012411 | 0 | 0.00011415 | 0.00011415 | 0.00011415 | 0.00011415 | 0.00022412 | 0.00018988 | 0.00012758 | 9.1495e-05 | 0.00015243 | 0.00013837 | 0.00016055 | 0.00017084 | 0.0001636 | 0.00022807 | -0.00010961 | -0.00010961
06/18 18:00:00 | 6 | 18 | 18 | 4050 | WD | 0.00014353 | 5.0965e-05 | 5.0965e-05 | 0.0010098 | 0.00015815 | -7.5459e-13 | 0.00011415 | 0.0010779 | 0.0010779 | 7.0788e-05 | -2.808e-05 | 0 | 5.0965e-05 | 0 | 0.00013406 | 9.452e-06 | 0.00013406 | 0.00011415 | 0 | 0.00011415 | 7.0935e-05 | 6.5591e-05 | 0.0001126 | 0.00013506 | 0.00015849 | 0.00015125 | 4.6309e-06 | 2.747e-06 | 3.3481e-06 | 3.3481e-06 | 0.00011415 | 0.00011415 | 0.00011415 | 0.00011415 | 0.00011415 | 0.00011415 | 0.00012867 | 0.00012817 | 0.00011248 | 0.00010446 | 0 | 0.00011415 | 0.00011415 | 0.00011415 | 0.00011415 | 0.00015652 | 0.00014292 | 9.9457e-05 | 7.4289e-05 | 0.00015357 | 0.00013487 | 0.00013142 | 0.00012982 | 0.00017601 | 0.00022559 | 2.0632e-05 | 2.0632e-05
06/18 19:00:00 | 6 | 18 | 19 | 4051 | WD | 6.148e-05 | 4.9778e-05 | 4.9778e-05 | 1.2482e-05 | 8.0253e-05 | -3.8268e-13 | 0.00011415 | 0.00079921 | 0.00079921 | 0.00015247 | -2.6374e-05 | 0 | 4.9778e-05 | 0 | 0.00014271 | 1.1394e-05 | 0.00014271 | 0.00011415 | 0 | 0.00011415 | 3.9071e-05 | 6.5591e-05 | 0.0001126 | 0.00014824 | 0.00015876 | 0.00015551 | 4.1267e-06 | 1.9583e-06 | 2.6501e-06 | 2.6501e-06 | 0.00011415 | 0.00011415 | 0.00011415 | 0.00011415 | 0.00011415 | 0.00011415 | 0.00011028 | 0.00011978 | 0.00010074 | 9.1006e-05 | 0 | 0.00011415 | 0.00011415 | 0.00011415 | 0.00011415 | 7.7462e-05 | 9.8698e-05 | 7.5564e-05 | 6.2167e-05 | 0.00013971 | 0.00013149 | 0.00012447 | 0.00012121 | 0.00017104 | 0.00020278 | 1.9992e-05 | 1.9992e-05
06/18 20:00:00 | 6 | 18 | 20 | 4052 | WD | 0 | 5.961e-05 | 5.961e-05 | 0.00019673 | 0.000161 | -2.8565e-13 | 0.00011415 | 0.0001516 | 0.0001516 | 0.00021236 | -4.6521e-06 | 0 | 5.961e-05 | 0 | 0.00014653 | 9.4166e-06 | 0.00014653 | 0.00011415 | 5.7313e-05 | 0.00011415 | 6.1761e-06 | 6.5591e-05 | 0.0001126 | 0.00014245 | 0.00014816 | 0.0001464 | 3.7928e-06 | 6.9893e-07 | 1.6861e-06 | 1.6861e-06 | 0.00011415 | 0.00011415 | 0.00011415 | 0.00011415 | 0.00011415 | 0.00011415 | 0.00010984 | 0.00010453 | 8.5931e-05 | 7.6429e-05 | 3.9149e-05 | 0.00011415 | 0.00011415 | 0.00011415 | 0.00011415 | 1.7823e-05 | 6.2553e-05 | 8.585e-05 | 9.9341e-05 | 0.00013056 | 0.00012348 | 0.00011213 | 0.00010686 | 0.00014017 | 0.00016336 | 1.6138e-05 | 1.6138e-05
06/18 21:00:00 | 6 | 18 | 21 | 4053 | WD | 0 | 4.9216e-05 | 4.9216e-05 | 0.00084488 | 7.9814e-05 | 0 | 0.00011415 | 0 | 0 | 0.00028587 | -2.9975e-06 | 0 | 4.9216e-05 | 0 | 0.00014762 | 6.3562e-06 | 0.00014762 | 0.00011415 | 0.00022925 | 0.00011415 | 0 | 6.5591e-05 | 0.0001126 | 0.00013048 | 0.00012069 | 0.00012372 | 3.6975e-06 | -6.2067e-07 | 7.5707e-07 | 7.5707e-07 | 0.00011415 | 0.00011415 | 0.00011415 | 0.00011415 | 0.00011415 | 0.00011415 | 0.00010924 | 9.2279e-05 | 7.4921e-05 | 6.6052e-05 | 0.00022929 | 0.00011415 | 0.00011415 | 0.00011415 | 0.00011415 | 3.2016e-06 | 4.5412e-05 | 7.0785e-05 | 8.5478e-05 | 0.00012913 | 0.00011252 | 0.00011215 | 0.00011198 | 0.00014212 | 9.9505e-05 | 1.8726e-05 | 1.8726e-05
06/18 22:00:00 | 6 | 18 | 22 | 4054 | WD | 0 | 4.9109e-05 | 4.9109e-05 | 9.5891e-06 | 0.00015788 | 2.0698e-12 | 0.00011415 | 0 | 0 | 0.00034305 | -9.6044e-07 | 0 | 4.9109e-05 | 0 | 0.00014405 | 8.662e-07 | 0.00014405 | 0.00011415 | 0.00022925 | 0.00011415 | 0 | 6.5591e-05 | 0.0001118 | 0.0001158 | 0.00010995 | 0.00011176 | 3.7821e-06 | -8.9725e-07 | 5.9573e-07 | 5.9573e-07 | 0.00011415 | 0.00011415 | 0.00011415 | 0.00011415 | 0.00011415 | 0.00011415 | 0.00010883 | 6.9436e-05 | 6.3877e-05 | 6.1037e-05 | 0.00022929 | 0.00011415 | 0.00011415 | 0.00011415 | 0.00011415 | 2.0797e-06 | 3.3003e-05 | 6.2124e-05 | 7.8988e-05 | 0.00012205 | 0.0001015 | 0.00010132 | 0.00010123 | 0.00013608 | 0.00010322 | -3.8131e-05 | -3.8131e-05
06/18 23:00:00 | 6 | 18 | 23 | 4055 | WD | 0 | 3.4911e-05 | 3.4911e-05 | 7.1326e-06 | 7.7436e-05 | 7.9772e-13 | 0.00011415 | 0 | 0 | 0.00034849 | 0 | 0 | 3.4911e-05 | 0 | 0.00013614 | 0 | 0.00013614 | 0.00011415 | 0.00022925 | 0.00011415 | 0 | 6.5591e-05 | 0.0001118 | 0.00013754 | 0.00010658 | 0.00011615 | 4.0841e-06 | -9.1648e-07 | 6.7898e-07 | 6.7898e-07 | 0.00011415 | 0.00011415 | 0.00011415 | 0.00011415 | 0.00011415 | 0.00011415 | 9.9691e-05 | 6.8344e-05 | 6.1493e-05 | 5.7992e-05 | 0.00022929 | 0.00011415 | 0.00011415 | 0.00011415 | 0.00011415 | 1.729e-06 | 2.6771e-05 | 5.7344e-05 | 7.5048e-05 | 0.00011288 | 9.9957e-05 | 9.8837e-05 | 9.8318e-05 | 0.00013188 | 0.00010332 | -2.2298e-05 | -2.2298e-05
06/18 24:00:00 | 6 | 18 | 24 | 4056 | WD | 0 | 3.0437e-05 | 3.0437e-05 | 4.7923e-06 | 7.614e-05 | -1.3906e-12 | 0.00011415 | 0 | 0 | 0.00023959 | 0 | 0 | 3.0437e-05 | 0 | 0.00012638 | 0 | 0.00012638 | 0.00011415 | 0.00022925 | 0.00011415 | 0 | 6.5591e-05 | 0.0001118 | 0.00010592 | 0.00010652 | 0.00010634 | 5.9076e-06 | -5.5391e-07 | 1.5077e-06 | 1.5077e-06 | 0.00011415 | 0.00011415 | 0.00011415 | 0.00011415 | 0.00011415 | 0.00011415 | 4.5468e-05 | 6.8027e-05 | 5.8924e-05 | 5.4272e-05 | 0.00022929 | 0.00011415 | 0.00011415 | 0.00011415 | 0.00011415 | 1.2032e-06 | 2.496e-05 | 5.3631e-05 | 7.0234e-05 | 8.7003e-05 | 9.9841e-05 | 9.1707e-05 | 8.7934e-05 | 0.00013894 | 0.00010332 | -1.7385e-05 | -1.7385e-05
06/19 01:00:00 | 6 | 19 | 1 | 4057 | WD | 0 | 1.6082e-05 | 1.6082e-05 | 0.00097198 | 0 | 0.00025245 | 0.00011415 | 0 | 0 | 0.00013341 | 0 | 0 | 1.6082e-05 | 0 | 9.19e-05 | 0 | 9.19e-05 | 0.00011415 | 0.00022925 | 0.00011415 | 0 | 6.5591e-05 | 0.0001118 | 0.00010426 | 0.00010608 | 0.00010552 | 1.2141e-05 | -5.532e-07 | 3.497e-06 | 3.497e-06 | 0.00011415 | 0.00011415 | 0.00011415 | 0.00011415 | 0.00011415 | 0.00011415 | 3.6463e-05 | 6.7924e-05 | 5.8637e-05 | 5.3892e-05 | 0.00022929 | 0.00011415 | 0.00011415 | 0.00011415 | 0.00011415 | 1.2032e-06 | 2.437e-05 | 5.3103e-05 | 6.9742e-05 | 7.9553e-05 | 9.9654e-05 | 9.1215e-05 | 8.7301e-05 | 0.00013484 | 0.00010332 | -1.4413e-05 | -1.4413e-05
06/19 02:00:00 | 6 | 19 | 2 | 4058 | WD | 0 | 2.3003e-05 | 2.3003e-05 | -0.0009673 | 7.3979e-05 | 0.00023244 | 0.00011415 | 0 | 0 | 5.4452e-05 | 0 | 0 | 2.3003e-05 | 0 | 8.5656e-05 | 0 | 8.5656e-05 | 0.00011415 | 0.00022925 | 0.00011415 | 0 | 6.5591e-05 | 0.0001118 | 0.00010381 | 0.00010516 | 0.00010474 | 1.5138e-05 | -9.2667e-07 | 4.1988e-06 | 4.1988e-06 | 0.00011415 | 0.00011415 | 0.00011415 | 0.00011415 | 0.00011415 | 0.00011415 | 3.6473e-05 | 6.819e-05 | 6.0618e-05 | 5.6748e-05 | 0.00022929 | 0.00011415 | 0.00011415 | 0.00011415 | 0.00011415 | 1.23e-06 | 2.5894e-05 | 5.6002e-05 | 7.3438e-05 | 7.8291e-05 | 9.9411e-05 | 9.1506e-05 | 8.7839e-05 | 0.00013388 | 0.00010331 | -1.6592e-05 | -1.6592e-05
06/19 03:00:00 | 6 | 19 | 3 | 4059 | WD | 0 | 1.4909e-05 | 1.4909e-05 | 0.00096709 | 0 | 0.00022975 | 0.00011415 | 0 | 0 | 2.1781e-05 | 0 | 0 | 1.4909e-05 | 0 | 8.3946e-05 | 0 | 8.3946e-05 | 0.00011415 | 0.00022925 | 0.00011415 | 0 | 6.5591e-05 | 0.0001118 | 0.00010387 | 0.00010516 | 0.00010476 | 2.0524e-05 | -4.2742e-06 | 3.6377e-06 | 3.6377e-06 | 0.00011415 | 0.00011415 | 0.00011415 | 0.00011415 | 0.00011415 | 0.00011415 | 4.5596e-05 | 6.8975e-05 | 6.1912e-05 | 5.8304e-05 | 0.00022929 | 0.00011415 | 0.00011415 | 0.00011415 | 0.00011415 | 1.5508e-06 | 3.0373e-05 | 5.892e-05 | 7.5451e-05 | 8.1847e-05 | 9.9648e-05 | 9.167e-05 | 8.797e-05 | 0.00013476 | 0.00010304 | -1.552e-05 | -1.552e-05
06/19 04:00:00 | 6 | 19 | 4 | 4060 | WD | 0 | 2.2488e-05 | 2.2488e-05 | -0.00096703 | 7.391e-05 | 0.00022651 | 0.00011415 | 0 | 0 | 2.1781e-05 | 0 | 0 | 2.2488e-05 | 0 | 8.2211e-05 | 0 | 8.2211e-05 | 0.00011415 | 0.00022925 | 0.00011415 | 0 | 6.5591e-05 | 0.0001118 | 0.00016737 | 0.00010541 | 0.00012456 | 2.4948e-05 | -8.9179e-06 | 1.8872e-06 | 1.8872e-06 | 0.00011415 | 0.00011415 | 0.00011415 | 0.00011415 | 0.00011415 | 0.00011415 | 5.4768e-05 | 7.0282e-05 | 7.6832e-05 | 8.0178e-05 | 0.00022929 | 0.00011415 | 0.00011415 | 0.00011415 | 0.00011415 | 2.0054e-06 | 3.7834e-05 | 7.9583e-05 | 0.00010376 | 8.6291e-05 | 0.00010013 | 9.6551e-05 | 9.489e-05 | 0.00013413 | 0.00010276 | -1.2213e-05 | -1.2213e-05
06/19 05:00:00 | 6 | 19 | 5 | 4061 | WD | 0 | 1.6103e-05 | 1.6103e-05 | 0.00097089 | 0 | 0.00021796 | 0.00011415 | 0 | 0 | 6.5342e-05 | 0 | 0 | 1.6103e-05 | 0 | 8.1198e-05 | 0 | 8.1198e-05 | 0.00011415 | 0.00011463 | 0.00011415 | 5.3696e-06 | 6.5591e-05 | 0.0001118 | 0.00016061 | 0.00010833 | 0.00012449 | 2.7791e-05 | -8.7707e-06 | 2.8947e-06 | 2.8947e-06 | 0.00011415 | 0.00011415 | 0.00011415 | 0.00011415 | 0.00011415 | 0.00011415 | 9.1181e-05 | 9.2834e-05 | 0.00010215 | 0.0001069 | 0.00011465 | 0.00011415 | 0.00011415 | 0.00011415 | 0.00011415 | 1.0338e-05 | 6.4749e-05 | 0.00011161 | 0.00013876 | 0.00010215 | 0.00010392 | 9.7894e-05 | 9.5102e-05 | 0.00013413 | 0.00010275 | -1.4669e-05 | -1.4669e-05
06/19 06:00:00 | 6 | 19 | 6 | 4062 | WD | 6.8027e-05 | 2.7743e-05 | 2.7743e-05 | 4.4826e-06 | 7.6523e-05 | -1.5577e-12 | 0.00011415 | 0.00030868 | 0.00030868 | 0.00013613 | 0 | 0 | 2.7743e-05 | 0 | 8.7512e-05 | 0 | 8.7512e-05 | 0.00011415 | 0 | 0.00011415 | 3.1689e-05 | 6.5591e-05 | 0.0001126 | 0.00014502 | 0.00011287 | 0.00012281 | 9.4416e-06 | -5.2632e-07 | 2.654e-06 | 2.654e-06 | 0.00011415 | 0.00011415 | 0.00011415 | 0.00011416 | 0.00011415 | 0.00011415 | 0.00012828 | 0.00012306 | 0.00013006 | 0.00013363 | 0 | 0.00011415 | 0.00011415 | 0.00011415 | 0.00011415 | 7.12e-05 | 0.00010958 | 0.00015176 | 0.00017619 | 0.00011828 | 0.00011247 | 0.00010179 | 9.6842e-05 | 0.00012885 | 0.00010062 | 4.1423e-05 | 4.1423e-05
06/19 07:00:00 | 6 | 19 | 7 | 4063 | WD | 0.00015461 | 3.7453e-05 | 3.7453e-05 | 1.9474e-05 | 0.00016161 | 7.5464e-14 | 0.00011415 | 0.00068744 | 0.00068744 | 0.00015247 | 0 | 0 | 3.7453e-05 | -6.3969e-06 | 9.9871e-05 | 0 | 9.9871e-05 | 0.00011415 | 0 | 0.00011415 | 6.3012e-05 | 6.5591e-05 | 0.0001126 | 0.000124 | 0.00013109 | 0.0001289 | 3.8973e-06 | 6.2025e-07 | 1.6658e-06 | 1.6658e-06 | 0.00011415 | 0.00011415 | 0.00011415 | 0.00011416 | 0.00011415 | 0.00011415 | 0.000149 | 0.00014024 | 0.00018893 | 0.00021381 | 0 | 0.00011415 | 0.00011415 | 0.00011415 | 0.00011415 | 0.00015984 | 0.00016895 | 0.00015698 | 0.00015004 | 0.00013427 | 0.0001244 | 0.00012635 | 0.00012726 | 0.00014393 | 0.00010123 | -0.00010161 | -0.00010161
06/19 08:00:00 | 6 | 19 | 8 | 4064 | WD | 0.00023768 | 3.886e-05 | 3.886e-05 | 0.0010314 | 0.00016502 | 4.7973e-13 | 0.00011415 | 0.00092606 | 0.00092606 | 0.00013613 | 0 | 0 | 3.886e-05 | 0 | 0.00011103 | 0 | 0.00011103 | 0.00011415 | 0 | 0.00011415 | 0.00023768 | 0.00016398 | 0.0001685 | 0.00012914 | 0.00013437 | 0.00013275 | 4.9235e-06 | -7.0316e-08 | 1.523e-06 | 1.523e-06 | 0.00011415 | 0.00011415 | 0.00011415 | 0.00011415 | 0.00011415 | 0.00011415 | 0.00016895 | 0.00015337 | 0.00019337 | 0.00021381 | 0 | 0.00011415 | 0.00011415 | 0.00011415 | 0.00011415 | 0.00027144 | 0.00022694 | 0.00018193 | 0.00015587 | 0.00015299 | 0.00012998 | 0.0001606 | 0.0001748 | 0.0001459 | 0.00010082 | -0.00010323 | -0.00010323
06/19 09:00:00 | 6 | 19 | 9 | 4065 | WD | 0.00031576 | 3.6126e-05 | 3.6126e-05 | 2.5048e-05 | 0.00016556 | 1.5523e-12 | 0.00011415 | 0.00044872 | 0.00044872 | 5.9897e-05 | 0 | 0 | 3.6126e-05 | 0 | 0.00011108 | 0 | 0.00011108 | 0.00011415 | 0 | 0.00011415 | 0.00047113 | 0.00029516 | 0.0002244 | 0.00013349 | 0.00013485 | 0.00013443 | 5.5387e-06 | 2.0917e-06 | 3.1915e-06 | 3.1915e-06 | 0.00011415 | 0.00011415 | 0.00011415 | 0.00011415 | 0.00011415 | 0.00011415 | 0.0001871 | 0.00015456 | 0.00019377 | 0.00021381 | 0 | 0.00011415 | 0.00011415 | 0.00011415 | 0.00011415 | 0.00039229 | 0.00024645 | 0.00019235 | 0.00016102 | 0.00016601 | 0.00013084 | 0.00016857 | 0.00018607 | 0.00014635 | 0.00010384 | -0.00010129 | -0.00010129
06/19 10:00:00 | 6 | 19 | 10 | 4066 | WD | 0.00038893 | 2.6649e-05 | 2.6649e-05 | 0.00072 | 8.2074e-05 | 0.00021486 | 0.00011415 | 0.00030594 | 0.00030594 | 4.0839e-05 | 0 | 0 | 2.6649e-05 | 0 | 0.00011156 | 0 | 0.00011156 | 0.00011415 | 0 | 0.00011415 | 0.00047113 | 0.00029516 | 0.0002244 | 0.00013518 | 0.00013628 | 0.00013594 | 5.4056e-06 | 4.4856e-06 | 4.7791e-06 | 4.7791e-06 | 0.00011415 | 0.00011415 | 0.00011415 | 0.00011415 | 0.00011415 | 0.00011415 | 0.00018706 | 0.00015413 | 0.00019363 | 0.00021381 | 0 | 0.00011415 | 0.00011415 | 0.00011415 | 0.00011415 | 0.00046512 | 0.00024653 | 0.00019524 | 0.00016554 | 0.00016953 | 0.0001315 | 0.00016914 | 0.00018661 | 0.00014415 | 0.00011838 | -0.00010521 | -0.00010521
06/19 11:00:00 | 6 | 19 | 11 | 4067 | WD | 0.00043836 | 3.5544e-05 | 3.5544e-05 | -0.00068335 | 0.00016173 | 0.00021991 | 0.00011415 | 0 | 0 | 4.0839e-05 | 0 | 0 | 3.5544e-05 | 0 | 0.00011463 | 0 | 0.00011463 | 0.00011415 | 0 | 0.00011415 | 0.00047113 | 0.00029516 | 0.0002244 | 0.0001637 | 0.00013975 | 0.00014715 | 5.6182e-06 | 5.8874e-06 | 5.8015e-06 | 5.8015e-06 | 0.00011415 | 0.00011415 | 0.00011415 | 0.00011415 | 0.00011415 | 0.00011415 | 0.000187 | 0.00015348 | 0.00019341 | 0.00021381 | 0 | 0.00011415 | 0.00011415 | 0.00011415 | 0.00011415 | 0.00050426 | 0.00024632 | 0.00019717 | 0.00016871 | 0.00017409 | 0.00013336 | 0.0001734 | 0.00019197 | 0.0001542 | 0.00014635 | -0.00010256 | -0.00010256
06/19 12:00:00 | 6 | 19 | 12 | 4068 | WD | 0.00046702 | 3.1201e-05 | 3.1201e-05 | 0.0010117 | 0.00012082 | 0.00021998 | 0.00011415 | 0 | 0 | 4.0839e-05 | 0 | 0 | 3.1201e-05 | 0 | 0.00011458 | 0 | 0.00011458 | 0.00011415 | 0 | 0.00011415 | 0.00047113 | 0.00029516 | 0.0002244 | 0.00014089 | 0.00014269 | 0.00014213 | 5.2311e-06 | 6.6981e-06 | 6.23e-06 | 6.23e-06 | 0.00011415 | 0.00011415 | 0.00011415 | 0.00011415 | 0.00011415 | 0.00011415 | 0.00018694 | 0.0001532 | 0.00019331 | 0.00021381 | 0 | 0.00011415 | 0.00011415 | 0.00011415 | 0.00011415 | 0.00052565 | 0.00024586 | 0.00024083 | 0.00023792 | 0.00017614 | 0.00013445 | 0.00017858 | 0.00019905 | 0.00015508 | 0.00016683 | -0.00010325 | -0.00010325
06/19 13:00:00 | 6 | 19 | 13 | 4069 | WD | 0.00046531 | 3.025e-05 | 3.025e-05 | 7.9996e-06 | 0.00011662 | 0.00021627 | 0.00011415 | 0 | 0 | 4.0839e-05 | 0 | 0 | 3.025e-05 | 0 | 0.00011115 | 0 | 0.00011115 | 0.00011415 | 0 | 0.00011415 | 0.00047113 | 0.00029516 | 0.0002244 | 0.00014175 | 0.00015 | 0.00014745 | 7.3477e-07 | 7.0272e-06 | 5.0196e-06 | 5.0196e-06 | 0.00011415 | 0.00011415 | 0.00011415 | 0.00011415 | 0.00011415 | 0.00011415 | 0.00018653 | 0.00015279 | 0.00019317 | 0.00021381 | 0 | 0.00011415 | 0.00011415 | 0.00011415 | 0.00011415 | 0.00052836 | 0.00024525 | 0.0002408 | 0.00023822 | 0.00017576 | 0.00013727 | 0.00017868 | 0.00019789 | 0.00015466 | 0.00018215 | -0.00010214 | -0.00010214
06/19 14:00:00 | 6 | 19 | 14 | 4070 | WD | 0.00043537 | 2.6073e-05 | 2.6073e-05 | 7.5011e-06 | 7.8101e-05 | 0.00022375 | 0.00011415 | 0 | 0 | 4.0839e-05 | 0 | 0 | 2.6073e-05 | 0 | 0.00011051 | 0 | 0.00011051 | 0.00011415 | 0 | 0.00011415 | 0.00047113 | 0.00029516 | 0.0002244 | 0.00014227 | 0.00015176 | 0.00014883 | 7.1069e-07 | 7.3596e-06 | 5.2382e-06 | 5.2382e-06 | 0.00011415 | 0.00011415 | 0.00011415 | 0.00011415 | 0.00011415 | 0.00011415 | 0.00018548 | 0.00015218 | 0.00019297 | 0.00021381 | 0 | 0.00011415 | 0.00011415 | 0.00011415 | 0.00011415 | 0.000511 | 0.00024314 | 0.00023927 | 0.00023703 | 0.00017681 | 0.00013826 | 0.00017788 | 0.00019626 | 0.00013937 | 0.00019815 | -0.0001019 | -0.0001019
06/19 15:00:00 | 6 | 19 | 15 | 4071 | WD | 0.00038061 | 2.5866e-05 | 2.5866e-05 | 0.00099671 | 7.7476e-05 | 0.00023635 | 0.00011415 | 0 | 0 | 4.0839e-05 | 0 | 0 | 2.5866e-05 | 0 | 0.00010956 | 0 | 0.00010956 | 0.00011415 | 0 | 0.00011415 | 0.00047113 | 0.00029516 | 0.0002244 | 0.00013982 | 0.000147 | 0.00014478 | 1.2828e-05 | 7.4839e-06 | 9.1888e-06 | 9.1888e-06 | 0.00011415 | 0.00011415 | 0.00011415 | 0.00011415 | 0.00011415 | 0.00011415 | 0.00016661 | 0.00015069 | 0.00019246 | 0.00021381 | 0 | 0.00011415 | 0.00011415 | 0.00011415 | 0.00011415 | 0.0004259 | 0.00023592 | 0.00019209 | 0.00016671 | 0.00016386 | 0.00013602 | 0.00017651 | 0.0001953 | 0.00013755 | 0.00019567 | -0.00010485 | -0.00010485
06/19 16:00:00 | 6 | 19 | 16 | 4072 | WD | 0.00030996 | 2.7167e-05 | 2.7167e-05 | 7.2556e-06 | 7.7475e-05 | 0.00024949 | 0.00011415 | 0 | 0 | 4.0839e-05 | 0 | 0 | 2.7167e-05 | 0 | 0.00011092 | 0 | 0.00011092 | 0.00011415 | 0 | 0.00011415 | 0.00047113 | 0.00029516 | 0.0002244 | 0.00012894 | 0.00014449 | 0.00013968 | 4.6162e-06 | 7.2114e-06 | 6.3834e-06 | 6.3834e-06 | 0.00011415 | 0.00011415 | 0.00011415 | 0.00011415 | 0.00011415 | 0.00011415 | 0.00014779 | 0.00014413 | 0.00015206 | 0.00015611 | 0 | 0.00011415 | 0.00011415 | 0.00011415 | 0.00011415 | 0.00032279 | 0.00021408 | 0.0001537 | 0.00011873 | 0.00014976 | 0.00013246 | 0.00016391 | 0.0001785 | 0.00014532 | 0.00017276 | -0.00010335 | -0.00010335
06/19 17:00:00 | 6 | 19 | 17 | 4073 | WD | 0.00023414 | 3.4934e-05 | 3.4934e-05 | 8.3416e-06 | 0.00010984 | -2.0051e-12 | 0.00011415 | 0.0010916 | 0.0010916 | 4.0839e-05 | 0 | 0 | 3.4934e-05 | 0 | 0.00012 | 0 | 0.00012 | 0.00011415 | 0 | 0.00011415 | 0.00045025 | 0.00029516 | 0.0002244 | 0.00012562 | 0.0001404 | 0.00013583 | 3.9477e-06 | 6.6424e-06 | 5.7826e-06 | 5.7826e-06 | 0.00011415 | 0.00011415 | 0.00011415 | 0.00011415 | 0.00011415 | 0.00011415 | 0.00012914 | 0.00013924 | 0.00012923 | 0.00012411 | 0 | 0.00011415 | 0.00011415 | 0.00011415 | 0.00011415 | 0.00022453 | 0.00018999 | 0.00012763 | 9.1517e-05 | 0.00013632 | 0.00012877 | 0.00015154 | 0.0001621 | 0.00014101 | 0.00013756 | -0.00011013 | -0.00011013
06/19 18:00:00 | 6 | 19 | 18 | 4074 | WD | 0.00015252 | 4.0915e-05 | 4.0915e-05 | -0.00055002 | 0.00012597 | -7.5459e-13 | 0.00011415 | 0.0010812 | 0.0010812 | 7.0788e-05 | 0 | 0 | 4.0915e-05 | 0 | 0.00013406 | 0 | 0.00013406 | 0.00011415 | 0 | 0.00011415 | 7.1154e-05 | 6.5591e-05 | 0.0001126 | 0.00012386 | 0.00013401 | 0.00013087 | 3.6044e-06 | 5.7987e-06 | 5.0986e-06 | 5.0986e-06 | 0.00011415 | 0.00011415 | 0.00011415 | 0.00011415 | 0.00011415 | 0.00011415 | 0.00012867 | 0.00012817 | 0.00011248 | 0.00010446 | 0 | 0.00011415 | 0.00011415 | 0.00011415 | 0.00011415 | 0.00015706 | 0.00014315 | 9.9556e-05 | 7.4313e-05 | 0.00013106 | 0.00012255 | 0.00012058 | 0.00011966 | 0.00014012 | 0.0001158 | 2.0065e-05 | 2.0065e-05
06/19 19:00:00 | 6 | 19 | 19 | 4075 | WD | 6.645e-05 | 4.1778e-05 | 4.1778e-05 | 0.00058646 | 8.0296e-05 | -3.8268e-13 | 0.00011415 | 0.00080116 | 0.00080116 | 0.00015247 | 0 | 0 | 4.1778e-05 | 0 | 0.00014271 | 0 | 0.00014271 | 0.00011415 | 0 | 0.00011415 | 3.9166e-05 | 6.5591e-05 | 0.0001126 | 0.0001211 | 0.00013081 | 0.00012781 | 3.4659e-06 | 4.7414e-06 | 4.3345e-06 | 4.3345e-06 | 0.00011415 | 0.00011415 | 0.00011415 | 0.00011415 | 0.00011415 | 0.00011415 | 0.00011028 | 0.00011978 | 0.00010074 | 9.1006e-05 | 0 | 0.00011415 | 0.00011415 | 0.00011415 | 0.00011415 | 7.7746e-05 | 9.8792e-05 | 7.5606e-05 | 6.2179e-05 | 0.00012034 | 0.00011862 | 0.00011388 | 0.00011167 | 0.0001416 | 0.00010372 | 1.9618e-05 | 1.9618e-05
06/19 20:00:00 | 6 | 19 | 20 | 4076 | WD | 0 | 5.3004e-05 | 5.3004e-05 | 0.0010203 | 0.00016109 | -2.8565e-13 | 0.00011415 | 0.00015185 | 0.00015185 | 0.00021236 | 0 | 0 | 5.3004e-05 | 0 | 0.00014653 | 0 | 0.00014653 | 0.00011415 | 5.7313e-05 | 0.00011415 | 6.186e-06 | 6.5591e-05 | 0.0001126 | 0.00011928 | 0.00012708 | 0.00012467 | 3.3391e-06 | 3.5065e-06 | 3.4531e-06 | 3.4531e-06 | 0.00011415 | 0.00011415 | 0.00011415 | 0.00011415 | 0.00011415 | 0.00011415 | 0.00010984 | 0.00010453 | 8.593e-05 | 7.6429e-05 | 3.9149e-05 | 0.00011415 | 0.00011415 | 0.00011415 | 0.00011415 | 1.7839e-05 | 6.2556e-05 | 8.5852e-05 | 9.9342e-05 | 0.00011901 | 0.00011443 | 0.00010404 | 9.9219e-05 | 0.00013414 | 0.00010332 | 1.9156e-05 | 1.9156e-05
06/19 21:00:00 | 6 | 19 | 21 | 4077 | WD | 0 | 4.5645e-05 | 4.5645e-05 | 1.0788e-05 | 8.8249e-05 | 0 | 0.00011415 | 0 | 0 | 0.00028587 | 0 | 0 | 4.5645e-05 | 0 | 0.00014762 | 0 | 0.00014762 | 0.00011415 | 0.00022925 | 0.00011415 | 0 | 6.5591e-05 | 0.0001126 | 0.00011322 | 0.00010777 | 0.00010945 | 3.3417e-06 | 1.3811e-06 | 2.0067e-06 | 2.0067e-06 | 0.00011415 | 0.00011415 | 0.00011415 | 0.00011415 | 0.00011415 | 0.00011415 | 0.00010924 | 9.2279e-05 | 7.4921e-05 | 6.6052e-05 | 0.00022929 | 0.00011415 | 0.00011415 | 0.00011415 | 0.00011415 | 3.2016e-06 | 4.5412e-05 | 7.0785e-05 | 8.5478e-05 | 0.00011969 | 0.00010797 | 0.00010637 | 0.00010563 | 0.00013593 | 0.00010313 | 1.5398e-05 | 1.5398e-05
06/19 22:00:00 | 6 | 19 | 22 | 4078 | WD | 0 | 4.7639e-05 | 4.7639e-05 | 1.8053e-05 | 0.00014975 | 2.0698e-12 | 0.00011415 | 0 | 0 | 0.00034305 | 0 | 0 | 4.7639e-05 | 0 | 0.00014405 | 0 | 0.00014405 | 0.00011415 | 0.00022925 | 0.00011415 | 0 | 6.5591e-05 | 0.0001118 | 0.0001109 | 0.00010196 | 0.00010472 | 1.2569e-05 | -8.0633e-07 | 3.4611e-06 | 3.4611e-06 | 0.00011415 | 0.00011415 | 0.00011415 | 0.00011415 | 0.00011415 | 0.00011415 | 0.00010883 | 6.9436e-05 | 6.3877e-05 | 6.1037e-05 | 0.00022929 | 0.00011415 | 0.00011415 | 0.00011415 | 0.00011415 | 2.0797e-06 | 3.3003e-05 | 6.2124e-05 | 7.8988e-05 | 0.00011318 | 9.8682e-05 | 9.8524e-05 | 9.8451e-05 | 0.00013242 | 0.00010314 | -2.5038e-05 | -2.5038e-05
06/19 23:00:00 | 6 | 19 | 23 | 4079 | WD | 0 | 3.4927e-05 | 3.4927e-05 | 6.2473e-06 | 7.7591e-05 | 7.9772e-13 | 0.00011415 | 0 | 0 | 0.00034849 | 0 | 0 | 3.4927e-05 | 0 | 0.00013614 | 0 | 0.00013614 | 0.00011415 | 0.00022925 | 0.00011415 | 0 | 6.5591e-05 | 0.0001118 | 0.00013321 | 9.9784e-05 | 0.00011011 | 2.4404e-05 | -9.1995e-06 | 1.522e-06 | 1.522e-06 | 0.00011415 | 0.00011415 | 0.00011415 | 0.00011415 | 0.00011415 | 0.00011415 | 9.9691e-05 | 6.8344e-05 | 6.1493e-05 | 5.7992e-05 | 0.00022929 | 0.00011415 | 0.00011415 | 0.00011415 | 0.00011415 | 1.729e-06 | 2.6771e-05 | 5.7344e-05 | 7.5048e-05 | 0.00010408 | 9.7561e-05 | 9.6978e-05 | 9.6707e-05 | 0.0001226 | 0.00010316 | -1.902e-05 | -1.902e-05
06/19 24:00:00 | 6 | 19 | 24 | 4080 | WD | 0 | 3.0452e-05 | 3.0452e-05 | 0.0009826 | 7.6282e-05 | -1.3906e-12 | 0.00011415 | 0 | 0 | 0.00023959 | 0 | 0 | 3.0452e-05 | 0 | 0.00012638 | 0 | 0.00012638 | 0.00011415 | 0.00022925 | 0.00011415 | 0 | 6.5591e-05 | 0.0001118 | 0.00010108 | 9.8345e-05 | 9.9189e-05 | 2.6182e-05 | -1.4747e-05 | -1.6885e-06 | -1.6885e-06 | 0.00011415 | 0.00011415 | 0.00011415 | 0.00011415 | 0.00011415 | 0.00011415 | 4.5468e-05 | 6.8027e-05 | 5.8924e-05 | 5.4272e-05 | 0.00022929 | 0.00011415 | 0.00011415 | 0.00011415 | 0.00011415 | 1.2032e-06 | 2.496e-05 | 5.3631e-05 | 7.0234e-05 | 7.6359e-05 | 9.6958e-05 | 9.0153e-05 | 8.6996e-05 | 0.00011948 | 0.00010246 | -1.2732e-05 | -1.2732e-05
06/20 01:00:00 | 6 | 20 | 1 | 4081 | WE | 0 | 2.4154e-05 | 2.4154e-05 | 2.1806e-06 | 7.4886e-05 | 0.00025245 | 0.00011415 | 0 | 0 | 0.00013341 | 0 | 0 | 2.4154e-05 | 0 | 9.281e-05 | 0 | 9.281e-05 | 0.00011415 | 0.00022925 | 0.00011415 | 0 | 1.6398e-05 | 1.3975e-05 | 0.00010384 | 9.6867e-05 | 9.9022e-05 | 1.7413e-06 | -1.3998e-05 | -8.9766e-06 | -8.9766e-06 | 0.00011415 | 0.00011415 | 0.00011415 | 0.00011415 | 0.00011415 | 0.00011415 | 9.1034e-05 | 6.7538e-05 | 5.9021e-05 | 5.4669e-05 | 0.00022929 | 0.00011415 | 0.00011415 | 0.00011415 | 0.00011415 | 2.6738e-06 | 2.2169e-05 | 5.2933e-05 | 7.0747e-05 | 9.6422e-05 | 9.621e-05 | 8.967e-05 | 8.6637e-05 | 0.00011971 | 0.00010208 | -1.7772e-05 | -1.7772e-05
06/20 02:00:00 | 6 | 20 | 2 | 4082 | WE | 0 | 1.5243e-05 | 1.5243e-05 | -0.0009691 | 0 | 0.00023244 | 0.00011415 | 0 | 0 | 5.4452e-05 | 0 | 0 | 1.5243e-05 | 0 | 8.6205e-05 | 0 | 8.6205e-05 | 0.00011415 | 0.00022925 | 0.00011415 | 0 | 1.6398e-05 | 1.3975e-05 | 0.00010224 | 9.519e-05 | 9.7368e-05 | -1.2571e-05 | -9.6183e-06 | -1.056e-05 | -1.056e-05 | 0.00011415 | 0.00011415 | 0.00011415 | 0.00011415 | 0.00011415 | 0.00011415 | 9.1034e-05 | 6.7578e-05 | 5.8145e-05 | 5.3326e-05 | 0.00022929 | 0.00011415 | 0.00011415 | 0.00011415 | 0.00011415 | 2.6738e-06 | 2.2396e-05 | 5.1915e-05 | 6.9009e-05 | 9.5514e-05 | 9.5631e-05 | 8.894e-05 | 8.5836e-05 | 0.00011906 | 0.00010175 | -1.6364e-05 | -1.6364e-05
06/20 03:00:00 | 6 | 20 | 3 | 4083 | WE | 0 | 2.2816e-05 | 2.2816e-05 | 0.00096897 | 7.4095e-05 | 0.00022975 | 0.00011415 | 0 | 0 | 2.1781e-05 | 0 | 0 | 2.2816e-05 | 0 | 8.4304e-05 | 0 | 8.4304e-05 | 0.00011415 | 0.00022925 | 0.00011415 | 0 | 1.6398e-05 | 1.3975e-05 | 0.0001005 | 9.2993e-05 | 9.5313e-05 | -2.2344e-05 | 8.1911e-08 | -7.0733e-06 | -7.0733e-06 | 0.00011415 | 0.00011415 | 0.00011415 | 0.00011415 | 0.00011415 | 0.00011415 | 9.1034e-05 | 6.8179e-05 | 5.8423e-05 | 5.3438e-05 | 0.00022929 | 0.00011415 | 0.00011415 | 0.00011415 | 0.00011415 | 2.6738e-06 | 2.5829e-05 | 5.3266e-05 | 6.9154e-05 | 9.4003e-05 | 9.5038e-05 | 8.8483e-05 | 8.5442e-05 | 0.00010845 | 0.0001014 | -1.1373e-05 | -1.1373e-05
06/20 04:00:00 | 6 | 20 | 4 | 4084 | WE | 0 | 1.4683e-05 | 1.4683e-05 | -0.00096858 | 0 | 0.00022651 | 0.00011415 | 0 | 0 | 2.1781e-05 | 0 | 0 | 1.4683e-05 | 0 | 8.2413e-05 | 0 | 8.2413e-05 | 0.00011415 | 0.00022925 | 0.00011415 | 0 | 1.6398e-05 | 1.3975e-05 | 0.0001121 | 9.2985e-05 | 9.8893e-05 | -2.8358e-05 | 5.4255e-06 | -5.3532e-06 | -5.3532e-06 | 0.00011415 | 0.00011415 | 0.00011415 | 0.00011415 | 0.00011415 | 0.00011415 | 9.1034e-05 | 6.9401e-05 | 6.1076e-05 | 5.6823e-05 | 0.00022929 | 0.00011415 | 0.00011415 | 0.00011415 | 0.00011415 | 2.6738e-06 | 3.2805e-05 | 5.8598e-05 | 7.3534e-05 | 9.3984e-05 | 9.5404e-05 | 8.9031e-05 | 8.6076e-05 | 0.00010726 | 0.00010128 | -1.3221e-05 | -1.3221e-05
06/20 05:00:00 | 6 | 20 | 5 | 4085 | WE | 0 | 2.4079e-05 | 2.4079e-05 | 0.00097284 | 7.4719e-05 | 0.00021796 | 0.00011415 | 0 | 0 | 6.5342e-05 | 0 | -0.0048497 | 2.4079e-05 | 0 | 8.158e-05 | 0 | 8.158e-05 | 0.00011415 | 0.00011463 | 0.00011415 | 1.3424e-06 | 1.6398e-05 | 1.3975e-05 | 0.00011111 | 9.6076e-05 | 0.00010072 | -2.9123e-05 | 3.5959e-06 | -6.8434e-06 | -6.8434e-06 | 0.00011415 | 0.00011415 | 0.00011415 | 0.00011415 | 0.00011415 | 0.00011415 | 9.1034e-05 | 8.6549e-05 | 7.4556e-05 | 6.8429e-05 | 0.00011465 | 0.00011415 | 0.00011415 | 0.00011415 | 0.00011415 | 9.9273e-06 | 5.0086e-05 | 7.4613e-05 | 8.8816e-05 | 9.1195e-05 | 9.7619e-05 | 8.6586e-05 | 8.1468e-05 | 0.00010778 | 0.00010132 | -9.1997e-06 | -9.1997e-06
06/20 06:00:00 | 6 | 20 | 6 | 4086 | WE | 7.1156e-05 | 2.789e-05 | 2.789e-05 | 3.7118e-06 | 7.7064e-05 | -1.5577e-12 | 0.00011415 | 0.00030865 | 0.00030865 | 0.00013613 | 0 | -0.0057641 | 2.789e-05 | 0 | 8.8117e-05 | 0 | 8.8117e-05 | 0.00011415 | 0 | 0.00011415 | 7.9218e-06 | 1.6398e-05 | 1.4769e-05 | 0.00011191 | 0.00010318 | 0.00010588 | -5.0829e-05 | 3.3462e-06 | -1.3939e-05 | -1.3939e-05 | 0.00011415 | 0.00011415 | 0.00011415 | 0.00011416 | 0.00011415 | 0.00011415 | 9.1034e-05 | 0.00011628 | 9.2589e-05 | 8.0485e-05 | 0 | 0.00011415 | 0.00011415 | 0.00011415 | 0.00011415 | 4.8971e-05 | 8.7046e-05 | 9.9122e-05 | 0.00010612 | 8.8234e-05 | 0.00010689 | 9.2394e-05 | 8.567e-05 | 0.00010584 | 0.00011106 | 3.2566e-05 | 3.2566e-05
06/20 07:00:00 | 6 | 20 | 7 | 4087 | WE | 0.00016104 | 3.7895e-05 | 3.7895e-05 | 1.876e-05 | 0.00016369 | 7.5442e-14 | 0.00011415 | 0.00068742 | 0.00068742 | 0.00015247 | 0 | -0.0042996 | 3.7895e-05 | -0.00018327 | 0.00010137 | 0 | 0.00010137 | 0.00011415 | 0 | 0.00011415 | 1.5753e-05 | 1.6398e-05 | 1.4769e-05 | 0.00010895 | 0.00012193 | 0.00011792 | -5.5977e-05 | 2.3726e-06 | -1.6244e-05 | -1.6244e-05 | 0.00011415 | 0.00011415 | 0.00011415 | 0.00011416 | 0.00011415 | 0.00011415 | 9.1034e-05 | 0.00013598 | 0.00010621 | 9.0996e-05 | 0 | 0.00011415 | 0.00011415 | 0.00011415 | 0.00011415 | 9.5041e-05 | 0.0001465 | 0.0001311 | 0.00012218 | 8.9433e-05 | 0.00011964 | 9.7931e-05 | 8.7861e-05 | 0.00011109 | 0.00010743 | -9.2811e-05 | -9.2811e-05
06/20 08:00:00 | 6 | 20 | 8 | 4088 | WE | 0.00024592 | 3.9599e-05 | 3.9599e-05 | 2.2895e-05 | 0.00016787 | 4.7973e-13 | 0.00011415 | 0.00092591 | 0.00092591 | 0.00013613 | 0 | -0.0032119 | 3.9599e-05 | -0.00010529 | 0.000114 | 0 | 0.000114 | 0.00011415 | 0 | 0.00011415 | 2.3764e-05 | 1.6398e-05 | 1.4769e-05 | 0.0001108 | 0.00012607 | 0.00012135 | -6.0441e-05 | 7.2454e-07 | -1.8791e-05 | -1.8791e-05 | 0.00011415 | 0.00011415 | 0.00011415 | 0.00011416 | 0.00011415 | 0.00011415 | 9.1034e-05 | 0.00014804 | 0.00011622 | 9.9958e-05 | 0 | 0.00011415 | 0.00011415 | 0.00011415 | 0.00011415 | 0.00014255 | 0.00020658 | 0.00016229 | 0.00013664 | 9.2075e-05 | 0.00012506 | 0.00010738 | 9.9181e-05 | 0.00012324 | 0.00010507 | -0.00010706 | -0.00010706
06/20 09:00:00 | 6 | 20 | 9 | 4089 | WE | 0.00032517 | 4.944e-05 | 4.944e-05 | 2.4533e-05 | 0.0001686 | 1.5523e-12 | 0.00011415 | 0.00044872 | 0.00044872 | 5.9897e-05 | 9.6463e-06 | -0.0024665 | 4.944e-05 | -3.2193e-05 | 0.00011567 | 1.753e-05 | 0.00011567 | 0.00011415 | 0 | 0.00011415 | 2.6174e-05 | 1.6398e-05 | 1.4769e-05 | 0.00011343 | 0.00012833 | 0.00012373 | -5.4027e-05 | 3.3518e-07 | -1.7009e-05 | -1.7009e-05 | 0.00011415 | 0.00011415 | 0.00011415 | 0.00011416 | 0.00011415 | 0.00011415 | 9.1034e-05 | 0.00014946 | 0.00011937 | 0.000104 | 0 | 0.00011415 | 0.00011415 | 0.00011415 | 0.00011415 | 0.0001877 | 0.00022463 | 0.00017381 | 0.00014438 | 9.5092e-05 | 0.00012677 | 0.00011091 | 0.00010356 | 0.00012164 | 0.00010284 | -0.00011137 | -0.00011137
06/20 10:00:00 | 6 | 20 | 10 | 4090 | WE | 0.00040021 | 7.0824e-05 | 7.0824e-05 | 0.0010362 | 0.00016694 | 0.00021486 | 0.00011415 | 0.00030594 | 0.00030594 | 4.0839e-05 | -8.8036e-06 | -0.0018488 | 7.0824e-05 | 6.7049e-05 | 0.00011778 | 4.8773e-05 | 0.00011778 | 0.00011415 | 0 | 0.00011415 | 2.6174e-05 | 1.6398e-05 | 1.4769e-05 | 0.00011409 | 0.00013027 | 0.00012527 | -4.8291e-05 | 2.6707e-07 | -1.5226e-05 | -1.5226e-05 | 0.00011415 | 0.00011415 | 0.00011415 | 0.00011415 | 0.00011415 | 0.00011415 | 9.1034e-05 | 0.00014938 | 0.00011814 | 0.00010218 | 0 | 0.00011415 | 0.00011415 | 0.00011415 | 0.00011415 | 0.0002233 | 0.00022374 | 0.0001731 | 0.00014377 | 9.7055e-05 | 0.00012755 | 0.00011059 | 0.00010273 | 0.00012197 | 0.0001008 | -0.00010865 | -0.00010865
06/20 11:00:00 | 6 | 20 | 11 | 4091 | WE | 0.00045834 | 3.7898e-05 | 3.7898e-05 | 1.9928e-05 | 8.2142e-05 | 0.00021991 | 0.00011415 | 0 | 0 | 4.0839e-05 | 0.00017376 | -0.0013529 | 3.7898e-05 | 3.6903e-05 | 0.00012151 | 1.3914e-05 | 0.00012151 | 0.00011415 | 0 | 0.00011415 | 2.6174e-05 | 1.6398e-05 | 1.4769e-05 | 0.00013808 | 0.00013005 | 0.00013253 | -4.6879e-05 | 1.6823e-07 | -1.4843e-05 | -1.4843e-05 | 0.00011415 | 0.00011415 | 0.00011415 | 0.00011415 | 0.00011415 | 0.00011415 | 9.1034e-05 | 0.00014911 | 0.0001139 | 9.5904e-05 | 0 | 0.00011415 | 0.00011415 | 0.00011415 | 0.00011415 | 0.00024256 | 0.00022125 | 0.0001674 | 0.00013622 | 9.7488e-05 | 0.00012735 | 0.00011087 | 0.00010323 | 0.00012422 | 0.00010248 | -0.00010913 | -0.00010913
06/20 12:00:00 | 6 | 20 | 12 | 4092 | WE | 0.00048994 | 4.1361e-05 | 4.1361e-05 | 1.7426e-05 | 0.00016151 | 0.00021998 | 0.00011415 | 0 | 0 | 4.0839e-05 | 8.5652e-05 | -0.00098818 | 4.1361e-05 | 1.8191e-05 | 0.00012155 | 6.8587e-06 | 0.00012155 | 0.00011415 | 0 | 0.00011415 | 2.6174e-05 | 1.6398e-05 | 1.4769e-05 | 0.00011185 | 0.00012859 | 0.00012342 | -4.9963e-05 | -7.845e-08 | -1.5995e-05 | -1.5995e-05 | 0.00011415 | 0.00011415 | 0.00011415 | 0.00011415 | 0.00011415 | 0.00011415 | 9.1034e-05 | 0.00014827 | 0.00011155 | 9.2781e-05 | 0 | 0.00011415 | 0.00011415 | 0.00011415 | 0.00011415 | 0.0002532 | 0.00021767 | 0.00016373 | 0.00013249 | 9.6234e-05 | 0.00012658 | 0.00010909 | 0.00010098 | 0.00012886 | 0.00010332 | -0.00010983 | -0.00010983
06/20 13:00:00 | 6 | 20 | 13 | 4093 | WE | 0.00049139 | 3.5638e-05 | 3.5638e-05 | 0.00083643 | 0.00011217 | 0.00021627 | 0.00011415 | 0 | 0 | 4.0839e-05 | 8.7555e-05 | -0.00075182 | 3.5638e-05 | 1.8595e-05 | 0.00011748 | 7.0111e-06 | 0.00011748 | 0.00011415 | 0 | 0.00011415 | 2.6174e-05 | 1.6398e-05 | 1.4769e-05 | 0.00011359 | 0.00013238 | 0.00012658 | -5.16e-05 | -1.5504e-07 | -1.6569e-05 | -1.6569e-05 | 0.00011415 | 0.00011415 | 0.00011415 | 0.00011415 | 0.00011415 | 0.00011415 | 9.1034e-05 | 0.00014778 | 0.00010773 | 8.7265e-05 | 0 | 0.00011415 | 0.00011415 | 0.00011415 | 0.00011415 | 0.00025539 | 0.00021561 | 0.00015806 | 0.00012473 | 9.62e-05 | 0.00012777 | 0.00010669 | 9.6914e-05 | 0.0001262 | 0.00010332 | -0.00011043 | -0.00011043
06/20 14:00:00 | 6 | 20 | 14 | 4094 | WE | 0.00046224 | 3.6711e-05 | 3.6711e-05 | 0.00017966 | 0.00012591 | 0.00022375 | 0.00011415 | 0 | 0 | 4.0839e-05 | 8.3812e-05 | -0.00049849 | 3.6711e-05 | 1.78e-05 | 0.00011631 | 6.7113e-06 | 0.00011631 | 0.00011415 | 0 | 0.00011415 | 2.6174e-05 | 1.6398e-05 | 1.4769e-05 | 0.00011405 | 0.00013171 | 0.00012625 | -5.2866e-05 | -2.0769e-08 | -1.6881e-05 | -1.6881e-05 | 0.00011415 | 0.00011415 | 0.00011415 | 0.00011415 | 0.00011415 | 0.00011415 | 9.1034e-05 | 0.0001471 | 0.00010447 | 8.269e-05 | 0 | 0.00011415 | 0.00011415 | 0.00011415 | 0.00011415 | 0.00024914 | 0.00021248 | 0.0001525 | 0.00011776 | 9.5856e-05 | 0.00012732 | 9.5814e-05 | 8.1199e-05 | 0.00012523 | 0.00010332 | -0.00010703 | -0.00010703
06/20 15:00:00 | 6 | 20 | 15 | 4095 | WE | 0.00040668 | 3.764e-05 | 3.764e-05 | 5.9713e-06 | 7.8403e-05 | 0.00023635 | 0.00011415 | 0 | 0 | 4.0839e-05 | 0.00019396 | -0.00033461 | 3.764e-05 | 4.1196e-05 | 0.00011474 | 1.5532e-05 | 0.00011474 | 0.00011415 | 0 | 0.00011415 | 2.6174e-05 | 1.6398e-05 | 1.4769e-05 | 0.00011195 | 0.00012524 | 0.00012113 | -5.8017e-05 | -4.8051e-08 | -1.8543e-05 | -1.8543e-05 | 0.00011415 | 0.00011415 | 0.00011415 | 0.00011415 | 0.00011415 | 0.00011415 | 9.1034e-05 | 0.00014517 | 0.00010162 | 7.9372e-05 | 0 | 0.00011415 | 0.00011415 | 0.00011415 | 0.00011415 | 0.00023164 | 0.00020335 | 0.00014556 | 0.0001121 | 9.4113e-05 | 0.00012446 | 9.2889e-05 | 7.8247e-05 | 0.00012179 | 0.00010332 | -0.00010932 | -0.00010932
06/20 16:00:00 | 6 | 20 | 16 | 4096 | WE | 0.00032917 | 3.2128e-05 | 3.2128e-05 | 0.0010006 | 7.8388e-05 | 0.00024949 | 0.00011415 | 0 | 0 | 4.0839e-05 | 7.3618e-05 | -0.00022937 | 3.2128e-05 | 1.5635e-05 | 0.00011582 | 5.8951e-06 | 0.00011582 | 0.00011415 | 0 | 0.00011415 | 2.6174e-05 | 1.6398e-05 | 1.4769e-05 | 0.00010691 | 0.00012671 | 0.00012059 | -6.329e-05 | 9.2286e-08 | -2.013e-05 | -2.013e-05 | 0.00011415 | 0.00011415 | 0.00011415 | 0.00011415 | 0.00011415 | 0.00011415 | 9.1034e-05 | 0.00014133 | 9.6564e-05 | 7.3692e-05 | 0 | 0.00011415 | 0.00011415 | 0.00011415 | 0.00011415 | 0.00019915 | 0.00018872 | 0.00013435 | 0.00010286 | 9.4011e-05 | 0.00012382 | 9.187e-05 | 7.7051e-05 | 0.00011992 | 0.00010332 | -0.00011299 | -0.00011299
06/20 17:00:00 | 6 | 20 | 17 | 4097 | WE | 0.00024554 | 6.149e-05 | 6.149e-05 | -0.00098559 | 0.00015803 | -2.0051e-12 | 0.00011415 | 0.0010916 | 0.0010916 | 4.0839e-05 | -0.00010058 | -0.00015772 | 6.149e-05 | -3.2179e-05 | 0.00012479 | 2.9528e-05 | 0.00012479 | 0.00011415 | 0 | 0.00011415 | 2.5015e-05 | 1.6398e-05 | 1.4769e-05 | 0.00010703 | 0.00012356 | 0.00011845 | -5.0005e-05 | 1.2514e-07 | -1.5869e-05 | -1.5869e-05 | 0.00011415 | 0.00011415 | 0.00011415 | 0.00011415 | 0.00011415 | 0.00011415 | 9.1034e-05 | 0.00012573 | 8.8965e-05 | 7.0179e-05 | 0 | 0.00011415 | 0.00011415 | 0.00011415 | 0.00011415 | 0.00015736 | 0.00016196 | 0.00012048 | 9.6463e-05 | 9.4345e-05 | 0.00011802 | 8.6507e-05 | 7.189e-05 | 0.00012549 | 0.00010322 | -0.00011223 | -0.00011223
06/20 18:00:00 | 6 | 20 | 18 | 4098 | WE | 0.00016181 | 7.4779e-05 | 7.4779e-05 | 0.0010142 | 8.0166e-05 | -7.5459e-13 | 0.00011415 | 0.0010808 | 0.0010808 | 7.0788e-05 | -6.8408e-05 | -9.982e-05 | 7.4779e-05 | 4.4937e-05 | 0.00013881 | 5.412e-05 | 0.00013881 | 0.00011415 | 0 | 0.00011415 | 1.7782e-05 | 1.6398e-05 | 1.4769e-05 | 0.00010457 | 0.00011994 | 0.00011519 | -5.7974e-05 | 7.6233e-08 | -1.8445e-05 | -1.8445e-05 | 0.00011415 | 0.00011415 | 0.00011415 | 0.00011416 | 0.00011415 | 0.00011415 | 9.1034e-05 | 0.00012178 | 8.3191e-05 | 6.3475e-05 | 0 | 0.00011415 | 0.00011415 | 0.00011415 | 0.00011415 | 0.00011046 | 0.00012717 | 0.00010095 | 8.5771e-05 | 9.0962e-05 | 0.00011524 | 8.636e-05 | 7.2964e-05 | 0.0001191 | 0.00010476 | -1.6655e-05 | -1.6655e-05
06/20 19:00:00 | 6 | 20 | 19 | 4099 | WE | 7.2606e-05 | 0.00011056 | 0.00011056 | -0.00064671 | 0.00016298 | -3.8268e-13 | 0.00011415 | 0.00080061 | 0.00080061 | 0.00015247 | -4.1023e-05 | -4.5159e-05 | 0.00011056 | 0.00014363 | 0.00014748 | 8.443e-05 | 0.00014748 | 0.00011415 | 0 | 0.00011415 | 9.7848e-06 | 1.6398e-05 | 1.4769e-05 | 0.00011497 | 0.00011887 | 0.00011767 | -6.6385e-05 | 4.7116e-07 | -2.086e-05 | -2.086e-05 | 0.00011415 | 0.00011415 | 0.00011415 | 0.00011416 | 0.00011415 | 0.00011415 | 9.1034e-05 | 0.00011699 | 8.0242e-05 | 6.1465e-05 | 0 | 0.00011415 | 0.00011415 | 0.00011415 | 0.00011415 | 6.3481e-05 | 9.0365e-05 | 8.4761e-05 | 8.1517e-05 | 8.9541e-05 | 0.00011312 | 8.4917e-05 | 7.1834e-05 | 0.0001183 | 0.00010556 | -1.3611e-05 | -1.3611e-05
06/20 20:00:00 | 6 | 20 | 20 | 4100 | WE | 0 | 0.00010517 | 0.00010517 | 0.00067625 | 0.00016368 | -2.8567e-13 | 0.00011415 | 0.00015176 | 0.00015176 | 0.00021236 | -1.9913e-05 | -6.2417e-05 | 0.00010517 | 0.00010731 | 0.0001514 | 7.2853e-05 | 0.0001514 | 0.00011415 | 5.7313e-05 | 0.00011415 | 1.5456e-06 | 1.6398e-05 | 1.4769e-05 | 0.00011348 | 0.00011787 | 0.00011651 | -6.6967e-05 | 5.9538e-07 | -2.0961e-05 | -2.0961e-05 | 0.00011415 | 0.00011415 | 0.00011415 | 0.00011416 | 0.00011415 | 0.00011415 | 9.1034e-05 | 0.00010391 | 7.5271e-05 | 6.0638e-05 | 3.9149e-05 | 0.00011415 | 0.00011415 | 0.00011415 | 0.00011415 | 1.3454e-05 | 5.881e-05 | 7.148e-05 | 7.8817e-05 | 8.8087e-05 | 0.00011075 | 8.5453e-05 | 7.3718e-05 | 9.5677e-05 | 0.00010677 | -1.1336e-05 | -1.1336e-05
06/20 21:00:00 | 6 | 20 | 21 | 4101 | WE | 0 | 9.5434e-05 | 9.5434e-05 | 1.7047e-05 | 8.1039e-05 | 0 | 0.00011415 | 0 | 0 | 0.00028587 | -9.8359e-06 | -0.00014301 | 9.5434e-05 | 9.6646e-05 | 0.00015248 | 7.0944e-05 | 0.00015248 | 0.00011415 | 0.00022925 | 0.00011415 | 0 | 1.6398e-05 | 1.4769e-05 | 0.00010756 | 0.00010334 | 0.00010465 | -4.8572e-05 | 5.9689e-07 | -1.5091e-05 | -1.5091e-05 | 0.00011415 | 0.00011415 | 0.00011415 | 0.00011416 | 0.00011415 | 0.00011415 | 9.1034e-05 | 8.8189e-05 | 6.8193e-05 | 5.7976e-05 | 0.00022929 | 0.00011415 | 0.00011415 | 0.00011415 | 0.00011415 | 2.6738e-06 | 3.8487e-05 | 6.1627e-05 | 7.5027e-05 | 9.1872e-05 | 0.00010679 | 9.2109e-05 | 8.5302e-05 | 8.7555e-05 | 0.00010781 | -5.6507e-06 | -5.6507e-06
06/20 22:00:00 | 6 | 20 | 22 | 4102 | WE | 0 | 9.7e-05 | 9.7e-05 | 0.0010126 | 0.00016001 | 2.0697e-12 | 0.00011415 | 0 | 0 | 0.00034305 | -4.5175e-06 | -0.00024843 | 9.7e-05 | 8.8594e-05 | 0.00014889 | 6.7704e-05 | 0.00014889 | 0.00011415 | 0.00022925 | 0.00011415 | 0 | 1.6398e-05 | 1.3975e-05 | 9.922e-05 | 0.00010204 | 0.00010117 | -4.338e-05 | -2.7155e-05 | -3.2332e-05 | -3.2332e-05 | 0.00011415 | 0.00011415 | 0.00011415 | 0.00011415 | 0.00011415 | 0.00011415 | 9.1034e-05 | 6.8383e-05 | 6.1574e-05 | 5.8095e-05 | 0.00022929 | 0.00011415 | 0.00011415 | 0.00011415 | 0.00011415 | 2.6738e-06 | 2.6995e-05 | 5.751e-05 | 7.5181e-05 | 9.1786e-05 | 9.829e-05 | 8.9141e-05 | 8.4897e-05 | 8.7529e-05 | 0.00010029 | -1.0402e-05 | -1.0402e-05
06/20 23:00:00 | 6 | 20 | 23 | 4103 | WE | 0 | 7.2307e-05 | 7.2307e-05 | 5.1404e-06 | 7.8313e-05 | 7.9772e-13 | 0.00011415 | 0 | 0 | 0.00034849 | 0.00065323 | 0 | 7.2307e-05 | 0.00013874 | 0.00013992 | 5.2308e-05 | 0.00013992 | 0.00011415 | 0.00022925 | 0.00011415 | 0 | 1.6398e-05 | 1.3975e-05 | 0.00012528 | 0.00010318 | 0.00011001 | -4.6113e-05 | -3.0911e-05 | -3.5761e-05 | -3.5761e-05 | 0.00011415 | 0.00011415 | 0.00011415 | 0.00011415 | 0.00011415 | 0.00011415 | 9.1034e-05 | 6.7664e-05 | 6.0585e-05 | 5.6968e-05 | 0.00022929 | 0.00011415 | 0.00011415 | 0.00011415 | 0.00011415 | 2.6738e-06 | 2.2886e-05 | 5.5079e-05 | 7.3722e-05 | 9.2033e-05 | 9.8473e-05 | 8.8744e-05 | 8.4231e-05 | 8.7497e-05 | 9.999e-05 | -5.3327e-06 | -5.3327e-06
06/20 24:00:00 | 6 | 20 | 24 | 4104 | WE | 0 | 4.8918e-05 | 4.8918e-05 | -0.0004714 | 7.7028e-05 | -1.3906e-12 | 0.00011415 | 0 | 0 | 0.00023959 | 0.00032563 | 0 | 4.8918e-05 | 6.916e-05 | 0.00012686 | 2.6076e-05 | 0.00012686 | 0.00011415 | 0.00022925 | 0.00011415 | 0 | 1.6398e-05 | 1.3975e-05 | 9.9107e-05 | 0.00010349 | 0.00010213 | -4.2904e-05 | -2.8854e-05 | -3.3337e-05 | -3.3337e-05 | 0.00011415 | 0.00011415 | 0.00011415 | 0.00011415 | 0.00011415 | 0.00011415 | 9.1034e-05 | 6.7637e-05 | 6.0012e-05 | 5.6116e-05 | 0.00022929 | 0.00011415 | 0.00011415 | 0.00011415 | 0.00011415 | 2.6738e-06 | 2.2734e-05 | 5.4326e-05 | 7.262e-05 | 9.1785e-05 | 9.8575e-05 | 8.8392e-05 | 8.3669e-05 | 8.7468e-05 | 9.9812e-05 | -6.7954e-06 | -6.7954e-06
06/21 01:00:00 | 6 | 21 | 1 | 4105 | WE | 0 | 2.417e-05 | 2.417e-05 | 0.00047118 | 7.5039e-05 | 0.00025245 | 0.00011415 | 0 | 0 | 0.00013341 | 0 | 0 | 2.417e-05 | 0 | 9.281e-05 | 0 | 9.281e-05 | 0.00011415 | 0.00022925 | 0.00011415 | 0 | 1.6398e-05 | 1.3975e-05 | 9.9048e-05 | 0.00010355 | 0.00010216 | -4.287e-05 | -2.8324e-05 | -3.2965e-05 | -3.2965e-05 | 0.00011415 | 0.00011415 | 0.00011415 | 0.00011415 | 0.00011415 | 0.00011415 | 9.1034e-05 | 6.758e-05 | 5.8756e-05 | 5.4248e-05 | 0.00022929 | 0.00011415 | 0.00011415 | 0.00011415 | 0.00011415 | 2.6738e-06 | 2.2409e-05 | 5.2676e-05 | 7.0203e-05 | 9.1785e-05 | 9.8582e-05 | 8.6118e-05 | 8.0337e-05 | 8.7444e-05 | 9.9694e-05 | 8.031e-06 | 8.031e-06
06/21 02:00:00 | 6 | 21 | 2 | 4106 | WE | 0 | 1.5243e-05 | 1.5243e-05 | 8.1854e-07 | 0 | 0.00023244 | 0.00011415 | 0 | 0 | 5.4452e-05 | 0 | 0 | 1.5243e-05 | -2.0458e-06 | 8.6205e-05 | 0 | 8.6205e-05 | 0.00011415 | 0.00022925 | 0.00011415 | 0 | 1.6398e-05 | 1.3975e-05 | 9.9179e-05 | 0.00010377 | 0.00010235 | -4.2847e-05 | -2.8324e-05 | -3.2957e-05 | -3.2957e-05 | 0.00011415 | 0.00011415 | 0.00011415 | 0.00011415 | 0.00011415 | 0.00011415 | 9.1034e-05 | 6.7485e-05 | 5.7794e-05 | 5.2843e-05 | 0.00022929 | 0.00011415 | 0.00011415 | 0.00011415 | 0.00011415 | 2.6738e-06 | 2.1869e-05 | 5.1326e-05 | 6.8384e-05 | 9.1784e-05 | 9.8628e-05 | 8.5815e-05 | 7.9872e-05 | 8.7443e-05 | 0.00010007 | 1.2314e-05 | 1.2314e-05
06/21 03:00:00 | 6 | 21 | 3 | 4107 | WE | 0 | 2.5312e-05 | 2.5312e-05 | 0 | 7.4217e-05 | 0.00022975 | 0.00011415 | 0 | 0 | 2.1781e-05 | 4.4144e-05 | -0.0027859 | 2.5312e-05 | -5.2837e-06 | 8.4304e-05 | 3.5349e-06 | 8.4304e-05 | 0.00011415 | 0.00022925 | 0.00011415 | 0 | 1.6398e-05 | 1.3975e-05 | 9.9555e-05 | 0.00010425 | 0.0001028 | -4.2831e-05 | -2.8661e-05 | -3.3182e-05 | -3.3182e-05 | 0.00011415 | 0.00011415 | 0.00011415 | 0.00011415 | 0.00011415 | 0.00011415 | 9.1034e-05 | 6.7544e-05 | 5.8391e-05 | 5.3714e-05 | 0.00022929 | 0.00011415 | 0.00011415 | 0.00011415 | 0.00011415 | 2.6738e-06 | 2.2203e-05 | 5.2163e-05 | 6.9512e-05 | 9.2636e-05 | 9.8815e-05 | 8.597e-05 | 8.0013e-05 | 9.5489e-05 | 0.00010067 | 9.1094e-06 | 9.1094e-06
06/21 04:00:00 | 6 | 21 | 4 | 4108 | WE | 0 | 3.7733e-05 | 3.7733e-05 | 4.1567e-07 | 7.4263e-05 | 0.00022651 | 0.00011415 | 0 | 0 | 2.1781e-05 | 0.00026983 | -0.0035022 | 3.7733e-05 | 2.3266e-05 | 8.2413e-05 | 2.1607e-05 | 8.2413e-05 | 0.00011415 | 0.00022925 | 0.00011415 | 0 | 1.6398e-05 | 1.3975e-05 | 0.00011148 | 0.00010498 | 0.00010699 | -4.2733e-05 | -2.8995e-05 | -3.3378e-05 | -3.3378e-05 | 0.00011415 | 0.00011415 | 0.00011415 | 0.00011415 | 0.00011415 | 0.00011415 | 9.1034e-05 | 6.9679e-05 | 5.9002e-05 | 5.3546e-05 | 0.00022929 | 0.00011415 | 0.00011415 | 0.00011415 | 0.00011415 | 2.6738e-06 | 2.4849e-05 | 5.2995e-05 | 6.9294e-05 | 9.3609e-05 | 9.9716e-05 | 8.6206e-05 | 7.9939e-05 | 0.00010359 | 0.00010076 | 1.2303e-05 | 1.2303e-05
06/21 05:00:00 | 6 | 21 | 5 | 4109 | WE | 0 | 3.5657e-05 | 3.5657e-05 | -0.00097186 | 0 | 0.00021796 | 0.00011415 | 0 | 0 | 6.5342e-05 | 0.0003466 | -0.0032834 | 3.5657e-05 | 3.2847e-05 | 8.158e-05 | 2.7755e-05 | 8.158e-05 | 0.00011415 | 0.00011463 | 0.00011415 | 1.3388e-06 | 1.6398e-05 | 1.3975e-05 | 0.00011097 | 0.00010911 | 0.00010968 | -4.2122e-05 | -3.0558e-05 | -3.4247e-05 | -3.4247e-05 | 0.00011415 | 0.00011415 | 0.00011415 | 0.00011415 | 0.00011415 | 0.00011415 | 9.1034e-05 | 8.3967e-05 | 6.7607e-05 | 5.9249e-05 | 0.00011465 | 0.00011415 | 0.00011415 | 0.00011415 | 0.00011415 | 9.9074e-06 | 3.691e-05 | 6.2235e-05 | 7.69e-05 | 9.0662e-05 | 0.00010144 | 8.2527e-05 | 7.3757e-05 | 0.00010259 | 0.00010084 | 9.1113e-06 | 9.1113e-06
06/21 06:00:00 | 6 | 21 | 6 | 4110 | WE | 7.1857e-05 | 5.3755e-05 | 5.3755e-05 | 0.00046039 | 7.7094e-05 | -1.5577e-12 | 0.00011415 | 0.00030804 | 0.00030804 | 0.00013613 | 0.00045975 | -0.00069598 | 5.3755e-05 | 4.7365e-05 | 8.8117e-05 | 3.6816e-05 | 8.8117e-05 | 0.00011415 | 0 | 0.00011415 | 7.9059e-06 | 1.6398e-05 | 1.4769e-05 | 0.00011169 | 0.00011527 | 0.00011416 | -5.8522e-05 | -1.6161e-06 | -1.9772e-05 | -1.9772e-05 | 0.00011415 | 0.00011415 | 0.00011415 | 0.00011415 | 0.00011415 | 0.00011415 | 9.1034e-05 | 0.00011285 | 8.074e-05 | 6.4334e-05 | 0 | 0.00011415 | 0.00011415 | 0.00011415 | 0.00011415 | 4.8839e-05 | 6.9068e-05 | 7.9041e-05 | 8.4817e-05 | 8.7839e-05 | 0.00010827 | 8.0354e-05 | 6.7406e-05 | 0.00010142 | 0.00010103 | 9.1113e-06 | 9.1113e-06
06/21 07:00:00 | 6 | 21 | 7 | 4111 | WE | 0.00016471 | 7.8342e-05 | 7.8342e-05 | 0.00054944 | 0.00016363 | 7.5442e-14 | 0.00011415 | 0.00068669 | 0.00068669 | 0.00015247 | -0.00030931 | 0.00051709 | 7.8342e-05 | -0.00011839 | 0.00010137 | 5.7586e-05 | 0.00010137 | 0.00011415 | 0 | 0.00011415 | 1.5736e-05 | 1.6398e-05 | 1.4769e-05 | 0.00010691 | 0.00012975 | 0.00012269 | -6.7249e-05 | 2.3191e-06 | -1.9877e-05 | -1.9877e-05 | 0.00011415 | 0.00011415 | 0.00011415 | 0.00011415 | 0.00011415 | 0.00011415 | 9.1034e-05 | 0.00012753 | 8.9571e-05 | 7.0176e-05 | 0 | 0.00011415 | 0.00011415 | 0.00011415 | 0.00011415 | 9.4928e-05 | 0.00011318 | 0.00010118 | 9.4224e-05 | 8.6457e-05 | 0.00011781 | 8.4468e-05 | 6.9005e-05 | 8.9482e-05 | 0.00010114 | 1.2303e-05 | 1.2303e-05
06/21 08:00:00 | 6 | 21 | 8 | 4112 | WE | 0.00025418 | 8.1343e-05 | 8.1343e-05 | 0.00021676 | 0.00016767 | 4.7973e-13 | 0.00011415 | 0.00092571 | 0.00092571 | 0.00013613 | -0.00022808 | 0.00093394 | 8.1343e-05 | -6.4275e-05 | 0.000114 | 5.9451e-05 | 0.000114 | 0.00011415 | 0 | 0.00011415 | 2.3759e-05 | 1.6398e-05 | 1.4769e-05 | 0.00010591 | 0.00012631 | 0.00012001 | -7.9996e-05 | -3.7585e-07 | -2.5779e-05 | -2.5779e-05 | 0.00011415 | 0.00011415 | 0.00011415 | 0.00011416 | 0.00011415 | 0.00011415 | 9.1034e-05 | 0.00014105 | 9.65e-05 | 7.3736e-05 | 0 | 0.00011415 | 0.00011415 | 0.00011415 | 0.00011415 | 0.00014252 | 0.00016923 | 0.00012589 | 0.00010079 | 8.6173e-05 | 0.00012104 | 8.616e-05 | 6.998e-05 | 8.7298e-05 | 0.00011329 | 9.1113e-06 | 9.1113e-06
06/21 09:00:00 | 6 | 21 | 9 | 4113 | WE | 0.00033712 | 9.2141e-05 | 9.2141e-05 | 0.00083736 | 0.00016848 | 1.5523e-12 | 0.00011415 | 0.00044872 | 0.00044872 | 5.9897e-05 | -0.00011524 | 0.0010342 | 9.2141e-05 | 2.5201e-05 | 0.00011567 | 7.8333e-05 | 0.00011567 | 0.00011415 | 0 | 0.00011415 | 2.6174e-05 | 1.6398e-05 | 1.4769e-05 | 0.00010614 | 0.00012151 | 0.00011676 | -8.6519e-05 | -8.6627e-07 | -2.8194e-05 | -2.8194e-05 | 0.00011415 | 0.00011415 | 0.00011415 | 0.00011416 | 0.00011415 | 0.00011415 | 9.1034e-05 | 0.00014285 | 9.7577e-05 | 7.4447e-05 | 0 | 0.00011415 | 0.00011415 | 0.00011415 | 0.00011415 | 0.00018778 | 0.00018841 | 0.00013455 | 0.00010336 | 8.6825e-05 | 0.00011985 | 8.5913e-05 | 7.0175e-05 | 9.3495e-05 | 0.00010912 | 1.2303e-05 | 1.2303e-05
06/21 10:00:00 | 6 | 21 | 10 | 4114 | WE | 0.00041437 | 0.00011562 | 0.00011562 | 1.266e-05 | 0.00016684 | 0.00021486 | 0.00011415 | 0.00030594 | 0.00030594 | 4.0839e-05 | -0.00010184 | 0.0010176 | 0.00011562 | 0.00014614 | 0.00011778 | 0.00011255 | 0.00011778 | 0.00011415 | 0 | 0.00011415 | 2.6174e-05 | 1.6398e-05 | 1.4769e-05 | 0.00010583 | 0.00012001 | 0.00011563 | -8.9054e-05 | -7.0694e-07 | -2.8895e-05 | -2.8895e-05 | 0.00011415 | 0.00011415 | 0.00011415 | 0.00011416 | 0.00011415 | 0.00011415 | 9.1034e-05 | 0.0001438 | 9.7766e-05 | 7.4243e-05 | 0 | 0.00011415 | 0.00011415 | 0.00011415 | 0.00011415 | 0.00022337 | 0.00019175 | 0.00013648 | 0.00010447 | 8.7764e-05 | 0.00012005 | 8.5941e-05 | 7.0119e-05 | 0.00010245 | 0.00010749 | 9.1113e-06 | 9.1113e-06
06/21 11:00:00 | 6 | 21 | 11 | 4115 | WE | 0.0004696 | 7.6485e-05 | 7.6485e-05 | 1.2336e-05 | 0.00016422 | 0.00021991 | 0.00011415 | 0 | 0 | 4.0839e-05 | 0.00070506 | 0.00095653 | 7.6485e-05 | 0.00014975 | 0.00012151 | 5.6459e-05 | 0.00012151 | 0.00011415 | 0 | 0.00011415 | 2.6174e-05 | 1.6398e-05 | 1.4769e-05 | 0.0001313 | 0.00012115 | 0.00012428 | -9.4221e-05 | -3.0963e-07 | -3.0272e-05 | -3.0272e-05 | 0.00011415 | 0.00011415 | 0.00011415 | 0.00011416 | 0.00011415 | 0.00011415 | 9.1034e-05 | 0.00014429 | 9.6799e-05 | 7.2535e-05 | 0 | 0.00011415 | 0.00011415 | 0.00011415 | 0.00011415 | 0.00024261 | 0.00019375 | 0.0001363 | 0.00010303 | 8.9222e-05 | 0.00012058 | 8.579e-05 | 6.9651e-05 | 0.0001077 | 0.00010647 | 9.1113e-06 | 9.1113e-06
06/21 12:00:00 | 6 | 21 | 12 | 4116 | WE | 0.00049816 | 6.0042e-05 | 6.0042e-05 | -0.00099819 | 8.0731e-05 | 0.00021998 | 0.00011415 | 0 | 0 | 4.0839e-05 | 0.00056997 | 0.00091044 | 6.0042e-05 | 0.00012105 | 0.00012155 | 4.5641e-05 | 0.00012155 | 0.00011415 | 0 | 0.00011415 | 2.6174e-05 | 1.6398e-05 | 1.4769e-05 | 0.00010648 | 0.00012176 | 0.00011704 | -9.0625e-05 | -1.7028e-07 | -2.903e-05 | -2.903e-05 | 0.00011415 | 0.00011415 | 0.00011415 | 0.00011416 | 0.00011415 | 0.00011415 | 9.1034e-05 | 0.00014175 | 9.4766e-05 | 7.0757e-05 | 0 | 0.00011415 | 0.00011415 | 0.00011415 | 0.00011415 | 0.00025319 | 0.00019045 | 0.00013383 | 0.00010104 | 9.0773e-05 | 0.00012034 | 8.5378e-05 | 6.9164e-05 | 0.00011666 | 0.00010556 | 1.2303e-05 | 1.2303e-05
06/21 13:00:00 | 6 | 21 | 13 | 4117 | WE | 0.00049661 | 6.4929e-05 | 6.4929e-05 | 0.0010077 | 0.00015942 | 0.00021627 | 0.00011415 | 0 | 0 | 4.0839e-05 | 0.00051924 | 0.00083688 | 6.4929e-05 | 0.00011028 | 0.00011748 | 4.1579e-05 | 0.00011748 | 0.00011415 | 0 | 0.00011415 | 2.6174e-05 | 1.6398e-05 | 1.4769e-05 | 0.00011 | 0.00012829 | 0.00012264 | -8.5409e-05 | 1.1478e-07 | -2.7172e-05 | -2.7172e-05 | 0.00011415 | 0.00011415 | 0.00011415 | 0.00011416 | 0.00011415 | 0.00011415 | 9.1034e-05 | 0.00013915 | 9.3405e-05 | 7.0029e-05 | 0 | 0.00011415 | 0.00011415 | 0.00011415 | 0.00011415 | 0.00025537 | 0.00018646 | 0.00013176 | 0.00010009 | 9.2693e-05 | 0.00012184 | 8.572e-05 | 6.8965e-05 | 0.00012245 | 0.00010497 | 9.2983e-06 | 9.2983e-06
06/21 14:00:00 | 6 | 21 | 14 | 4118 | WE | 0.00046259 | 4.6377e-05 | 4.6377e-05 | 4.5215e-06 | 7.9043e-05 | 0.00022375 | 0.00011415 | 0 | 0 | 4.0839e-05 | 0.00034397 | 0.00079517 | 4.6377e-05 | 7.3054e-05 | 0.00011631 | 2.7544e-05 | 0.00011631 | 0.00011415 | 0 | 0.00011415 | 2.6174e-05 | 1.6398e-05 | 1.4769e-05 | 0.00011211 | 0.00012889 | 0.0001237 | -7.8915e-05 | 6.6119e-08 | -2.5133e-05 | -2.5133e-05 | 0.00011415 | 0.00011415 | 0.00011415 | 0.00011416 | 0.00011415 | 0.00011415 | 9.1034e-05 | 0.00013361 | 9.3133e-05 | 7.2451e-05 | 0 | 0.00011415 | 0.00011415 | 0.00011415 | 0.00011415 | 0.00024915 | 0.00017881 | 0.00013091 | 0.00010318 | 9.4825e-05 | 0.00012037 | 8.5708e-05 | 6.9628e-05 | 0.00012514 | 0.00010445 | 1.3028e-05 | 1.3028e-05
06/21 15:00:00 | 6 | 21 | 15 | 4119 | WE | 0.00040071 | 3.9935e-05 | 3.9935e-05 | 0.0009993 | 9.9662e-05 | 0.00023635 | 0.00011415 | 0 | 0 | 4.0839e-05 | 0.00019471 | 0.00072414 | 3.9935e-05 | 4.1353e-05 | 0.00011474 | 1.5592e-05 | 0.00011474 | 0.00011415 | 0 | 0.00011415 | 2.6174e-05 | 1.6398e-05 | 1.4769e-05 | 0.00011278 | 0.00012577 | 0.00012175 | -7.1192e-05 | -3.3147e-08 | -2.2737e-05 | -2.2737e-05 | 0.00011415 | 0.00011415 | 0.00011415 | 0.00011416 | 0.00011415 | 0.00011415 | 9.1034e-05 | 0.00013256 | 9.1594e-05 | 7.0664e-05 | 0 | 0.00011415 | 0.00011415 | 0.00011415 | 0.00011415 | 0.00023166 | 0.00017447 | 0.00012718 | 9.98e-05 | 9.6889e-05 | 0.00011895 | 8.4921e-05 | 6.9139e-05 | 0.00012674 | 0.00010393 | 1.0051e-05 | 1.0051e-05
06/21 16:00:00 | 6 | 21 | 16 | 4120 | WE | 0.0003274 | 4.4599e-05 | 4.4599e-05 | -0.00098609 | 0.00013542 | 0.00024949 | 0.00011415 | 0 | 0 | 4.0839e-05 | 0.00018785 | 0.00069562 | 4.4599e-05 | 3.9896e-05 | 0.00011582 | 1.5042e-05 | 0.00011582 | 0.00011415 | 0 | 0.00011415 | 2.6174e-05 | 1.6398e-05 | 1.4769e-05 | 0.00010814 | 0.00012517 | 0.00011991 | -6.5528e-05 | -5.852e-08 | -2.0947e-05 | -2.0947e-05 | 0.00011415 | 0.00011415 | 0.00011415 | 0.00011416 | 0.00011415 | 0.00011415 | 9.1034e-05 | 0.00012705 | 8.7621e-05 | 6.7472e-05 | 0 | 0.00011415 | 0.00011415 | 0.00011415 | 0.00011415 | 0.0001996 | 0.00016507 | 0.00012019 | 9.4199e-05 | 9.7785e-05 | 0.00011707 | 8.3731e-05 | 6.8265e-05 | 0.00012648 | 0.00010362 | 1.0204e-05 | 1.0204e-05
06/21 17:00:00 | 6 | 21 | 17 | 4121 | WE | 0.00024412 | 4.2723e-05 | 4.2723e-05 | 4.7441e-06 | 7.897e-05 | -2.0051e-12 | 0.00011415 | 0.0010999 | 0.0010999 | 4.0839e-05 | -0.00034014 | 0.00065503 | 4.2723e-05 | -6.8046e-05 | 0.00012479 | 1.4742e-05 | 0.00012479 | 0.00011415 | 0 | 0.00011415 | 2.5206e-05 | 1.6398e-05 | 1.4769e-05 | 0.00010864 | 0.00012259 | 0.00011828 | -5.3489e-05 | -1.8234e-07 | -1.719e-05 | -1.719e-05 | 0.00011415 | 0.00011415 | 0.00011415 | 0.00011415 | 0.00011415 | 0.00011415 | 9.1034e-05 | 0.0001149 | 8.0897e-05 | 6.3525e-05 | 0 | 0.00011415 | 0.00011415 | 0.00011415 | 0.00011415 | 0.00015996 | 0.00014472 | 0.00010841 | 8.7387e-05 | 9.877e-05 | 0.00011218 | 8.1441e-05 | 6.7184e-05 | 0.00012848 | 0.00010332 | 1.344e-05 | 1.344e-05
06/21 18:00:00 | 6 | 21 | 18 | 4122 | WE | 0.00015768 | 5.811e-05 | 5.811e-05 | 0.0010122 | 0.00016026 | -7.5459e-13 | 0.00011415 | 0.0010995 | 0.0010995 | 7.0788e-05 | -0.00028094 | 0.00045971 | 5.811e-05 | -3.1306e-05 | 0.00013881 | 1.8307e-05 | 0.00013881 | 0.00011415 | 0 | 0.00011415 | 1.809e-05 | 1.6398e-05 | 1.4769e-05 | 0.0001098 | 0.00012343 | 0.00011921 | -4.3635e-05 | 1.3921e-07 | -1.3827e-05 | -1.3827e-05 | 0.00011415 | 0.00011415 | 0.00011415 | 0.00011415 | 0.00011415 | 0.00011415 | 9.1034e-05 | 0.00010937 | 7.7361e-05 | 6.1008e-05 | 0 | 0.00011415 | 0.00011415 | 0.00011415 | 0.00011415 | 0.00011238 | 0.00010927 | 9.2318e-05 | 8.2501e-05 | 9.9886e-05 | 0.00011049 | 8.0436e-05 | 6.6495e-05 | 0.00012897 | 0.00010332 | 1.0326e-05 | 1.0326e-05
06/21 19:00:00 | 6 | 21 | 19 | 4123 | WE | 6.7878e-05 | 7.5633e-05 | 7.5633e-05 | 1.4477e-05 | 8.1424e-05 | -3.8268e-13 | 0.00011415 | 0.0008034 | 0.0008034 | 0.00015247 | -0.00015597 | 0 | 7.5633e-05 | 8.9467e-05 | 0.00014748 | 4.7019e-05 | 0.00014748 | 0.00011415 | 0 | 0.00011415 | 9.8189e-06 | 1.6398e-05 | 1.4769e-05 | 0.0001227 | 0.00012189 | 0.00012214 | -4.3563e-05 | 1.3131e-07 | -1.3809e-05 | -1.3809e-05 | 0.00011415 | 0.00011415 | 0.00011415 | 0.00011415 | 0.00011415 | 0.00011415 | 9.1034e-05 | 0.00010234 | 7.4933e-05 | 6.0927e-05 | 0 | 0.00011415 | 0.00011415 | 0.00011415 | 0.00011415 | 6.3773e-05 | 7.2264e-05 | 7.7678e-05 | 8.0813e-05 | 9.9108e-05 | 0.00010744 | 7.9453e-05 | 6.6473e-05 | 0.00012646 | 0.00010331 | 1.3618e-05 | 1.3618e-05
06/21 20:00:00 | 6 | 21 | 20 | 4124 | WE | 0 | 7.4768e-05 | 7.4768e-05 | 1.4647e-05 | 0.00016357 | -2.8567e-13 | 0.00011415 | 0.000152 | 0.000152 | 0.00021236 | -7.3867e-05 | 0 | 7.4768e-05 | 5.0558e-05 | 0.0001514 | 2.9585e-05 | 0.0001514 | 0.00011415 | 5.7313e-05 | 0.00011415 | 1.5481e-06 | 1.6398e-05 | 1.4769e-05 | 0.00012011 | 0.00011853 | 0.00011902 | -5.0067e-05 | 1.8026e-07 | -1.5851e-05 | -1.5851e-05 | 0.00011415 | 0.00011415 | 0.00011415 | 0.00011415 | 0.00011415 | 0.00011415 | 9.1034e-05 | 9.0705e-05 | 6.9063e-05 | 5.8004e-05 | 3.9149e-05 | 0.00011415 | 0.00011415 | 0.00011415 | 0.00011415 | 1.3468e-05 | 4.0405e-05 | 6.2563e-05 | 7.5394e-05 | 9.7722e-05 | 0.00010465 | 7.9785e-05 | 6.8254e-05 | 0.00012292 | 0.00010293 | 1.0299e-05 | 1.0299e-05
06/21 21:00:00 | 6 | 21 | 21 | 4125 | WE | 0 | 7.1447e-05 | 7.1447e-05 | 0.00051274 | 0.00016205 | 0 | 0.00011415 | 0 | 0 | 0.00028587 | -3.9319e-05 | 0 | 7.1447e-05 | 3.7841e-05 | 0.00015248 | 2.4575e-05 | 0.00015248 | 0.00011415 | 0.00022925 | 0.00011415 | 0 | 1.6398e-05 | 1.4769e-05 | 0.00011232 | 9.912e-05 | 0.0001032 | -3.8928e-05 | 1.4644e-07 | -1.2321e-05 | -1.2321e-05 | 0.00011415 | 0.00011415 | 0.00011415 | 0.00011415 | 0.00011415 | 0.00011415 | 9.1034e-05 | 7.192e-05 | 6.0961e-05 | 5.5362e-05 | 0.00022929 | 0.00011415 | 0.00011415 | 0.00011415 | 0.00011415 | 2.6738e-06 | 2.9495e-05 | 5.6187e-05 | 7.1643e-05 | 0.00010035 | 9.8327e-05 | 8.6105e-05 | 8.0436e-05 | 0.00012306 | 0.00010247 | 1.0076e-05 | 1.0076e-05
06/21 22:00:00 | 6 | 21 | 22 | 4126 | WE | 0 | 5.8503e-05 | 5.8503e-05 | -0.00049259 | 8.0004e-05 | 2.0697e-12 | 0.00011415 | 0 | 0 | 0.00034305 | -2.5532e-05 | 0.00057448 | 5.8503e-05 | 3.5587e-05 | 0.00014889 | 2.4973e-05 | 0.00014889 | 0.00011415 | 0.00022925 | 0.00011415 | 0 | 1.6398e-05 | 1.3975e-05 | 0.00010206 | 9.799e-05 | 9.9247e-05 | -3.7948e-05 | -3.7979e-06 | -1.4693e-05 | -1.4693e-05 | 0.00011415 | 0.00011415 | 0.00011415 | 0.00011415 | 0.00011415 | 0.00011415 | 9.1034e-05 | 6.8193e-05 | 5.8822e-05 | 5.4034e-05 | 0.00022929 | 0.00011415 | 0.00011415 | 0.00011415 | 0.00011415 | 2.6738e-06 | 2.591e-05 | 5.3784e-05 | 6.9926e-05 | 9.877e-05 | 9.6804e-05 | 8.5374e-05 | 8.0073e-05 | 0.00012097 | 0.00010216 | 1.3078e-05 | 1.3078e-05
06/21 23:00:00 | 6 | 21 | 23 | 4127 | WE | 0 | 4.7344e-05 | 4.7344e-05 | 3.4927e-06 | 7.8282e-05 | 7.9772e-13 | 0.00011415 | 0 | 0 | 0.00034849 | 0.00020952 | 0 | 4.7344e-05 | 4.45e-05 | 0.00013992 | 1.6778e-05 | 0.00013992 | 0.00011415 | 0.00022925 | 0.00011415 | 0 | 1.6398e-05 | 1.3975e-05 | 0.00012677 | 9.7361e-05 | 0.00010645 | -4.5631e-05 | -7.7979e-06 | -1.9869e-05 | -1.9869e-05 | 0.00011415 | 0.00011415 | 0.00011415 | 0.00011415 | 0.00011415 | 0.00011415 | 9.1034e-05 | 6.8114e-05 | 5.8122e-05 | 5.3017e-05 | 0.00022929 | 0.00011415 | 0.00011415 | 0.00011415 | 0.00011415 | 2.6738e-06 | 2.5458e-05 | 5.2785e-05 | 6.8609e-05 | 9.7724e-05 | 9.6558e-05 | 8.5106e-05 | 7.9794e-05 | 0.00011982 | 0.00010194 | 9.7343e-06 | 9.7343e-06
06/21 24:00:00 | 6 | 21 | 24 | 4128 | WE | 0 | 3.471e-05 | 3.471e-05 | 0.00098974 | 0.0001158 | -1.3906e-12 | 0.00011415 | 0 | 0 | 0.00023959 | 0 | 0 | 3.471e-05 | 0 | 0.00012686 | 0 | 0.00012686 | 0.00011415 | 0.00022925 | 0.00011415 | 0 | 1.6398e-05 | 1.3975e-05 | 0.00010067 | 9.7032e-05 | 9.8156e-05 | -4.4858e-05 | -1.0189e-05 | -2.125e-05 | -2.125e-05 | 0.00011415 | 0.00011415 | 0.00011415 | 0.00011415 | 0.00011415 | 0.00011415 | 9.1034e-05 | 6.7729e-05 | 5.9644e-05 | 5.5513e-05 | 0.00022929 | 0.00011415 | 0.00011415 | 0.00011415 | 0.00011415 | 2.6738e-06 | 2.3262e-05 | 5.4025e-05 | 7.184e-05 | 9.6797e-05 | 9.6326e-05 | 8.55e-05 | 8.0478e-05 | 0.00011962 | 0.00010174 | 1.2935e-05 | 1.2935e-05
06/22 01:00:00 | 6 | 22 | 1 | 4129 | WD | 0 | 2.001e-05 | 2.001e-05 | -0.00097288 | 3.7055e-05 | 0.00025245 | 0.00011415 | 0 | 0 | 0.00013341 | 0 | 0 | 2.001e-05 | 0 | 9.19e-05 | 0 | 9.19e-05 | 0.00011415 | 0.00022925 | 0.00011415 | 0 | 6.5591e-05 | 0.0001118 | 9.7065e-05 | 9.6523e-05 | 9.669e-05 | -2.0889e-06 | -1.0902e-05 | -8.0901e-06 | -8.0901e-06 | 0.00011415 | 0.00011415 | 0.00011415 | 0.00011415 | 0.00011415 | 0.00011415 | 3.6463e-05 | 6.7924e-05 | 5.8637e-05 | 5.3892e-05 | 0.00022929 | 0.00011415 | 0.00011415 | 0.00011415 | 0.00011415 | 1.2032e-06 | 2.437e-05 | 5.3103e-05 | 6.9742e-05 | 7.1448e-05 | 9.6284e-05 | 8.8756e-05 | 8.5264e-05 | 0.00012644 | 0.00010153 | -1.8022e-05 | -1.8022e-05
06/22 02:00:00 | 6 | 22 | 2 | 4130 | WD | 0 | 2.3035e-05 | 2.3035e-05 | 0.00097014 | 7.4286e-05 | 0.00023244 | 0.00011415 | 0 | 0 | 5.4452e-05 | 0 | 0 | 2.3035e-05 | 0 | 8.5656e-05 | 0 | 8.5656e-05 | 0.00011415 | 0.00022925 | 0.00011415 | 0 | 6.5591e-05 | 0.0001118 | 9.7627e-05 | 9.6481e-05 | 9.6835e-05 | 1.2219e-05 | -1.3189e-05 | -5.0822e-06 | -5.0822e-06 | 0.00011415 | 0.00011415 | 0.00011415 | 0.00011415 | 0.00011415 | 0.00011415 | 3.6473e-05 | 6.819e-05 | 6.0618e-05 | 5.6748e-05 | 0.00022929 | 0.00011415 | 0.00011415 | 0.00011415 | 0.00011415 | 1.23e-06 | 2.5894e-05 | 5.6002e-05 | 7.3438e-05 | 6.9503e-05 | 9.635e-05 | 8.8498e-05 | 8.4857e-05 | 0.00012233 | 0.00010142 | -1.1651e-05 | -1.1651e-05
06/22 03:00:00 | 6 | 22 | 3 | 4131 | WD | 0 | 1.4909e-05 | 1.4909e-05 | -0.00096864 | 0 | 0.00022975 | 0.00011415 | 0 | 0 | 2.1781e-05 | 0 | 0 | 1.4909e-05 | 0 | 8.3946e-05 | 0 | 8.3946e-05 | 0.00011415 | 0.00022925 | 0.00011415 | 0 | 6.5591e-05 | 0.0001118 | 9.884e-05 | 9.7774e-05 | 9.8103e-05 | 1.4343e-05 | -1.7345e-05 | -7.2347e-06 | -7.2347e-06 | 0.00011415 | 0.00011415 | 0.00011415 | 0.00011415 | 0.00011415 | 0.00011415 | 4.5596e-05 | 6.8975e-05 | 6.1912e-05 | 5.8304e-05 | 0.00022929 | 0.00011415 | 0.00011415 | 0.00011415 | 0.00011415 | 1.5508e-06 | 3.0373e-05 | 5.892e-05 | 7.5451e-05 | 7.4819e-05 | 9.7042e-05 | 8.8913e-05 | 8.5143e-05 | 0.00012199 | 0.00010143 | -7.6588e-06 | -7.6588e-06
06/22 04:00:00 | 6 | 22 | 4 | 4132 | WD | 0 | 2.2512e-05 | 2.2512e-05 | 0.00096943 | 7.4142e-05 | 0.00022651 | 0.00011415 | 0 | 0 | 2.1781e-05 | 0 | -0.0024836 | 2.2512e-05 | 0 | 8.2211e-05 | 0 | 8.2211e-05 | 0.00011415 | 0.00022925 | 0.00011415 | 0 | 6.5591e-05 | 0.0001118 | 0.0001122 | 9.893e-05 | 0.00010303 | 1.5897e-05 | -1.8397e-05 | -7.4554e-06 | -7.4554e-06 | 0.00011415 | 0.00011415 | 0.00011415 | 0.00011415 | 0.00011415 | 0.00011415 | 5.4768e-05 | 7.0282e-05 | 7.6832e-05 | 8.0178e-05 | 0.00022929 | 0.00011415 | 0.00011415 | 0.00011415 | 0.00011415 | 2.0054e-06 | 3.7834e-05 | 7.9583e-05 | 0.00010376 | 8.0832e-05 | 9.7844e-05 | 9.4062e-05 | 9.2308e-05 | 0.00012538 | 0.00010146 | -1.4184e-05 | -1.4184e-05
06/22 05:00:00 | 6 | 22 | 5 | 4133 | WD | 0 | 1.7877e-05 | 1.7877e-05 | 5.8459e-07 | 0 | 0.00021796 | 0.00011415 | 0 | 0 | 6.5342e-05 | 3.1529e-05 | -0.0012828 | 1.7877e-05 | 3.3686e-06 | 8.1198e-05 | 2.5248e-06 | 8.1198e-05 | 0.00011415 | 0.00011463 | 0.00011415 | 5.3595e-06 | 6.5591e-05 | 0.0001118 | 0.00011469 | 0.00010376 | 0.00010714 | 1.7083e-05 | -2.0357e-05 | -8.4117e-06 | -8.4117e-06 | 0.00011415 | 0.00011415 | 0.00011415 | 0.00011415 | 0.00011415 | 0.00011415 | 9.1181e-05 | 9.2834e-05 | 0.00010215 | 0.0001069 | 0.00011465 | 0.00011415 | 0.00011415 | 0.00011415 | 0.00011415 | 1.0324e-05 | 6.4745e-05 | 0.00011161 | 0.00013875 | 9.7722e-05 | 0.0001023 | 9.5714e-05 | 9.2657e-05 | 0.00013692 | 0.00010149 | -1.1936e-05 | -1.1936e-05
06/22 06:00:00 | 6 | 22 | 6 | 4134 | WD | 7.0418e-05 | 3.1577e-05 | 3.1577e-05 | 1.4482e-06 | 7.8721e-05 | -1.5577e-12 | 0.00011415 | 0.00030818 | 0.00030818 | 0.00013613 | 6.4004e-05 | -0.00089155 | 3.1577e-05 | 7.7055e-06 | 8.7512e-05 | 5.1252e-06 | 8.7512e-05 | 0.00011415 | 0 | 0.00011415 | 3.1639e-05 | 6.5591e-05 | 0.0001126 | 0.00011978 | 0.00011055 | 0.0001134 | 1.3721e-07 | 9.7716e-07 | 7.0917e-07 | 7.0917e-07 | 0.00011415 | 0.00011415 | 0.00011415 | 0.00011416 | 0.00011415 | 0.00011415 | 0.00012828 | 0.00012306 | 0.00013006 | 0.00013363 | 0 | 0.00011415 | 0.00011415 | 0.00011415 | 0.00011415 | 7.1054e-05 | 0.00010954 | 0.00015174 | 0.00017618 | 0.00011372 | 0.00011161 | 9.8749e-05 | 9.2784e-05 | 0.00012592 | 0.00011064 | 6.2538e-05 | 6.2538e-05
06/22 07:00:00 | 6 | 22 | 7 | 4135 | WD | 0.00015884 | 4.8333e-05 | 4.8333e-05 | -0.0010015 | 0.00015992 | 7.5464e-14 | 0.00011415 | 0.00068637 | 0.00068637 | 0.00015247 | -4.9622e-05 | 3.4451e-05 | 4.8333e-05 | -0.00019348 | 9.9871e-05 | 1.5744e-05 | 9.9871e-05 | 0.00011415 | 0 | 0.00011415 | 6.2914e-05 | 6.5591e-05 | 0.0001126 | 0.0001204 | 0.00013197 | 0.00012839 | -4.6063e-06 | 3.7701e-06 | 1.0976e-06 | 1.0976e-06 | 0.00011415 | 0.00011415 | 0.00011415 | 0.00011416 | 0.00011415 | 0.00011415 | 0.000149 | 0.00014024 | 0.00018893 | 0.00021381 | 0 | 0.00011415 | 0.00011415 | 0.00011415 | 0.00011415 | 0.0001596 | 0.00016884 | 0.00015693 | 0.00015003 | 0.00012794 | 0.00012463 | 0.00012292 | 0.00012213 | 0.00013461 | 0.00010694 | 5.834e-05 | 5.834e-05
06/22 08:00:00 | 6 | 22 | 8 | 4136 | WD | 0.00024486 | 4.2585e-05 | 4.2585e-05 | 0.0010246 | 0.00016538 | 4.7973e-13 | 0.00011415 | 0.00092479 | 0.00092479 | 0.00013613 | -3.3321e-05 | 0.00041546 | 4.2585e-05 | -0.00010447 | 0.00011103 | 5.2493e-06 | 0.00011103 | 0.00011415 | 0 | 0.00011415 | 0.00023735 | 0.00016398 | 0.0001685 | 0.00012516 | 0.00013706 | 0.00013338 | -4.6849e-06 | 1.4633e-06 | -4.9835e-07 | -4.9835e-07 | 0.00011415 | 0.00011415 | 0.00011415 | 0.00011416 | 0.00011415 | 0.00011415 | 0.00016895 | 0.00015337 | 0.00019337 | 0.00021381 | 0 | 0.00011415 | 0.00011415 | 0.00011415 | 0.00011415 | 0.00027096 | 0.00022678 | 0.00018185 | 0.00015584 | 0.00014507 | 0.00013084 | 0.00015469 | 0.00016576 | 0.00013632 | 0.00010428 | 2.5356e-05 | 2.5356e-05
06/22 09:00:00 | 6 | 22 | 9 | 4137 | WD | 0.00032319 | 4.7303e-05 | 4.7303e-05 | 1.1085e-05 | 0.00016578 | 1.5523e-12 | 0.00011415 | 0.00044872 | 0.00044872 | 5.9897e-05 | -2.6034e-05 | 0.00057636 | 4.7303e-05 | -3.1905e-05 | 0.00011108 | 1.5877e-05 | 0.00011108 | 0.00011415 | 0 | 0.00011415 | 0.00047113 | 0.00029516 | 0.0002244 | 0.00012953 | 0.00014007 | 0.00013681 | -4.5958e-06 | 7.1914e-07 | -9.7661e-07 | -9.7661e-07 | 0.00011415 | 0.00011415 | 0.00011415 | 0.00011416 | 0.00011415 | 0.00011415 | 0.0001871 | 0.00015456 | 0.00019377 | 0.00021381 | 0 | 0.00011415 | 0.00011415 | 0.00011415 | 0.00011415 | 0.00039155 | 0.00024645 | 0.00019232 | 0.00016097 | 0.00015799 | 0.00013261 | 0.00016183 | 0.00017538 | 0.00014056 | 0.00010327 | 2.4274e-05 | 2.4274e-05
06/22 10:00:00 | 6 | 22 | 10 | 4138 | WD | 0.00039519 | 6.2502e-05 | 6.2502e-05 | 1.0606e-05 | 0.00016425 | 0.00021486 | 0.00011415 | 0.00030594 | 0.00030594 | 4.0839e-05 | -3.5822e-05 | 0.00065224 | 6.2502e-05 | 5.7112e-05 | 0.00011156 | 3.8637e-05 | 0.00011156 | 0.00011415 | 0 | 0.00011415 | 0.00047113 | 0.00029516 | 0.0002244 | 0.00013183 | 0.0001435 | 0.00013989 | -4.4068e-06 | 2.3735e-07 | -1.2444e-06 | -1.2444e-06 | 0.00011415 | 0.00011415 | 0.00011415 | 0.00011415 | 0.00011415 | 0.00011415 | 0.00018706 | 0.00015413 | 0.00019363 | 0.00021381 | 0 | 0.00011415 | 0.00011415 | 0.00011415 | 0.00011415 | 0.00046443 | 0.00024653 | 0.0001952 | 0.00016548 | 0.00016336 | 0.00013371 | 0.00016306 | 0.00017667 | 0.00014548 | 0.00010235 | 2.3139e-05 | 2.3139e-05
06/22 11:00:00 | 6 | 22 | 11 | 4139 | WD | 0.00044997 | 2.6986e-05 | 2.6986e-05 | 1.0483e-05 | 8.0982e-05 | 0.00021991 | 0.00011415 | 0 | 0 | 4.0839e-05 | 0 | 0.00046557 | 2.6986e-05 | 0 | 0.00011463 | 0 | 0.00011463 | 0.00011415 | 0 | 0.00011415 | 0.00047113 | 0.00029516 | 0.0002244 | 0.00015837 | 0.00014493 | 0.00014908 | -5.6169e-06 | -1.8628e-06 | -3.0606e-06 | -3.0606e-06 | 0.00011415 | 0.00011415 | 0.00011415 | 0.00011415 | 0.00011415 | 0.00011415 | 0.000187 | 0.00015348 | 0.00019341 | 0.00021381 | 0 | 0.00011415 | 0.00011415 | 0.00011415 | 0.00011415 | 0.00050366 | 0.00024632 | 0.00019714 | 0.00016865 | 0.00016598 | 0.00013398 | 0.000166 | 0.00018086 | 0.00014733 | 9.9155e-05 | 1.945e-05 | 1.945e-05
06/22 12:00:00 | 6 | 22 | 12 | 4140 | WD | 0.00048087 | 3.5308e-05 | 3.5308e-05 | 0.00071088 | 0.00015957 | 0.00021998 | 0.00011415 | 0 | 0 | 4.0839e-05 | 0 | 0 | 3.5308e-05 | 0 | 0.00011458 | 0 | 0.00011458 | 0.00011415 | 0 | 0.00011415 | 0.00047113 | 0.00029516 | 0.0002244 | 0.00013435 | 0.00014527 | 0.0001419 | -5.4052e-06 | -3.2311e-07 | -1.9446e-06 | -1.9446e-06 | 0.00011415 | 0.00011415 | 0.00011415 | 0.00011415 | 0.00011415 | 0.00011415 | 0.00018694 | 0.0001532 | 0.00019331 | 0.00021381 | 0 | 0.00011415 | 0.00011415 | 0.00011415 | 0.00011415 | 0.00052509 | 0.00024586 | 0.0002408 | 0.00023787 | 0.00016577 | 0.00013408 | 0.00016994 | 0.00018657 | 0.00014668 | 0.00010558 | 2.5531e-05 | 2.5531e-05
06/22 13:00:00 | 6 | 22 | 13 | 4141 | WD | 0.00047916 | 2.6246e-05 | 2.6246e-05 | 0.00029982 | 7.8847e-05 | 0.00021627 | 0.00011415 | 0 | 0 | 4.0839e-05 | 0 | 0 | 2.6246e-05 | 0 | 0.00011115 | 0 | 0.00011115 | 0.00011415 | 0 | 0.00011415 | 0.00047113 | 0.00029516 | 0.0002244 | 0.00013541 | 0.0001519 | 0.00014681 | -4.2191e-06 | 7.2241e-07 | -8.5419e-07 | -8.5419e-07 | 0.00011415 | 0.00011415 | 0.00011415 | 0.00011415 | 0.00011415 | 0.00011415 | 0.00018653 | 0.00015279 | 0.00019317 | 0.00021381 | 0 | 0.00011415 | 0.00011415 | 0.00011415 | 0.00011415 | 0.00052774 | 0.00024525 | 0.00024077 | 0.00023817 | 0.0001655 | 0.00013652 | 0.00016975 | 0.00018516 | 0.00015214 | 0.00011521 | 2.2005e-05 | 2.2005e-05
06/22 14:00:00 | 6 | 22 | 14 | 4142 | WD | 0.00045243 | 2.609e-05 | 2.609e-05 | -0.00030888 | 7.8268e-05 | 0.00022375 | 0.00011415 | 0 | 0 | 4.0839e-05 | 0 | 0 | 2.609e-05 | 0 | 0.00011051 | 0 | 0.00011051 | 0.00011415 | 0 | 0.00011415 | 0.00047113 | 0.00029516 | 0.0002244 | 0.00013499 | 0.00015209 | 0.00014681 | -3.5042e-06 | 9.3926e-07 | -4.7845e-07 | -4.7845e-07 | 0.00011415 | 0.00011415 | 0.00011415 | 0.00011415 | 0.00011415 | 0.00011415 | 0.00018548 | 0.00015218 | 0.00019297 | 0.00021381 | 0 | 0.00011415 | 0.00011415 | 0.00011415 | 0.00011415 | 0.00051094 | 0.00024314 | 0.00023926 | 0.00023702 | 0.00016476 | 0.00013642 | 0.00016746 | 0.00018185 | 0.00015096 | 0.00011515 | 1.857e-05 | 1.857e-05
06/22 15:00:00 | 6 | 22 | 15 | 4143 | WD | 0.00039678 | 2.5889e-05 | 2.5889e-05 | -0.00067038 | 7.7696e-05 | 0.00023635 | 0.00011415 | 0 | 0 | 4.0839e-05 | 0 | 0 | 2.5889e-05 | 0 | 0.00010956 | 0 | 0.00010956 | 0.00011415 | 0 | 0.00011415 | 0.00047113 | 0.00029516 | 0.0002244 | 0.00013104 | 0.00014713 | 0.00014216 | -3.5049e-06 | 8.8761e-07 | -5.1385e-07 | -5.1385e-07 | 0.00011415 | 0.00011415 | 0.00011415 | 0.00011415 | 0.00011415 | 0.00011415 | 0.00016661 | 0.00015069 | 0.00019246 | 0.00021381 | 0 | 0.00011415 | 0.00011415 | 0.00011415 | 0.00011415 | 0.00042838 | 0.00023592 | 0.00019221 | 0.0001669 | 0.00015185 | 0.00013424 | 0.00016669 | 0.00018174 | 0.00015095 | 0.00011653 | 2.1557e-05 | 2.1557e-05
06/22 16:00:00 | 6 | 22 | 16 | 4144 | WD | 0.00031994 | 3.5415e-05 | 3.5415e-05 | 0.00099523 | 0.0001553 | 0.00024949 | 0.00011415 | 0 | 0 | 4.0839e-05 | 0 | 0 | 3.5415e-05 | 0 | 0.00011092 | 0 | 0.00011092 | 0.00011415 | 0 | 0.00011415 | 0.00047113 | 0.00029516 | 0.0002244 | 0.00012382 | 0.00014842 | 0.00014082 | -3.2742e-06 | 9.9882e-07 | -3.6451e-07 | -3.6451e-07 | 0.00011415 | 0.00011415 | 0.00011415 | 0.00011415 | 0.00011415 | 0.00011415 | 0.00014779 | 0.00014413 | 0.00015206 | 0.00015611 | 0 | 0.00011415 | 0.00011415 | 0.00011415 | 0.00011415 | 0.00032561 | 0.00021408 | 0.0001538 | 0.0001189 | 0.00014189 | 0.00013276 | 0.00015708 | 0.00016836 | 0.00014587 | 0.00011865 | 1.823e-05 | 1.823e-05
06/22 17:00:00 | 6 | 22 | 17 | 4145 | WD | 0.00023945 | 3.1575e-05 | 3.1575e-05 | 5.0871e-06 | 7.8148e-05 | -2.0051e-12 | 0.00011415 | 0.0010989 | 0.0010989 | 4.0839e-05 | 0 | 0 | 3.1575e-05 | 0 | 0.00012 | 0 | 0.00012 | 0.00011415 | 0 | 0.00011415 | 0.00045326 | 0.00029516 | 0.0002244 | 0.00012355 | 0.00014827 | 0.00014063 | -2.7963e-06 | 8.1496e-07 | -3.3722e-07 | -3.3722e-07 | 0.00011415 | 0.00011415 | 0.00011415 | 0.00011415 | 0.00011415 | 0.00011415 | 0.00012914 | 0.00013924 | 0.00012923 | 0.00012411 | 0 | 0.00011415 | 0.00011415 | 0.00011415 | 0.00011415 | 0.000228 | 0.00019075 | 0.000128 | 9.1662e-05 | 0.00013296 | 0.00013113 | 0.00014785 | 0.00015561 | 0.00014121 | 0.00011524 | 1.7988e-05 | 1.7988e-05
06/22 18:00:00 | 6 | 22 | 18 | 4146 | WD | 0.00015874 | 3.5963e-05 | 3.5963e-05 | 6.08e-06 | 7.9253e-05 | -7.5459e-13 | 0.00011415 | 0.0011005 | 0.0011005 | 7.0788e-05 | 0 | 0 | 3.5963e-05 | 0 | 0.00013406 | 0 | 0.00013406 | 0.00011415 | 0 | 0.00011415 | 7.2423e-05 | 6.5591e-05 | 0.0001126 | 0.00012226 | 0.00014237 | 0.00013616 | -2.8685e-06 | 6.2721e-07 | -4.881e-07 | -4.881e-07 | 0.00011415 | 0.00011415 | 0.00011415 | 0.00011415 | 0.00011415 | 0.00011415 | 0.00012867 | 0.00012817 | 0.00011248 | 0.00010446 | 0 | 0.00011415 | 0.00011415 | 0.00011415 | 0.00011415 | 0.00015971 | 0.00014447 | 0.00010012 | 7.4433e-05 | 0.00012928 | 0.00012526 | 0.00011741 | 0.00011377 | 0.00014962 | 0.00010457 | 1.762e-05 | 1.762e-05
06/22 19:00:00 | 6 | 22 | 19 | 4147 | WD | 7.1089e-05 | 5.4139e-05 | 5.4139e-05 | 1.4644e-05 | 0.00016081 | -3.8268e-13 | 0.00011415 | 0.00082197 | 0.00082197 | 0.00015247 | 4.2891e-06 | 0 | 5.4139e-05 | 1.4448e-05 | 0.00014271 | 5.4475e-06 | 0.00014271 | 0.00011415 | 0 | 0.00011415 | 4.0183e-05 | 6.5591e-05 | 0.0001126 | 0.00013207 | 0.00014217 | 0.00013905 | -2.6759e-06 | 1.2615e-06 | 5.2581e-09 | 5.2581e-09 | 0.00011415 | 0.00011415 | 0.00011415 | 0.00011415 | 0.00011415 | 0.00011415 | 0.00011028 | 0.00011978 | 0.00010074 | 9.1006e-05 | 0 | 0.00011415 | 0.00011415 | 0.00011415 | 0.00011415 | 7.9608e-05 | 9.979e-05 | 7.6026e-05 | 6.2265e-05 | 0.00011779 | 0.00012261 | 0.00011066 | 0.00010512 | 0.00015854 | 0.00010332 | 1.715e-05 | 1.715e-05
06/22 20:00:00 | 6 | 22 | 20 | 4148 | WD | 0 | 4.4478e-05 | 4.4478e-05 | 0.0010162 | 8.0644e-05 | -2.8565e-13 | 0.00011415 | 0.00015319 | 0.00015319 | 0.00021236 | 0 | 0 | 4.4478e-05 | 0 | 0.00014653 | 0 | 0.00014653 | 0.00011415 | 5.7313e-05 | 0.00011415 | 6.2406e-06 | 6.5591e-05 | 0.0001126 | 0.00013026 | 0.00013915 | 0.00013641 | -1.7831e-06 | 1.8462e-06 | 6.8827e-07 | 6.8827e-07 | 0.00011415 | 0.00011415 | 0.00011415 | 0.00011415 | 0.00011415 | 0.00011415 | 0.00010984 | 0.00010452 | 8.593e-05 | 7.6429e-05 | 3.9149e-05 | 0.00011415 | 0.00011415 | 0.00011415 | 0.00011415 | 1.7973e-05 | 6.2574e-05 | 8.5861e-05 | 9.9346e-05 | 0.00011556 | 0.00011869 | 0.00010197 | 9.4206e-05 | 0.00014172 | 0.00010332 | 1.71e-05 | 1.71e-05
06/22 21:00:00 | 6 | 22 | 21 | 4149 | WD | 0 | 5.3237e-05 | 5.3237e-05 | 6.4518e-06 | 0.00015988 | 0 | 0.00011415 | 0 | 0 | 0.00028587 | 0 | 0 | 5.3237e-05 | 0 | 0.00014762 | 0 | 0.00014762 | 0.00011415 | 0.00022925 | 0.00011415 | 0 | 6.5591e-05 | 0.0001126 | 0.00012261 | 0.00011875 | 0.00011994 | 3.453e-06 | -3.8875e-07 | 8.3698e-07 | 8.3698e-07 | 0.00011415 | 0.00011415 | 0.00011415 | 0.00011415 | 0.00011415 | 0.00011415 | 0.00010924 | 9.2279e-05 | 7.4921e-05 | 6.6052e-05 | 0.00022929 | 0.00011415 | 0.00011415 | 0.00011415 | 0.00011415 | 3.2016e-06 | 4.5412e-05 | 7.0785e-05 | 8.5478e-05 | 0.00011773 | 0.0001119 | 0.00010548 | 0.0001025 | 0.00013404 | 0.00010648 | 1.6708e-05 | 1.6708e-05
06/22 22:00:00 | 6 | 22 | 22 | 4150 | WD | 0 | 4.1411e-05 | 4.1411e-05 | 1.1082e-05 | 7.9096e-05 | 2.0698e-12 | 0.00011415 | 0 | 0 | 0.00034305 | 3.1873e-06 | 0 | 4.1411e-05 | 4.7619e-06 | 0.00014405 | 1.7954e-06 | 0.00014405 | 0.00011415 | 0.00022925 | 0.00011415 | 0 | 6.5591e-05 | 0.0001118 | 0.00011164 | 0.00011321 | 0.00011272 | 1.3281e-05 | -1.4441e-06 | 3.2539e-06 | 3.2539e-06 | 0.00011415 | 0.00011415 | 0.00011415 | 0.00011415 | 0.00011415 | 0.00011415 | 0.00010883 | 6.9436e-05 | 6.3877e-05 | 6.1037e-05 | 0.00022929 | 0.00011415 | 0.00011415 | 0.00011415 | 0.00011415 | 2.0797e-06 | 3.3003e-05 | 6.2124e-05 | 7.8988e-05 | 0.00011417 | 0.00010262 | 9.849e-05 | 9.6572e-05 | 0.00012821 | 0.00010332 | -2.3047e-05 | -2.3047e-05
06/22 23:00:00 | 6 | 22 | 23 | 4151 | WD | 0 | 3.4929e-05 | 3.4929e-05 | 4.0098e-06 | 7.7607e-05 | 7.9772e-13 | 0.00011415 | 0 | 0 | 0.00034849 | 0 | 0 | 3.4929e-05 | 0 | 0.00013614 | 0 | 0.00013614 | 0.00011415 | 0.00022925 | 0.00011415 | 0 | 6.5591e-05 | 0.0001118 | 0.00013489 | 0.00011136 | 0.00011863 | 2.0845e-05 | -5.5344e-06 | 2.8822e-06 | 2.8822e-06 | 0.00011415 | 0.00011415 | 0.00011415 | 0.00011415 | 0.00011415 | 0.00011415 | 9.9691e-05 | 6.8344e-05 | 6.1493e-05 | 5.7992e-05 | 0.00022929 | 0.00011415 | 0.00011415 | 0.00011415 | 0.00011415 | 1.729e-06 | 2.6771e-05 | 5.7344e-05 | 7.5048e-05 | 0.00010831 | 0.00010164 | 9.73e-05 | 9.5285e-05 | 0.00013078 | 0.0001032 | -2.2096e-05 | -2.2096e-05
06/22 24:00:00 | 6 | 22 | 24 | 4152 | WD | 0 | 3.0455e-05 | 3.0455e-05 | 2.7395e-06 | 7.6315e-05 | -1.3906e-12 | 0.00011415 | 0 | 0 | 0.00023959 | 0 | 0 | 3.0455e-05 | 0 | 0.00012638 | 0 | 0.00012638 | 0.00011415 | 0.00022925 | 0.00011415 | 0 | 6.5591e-05 | 0.0001118 | 0.00010408 | 0.00011068 | 0.00010864 | 2.2642e-05 | -7.0841e-06 | 2.4001e-06 | 2.4001e-06 | 0.00011415 | 0.00011415 | 0.00011415 | 0.00011415 | 0.00011415 | 0.00011415 | 4.5468e-05 | 6.8027e-05 | 5.8924e-05 | 5.4272e-05 | 0.00022929 | 0.00011415 | 0.00011415 | 0.00011415 | 0.00011415 | 1.2032e-06 | 2.496e-05 | 5.3631e-05 | 7.0234e-05 | 8.2611e-05 | 0.00010131 | 9.0822e-05 | 8.5959e-05 | 0.00013237 | 0.00010291 | -1.5526e-05 | -1.5526e-05
06/23 01:00:00 | 6 | 23 | 1 | 4153 | WD | 0 | 2.4005e-05 | 2.4005e-05 | 0.000973 | 7.4747e-05 | 0.00025245 | 0.00011415 | 0 | 0 | 0.00013341 | 0 | 0 | 2.4005e-05 | 0 | 9.19e-05 | 0 | 9.19e-05 | 0.00011415 | 0.00022925 | 0.00011415 | 0 | 6.5591e-05 | 0.0001118 | 0.000103 | 0.00011049 | 0.00010818 | 2.3447e-05 | -7.6271e-06 | 2.2874e-06 | 2.2874e-06 | 0.00011415 | 0.00011415 | 0.00011415 | 0.00011415 | 0.00011415 | 0.00011415 | 3.6463e-05 | 6.7924e-05 | 5.8637e-05 | 5.3892e-05 | 0.00022929 | 0.00011415 | 0.00011415 | 0.00011415 | 0.00011415 | 1.2032e-06 | 2.437e-05 | 5.3103e-05 | 6.9742e-05 | 7.7275e-05 | 0.00010121 | 9.0557e-05 | 8.5617e-05 | 0.00013292 | 0.00010276 | -1.7301e-05 | -1.7301e-05
06/23 02:00:00 | 6 | 23 | 2 | 4154 | WD | 0 | 2.3025e-05 | 2.3025e-05 | -0.0009688 | 7.419e-05 | 0.00023244 | 0.00011415 | 0 | 0 | 5.4452e-05 | 0 | 0 | 2.3025e-05 | 0 | 8.5656e-05 | 0 | 8.5656e-05 | 0.00011415 | 0.00022925 | 0.00011415 | 0 | 6.5591e-05 | 0.0001118 | 0.00010289 | 0.00011041 | 0.00010808 | 2.4168e-05 | -8.1752e-06 | 2.1442e-06 | 2.1442e-06 | 0.00011415 | 0.00011415 | 0.00011415 | 0.00011415 | 0.00011415 | 0.00011415 | 3.6473e-05 | 6.819e-05 | 6.0618e-05 | 5.6748e-05 | 0.00022929 | 0.00011415 | 0.00011415 | 0.00011415 | 0.00011415 | 1.23e-06 | 2.5894e-05 | 5.6002e-05 | 7.3438e-05 | 7.5828e-05 | 0.00010126 | 9.1033e-05 | 8.6289e-05 | 0.00013289 | 0.00010263 | -1.3121e-05 | -1.3121e-05
06/23 03:00:00 | 6 | 23 | 3 | 4155 | WD | 0 | 1.4909e-05 | 1.4909e-05 | 0.0009684 | 0 | 0.00022975 | 0.00011415 | 0 | 0 | 2.1781e-05 | 0 | 0 | 1.4909e-05 | 0 | 8.3946e-05 | 0 | 8.3946e-05 | 0.00011415 | 0.00022925 | 0.00011415 | 0 | 6.5591e-05 | 0.0001118 | 0.00010328 | 0.00010976 | 0.00010776 | 2.4777e-05 | -1.0282e-05 | 9.0346e-07 | 9.0346e-07 | 0.00011415 | 0.00011415 | 0.00011415 | 0.00011415 | 0.00011415 | 0.00011415 | 4.5596e-05 | 6.8975e-05 | 6.1912e-05 | 5.8304e-05 | 0.00022929 | 0.00011415 | 0.00011415 | 0.00011415 | 0.00011415 | 1.5508e-06 | 3.0373e-05 | 5.892e-05 | 7.5451e-05 | 8.025e-05 | 0.00010127 | 9.1233e-05 | 8.6578e-05 | 0.00013097 | 0.00010244 | -1.5364e-05 | -1.5364e-05
06/23 04:00:00 | 6 | 23 | 4 | 4156 | WD | 0 | 2.2505e-05 | 2.2505e-05 | -0.00096831 | 7.4074e-05 | 0.00022651 | 0.00011415 | 0 | 0 | 2.1781e-05 | 0 | 0 | 2.2505e-05 | 0 | 8.2211e-05 | 0 | 8.2211e-05 | 0.00011415 | 0.00022925 | 0.00011415 | 0 | 6.5591e-05 | 0.0001118 | 0.00016704 | 0.00010937 | 0.00012719 | 2.4658e-05 | -1.3462e-05 | -1.2997e-06 | -1.2997e-06 | 0.00011415 | 0.00011415 | 0.00011415 | 0.00011415 | 0.00011415 | 0.00011415 | 5.4768e-05 | 7.0282e-05 | 7.6832e-05 | 8.0178e-05 | 0.00022929 | 0.00011415 | 0.00011415 | 0.00011415 | 0.00011415 | 2.0054e-06 | 3.7834e-05 | 7.9583e-05 | 0.00010376 | 8.5403e-05 | 0.00010153 | 9.6117e-05 | 9.3609e-05 | 0.00013072 | 0.00010231 | -1.6645e-05 | -1.6645e-05
06/23 05:00:00 | 6 | 23 | 5 | 4157 | WD | 0 | 1.6103e-05 | 1.6103e-05 | 7.0376e-07 | 0 | 0.00021796 | 0.00011415 | 0 | 0 | 6.5342e-05 | 0 | 0 | 1.6103e-05 | 0 | 8.1198e-05 | 0 | 8.1198e-05 | 0.00011415 | 0.00011463 | 0.00011415 | 5.351e-06 | 6.5591e-05 | 0.0001118 | 0.00016061 | 0.00011349 | 0.00012805 | 2.6858e-05 | -1.3096e-05 | -3.4834e-07 | -3.4834e-07 | 0.00011415 | 0.00011415 | 0.00011415 | 0.00011415 | 0.00011415 | 0.00011415 | 9.1181e-05 | 9.2835e-05 | 0.00010215 | 0.0001069 | 0.00011465 | 0.00011415 | 0.00011415 | 0.00011415 | 0.00011415 | 1.0312e-05 | 6.4741e-05 | 0.00011161 | 0.00013875 | 0.00010135 | 0.00010573 | 9.7635e-05 | 9.3879e-05 | 0.00013101 | 0.00010235 | -1.3817e-05 | -1.3817e-05
06/23 06:00:00 | 6 | 23 | 6 | 4158 | WD | 6.8047e-05 | 2.7753e-05 | 2.7753e-05 | 0.00082546 | 7.6612e-05 | -1.5577e-12 | 0.00011415 | 0.00030781 | 0.00030781 | 0.00013613 | 0 | -0.00122 | 2.7753e-05 | 0 | 8.7512e-05 | 0 | 8.7512e-05 | 0.00011415 | 0 | 0.00011415 | 3.16e-05 | 6.5591e-05 | 0.0001126 | 0.00014541 | 0.00012045 | 0.00012816 | 8.821e-06 | 2.5835e-08 | 2.832e-06 | 2.832e-06 | 0.00011415 | 0.00011415 | 0.00011415 | 0.00011416 | 0.00011415 | 0.00011415 | 0.00012828 | 0.00012306 | 0.00013006 | 0.00013363 | 0 | 0.00011415 | 0.00011415 | 0.00011415 | 0.00011415 | 7.0942e-05 | 0.00010951 | 0.00015172 | 0.00017617 | 0.00011853 | 0.00011516 | 0.0001011 | 9.4577e-05 | 0.00012803 | 0.00010601 | 3.486e-05 | 3.486e-05
06/23 07:00:00 | 6 | 23 | 7 | 4159 | WD | 0.00015472 | 3.7459e-05 | 3.7459e-05 | 0.00017294 | 0.00016167 | 7.5464e-14 | 0.00011415 | 0.00068567 | 0.00068567 | 0.00015247 | 0 | -0.00037386 | 3.7459e-05 | -8.1536e-05 | 9.9871e-05 | 0 | 9.9871e-05 | 0.00011415 | 0 | 0.00011415 | 6.285e-05 | 6.5591e-05 | 0.0001126 | 0.00012509 | 0.0001433 | 0.00013767 | 3.338e-06 | 1.8996e-06 | 2.3585e-06 | 2.3585e-06 | 0.00011415 | 0.00011415 | 0.00011415 | 0.00011416 | 0.00011415 | 0.00011415 | 0.000149 | 0.00014024 | 0.00018893 | 0.00021381 | 0 | 0.00011415 | 0.00011415 | 0.00011415 | 0.00011415 | 0.00015944 | 0.00016877 | 0.00015689 | 0.00015001 | 0.0001345 | 0.00012871 | 0.00012647 | 0.00012544 | 0.00015091 | 0.00010337 | -0.00010268 | -0.00010268
06/23 08:00:00 | 6 | 23 | 8 | 4160 | WD | 0.00023891 | 3.8859e-05 | 3.8859e-05 | 1.3891e-05 | 0.00016502 | 4.7973e-13 | 0.00011415 | 0.00092409 | 0.00092409 | 0.00013613 | 0 | 0 | 3.8859e-05 | -4.209e-05 | 0.00011103 | 0 | 0.00011103 | 0.00011415 | 0 | 0.00011415 | 0.00023717 | 0.00016398 | 0.0001685 | 0.00013 | 0.00014873 | 0.00014294 | 2.9509e-06 | 9.9436e-07 | 1.6186e-06 | 1.6186e-06 | 0.00011415 | 0.00011415 | 0.00011415 | 0.00011415 | 0.00011415 | 0.00011415 | 0.00016895 | 0.00015337 | 0.00019337 | 0.00021381 | 0 | 0.00011415 | 0.00011415 | 0.00011415 | 0.00011415 | 0.0002707 | 0.0002267 | 0.00018181 | 0.00015582 | 0.00015421 | 0.00013499 | 0.00016005 | 0.00017168 | 0.00016827 | 0.00010172 | -0.00010257 | -0.00010257
06/23 09:00:00 | 6 | 23 | 9 | 4161 | WD | 0.00031606 | 2.9713e-05 | 2.9713e-05 | 1.4323e-05 | 0.00010505 | 1.5523e-12 | 0.00011415 | 0.00044872 | 0.00044872 | 5.9897e-05 | 0 | 0 | 2.9713e-05 | -2.1363e-05 | 0.00011108 | 0 | 0.00011108 | 0.00011415 | 0 | 0.00011415 | 0.00047113 | 0.00029516 | 0.0002244 | 0.00013443 | 0.00015202 | 0.00014659 | 3.4229e-06 | -1.7428e-06 | -9.4685e-08 | -9.4685e-08 | 0.00011415 | 0.00011415 | 0.00011415 | 0.00011415 | 0.00011415 | 0.00011415 | 0.0001871 | 0.00015456 | 0.00019377 | 0.00021381 | 0 | 0.00011415 | 0.00011415 | 0.00011415 | 0.00011415 | 0.00039107 | 0.00024645 | 0.0001923 | 0.00016094 | 0.00016892 | 0.00013696 | 0.00016804 | 0.00018246 | 0.00018161 | 0.00010771 | -0.00010717 | -0.00010717
06/23 10:00:00 | 6 | 23 | 10 | 4162 | WD | 0.00039394 | 3.2995e-05 | 3.2995e-05 | 6.9715e-06 | 0.00014195 | 0.00021486 | 0.00011415 | 0.00030594 | 0.00030594 | 4.0839e-05 | 0 | 0 | 3.2995e-05 | -1.8275e-05 | 0.00011156 | 0 | 0.00011156 | 0.00011415 | 0 | 0.00011415 | 0.00047113 | 0.00029516 | 0.0002244 | 0.00013489 | 0.00015265 | 0.00014717 | 4.7498e-06 | -1.787e-06 | 2.986e-07 | 2.986e-07 | 0.00011415 | 0.00011415 | 0.00011415 | 0.00011415 | 0.00011415 | 0.00011415 | 0.00018706 | 0.00015413 | 0.00019363 | 0.00021381 | 0 | 0.00011415 | 0.00011415 | 0.00011415 | 0.00011415 | 0.00046397 | 0.00024653 | 0.00019518 | 0.00016545 | 0.0001703 | 0.00013689 | 0.00016718 | 0.00018123 | 0.00018023 | 0.00010254 | -0.00010535 | -0.00010535
06/23 11:00:00 | 6 | 23 | 11 | 4163 | WD | 0.00044335 | 3.554e-05 | 3.554e-05 | 1.2945e-05 | 0.00016169 | 0.00021991 | 0.00011415 | 0 | 0 | 4.0839e-05 | 0 | 0 | 3.554e-05 | 0 | 0.00011463 | 0 | 0.00011463 | 0.00011415 | 0 | 0.00011415 | 0.00047113 | 0.00029516 | 0.0002244 | 0.00016236 | 0.00015555 | 0.00015765 | 5.4309e-06 | -9.7027e-07 | 1.0721e-06 | 1.0721e-06 | 0.00011415 | 0.00011415 | 0.00011415 | 0.00011415 | 0.00011415 | 0.00011415 | 0.000187 | 0.00015348 | 0.00019341 | 0.00021381 | 0 | 0.00011415 | 0.00011415 | 0.00011415 | 0.00011415 | 0.0005032 | 0.00024632 | 0.00019711 | 0.00016861 | 0.00017311 | 0.00013864 | 0.00017075 | 0.00018563 | 0.00018568 | 0.00012699 | -0.00010574 | -0.00010574
06/23 12:00:00 | 6 | 23 | 12 | 4164 | WD | 0.00046871 | 2.6836e-05 | 2.6836e-05 | 0.0010086 | 7.9641e-05 | 0.00021998 | 0.00011415 | 0 | 0 | 4.0839e-05 | 0 | 0 | 2.6836e-05 | 0 | 0.00011458 | 0 | 0.00011458 | 0.00011415 | 0 | 0.00011415 | 0.00047113 | 0.00029516 | 0.0002244 | 0.00014113 | 0.00015955 | 0.00015386 | 4.5842e-06 | 1.3748e-07 | 1.5562e-06 | 1.5562e-06 | 0.00011415 | 0.00011415 | 0.00011415 | 0.00011415 | 0.00011415 | 0.00011415 | 0.00018694 | 0.0001532 | 0.00019331 | 0.00021381 | 0 | 0.00011415 | 0.00011415 | 0.00011415 | 0.00011415 | 0.00052466 | 0.00024586 | 0.00024078 | 0.00023783 | 0.00017767 | 0.00014067 | 0.00017726 | 0.00019424 | 0.00018449 | 0.00016222 | -0.00010584 | -0.00010584
06/23 13:00:00 | 6 | 23 | 13 | 4165 | WD | 0.00046614 | 3.4568e-05 | 3.4568e-05 | -0.00058578 | 0.00015736 | 0.00021627 | 0.00011415 | 0 | 0 | 4.0839e-05 | 0 | 0 | 3.4568e-05 | 0 | 0.00011115 | 0 | 0.00011115 | 0.00011415 | 0 | 0.00011415 | 0.00047113 | 0.00029516 | 0.0002244 | 0.00014205 | 0.00016606 | 0.00015864 | 7.8593e-07 | 5.7809e-07 | 6.444e-07 | 6.444e-07 | 0.00011415 | 0.00011415 | 0.00011415 | 0.00011415 | 0.00011415 | 0.00011415 | 0.00018653 | 0.00015279 | 0.00019317 | 0.00021381 | 0 | 0.00011415 | 0.00011415 | 0.00011415 | 0.00011415 | 0.00052749 | 0.00024525 | 0.00024075 | 0.00023815 | 0.00017721 | 0.00014307 | 0.00017758 | 0.00019358 | 0.00017294 | 0.00018359 | -0.00010616 | -0.00010616
06/23 14:00:00 | 6 | 23 | 14 | 4166 | WD | 0.00043742 | 2.607e-05 | 2.607e-05 | -0.00039266 | 7.8079e-05 | 0.00022375 | 0.00011415 | 0 | 0 | 4.0839e-05 | 0 | 0 | 2.607e-05 | 0 | 0.00011051 | 0 | 0.00011051 | 0.00011415 | 0 | 0.00011415 | 0.00047113 | 0.00029516 | 0.0002244 | 0.00014228 | 0.00016595 | 0.00015863 | 7.5381e-07 | 8.5923e-07 | 8.256e-07 | 8.256e-07 | 0.00011415 | 0.00011415 | 0.00011415 | 0.00011415 | 0.00011415 | 0.00011415 | 0.00018548 | 0.00015218 | 0.00019297 | 0.00021381 | 0 | 0.00011415 | 0.00011415 | 0.00011415 | 0.00011415 | 0.00051074 | 0.00024314 | 0.00023925 | 0.000237 | 0.00017737 | 0.00014312 | 0.00017616 | 0.00019148 | 0.00016783 | 0.00020122 | -0.00010976 | -0.00010976
06/23 15:00:00 | 6 | 23 | 15 | 4167 | WD | 0.00038158 | 2.5867e-05 | 2.5867e-05 | 0.0009952 | 7.7485e-05 | 0.00023635 | 0.00011415 | 0 | 0 | 4.0839e-05 | 0 | 0 | 2.5867e-05 | 0 | 0.00010956 | 0 | 0.00010956 | 0.00011415 | 0 | 0.00011415 | 0.00047113 | 0.00029516 | 0.0002244 | 0.00014099 | 0.00016179 | 0.00015536 | 7.1785e-07 | 1.244e-06 | 1.0762e-06 | 1.0762e-06 | 0.00011415 | 0.00011415 | 0.00011415 | 0.00011415 | 0.00011415 | 0.00011415 | 0.00016661 | 0.00015069 | 0.00019246 | 0.00021381 | 0 | 0.00011415 | 0.00011415 | 0.00011415 | 0.00011415 | 0.00042819 | 0.00023592 | 0.0001922 | 0.00016688 | 0.00016703 | 0.00014166 | 0.00017687 | 0.0001932 | 0.00014652 | 0.00022072 | -0.000107 | -0.000107
06/23 16:00:00 | 6 | 23 | 16 | 4168 | WD | 0.0003096 | 2.716e-05 | 2.716e-05 | 5.5833e-06 | 7.7412e-05 | 0.00024949 | 0.00011415 | 0 | 0 | 4.0839e-05 | 0 | 0 | 2.716e-05 | 0 | 0.00011092 | 0 | 0.00011092 | 0.00011415 | 0 | 0.00011415 | 0.00047113 | 0.00029516 | 0.0002244 | 0.00013439 | 0.0001608 | 0.00015264 | 1.7849e-05 | 1.3767e-06 | 6.6324e-06 | 6.6324e-06 | 0.00011415 | 0.00011415 | 0.00011415 | 0.00011415 | 0.00011415 | 0.00011415 | 0.00014779 | 0.00014413 | 0.00015206 | 0.00015611 | 0 | 0.00011415 | 0.00011415 | 0.00011415 | 0.00011415 | 0.00032548 | 0.00021408 | 0.0001538 | 0.00011889 | 0.00015586 | 0.00013918 | 0.00016636 | 0.00017896 | 0.00015004 | 0.00021029 | -0.00011064 | -0.00011064
06/23 17:00:00 | 6 | 23 | 17 | 4169 | WD | 0.00023186 | 3.1554e-05 | 3.1554e-05 | 6.4721e-06 | 7.7952e-05 | -2.0051e-12 | 0.00011415 | 0.0010981 | 0.0010981 | 4.0839e-05 | 0 | 0 | 3.1554e-05 | 0 | 0.00012 | 0 | 0.00012 | 0.00011415 | 0 | 0.00011415 | 0.00045296 | 0.00029516 | 0.0002244 | 0.0001311 | 0.00015977 | 0.00015091 | 4.0902e-06 | 9.5759e-07 | 1.9571e-06 | 1.9571e-06 | 0.00011415 | 0.00011415 | 0.00011415 | 0.00011415 | 0.00011415 | 0.00011415 | 0.00012914 | 0.00013924 | 0.00012923 | 0.00012411 | 0 | 0.00011415 | 0.00011415 | 0.00011415 | 0.00011415 | 0.00022778 | 0.00019067 | 0.00012796 | 9.165e-05 | 0.00014547 | 0.00013689 | 0.0001559 | 0.00016471 | 0.00016702 | 0.00018999 | -0.00010796 | -0.00010796
06/23 18:00:00 | 6 | 23 | 18 | 4170 | WD | 0.00015225 | 4.4312e-05 | 4.4312e-05 | 8.1817e-06 | 0.00015802 | -7.5459e-13 | 0.00011415 | 0.0010998 | 0.0010998 | 7.0788e-05 | 0 | 0 | 4.4312e-05 | 0 | 0.00013406 | 0 | 0.00013406 | 0.00011415 | 0 | 0.00011415 | 7.2378e-05 | 6.5591e-05 | 0.0001126 | 0.00013052 | 0.00015648 | 0.00014846 | 3.6764e-06 | 7.306e-07 | 1.6705e-06 | 1.6705e-06 | 0.00011415 | 0.00011415 | 0.00011415 | 0.00011415 | 0.00011415 | 0.00011415 | 0.00012867 | 0.00012817 | 0.00011248 | 0.00010446 | 0 | 0.00011415 | 0.00011415 | 0.00011415 | 0.00011415 | 0.00015959 | 0.00014442 | 0.0001001 | 7.4427e-05 | 0.00014268 | 0.0001316 | 0.00012546 | 0.0001226 | 0.00017944 | 0.00016805 | 1.9089e-05 | 1.9089e-05
06/23 19:00:00 | 6 | 23 | 19 | 4171 | WD | 6.7609e-05 | 4.1763e-05 | 4.1763e-05 | 0.0010155 | 8.0148e-05 | -3.8268e-13 | 0.00011415 | 0.00082149 | 0.00082149 | 0.00015247 | 0 | 0 | 4.1763e-05 | 0 | 0.00014271 | 0 | 0.00014271 | 0.00011415 | 0 | 0.00011415 | 4.016e-05 | 6.5591e-05 | 0.0001126 | 0.00012653 | 0.00015324 | 0.00014499 | 3.4107e-06 | 4.7323e-07 | 1.4104e-06 | 1.4104e-06 | 0.00011415 | 0.00011415 | 0.00011415 | 0.00011415 | 0.00011415 | 0.00011415 | 0.00011028 | 0.00011978 | 0.00010074 | 9.1006e-05 | 0 | 0.00011415 | 0.00011415 | 0.00011415 | 0.00011415 | 7.9541e-05 | 9.9767e-05 | 7.6016e-05 | 6.2262e-05 | 0.00013104 | 0.00012717 | 0.00011785 | 0.00011353 | 0.00018584 | 0.00013261 | 1.4881e-05 | 1.4881e-05
06/23 20:00:00 | 6 | 23 | 20 | 4172 | WD | 0 | 5.2972e-05 | 5.2972e-05 | 1.9943e-05 | 0.00016078 | -2.8565e-13 | 0.00011415 | 0.00015304 | 0.00015304 | 0.00021236 | 0 | 0 | 5.2972e-05 | 0 | 0.00014653 | 0 | 0.00014653 | 0.00011415 | 5.7313e-05 | 0.00011415 | 6.2347e-06 | 6.5591e-05 | 0.0001126 | 0.00012387 | 0.00014938 | 0.0001415 | 3.1485e-06 | 4.0174e-07 | 1.2781e-06 | 1.2781e-06 | 0.00011415 | 0.00011415 | 0.00011415 | 0.00011415 | 0.00011415 | 0.00011415 | 0.00010984 | 0.00010452 | 8.593e-05 | 7.6429e-05 | 3.9149e-05 | 0.00011415 | 0.00011415 | 0.00011415 | 0.00011415 | 1.7958e-05 | 6.2571e-05 | 8.586e-05 | 9.9346e-05 | 0.00012858 | 0.00012254 | 0.00010763 | 0.00010072 | 0.00018572 | 0.00011378 | 1.74e-05 | 1.74e-05
06/23 21:00:00 | 6 | 23 | 21 | 4173 | WD | 0 | 4.4741e-05 | 4.4741e-05 | 9.0935e-06 | 7.9724e-05 | 0 | 0.00011415 | 0 | 0 | 0.00028587 | 0 | 0 | 4.4741e-05 | 0 | 0.00014762 | 0 | 0.00014762 | 0.00011415 | 0.00022925 | 0.00011415 | 0 | 6.5591e-05 | 0.0001126 | 0.00011725 | 0.00012652 | 0.00012365 | 3.0116e-06 | -6.8495e-07 | 4.9445e-07 | 4.9445e-07 | 0.00011415 | 0.00011415 | 0.00011415 | 0.00011415 | 0.00011415 | 0.00011415 | 0.00010924 | 9.2279e-05 | 7.4921e-05 | 6.6052e-05 | 0.00022929 | 0.00011415 | 0.00011415 | 0.00011415 | 0.00011415 | 3.2016e-06 | 4.5412e-05 | 7.0785e-05 | 8.5478e-05 | 0.00012628 | 0.00011464 | 0.00010962 | 0.00010729 | 0.00017388 | 0.00010297 | 1.7445e-05 | 1.7445e-05
06/23 22:00:00 | 6 | 23 | 22 | 4174 | WD | 0 | 4.5162e-05 | 4.5162e-05 | 0.0010057 | 0.00012638 | 2.0698e-12 | 0.00011415 | 0 | 0 | 0.00034305 | 0 | 0 | 4.5162e-05 | 0 | 0.00014405 | 0 | 0.00014405 | 0.00011415 | 0.00022925 | 0.00011415 | 0 | 6.5591e-05 | 0.0001118 | 0.00011501 | 0.00011974 | 0.00011828 | 3.0552e-06 | -9.6223e-07 | 3.1954e-07 | 3.1954e-07 | 0.00011415 | 0.00011415 | 0.00011415 | 0.00011415 | 0.00011415 | 0.00011415 | 0.00010883 | 6.9436e-05 | 6.3877e-05 | 6.1037e-05 | 0.00022929 | 0.00011415 | 0.00011415 | 0.00011415 | 0.00011415 | 2.0797e-06 | 3.3003e-05 | 6.2124e-05 | 7.8988e-05 | 0.00012028 | 0.00010493 | 0.00010096 | 9.9123e-05 | 0.00015359 | 0.00010332 | -3.169e-05 | -3.169e-05
06/23 23:00:00 | 6 | 23 | 23 | 4175 | WD | 0 | 3.8171e-05 | 3.8171e-05 | 5.6787e-06 | 0.00010819 | 7.9772e-13 | 0.00011415 | 0 | 0 | 0.00034849 | 0 | 0 | 3.8171e-05 | 0 | 0.00013614 | 0 | 0.00013614 | 0.00011415 | 0.00022925 | 0.00011415 | 0 | 6.5591e-05 | 0.0001118 | 0.00013692 | 0.00011772 | 0.00012365 | 8.0287e-06 | -1.0175e-06 | 1.8687e-06 | 1.8687e-06 | 0.00011415 | 0.00011415 | 0.00011415 | 0.00011415 | 0.00011415 | 0.00011415 | 9.9691e-05 | 6.8344e-05 | 6.1493e-05 | 5.7992e-05 | 0.00022929 | 0.00011415 | 0.00011415 | 0.00011415 | 0.00011415 | 1.729e-06 | 2.6771e-05 | 5.7344e-05 | 7.5048e-05 | 0.000112 | 0.00010388 | 9.8974e-05 | 9.6696e-05 | 0.0001457 | 0.00010332 | -1.8237e-05 | -1.8237e-05
06/23 24:00:00 | 6 | 23 | 24 | 4176 | WD | 0 | 3.0391e-05 | 3.0391e-05 | 3.7273e-06 | 7.5711e-05 | -1.3906e-12 | 0.00011415 | 0 | 0 | 0.00023959 | 0 | 0 | 3.0391e-05 | 0 | 0.00012638 | 0 | 0.00012638 | 0.00011415 | 0.00022925 | 0.00011415 | 0 | 6.5591e-05 | 0.0001118 | 0.0001049 | 0.00011577 | 0.00011241 | 1.9153e-05 | -1.3908e-06 | 5.1637e-06 | 5.1637e-06 | 0.00011415 | 0.00011415 | 0.00011415 | 0.00011415 | 0.00011415 | 0.00011415 | 4.5468e-05 | 6.8027e-05 | 5.8924e-05 | 5.4272e-05 | 0.00022929 | 0.00011415 | 0.00011415 | 0.00011415 | 0.00011415 | 1.2032e-06 | 2.496e-05 | 5.3631e-05 | 7.0234e-05 | 8.277e-05 | 0.0001031 | 9.2027e-05 | 8.6891e-05 | 0.00014008 | 0.00010332 | -1.2929e-05 | -1.2929e-05
06/24 01:00:00 | 6 | 24 | 1 | 4177 | WD | 0 | 1.6133e-05 | 1.6133e-05 | -0.00097139 | 4.8117e-07 | 0.00025245 | 0.00011415 | 0 | 0 | 0.00013341 | 0 | 0 | 1.6133e-05 | 0 | 9.19e-05 | 0 | 9.19e-05 | 0.00011415 | 0.00022925 | 0.00011415 | 0 | 6.5591e-05 | 0.0001118 | 0.00010222 | 0.00011342 | 0.00010996 | 2.3771e-05 | -1.0786e-05 | 2.3937e-07 | 2.3937e-07 | 0.00011415 | 0.00011415 | 0.00011415 | 0.00011415 | 0.00011415 | 0.00011415 | 3.6463e-05 | 6.7924e-05 | 5.8637e-05 | 5.3892e-05 | 0.00022929 | 0.00011415 | 0.00011415 | 0.00011415 | 0.00011415 | 1.2032e-06 | 2.437e-05 | 5.3103e-05 | 6.9742e-05 | 7.4137e-05 | 0.00010224 | 9.1359e-05 | 8.631e-05 | 0.00013451 | 0.00010297 | -1.1792e-05 | -1.1792e-05
06/24 02:00:00 | 6 | 24 | 2 | 4178 | WD | 0 | 2.3022e-05 | 2.3022e-05 | 0.00096924 | 7.4157e-05 | 0.00023244 | 0.00011415 | 0 | 0 | 5.4452e-05 | 0 | 0 | 2.3022e-05 | 0 | 8.5656e-05 | 0 | 8.5656e-05 | 0.00011415 | 0.00022925 | 0.00011415 | 0 | 6.5591e-05 | 0.0001118 | 0.00010099 | 0.00011148 | 0.00010824 | 2.4659e-05 | -2.1052e-05 | -6.4675e-06 | -6.4675e-06 | 0.00011415 | 0.00011415 | 0.00011415 | 0.00011415 | 0.00011415 | 0.00011415 | 3.6473e-05 | 6.819e-05 | 6.0618e-05 | 5.6748e-05 | 0.00022929 | 0.00011415 | 0.00011415 | 0.00011415 | 0.00011415 | 1.23e-06 | 2.5894e-05 | 5.6002e-05 | 7.3438e-05 | 6.9821e-05 | 0.00010164 | 9.1456e-05 | 8.6734e-05 | 0.00012481 | 0.00010194 | -7.8516e-06 | -7.8516e-06
06/24 03:00:00 | 6 | 24 | 3 | 4179 | WD | 0 | 1.4909e-05 | 1.4909e-05 | -0.00096785 | 0 | 0.00022975 | 0.00011415 | 0 | 0 | 2.1781e-05 | 0 | 0 | 1.4909e-05 | 0 | 8.3946e-05 | 0 | 8.3946e-05 | 0.00011415 | 0.00022925 | 0.00011415 | 0 | 6.5591e-05 | 0.0001118 | 0.00010107 | 0.00010913 | 0.00010664 | 2.5626e-05 | -2.6825e-05 | -1.009e-05 | -1.009e-05 | 0.00011415 | 0.00011415 | 0.00011415 | 0.00011415 | 0.00011415 | 0.00011415 | 4.5596e-05 | 6.8975e-05 | 6.1912e-05 | 5.8304e-05 | 0.00022929 | 0.00011415 | 0.00011415 | 0.00011415 | 0.00011415 | 1.5508e-06 | 3.0373e-05 | 5.892e-05 | 7.5451e-05 | 7.3958e-05 | 0.00010105 | 9.1333e-05 | 8.6827e-05 | 0.00012221 | 0.00010125 | -1.0915e-05 | -1.0915e-05
06/24 04:00:00 | 6 | 24 | 4 | 4180 | WD | 0 | 2.2505e-05 | 2.2505e-05 | 0.00096884 | 7.4074e-05 | 0.00022651 | 0.00011415 | 0 | 0 | 2.1781e-05 | 0 | 0 | 2.2505e-05 | 0 | 8.2211e-05 | 0 | 8.2211e-05 | 0.00011415 | 0.00022925 | 0.00011415 | 0 | 6.5591e-05 | 0.0001118 | 0.00011371 | 0.00010838 | 0.00011003 | 2.6126e-05 | -3.0165e-05 | -1.2205e-05 | -1.2205e-05 | 0.00011415 | 0.00011415 | 0.00011415 | 0.00011415 | 0.00011415 | 0.00011415 | 5.4768e-05 | 7.0282e-05 | 7.6832e-05 | 8.0178e-05 | 0.00022929 | 0.00011415 | 0.00011415 | 0.00011415 | 0.00011415 | 2.0054e-06 | 3.7834e-05 | 7.9583e-05 | 0.00010376 | 7.9114e-05 | 0.00010118 | 9.6091e-05 | 9.3732e-05 | 0.00011831 | 0.00010099 | -1.3599e-05 | -1.3599e-05
06/24 05:00:00 | 6 | 24 | 5 | 4181 | WD | 0 | 1.6103e-05 | 1.6103e-05 | 9.0512e-07 | 0 | 0.00021796 | 0.00011415 | 0 | 0 | 6.5342e-05 | 0 | -0.0042778 | 1.6103e-05 | 0 | 8.1198e-05 | 0 | 8.1198e-05 | 0.00011415 | 0.00011463 | 0.00011415 | 5.344e-06 | 6.5591e-05 | 0.0001118 | 0.00011653 | 0.00011231 | 0.00011362 | 2.6611e-05 | -3.0562e-05 | -1.2321e-05 | -1.2321e-05 | 0.00011415 | 0.00011415 | 0.00011415 | 0.00011415 | 0.00011415 | 0.00011415 | 9.1181e-05 | 9.2835e-05 | 0.00010215 | 0.0001069 | 0.00011465 | 0.00011415 | 0.00011415 | 0.00011415 | 0.00011415 | 1.0302e-05 | 6.4738e-05 | 0.00011161 | 0.00013875 | 9.514e-05 | 0.00010532 | 9.7652e-05 | 9.4096e-05 | 0.00011808 | 0.00010096 | -1.8185e-05 | -1.8185e-05
06/24 06:00:00 | 6 | 24 | 6 | 4182 | WD | 7.1042e-05 | 2.7759e-05 | 2.7759e-05 | 2.9688e-06 | 7.6674e-05 | -1.5577e-12 | 0.00011415 | 0.00030766 | 0.00030766 | 0.00013613 | 0 | -0.0032421 | 2.7759e-05 | 0 | 8.7512e-05 | 0 | 8.7512e-05 | 0.00011415 | 0 | 0.00011415 | 3.1585e-05 | 6.5591e-05 | 0.0001126 | 0.00012127 | 0.00011788 | 0.00011893 | 9.9662e-06 | -1.0018e-06 | 2.4976e-06 | 2.4976e-06 | 0.00011415 | 0.00011415 | 0.00011415 | 0.00011416 | 0.00011415 | 0.00011415 | 0.00012828 | 0.00012306 | 0.00013006 | 0.00013363 | 0 | 0.00011415 | 0.00011415 | 0.00011415 | 0.00011415 | 7.09e-05 | 0.00010949 | 0.00015172 | 0.00017617 | 0.00011195 | 0.00011424 | 0.00010073 | 9.4465e-05 | 0.00011782 | 0.00011237 | 6.554e-05 | 6.554e-05
06/24 07:00:00 | 6 | 24 | 7 | 4183 | WD | 0.00016226 | 4.5737e-05 | 4.5737e-05 | 6.4635e-06 | 0.00016177 | 7.5464e-14 | 0.00011415 | 0.00068587 | 0.00068587 | 0.00015247 | 1.844e-05 | -0.0028131 | 4.5737e-05 | -0.00014689 | 9.9871e-05 | 1.1768e-05 | 9.9871e-05 | 0.00011415 | 0 | 0.00011415 | 6.2869e-05 | 6.5591e-05 | 0.0001126 | 0.00011995 | 0.00013488 | 0.00013027 | 4.6555e-06 | 3.6988e-06 | 4.004e-06 | 4.004e-06 | 0.00011415 | 0.00011415 | 0.00011415 | 0.00011416 | 0.00011415 | 0.00011415 | 0.000149 | 0.00014024 | 0.00018893 | 0.00021381 | 0 | 0.00011415 | 0.00011415 | 0.00011415 | 0.00011415 | 0.0001595 | 0.00016879 | 0.0001569 | 0.00015002 | 0.00012458 | 0.00012566 | 0.00012366 | 0.00012274 | 0.00012845 | 0.00010794 | -3.9534e-05 | -3.9534e-05
06/24 08:00:00 | 6 | 24 | 8 | 4184 | WD | 0.00025115 | 4.9983e-05 | 4.9983e-05 | 1.7206e-05 | 0.0001652 | 4.7973e-13 | 0.00011415 | 0.00092445 | 0.00092445 | 0.00013613 | 1.5207e-05 | -0.0022645 | 4.9983e-05 | -0.00010249 | 0.00011103 | 1.5808e-05 | 0.00011103 | 0.00011415 | 0 | 0.00011415 | 0.00023726 | 0.00016398 | 0.0001685 | 0.00012314 | 0.00013551 | 0.00013169 | 3.9844e-06 | 9.5075e-07 | 1.9187e-06 | 1.9187e-06 | 0.00011415 | 0.00011415 | 0.00011415 | 0.00011416 | 0.00011415 | 0.00011415 | 0.00016895 | 0.00015337 | 0.00019337 | 0.00021381 | 0 | 0.00011415 | 0.00011415 | 0.00011415 | 0.00011415 | 0.00027085 | 0.00022674 | 0.00018183 | 0.00015583 | 0.00013981 | 0.00013029 | 0.00015429 | 0.00016542 | 0.00012977 | 0.00010655 | -8.9216e-05 | -8.9216e-05
06/24 09:00:00 | 6 | 24 | 9 | 4185 | WD | 0.00033396 | 6.2647e-05 | 6.2647e-05 | 1.6798e-05 | 0.00016563 | 1.5523e-12 | 0.00011415 | 0.00044872 | 0.00044872 | 5.9897e-05 | -7.3828e-07 | -0.001871 | 6.2647e-05 | -1.0482e-05 | 0.00011108 | 3.7742e-05 | 0.00011108 | 0.00011415 | 0 | 0.00011415 | 0.00047113 | 0.00029516 | 0.0002244 | 0.00012618 | 0.00013519 | 0.0001324 | 3.689e-06 | 2.625e-07 | 1.3557e-06 | 1.3557e-06 | 0.00011415 | 0.00011415 | 0.00011415 | 0.00011416 | 0.00011415 | 0.00011415 | 0.0001871 | 0.00015456 | 0.00019377 | 0.00021381 | 0 | 0.00011415 | 0.00011415 | 0.00011415 | 0.00011415 | 0.00039137 | 0.00024645 | 0.00019231 | 0.00016096 | 0.00015071 | 0.00013083 | 0.00015993 | 0.00017343 | 0.00013104 | 0.00010536 | -0.00010878 | -0.00010878
06/24 10:00:00 | 6 | 24 | 10 | 4186 | WD | 0.0004128 | 7.8884e-05 | 7.8884e-05 | 0.0010248 | 9.7634e-05 | 0.00021486 | 0.00011415 | 0.00030594 | 0.00030594 | 4.0839e-05 | -1.9933e-05 | -0.0015323 | 7.8884e-05 | 9.1463e-05 | 0.00011156 | 7.2009e-05 | 0.00011156 | 0.00011415 | 0 | 0.00011415 | 0.00047113 | 0.00029516 | 0.0002244 | 0.00012656 | 0.00013537 | 0.00013265 | 3.4641e-06 | 1.0796e-07 | 1.1787e-06 | 1.1787e-06 | 0.00011415 | 0.00011415 | 0.00011415 | 0.00011416 | 0.00011415 | 0.00011415 | 0.00018706 | 0.00015413 | 0.00019363 | 0.00021381 | 0 | 0.00011415 | 0.00011415 | 0.00011415 | 0.00011415 | 0.00046423 | 0.00024653 | 0.0001952 | 0.00016547 | 0.00015239 | 0.00013076 | 0.0001588 | 0.00017181 | 0.0001337 | 0.00010483 | -0.00010591 | -0.00010591
06/24 11:00:00 | 6 | 24 | 11 | 4187 | WD | 0.00046828 | 5.3734e-05 | 5.3734e-05 | 1.3614e-05 | 0.00014648 | 0.00021991 | 0.00011415 | 0 | 0 | 4.0839e-05 | 0.00035209 | -0.0012174 | 5.3734e-05 | 7.4778e-05 | 0.00011463 | 2.8194e-05 | 0.00011463 | 0.00011415 | 0 | 0.00011415 | 0.00047113 | 0.00029516 | 0.0002244 | 0.00015229 | 0.00013691 | 0.00014166 | 3.9776e-06 | 1.6881e-07 | 1.384e-06 | 1.384e-06 | 0.00011415 | 0.00011415 | 0.00011415 | 0.00011416 | 0.00011415 | 0.00011415 | 0.000187 | 0.00015348 | 0.00019341 | 0.00021381 | 0 | 0.00011415 | 0.00011415 | 0.00011415 | 0.00011415 | 0.00050337 | 0.00024632 | 0.00019712 | 0.00016863 | 0.00015372 | 0.00013109 | 0.00016086 | 0.00017468 | 0.00013317 | 0.00010401 | -0.00010702 | -0.00010702
06/24 12:00:00 | 6 | 24 | 12 | 4188 | WD | 0.00050145 | 5.5418e-05 | 5.5418e-05 | 0.00054694 | 0.00015949 | 0.00021998 | 0.00011415 | 0 | 0 | 4.0839e-05 | 0.00035764 | -0.00093141 | 5.5418e-05 | 7.5958e-05 | 0.00011458 | 2.8639e-05 | 0.00011458 | 0.00011415 | 0 | 0.00011415 | 0.00047113 | 0.00029516 | 0.0002244 | 0.00012717 | 0.00013824 | 0.00013481 | 3.0059e-06 | 3.4689e-07 | 1.1953e-06 | 1.1953e-06 | 0.00011415 | 0.00011415 | 0.00011415 | 0.00011416 | 0.00011415 | 0.00011415 | 0.00018694 | 0.0001532 | 0.00019331 | 0.00021381 | 0 | 0.00011415 | 0.00011415 | 0.00011415 | 0.00011415 | 0.00052473 | 0.00024586 | 0.00024078 | 0.00023784 | 0.00015439 | 0.00013146 | 0.0001647 | 0.00018011 | 0.00014371 | 0.00010351 | -0.00010818 | -0.00010818
06/24 13:00:00 | 6 | 24 | 13 | 4189 | WD | 0.00050347 | 4.7012e-05 | 4.7012e-05 | -0.00052833 | 7.8858e-05 | 0.00021627 | 0.00011415 | 0 | 0 | 4.0839e-05 | 0.00036914 | -0.00070357 | 4.7012e-05 | 7.84e-05 | 0.00011115 | 2.9559e-05 | 0.00011115 | 0.00011415 | 0 | 0.00011415 | 0.00047113 | 0.00029516 | 0.0002244 | 0.00012761 | 0.00014213 | 0.00013764 | 2.937e-06 | 1.1513e-07 | 1.0155e-06 | 1.0155e-06 | 0.00011415 | 0.00011415 | 0.00011415 | 0.00011415 | 0.00011415 | 0.00011415 | 0.00018653 | 0.00015279 | 0.00019317 | 0.00021381 | 0 | 0.00011415 | 0.00011415 | 0.00011415 | 0.00011415 | 0.00052759 | 0.00024525 | 0.00024076 | 0.00023816 | 0.00015114 | 0.00013272 | 0.00016299 | 0.00017703 | 0.00013836 | 0.00010339 | -0.00010877 | -0.00010877
06/24 14:00:00 | 6 | 24 | 14 | 4190 | WD | 0.00047245 | 4.1745e-05 | 4.1745e-05 | 4.4227e-06 | 7.8301e-05 | 0.00022375 | 0.00011415 | 0 | 0 | 4.0839e-05 | 0.00027822 | -0.00053552 | 4.1745e-05 | 5.909e-05 | 0.00011051 | 2.2279e-05 | 0.00011051 | 0.00011415 | 0 | 0.00011415 | 0.00047113 | 0.00029516 | 0.0002244 | 0.00012764 | 0.00014125 | 0.00013705 | 2.8373e-06 | -1.3794e-07 | 8.1133e-07 | 8.1133e-07 | 0.00011415 | 0.00011415 | 0.00011415 | 0.00011415 | 0.00011415 | 0.00011415 | 0.00018548 | 0.00015218 | 0.00019297 | 0.00021381 | 0 | 0.00011415 | 0.00011415 | 0.00011415 | 0.00011415 | 0.00051085 | 0.00024314 | 0.00023926 | 0.00023701 | 0.00015064 | 0.00013222 | 0.00016071 | 0.00017392 | 0.00013376 | 0.00010332 | -0.00011231 | -0.00011231
06/24 15:00:00 | 6 | 24 | 15 | 4191 | WD | 0.00041313 | 3.8145e-05 | 3.8145e-05 | 3.9769e-06 | 7.7739e-05 | 0.00023635 | 0.00011415 | 0 | 0 | 4.0839e-05 | 0.00021778 | -0.00037283 | 3.8145e-05 | 4.6254e-05 | 0.00010956 | 1.7439e-05 | 0.00010956 | 0.00011415 | 0 | 0.00011415 | 0.00047113 | 0.00029516 | 0.0002244 | 0.00012511 | 0.00013853 | 0.00013439 | 2.6816e-06 | 3.7277e-08 | 8.8096e-07 | 8.8096e-07 | 0.00011415 | 0.00011415 | 0.00011415 | 0.00011415 | 0.00011415 | 0.00011415 | 0.00016661 | 0.00015069 | 0.00019246 | 0.00021381 | 0 | 0.00011415 | 0.00011415 | 0.00011415 | 0.00011415 | 0.00042822 | 0.00023592 | 0.0001922 | 0.00016689 | 0.00014003 | 0.00013081 | 0.00016089 | 0.00017485 | 0.00013756 | 0.00010332 | -0.00010908 | -0.00010908
06/24 16:00:00 | 6 | 24 | 16 | 4192 | WD | 0.00033529 | 4.0543e-05 | 4.0543e-05 | 0.00099492 | 0.00010501 | 0.00024949 | 0.00011415 | 0 | 0 | 4.0839e-05 | 0.0001859 | -0.00026736 | 4.0543e-05 | 3.9482e-05 | 0.00011092 | 1.4886e-05 | 0.00011092 | 0.00011415 | 0 | 0.00011415 | 0.00047113 | 0.00029516 | 0.0002244 | 0.00011745 | 0.0001392 | 0.00013248 | 2.5399e-06 | 1.4811e-07 | 9.1121e-07 | 9.1121e-07 | 0.00011415 | 0.00011415 | 0.00011415 | 0.00011415 | 0.00011415 | 0.00011415 | 0.00014779 | 0.00014413 | 0.00015206 | 0.00015611 | 0 | 0.00011415 | 0.00011415 | 0.00011415 | 0.00011415 | 0.00032548 | 0.00021408 | 0.0001538 | 0.00011889 | 0.00012995 | 0.00012907 | 0.00015087 | 0.00016099 | 0.00013839 | 0.00010332 | -0.00010964 | -0.00010964
06/24 17:00:00 | 6 | 24 | 17 | 4193 | WD | 0.00025197 | 5.0424e-05 | 5.0424e-05 | 4.7477e-06 | 0.00012902 | -2.0051e-12 | 0.00011415 | 0.0010984 | 0.0010984 | 4.0839e-05 | -0.00027278 | -0.00015446 | 5.0424e-05 | -5.1157e-05 | 0.00012 | 1.9157e-05 | 0.00012 | 0.00011415 | 0 | 0.00011415 | 0.00045307 | 0.00029516 | 0.0002244 | 0.00011559 | 0.00013901 | 0.00013177 | 2.4743e-06 | 2.954e-08 | 8.0956e-07 | 8.0956e-07 | 0.00011415 | 0.00011415 | 0.00011415 | 0.00011416 | 0.00011415 | 0.00011415 | 0.00012914 | 0.00013924 | 0.00012923 | 0.00012411 | 0 | 0.00011415 | 0.00011415 | 0.00011415 | 0.00011415 | 0.00022785 | 0.0001907 | 0.00012798 | 9.1653e-05 | 0.00012008 | 0.00012753 | 0.00014139 | 0.00014782 | 0.00013774 | 0.00010375 | -0.00011346 | -0.00011346
06/24 18:00:00 | 6 | 24 | 18 | 4194 | WD | 0.00016613 | 6.443e-05 | 6.443e-05 | -0.00022005 | 7.9307e-05 | -7.5459e-13 | 0.00011415 | 0.0011005 | 0.0011005 | 7.0788e-05 | -0.00022071 | -5.4423e-05 | 6.443e-05 | 1.4589e-05 | 0.00013406 | 4.0515e-05 | 0.00013406 | 0.00011415 | 0 | 0.00011415 | 7.242e-05 | 6.5591e-05 | 0.0001126 | 0.00011514 | 0.00013563 | 0.0001293 | 2.3198e-06 | -4.6131e-08 | 7.0872e-07 | 7.0872e-07 | 0.00011415 | 0.00011415 | 0.00011415 | 0.00011416 | 0.00011415 | 0.00011415 | 0.00012867 | 0.00012817 | 0.00011248 | 0.00010446 | 0 | 0.00011415 | 0.00011415 | 0.00011415 | 0.00011415 | 0.00015969 | 0.00014447 | 0.00010011 | 7.4431e-05 | 0.00011745 | 0.00012285 | 0.00011333 | 0.00010892 | 0.00013656 | 0.00010439 | 2.1305e-05 | 2.1305e-05
06/24 19:00:00 | 6 | 24 | 19 | 4195 | WD | 7.529e-05 | 0.00010289 | 0.00010289 | 0.00023977 | 0.00016073 | -3.8268e-13 | 0.00011415 | 0.00082235 | 0.00082235 | 0.00015247 | -0.0001158 | 6.4391e-05 | 0.00010289 | 0.00012969 | 0.00014271 | 7.4863e-05 | 0.00014271 | 0.00011415 | 0 | 0.00011415 | 4.0202e-05 | 6.5591e-05 | 0.0001126 | 0.00012443 | 0.00013272 | 0.00013016 | 2.1642e-06 | -1.1396e-07 | 6.129e-07 | 6.129e-07 | 0.00011415 | 0.00011415 | 0.00011415 | 0.00011416 | 0.00011415 | 0.00011415 | 0.00011028 | 0.00011978 | 0.00010074 | 9.1006e-05 | 0 | 0.00011415 | 0.00011415 | 0.00011415 | 0.00011415 | 7.9653e-05 | 9.9809e-05 | 7.6034e-05 | 6.2266e-05 | 0.00010615 | 0.00011931 | 0.0001073 | 0.00010172 | 0.00012656 | 0.00010511 | 2.2207e-05 | 2.2207e-05
06/24 20:00:00 | 6 | 24 | 20 | 4196 | WD | 0 | 8.2873e-05 | 8.2873e-05 | 0.00017148 | 8.06e-05 | -2.8565e-13 | 0.00011415 | 0.00015326 | 0.00015326 | 0.00021236 | -5.7336e-05 | 8.5179e-05 | 8.2873e-05 | 8.2751e-05 | 0.00014653 | 5.4662e-05 | 0.00014653 | 0.00011415 | 5.7313e-05 | 0.00011415 | 6.2435e-06 | 6.5591e-05 | 0.0001126 | 0.00012278 | 0.00012836 | 0.00012663 | 1.9833e-06 | -1.9067e-07 | 5.0296e-07 | 5.0296e-07 | 0.00011415 | 0.00011415 | 0.00011415 | 0.00011416 | 0.00011415 | 0.00011415 | 0.00010984 | 0.00010452 | 8.5929e-05 | 7.6429e-05 | 3.9149e-05 | 0.00011415 | 0.00011415 | 0.00011415 | 0.00011415 | 1.7974e-05 | 6.2574e-05 | 8.5861e-05 | 9.9346e-05 | 0.00010457 | 0.00011493 | 9.8692e-05 | 9.1162e-05 | 0.0001181 | 0.00010557 | 5.1514e-05 | 5.1514e-05
06/24 21:00:00 | 6 | 24 | 21 | 4197 | WD | 0 | 8.7155e-05 | 8.7155e-05 | -0.0001526 | 0.00015983 | 0 | 0.00011415 | 0 | 0 | 0.00028587 | -3.1281e-05 | 9.827e-05 | 8.7155e-05 | 6.7704e-05 | 0.00014762 | 4.829e-05 | 0.00014762 | 0.00011415 | 0.00022925 | 0.00011415 | 0 | 6.5591e-05 | 0.0001126 | 0.00011606 | 0.00011103 | 0.00011259 | 1.7746e-05 | -1.127e-08 | 5.6543e-06 | 5.6543e-06 | 0.00011415 | 0.00011415 | 0.00011415 | 0.00011415 | 0.00011415 | 0.00011415 | 0.00010924 | 9.2279e-05 | 7.4921e-05 | 6.6052e-05 | 0.00022929 | 0.00011415 | 0.00011415 | 0.00011415 | 0.00011415 | 3.2016e-06 | 4.5412e-05 | 7.0785e-05 | 8.5478e-05 | 0.00010701 | 0.00010906 | 0.00010244 | 9.9363e-05 | 0.00011502 | 0.00010217 | 6.345e-05 | 6.345e-05
06/24 22:00:00 | 6 | 24 | 22 | 4198 | WD | 0 | 7.4723e-05 | 7.4723e-05 | 0.0010046 | 7.9068e-05 | 2.0698e-12 | 0.00011415 | 0 | 0 | 0.00034305 | -1.7198e-05 | 1.7301e-05 | 7.4723e-05 | 6.5377e-05 | 0.00014405 | 4.9219e-05 | 0.00014405 | 0.00011415 | 0.00022925 | 0.00011415 | 0 | 6.5591e-05 | 0.0001118 | 0.0001068 | 0.00010697 | 0.00010692 | 2.4686e-05 | -2.4356e-05 | -8.7087e-06 | -8.7087e-06 | 0.00011415 | 0.00011415 | 0.00011415 | 0.00011415 | 0.00011415 | 0.00011415 | 0.00010883 | 6.9436e-05 | 6.3877e-05 | 6.1037e-05 | 0.00022929 | 0.00011415 | 0.00011415 | 0.00011415 | 0.00011415 | 2.0797e-06 | 3.3003e-05 | 6.2124e-05 | 7.8988e-05 | 0.00010497 | 0.00010042 | 9.7443e-05 | 9.6061e-05 | 0.00011174 | 0.00010183 | -1.7047e-05 | -1.7047e-05
06/24 23:00:00 | 6 | 24 | 23 | 4199 | WD | 0 | 6.1904e-05 | 6.1904e-05 | 3.9838e-06 | 7.7625e-05 | 7.9772e-13 | 0.00011415 | 0 | 0 | 0.00034849 | 0.00047949 | 0 | 6.1904e-05 | 0.00010184 | 0.00013614 | 3.8396e-05 | 0.00013614 | 0.00011415 | 0.00022925 | 0.00011415 | 0 | 6.5591e-05 | 0.0001118 | 0.00013103 | 0.00010679 | 0.00011428 | 2.6269e-05 | -3.4818e-05 | -1.5328e-05 | -1.5328e-05 | 0.00011415 | 0.00011415 | 0.00011415 | 0.00011415 | 0.00011415 | 0.00011415 | 9.9691e-05 | 6.8344e-05 | 6.1493e-05 | 5.7992e-05 | 0.00022929 | 0.00011415 | 0.00011415 | 0.00011415 | 0.00011415 | 1.729e-06 | 2.6771e-05 | 5.7344e-05 | 7.5048e-05 | 9.9599e-05 | 0.00010003 | 9.6386e-05 | 9.4695e-05 | 0.00010986 | 0.00010155 | -1.5428e-05 | -1.5428e-05
06/24 24:00:00 | 6 | 24 | 24 | 4200 | WD | 0 | 4.1268e-05 | 4.1268e-05 | 1.8588e-06 | 7.6353e-05 | -1.3906e-12 | 0.00011415 | 0 | 0 | 0.00023959 | 0.00019215 | 0 | 4.1268e-05 | 4.0809e-05 | 0.00012638 | 1.5386e-05 | 0.00012638 | 0.00011415 | 0.00022925 | 0.00011415 | 0 | 6.5591e-05 | 0.0001118 | 9.9832e-05 | 0.00010653 | 0.00010446 | 2.5965e-05 | -3.2433e-05 | -1.3801e-05 | -1.3801e-05 | 0.00011415 | 0.00011415 | 0.00011415 | 0.00011415 | 0.00011415 | 0.00011415 | 4.5468e-05 | 6.8027e-05 | 5.8924e-05 | 5.4272e-05 | 0.00022929 | 0.00011415 | 0.00011415 | 0.00011415 | 0.00011415 | 1.2032e-06 | 2.496e-05 | 5.3631e-05 | 7.0234e-05 | 7.3908e-05 | 9.9845e-05 | 8.9911e-05 | 8.5303e-05 | 0.00010993 | 0.00010137 | -1.5403e-05 | -1.5403e-05
06/25 01:00:00 | 6 | 25 | 1 | 4201 | WD | 0 | 2.4014e-05 | 2.4014e-05 | 1.0244e-06 | 7.4832e-05 | 0.00025245 | 0.00011415 | 0 | 0 | 0.00013341 | 0 | 0 | 2.4014e-05 | 0 | 9.19e-05 | 0 | 9.19e-05 | 0.00011415 | 0.00022925 | 0.00011415 | 0 | 6.5591e-05 | 0.0001118 | 9.8613e-05 | 0.00010561 | 0.00010344 | 2.6474e-05 | -3.0562e-05 | -1.2364e-05 | -1.2364e-05 | 0.00011415 | 0.00011415 | 0.00011415 | 0.00011415 | 0.00011415 | 0.00011415 | 3.6463e-05 | 6.7924e-05 | 5.8637e-05 | 5.3892e-05 | 0.00022929 | 0.00011415 | 0.00011415 | 0.00011415 | 0.00011415 | 1.2032e-06 | 2.437e-05 | 5.3103e-05 | 6.9742e-05 | 6.8638e-05 | 9.9487e-05 | 8.9525e-05 | 8.4904e-05 | 0.00011051 | 0.00010127 | -1.4832e-05 | -1.4832e-05
06/25 02:00:00 | 6 | 25 | 2 | 4202 | WD | 0 | 1.5162e-05 | 1.5162e-05 | -0.00097016 | 0 | 0.00023244 | 0.00011415 | 0 | 0 | 5.4452e-05 | 0 | 0 | 1.5162e-05 | 0 | 8.5656e-05 | 0 | 8.5656e-05 | 0.00011415 | 0.00022925 | 0.00011415 | 0 | 6.5591e-05 | 0.0001118 | 9.8256e-05 | 0.00010456 | 0.00010261 | 2.7061e-05 | -2.916e-05 | -1.1223e-05 | -1.1223e-05 | 0.00011415 | 0.00011415 | 0.00011415 | 0.00011415 | 0.00011415 | 0.00011415 | 3.6473e-05 | 6.819e-05 | 6.0618e-05 | 5.6748e-05 | 0.00022929 | 0.00011415 | 0.00011415 | 0.00011415 | 0.00011415 | 1.23e-06 | 2.5894e-05 | 5.6002e-05 | 7.3438e-05 | 6.7307e-05 | 9.9198e-05 | 8.9851e-05 | 8.5516e-05 | 0.00011037 | 0.00010116 | -1.0632e-05 | -1.0632e-05
06/25 03:00:00 | 6 | 25 | 3 | 4203 | WD | 0 | 2.2765e-05 | 2.2765e-05 | 0.0009694 | 7.4119e-05 | 0.00022975 | 0.00011415 | 0 | 0 | 2.1781e-05 | 0 | 0 | 2.2765e-05 | 0 | 8.3946e-05 | 0 | 8.3946e-05 | 0.00011415 | 0.00022925 | 0.00011415 | 0 | 6.5591e-05 | 0.0001118 | 9.9128e-05 | 0.0001043 | 0.0001027 | 2.7498e-05 | -2.869e-05 | -1.0763e-05 | -1.0763e-05 | 0.00011415 | 0.00011415 | 0.00011415 | 0.00011415 | 0.00011415 | 0.00011415 | 4.5596e-05 | 6.8975e-05 | 6.1912e-05 | 5.8304e-05 | 0.00022929 | 0.00011415 | 0.00011415 | 0.00011415 | 0.00011415 | 1.5508e-06 | 3.0373e-05 | 5.892e-05 | 7.5451e-05 | 7.2705e-05 | 9.9343e-05 | 9.0069e-05 | 8.5767e-05 | 0.00011036 | 0.00010111 | -1.292e-05 | -1.292e-05
06/25 04:00:00 | 6 | 25 | 4 | 4204 | WD | 0 | 2.3964e-05 | 2.3964e-05 | 1.0595e-07 | 7.419e-05 | 0.00022651 | 0.00011415 | 0 | 0 | 2.1781e-05 | 2.5719e-05 | -0.0032663 | 2.3964e-05 | -1.3831e-06 | 8.2211e-05 | 2.0595e-06 | 8.2211e-05 | 0.00011415 | 0.00022925 | 0.00011415 | 0 | 6.5591e-05 | 0.0001118 | 0.00011184 | 0.0001042 | 0.00010656 | 2.797e-05 | -2.8478e-05 | -1.0467e-05 | -1.0467e-05 | 0.00011415 | 0.00011415 | 0.00011415 | 0.00011415 | 0.00011415 | 0.00011415 | 5.4768e-05 | 7.0282e-05 | 7.6832e-05 | 8.0178e-05 | 0.00022929 | 0.00011415 | 0.00011415 | 0.00011415 | 0.00011415 | 2.0054e-06 | 3.7834e-05 | 7.9583e-05 | 0.00010376 | 7.8398e-05 | 9.9704e-05 | 9.5003e-05 | 9.2823e-05 | 0.00011153 | 0.00010112 | -1.1013e-05 | -1.1013e-05
06/25 05:00:00 | 6 | 25 | 5 | 4205 | WD | 0 | 2.1885e-05 | 2.1885e-05 | 0 | 0 | 0.00021796 | 0.00011415 | 0 | 0 | 6.5342e-05 | 0.00010279 | -0.003081 | 2.1885e-05 | 8.586e-06 | 8.1198e-05 | 8.231e-06 | 8.1198e-05 | 0.00011415 | 0.00011463 | 0.00011415 | 5.3362e-06 | 6.5591e-05 | 0.0001118 | 0.00011477 | 0.00010858 | 0.00011049 | 2.8321e-05 | -2.8841e-05 | -1.0603e-05 | -1.0603e-05 | 0.00011415 | 0.00011415 | 0.00011415 | 0.00011415 | 0.00011415 | 0.00011415 | 9.1181e-05 | 9.2835e-05 | 0.00010215 | 0.0001069 | 0.00011465 | 0.00011415 | 0.00011415 | 0.00011415 | 0.00011415 | 1.0286e-05 | 6.4734e-05 | 0.00011161 | 0.00013875 | 9.4369e-05 | 0.000104 | 9.6574e-05 | 9.3129e-05 | 0.00011081 | 0.0001013 | -1.5064e-05 | -1.5064e-05
06/25 06:00:00 | 6 | 25 | 6 | 4206 | WD | 7.1734e-05 | 3.4572e-05 | 3.4572e-05 | 1.4716e-06 | 7.672e-05 | -1.5577e-12 | 0.00011415 | 0.00030756 | 0.00030756 | 0.00013613 | 0.00012103 | -0.00092738 | 3.4572e-05 | 1.1573e-05 | 8.7512e-05 | 9.6914e-06 | 8.7512e-05 | 0.00011415 | 0 | 0.00011415 | 3.1575e-05 | 6.5591e-05 | 0.0001126 | 0.00011973 | 0.00011513 | 0.00011655 | 1.113e-05 | -7.0281e-07 | 3.0726e-06 | 3.0726e-06 | 0.00011415 | 0.00011415 | 0.00011415 | 0.00011416 | 0.00011415 | 0.00011415 | 0.00012828 | 0.00012306 | 0.00013006 | 0.00013363 | 0 | 0.00011415 | 0.00011415 | 0.00011415 | 0.00011415 | 7.0867e-05 | 0.00010948 | 0.00015171 | 0.00017617 | 0.00011101 | 0.00011324 | 9.9724e-05 | 9.3455e-05 | 0.00010876 | 0.00011207 | 5.3359e-05 | 5.3359e-05
06/25 07:00:00 | 6 | 25 | 7 | 4207 | WD | 0.00016127 | 5.4265e-05 | 5.4265e-05 | 7.5146e-06 | 0.00016175 | 7.5464e-14 | 0.00011415 | 0.000683 | 0.000683 | 0.00015247 | -0.00017176 | 0.00023415 | 5.4265e-05 | -0.00018673 | 9.9871e-05 | 2.3911e-05 | 9.9871e-05 | 0.00011415 | 0 | 0.00011415 | 6.2605e-05 | 6.5591e-05 | 0.0001126 | 0.00011899 | 0.00013238 | 0.00012824 | 5.8167e-06 | 3.7433e-06 | 4.4048e-06 | 4.4048e-06 | 0.00011415 | 0.00011415 | 0.00011415 | 0.00011416 | 0.00011415 | 0.00011415 | 0.000149 | 0.00014024 | 0.00018893 | 0.00021381 | 0 | 0.00011415 | 0.00011415 | 0.00011415 | 0.00011415 | 0.00015892 | 0.0001685 | 0.00015677 | 0.00014997 | 0.00012371 | 0.00012477 | 0.00012269 | 0.00012173 | 0.00012029 | 0.00010801 | -7.2311e-05 | -7.2311e-05
06/25 08:00:00 | 6 | 25 | 8 | 4208 | WD | 0.00024584 | 4.9656e-05 | 4.9656e-05 | 9.1269e-06 | 0.0001652 | 4.7973e-13 | 0.00011415 | 0.00091475 | 0.00091475 | 0.00013613 | -5.4941e-05 | 0.000695 | 4.9656e-05 | -9.3676e-05 | 0.00011103 | 1.5342e-05 | 0.00011103 | 0.00011415 | 0 | 0.00011415 | 0.00023478 | 0.00016398 | 0.0001685 | 0.00012302 | 0.00013497 | 0.00013128 | 5.0187e-06 | 1.1319e-06 | 2.372e-06 | 2.372e-06 | 0.00011415 | 0.00011415 | 0.00011415 | 0.00011416 | 0.00011415 | 0.00011415 | 0.00016895 | 0.00015337 | 0.00019337 | 0.00021381 | 0 | 0.00011415 | 0.00011415 | 0.00011415 | 0.00011415 | 0.00026719 | 0.00022555 | 0.00018124 | 0.00015558 | 0.00013998 | 0.0001301 | 0.00015392 | 0.00016497 | 0.0001314 | 0.00010649 | -0.00010064 | -0.00010064
06/25 09:00:00 | 6 | 25 | 9 | 4209 | WD | 0.00032821 | 5.7112e-05 | 5.7112e-05 | 1.0172e-05 | 0.00013745 | 1.5523e-12 | 0.00011415 | 0.00044872 | 0.00044872 | 5.9897e-05 | -5.7585e-05 | 0.00084514 | 5.7112e-05 | -8.4803e-06 | 0.00011108 | 3.4116e-05 | 0.00011108 | 0.00011415 | 0 | 0.00011415 | 0.00047113 | 0.00029516 | 0.0002244 | 0.00012662 | 0.00013594 | 0.00013306 | 4.6763e-06 | 3.7011e-07 | 1.744e-06 | 1.744e-06 | 0.00011415 | 0.00011415 | 0.00011415 | 0.00011416 | 0.00011415 | 0.00011415 | 0.0001871 | 0.00015456 | 0.00019377 | 0.00021381 | 0 | 0.00011415 | 0.00011415 | 0.00011415 | 0.00011415 | 0.00038799 | 0.00024645 | 0.00019218 | 0.00016076 | 0.0001518 | 0.00013109 | 0.00016002 | 0.00017344 | 0.00013068 | 0.00010536 | -0.00011081 | -0.00011081
06/25 10:00:00 | 6 | 25 | 10 | 4210 | WD | 0.00040715 | 7.2847e-05 | 7.2847e-05 | 0.0010218 | 0.00010993 | 0.00021486 | 0.00011415 | 0.00030594 | 0.00030594 | 4.0839e-05 | -5.4812e-05 | 0.0008748 | 7.2847e-05 | 8.9125e-05 | 0.00011156 | 6.1559e-05 | 0.00011156 | 0.00011415 | 0 | 0.00011415 | 0.00047113 | 0.00029516 | 0.0002244 | 0.00012804 | 0.00013837 | 0.00013518 | 4.371e-06 | 2.8974e-07 | 1.5919e-06 | 1.5919e-06 | 0.00011415 | 0.00011415 | 0.00011415 | 0.00011416 | 0.00011415 | 0.00011415 | 0.00018706 | 0.00015413 | 0.00019363 | 0.00021381 | 0 | 0.00011415 | 0.00011415 | 0.00011415 | 0.00011415 | 0.00046407 | 0.00024653 | 0.00019519 | 0.00016546 | 0.0001553 | 0.00013181 | 0.00015994 | 0.00017299 | 0.00014366 | 0.0001045 | -0.00010834 | -0.00010834
06/25 11:00:00 | 6 | 25 | 11 | 4211 | WD | 0.00046145 | 4.4375e-05 | 4.4375e-05 | -0.0010009 | 0.00016179 | 0.00021991 | 0.00011415 | 0 | 0 | 4.0839e-05 | 0.00015687 | 0.00089156 | 4.4375e-05 | 3.3317e-05 | 0.00011463 | 1.2562e-05 | 0.00011463 | 0.00011415 | 0 | 0.00011415 | 0.00047113 | 0.00029516 | 0.0002244 | 0.00015421 | 0.00014188 | 0.00014569 | 5.7544e-06 | 4.4253e-07 | 2.1373e-06 | 2.1373e-06 | 0.00011415 | 0.00011415 | 0.00011415 | 0.00011415 | 0.00011415 | 0.00011415 | 0.000187 | 0.00015348 | 0.00019341 | 0.00021381 | 0 | 0.00011415 | 0.00011415 | 0.00011415 | 0.00011415 | 0.00050351 | 0.00024632 | 0.00019713 | 0.00016864 | 0.00015852 | 0.00013283 | 0.00016284 | 0.00017676 | 0.00015695 | 0.00010113 | -0.00010988 | -0.00010988
06/25 12:00:00 | 6 | 25 | 12 | 4212 | WD | 0.00048931 | 3.005e-05 | 3.005e-05 | 0.0010072 | 7.975e-05 | 0.00021998 | 0.00011415 | 0 | 0 | 4.0839e-05 | 5.6929e-05 | 0.00087526 | 3.005e-05 | 1.2091e-05 | 0.00011458 | 4.5587e-06 | 0.00011458 | 0.00011415 | 0 | 0.00011415 | 0.00047113 | 0.00029516 | 0.0002244 | 0.00013066 | 0.00014453 | 0.00014024 | 6.3442e-06 | 3.1002e-07 | 2.2352e-06 | 2.2352e-06 | 0.00011415 | 0.00011415 | 0.00011415 | 0.00011415 | 0.00011415 | 0.00011415 | 0.00018694 | 0.0001532 | 0.00019331 | 0.00021381 | 0 | 0.00011415 | 0.00011415 | 0.00011415 | 0.00011415 | 0.00052487 | 0.00024586 | 0.00024079 | 0.00023785 | 0.00016032 | 0.00013369 | 0.00016782 | 0.00018366 | 0.00015924 | 0.0001007 | -0.00011032 | -0.00011032
06/25 13:00:00 | 6 | 25 | 13 | 4213 | WD | 0.00049237 | 3.7619e-05 | 3.7619e-05 | -0.0009901 | 0.00015769 | 0.00021627 | 0.00011415 | 0 | 0 | 4.0839e-05 | 5.3621e-05 | 0.00082318 | 3.7619e-05 | 1.1388e-05 | 0.00011115 | 4.2938e-06 | 0.00011115 | 0.00011415 | 0 | 0.00011415 | 0.00047113 | 0.00029516 | 0.0002244 | 0.00013133 | 0.00014897 | 0.00014352 | 4.7366e-06 | 1.64e-07 | 1.6229e-06 | 1.6229e-06 | 0.00011415 | 0.00011415 | 0.00011415 | 0.00011415 | 0.00011415 | 0.00011415 | 0.00018653 | 0.00015279 | 0.00019317 | 0.00021381 | 0 | 0.00011415 | 0.00011415 | 0.00011415 | 0.00011415 | 0.00052755 | 0.00024525 | 0.00024075 | 0.00023815 | 0.0001587 | 0.00013512 | 0.00016658 | 0.00018117 | 0.00015527 | 0.00010332 | -0.00011084 | -0.00011084
06/25 14:00:00 | 6 | 25 | 14 | 4214 | WD | 0.00046046 | 2.6095e-05 | 2.6095e-05 | 0.00099808 | 7.8309e-05 | 0.00022375 | 0.00011415 | 0 | 0 | 4.0839e-05 | 0 | 0.00044801 | 2.6095e-05 | 0 | 0.00011051 | 0 | 0.00011051 | 0.00011415 | 0 | 0.00011415 | 0.00047113 | 0.00029516 | 0.0002244 | 0.00013158 | 0.00014992 | 0.00014426 | 4.066e-06 | 5.8182e-08 | 1.3369e-06 | 1.3369e-06 | 0.00011415 | 0.00011415 | 0.00011415 | 0.00011415 | 0.00011415 | 0.00011415 | 0.00018548 | 0.00015218 | 0.00019297 | 0.00021381 | 0 | 0.00011415 | 0.00011415 | 0.00011415 | 0.00011415 | 0.00051064 | 0.00024314 | 0.00023925 | 0.00023699 | 0.00015954 | 0.00013528 | 0.00016486 | 0.00017858 | 0.00016685 | 0.00010313 | -0.00011128 | -0.00011128
06/25 15:00:00 | 6 | 25 | 15 | 4215 | WD | 0.00040189 | 2.589e-05 | 2.589e-05 | 3.2887e-06 | 7.7705e-05 | 0.00023635 | 0.00011415 | 0 | 0 | 4.0839e-05 | 0 | 0 | 2.589e-05 | 0 | 0.00010956 | 0 | 0.00010956 | 0.00011415 | 0 | 0.00011415 | 0.00047113 | 0.00029516 | 0.0002244 | 0.00012953 | 0.00014798 | 0.00014228 | 3.4402e-06 | -2.2979e-06 | -4.6712e-07 | -4.6712e-07 | 0.00011415 | 0.00011415 | 0.00011415 | 0.00011415 | 0.00011415 | 0.00011415 | 0.00016661 | 0.00015069 | 0.00019246 | 0.00021381 | 0 | 0.00011415 | 0.00011415 | 0.00011415 | 0.00011415 | 0.00042809 | 0.00023592 | 0.00019219 | 0.00016687 | 0.00014987 | 0.00013416 | 0.00016555 | 0.00018011 | 0.00017024 | 0.00010318 | -0.00011463 | -0.00011463
06/25 16:00:00 | 6 | 25 | 16 | 4216 | WD | 0.00032794 | 2.719e-05 | 2.719e-05 | 3.3988e-06 | 7.7699e-05 | 0.00024949 | 0.00011415 | 0 | 0 | 4.0839e-05 | 0 | 0.00066457 | 2.719e-05 | 0 | 0.00011092 | 0 | 0.00011092 | 0.00011415 | 0 | 0.00011415 | 0.00047113 | 0.00029516 | 0.0002244 | 0.00012096 | 0.00014602 | 0.00013828 | 3.8207e-06 | -8.9233e-07 | 6.1138e-07 | 6.1138e-07 | 0.00011415 | 0.00011415 | 0.00011415 | 0.00011415 | 0.00011415 | 0.00011415 | 0.00014779 | 0.00014413 | 0.00015206 | 0.00015611 | 0 | 0.00011415 | 0.00011415 | 0.00011415 | 0.00011415 | 0.00032543 | 0.00021408 | 0.00015379 | 0.00011888 | 0.00013718 | 0.00013147 | 0.0001547 | 0.00016547 | 0.00015219 | 0.00010332 | -0.00011171 | -0.00011171
06/25 17:00:00 | 6 | 25 | 17 | 4217 | WD | 0.00024669 | 4.2556e-05 | 4.2556e-05 | 4.0122e-06 | 0.00014554 | -2.0051e-12 | 0.00011415 | 0.001099 | 0.001099 | 4.0839e-05 | -4.0163e-05 | 0.00033487 | 4.2556e-05 | -4.1961e-05 | 0.00012 | 5.4637e-06 | 0.00012 | 0.00011415 | 0 | 0.00011415 | 0.0004533 | 0.00029516 | 0.0002244 | 0.00011893 | 0.00014412 | 0.00013633 | 4.6284e-06 | 1.6754e-06 | 2.6176e-06 | 2.6176e-06 | 0.00011415 | 0.00011415 | 0.00011415 | 0.00011415 | 0.00011415 | 0.00011415 | 0.00012914 | 0.00013924 | 0.00012923 | 0.00012411 | 0 | 0.00011415 | 0.00011415 | 0.00011415 | 0.00011415 | 0.00022788 | 0.00019076 | 0.000128 | 9.1651e-05 | 0.00012526 | 0.00012933 | 0.00014435 | 0.00015132 | 0.00014291 | 0.00010332 | -0.00011482 | -0.00011482
06/25 18:00:00 | 6 | 25 | 18 | 4218 | WD | 0.00016212 | 4.8937e-05 | 4.8937e-05 | 9.7649e-06 | 9.0306e-05 | -7.5459e-13 | 0.00011415 | 0.0011017 | 0.0011017 | 7.0788e-05 | -1.5332e-05 | 0.0001315 | 4.8937e-05 | 8.4242e-06 | 0.00013406 | 1.68e-05 | 0.00013406 | 0.00011415 | 0 | 0.00011415 | 7.2502e-05 | 6.5591e-05 | 0.0001126 | 0.00011839 | 0.00013891 | 0.00013257 | 4.8428e-06 | 2.2951e-07 | 1.7014e-06 | 1.7014e-06 | 0.00011415 | 0.00011415 | 0.00011415 | 0.00011415 | 0.00011415 | 0.00011415 | 0.00012867 | 0.00012817 | 0.00011248 | 0.00010446 | 0 | 0.00011415 | 0.00011415 | 0.00011415 | 0.00011415 | 0.00015979 | 0.00014455 | 0.00010015 | 7.4434e-05 | 0.00012211 | 0.00012399 | 0.00011492 | 0.00011072 | 0.00013533 | 0.00010332 | 1.6698e-05 | 1.6698e-05
06/25 19:00:00 | 6 | 25 | 19 | 4219 | WD | 7.2695e-05 | 7.2582e-05 | 7.2582e-05 | 0.001013 | 0.00010569 | -3.8268e-13 | 0.00011415 | 0.00082321 | 0.00082321 | 0.00015247 | -3.4112e-05 | 0 | 7.2582e-05 | 8.6599e-05 | 0.00014271 | 4.0018e-05 | 0.00014271 | 0.00011415 | 0 | 0.00011415 | 4.0244e-05 | 6.5591e-05 | 0.0001126 | 0.00012848 | 0.00013573 | 0.00013349 | 4.629e-06 | -1.2303e-07 | 1.3931e-06 | 1.3931e-06 | 0.00011415 | 0.00011415 | 0.00011415 | 0.00011415 | 0.00011415 | 0.00011415 | 0.00011028 | 0.00011978 | 0.00010074 | 9.1006e-05 | 0 | 0.00011415 | 0.00011415 | 0.00011415 | 0.00011415 | 7.972e-05 | 9.985e-05 | 7.6051e-05 | 6.2269e-05 | 0.00011144 | 0.00012034 | 0.00010878 | 0.00010341 | 0.00013275 | 0.00010336 | 1.6635e-05 | 1.6635e-05
06/25 20:00:00 | 6 | 25 | 20 | 4220 | WD | 0 | 7.3228e-05 | 7.3228e-05 | -0.00099736 | 0.0001357 | -2.8565e-13 | 0.00011415 | 0.00015343 | 0.00015343 | 0.00021236 | -1.0692e-05 | 0.0003121 | 7.3228e-05 | 5.8069e-05 | 0.00014653 | 3.2619e-05 | 0.00014653 | 0.00011415 | 5.7313e-05 | 0.00011415 | 6.2504e-06 | 6.5591e-05 | 0.0001126 | 0.00012581 | 0.00013009 | 0.00012877 | 3.6584e-06 | -2.0415e-07 | 1.0282e-06 | 1.0282e-06 | 0.00011415 | 0.00011415 | 0.00011415 | 0.00011416 | 0.00011415 | 0.00011415 | 0.00010984 | 0.00010452 | 8.5929e-05 | 7.6429e-05 | 3.9149e-05 | 0.00011415 | 0.00011415 | 0.00011415 | 0.00011415 | 1.7983e-05 | 6.2578e-05 | 8.5862e-05 | 9.9346e-05 | 0.00010906 | 0.00011551 | 9.9876e-05 | 9.2623e-05 | 0.00012691 | 0.00010452 | 1.9146e-05 | 1.9146e-05
06/25 21:00:00 | 6 | 25 | 21 | 4221 | WD | 0 | 8.1385e-05 | 8.1385e-05 | 0.0010101 | 0.00015296 | 0 | 0.00011415 | 0 | 0 | 0.00028587 | -4.9135e-06 | 0.0012491 | 8.1385e-05 | 6.1326e-05 | 0.00014762 | 4.1114e-05 | 0.00014762 | 0.00011415 | 0.00022925 | 0.00011415 | 0 | 6.5591e-05 | 0.0001126 | 0.00011713 | 0.00010994 | 0.00011216 | 1.895e-05 | -1.2279e-07 | 5.9625e-06 | 5.9625e-06 | 0.00011415 | 0.00011415 | 0.00011415 | 0.00011415 | 0.00011415 | 0.00011415 | 0.00010924 | 9.2279e-05 | 7.4921e-05 | 6.6052e-05 | 0.00022929 | 0.00011415 | 0.00011415 | 0.00011415 | 0.00011415 | 3.2016e-06 | 4.5412e-05 | 7.0785e-05 | 8.5478e-05 | 0.00010885 | 0.00010868 | 0.00010288 | 0.00010019 | 0.00012074 | 0.00010281 | 4.488e-05 | 4.488e-05
06/25 22:00:00 | 6 | 25 | 22 | 4222 | WD | 0 | 7.3925e-05 | 7.3925e-05 | -0.00076658 | 8.5831e-05 | 2.0698e-12 | 0.00011415 | 0 | 0 | 0.00034305 | -3.0845e-06 | 0.00065318 | 7.3925e-05 | 6.4818e-05 | 0.00014405 | 4.7063e-05 | 0.00014405 | 0.00011415 | 0.00022925 | 0.00011415 | 0 | 6.5591e-05 | 0.0001118 | 0.00010667 | 0.0001038 | 0.00010469 | 2.6107e-05 | -1.9815e-05 | -5.1631e-06 | -5.1631e-06 | 0.00011415 | 0.00011415 | 0.00011415 | 0.00011415 | 0.00011415 | 0.00011415 | 0.00010883 | 6.9436e-05 | 6.3877e-05 | 6.1037e-05 | 0.00022929 | 0.00011415 | 0.00011415 | 0.00011415 | 0.00011415 | 2.0797e-06 | 3.3003e-05 | 6.2124e-05 | 7.8988e-05 | 0.00010545 | 9.9308e-05 | 9.7229e-05 | 9.6264e-05 | 0.00011627 | 0.00010204 | -1.8083e-05 | -1.8083e-05
06/25 23:00:00 | 6 | 25 | 23 | 4223 | WD | 0 | 5.9103e-05 | 5.9103e-05 | 0.00052624 | 7.7604e-05 | 7.9772e-13 | 0.00011415 | 0 | 0 | 0.00034849 | 0.00042974 | 0 | 5.9103e-05 | 9.1271e-05 | 0.00013614 | 3.4412e-05 | 0.00013614 | 0.00011415 | 0.00022925 | 0.00011415 | 0 | 6.5591e-05 | 0.0001118 | 0.00013047 | 0.00010186 | 0.0001107 | 2.7737e-05 | -2.8881e-05 | -1.0816e-05 | -1.0816e-05 | 0.00011415 | 0.00011415 | 0.00011415 | 0.00011415 | 0.00011415 | 0.00011415 | 9.9691e-05 | 6.8344e-05 | 6.1493e-05 | 5.7992e-05 | 0.00022929 | 0.00011415 | 0.00011415 | 0.00011415 | 0.00011415 | 1.729e-06 | 2.6771e-05 | 5.7344e-05 | 7.5048e-05 | 0.00010016 | 9.8291e-05 | 9.5927e-05 | 9.483e-05 | 0.00011519 | 0.00010159 | -1.549e-05 | -1.549e-05
06/25 24:00:00 | 6 | 25 | 24 | 4224 | WD | 0 | 4.2285e-05 | 4.2285e-05 | -8.7814e-05 | 7.6378e-05 | -1.3906e-12 | 0.00011415 | 0 | 0 | 0.00023959 | 0.00021017 | 0 | 4.2285e-05 | 4.4638e-05 | 0.00012638 | 1.683e-05 | 0.00012638 | 0.00011415 | 0.00022925 | 0.00011415 | 0 | 6.5591e-05 | 0.0001118 | 9.8815e-05 | 0.00010105 | 0.00010036 | 2.7403e-05 | -2.6004e-05 | -8.9642e-06 | -8.9642e-06 | 0.00011415 | 0.00011415 | 0.00011415 | 0.00011415 | 0.00011415 | 0.00011415 | 4.5468e-05 | 6.8027e-05 | 5.8924e-05 | 5.4272e-05 | 0.00022929 | 0.00011415 | 0.00011415 | 0.00011415 | 0.00011415 | 1.2032e-06 | 2.496e-05 | 5.3631e-05 | 7.0234e-05 | 7.3015e-05 | 9.7911e-05 | 8.9342e-05 | 8.5367e-05 | 0.00010154 | 0.00010119 | -1.3534e-05 | -1.3534e-05
06/26 01:00:00 | 6 | 26 | 1 | 4225 | WD | 0 | 2.4022e-05 | 2.4022e-05 | 0.00032848 | 7.4912e-05 | 0.00025245 | 0.00011415 | 0 | 0 | 0.00013341 | 0 | 0 | 2.4022e-05 | 0 | 9.19e-05 | 0 | 9.19e-05 | 0.00011415 | 0.00022925 | 0.00011415 | 0 | 6.5591e-05 | 0.0001118 | 9.7072e-05 | 0.00010061 | 9.9519e-05 | 2.7786e-05 | -2.4996e-05 | -8.1558e-06 | -8.1558e-06 | 0.00011415 | 0.00011415 | 0.00011415 | 0.00011415 | 0.00011415 | 0.00011415 | 3.6463e-05 | 6.7924e-05 | 5.8637e-05 | 5.3892e-05 | 0.00022929 | 0.00011415 | 0.00011415 | 0.00011415 | 0.00011415 | 1.2032e-06 | 2.437e-05 | 5.3103e-05 | 6.9742e-05 | 6.6283e-05 | 9.7727e-05 | 8.8934e-05 | 8.4855e-05 | 8.8265e-05 | 0.00010076 | -1.3891e-05 | -1.3891e-05
06/26 02:00:00 | 6 | 26 | 2 | 4226 | WD | 0 | 1.5162e-05 | 1.5162e-05 | 3.6707e-07 | 0 | 0.00023244 | 0.00011415 | 0 | 0 | 5.4452e-05 | 0 | 0 | 1.5162e-05 | -4.7393e-06 | 8.5656e-05 | 0 | 8.5656e-05 | 0.00011415 | 0.00022925 | 0.00011415 | 0 | 6.5591e-05 | 0.0001118 | 9.6727e-05 | 0.00010035 | 9.923e-05 | 2.8211e-05 | -2.4595e-05 | -7.7472e-06 | -7.7472e-06 | 0.00011415 | 0.00011415 | 0.00011415 | 0.00011415 | 0.00011415 | 0.00011415 | 3.6473e-05 | 6.819e-05 | 6.0618e-05 | 5.6748e-05 | 0.00022929 | 0.00011415 | 0.00011415 | 0.00011415 | 0.00011415 | 1.23e-06 | 2.5894e-05 | 5.6002e-05 | 7.3438e-05 | 6.4977e-05 | 9.7714e-05 | 8.9257e-05 | 8.5334e-05 | 8.8308e-05 | 0.00010045 | -1.0349e-05 | -1.0349e-05
06/26 03:00:00 | 6 | 26 | 3 | 4227 | WD | 0 | 3.3427e-05 | 3.3427e-05 | 0 | 7.4154e-05 | 0.00022975 | 0.00011415 | 0 | 0 | 2.1781e-05 | 0.00018946 | -0.0043612 | 3.3427e-05 | 1.5377e-05 | 8.3946e-05 | 1.5172e-05 | 8.3946e-05 | 0.00011415 | 0.00022925 | 0.00011415 | 0 | 6.5591e-05 | 0.0001118 | 9.7484e-05 | 9.9857e-05 | 9.9124e-05 | 2.8725e-05 | -2.399e-05 | -7.1713e-06 | -7.1713e-06 | 0.00011415 | 0.00011415 | 0.00011415 | 0.00011415 | 0.00011415 | 0.00011415 | 4.5596e-05 | 6.8975e-05 | 6.1912e-05 | 5.8304e-05 | 0.00022929 | 0.00011415 | 0.00011415 | 0.00011415 | 0.00011415 | 1.5508e-06 | 3.0373e-05 | 5.892e-05 | 7.5451e-05 | 7.0376e-05 | 9.7777e-05 | 8.9394e-05 | 8.5506e-05 | 8.8296e-05 | 0.00010039 | -1.2939e-05 | -1.2939e-05
06/26 04:00:00 | 6 | 26 | 4 | 4228 | WD | 0 | 3.3634e-05 | 3.3634e-05 | 2.5074e-07 | 0 | 0.00022651 | 0.00011415 | 0 | 0 | 2.1781e-05 | 0.00033741 | -0.0031797 | 3.3634e-05 | 3.2626e-05 | 8.2211e-05 | 2.7018e-05 | 8.2211e-05 | 0.00011415 | 0.00022925 | 0.00011415 | 0 | 6.5591e-05 | 0.0001118 | 0.00015692 | 0.00010059 | 0.000118 | 2.8122e-05 | -2.4645e-05 | -7.8094e-06 | -7.8094e-06 | 0.00011415 | 0.00011415 | 0.00011415 | 0.00011415 | 0.00011415 | 0.00011415 | 5.4768e-05 | 7.0282e-05 | 7.6832e-05 | 8.0178e-05 | 0.00022929 | 0.00011415 | 0.00011415 | 0.00011415 | 0.00011415 | 2.0054e-06 | 3.7834e-05 | 7.9583e-05 | 0.00010376 | 7.6383e-05 | 9.843e-05 | 9.4389e-05 | 9.2515e-05 | 8.8278e-05 | 0.0001005 | -1.0558e-05 | -1.0558e-05
06/26 05:00:00 | 6 | 26 | 5 | 4229 | WD | 0 | 4.7691e-05 | 4.7691e-05 | 4.8537e-07 | 7.468e-05 | 0.00021796 | 0.00011415 | 0 | 0 | 6.5342e-05 | 0.00042082 | -0.0029075 | 4.7691e-05 | 4.2338e-05 | 8.1198e-05 | 3.3697e-05 | 8.1198e-05 | 0.00011415 | 0.00011463 | 0.00011415 | 5.3333e-06 | 6.5591e-05 | 0.0001118 | 0.0001516 | 0.00010592 | 0.00012004 | 2.9897e-05 | -2.5958e-05 | -8.1367e-06 | -8.1367e-06 | 0.00011415 | 0.00011415 | 0.00011415 | 0.00011415 | 0.00011415 | 0.00011415 | 9.1181e-05 | 9.2835e-05 | 0.00010215 | 0.0001069 | 0.00011465 | 0.00011415 | 0.00011415 | 0.00011415 | 0.00011415 | 1.0282e-05 | 6.4733e-05 | 0.00011161 | 0.00013875 | 9.2335e-05 | 0.00010307 | 9.6064e-05 | 9.2817e-05 | 8.8194e-05 | 0.00010076 | -1.4622e-05 | -1.4622e-05
06/26 06:00:00 | 6 | 26 | 6 | 4230 | WD | 7.2341e-05 | 5.065e-05 | 5.065e-05 | 1.4824e-06 | 7.6709e-05 | -1.5577e-12 | 0.00011415 | 0.00030746 | 0.00030746 | 0.00013613 | 0.00040686 | -0.000599 | 5.065e-05 | 4.2359e-05 | 8.7512e-05 | 3.258e-05 | 8.7512e-05 | 0.00011415 | 0 | 0.00011415 | 3.1565e-05 | 6.5591e-05 | 0.0001126 | 0.0001377 | 0.00011277 | 0.00012047 | 1.1659e-05 | -3.5934e-07 | 3.4751e-06 | 3.4751e-06 | 0.00011415 | 0.00011415 | 0.00011415 | 0.00011416 | 0.00011415 | 0.00011415 | 0.00012828 | 0.00012306 | 0.00013006 | 0.00013363 | 0 | 0.00011415 | 0.00011415 | 0.00011415 | 0.00011415 | 7.0847e-05 | 0.00010948 | 0.00015171 | 0.00017617 | 0.00010889 | 0.00011243 | 9.916e-05 | 9.3005e-05 | 8.7042e-05 | 0.00011388 | 7.5053e-05 | 7.5053e-05
06/26 07:00:00 | 6 | 26 | 7 | 4231 | WD | 0.00016308 | 7.211e-05 | 7.211e-05 | 3.4595e-06 | 0.00016169 | 7.5464e-14 | 0.00011415 | 0.00068315 | 0.00068315 | 0.00015247 | -0.00048651 | 0.00052908 | 7.211e-05 | -0.00015647 | 9.9871e-05 | 4.9323e-05 | 9.9871e-05 | 0.00011415 | 0 | 0.00011415 | 6.2619e-05 | 6.5591e-05 | 0.0001126 | 0.00011797 | 0.00012992 | 0.00012622 | 6.217e-06 | 3.6087e-06 | 4.4409e-06 | 4.4409e-06 | 0.00011415 | 0.00011415 | 0.00011415 | 0.00011416 | 0.00011415 | 0.00011415 | 0.000149 | 0.00014024 | 0.00018893 | 0.00021381 | 0 | 0.00011415 | 0.00011415 | 0.00011415 | 0.00011415 | 0.00015897 | 0.00016852 | 0.00015678 | 0.00014998 | 0.00012292 | 0.00012392 | 0.00012194 | 0.00012102 | 0.00011281 | 0.00010905 | -3.7487e-05 | -3.7487e-05
06/26 08:00:00 | 6 | 26 | 8 | 4232 | WD | 0.0002484 | 5.8502e-05 | 5.8502e-05 | 8.275e-06 | 9.434e-05 | 4.7973e-13 | 0.00011415 | 0.00091506 | 0.00091506 | 0.00013613 | -0.00023047 | 0.000932 | 5.8502e-05 | -7.8021e-05 | 0.00011103 | 3.8625e-05 | 0.00011103 | 0.00011415 | 0 | 0.00011415 | 0.00023485 | 0.00016398 | 0.0001685 | 0.00012145 | 0.00013085 | 0.00012794 | 5.459e-06 | 9.1339e-07 | 2.3637e-06 | 2.3637e-06 | 0.00011415 | 0.00011415 | 0.00011415 | 0.00011416 | 0.00011415 | 0.00011415 | 0.00016895 | 0.00015337 | 0.00019337 | 0.00021381 | 0 | 0.00011415 | 0.00011415 | 0.00011415 | 0.00011415 | 0.00026732 | 0.00022559 | 0.00018126 | 0.00015559 | 0.00013837 | 0.00012866 | 0.0001527 | 0.00016386 | 0.00011626 | 0.00010734 | -8.4297e-05 | -8.4297e-05
06/26 09:00:00 | 6 | 26 | 9 | 4233 | WD | 0.00033105 | 7.3477e-05 | 7.3477e-05 | 8.4014e-06 | 0.00015365 | 1.5523e-12 | 0.00011415 | 0.00044872 | 0.00044872 | 5.9897e-05 | -0.00014166 | 0.0010529 | 7.3477e-05 | 1.2636e-05 | 0.00011108 | 5.4966e-05 | 0.00011108 | 0.00011415 | 0 | 0.00011415 | 0.00047113 | 0.00029516 | 0.0002244 | 0.00012515 | 0.00013134 | 0.00012943 | 5.0777e-06 | 2.2119e-07 | 1.7707e-06 | 1.7707e-06 | 0.00011415 | 0.00011415 | 0.00011415 | 0.00011416 | 0.00011415 | 0.00011415 | 0.0001871 | 0.00015456 | 0.00019377 | 0.00021381 | 0 | 0.00011415 | 0.00011415 | 0.00011415 | 0.00011415 | 0.00038815 | 0.00024645 | 0.00019219 | 0.00016076 | 0.00014976 | 0.00012948 | 0.00015882 | 0.00017242 | 0.00012213 | 0.00010607 | -0.00010293 | -0.00010293
06/26 10:00:00 | 6 | 26 | 10 | 4234 | WD | 0.00040873 | 9.447e-05 | 9.447e-05 | 8.7271e-06 | 0.00016403 | 0.00021486 | 0.00011415 | 0.00030594 | 0.00030594 | 4.0839e-05 | -8.9049e-05 | 0.0010562 | 9.447e-05 | 0.00011951 | 0.00011156 | 8.4178e-05 | 0.00011156 | 0.00011415 | 0 | 0.00011415 | 0.00047113 | 0.00029516 | 0.0002244 | 0.00012716 | 0.00013444 | 0.00013219 | 4.7404e-06 | 1.5104e-07 | 1.6153e-06 | 1.6153e-06 | 0.00011415 | 0.00011415 | 0.00011415 | 0.00011416 | 0.00011415 | 0.00011415 | 0.00018706 | 0.00015413 | 0.00019363 | 0.00021381 | 0 | 0.00011415 | 0.00011415 | 0.00011415 | 0.00011415 | 0.00046429 | 0.00024653 | 0.0001952 | 0.00016548 | 0.00015353 | 0.00013045 | 0.00015869 | 0.00017179 | 0.0001303 | 0.00010499 | -0.00010829 | -0.00010829
06/26 11:00:00 | 6 | 26 | 11 | 4235 | WD | 0.00046036 | 5.3127e-05 | 5.3127e-05 | 0.0010139 | 0.00016175 | 0.00021991 | 0.00011415 | 0 | 0 | 4.0839e-05 | 0.00031252 | 0.0010203 | 5.3127e-05 | 6.6375e-05 | 0.00011463 | 2.5025e-05 | 0.00011463 | 0.00011415 | 0 | 0.00011415 | 0.00047113 | 0.00029516 | 0.0002244 | 0.00015458 | 0.00013894 | 0.00014377 | 6.3736e-06 | 3.335e-07 | 2.2606e-06 | 2.2606e-06 | 0.00011415 | 0.00011415 | 0.00011415 | 0.00011415 | 0.00011415 | 0.00011415 | 0.000187 | 0.00015348 | 0.00019341 | 0.00021381 | 0 | 0.00011415 | 0.00011415 | 0.00011415 | 0.00011415 | 0.00050362 | 0.00024632 | 0.00019714 | 0.00016865 | 0.00015807 | 0.0001319 | 0.00016205 | 0.00017604 | 0.00014772 | 0.00010258 | -0.00010965 | -0.00010965
06/26 12:00:00 | 6 | 26 | 12 | 4236 | WD | 0.00048783 | 3.7524e-05 | 3.7524e-05 | -0.00099523 | 7.9728e-05 | 0.00021998 | 0.00011415 | 0 | 0 | 4.0839e-05 | 0.00018982 | 0.0010004 | 3.7524e-05 | 4.0315e-05 | 0.00011458 | 1.52e-05 | 0.00011458 | 0.00011415 | 0 | 0.00011415 | 0.00047113 | 0.00029516 | 0.0002244 | 0.00013194 | 0.00014464 | 0.00014071 | 6.5123e-06 | 6.9802e-07 | 2.5531e-06 | 2.5531e-06 | 0.00011415 | 0.00011415 | 0.00011415 | 0.00011415 | 0.00011415 | 0.00011415 | 0.00018694 | 0.0001532 | 0.00019331 | 0.00021381 | 0 | 0.00011415 | 0.00011415 | 0.00011415 | 0.00011415 | 0.00052485 | 0.00024586 | 0.00024079 | 0.00023785 | 0.00016216 | 0.00013379 | 0.00016762 | 0.00018331 | 0.00016107 | 0.00010175 | -0.00011163 | -0.00011163
06/26 13:00:00 | 6 | 26 | 13 | 4237 | WD | 0.00048598 | 3.2735e-05 | 3.2735e-05 | 0.0010015 | 0.00010359 | 0.00021627 | 0.00011415 | 0 | 0 | 4.0839e-05 | 6.8737e-05 | 0.00094944 | 3.2735e-05 | 1.4599e-05 | 0.00011115 | 5.5042e-06 | 0.00011115 | 0.00011415 | 0 | 0.00011415 | 0.00047113 | 0.00029516 | 0.0002244 | 0.00013369 | 0.00015265 | 0.00014679 | 5.1685e-06 | -6.0426e-07 | 1.2376e-06 | 1.2376e-06 | 0.00011415 | 0.00011415 | 0.00011415 | 0.00011415 | 0.00011415 | 0.00011415 | 0.00018653 | 0.00015279 | 0.00019317 | 0.00021381 | 0 | 0.00011415 | 0.00011415 | 0.00011415 | 0.00011415 | 0.00052755 | 0.00024525 | 0.00024075 | 0.00023815 | 0.0001629 | 0.00013647 | 0.00016784 | 0.00018239 | 0.00016392 | 0.00010107 | -0.00011178 | -0.00011178
06/26 14:00:00 | 6 | 26 | 14 | 4238 | WD | 0.00045675 | 3.2024e-05 | 3.2024e-05 | 3.5943e-06 | 0.00013197 | 0.00022375 | 0.00011415 | 0 | 0 | 4.0839e-05 | 4.3032e-06 | 0.00087463 | 3.2024e-05 | 9.1394e-07 | 0.00011051 | 3.4459e-07 | 0.00011051 | 0.00011415 | 0 | 0.00011415 | 0.00047113 | 0.00029516 | 0.0002244 | 0.00013374 | 0.00015337 | 0.0001473 | 4.2147e-06 | -2.5904e-06 | -4.1921e-07 | -4.1921e-07 | 0.00011415 | 0.00011415 | 0.00011415 | 0.00011415 | 0.00011415 | 0.00011415 | 0.00018548 | 0.00015218 | 0.00019297 | 0.00021381 | 0 | 0.00011415 | 0.00011415 | 0.00011415 | 0.00011415 | 0.00051066 | 0.00024314 | 0.00023925 | 0.00023699 | 0.00016406 | 0.0001365 | 0.00016616 | 0.00017992 | 0.00017032 | 0.00010335 | -0.00011217 | -0.00011217
06/26 15:00:00 | 6 | 26 | 15 | 4239 | WD | 0.00039793 | 2.5889e-05 | 2.5889e-05 | 3.4428e-06 | 7.7698e-05 | 0.00023635 | 0.00011415 | 0 | 0 | 4.0839e-05 | 0 | 0.00021618 | 2.5889e-05 | 0 | 0.00010956 | 0 | 0.00010956 | 0.00011415 | 0 | 0.00011415 | 0.00047113 | 0.00029516 | 0.0002244 | 0.00013145 | 0.0001513 | 0.00014516 | 4.8925e-06 | -1.1525e-06 | 7.7619e-07 | 7.7619e-07 | 0.00011415 | 0.00011415 | 0.00011415 | 0.00011415 | 0.00011415 | 0.00011415 | 0.00016661 | 0.00015069 | 0.00019246 | 0.00021381 | 0 | 0.00011415 | 0.00011415 | 0.00011415 | 0.00011415 | 0.000428 | 0.00023592 | 0.00019219 | 0.00016686 | 0.00015474 | 0.00013546 | 0.00016686 | 0.00018142 | 0.00018426 | 0.00010569 | -0.00011476 | -0.00011476
06/26 16:00:00 | 6 | 26 | 16 | 4240 | WD | 0.00032352 | 2.7186e-05 | 2.7186e-05 | 0.00080418 | 7.7659e-05 | 0.00024949 | 0.00011415 | 0 | 0 | 4.0839e-05 | 0 | 0 | 2.7186e-05 | 0 | 0.00011092 | 0 | 0.00011092 | 0.00011415 | 0 | 0.00011415 | 0.00047113 | 0.00029516 | 0.0002244 | 0.00012358 | 0.00015154 | 0.0001429 | 5.836e-06 | -6.609e-07 | 1.412e-06 | 1.412e-06 | 0.00011415 | 0.00011415 | 0.00011415 | 0.00011415 | 0.00011415 | 0.00011415 | 0.00014779 | 0.00014413 | 0.00015206 | 0.00015611 | 0 | 0.00011415 | 0.00011415 | 0.00011415 | 0.00011415 | 0.00032527 | 0.00021408 | 0.00015379 | 0.00011887 | 0.00014417 | 0.00013349 | 0.00015681 | 0.00016763 | 0.00018012 | 0.00010299 | -0.00011285 | -0.00011285
06/26 17:00:00 | 6 | 26 | 17 | 4241 | WD | 0.00024849 | 3.9279e-05 | 3.9279e-05 | -0.00079567 | 7.8208e-05 | -2.0051e-12 | 0.00011415 | 0.0010989 | 0.0010989 | 4.0839e-05 | -7.9536e-05 | 0.0012344 | 3.9279e-05 | -3.9629e-05 | 0.00012 | 1.0958e-05 | 0.00012 | 0.00011415 | 0 | 0.00011415 | 0.00045329 | 0.00029516 | 0.0002244 | 0.00011902 | 0.00014548 | 0.00013731 | 5.0492e-06 | 1.21e-06 | 2.4349e-06 | 2.4349e-06 | 0.00011415 | 0.00011415 | 0.00011415 | 0.00011415 | 0.00011415 | 0.00011415 | 0.00012914 | 0.00013924 | 0.00012923 | 0.00012411 | 0 | 0.00011415 | 0.00011415 | 0.00011415 | 0.00011415 | 0.00022783 | 0.00019075 | 0.00012799 | 9.1649e-05 | 0.00012655 | 0.00012981 | 0.00014416 | 0.00015081 | 0.00014906 | 0.00010332 | -0.00011588 | -0.00011588
06/26 18:00:00 | 6 | 26 | 18 | 4242 | WD | 0.0001659 | 7.0763e-05 | 7.0763e-05 | 4.9394e-06 | 0.00015853 | -7.5459e-13 | 0.00011415 | 0.0011017 | 0.0011017 | 7.0788e-05 | -3.7979e-05 | 0.0011598 | 7.0763e-05 | 2.9846e-05 | 0.00013406 | 3.7577e-05 | 0.00013406 | 0.00011415 | 0 | 0.00011415 | 7.2504e-05 | 6.5591e-05 | 0.0001126 | 0.00011534 | 0.00013535 | 0.00012916 | 3.8631e-06 | 1.6239e-06 | 2.3383e-06 | 2.3383e-06 | 0.00011415 | 0.00011415 | 0.00011415 | 0.00011415 | 0.00011415 | 0.00011415 | 0.00012867 | 0.00012817 | 0.00011248 | 0.00010446 | 0 | 0.00011415 | 0.00011415 | 0.00011415 | 0.00011415 | 0.00015979 | 0.00014455 | 0.00010015 | 7.4434e-05 | 0.00011756 | 0.00012274 | 0.00011335 | 0.000109 | 0.00012937 | 0.00010351 | 2.0594e-05 | 2.0594e-05
06/26 19:00:00 | 6 | 26 | 19 | 4243 | WD | 7.5597e-05 | 8.6167e-05 | 8.6167e-05 | 0.0010132 | 8.031e-05 | -3.8268e-13 | 0.00011415 | 0.00082839 | 0.00082839 | 0.00015247 | -5.557e-05 | 0.00096891 | 8.6167e-05 | 0.00011507 | 0.00014271 | 6.3186e-05 | 0.00014271 | 0.00011415 | 0 | 0.00011415 | 4.0497e-05 | 6.5591e-05 | 0.0001126 | 0.00011294 | 0.000132 | 0.00012611 | 3.4141e-06 | 2.5852e-07 | 1.2653e-06 | 1.2653e-06 | 0.00011415 | 0.00011415 | 0.00011415 | 0.00011416 | 0.00011415 | 0.00011415 | 0.00011028 | 0.00011978 | 0.00010074 | 9.1006e-05 | 0 | 0.00011415 | 0.00011415 | 0.00011415 | 0.00011415 | 8.0147e-05 | 0.0001001 | 7.6154e-05 | 6.2288e-05 | 0.00010662 | 0.00011905 | 0.00010734 | 0.0001019 | 0.00012242 | 0.0001048 | 2.1749e-05 | 2.1749e-05
06/26 20:00:00 | 6 | 26 | 20 | 4244 | WD | 0 | 9.0639e-05 | 9.0639e-05 | 1.1792e-05 | 0.00016109 | -2.8565e-13 | 0.00011415 | 0.0001634 | 0.0001634 | 0.00021236 | -1.9077e-05 | 0.00076983 | 9.0639e-05 | 8.6034e-05 | 0.00014653 | 5.3572e-05 | 0.00014653 | 0.00011415 | 5.7313e-05 | 0.00011415 | 6.6569e-06 | 6.5591e-05 | 0.0001126 | 0.00011246 | 0.00012806 | 0.00012324 | 3.1699e-06 | -3.9507e-08 | 9.8448e-07 | 9.8448e-07 | 0.00011415 | 0.00011415 | 0.00011415 | 0.00011416 | 0.00011415 | 0.00011415 | 0.00010984 | 0.00010451 | 8.5925e-05 | 7.6429e-05 | 3.9149e-05 | 0.00011415 | 0.00011415 | 0.00011415 | 0.00011415 | 1.88e-05 | 6.2775e-05 | 8.5953e-05 | 9.9374e-05 | 0.00010606 | 0.00011481 | 9.8896e-05 | 9.1515e-05 | 0.000122 | 0.00010525 | 4.316e-05 | 4.316e-05
06/26 21:00:00 | 6 | 26 | 21 | 4245 | WD | 0 | 8.0258e-05 | 8.0258e-05 | 5.1722e-06 | 7.9854e-05 | 0 | 0.00011415 | 0 | 0 | 0.00028587 | -1.1469e-05 | 0.00064126 | 8.0258e-05 | 7.2895e-05 | 0.00014762 | 5.0538e-05 | 0.00014762 | 0.00011415 | 0.00022925 | 0.00011415 | 0 | 6.5591e-05 | 0.0001126 | 0.00010825 | 0.00011101 | 0.00011016 | 1.9316e-05 | 1.5034e-07 | 6.2653e-06 | 6.2653e-06 | 0.00011415 | 0.00011415 | 0.00011415 | 0.00011415 | 0.00011415 | 0.00011415 | 0.00010924 | 9.2279e-05 | 7.4921e-05 | 6.6052e-05 | 0.00022929 | 0.00011415 | 0.00011415 | 0.00011415 | 0.00011415 | 3.2016e-06 | 4.5412e-05 | 7.0785e-05 | 8.5478e-05 | 0.00010798 | 0.00010905 | 0.00010263 | 9.9658e-05 | 0.00012489 | 0.00010244 | 6.0616e-05 | 6.0616e-05
06/26 22:00:00 | 6 | 26 | 22 | 4246 | WD | 0 | 8.1418e-05 | 8.1418e-05 | 8.1154e-06 | 0.000158 | 2.0698e-12 | 0.00011415 | 0 | 0 | 0.00034305 | -6.2888e-06 | 0.00036718 | 8.1418e-05 | 6.4791e-05 | 0.00014405 | 4.6839e-05 | 0.00014405 | 0.00011415 | 0.00022925 | 0.00011415 | 0 | 6.5591e-05 | 0.0001118 | 0.00010783 | 0.00010858 | 0.00010835 | 2.5573e-05 | -2.1777e-05 | -6.6695e-06 | -6.6695e-06 | 0.00011415 | 0.00011415 | 0.00011415 | 0.00011415 | 0.00011415 | 0.00011415 | 0.00010883 | 6.9436e-05 | 6.3877e-05 | 6.1037e-05 | 0.00022929 | 0.00011415 | 0.00011415 | 0.00011415 | 0.00011415 | 2.0797e-06 | 3.3003e-05 | 6.2124e-05 | 7.8988e-05 | 0.0001062 | 0.00010099 | 9.7578e-05 | 9.5994e-05 | 0.00012329 | 0.00010207 | -1.7581e-05 | -1.7581e-05
06/26 23:00:00 | 6 | 26 | 23 | 4247 | WD | 0 | 5.6669e-05 | 5.6669e-05 | 2.8762e-06 | 7.7578e-05 | 7.9772e-13 | 0.00011415 | 0 | 0 | 0.00034849 | 0.00038652 | 0 | 5.6669e-05 | 8.2092e-05 | 0.00013614 | 3.0951e-05 | 0.00013614 | 0.00011415 | 0.00022925 | 0.00011415 | 0 | 6.5591e-05 | 0.0001118 | 0.00013276 | 0.00011105 | 0.00011776 | 2.7083e-05 | -2.9875e-05 | -1.1703e-05 | -1.1703e-05 | 0.00011415 | 0.00011415 | 0.00011415 | 0.00011415 | 0.00011415 | 0.00011415 | 9.9691e-05 | 6.8344e-05 | 6.1493e-05 | 5.7992e-05 | 0.00022929 | 0.00011415 | 0.00011415 | 0.00011415 | 0.00011415 | 1.729e-06 | 2.6771e-05 | 5.7344e-05 | 7.5048e-05 | 0.0001021 | 0.00010153 | 9.6852e-05 | 9.4681e-05 | 0.0001279 | 0.00010194 | -1.6871e-05 | -1.6871e-05
06/26 24:00:00 | 6 | 26 | 24 | 4248 | WD | 0 | 3.9489e-05 | 3.9489e-05 | 1.9163e-06 | 7.6369e-05 | -1.3906e-12 | 0.00011415 | 0 | 0 | 0.00023959 | 0.00016049 | 0 | 3.9489e-05 | 3.4087e-05 | 0.00012638 | 1.2852e-05 | 0.00012638 | 0.00011415 | 0.00022925 | 0.00011415 | 0 | 6.5591e-05 | 0.0001118 | 0.00010156 | 0.00011133 | 0.00010831 | 2.6408e-05 | -2.5171e-05 | -8.7143e-06 | -8.7143e-06 | 0.00011415 | 0.00011415 | 0.00011415 | 0.00011415 | 0.00011415 | 0.00011415 | 4.5468e-05 | 6.8027e-05 | 5.8924e-05 | 5.4272e-05 | 0.00022929 | 0.00011415 | 0.00011415 | 0.00011415 | 0.00011415 | 1.2032e-06 | 2.496e-05 | 5.3631e-05 | 7.0234e-05 | 7.669e-05 | 0.00010154 | 9.048e-05 | 8.5352e-05 | 0.00013233 | 0.00010179 | -1.7002e-05 | -1.7002e-05
06/27 01:00:00 | 6 | 27 | 1 | 4249 | WE | 0 | 1.6216e-05 | 1.6216e-05 | 9.2584e-07 | 0 | 0.00025245 | 0.00011415 | 0 | 0 | 0.00013341 | 0 | 0 | 1.6216e-05 | 0 | 9.281e-05 | 0 | 9.281e-05 | 0.00011415 | 0.00022925 | 0.00011415 | 0 | 1.6398e-05 | 1.3975e-05 | 0.0001045 | 0.00011177 | 0.00010952 | -2.6148e-06 | -2.3691e-05 | -1.6966e-05 | -1.6966e-05 | 0.00011415 | 0.00011415 | 0.00011415 | 0.00011415 | 0.00011415 | 0.00011415 | 9.1034e-05 | 6.7538e-05 | 5.9021e-05 | 5.4669e-05 | 0.00022929 | 0.00011415 | 0.00011415 | 0.00011415 | 0.00011415 | 2.6738e-06 | 2.2169e-05 | 5.2933e-05 | 7.0747e-05 | 9.6475e-05 | 0.00010147 | 9.0342e-05 | 8.5182e-05 | 0.00012614 | 0.00010167 | -1.5893e-05 | -1.5893e-05
06/27 02:00:00 | 6 | 27 | 2 | 4250 | WE | 0 | 2.3124e-05 | 2.3124e-05 | 0 | 7.436e-05 | 0.00023244 | 0.00011415 | 0 | 0 | 5.4452e-05 | 0 | 0 | 2.3124e-05 | 0 | 8.6205e-05 | 0 | 8.6205e-05 | 0.00011415 | 0.00022925 | 0.00011415 | 0 | 1.6398e-05 | 1.3975e-05 | 0.00010424 | 0.00011248 | 0.00010993 | -1.3786e-05 | -2.1196e-05 | -1.8832e-05 | -1.8832e-05 | 0.00011415 | 0.00011415 | 0.00011415 | 0.00011415 | 0.00011415 | 0.00011415 | 9.1034e-05 | 6.7578e-05 | 5.8145e-05 | 5.3326e-05 | 0.00022929 | 0.00011415 | 0.00011415 | 0.00011415 | 0.00011415 | 2.6738e-06 | 2.2396e-05 | 5.1915e-05 | 6.9009e-05 | 9.7816e-05 | 0.00010173 | 8.9993e-05 | 8.4549e-05 | 0.00013302 | 0.00010158 | -1.1337e-05 | -1.1337e-05
06/27 03:00:00 | 6 | 27 | 3 | 4251 | WE | 0 | 2.2821e-05 | 2.2821e-05 | 3.0338e-08 | 7.4148e-05 | 0.00022975 | 0.00011415 | 0 | 0 | 2.1781e-05 | 0 | 0 | 2.2821e-05 | 0 | 8.4304e-05 | 0 | 8.4304e-05 | 0.00011415 | 0.00022925 | 0.00011415 | 0 | 1.6398e-05 | 1.3975e-05 | 0.00010417 | 0.00011341 | 0.00011056 | -1.6894e-05 | -1.4715e-05 | -1.5411e-05 | -1.5411e-05 | 0.00011415 | 0.00011415 | 0.00011415 | 0.00011415 | 0.00011415 | 0.00011415 | 9.1034e-05 | 6.8179e-05 | 5.8423e-05 | 5.3438e-05 | 0.00022929 | 0.00011415 | 0.00011415 | 0.00011415 | 0.00011415 | 2.6738e-06 | 2.5829e-05 | 5.3266e-05 | 6.9154e-05 | 9.8906e-05 | 0.00010224 | 9e-05 | 8.4324e-05 | 0.00014363 | 0.00010098 | -9.2649e-06 | -9.2649e-06
06/27 04:00:00 | 6 | 27 | 4 | 4252 | WE | 0 | 1.4683e-05 | 1.4683e-05 | 0 | 0 | 0.00022651 | 0.00011415 | 0 | 0 | 2.1781e-05 | 0 | -0.0020422 | 1.4683e-05 | 0 | 8.2413e-05 | 0 | 8.2413e-05 | 0.00011415 | 0.00022925 | 0.00011415 | 0 | 1.6398e-05 | 1.3975e-05 | 0.00011646 | 0.00011463 | 0.0001152 | -1.8656e-05 | -6.0554e-06 | -1.0076e-05 | -1.0076e-05 | 0.00011415 | 0.00011415 | 0.00011415 | 0.00011415 | 0.00011415 | 0.00011415 | 9.1034e-05 | 6.9401e-05 | 6.1076e-05 | 5.6823e-05 | 0.00022929 | 0.00011415 | 0.00011415 | 0.00011415 | 0.00011415 | 2.6738e-06 | 3.2805e-05 | 5.8598e-05 | 7.3534e-05 | 9.9889e-05 | 0.00010304 | 9.0769e-05 | 8.5078e-05 | 0.00015176 | 0.00010093 | -9.254e-06 | -9.254e-06
06/27 05:00:00 | 6 | 27 | 5 | 4253 | WE | 0 | 2.4086e-05 | 2.4086e-05 | 6.9154e-07 | 7.4786e-05 | 0.00021796 | 0.00011415 | 0 | 0 | 6.5342e-05 | 0 | -0.0020636 | 2.4086e-05 | 0 | 8.158e-05 | 0 | 8.158e-05 | 0.00011415 | 0.00011463 | 0.00011415 | 1.2783e-06 | 1.6398e-05 | 1.3975e-05 | 0.00011555 | 0.00011834 | 0.00011747 | -2.0418e-05 | -2.6347e-06 | -8.3085e-06 | -8.3085e-06 | 0.00011415 | 0.00011415 | 0.00011415 | 0.00011415 | 0.00011415 | 0.00011415 | 9.1034e-05 | 8.6555e-05 | 7.4558e-05 | 6.8429e-05 | 0.00011465 | 0.00011415 | 0.00011415 | 0.00011415 | 0.00011415 | 9.5925e-06 | 4.997e-05 | 7.4562e-05 | 8.8804e-05 | 9.7052e-05 | 0.00010547 | 8.8448e-05 | 8.0552e-05 | 0.00015173 | 0.000101 | -1.1791e-05 | -1.1791e-05
06/27 06:00:00 | 6 | 27 | 6 | 4254 | WE | 6.6133e-05 | 2.7884e-05 | 2.7884e-05 | 1.603e-06 | 7.701e-05 | -1.5577e-12 | 0.00011415 | 0.00029538 | 0.00029538 | 0.00013613 | 0 | -0.00095433 | 2.7884e-05 | 0 | 8.8117e-05 | 0 | 8.8117e-05 | 0.00011415 | 0 | 0.00011415 | 7.5811e-06 | 1.6398e-05 | 1.4769e-05 | 0.00011612 | 0.0001243 | 0.00012177 | -3.7797e-05 | 6.4834e-06 | -7.6445e-06 | -7.6445e-06 | 0.00011415 | 0.00011415 | 0.00011415 | 0.00011416 | 0.00011415 | 0.00011415 | 9.1034e-05 | 0.00011629 | 9.2593e-05 | 8.0485e-05 | 0 | 0.00011415 | 0.00011415 | 0.00011415 | 0.00011415 | 4.6897e-05 | 8.5888e-05 | 9.8643e-05 | 0.00010603 | 9.4195e-05 | 0.00011436 | 9.4091e-05 | 8.4688e-05 | 0.00014884 | 0.00011209 | 3.1534e-05 | 3.1534e-05
06/27 07:00:00 | 6 | 27 | 7 | 4255 | WE | 0.0001556 | 4.2455e-05 | 4.2455e-05 | 7.9145e-06 | 0.00015401 | 7.5442e-14 | 0.00011415 | 0.00066929 | 0.00066929 | 0.00015247 | -1.5538e-05 | 0.00020615 | 4.2455e-05 | -0.00015584 | 0.00010137 | 7.9524e-06 | 0.00010137 | 0.00011415 | 0 | 0.00011415 | 1.5337e-05 | 1.6398e-05 | 1.4769e-05 | 0.0001128 | 0.00014431 | 0.00013457 | -4.3976e-05 | 3.9888e-06 | -1.1315e-05 | -1.1315e-05 | 0.00011415 | 0.00011415 | 0.00011415 | 0.00011416 | 0.00011415 | 0.00011415 | 9.1034e-05 | 0.00013598 | 0.00010621 | 9.0996e-05 | 0 | 0.00011415 | 0.00011415 | 0.00011415 | 0.00011415 | 9.2478e-05 | 0.00014467 | 0.00013035 | 0.00012206 | 9.6265e-05 | 0.00012754 | 0.00010027 | 8.762e-05 | 0.00016284 | 0.00010793 | -0.00010136 | -0.00010136
06/27 08:00:00 | 6 | 27 | 8 | 4256 | WE | 0.00024208 | 3.8063e-05 | 3.8063e-05 | 1.0058e-05 | 0.00014217 | 4.7973e-13 | 0.00011415 | 0.00091264 | 0.00091264 | 0.00013613 | -1.763e-05 | 0.00060808 | 3.8063e-05 | -0.00010987 | 0.000114 | 1.6906e-06 | 0.000114 | 0.00011415 | 0 | 0.00011415 | 2.3423e-05 | 1.6398e-05 | 1.4769e-05 | 0.00011402 | 0.00014754 | 0.00013718 | -4.9348e-05 | 1.3418e-06 | -1.4831e-05 | -1.4831e-05 | 0.00011415 | 0.00011415 | 0.00011415 | 0.00011416 | 0.00011415 | 0.00011415 | 9.1034e-05 | 0.00014804 | 0.00011622 | 9.9958e-05 | 0 | 0.00011415 | 0.00011415 | 0.00011415 | 0.00011415 | 0.00013985 | 0.00020498 | 0.00016161 | 0.00013649 | 9.9668e-05 | 0.0001326 | 0.00010929 | 9.8481e-05 | 0.00016789 | 0.00010585 | -0.00010997 | -0.00010997
06/27 09:00:00 | 6 | 27 | 9 | 4257 | WE | 0.00032259 | 4.7568e-05 | 4.7568e-05 | 1.147e-05 | 0.00016721 | 1.5523e-12 | 0.00011415 | 0.00044872 | 0.00044872 | 5.9897e-05 | -2.8896e-05 | 0.00076772 | 4.7568e-05 | -3.2917e-05 | 0.00011567 | 1.5076e-05 | 0.00011567 | 0.00011415 | 0 | 0.00011415 | 2.6174e-05 | 1.6398e-05 | 1.4769e-05 | 0.00011559 | 0.00014991 | 0.0001393 | -4.9923e-05 | 6.3657e-07 | -1.5495e-05 | -1.5495e-05 | 0.00011415 | 0.00011415 | 0.00011415 | 0.00011416 | 0.00011415 | 0.00011415 | 9.1034e-05 | 0.00014946 | 0.00011937 | 0.000104 | 0 | 0.00011415 | 0.00011415 | 0.00011415 | 0.00011415 | 0.00018494 | 0.00022463 | 0.00017372 | 0.00014423 | 0.00010221 | 0.00013431 | 0.00011255 | 0.00010246 | 0.00016796 | 0.00010467 | -0.00011084 | -0.00011084
06/27 10:00:00 | 6 | 27 | 10 | 4258 | WE | 0.00039902 | 6.3922e-05 | 6.3922e-05 | 1.0734e-05 | 0.00011817 | 0.00021486 | 0.00011415 | 0.00030594 | 0.00030594 | 4.0839e-05 | -3.8229e-05 | 0.0008139 | 6.3922e-05 | 6.7377e-05 | 0.00011778 | 4.6307e-05 | 0.00011778 | 0.00011415 | 0 | 0.00011415 | 2.6174e-05 | 1.6398e-05 | 1.4769e-05 | 0.0001163 | 0.00015326 | 0.00014184 | -4.6963e-05 | 4.581e-07 | -1.4672e-05 | -1.4672e-05 | 0.00011415 | 0.00011415 | 0.00011415 | 0.00011415 | 0.00011415 | 0.00011415 | 9.1034e-05 | 0.00014938 | 0.00011814 | 0.00010218 | 0 | 0.00011415 | 0.00011415 | 0.00011415 | 0.00011415 | 0.00022119 | 0.00022374 | 0.00017301 | 0.00014364 | 0.0001064 | 0.00013561 | 0.00011241 | 0.00010165 | 0.00017281 | 0.00010356 | -0.00011119 | -0.00011119
06/27 11:00:00 | 6 | 27 | 11 | 4259 | WE | 0.00045601 | 3.8327e-05 | 3.8327e-05 | 0.0010205 | 0.00016385 | 0.00021991 | 0.00011415 | 0 | 0 | 4.0839e-05 | 2.7446e-05 | 0.00080527 | 3.8327e-05 | 5.8292e-06 | 0.00012151 | 2.1978e-06 | 0.00012151 | 0.00011415 | 0 | 0.00011415 | 2.6174e-05 | 1.6398e-05 | 1.4769e-05 | 0.0001414 | 0.00015736 | 0.00015243 | -4.5422e-05 | 7.595e-07 | -1.3975e-05 | -1.3975e-05 | 0.00011415 | 0.00011415 | 0.00011415 | 0.00011415 | 0.00011415 | 0.00011415 | 9.1034e-05 | 0.00014911 | 0.0001139 | 9.5904e-05 | 0 | 0.00011415 | 0.00011415 | 0.00011415 | 0.00011415 | 0.0002416 | 0.00022125 | 0.00016736 | 0.00013615 | 0.00011197 | 0.00013705 | 0.00011383 | 0.00010306 | 0.00017576 | 0.0001016 | -0.00011162 | -0.00011162
06/27 12:00:00 | 6 | 27 | 12 | 4260 | WE | 0.00048385 | 3.6504e-05 | 3.6504e-05 | 9.3674e-06 | 0.00016115 | 0.00021998 | 0.00011415 | 0 | 0 | 4.0839e-05 | 0 | 0.0003456 | 3.6504e-05 | 0 | 0.00012155 | 0 | 0.00012155 | 0.00011415 | 0 | 0.00011415 | 2.6174e-05 | 1.6398e-05 | 1.4769e-05 | 0.00011854 | 0.00016096 | 0.00014785 | -3.5997e-05 | 4.6511e-06 | -8.3179e-06 | -8.3179e-06 | 0.00011415 | 0.00011415 | 0.00011415 | 0.00011415 | 0.00011415 | 0.00011415 | 9.1034e-05 | 0.00014827 | 0.00011155 | 9.2781e-05 | 0 | 0.00011415 | 0.00011415 | 0.00011415 | 0.00011415 | 0.00025218 | 0.00021767 | 0.00016368 | 0.00013242 | 0.00011494 | 0.00013805 | 0.00011333 | 0.00010187 | 0.00016886 | 0.00010045 | -0.00011167 | -0.00011167
06/27 13:00:00 | 6 | 27 | 13 | 4261 | WE | 0.00047884 | 2.7253e-05 | 2.7253e-05 | 4.3606e-06 | 7.9536e-05 | 0.00021627 | 0.00011415 | 0 | 0 | 4.0839e-05 | 0 | 0 | 2.7253e-05 | 0 | 0.00011748 | 0 | 0.00011748 | 0.00011415 | 0 | 0.00011415 | 2.6174e-05 | 1.6398e-05 | 1.4769e-05 | 0.00012261 | 0.00016976 | 0.00015519 | -2.8448e-05 | 5.553e-06 | -5.2952e-06 | -5.2952e-06 | 0.00011415 | 0.00011415 | 0.00011415 | 0.00011415 | 0.00011415 | 0.00011415 | 9.1034e-05 | 0.00014778 | 0.00010773 | 8.7265e-05 | 0 | 0.00011415 | 0.00011415 | 0.00011415 | 0.00011415 | 0.00025436 | 0.00021561 | 0.00015802 | 0.00012466 | 0.00011793 | 0.00014131 | 0.00011289 | 9.9709e-05 | 0.00016306 | 0.0001046 | -0.00011149 | -0.00011149
06/27 14:00:00 | 6 | 27 | 14 | 4262 | WE | 0.00044991 | 3.3797e-05 | 3.3797e-05 | 8.725e-06 | 0.00014291 | 0.00022375 | 0.00011415 | 0 | 0 | 4.0839e-05 | 0 | 0 | 3.3797e-05 | 0 | 0.00011631 | 0 | 0.00011631 | 0.00011415 | 0 | 0.00011415 | 2.6174e-05 | 1.6398e-05 | 1.4769e-05 | 0.0001246 | 0.00017097 | 0.00015664 | -1.9081e-05 | 5.8418e-06 | -2.1098e-06 | -2.1098e-06 | 0.00011415 | 0.00011415 | 0.00011415 | 0.00011415 | 0.00011415 | 0.00011415 | 9.1034e-05 | 0.0001471 | 0.00010447 | 8.269e-05 | 0 | 0.00011415 | 0.00011415 | 0.00011415 | 0.00011415 | 0.0002483 | 0.00021248 | 0.00015246 | 0.0001177 | 0.00012018 | 0.00014178 | 0.00010243 | 8.4183e-05 | 0.00016083 | 0.00012237 | -0.00011493 | -0.00011493
06/27 15:00:00 | 6 | 27 | 15 | 4263 | WE | 0.00039395 | 2.8257e-05 | 2.8257e-05 | 4.4508e-06 | 9.2826e-05 | 0.00023635 | 0.00011415 | 0 | 0 | 4.0839e-05 | 0 | 0 | 2.8257e-05 | 0 | 0.00011474 | 0 | 0.00011474 | 0.00011415 | 0 | 0.00011415 | 2.6174e-05 | 1.6398e-05 | 1.4769e-05 | 0.00012432 | 0.00016697 | 0.00015379 | -1.7993e-05 | 5.9929e-06 | -1.66e-06 | -1.66e-06 | 0.00011415 | 0.00011415 | 0.00011415 | 0.00011415 | 0.00011415 | 0.00011415 | 9.1034e-05 | 0.00014517 | 0.00010162 | 7.9372e-05 | 0 | 0.00011415 | 0.00011415 | 0.00011415 | 0.00011415 | 0.00023164 | 0.00020335 | 0.00014556 | 0.0001121 | 0.00012136 | 0.00013971 | 0.0001004 | 8.2163e-05 | 0.00016125 | 0.00012219 | -0.00011213 | -0.00011213
06/27 16:00:00 | 6 | 27 | 16 | 4264 | WE | 0.00031744 | 2.7957e-05 | 2.7957e-05 | 4.3462e-06 | 7.8111e-05 | 0.00024949 | 0.00011415 | 0 | 0 | 4.0839e-05 | 0 | 0 | 2.7957e-05 | 0 | 0.00011582 | 0 | 0.00011582 | 0.00011415 | 0 | 0.00011415 | 2.6174e-05 | 1.6398e-05 | 1.4769e-05 | 0.00012004 | 0.00016862 | 0.00015361 | -1.7473e-05 | 6.1372e-06 | -1.3958e-06 | -1.3958e-06 | 0.00011415 | 0.00011415 | 0.00011415 | 0.00011415 | 0.00011415 | 0.00011415 | 9.1034e-05 | 0.00014133 | 9.6564e-05 | 7.3692e-05 | 0 | 0.00011415 | 0.00011415 | 0.00011415 | 0.00011415 | 0.00019844 | 0.00018872 | 0.00013433 | 0.00010283 | 0.00012317 | 0.00013939 | 0.00010026 | 8.2117e-05 | 0.00016277 | 0.00013577 | -0.00011239 | -0.00011239
06/27 17:00:00 | 6 | 27 | 17 | 4265 | WE | 0.00023997 | 3.2339e-05 | 3.2339e-05 | 0.0010022 | 7.8698e-05 | -2.0051e-12 | 0.00011415 | 0.001097 | 0.001097 | 4.0839e-05 | 0 | 0 | 3.2339e-05 | 0 | 0.00012479 | 0 | 0.00012479 | 0.00011415 | 0 | 0.00011415 | 2.5139e-05 | 1.6398e-05 | 1.4769e-05 | 0.00011935 | 0.00016367 | 0.00014997 | -9.5744e-06 | 5.9789e-06 | 1.0165e-06 | 1.0165e-06 | 0.00011415 | 0.00011415 | 0.00011415 | 0.00011415 | 0.00011415 | 0.00011415 | 9.1034e-05 | 0.00012573 | 8.8965e-05 | 7.0179e-05 | 0 | 0.00011415 | 0.00011415 | 0.00011415 | 0.00011415 | 0.00015896 | 0.00016248 | 0.0001207 | 9.6501e-05 | 0.00012069 | 0.00013248 | 9.384e-05 | 7.5918e-05 | 0.00016448 | 0.00011519 | -0.00011581 | -0.00011581
06/27 18:00:00 | 6 | 27 | 18 | 4266 | WE | 0.00015698 | 4.5198e-05 | 4.5198e-05 | -0.00017209 | 0.00015977 | -7.5459e-13 | 0.00011415 | 0.0010972 | 0.0010972 | 7.0788e-05 | 0 | 0 | 4.5198e-05 | 0 | 0.00013881 | 0 | 0.00013881 | 0.00011415 | 0 | 0.00011415 | 1.8051e-05 | 1.6398e-05 | 1.4769e-05 | 0.00011775 | 0.00016067 | 0.00014741 | -1.1606e-05 | 5.5333e-06 | 6.4759e-08 | 6.4759e-08 | 0.00011415 | 0.00011415 | 0.00011415 | 0.00011415 | 0.00011415 | 0.00011415 | 9.1034e-05 | 0.00012178 | 8.3191e-05 | 6.3475e-05 | 0 | 0.00011415 | 0.00011415 | 0.00011415 | 0.00011415 | 0.0001119 | 0.00012825 | 0.00010138 | 8.582e-05 | 0.00011895 | 0.00012958 | 9.1686e-05 | 7.4109e-05 | 0.00016457 | 0.00010332 | -1.9762e-05 | -1.9762e-05
06/27 19:00:00 | 6 | 27 | 19 | 4267 | WE | 7.0027e-05 | 4.3213e-05 | 4.3213e-05 | 0.00019475 | 8.7188e-05 | -3.8268e-13 | 0.00011415 | 0.00081989 | 0.00081989 | 0.00015247 | 0 | 0 | 4.3213e-05 | 0 | 0.00014748 | 0 | 0.00014748 | 0.00011415 | 0 | 0.00011415 | 1.002e-05 | 1.6398e-05 | 1.4769e-05 | 0.00013092 | 0.00015835 | 0.00014987 | -1.3315e-05 | 4.2544e-06 | -1.3514e-06 | -1.3514e-06 | 0.00011415 | 0.00011415 | 0.00011415 | 0.00011415 | 0.00011415 | 0.00011415 | 9.1034e-05 | 0.00011699 | 8.0242e-05 | 6.1465e-05 | 0 | 0.00011415 | 0.00011415 | 0.00011415 | 0.00011415 | 6.4787e-05 | 9.1279e-05 | 8.5124e-05 | 8.156e-05 | 0.00011805 | 0.000127 | 9.0117e-05 | 7.3007e-05 | 0.00016421 | 0.00010332 | -2.4267e-05 | -2.4267e-05
06/27 20:00:00 | 6 | 27 | 20 | 4268 | WE | 0 | 5.3298e-05 | 5.3298e-05 | 1.5277e-05 | 0.00015709 | -2.8567e-13 | 0.00011415 | 0.00015289 | 0.00015289 | 0.00021236 | 0 | 0 | 5.3298e-05 | 0 | 0.0001514 | 0 | 0.0001514 | 0.00011415 | 5.7313e-05 | 0.00011415 | 1.5571e-06 | 1.6398e-05 | 1.4769e-05 | 0.00012787 | 0.0001526 | 0.00014496 | -1.9275e-05 | 2.9938e-06 | -4.1113e-06 | -4.1113e-06 | 0.00011415 | 0.00011415 | 0.00011415 | 0.00011415 | 0.00011415 | 0.00011415 | 9.1034e-05 | 0.00010391 | 7.527e-05 | 6.0638e-05 | 3.9149e-05 | 0.00011415 | 0.00011415 | 0.00011415 | 0.00011415 | 1.3543e-05 | 5.8825e-05 | 7.1487e-05 | 7.8819e-05 | 0.00011498 | 0.00012293 | 9.0181e-05 | 7.4989e-05 | 0.00017263 | 0.00010332 | -1.6087e-05 | -1.6087e-05
06/27 21:00:00 | 6 | 27 | 21 | 4269 | WE | 0 | 5.414e-05 | 5.414e-05 | 0.00097281 | 0.00016164 | 0 | 0.00011415 | 0 | 0 | 0.00028587 | 0 | 0 | 5.414e-05 | 0 | 0.00015248 | 0 | 0.00015248 | 0.00011415 | 0.00022925 | 0.00011415 | 0 | 1.6398e-05 | 1.4769e-05 | 0.00011938 | 0.00012935 | 0.00012627 | -1.2376e-05 | 1.5966e-06 | -2.8614e-06 | -2.8614e-06 | 0.00011415 | 0.00011415 | 0.00011415 | 0.00011416 | 0.00011415 | 0.00011415 | 9.1034e-05 | 8.8189e-05 | 6.8193e-05 | 5.7976e-05 | 0.00022929 | 0.00011415 | 0.00011415 | 0.00011415 | 0.00011415 | 2.6738e-06 | 3.8487e-05 | 6.1627e-05 | 7.5027e-05 | 0.00011678 | 0.00011603 | 9.6042e-05 | 8.6771e-05 | 0.00017887 | 0.00010329 | -1.5076e-05 | -1.5076e-05
06/27 22:00:00 | 6 | 27 | 22 | 4270 | WE | 0 | 4.0939e-05 | 4.0939e-05 | -0.00094863 | 7.9805e-05 | 2.0697e-12 | 0.00011415 | 0 | 0 | 0.00034305 | 0 | 0 | 4.0939e-05 | 0 | 0.00014889 | 0 | 0.00014889 | 0.00011415 | 0.00022925 | 0.00011415 | 0 | 1.6398e-05 | 1.3975e-05 | 0.00010909 | 0.00012453 | 0.00011976 | -9.5514e-06 | 1.1872e-06 | -2.239e-06 | -2.239e-06 | 0.00011415 | 0.00011415 | 0.00011415 | 0.00011415 | 0.00011415 | 0.00011415 | 9.1034e-05 | 6.8383e-05 | 6.1574e-05 | 5.8095e-05 | 0.00022929 | 0.00011415 | 0.00011415 | 0.00011415 | 0.00011415 | 2.6738e-06 | 2.6995e-05 | 5.751e-05 | 7.5181e-05 | 0.00011471 | 0.00010622 | 9.2735e-05 | 8.6481e-05 | 0.0001769 | 0.00010315 | -1.4207e-05 | -1.4207e-05
06/27 23:00:00 | 6 | 27 | 23 | 4271 | WE | 0 | 3.6911e-05 | 3.6911e-05 | 3.9022e-06 | 9.1055e-05 | 7.9772e-13 | 0.00011415 | 0 | 0 | 0.00034849 | 0 | 0 | 3.6911e-05 | 0 | 0.00013992 | 0 | 0.00013992 | 0.00011415 | 0.00022925 | 0.00011415 | 0 | 1.6398e-05 | 1.3975e-05 | 0.00013244 | 0.00012356 | 0.0001263 | -1.4347e-05 | 1.6824e-06 | -3.4318e-06 | -3.4318e-06 | 0.00011415 | 0.00011415 | 0.00011415 | 0.00011415 | 0.00011415 | 0.00011415 | 9.1034e-05 | 6.7664e-05 | 6.0585e-05 | 5.6968e-05 | 0.00022929 | 0.00011415 | 0.00011415 | 0.00011415 | 0.00011415 | 2.6738e-06 | 2.2886e-05 | 5.5079e-05 | 7.3722e-05 | 0.00011271 | 0.00010566 | 9.2138e-05 | 8.5866e-05 | 0.0001739 | 0.00010261 | -1.625e-05 | -1.625e-05
06/27 24:00:00 | 6 | 27 | 24 | 4272 | WE | 0 | 3.3069e-05 | 3.3069e-05 | 2.767e-06 | 0.00010032 | -1.3906e-12 | 0.00011415 | 0 | 0 | 0.00023959 | 0 | 0 | 3.3069e-05 | 0 | 0.00012686 | 0 | 0.00012686 | 0.00011415 | 0.00022925 | 0.00011415 | 0 | 1.6398e-05 | 1.3975e-05 | 0.00010747 | 0.00012272 | 0.00011801 | -1.5102e-05 | 3.825e-06 | -2.2137e-06 | -2.2137e-06 | 0.00011415 | 0.00011415 | 0.00011415 | 0.00011415 | 0.00011415 | 0.00011415 | 9.1034e-05 | 6.7637e-05 | 6.0012e-05 | 5.6116e-05 | 0.00022929 | 0.00011415 | 0.00011415 | 0.00011415 | 0.00011415 | 2.6738e-06 | 2.2734e-05 | 5.4326e-05 | 7.262e-05 | 0.00011032 | 0.00010536 | 9.1699e-05 | 8.5363e-05 | 0.00017175 | 0.00010228 | -1.4852e-05 | -1.4852e-05
06/28 01:00:00 | 6 | 28 | 1 | 4273 | WE | 0 | 2.0406e-05 | 2.0406e-05 | 0.00097378 | 3.9525e-05 | 0.00025245 | 0.00011415 | 0 | 0 | 0.00013341 | 0 | 0 | 2.0406e-05 | 0 | 9.281e-05 | 0 | 9.281e-05 | 0.00011415 | 0.00022925 | 0.00011415 | 0 | 1.6398e-05 | 1.3975e-05 | 0.00010634 | 0.00012123 | 0.00011663 | -1.8541e-05 | 3.4811e-06 | -3.5453e-06 | -3.5453e-06 | 0.00011415 | 0.00011415 | 0.00011415 | 0.00011415 | 0.00011415 | 0.00011415 | 9.1034e-05 | 6.758e-05 | 5.8756e-05 | 5.4248e-05 | 0.00022929 | 0.00011415 | 0.00011415 | 0.00011415 | 0.00011415 | 2.6738e-06 | 2.2409e-05 | 5.2676e-05 | 7.0203e-05 | 0.00010701 | 0.00010481 | 8.8148e-05 | 8.0418e-05 | 0.00016573 | 0.00010196 | 1.1478e-05 | 1.1478e-05
06/28 02:00:00 | 6 | 28 | 2 | 4274 | WE | 0 | 2.3117e-05 | 2.3117e-05 | 6.1033e-07 | 7.429e-05 | 0.00023244 | 0.00011415 | 0 | 0 | 5.4452e-05 | 0 | 0 | 2.3117e-05 | 0 | 8.6205e-05 | 0 | 8.6205e-05 | 0.00011415 | 0.00022925 | 0.00011415 | 0 | 1.6398e-05 | 1.3975e-05 | 0.00010439 | 0.00011791 | 0.00011373 | -2.4885e-05 | 8.3227e-07 | -7.3729e-06 | -7.3729e-06 | 0.00011415 | 0.00011415 | 0.00011415 | 0.00011415 | 0.00011415 | 0.00011415 | 9.1034e-05 | 6.7485e-05 | 5.7794e-05 | 5.2843e-05 | 0.00022929 | 0.00011415 | 0.00011415 | 0.00011415 | 0.00011415 | 2.6738e-06 | 2.1869e-05 | 5.1326e-05 | 6.8384e-05 | 0.00010099 | 0.00010362 | 8.7347e-05 | 7.9801e-05 | 0.00014872 | 0.00010187 | 9.6738e-06 | 9.6738e-06
06/28 03:00:00 | 6 | 28 | 3 | 4275 | WE | 0 | 1.4962e-05 | 1.4962e-05 | -0.00041157 | 0 | 0.00022975 | 0.00011415 | 0 | 0 | 2.1781e-05 | 0 | 0 | 1.4962e-05 | 0 | 8.4304e-05 | 0 | 8.4304e-05 | 0.00011415 | 0.00022925 | 0.00011415 | 0 | 1.6398e-05 | 1.3975e-05 | 0.00010301 | 0.00011435 | 0.00011085 | -3.1233e-05 | -9.8154e-06 | -1.6649e-05 | -1.6649e-05 | 0.00011415 | 0.00011415 | 0.00011415 | 0.00011415 | 0.00011415 | 0.00011415 | 9.1034e-05 | 6.7544e-05 | 5.8391e-05 | 5.3714e-05 | 0.00022929 | 0.00011415 | 0.00011415 | 0.00011415 | 0.00011415 | 2.6738e-06 | 2.2203e-05 | 5.2163e-05 | 6.9512e-05 | 9.72e-05 | 0.00010238 | 8.7081e-05 | 7.9985e-05 | 0.00012679 | 0.00010187 | 9.7248e-06 | 9.7248e-06
06/28 04:00:00 | 6 | 28 | 4 | 4276 | WE | 0 | 2.2543e-05 | 2.2543e-05 | 0.00041221 | 7.4159e-05 | 0.00022651 | 0.00011415 | 0 | 0 | 2.1781e-05 | 0 | 0 | 2.2543e-05 | 0 | 8.2413e-05 | 0 | 8.2413e-05 | 0.00011415 | 0.00022925 | 0.00011415 | 0 | 1.6398e-05 | 1.3975e-05 | 0.00011444 | 0.00011247 | 0.00011307 | -3.3444e-05 | -2.0084e-05 | -2.4346e-05 | -2.4346e-05 | 0.00011415 | 0.00011415 | 0.00011415 | 0.00011415 | 0.00011415 | 0.00011415 | 9.1034e-05 | 6.9679e-05 | 5.9002e-05 | 5.3546e-05 | 0.00022929 | 0.00011415 | 0.00011415 | 0.00011415 | 0.00011415 | 2.6738e-06 | 2.4849e-05 | 5.2995e-05 | 6.9294e-05 | 9.6509e-05 | 0.00010236 | 8.7042e-05 | 7.9939e-05 | 0.00012733 | 0.00010172 | 1.3016e-05 | 1.3016e-05
06/28 05:00:00 | 6 | 28 | 5 | 4277 | WE | 0 | 1.8403e-05 | 1.8403e-05 | -0.00097185 | 2.117e-05 | 0.00021796 | 0.00011415 | 0 | 0 | 6.5342e-05 | 0 | -0.0027136 | 1.8403e-05 | 0 | 8.158e-05 | 0 | 8.158e-05 | 0.00011415 | 0.00011463 | 0.00011415 | 1.2775e-06 | 1.6398e-05 | 1.3975e-05 | 0.00011299 | 0.0001143 | 0.0001139 | -3.5661e-05 | -2.2721e-05 | -2.685e-05 | -2.685e-05 | 0.00011415 | 0.00011415 | 0.00011415 | 0.00011415 | 0.00011415 | 0.00011415 | 9.1034e-05 | 8.3971e-05 | 6.7609e-05 | 5.9249e-05 | 0.00011465 | 0.00011415 | 0.00011415 | 0.00011415 | 0.00011415 | 9.5871e-06 | 3.6781e-05 | 6.2181e-05 | 7.689e-05 | 9.2515e-05 | 0.00010327 | 8.3108e-05 | 7.3757e-05 | 0.00012002 | 0.00010156 | 1.0334e-05 | 1.0334e-05
06/28 06:00:00 | 6 | 28 | 6 | 4278 | WE | 6.6277e-05 | 3.2549e-05 | 3.2549e-05 | 0.000988 | 0.00012102 | -1.5577e-12 | 0.00011415 | 0.0002954 | 0.0002954 | 0.00013613 | 0 | -0.0016826 | 3.2549e-05 | 0 | 8.8117e-05 | 0 | 8.8117e-05 | 0.00011415 | 0 | 0.00011415 | 7.5817e-06 | 1.6398e-05 | 1.4769e-05 | 0.00011431 | 0.00012112 | 0.00011901 | -5.2379e-05 | -2.6884e-07 | -1.6895e-05 | -1.6895e-05 | 0.00011415 | 0.00011415 | 0.00011415 | 0.00011415 | 0.00011415 | 0.00011415 | 9.1034e-05 | 0.00011286 | 8.0743e-05 | 6.4334e-05 | 0 | 0.00011415 | 0.00011415 | 0.00011415 | 0.00011415 | 4.6902e-05 | 6.7924e-05 | 7.858e-05 | 8.4751e-05 | 9.0371e-05 | 0.00011034 | 8.101e-05 | 6.7406e-05 | 0.00011947 | 0.00010168 | 1.3826e-05 | 1.3826e-05
06/28 07:00:00 | 6 | 28 | 7 | 4279 | WE | 0.00015559 | 3.0436e-05 | 3.0436e-05 | 5.0788e-06 | 9.3321e-05 | 7.5442e-14 | 0.00011415 | 0.00066963 | 0.00066963 | 0.00015247 | 0 | -0.0012752 | 3.0436e-05 | -0.00016446 | 0.00010137 | 0 | 0.00010137 | 0.00011415 | 0 | 0.00011415 | 1.5345e-05 | 1.6398e-05 | 1.4769e-05 | 0.00011154 | 0.00014134 | 0.00013213 | -5.6989e-05 | 2.5063e-06 | -1.6476e-05 | -1.6476e-05 | 0.00011415 | 0.00011415 | 0.00011415 | 0.00011415 | 0.00011415 | 0.00011415 | 9.1034e-05 | 0.00012753 | 8.9571e-05 | 7.0176e-05 | 0 | 0.00011415 | 0.00011415 | 0.00011415 | 0.00011415 | 9.254e-05 | 0.00011149 | 0.0001005 | 9.4135e-05 | 9.3459e-05 | 0.00012189 | 8.5763e-05 | 6.9005e-05 | 0.0001398 | 0.00010204 | 1.1166e-05 | 1.1166e-05
06/28 08:00:00 | 6 | 28 | 8 | 4280 | WE | 0.00024058 | 3.9518e-05 | 3.9518e-05 | 1.1723e-05 | 0.00016709 | 4.7973e-13 | 0.00011415 | 0.00091299 | 0.00091299 | 0.00013613 | 0 | -0.0008667 | 3.9518e-05 | -8.5387e-05 | 0.000114 | 0 | 0.000114 | 0.00011415 | 0 | 0.00011415 | 2.3432e-05 | 1.6398e-05 | 1.4769e-05 | 0.00011357 | 0.0001466 | 0.00013639 | -5.9949e-05 | 7.1036e-07 | -1.8643e-05 | -1.8643e-05 | 0.00011415 | 0.00011415 | 0.00011415 | 0.00011416 | 0.00011415 | 0.00011415 | 9.1034e-05 | 0.00014105 | 9.65e-05 | 7.3736e-05 | 0 | 0.00011415 | 0.00011415 | 0.00011415 | 0.00011415 | 0.00013993 | 0.00016768 | 0.00012526 | 0.00010069 | 9.805e-05 | 0.00012819 | 8.8425e-05 | 6.998e-05 | 0.0001653 | 0.00010825 | 1.1779e-05 | 1.1779e-05
06/28 09:00:00 | 6 | 28 | 9 | 4281 | WE | 0.00031723 | 3.8447e-05 | 3.8447e-05 | 0.0010402 | 0.00016792 | 1.5523e-12 | 0.00011415 | 0.00044872 | 0.00044872 | 5.9897e-05 | -1.2733e-05 | -0.00058575 | 3.8447e-05 | -5.1829e-05 | 0.00011567 | 1.9831e-06 | 0.00011567 | 0.00011415 | 0 | 0.00011415 | 2.6174e-05 | 1.6398e-05 | 1.4769e-05 | 0.00011713 | 0.00015138 | 0.0001408 | -5.2892e-05 | 3.9432e-07 | -1.6607e-05 | -1.6607e-05 | 0.00011415 | 0.00011415 | 0.00011415 | 0.00011416 | 0.00011415 | 0.00011415 | 9.1034e-05 | 0.00014285 | 9.7577e-05 | 7.4447e-05 | 0 | 0.00011415 | 0.00011415 | 0.00011415 | 0.00011415 | 0.00018503 | 0.00018841 | 0.00013448 | 0.00010325 | 0.00010382 | 0.00013045 | 8.9357e-05 | 7.0295e-05 | 0.00017366 | 0.00010433 | 1.5451e-05 | 1.5451e-05
06/28 10:00:00 | 6 | 28 | 10 | 4282 | WE | 0.00039123 | 5.5301e-05 | 5.5301e-05 | 1.3295e-05 | 0.00016633 | 0.00021486 | 0.00011415 | 0.00030594 | 0.00030594 | 4.0839e-05 | -1.288e-05 | -0.00020591 | 5.5301e-05 | 3.6007e-05 | 0.00011778 | 2.6768e-05 | 0.00011778 | 0.00011415 | 0 | 0.00011415 | 2.6174e-05 | 1.6398e-05 | 1.4769e-05 | 0.00011908 | 0.00015536 | 0.00014415 | -3.9575e-05 | -1.0751e-06 | -1.3359e-05 | -1.3359e-05 | 0.00011415 | 0.00011415 | 0.00011415 | 0.00011416 | 0.00011415 | 0.00011415 | 9.1034e-05 | 0.0001438 | 9.7766e-05 | 7.4243e-05 | 0 | 0.00011415 | 0.00011415 | 0.00011415 | 0.00011415 | 0.00022135 | 0.00019175 | 0.00013642 | 0.00010438 | 0.00010872 | 0.0001326 | 9.006e-05 | 7.0328e-05 | 0.00017609 | 0.00010214 | 1.3035e-05 | 1.3035e-05
06/28 11:00:00 | 6 | 28 | 11 | 4283 | WE | 0.00044486 | 3.6766e-05 | 3.6766e-05 | -0.00015971 | 0.00016369 | 0.00021991 | 0.00011415 | 0 | 0 | 4.0839e-05 | 0 | 0 | 3.6766e-05 | 0 | 0.00012151 | 0 | 0.00012151 | 0.00011415 | 0 | 0.00011415 | 2.6174e-05 | 1.6398e-05 | 1.4769e-05 | 0.00014446 | 0.00015887 | 0.00015442 | -3.3697e-05 | -3.5886e-06 | -1.3195e-05 | -1.3195e-05 | 0.00011415 | 0.00011415 | 0.00011415 | 0.00011415 | 0.00011415 | 0.00011415 | 9.1034e-05 | 0.00014429 | 9.6799e-05 | 7.2535e-05 | 0 | 0.00011415 | 0.00011415 | 0.00011415 | 0.00011415 | 0.00024186 | 0.00019375 | 0.00013627 | 0.00010299 | 0.00011282 | 0.00013404 | 9.02e-05 | 6.9864e-05 | 0.00017959 | 0.00010521 | 1.6773e-05 | 1.6773e-05
06/28 12:00:00 | 6 | 28 | 12 | 4284 | WE | 0.00046938 | 2.7953e-05 | 2.7953e-05 | 0.0001759 | 8.048e-05 | 0.00021998 | 0.00011415 | 0 | 0 | 4.0839e-05 | 0 | 0 | 2.7953e-05 | 0 | 0.00012155 | 0 | 0.00012155 | 0.00011415 | 0 | 0.00011415 | 2.6174e-05 | 1.6398e-05 | 1.4769e-05 | 0.00012271 | 0.00016127 | 0.00014935 | -2.5827e-05 | -2.1478e-06 | -9.7028e-06 | -9.7028e-06 | 0.00011415 | 0.00011415 | 0.00011415 | 0.00011415 | 0.00011415 | 0.00011415 | 9.1034e-05 | 0.00014175 | 9.4766e-05 | 7.0757e-05 | 0 | 0.00011415 | 0.00011415 | 0.00011415 | 0.00011415 | 0.00025262 | 0.00019045 | 0.00013381 | 0.00010101 | 0.00011468 | 0.00013469 | 9.0163e-05 | 6.9508e-05 | 0.00017499 | 9.9481e-05 | 1.3892e-05 | 1.3892e-05
06/28 13:00:00 | 6 | 28 | 13 | 4285 | WE | 0.0004688 | 3.5661e-05 | 3.5661e-05 | 1.0927e-05 | 0.00015886 | 0.00021627 | 0.00011415 | 0 | 0 | 4.0839e-05 | 0 | 0 | 3.5661e-05 | 0 | 0.00011748 | 0 | 0.00011748 | 0.00011415 | 0 | 0.00011415 | 2.6174e-05 | 1.6398e-05 | 1.4769e-05 | 0.00012567 | 0.0001642 | 0.00015229 | -2.6792e-05 | -9.9342e-07 | -9.2245e-06 | -9.2245e-06 | 0.00011415 | 0.00011415 | 0.00011415 | 0.00011415 | 0.00011415 | 0.00011415 | 9.1034e-05 | 0.00013915 | 9.3405e-05 | 7.0029e-05 | 0 | 0.00011415 | 0.00011415 | 0.00011415 | 0.00011415 | 0.00025494 | 0.00018646 | 0.00013175 | 0.00010007 | 0.00011356 | 0.00013507 | 9.0176e-05 | 6.935e-05 | 0.00015418 | 0.00011124 | 1.748e-05 | 1.748e-05
06/28 14:00:00 | 6 | 28 | 14 | 4286 | WE | 0.00043865 | 2.6993e-05 | 2.6993e-05 | 5.5333e-06 | 7.8712e-05 | 0.00022375 | 0.00011415 | 0 | 0 | 4.0839e-05 | 0 | 0 | 2.6993e-05 | 0 | 0.00011631 | 0 | 0.00011631 | 0.00011415 | 0 | 0.00011415 | 2.6174e-05 | 1.6398e-05 | 1.4769e-05 | 0.0001268 | 0.00016098 | 0.00015042 | -2.6745e-05 | -8.1251e-08 | -8.5885e-06 | -8.5885e-06 | 0.00011415 | 0.00011415 | 0.00011415 | 0.00011415 | 0.00011415 | 0.00011415 | 9.1034e-05 | 0.00013361 | 9.3133e-05 | 7.2451e-05 | 0 | 0.00011415 | 0.00011415 | 0.00011415 | 0.00011415 | 0.00024893 | 0.00017881 | 0.00013091 | 0.00010317 | 0.00011404 | 0.00013251 | 8.9845e-05 | 7.0055e-05 | 0.00014674 | 0.00013674 | 1.6519e-05 | 1.6519e-05
06/28 15:00:00 | 6 | 28 | 15 | 4287 | WE | 0.00038349 | 2.6691e-05 | 2.6691e-05 | 5.1851e-06 | 7.8048e-05 | 0.00023635 | 0.00011415 | 0 | 0 | 4.0839e-05 | 0 | 0 | 2.6691e-05 | 0 | 0.00011474 | 0 | 0.00011474 | 0.00011415 | 0 | 0.00011415 | 2.6174e-05 | 1.6398e-05 | 1.4769e-05 | 0.00012681 | 0.00015495 | 0.00014626 | -2.6935e-05 | 4.9712e-07 | -8.2552e-06 | -8.2552e-06 | 0.00011415 | 0.00011415 | 0.00011415 | 0.00011415 | 0.00011415 | 0.00011415 | 9.1034e-05 | 0.00013256 | 9.1594e-05 | 7.0664e-05 | 0 | 0.00011415 | 0.00011415 | 0.00011415 | 0.00011415 | 0.00023259 | 0.00017447 | 0.0001272 | 9.9836e-05 | 0.00011525 | 0.00013027 | 8.8821e-05 | 6.9594e-05 | 0.0001415 | 0.00014937 | 1.8257e-05 | 1.8257e-05
06/28 16:00:00 | 6 | 28 | 16 | 4288 | WE | 0.00031183 | 3.6209e-05 | 3.6209e-05 | 0.00099835 | 0.00015597 | 0.00024949 | 0.00011415 | 0 | 0 | 4.0839e-05 | 0 | 0 | 3.6209e-05 | 0 | 0.00011582 | 0 | 0.00011582 | 0.00011415 | 0 | 0.00011415 | 2.6174e-05 | 1.6398e-05 | 1.4769e-05 | 0.00012045 | 0.00014925 | 0.00014035 | -2.6876e-05 | 8.5035e-07 | -7.9959e-06 | -7.9959e-06 | 0.00011415 | 0.00011415 | 0.00011415 | 0.00011415 | 0.00011415 | 0.00011415 | 9.1034e-05 | 0.00012705 | 8.7621e-05 | 6.7472e-05 | 0 | 0.00011415 | 0.00011415 | 0.00011415 | 0.00011415 | 0.00019943 | 0.00016507 | 0.00012018 | 9.419e-05 | 0.00011474 | 0.00012646 | 8.7236e-05 | 6.9044e-05 | 0.00014529 | 0.00014338 | 2.0888e-05 | 2.0888e-05
06/28 17:00:00 | 6 | 28 | 17 | 4289 | WE | 0.00023236 | 3.2325e-05 | 3.2325e-05 | 6.411e-06 | 7.8566e-05 | -2.0051e-12 | 0.00011415 | 0.0010995 | 0.0010995 | 4.0839e-05 | 0 | 0 | 3.2325e-05 | 0 | 0.00012479 | 0 | 0.00012479 | 0.00011415 | 0 | 0.00011415 | 2.5195e-05 | 1.6398e-05 | 1.4769e-05 | 0.00012049 | 0.00014565 | 0.00013788 | -1.7028e-05 | 1.082e-06 | -4.696e-06 | -4.696e-06 | 0.00011415 | 0.00011415 | 0.00011415 | 0.00011415 | 0.00011415 | 0.00011415 | 9.1034e-05 | 0.0001149 | 8.0897e-05 | 6.3525e-05 | 0 | 0.00011415 | 0.00011415 | 0.00011415 | 0.00011415 | 0.00015969 | 0.00014468 | 0.00010839 | 8.7376e-05 | 0.00011496 | 0.00012091 | 8.4921e-05 | 6.8228e-05 | 0.00014604 | 0.00012905 | 1.6986e-05 | 1.6986e-05
06/28 18:00:00 | 6 | 28 | 18 | 4290 | WE | 0.00015124 | 3.6711e-05 | 3.6711e-05 | -0.00082772 | 7.9694e-05 | -7.5459e-13 | 0.00011415 | 0.0011033 | 0.0011033 | 7.0788e-05 | 0 | 0 | 3.6711e-05 | 0 | 0.00013881 | 0 | 0.00013881 | 0.00011415 | 0 | 0.00011415 | 1.8152e-05 | 1.6398e-05 | 1.4769e-05 | 0.00012045 | 0.00014274 | 0.00013585 | -1.4116e-05 | 8.8126e-07 | -3.9037e-06 | -3.9037e-06 | 0.00011415 | 0.00011415 | 0.00011415 | 0.00011415 | 0.00011415 | 0.00011415 | 9.1034e-05 | 0.00010937 | 7.7361e-05 | 6.1008e-05 | 0 | 0.00011415 | 0.00011415 | 0.00011415 | 0.00011415 | 0.00011262 | 0.0001095 | 9.2405e-05 | 8.2507e-05 | 0.00011524 | 0.00011768 | 8.359e-05 | 6.7781e-05 | 0.00014357 | 0.00011772 | 1.6447e-05 | 1.6447e-05
06/28 19:00:00 | 6 | 28 | 19 | 4291 | WE | 6.6814e-05 | 5.1147e-05 | 5.1147e-05 | 0.00085971 | 0.00016204 | -3.8268e-13 | 0.00011415 | 0.00082455 | 0.00082455 | 0.00015247 | 0 | 0 | 5.1147e-05 | 0 | 0.00014748 | 0 | 0.00014748 | 0.00011415 | 0 | 0.00011415 | 1.0077e-05 | 1.6398e-05 | 1.4769e-05 | 0.00013351 | 0.00013713 | 0.00013601 | -1.2991e-05 | 2.7749e-06 | -2.2553e-06 | -2.2553e-06 | 0.00011415 | 0.00011415 | 0.00011415 | 0.00011415 | 0.00011415 | 0.00011415 | 9.1034e-05 | 0.00010234 | 7.4933e-05 | 6.0927e-05 | 0 | 0.00011415 | 0.00011415 | 0.00011415 | 0.00011415 | 6.5334e-05 | 7.3154e-05 | 7.8037e-05 | 8.0864e-05 | 0.000113 | 0.00011281 | 8.2145e-05 | 6.792e-05 | 0.00014367 | 0.00010226 | 1.9111e-05 | 1.9111e-05
06/28 20:00:00 | 6 | 28 | 20 | 4292 | WE | 0 | 5.3895e-05 | 5.3895e-05 | 2.0144e-05 | 0.00016272 | -2.8567e-13 | 0.00011415 | 0.00015368 | 0.00015368 | 0.00021236 | 0 | 0 | 5.3895e-05 | 0 | 0.0001514 | 0 | 0.0001514 | 0.00011415 | 5.7313e-05 | 0.00011415 | 1.5651e-06 | 1.6398e-05 | 1.4769e-05 | 0.00013003 | 0.00013114 | 0.00013079 | -1.1584e-05 | 5.9331e-07 | -3.2918e-06 | -3.2918e-06 | 0.00011415 | 0.00011415 | 0.00011415 | 0.00011415 | 0.00011415 | 0.00011415 | 9.1034e-05 | 9.0703e-05 | 6.9062e-05 | 5.8004e-05 | 3.9149e-05 | 0.00011415 | 0.00011415 | 0.00011415 | 0.00011415 | 1.3599e-05 | 4.0436e-05 | 6.2577e-05 | 7.5398e-05 | 0.00010829 | 0.00010909 | 8.216e-05 | 6.9668e-05 | 0.00013838 | 0.00010332 | 1.547e-05 | 1.547e-05
06/28 21:00:00 | 6 | 28 | 21 | 4293 | WE | 0 | 4.5558e-05 | 4.5558e-05 | 0.0010174 | 8.0669e-05 | 0 | 0.00011415 | 0 | 0 | 0.00028587 | 0 | 0 | 4.5558e-05 | 0 | 0.00015248 | 0 | 0.00015248 | 0.00011415 | 0.00022925 | 0.00011415 | 0 | 1.6398e-05 | 1.4769e-05 | 0.00011967 | 0.00010663 | 0.00011066 | -1.08e-05 | 9.2458e-10 | -3.4453e-06 | -3.4453e-06 | 0.00011415 | 0.00011415 | 0.00011415 | 0.00011415 | 0.00011415 | 0.00011415 | 9.1034e-05 | 7.192e-05 | 6.0961e-05 | 5.5362e-05 | 0.00022929 | 0.00011415 | 0.00011415 | 0.00011415 | 0.00011415 | 2.6738e-06 | 2.9495e-05 | 5.6187e-05 | 7.1643e-05 | 0.00010861 | 0.00010102 | 8.7802e-05 | 8.167e-05 | 0.00013224 | 0.00010315 | 2.0295e-05 | 2.0295e-05
06/28 22:00:00 | 6 | 28 | 22 | 4294 | WE | 0 | 4.9371e-05 | 4.9371e-05 | 7.7265e-06 | 0.00015936 | 2.0697e-12 | 0.00011415 | 0 | 0 | 0.00034305 | 0 | 0 | 4.9371e-05 | 0 | 0.00014889 | 0 | 0.00014889 | 0.00011415 | 0.00022925 | 0.00011415 | 0 | 1.6398e-05 | 1.3975e-05 | 0.00010771 | 0.00010433 | 0.00010538 | -1.1069e-05 | -6.2303e-07 | -3.9558e-06 | -3.9558e-06 | 0.00011415 | 0.00011415 | 0.00011415 | 0.00011415 | 0.00011415 | 0.00011415 | 9.1034e-05 | 6.8193e-05 | 5.8822e-05 | 5.4034e-05 | 0.00022929 | 0.00011415 | 0.00011415 | 0.00011415 | 0.00011415 | 2.6738e-06 | 2.591e-05 | 5.3784e-05 | 6.9926e-05 | 0.00010449 | 9.9041e-05 | 8.6763e-05 | 8.1068e-05 | 0.00013215 | 0.00010332 | 1.786e-05 | 1.786e-05
06/28 23:00:00 | 6 | 28 | 23 | 4295 | WE | 0 | 3.5531e-05 | 3.5531e-05 | -0.00012924 | 7.8029e-05 | 7.9772e-13 | 0.00011415 | 0 | 0 | 0.00034849 | 0 | 0 | 3.5531e-05 | 0 | 0.00013992 | 0 | 0.00013992 | 0.00011415 | 0.00022925 | 0.00011415 | 0 | 1.6398e-05 | 1.3975e-05 | 0.00013142 | 0.00010334 | 0.00011202 | -1.1602e-05 | -2.2014e-06 | -5.2009e-06 | -5.2009e-06 | 0.00011415 | 0.00011415 | 0.00011415 | 0.00011415 | 0.00011415 | 0.00011415 | 9.1034e-05 | 6.8114e-05 | 5.8122e-05 | 5.3017e-05 | 0.00022929 | 0.00011415 | 0.00011415 | 0.00011415 | 0.00011415 | 2.6738e-06 | 2.5458e-05 | 5.2785e-05 | 6.8609e-05 | 0.00010301 | 9.8666e-05 | 8.6281e-05 | 8.0536e-05 | 0.00012621 | 0.00010326 | 1.7213e-05 | 1.7213e-05
06/28 24:00:00 | 6 | 28 | 24 | 4296 | WE | 0 | 3.0574e-05 | 3.0574e-05 | 0.0006965 | 7.6776e-05 | -1.3906e-12 | 0.00011415 | 0 | 0 | 0.00023959 | 0 | 0 | 3.0574e-05 | 0 | 0.00012686 | 0 | 0.00012686 | 0.00011415 | 0.00022925 | 0.00011415 | 0 | 1.6398e-05 | 1.3975e-05 | 0.00010499 | 0.00010234 | 0.00010316 | -1.3506e-05 | -6.8148e-06 | -8.9496e-06 | -8.9496e-06 | 0.00011415 | 0.00011415 | 0.00011415 | 0.00011415 | 0.00011415 | 0.00011415 | 9.1034e-05 | 6.7729e-05 | 5.9644e-05 | 5.5513e-05 | 0.00022929 | 0.00011415 | 0.00011415 | 0.00011415 | 0.00011415 | 2.6738e-06 | 2.3262e-05 | 5.4025e-05 | 7.184e-05 | 0.00010169 | 9.8197e-05 | 8.6497e-05 | 8.107e-05 | 0.00012608 | 0.00010276 | 1.8821e-05 | 1.8821e-05
06/29 01:00:00 | 6 | 29 | 1 | 4297 | WD | 0 | 2.3999e-05 | 2.3999e-05 | -0.00054767 | 7.4693e-05 | 0.00025245 | 0.00011415 | 0 | 0 | 0.00013341 | 0 | 0 | 2.3999e-05 | 0 | 9.19e-05 | 0 | 9.19e-05 | 0.00011415 | 0.00022925 | 0.00011415 | 0 | 6.5591e-05 | 0.0001118 | 9.9881e-05 | 0.0001024 | 0.00010162 | 9.5896e-06 | -1.1217e-05 | -4.5788e-06 | -4.5788e-06 | 0.00011415 | 0.00011415 | 0.00011415 | 0.00011415 | 0.00011415 | 0.00011415 | 3.6463e-05 | 6.7924e-05 | 5.8637e-05 | 5.3892e-05 | 0.00022929 | 0.00011415 | 0.00011415 | 0.00011415 | 0.00011415 | 1.2032e-06 | 2.437e-05 | 5.3103e-05 | 6.9742e-05 | 7.6096e-05 | 9.8357e-05 | 9.2391e-05 | 8.9624e-05 | 0.00013707 | 0.00010231 | -3.3263e-05 | -3.3263e-05
06/29 02:00:00 | 6 | 29 | 2 | 4298 | WD | 0 | 1.5162e-05 | 1.5162e-05 | 7.4398e-07 | 0 | 0.00023244 | 0.00011415 | 0 | 0 | 5.4452e-05 | 0 | 0 | 1.5162e-05 | 0 | 8.5656e-05 | 0 | 8.5656e-05 | 0.00011415 | 0.00022925 | 0.00011415 | 0 | 6.5591e-05 | 0.0001118 | 9.979e-05 | 0.00010258 | 0.00010172 | 1.8337e-05 | -1.4869e-05 | -4.2746e-06 | -4.2746e-06 | 0.00011415 | 0.00011415 | 0.00011415 | 0.00011415 | 0.00011415 | 0.00011415 | 3.6473e-05 | 6.819e-05 | 6.0618e-05 | 5.6748e-05 | 0.00022929 | 0.00011415 | 0.00011415 | 0.00011415 | 0.00011415 | 1.23e-06 | 2.5894e-05 | 5.6002e-05 | 7.3438e-05 | 7.2793e-05 | 9.8502e-05 | 9.1013e-05 | 8.7539e-05 | 0.00013474 | 0.00010202 | -1.6702e-05 | -1.6702e-05
06/29 03:00:00 | 6 | 29 | 3 | 4299 | WD | 0 | 2.2751e-05 | 2.2751e-05 | 0 | 7.3982e-05 | 0.00022975 | 0.00011415 | 0 | 0 | 2.1781e-05 | 0 | 0 | 2.2751e-05 | 0 | 8.3946e-05 | 0 | 8.3946e-05 | 0.00011415 | 0.00022925 | 0.00011415 | 0 | 6.5591e-05 | 0.0001118 | 0.00010042 | 0.00010328 | 0.0001024 | 1.9756e-05 | -1.803e-05 | -5.9744e-06 | -5.9744e-06 | 0.00011415 | 0.00011415 | 0.00011415 | 0.00011415 | 0.00011415 | 0.00011415 | 4.5596e-05 | 6.8975e-05 | 6.1912e-05 | 5.8304e-05 | 0.00022929 | 0.00011415 | 0.00011415 | 0.00011415 | 0.00011415 | 1.5508e-06 | 3.0373e-05 | 5.892e-05 | 7.5451e-05 | 7.6947e-05 | 9.8985e-05 | 9.1121e-05 | 8.7474e-05 | 0.00013097 | 0.00010183 | -1.7973e-05 | -1.7973e-05
06/29 04:00:00 | 6 | 29 | 4 | 4300 | WD | 0 | 1.4654e-05 | 1.4654e-05 | 2.457e-07 | 0 | 0.00022651 | 0.00011415 | 0 | 0 | 2.1781e-05 | 0 | 0 | 1.4654e-05 | 0 | 8.2211e-05 | 0 | 8.2211e-05 | 0.00011415 | 0.00022925 | 0.00011415 | 0 | 6.5591e-05 | 0.0001118 | 0.00011332 | 0.00010375 | 0.00010671 | 2.0823e-05 | -2.1669e-05 | -8.1118e-06 | -8.1118e-06 | 0.00011415 | 0.00011415 | 0.00011415 | 0.00011415 | 0.00011415 | 0.00011415 | 5.4768e-05 | 7.0282e-05 | 7.6832e-05 | 8.0178e-05 | 0.00022929 | 0.00011415 | 0.00011415 | 0.00011415 | 0.00011415 | 2.0054e-06 | 3.7834e-05 | 7.9583e-05 | 0.00010376 | 8.1635e-05 | 9.9543e-05 | 9.6031e-05 | 9.4402e-05 | 0.00012747 | 0.0001017 | -1.8908e-05 | -1.8908e-05
06/29 05:00:00 | 6 | 29 | 5 | 4301 | WD | 0 | 2.4006e-05 | 2.4006e-05 | 0 | 7.4562e-05 | 0.00021796 | 0.00011415 | 0 | 0 | 6.5342e-05 | 0 | -0.0004434 | 2.4006e-05 | 0 | 8.1198e-05 | 0 | 8.1198e-05 | 0.00011415 | 0.00011463 | 0.00011415 | 5.1107e-06 | 6.5591e-05 | 0.0001118 | 0.00011688 | 0.00010891 | 0.00011138 | 2.1966e-05 | -2.0233e-05 | -6.7688e-06 | -6.7688e-06 | 0.00011415 | 0.00011415 | 0.00011415 | 0.00011415 | 0.00011415 | 0.00011415 | 9.1181e-05 | 9.2842e-05 | 0.00010215 | 0.0001069 | 0.00011465 | 0.00011415 | 0.00011415 | 0.00011415 | 0.00011415 | 9.9979e-06 | 6.4643e-05 | 0.00011156 | 0.00013874 | 9.8507e-05 | 0.00010412 | 9.7778e-05 | 9.4836e-05 | 0.00013187 | 0.0001018 | -1.5695e-05 | -1.5695e-05
06/29 06:00:00 | 6 | 29 | 6 | 4302 | WD | 6.4788e-05 | 2.7749e-05 | 2.7749e-05 | 2.9752e-06 | 7.6576e-05 | -1.5577e-12 | 0.00011415 | 0.00029569 | 0.00029569 | 0.00013613 | 0 | -0.003351 | 2.7749e-05 | 0 | 8.7512e-05 | 0 | 8.7512e-05 | 0.00011415 | 0 | 0.00011415 | 3.0356e-05 | 6.5591e-05 | 0.0001126 | 0.00012279 | 0.00011601 | 0.00011811 | 4.8988e-06 | 1.1391e-06 | 2.3387e-06 | 2.3387e-06 | 0.00011415 | 0.00011415 | 0.00011415 | 0.00011416 | 0.00011415 | 0.00011415 | 0.00012828 | 0.00012308 | 0.00013006 | 0.00013363 | 0 | 0.00011415 | 0.00011415 | 0.00011415 | 0.00011415 | 6.8369e-05 | 0.00010847 | 0.00015127 | 0.00017604 | 0.000117 | 0.00011358 | 0.00010121 | 9.5476e-05 | 0.00013054 | 0.00010844 | 4.2609e-05 | 4.2609e-05
06/29 07:00:00 | 6 | 29 | 7 | 4303 | WD | 0.00015299 | 2.8873e-05 | 2.8873e-05 | 1.1897e-05 | 8.0665e-05 | 7.5464e-14 | 0.00011415 | 0.0006706 | 0.0006706 | 0.00015247 | 0 | -0.0021374 | 2.8873e-05 | -0.00010393 | 9.9871e-05 | 0 | 9.9871e-05 | 0.00011415 | 0 | 0.00011415 | 6.1469e-05 | 6.5591e-05 | 0.0001126 | 0.00012232 | 0.00013542 | 0.00013137 | -2.8874e-07 | 3.1913e-06 | 2.0809e-06 | 2.0809e-06 | 0.00011415 | 0.00011415 | 0.00011415 | 0.00011416 | 0.00011415 | 0.00011415 | 0.000149 | 0.00014024 | 0.00018893 | 0.00021381 | 0 | 0.00011415 | 0.00011415 | 0.00011415 | 0.00011415 | 0.00015601 | 0.00016725 | 0.00015617 | 0.00014975 | 0.00013089 | 0.00012586 | 0.00012524 | 0.00012496 | 0.00013797 | 0.00010503 | 3.0913e-05 | 3.0913e-05
06/29 08:00:00 | 6 | 29 | 8 | 4304 | WD | 0.0002371 | 3.8825e-05 | 3.8825e-05 | 0.0010258 | 0.00016469 | 4.7973e-13 | 0.00011415 | 0.00091409 | 0.00091409 | 0.00013613 | 0 | -0.00069273 | 3.8825e-05 | -5.8103e-05 | 0.00011103 | 0 | 0.00011103 | 0.00011415 | 0 | 0.00011415 | 0.00023461 | 0.00016398 | 0.0001685 | 0.00012731 | 0.00014009 | 0.00013614 | -4.61e-07 | 1.0937e-06 | 5.9765e-07 | 5.9765e-07 | 0.00011415 | 0.00011415 | 0.00011415 | 0.00011416 | 0.00011415 | 0.00011415 | 0.00016895 | 0.00015337 | 0.00019337 | 0.00021381 | 0 | 0.00011415 | 0.00011415 | 0.00011415 | 0.00011415 | 0.00026698 | 0.00022547 | 0.0001812 | 0.00015557 | 0.00014834 | 0.00013192 | 0.00015797 | 0.00017005 | 0.00014006 | 0.00010172 | 2.6545e-05 | 2.6545e-05
06/29 09:00:00 | 6 | 29 | 9 | 4305 | WD | 0.00031448 | 3.6084e-05 | 3.6084e-05 | 1.599e-05 | 0.00016516 | 1.5523e-12 | 0.00011415 | 0.00044872 | 0.00044872 | 5.9897e-05 | 0 | -0.00022965 | 3.6084e-05 | -3.8081e-05 | 0.00011108 | 0 | 0.00011108 | 0.00011415 | 0 | 0.00011415 | 0.00047113 | 0.00029516 | 0.0002244 | 0.00013204 | 0.00014296 | 0.00013959 | -2.6534e-07 | 2.3195e-07 | 7.3285e-08 | 7.3285e-08 | 0.00011415 | 0.00011415 | 0.00011415 | 0.00011415 | 0.00011415 | 0.00011415 | 0.0001871 | 0.00015456 | 0.00019377 | 0.00021381 | 0 | 0.00011415 | 0.00011415 | 0.00011415 | 0.00011415 | 0.00038739 | 0.00024645 | 0.00019216 | 0.00016072 | 0.00016254 | 0.00013364 | 0.00016637 | 0.00018155 | 0.00014527 | 0.00010209 | 2.2471e-05 | 2.2471e-05
06/29 10:00:00 | 6 | 29 | 10 | 4306 | WD | 0.00038878 | 3.7297e-05 | 3.7297e-05 | 1.5449e-05 | 0.00016376 | 0.00021486 | 0.00011415 | 0.00030594 | 0.00030594 | 4.0839e-05 | -1.0667e-05 | 0 | 3.7297e-05 | -1.4422e-05 | 0.00011156 | 2.8328e-06 | 0.00011156 | 0.00011415 | 0 | 0.00011415 | 0.00047113 | 0.00029516 | 0.0002244 | 0.00013378 | 0.00014525 | 0.0001417 | 5.4129e-08 | -1.49e-06 | -9.9734e-07 | -9.9734e-07 | 0.00011415 | 0.00011415 | 0.00011415 | 0.00011415 | 0.00011415 | 0.00011415 | 0.00018706 | 0.00015413 | 0.00019363 | 0.00021381 | 0 | 0.00011415 | 0.00011415 | 0.00011415 | 0.00011415 | 0.0004618 | 0.00024653 | 0.00019509 | 0.00016529 | 0.0001668 | 0.00013432 | 0.00016707 | 0.00018226 | 0.00014638 | 0.0001009 | 2.4955e-05 | 2.4955e-05
06/29 11:00:00 | 6 | 29 | 11 | 4307 | WD | 0.00044466 | 2.6956e-05 | 2.6956e-05 | 0.0010158 | 8.0695e-05 | 0.00021991 | 0.00011415 | 0 | 0 | 4.0839e-05 | 0 | 0 | 2.6956e-05 | 0 | 0.00011463 | 0 | 0.00011463 | 0.00011415 | 0 | 0.00011415 | 0.00047113 | 0.00029516 | 0.0002244 | 0.00016083 | 0.00014591 | 0.00015052 | 3.1589e-07 | 2.3171e-07 | 2.5857e-07 | 2.5857e-07 | 0.00011415 | 0.00011415 | 0.00011415 | 0.00011415 | 0.00011415 | 0.00011415 | 0.000187 | 0.00015348 | 0.00019341 | 0.00021381 | 0 | 0.00011415 | 0.00011415 | 0.00011415 | 0.00011415 | 0.00050362 | 0.00024632 | 0.00019714 | 0.00016865 | 0.00016944 | 0.00013487 | 0.00017013 | 0.00018648 | 0.00014755 | 0.00012256 | 2.1172e-05 | 2.1172e-05
06/29 12:00:00 | 6 | 29 | 12 | 4308 | WD | 0.00047162 | 3.5252e-05 | 3.5252e-05 | -0.00098962 | 0.00015904 | 0.00021998 | 0.00011415 | 0 | 0 | 4.0839e-05 | 0 | 0 | 3.5252e-05 | 0 | 0.00011458 | 0 | 0.00011458 | 0.00011415 | 0 | 0.00011415 | 0.00047113 | 0.00029516 | 0.0002244 | 0.00013818 | 0.00014741 | 0.00014456 | 2.7638e-07 | 1.4285e-06 | 1.0609e-06 | 1.0609e-06 | 0.00011415 | 0.00011415 | 0.00011415 | 0.00011415 | 0.00011415 | 0.00011415 | 0.00018694 | 0.0001532 | 0.00019331 | 0.00021381 | 0 | 0.00011415 | 0.00011415 | 0.00011415 | 0.00011415 | 0.00052526 | 0.00024586 | 0.00024081 | 0.00023788 | 0.00017172 | 0.00013561 | 0.00017526 | 0.00019364 | 0.00015026 | 0.00013597 | 2.7214e-05 | 2.7214e-05
06/29 13:00:00 | 6 | 29 | 13 | 4309 | WD | 0.00046994 | 2.6221e-05 | 2.6221e-05 | 1.0132e-05 | 7.8606e-05 | 0.00021627 | 0.00011415 | 0 | 0 | 4.0839e-05 | 0 | 0 | 2.6221e-05 | 0 | 0.00011115 | 0 | 0.00011115 | 0.00011415 | 0 | 0.00011415 | 0.00047113 | 0.00029516 | 0.0002244 | 0.00013997 | 0.00015409 | 0.00014973 | 5.9963e-07 | 2.1844e-06 | 1.6788e-06 | 1.6788e-06 | 0.00011415 | 0.00011415 | 0.00011415 | 0.00011415 | 0.00011415 | 0.00011415 | 0.00018653 | 0.00015279 | 0.00019317 | 0.00021381 | 0 | 0.00011415 | 0.00011415 | 0.00011415 | 0.00011415 | 0.00052808 | 0.00024525 | 0.00024078 | 0.0002382 | 0.00017286 | 0.00013825 | 0.00017578 | 0.0001932 | 0.00015258 | 0.00015719 | 2.371e-05 | 2.371e-05
06/29 14:00:00 | 6 | 29 | 14 | 4310 | WD | 0.0004413 | 2.6068e-05 | 2.6068e-05 | 0.000995 | 7.8054e-05 | 0.00022375 | 0.00011415 | 0 | 0 | 4.0839e-05 | 0 | 0 | 2.6068e-05 | 0 | 0.00011051 | 0 | 0.00011051 | 0.00011415 | 0 | 0.00011415 | 0.00047113 | 0.00029516 | 0.0002244 | 0.00013995 | 0.00015282 | 0.00014884 | 7.9721e-07 | 2.6015e-06 | 2.0258e-06 | 2.0258e-06 | 0.00011415 | 0.00011415 | 0.00011415 | 0.00011415 | 0.00011415 | 0.00011415 | 0.00018548 | 0.00015218 | 0.00019297 | 0.00021381 | 0 | 0.00011415 | 0.00011415 | 0.00011415 | 0.00011415 | 0.00051134 | 0.00024314 | 0.00023928 | 0.00023705 | 0.00017336 | 0.00013773 | 0.00017411 | 0.00019099 | 0.00015326 | 0.00016777 | 2.0149e-05 | 2.0149e-05
06/29 15:00:00 | 6 | 29 | 15 | 4311 | WD | 0.00038413 | 2.5864e-05 | 2.5864e-05 | 5.0742e-06 | 7.7458e-05 | 0.00023635 | 0.00011415 | 0 | 0 | 4.0839e-05 | 0 | 0 | 2.5864e-05 | 0 | 0.00010956 | 0 | 0.00010956 | 0.00011415 | 0 | 0.00011415 | 0.00047113 | 0.00029516 | 0.0002244 | 0.00013772 | 0.00014969 | 0.00014599 | 9.3146e-07 | 3.2323e-06 | 2.4982e-06 | 2.4982e-06 | 0.00011415 | 0.00011415 | 0.00011415 | 0.00011415 | 0.00011415 | 0.00011415 | 0.00016661 | 0.00015069 | 0.00019246 | 0.00021381 | 0 | 0.00011415 | 0.00011415 | 0.00011415 | 0.00011415 | 0.00042855 | 0.00023592 | 0.00019222 | 0.00016691 | 0.00016249 | 0.00013657 | 0.00017486 | 0.00019263 | 0.00014931 | 0.00018641 | 1.9922e-05 | 1.9922e-05
06/29 16:00:00 | 6 | 29 | 16 | 4312 | WD | 0.00031191 | 2.7725e-05 | 2.7725e-05 | 5.4098e-06 | 8.2744e-05 | 0.00024949 | 0.00011415 | 0 | 0 | 4.0839e-05 | 0 | 0 | 2.7725e-05 | 0 | 0.00011092 | 0 | 0.00011092 | 0.00011415 | 0 | 0.00011415 | 0.00047113 | 0.00029516 | 0.0002244 | 0.00013027 | 0.00015238 | 0.00014554 | 9.1073e-07 | 2.9305e-06 | 2.2861e-06 | 2.2861e-06 | 0.00011415 | 0.00011415 | 0.00011415 | 0.00011415 | 0.00011415 | 0.00011415 | 0.00014779 | 0.00014413 | 0.00015206 | 0.00015611 | 0 | 0.00011415 | 0.00011415 | 0.00011415 | 0.00011415 | 0.00032576 | 0.00021408 | 0.0001538 | 0.0001189 | 0.00015149 | 0.00013549 | 0.00016458 | 0.00017808 | 0.00014732 | 0.00018248 | 2.2776e-05 | 2.2776e-05
06/29 17:00:00 | 6 | 29 | 17 | 4313 | WD | 0.00023516 | 3.9236e-05 | 3.9236e-05 | 6.4096e-06 | 0.00015043 | -2.0051e-12 | 0.00011415 | 0.0010991 | 0.0010991 | 4.0839e-05 | 0 | 0 | 3.9236e-05 | 0 | 0.00012 | 0 | 0.00012 | 0.00011415 | 0 | 0.00011415 | 0.00045335 | 0.00029516 | 0.0002244 | 0.0001277 | 0.00014989 | 0.00014303 | 8.4037e-07 | 2.1204e-06 | 1.712e-06 | 1.712e-06 | 0.00011415 | 0.00011415 | 0.00011415 | 0.00011415 | 0.00011415 | 0.00011415 | 0.00012914 | 0.00013924 | 0.00012923 | 0.00012411 | 0 | 0.00011415 | 0.00011415 | 0.00011415 | 0.00011415 | 0.00022802 | 0.00019077 | 0.000128 | 9.1659e-05 | 0.00013924 | 0.00013252 | 0.00015318 | 0.00016277 | 0.00014698 | 0.00015625 | 1.9132e-05 | 1.9132e-05
06/29 18:00:00 | 6 | 29 | 18 | 4314 | WD | 0.00015397 | 3.593e-05 | 3.593e-05 | 0.0010064 | 7.8945e-05 | -7.5459e-13 | 0.00011415 | 0.0011018 | 0.0011018 | 7.0788e-05 | 0 | 0 | 3.593e-05 | 0 | 0.00013406 | 0 | 0.00013406 | 0.00011415 | 0 | 0.00011415 | 7.2506e-05 | 6.5591e-05 | 0.0001126 | 0.00012726 | 0.00014743 | 0.00014119 | 7.068e-07 | 1.6733e-06 | 1.3649e-06 | 1.3649e-06 | 0.00011415 | 0.00011415 | 0.00011415 | 0.00011415 | 0.00011415 | 0.00011415 | 0.00012867 | 0.00012817 | 0.00011248 | 0.00010446 | 0 | 0.00011415 | 0.00011415 | 0.00011415 | 0.00011415 | 0.00015979 | 0.00014456 | 0.00010015 | 7.4434e-05 | 0.00013535 | 0.00012778 | 0.00012313 | 0.00012098 | 0.000149 | 0.00013859 | 1.8676e-05 | 1.8676e-05
06/29 19:00:00 | 6 | 29 | 19 | 4315 | WD | 6.8432e-05 | 4.75e-05 | 4.75e-05 | -0.00098666 | 0.00013428 | -3.8268e-13 | 0.00011415 | 0.00082329 | 0.00082329 | 0.00015247 | 0 | 0 | 4.75e-05 | 0 | 0.00014271 | 0 | 0.00014271 | 0.00011415 | 0 | 0.00011415 | 4.0248e-05 | 6.5591e-05 | 0.0001126 | 0.00013812 | 0.00014497 | 0.00014285 | 6.1606e-07 | 1.1122e-06 | 9.5389e-07 | 9.5389e-07 | 0.00011415 | 0.00011415 | 0.00011415 | 0.00011415 | 0.00011415 | 0.00011415 | 0.00011028 | 0.00011978 | 0.00010074 | 9.1006e-05 | 0 | 0.00011415 | 0.00011415 | 0.00011415 | 0.00011415 | 7.9724e-05 | 9.9854e-05 | 7.6052e-05 | 6.2269e-05 | 0.00012321 | 0.00012389 | 0.00011594 | 0.00011226 | 0.0001435 | 0.00011503 | 1.8261e-05 | 1.8261e-05
06/29 20:00:00 | 6 | 29 | 20 | 4316 | WD | 0 | 4.7189e-05 | 4.7189e-05 | 0.0010162 | 0.00010622 | -2.8565e-13 | 0.00011415 | 0.00015345 | 0.00015345 | 0.00021236 | 0 | 0 | 4.7189e-05 | 0 | 0.00014653 | 0 | 0.00014653 | 0.00011415 | 5.7313e-05 | 0.00011415 | 6.2515e-06 | 6.5591e-05 | 0.0001126 | 0.000134 | 0.00013957 | 0.00013785 | 5.2867e-07 | 8.7072e-07 | 7.6158e-07 | 7.6158e-07 | 0.00011415 | 0.00011415 | 0.00011415 | 0.00011415 | 0.00011415 | 0.00011415 | 0.00010984 | 0.00010452 | 8.5929e-05 | 7.6429e-05 | 3.9149e-05 | 0.00011415 | 0.00011415 | 0.00011415 | 0.00011415 | 1.7983e-05 | 6.2577e-05 | 8.5862e-05 | 9.9346e-05 | 0.00011984 | 0.00011886 | 0.00010549 | 9.9285e-05 | 0.00013734 | 0.00010398 | 1.7859e-05 | 1.7859e-05
06/29 21:00:00 | 6 | 29 | 21 | 4317 | WD | 0 | 4.9792e-05 | 4.9792e-05 | 0.00060442 | 0.00012738 | 0 | 0.00011415 | 0 | 0 | 0.00028587 | 0 | 0 | 4.9792e-05 | 0 | 0.00014762 | 0 | 0.00014762 | 0.00011415 | 0.00022925 | 0.00011415 | 0 | 6.5591e-05 | 0.0001126 | 0.00012386 | 0.0001175 | 0.00011947 | 9.5319e-07 | -4.4324e-07 | 2.299e-09 | 2.299e-09 | 0.00011415 | 0.00011415 | 0.00011415 | 0.00011415 | 0.00011415 | 0.00011415 | 0.00010924 | 9.2279e-05 | 7.4921e-05 | 6.6052e-05 | 0.00022929 | 0.00011415 | 0.00011415 | 0.00011415 | 0.00011415 | 3.2016e-06 | 4.5412e-05 | 7.0785e-05 | 8.5478e-05 | 0.00011915 | 0.0001114 | 0.00010719 | 0.00010523 | 0.0001329 | 0.00010315 | 1.4253e-05 | 1.4253e-05
06/29 22:00:00 | 6 | 29 | 22 | 4318 | WD | 0 | 4.3466e-05 | 4.3466e-05 | -0.00057896 | 0.00011038 | 2.0698e-12 | 0.00011415 | 0 | 0 | 0.00034305 | 0 | 0 | 4.3466e-05 | 0 | 0.00014405 | 0 | 0.00014405 | 0.00011415 | 0.00022925 | 0.00011415 | 0 | 6.5591e-05 | 0.0001118 | 0.00011262 | 0.00011331 | 0.0001131 | 9.2962e-06 | -7.0572e-07 | 2.4855e-06 | 2.4855e-06 | 0.00011415 | 0.00011415 | 0.00011415 | 0.00011415 | 0.00011415 | 0.00011415 | 0.00010883 | 6.9436e-05 | 6.3877e-05 | 6.1037e-05 | 0.00022929 | 0.00011415 | 0.00011415 | 0.00011415 | 0.00011415 | 2.0797e-06 | 3.3003e-05 | 6.2124e-05 | 7.8988e-05 | 0.00011529 | 0.00010266 | 9.9563e-05 | 9.8125e-05 | 0.00013012 | 0.00010332 | -2.477e-05 | -2.477e-05
06/29 23:00:00 | 6 | 29 | 23 | 4319 | WD | 0 | 3.4905e-05 | 3.4905e-05 | 5.3809e-06 | 7.7384e-05 | 7.9772e-13 | 0.00011415 | 0 | 0 | 0.00034849 | 0 | 0 | 3.4905e-05 | 0 | 0.00013614 | 0 | 0.00013614 | 0.00011415 | 0.00022925 | 0.00011415 | 0 | 6.5591e-05 | 0.0001118 | 0.00013626 | 0.00011215 | 0.0001196 | 1.3517e-05 | -1.0821e-06 | 3.5757e-06 | 3.5757e-06 | 0.00011415 | 0.00011415 | 0.00011415 | 0.00011415 | 0.00011415 | 0.00011415 | 9.9691e-05 | 6.8344e-05 | 6.1493e-05 | 5.7992e-05 | 0.00022929 | 0.00011415 | 0.00011415 | 0.00011415 | 0.00011415 | 1.729e-06 | 2.6771e-05 | 5.7344e-05 | 7.5048e-05 | 0.00011061 | 0.00010192 | 9.8325e-05 | 9.6658e-05 | 0.00013363 | 0.00010332 | -2.2058e-05 | -2.2058e-05
06/29 24:00:00 | 6 | 29 | 24 | 4320 | WD | 0 | 3.0437e-05 | 3.0437e-05 | 0.00098126 | 7.614e-05 | -1.3906e-12 | 0.00011415 | 0 | 0 | 0.00023959 | 0 | 0 | 3.0437e-05 | 0 | 0.00012638 | 0 | 0.00012638 | 0.00011415 | 0.00022925 | 0.00011415 | 0 | 6.5591e-05 | 0.0001118 | 0.0001046 | 0.00010942 | 0.00010793 | 1.719e-05 | -2.0612e-06 | 4.081e-06 | 4.081e-06 | 0.00011415 | 0.00011415 | 0.00011415 | 0.00011415 | 0.00011415 | 0.00011415 | 4.5468e-05 | 6.8027e-05 | 5.8924e-05 | 5.4272e-05 | 0.00022929 | 0.00011415 | 0.00011415 | 0.00011415 | 0.00011415 | 1.2032e-06 | 2.496e-05 | 5.3631e-05 | 7.0234e-05 | 8.4075e-05 | 0.00010086 | 9.1451e-05 | 8.7085e-05 | 0.00013381 | 0.00010331 | -1.3142e-05 | -1.3142e-05
06/30 01:00:00 | 6 | 30 | 1 | 4321 | WD | 0 | 1.6741e-05 | 1.6741e-05 | 1.5417e-06 | 6.2176e-06 | 0.00025245 | 0.00011415 | 0 | 0 | 0.00013341 | 0 | 0 | 1.6741e-05 | 0 | 9.19e-05 | 0 | 9.19e-05 | 0.00011415 | 0.00022925 | 0.00011415 | 0 | 6.5591e-05 | 0.0001118 | 0.00010253 | 0.00010732 | 0.00010584 | 2.3515e-05 | -7.0191e-06 | 2.7229e-06 | 2.7229e-06 | 0.00011415 | 0.00011415 | 0.00011415 | 0.00011415 | 0.00011415 | 0.00011415 | 3.6463e-05 | 6.7924e-05 | 5.8637e-05 | 5.3892e-05 | 0.00022929 | 0.00011415 | 0.00011415 | 0.00011415 | 0.00011415 | 1.2032e-06 | 2.437e-05 | 5.3103e-05 | 6.9742e-05 | 7.6783e-05 | 0.00010009 | 9.085e-05 | 8.6564e-05 | 0.00013252 | 0.00010293 | -1.567e-05 | -1.567e-05
06/30 02:00:00 | 6 | 30 | 2 | 4322 | WD | 0 | 2.2361e-05 | 2.2361e-05 | -0.00054436 | 6.7924e-05 | 0.00023244 | 0.00011415 | 0 | 0 | 5.4452e-05 | 0 | 0 | 2.2361e-05 | 0 | 8.5656e-05 | 0 | 8.5656e-05 | 0.00011415 | 0.00022925 | 0.00011415 | 0 | 6.5591e-05 | 0.0001118 | 0.00010157 | 0.00010596 | 0.0001046 | 2.4983e-05 | -1.1776e-05 | -4.8081e-08 | -4.8081e-08 | 0.00011415 | 0.00011415 | 0.00011415 | 0.00011415 | 0.00011415 | 0.00011415 | 3.6473e-05 | 6.819e-05 | 6.0618e-05 | 5.6748e-05 | 0.00022929 | 0.00011415 | 0.00011415 | 0.00011415 | 0.00011415 | 1.23e-06 | 2.5894e-05 | 5.6002e-05 | 7.3438e-05 | 7.3563e-05 | 9.9692e-05 | 9.1045e-05 | 8.7035e-05 | 0.00013086 | 0.00010247 | -1.565e-05 | -1.565e-05
06/30 03:00:00 | 6 | 30 | 3 | 4323 | WD | 0 | 2.2748e-05 | 2.2748e-05 | 0.00054452 | 7.3954e-05 | 0.00022975 | 0.00011415 | 0 | 0 | 2.1781e-05 | 0 | 0 | 2.2748e-05 | 0 | 8.3946e-05 | 0 | 8.3946e-05 | 0.00011415 | 0.00022925 | 0.00011415 | 0 | 6.5591e-05 | 0.0001118 | 0.00010159 | 0.00010537 | 0.0001042 | 2.5532e-05 | -1.7061e-05 | -3.4717e-06 | -3.4717e-06 | 0.00011415 | 0.00011415 | 0.00011415 | 0.00011415 | 0.00011415 | 0.00011415 | 4.5596e-05 | 6.8975e-05 | 6.1912e-05 | 5.8304e-05 | 0.00022929 | 0.00011415 | 0.00011415 | 0.00011415 | 0.00011415 | 1.5508e-06 | 3.0373e-05 | 5.892e-05 | 7.5451e-05 | 7.6905e-05 | 9.9721e-05 | 9.1141e-05 | 8.7161e-05 | 0.00012738 | 0.00010208 | -1.1293e-05 | -1.1293e-05
06/30 04:00:00 | 6 | 30 | 4 | 4324 | WD | 0 | 1.4654e-05 | 1.4654e-05 | -0.0009679 | 0 | 0.00022651 | 0.00011415 | 0 | 0 | 2.1781e-05 | 0 | 0 | 1.4654e-05 | 0 | 8.2211e-05 | 0 | 8.2211e-05 | 0.00011415 | 0.00022925 | 0.00011415 | 0 | 6.5591e-05 | 0.0001118 | 0.00016286 | 0.00010603 | 0.0001236 | 2.5235e-05 | -2.2035e-05 | -6.953e-06 | -6.953e-06 | 0.00011415 | 0.00011415 | 0.00011415 | 0.00011415 | 0.00011415 | 0.00011415 | 5.4768e-05 | 7.0282e-05 | 7.6832e-05 | 8.0178e-05 | 0.00022929 | 0.00011415 | 0.00011415 | 0.00011415 | 0.00011415 | 2.0054e-06 | 3.7834e-05 | 7.9583e-05 | 0.00010376 | 8.1702e-05 | 0.00010035 | 9.6061e-05 | 9.4072e-05 | 0.00012391 | 0.00010186 | -1.6796e-05 | -1.6796e-05
06/30 05:00:00 | 6 | 30 | 5 | 4325 | WD | 0 | 2.4004e-05 | 2.4004e-05 | 0.00097152 | 7.4547e-05 | 0.00021796 | 0.00011415 | 0 | 0 | 6.5342e-05 | 0 | -0.00069076 | 2.4004e-05 | 0 | 8.1198e-05 | 0 | 8.1198e-05 | 0.00011415 | 0.00011463 | 0.00011415 | 5.1009e-06 | 6.5591e-05 | 0.0001118 | 0.00015572 | 0.00010972 | 0.00012394 | 2.7262e-05 | -2.4305e-05 | -7.8522e-06 | -7.8522e-06 | 0.00011415 | 0.00011415 | 0.00011415 | 0.00011415 | 0.00011415 | 0.00011415 | 9.1181e-05 | 9.2842e-05 | 0.00010215 | 0.0001069 | 0.00011465 | 0.00011415 | 0.00011415 | 0.00011415 | 0.00011415 | 9.9837e-06 | 6.4639e-05 | 0.00011156 | 0.00013873 | 9.6791e-05 | 0.00010441 | 9.7464e-05 | 9.4243e-05 | 0.00012577 | 0.00010182 | -1.2765e-05 | -1.2765e-05
06/30 06:00:00 | 6 | 30 | 6 | 4326 | WD | 6.5661e-05 | 2.7747e-05 | 2.7747e-05 | 2.881e-06 | 7.656e-05 | -1.5577e-12 | 0.00011415 | 0.00029529 | 0.00029529 | 0.00013613 | 0 | -0.0033182 | 2.7747e-05 | 0 | 8.7512e-05 | 0 | 8.7512e-05 | 0.00011415 | 0 | 0.00011415 | 3.0315e-05 | 6.5591e-05 | 0.0001126 | 0.00014182 | 0.00011711 | 0.00012475 | 9.4313e-06 | -1.1643e-06 | 2.2163e-06 | 2.2163e-06 | 0.00011415 | 0.00011415 | 0.00011415 | 0.00011416 | 0.00011415 | 0.00011415 | 0.00012828 | 0.00012308 | 0.00013006 | 0.00013363 | 0 | 0.00011415 | 0.00011415 | 0.00011415 | 0.00011415 | 6.8252e-05 | 0.00010844 | 0.00015125 | 0.00017604 | 0.00011377 | 0.00011397 | 0.00010074 | 9.4601e-05 | 0.00011959 | 0.00011024 | 3.7039e-05 | 3.7039e-05
06/30 07:00:00 | 6 | 30 | 7 | 4327 | WD | 0.00015315 | 2.8871e-05 | 2.8871e-05 | 1.3204e-05 | 8.0642e-05 | 7.5464e-14 | 0.00011415 | 0.00067012 | 0.00067012 | 0.00015247 | 0 | -0.00097041 | 2.8871e-05 | -9.2707e-05 | 9.9871e-05 | 0 | 9.9871e-05 | 0.00011415 | 0 | 0.00011415 | 6.1425e-05 | 6.5591e-05 | 0.0001126 | 0.00012306 | 0.0001393 | 0.00013428 | 4.001e-06 | 3.4063e-06 | 3.596e-06 | 3.596e-06 | 0.00011415 | 0.00011415 | 0.00011415 | 0.00011416 | 0.00011415 | 0.00011415 | 0.000149 | 0.00014024 | 0.00018893 | 0.00021381 | 0 | 0.00011415 | 0.00011415 | 0.00011415 | 0.00011415 | 0.00015591 | 0.00016721 | 0.00015614 | 0.00014974 | 0.00012992 | 0.00012724 | 0.00012531 | 0.00012442 | 0.00014151 | 0.00010437 | -0.00010008 | -0.00010008
06/30 08:00:00 | 6 | 30 | 8 | 4328 | WD | 0.00023591 | 3.8811e-05 | 3.8811e-05 | 0.00031249 | 0.00016456 | 4.7973e-13 | 0.00011415 | 0.00091367 | 0.00091367 | 0.00013613 | 0 | 0 | 3.8811e-05 | -4.3846e-05 | 0.00011103 | 0 | 0.00011103 | 0.00011415 | 0 | 0.00011415 | 0.0002345 | 0.00016398 | 0.0001685 | 0.00012861 | 0.00014477 | 0.00013978 | 3.396e-06 | 1.0599e-06 | 1.8053e-06 | 1.8053e-06 | 0.00011415 | 0.00011415 | 0.00011415 | 0.00011416 | 0.00011415 | 0.00011415 | 0.00016895 | 0.00015337 | 0.00019337 | 0.00021381 | 0 | 0.00011415 | 0.00011415 | 0.00011415 | 0.00011415 | 0.00026682 | 0.00022542 | 0.00018118 | 0.00015556 | 0.00014975 | 0.00013363 | 0.00015882 | 0.0001705 | 0.00015135 | 0.00010126 | -0.00010535 | -0.00010535
06/30 09:00:00 | 6 | 30 | 9 | 4329 | WD | 0.00030974 | 3.6066e-05 | 3.6066e-05 | -0.00028693 | 0.00016499 | 1.5523e-12 | 0.00011415 | 0.00044872 | 0.00044872 | 5.9897e-05 | 0 | 0 | 3.6066e-05 | -1.8232e-05 | 0.00011108 | 0 | 0.00011108 | 0.00011415 | 0 | 0.00011415 | 0.00047113 | 0.00029516 | 0.0002244 | 0.00013492 | 0.00015045 | 0.00014565 | 4.373e-06 | -1.222e-06 | 5.6315e-07 | 5.6315e-07 | 0.00011415 | 0.00011415 | 0.00011415 | 0.00011415 | 0.00011415 | 0.00011415 | 0.0001871 | 0.00015456 | 0.00019377 | 0.00021381 | 0 | 0.00011415 | 0.00011415 | 0.00011415 | 0.00011415 | 0.00038695 | 0.00024645 | 0.00019214 | 0.00016069 | 0.00016826 | 0.00013646 | 0.00016858 | 0.00018348 | 0.0001736 | 0.00010373 | -0.00010304 | -0.00010304
06/30 10:00:00 | 6 | 30 | 10 | 4330 | WD | 0.0003821 | 3.5295e-05 | 3.5295e-05 | 1.7363e-05 | 0.00016365 | 0.00021486 | 0.00011415 | 0.00030594 | 0.00030594 | 4.0839e-05 | 0 | 0 | 3.5295e-05 | -3.5947e-06 | 0.00011156 | 0 | 0.00011156 | 0.00011415 | 0 | 0.00011415 | 0.00047113 | 0.00029516 | 0.0002244 | 0.0001383 | 0.00015612 | 0.00015062 | 5.0261e-06 | -1.1462e-06 | 8.2313e-07 | 8.2313e-07 | 0.00011415 | 0.00011415 | 0.00011415 | 0.00011415 | 0.00011415 | 0.00011415 | 0.00018706 | 0.00015413 | 0.00019363 | 0.00021381 | 0 | 0.00011415 | 0.00011415 | 0.00011415 | 0.00011415 | 0.00046124 | 0.00024653 | 0.00019506 | 0.00016525 | 0.00017564 | 0.00013887 | 0.00017046 | 0.00018511 | 0.00018691 | 0.00011952 | -0.00010736 | -0.00010736
06/30 11:00:00 | 6 | 30 | 11 | 4331 | WD | 0.00043734 | 2.695e-05 | 2.695e-05 | 0.0010163 | 8.0641e-05 | 0.00021991 | 0.00011415 | 0 | 0 | 4.0839e-05 | 0 | 0 | 2.695e-05 | 0 | 0.00011463 | 0 | 0.00011463 | 0.00011415 | 0 | 0.00011415 | 0.00047113 | 0.00029516 | 0.0002244 | 0.00016489 | 0.00015719 | 0.00015957 | 6.5775e-06 | -1.2463e-07 | 2.0137e-06 | 2.0137e-06 | 0.00011415 | 0.00011415 | 0.00011415 | 0.00011415 | 0.00011415 | 0.00011415 | 0.000187 | 0.00015348 | 0.00019341 | 0.00021381 | 0 | 0.00011415 | 0.00011415 | 0.00011415 | 0.00011415 | 0.00050332 | 0.00024632 | 0.00019712 | 0.00016862 | 0.00017568 | 0.00013964 | 0.00017375 | 0.00018956 | 0.00016821 | 0.00015075 | -0.00010473 | -0.00010473
06/30 12:00:00 | 6 | 30 | 12 | 4332 | WD | 0.00046655 | 3.5243e-05 | 3.5243e-05 | 0.00074865 | 0.00015896 | 0.00021998 | 0.00011415 | 0 | 0 | 4.0839e-05 | 0 | 0 | 3.5243e-05 | 0 | 0.00011458 | 0 | 0.00011458 | 0.00011415 | 0 | 0.00011415 | 0.00047113 | 0.00029516 | 0.0002244 | 0.00014147 | 0.00015517 | 0.00015094 | 5.4962e-06 | 7.7669e-07 | 2.2825e-06 | 2.2825e-06 | 0.00011415 | 0.00011415 | 0.00011415 | 0.00011415 | 0.00011415 | 0.00011415 | 0.00018694 | 0.0001532 | 0.00019331 | 0.00021381 | 0 | 0.00011415 | 0.00011415 | 0.00011415 | 0.00011415 | 0.00052507 | 0.00024586 | 0.0002408 | 0.00023787 | 0.00017612 | 0.00013889 | 0.00017807 | 0.00019624 | 0.00016115 | 0.00016658 | -0.00010521 | -0.00010521
06/30 13:00:00 | 6 | 30 | 13 | 4333 | WD | 0.00047049 | 2.6215e-05 | 2.6215e-05 | -0.00072529 | 7.8559e-05 | 0.00021627 | 0.00011415 | 0 | 0 | 4.0839e-05 | 0 | 0 | 2.6215e-05 | 0 | 0.00011115 | 0 | 0.00011115 | 0.00011415 | 0 | 0.00011415 | 0.00047113 | 0.00029516 | 0.0002244 | 0.00014078 | 0.00015806 | 0.00015272 | 7.9945e-07 | 1.2384e-06 | 1.0984e-06 | 1.0984e-06 | 0.00011415 | 0.00011415 | 0.00011415 | 0.00011415 | 0.00011415 | 0.00011415 | 0.00018653 | 0.00015279 | 0.00019317 | 0.00021381 | 0 | 0.00011415 | 0.00011415 | 0.00011415 | 0.00011415 | 0.00052782 | 0.00024525 | 0.00024077 | 0.00023817 | 0.00017308 | 0.00013971 | 0.00017633 | 0.00019331 | 0.00015712 | 0.00016585 | -0.00010584 | -0.00010584
06/30 14:00:00 | 6 | 30 | 14 | 4334 | WD | 0.00044788 | 2.6064e-05 | 2.6064e-05 | 6.0004e-06 | 7.8017e-05 | 0.00022375 | 0.00011415 | 0 | 0 | 4.0839e-05 | 0 | 0 | 2.6064e-05 | 0 | 0.00011051 | 0 | 0.00011051 | 0.00011415 | 0 | 0.00011415 | 0.00047113 | 0.00029516 | 0.0002244 | 0.00013884 | 0.0001538 | 0.00014917 | 1.0062e-05 | 1.2685e-06 | 4.0742e-06 | 4.0742e-06 | 0.00011415 | 0.00011415 | 0.00011415 | 0.00011415 | 0.00011415 | 0.00011415 | 0.00018548 | 0.00015218 | 0.00019297 | 0.00021381 | 0 | 0.00011415 | 0.00011415 | 0.00011415 | 0.00011415 | 0.00051105 | 0.00024314 | 0.00023927 | 0.00023703 | 0.00016866 | 0.00013768 | 0.00017204 | 0.00018798 | 0.0001518 | 0.00014912 | -0.00010667 | -0.00010667
06/30 15:00:00 | 6 | 30 | 15 | 4335 | WD | 0.00039978 | 2.5864e-05 | 2.5864e-05 | 5.508e-06 | 7.7461e-05 | 0.00023635 | 0.00011415 | 0 | 0 | 4.0839e-05 | 0 | 0 | 2.5864e-05 | 0 | 0.00010956 | 0 | 0.00010956 | 0.00011415 | 0 | 0.00011415 | 0.00047113 | 0.00029516 | 0.0002244 | 0.00013214 | 0.00014629 | 0.00014191 | 5.1068e-06 | 9.2657e-07 | 2.2603e-06 | 2.2603e-06 | 0.00011415 | 0.00011415 | 0.00011415 | 0.00011415 | 0.00011415 | 0.00011415 | 0.00016661 | 0.00015069 | 0.00019246 | 0.00021381 | 0 | 0.00011415 | 0.00011415 | 0.00011415 | 0.00011415 | 0.00042796 | 0.00023592 | 0.00019219 | 0.00016686 | 0.0001553 | 0.00013403 | 0.00016854 | 0.00018455 | 0.0001754 | 0.00012189 | -0.0001114 | -0.0001114
06/30 16:00:00 | 6 | 30 | 16 | 4336 | WD | 0.0003256 | 2.7164e-05 | 2.7164e-05 | 5.7573e-06 | 7.7456e-05 | 0.00024949 | 0.00011415 | 0 | 0 | 4.0839e-05 | 0 | 0 | 2.7164e-05 | 0 | 0.00011092 | 0 | 0.00011092 | 0.00011415 | 0 | 0.00011415 | 0.00047113 | 0.00029516 | 0.0002244 | 0.00012321 | 0.00015155 | 0.00014279 | 3.2661e-06 | -2.1169e-07 | 8.9791e-07 | 8.9791e-07 | 0.00011415 | 0.00011415 | 0.00011415 | 0.00011415 | 0.00011415 | 0.00011415 | 0.00014779 | 0.00014413 | 0.00015206 | 0.00015611 | 0 | 0.00011415 | 0.00011415 | 0.00011415 | 0.00011415 | 0.00032492 | 0.00021408 | 0.00015377 | 0.00011885 | 0.00014629 | 0.00013347 | 0.00015809 | 0.00016951 | 0.00018238 | 0.00010344 | -0.00011013 | -0.00011013
06/30 17:00:00 | 6 | 30 | 17 | 4337 | WD | 0.00024318 | 3.9818e-05 | 3.9818e-05 | 0.00099932 | 0.00015592 | -2.0051e-12 | 0.00011415 | 0.0010981 | 0.0010981 | 4.0839e-05 | 0 | 0 | 3.9818e-05 | 0 | 0.00012 | 0 | 0.00012 | 0.00011415 | 0 | 0.00011415 | 0.00045295 | 0.00029516 | 0.0002244 | 0.00012252 | 0.00015496 | 0.00014494 | 3.5596e-06 | -1.3514e-06 | 2.155e-07 | 2.155e-07 | 0.00011415 | 0.00011415 | 0.00011415 | 0.00011415 | 0.00011415 | 0.00011415 | 0.00012914 | 0.00013924 | 0.00012923 | 0.00012411 | 0 | 0.00011415 | 0.00011415 | 0.00011415 | 0.00011415 | 0.00022753 | 0.00019067 | 0.00012795 | 9.1632e-05 | 0.00013618 | 0.00013315 | 0.00014919 | 0.00015662 | 0.00018194 | 0.0001033 | -0.00011311 | -0.00011311
06/30 18:00:00 | 6 | 30 | 18 | 4338 | WD | 0.0001583 | 3.5935e-05 | 3.5935e-05 | 7.6373e-06 | 7.8987e-05 | -7.5459e-13 | 0.00011415 | 0.0010999 | 0.0010999 | 7.0788e-05 | 0 | 0 | 3.5935e-05 | 0 | 0.00013406 | 0 | 0.00013406 | 0.00011415 | 0 | 0.00011415 | 7.2386e-05 | 6.5591e-05 | 0.0001126 | 0.00012335 | 0.00015238 | 0.00014341 | 3.5851e-06 | -1.2656e-06 | 2.8199e-07 | 2.8199e-07 | 0.00011415 | 0.00011415 | 0.00011415 | 0.00011415 | 0.00011415 | 0.00011415 | 0.00012867 | 0.00012817 | 0.00011248 | 0.00010446 | 0 | 0.00011415 | 0.00011415 | 0.00011415 | 0.00011415 | 0.00015949 | 0.00014443 | 0.00010009 | 7.442e-05 | 0.00013404 | 0.00012874 | 0.00012032 | 0.00011641 | 0.00018231 | 0.00010332 | 1.7625e-05 | 1.7625e-05
06/30 19:00:00 | 6 | 30 | 19 | 4339 | WD | 7.0202e-05 | 4.1758e-05 | 4.1758e-05 | 0.0010141 | 8.0102e-05 | -3.8268e-13 | 0.00011415 | 0.00082245 | 0.00082245 | 0.00015247 | 0 | 0 | 4.1758e-05 | 0 | 0.00014271 | 0 | 0.00014271 | 0.00011415 | 0 | 0.00011415 | 4.0207e-05 | 6.5591e-05 | 0.0001126 | 0.00012122 | 0.00014932 | 0.00014064 | 3.3879e-06 | -8.1538e-07 | 5.2571e-07 | 5.2571e-07 | 0.00011415 | 0.00011415 | 0.00011415 | 0.00011415 | 0.00011415 | 0.00011415 | 0.00011028 | 0.00011978 | 0.00010074 | 9.1006e-05 | 0 | 0.00011415 | 0.00011415 | 0.00011415 | 0.00011415 | 7.9598e-05 | 9.9813e-05 | 7.6034e-05 | 6.2263e-05 | 0.0001217 | 0.00012514 | 0.00011412 | 0.00010901 | 0.00017275 | 0.00010332 | 1.7355e-05 | 1.7355e-05
06/30 20:00:00 | 6 | 30 | 20 | 4340 | WD | 0 | 5.2963e-05 | 5.2963e-05 | -0.0009888 | 0.0001607 | -2.8565e-13 | 0.00011415 | 0.00015334 | 0.00015334 | 0.00021236 | 0 | 0 | 5.2963e-05 | 0 | 0.00014653 | 0 | 0.00014653 | 0.00011415 | 5.7313e-05 | 0.00011415 | 6.2468e-06 | 6.5591e-05 | 0.0001126 | 0.00011847 | 0.00014123 | 0.00013419 | 3.0115e-06 | -3.7859e-07 | 7.0304e-07 | 7.0304e-07 | 0.00011415 | 0.00011415 | 0.00011415 | 0.00011415 | 0.00011415 | 0.00011415 | 0.00010984 | 0.00010452 | 8.5929e-05 | 7.6429e-05 | 3.9149e-05 | 0.00011415 | 0.00011415 | 0.00011415 | 0.00011415 | 1.7974e-05 | 6.2575e-05 | 8.5861e-05 | 9.9346e-05 | 0.00011723 | 0.00011943 | 0.00010349 | 9.6094e-05 | 0.00015659 | 0.00010332 | 1.7387e-05 | 1.7387e-05
06/30 21:00:00 | 6 | 30 | 21 | 4341 | WD | 0 | 4.474e-05 | 4.474e-05 | 0.0010111 | 7.9713e-05 | 0 | 0.00011415 | 0 | 0 | 0.00028587 | 0 | 0 | 4.474e-05 | 0 | 0.00014762 | 0 | 0.00014762 | 0.00011415 | 0.00022925 | 0.00011415 | 0 | 6.5591e-05 | 0.0001126 | 0.00011296 | 0.00012064 | 0.00011826 | 9.9165e-06 | -2.6167e-07 | 2.9857e-06 | 2.9857e-06 | 0.00011415 | 0.00011415 | 0.00011415 | 0.00011415 | 0.00011415 | 0.00011415 | 0.00010924 | 9.2279e-05 | 7.4921e-05 | 6.6052e-05 | 0.00022929 | 0.00011415 | 0.00011415 | 0.00011415 | 0.00011415 | 3.2016e-06 | 4.5412e-05 | 7.0785e-05 | 8.5478e-05 | 0.00011879 | 0.00011251 | 0.00010606 | 0.00010308 | 0.00016246 | 0.00010373 | 1.3753e-05 | 1.3753e-05
06/30 22:00:00 | 6 | 30 | 22 | 4342 | WD | 0 | 4.8489e-05 | 4.8489e-05 | 6.651e-06 | 0.00015777 | 2.0698e-12 | 0.00011415 | 0 | 0 | 0.00034305 | 0 | 0 | 4.8489e-05 | 0 | 0.00014405 | 0 | 0.00014405 | 0.00011415 | 0.00022925 | 0.00011415 | 0 | 6.5591e-05 | 0.0001118 | 0.00011249 | 0.00011858 | 0.0001167 | 1.8045e-05 | -9.1922e-07 | 5.1314e-06 | 5.1314e-06 | 0.00011415 | 0.00011415 | 0.00011415 | 0.00011415 | 0.00011415 | 0.00011415 | 0.00010883 | 6.9436e-05 | 6.3877e-05 | 6.1037e-05 | 0.00022929 | 0.00011415 | 0.00011415 | 0.00011415 | 0.00011415 | 2.0797e-06 | 3.3003e-05 | 6.2124e-05 | 7.8988e-05 | 0.00011844 | 0.00010452 | 9.9655e-05 | 9.74e-05 | 0.00017468 | 0.00010332 | -2.5408e-05 | -2.5408e-05
06/30 23:00:00 | 6 | 30 | 23 | 4343 | WD | 0 | 3.4913e-05 | 3.4913e-05 | 0.00099446 | 7.7456e-05 | 7.9772e-13 | 0.00011415 | 0 | 0 | 0.00034849 | 0 | 0 | 3.4913e-05 | 0 | 0.00013614 | 0 | 0.00013614 | 0.00011415 | 0.00022925 | 0.00011415 | 0 | 6.5591e-05 | 0.0001118 | 0.00013656 | 0.00012101 | 0.00012581 | 2.2132e-05 | 6.2979e-07 | 7.4903e-06 | 7.4903e-06 | 0.00011415 | 0.00011415 | 0.00011415 | 0.00011415 | 0.00011415 | 0.00011415 | 9.9691e-05 | 6.8344e-05 | 6.1493e-05 | 5.7992e-05 | 0.00022929 | 0.00011415 | 0.00011415 | 0.00011415 | 0.00011415 | 1.729e-06 | 2.6771e-05 | 5.7344e-05 | 7.5048e-05 | 0.00011469 | 0.00010504 | 9.8889e-05 | 9.6033e-05 | 0.00017659 | 0.00010313 | -1.7602e-05 | -1.7602e-05
06/30 24:00:00 | 6 | 30 | 24 | 4344 | WD | 0 | 3.0445e-05 | 3.0445e-05 | -0.00097884 | 7.6219e-05 | -1.3906e-12 | 0.00011415 | 0 | 0 | 0.00023959 | 0 | 0 | 3.0445e-05 | 0 | 0.00012638 | 0 | 0.00012638 | 0.00011415 | 0.00022925 | 0.00011415 | 0 | 6.5591e-05 | 0.0001118 | 0.00010524 | 0.00012008 | 0.00011549 | 2.3507e-05 | 4.9317e-07 | 7.8359e-06 | 7.8359e-06 | 0.00011415 | 0.00011415 | 0.00011415 | 0.00011415 | 0.00011415 | 0.00011415 | 4.5468e-05 | 6.8027e-05 | 5.8924e-05 | 5.4272e-05 | 0.00022929 | 0.00011415 | 0.00011415 | 0.00011415 | 0.00011415 | 1.2032e-06 | 2.496e-05 | 5.3631e-05 | 7.0234e-05 | 8.5262e-05 | 0.00010462 | 9.2293e-05 | 8.6575e-05 | 0.00016109 | 0.00010266 | -1.6758e-05 | -1.6758e-05
07/01 01:00:00 | 7 | 1 | 1 | 4345 | Holiday | 0 | 1.6082e-05 | 1.6082e-05 | 1.137e-06 | 0 | 0.00025245 | 0.00011415 | 0 | 0 | 0.00013341 | 0 | 0 | 1.6082e-05 | 0 | 9.19e-05 | 0 | 9.19e-05 | 0.00011415 | 0.00022925 | 0.00011415 | 0 | 6.5591e-05 | 0.0001118 | 0.00010277 | 0.00011641 | 0.0001122 | 2.5015e-05 | -1.0993e-05 | 4.9529e-07 | 4.9529e-07 | 0.00011415 | 0.00011415 | 0.00011415 | 0.00011415 | 0.00011415 | 0.00011415 | 3.6463e-05 | 6.7924e-05 | 5.8637e-05 | 5.3892e-05 | 0.00022929 | 0.00011415 | 0.00011415 | 0.00011415 | 0.00011415 | 1.2032e-06 | 2.437e-05 | 5.3103e-05 | 6.9742e-05 | 7.6459e-05 | 0.0001033 | 9.1526e-05 | 8.6066e-05 | 0.00014919 | 0.00010227 | -1.2519e-05 | -1.2519e-05
07/01 02:00:00 | 7 | 1 | 2 | 4346 | Holiday | 0 | 2.3022e-05 | 2.3022e-05 | 0.00096937 | 7.4158e-05 | 0.00023244 | 0.00011415 | 0 | 0 | 5.4452e-05 | 0 | 0 | 2.3022e-05 | 0 | 8.5656e-05 | 0 | 8.5656e-05 | 0.00011415 | 0.00022925 | 0.00011415 | 0 | 6.5591e-05 | 0.0001118 | 0.0001025 | 0.00011624 | 0.00011199 | 2.5287e-05 | -7.8441e-06 | 2.7265e-06 | 2.7265e-06 | 0.00011415 | 0.00011415 | 0.00011415 | 0.00011415 | 0.00011415 | 0.00011415 | 3.6473e-05 | 6.819e-05 | 6.0618e-05 | 5.6748e-05 | 0.00022929 | 0.00011415 | 0.00011415 | 0.00011415 | 0.00011415 | 1.23e-06 | 2.5894e-05 | 5.6002e-05 | 7.3438e-05 | 7.5054e-05 | 0.00010332 | 9.1886e-05 | 8.6584e-05 | 0.000158 | 0.00010201 | -1.5493e-05 | -1.5493e-05
07/01 03:00:00 | 7 | 1 | 3 | 4347 | Holiday | 0 | 2.2754e-05 | 2.2754e-05 | -0.00096777 | 7.4008e-05 | 0.00022975 | 0.00011415 | 0 | 0 | 2.1781e-05 | 0 | 0 | 2.2754e-05 | 0 | 8.3946e-05 | 0 | 8.3946e-05 | 0.00011415 | 0.00022925 | 0.00011415 | 0 | 6.5591e-05 | 0.0001118 | 0.00010268 | 0.0001148 | 0.00011105 | 2.5944e-05 | -1.1257e-05 | 6.1233e-07 | 6.1233e-07 | 0.00011415 | 0.00011415 | 0.00011415 | 0.00011415 | 0.00011415 | 0.00011415 | 4.5596e-05 | 6.8975e-05 | 6.1912e-05 | 5.8304e-05 | 0.00022929 | 0.00011415 | 0.00011415 | 0.00011415 | 0.00011415 | 1.5508e-06 | 3.0373e-05 | 5.892e-05 | 7.5451e-05 | 7.8354e-05 | 0.00010305 | 9.1933e-05 | 8.678e-05 | 0.00014436 | 0.00010182 | -1.4623e-05 | -1.4623e-05
07/01 04:00:00 | 7 | 1 | 4 | 4348 | Holiday | 0 | 1.4654e-05 | 1.4654e-05 | 0.00096877 | 0 | 0.00022651 | 0.00011415 | 0 | 0 | 2.1781e-05 | 0 | 0 | 1.4654e-05 | 0 | 8.2211e-05 | 0 | 8.2211e-05 | 0.00011415 | 0.00022925 | 0.00011415 | 0 | 6.5591e-05 | 0.0001118 | 0.00011441 | 0.00011177 | 0.00011259 | 2.6631e-05 | -2.2569e-05 | -6.8713e-06 | -6.8713e-06 | 0.00011415 | 0.00011415 | 0.00011415 | 0.00011415 | 0.00011415 | 0.00011415 | 5.4768e-05 | 7.0282e-05 | 7.6832e-05 | 8.0178e-05 | 0.00022929 | 0.00011415 | 0.00011415 | 0.00011415 | 0.00011415 | 2.0054e-06 | 3.7834e-05 | 7.9583e-05 | 0.00010376 | 8.0509e-05 | 0.00010237 | 9.6464e-05 | 9.3723e-05 | 0.00012719 | 0.0001016 | -1.2641e-05 | -1.2641e-05
07/01 05:00:00 | 7 | 1 | 5 | 4349 | Holiday | 0 | 2.4011e-05 | 2.4011e-05 | -0.00097089 | 7.4609e-05 | 0.00021796 | 0.00011415 | 0 | 0 | 6.5342e-05 | 0 | -0.0040922 | 2.4011e-05 | 0 | 8.1198e-05 | 0 | 8.1198e-05 | 0.00011415 | 0.00011463 | 0.00011415 | 5.0927e-06 | 6.5591e-05 | 0.0001118 | 0.00011573 | 0.000112 | 0.00011315 | 2.7466e-05 | -3.3383e-05 | -1.3969e-05 | -1.3969e-05 | 0.00011415 | 0.00011415 | 0.00011415 | 0.00011415 | 0.00011415 | 0.00011415 | 9.1181e-05 | 9.2842e-05 | 0.00010215 | 0.0001069 | 0.00011465 | 0.00011415 | 0.00011415 | 0.00011415 | 0.00011415 | 9.9715e-06 | 6.4635e-05 | 0.00011156 | 0.00013873 | 9.4692e-05 | 0.00010521 | 9.7566e-05 | 9.402e-05 | 0.00011387 | 0.0001015 | -1.682e-05 | -1.682e-05
07/01 06:00:00 | 7 | 1 | 6 | 4350 | Holiday | 6.5805e-05 | 2.7752e-05 | 2.7752e-05 | 2.5379e-06 | 7.66e-05 | -1.5577e-12 | 0.00011415 | 0.00029521 | 0.00029521 | 0.00013613 | 0 | -0.0027411 | 2.7752e-05 | 0 | 8.7512e-05 | 0 | 8.7512e-05 | 0.00011415 | 0 | 0.00011415 | 3.0307e-05 | 6.5591e-05 | 0.0001126 | 0.00012168 | 0.00011759 | 0.00011885 | 1.0723e-05 | -7.3244e-08 | 3.3712e-06 | 3.3712e-06 | 0.00011415 | 0.00011415 | 0.00011415 | 0.00011416 | 0.00011415 | 0.00011415 | 0.00012828 | 0.00012308 | 0.00013006 | 0.00013363 | 0 | 0.00011415 | 0.00011415 | 0.00011415 | 0.00011415 | 6.8234e-05 | 0.00010843 | 0.00015125 | 0.00017604 | 0.00011276 | 0.00011411 | 0.0001008 | 9.4624e-05 | 0.00011435 | 0.00010976 | 4.136e-05 | 4.136e-05
07/01 07:00:00 | 7 | 1 | 7 | 4351 | Holiday | 0.00015618 | 2.8874e-05 | 2.8874e-05 | 0.0010141 | 8.067e-05 | 7.5464e-14 | 0.00011415 | 0.00066996 | 0.00066996 | 0.00015247 | 0 | -0.0023666 | 2.8874e-05 | -0.00014398 | 9.9871e-05 | 0 | 9.9871e-05 | 0.00011415 | 0 | 0.00011415 | 6.141e-05 | 6.5591e-05 | 0.0001126 | 0.00012119 | 0.0001356 | 0.00013114 | 5.2353e-06 | 4.4539e-06 | 4.7032e-06 | 4.7032e-06 | 0.00011415 | 0.00011415 | 0.00011415 | 0.00011416 | 0.00011415 | 0.00011415 | 0.000149 | 0.00014024 | 0.00018893 | 0.00021381 | 0 | 0.00011415 | 0.00011415 | 0.00011415 | 0.00011415 | 0.0001559 | 0.00016719 | 0.00015614 | 0.00014974 | 0.00012733 | 0.00012591 | 0.00012422 | 0.00012344 | 0.00012736 | 0.00010676 | -9.5435e-05 | -9.5435e-05
07/01 08:00:00 | 7 | 1 | 8 | 4352 | Holiday | 0.00024003 | 3.8822e-05 | 3.8822e-05 | 1.4034e-05 | 0.00016467 | 4.7973e-13 | 0.00011415 | 0.00091345 | 0.00091345 | 0.00013613 | 0 | -0.0017706 | 3.8822e-05 | -7.6564e-05 | 0.00011103 | 0 | 0.00011103 | 0.00011415 | 0 | 0.00011415 | 0.00023444 | 0.00016398 | 0.0001685 | 0.00012634 | 0.0001419 | 0.00013709 | 4.4375e-06 | 1.6368e-06 | 2.5303e-06 | 2.5303e-06 | 0.00011415 | 0.00011415 | 0.00011415 | 0.00011416 | 0.00011415 | 0.00011415 | 0.00016895 | 0.00015337 | 0.00019337 | 0.00021381 | 0 | 0.00011415 | 0.00011415 | 0.00011415 | 0.00011415 | 0.00026676 | 0.00022539 | 0.00018116 | 0.00015555 | 0.00014531 | 0.00013259 | 0.00015666 | 0.00016783 | 0.00014421 | 0.00010376 | -0.00010716 | -0.00010716
07/01 09:00:00 | 7 | 1 | 9 | 4353 | Holiday | 0.00031477 | 3.6081e-05 | 3.6081e-05 | 1.6106e-05 | 0.00016513 | 1.5523e-12 | 0.00011415 | 0.00044872 | 0.00044872 | 5.9897e-05 | 0 | -0.0006731 | 3.6081e-05 | -4.2922e-05 | 0.00011108 | 0 | 0.00011108 | 0.00011415 | 0 | 0.00011415 | 0.00047113 | 0.00029516 | 0.0002244 | 0.00013262 | 0.000148 | 0.00014325 | 4.0888e-06 | 3.4229e-07 | 1.5376e-06 | 1.5376e-06 | 0.00011415 | 0.00011415 | 0.00011415 | 0.00011415 | 0.00011415 | 0.00011415 | 0.0001871 | 0.00015456 | 0.00019377 | 0.00021381 | 0 | 0.00011415 | 0.00011415 | 0.00011415 | 0.00011415 | 0.00038692 | 0.00024645 | 0.00019214 | 0.00016069 | 0.00016386 | 0.00013547 | 0.00016605 | 0.00018023 | 0.00016427 | 0.00010248 | -0.00010427 | -0.00010427
07/01 10:00:00 | 7 | 1 | 10 | 4354 | Holiday | 0.00038709 | 4.5672e-05 | 4.5672e-05 | 1.5562e-05 | 0.00016366 | 0.00021486 | 0.00011415 | 0.00030594 | 0.00030594 | 4.0839e-05 | 2.1508e-06 | 0 | 4.5672e-05 | 1.5139e-05 | 0.00011156 | 1.4769e-05 | 0.00011156 | 0.00011415 | 0 | 0.00011415 | 0.00047113 | 0.00029516 | 0.0002244 | 0.00013543 | 0.00015335 | 0.00014781 | 6.0649e-06 | -3.0098e-06 | -1.1444e-07 | -1.1444e-07 | 0.00011415 | 0.00011415 | 0.00011415 | 0.00011415 | 0.00011415 | 0.00011415 | 0.00018706 | 0.00015413 | 0.00019363 | 0.00021381 | 0 | 0.00011415 | 0.00011415 | 0.00011415 | 0.00011415 | 0.00046065 | 0.00024653 | 0.00019503 | 0.0001652 | 0.0001719 | 0.00013732 | 0.00016775 | 0.00018187 | 0.00018393 | 0.00010409 | -0.00010855 | -0.00010855
07/01 11:00:00 | 7 | 1 | 11 | 4355 | Holiday | 0.0004406 | 2.6956e-05 | 2.6956e-05 | 0.0006056 | 8.0701e-05 | 0.00021991 | 0.00011415 | 0 | 0 | 4.0839e-05 | 0 | 0 | 2.6956e-05 | 0 | 0.00011463 | 0 | 0.00011463 | 0.00011415 | 0 | 0.00011415 | 0.00047113 | 0.00029516 | 0.0002244 | 0.00016225 | 0.00015584 | 0.00015782 | 7.5624e-06 | -1.4885e-06 | 1.3992e-06 | 1.3992e-06 | 0.00011415 | 0.00011415 | 0.00011415 | 0.00011415 | 0.00011415 | 0.00011415 | 0.000187 | 0.00015348 | 0.00019341 | 0.00021381 | 0 | 0.00011415 | 0.00011415 | 0.00011415 | 0.00011415 | 0.00050107 | 0.00024632 | 0.00019699 | 0.00016842 | 0.0001733 | 0.00013852 | 0.00017096 | 0.000186 | 0.00017604 | 0.00012168 | -0.0001061 | -0.0001061
07/01 12:00:00 | 7 | 1 | 12 | 4356 | Holiday | 0.00047048 | 3.5252e-05 | 3.5252e-05 | 0.0004132 | 0.00015904 | 0.00021998 | 0.00011415 | 0 | 0 | 4.0839e-05 | 0 | 0 | 3.5252e-05 | 0 | 0.00011458 | 0 | 0.00011458 | 0.00011415 | 0 | 0.00011415 | 0.00047113 | 0.00029516 | 0.0002244 | 0.00013973 | 0.00015699 | 0.00015166 | 6.753e-06 | -2.1258e-07 | 2.0098e-06 | 2.0098e-06 | 0.00011415 | 0.00011415 | 0.00011415 | 0.00011415 | 0.00011415 | 0.00011415 | 0.00018694 | 0.0001532 | 0.00019331 | 0.00021381 | 0 | 0.00011415 | 0.00011415 | 0.00011415 | 0.00011415 | 0.00052438 | 0.00024586 | 0.00024076 | 0.00023781 | 0.00017523 | 0.0001391 | 0.00017599 | 0.0001931 | 0.00017463 | 0.00013781 | -0.00010649 | -0.00010649
07/01 13:00:00 | 7 | 1 | 13 | 4357 | Holiday | 0.00047102 | 2.6221e-05 | 2.6221e-05 | -0.00098488 | 7.8606e-05 | 0.00021627 | 0.00011415 | 0 | 0 | 4.0839e-05 | 0 | 0 | 2.6221e-05 | 0 | 0.00011115 | 0 | 0.00011115 | 0.00011415 | 0 | 0.00011415 | 0.00047113 | 0.00029516 | 0.0002244 | 0.0001405 | 0.00016383 | 0.00015662 | 8.3048e-07 | 1.5531e-07 | 3.7073e-07 | 3.7073e-07 | 0.00011415 | 0.00011415 | 0.00011415 | 0.00011415 | 0.00011415 | 0.00011415 | 0.00018653 | 0.00015279 | 0.00019317 | 0.00021381 | 0 | 0.00011415 | 0.00011415 | 0.00011415 | 0.00011415 | 0.00052727 | 0.00024525 | 0.00024074 | 0.00023813 | 0.00017571 | 0.00014162 | 0.0001758 | 0.00019166 | 0.00018205 | 0.00015747 | -0.00010764 | -0.00010764
07/01 14:00:00 | 7 | 1 | 14 | 4358 | Holiday | 0.00044473 | 2.6067e-05 | 2.6067e-05 | 0.00099891 | 7.8044e-05 | 0.00022375 | 0.00011415 | 0 | 0 | 4.0839e-05 | 0 | 0 | 2.6067e-05 | 0 | 0.00011051 | 0 | 0.00011051 | 0.00011415 | 0 | 0.00011415 | 0.00047113 | 0.00029516 | 0.0002244 | 0.00013968 | 0.00016301 | 0.0001558 | 7.2676e-07 | 8.5583e-08 | 2.9016e-07 | 2.9016e-07 | 0.00011415 | 0.00011415 | 0.00011415 | 0.00011415 | 0.00011415 | 0.00011415 | 0.00018548 | 0.00015218 | 0.00019297 | 0.00021381 | 0 | 0.00011415 | 0.00011415 | 0.00011415 | 0.00011415 | 0.00051 | 0.00024314 | 0.00023921 | 0.00023694 | 0.00017467 | 0.00014105 | 0.00017306 | 0.00018792 | 0.00018496 | 0.00015373 | -0.00010866 | -0.00010866
07/01 15:00:00 | 7 | 1 | 15 | 4359 | Holiday | 0.00038825 | 2.5867e-05 | 2.5867e-05 | 5.2188e-06 | 7.7484e-05 | 0.00023635 | 0.00011415 | 0 | 0 | 4.0839e-05 | 0 | 0 | 2.5867e-05 | 0 | 0.00010956 | 0 | 0.00010956 | 0.00011415 | 0 | 0.00011415 | 0.00047113 | 0.00029516 | 0.0002244 | 0.00013674 | 0.00015901 | 0.00015213 | 1.6181e-05 | -8.8064e-08 | 5.1027e-06 | 5.1027e-06 | 0.00011415 | 0.00011415 | 0.00011415 | 0.00011415 | 0.00011415 | 0.00011415 | 0.00016661 | 0.00015069 | 0.00019246 | 0.00021381 | 0 | 0.00011415 | 0.00011415 | 0.00011415 | 0.00011415 | 0.00042542 | 0.00023592 | 0.00019206 | 0.00016666 | 0.00016295 | 0.00013921 | 0.00017249 | 0.00018793 | 0.00018411 | 0.00015521 | -0.00011241 | -0.00011241
07/01 16:00:00 | 7 | 1 | 16 | 4360 | Holiday | 0.00031701 | 2.7163e-05 | 2.7163e-05 | 5.4691e-06 | 7.7445e-05 | 0.00024949 | 0.00011415 | 0 | 0 | 4.0839e-05 | 0 | 0 | 2.7163e-05 | 0 | 0.00011092 | 0 | 0.00011092 | 0.00011415 | 0 | 0.00011415 | 0.00047113 | 0.00029516 | 0.0002244 | 0.00012801 | 0.00015925 | 0.0001496 | 5.3966e-06 | -2.6845e-07 | 1.539e-06 | 1.539e-06 | 0.00011415 | 0.00011415 | 0.00011415 | 0.00011415 | 0.00011415 | 0.00011415 | 0.00014779 | 0.00014413 | 0.00015206 | 0.00015611 | 0 | 0.00011415 | 0.00011415 | 0.00011415 | 0.00011415 | 0.00032494 | 0.00021408 | 0.00015378 | 0.00011885 | 0.0001513 | 0.00013717 | 0.00016216 | 0.00017375 | 0.00018665 | 0.00014881 | -0.00010955 | -0.00010955
07/01 17:00:00 | 7 | 1 | 17 | 4361 | Holiday | 0.00023738 | 3.9812e-05 | 3.9812e-05 | 5.9454e-06 | 0.00015587 | -2.0051e-12 | 0.00011415 | 0.0010984 | 0.0010984 | 4.0839e-05 | 0 | 0 | 3.9812e-05 | 0 | 0.00012 | 0 | 0.00012 | 0.00011415 | 0 | 0.00011415 | 0.00045309 | 0.00029516 | 0.0002244 | 0.0001268 | 0.00015758 | 0.00014807 | 4.8848e-06 | -5.3608e-07 | 1.1935e-06 | 1.1935e-06 | 0.00011415 | 0.00011415 | 0.00011415 | 0.00011415 | 0.00011415 | 0.00011415 | 0.00012914 | 0.00013924 | 0.00012923 | 0.00012411 | 0 | 0.00011415 | 0.00011415 | 0.00011415 | 0.00011415 | 0.00022771 | 0.00019071 | 0.00012797 | 9.1642e-05 | 0.00014043 | 0.00013482 | 0.00015196 | 0.00015992 | 0.00018774 | 0.00013543 | -0.00011304 | -0.00011304
07/01 18:00:00 | 7 | 1 | 18 | 4362 | Holiday | 0.00015634 | 3.5935e-05 | 3.5935e-05 | 0.0010062 | 7.8987e-05 | -7.5459e-13 | 0.00011415 | 0.0011006 | 0.0011006 | 7.0788e-05 | 0 | 0 | 3.5935e-05 | 0 | 0.00013406 | 0 | 0.00013406 | 0.00011415 | 0 | 0.00011415 | 7.2428e-05 | 6.5591e-05 | 0.0001126 | 0.00012604 | 0.00015226 | 0.00014415 | 4.6061e-06 | -4.4757e-07 | 1.1648e-06 | 1.1648e-06 | 0.00011415 | 0.00011415 | 0.00011415 | 0.00011415 | 0.00011415 | 0.00011415 | 0.00012867 | 0.00012817 | 0.00011248 | 0.00010446 | 0 | 0.00011415 | 0.00011415 | 0.00011415 | 0.00011415 | 0.0001596 | 0.00014448 | 0.00010011 | 7.4425e-05 | 0.00013619 | 0.00012903 | 0.00012146 | 0.00011795 | 0.00018236 | 0.00011644 | 1.78e-05 | 1.78e-05
07/01 19:00:00 | 7 | 1 | 19 | 4363 | Holiday | 7.0618e-05 | 4.6816e-05 | 4.6816e-05 | 8.9976e-06 | 0.00012783 | -3.8268e-13 | 0.00011415 | 0.00082238 | 0.00082238 | 0.00015247 | 0 | 0 | 4.6816e-05 | 0 | 0.00014271 | 0 | 0.00014271 | 0.00011415 | 0 | 0.00011415 | 4.0203e-05 | 6.5591e-05 | 0.0001126 | 0.00013474 | 0.00014677 | 0.00014306 | 4.2529e-06 | -4.3943e-07 | 1.0577e-06 | 1.0577e-06 | 0.00011415 | 0.00011415 | 0.00011415 | 0.00011415 | 0.00011415 | 0.00011415 | 0.00011028 | 0.00011978 | 0.00010074 | 9.1006e-05 | 0 | 0.00011415 | 0.00011415 | 0.00011415 | 0.00011415 | 7.9597e-05 | 9.981e-05 | 7.6032e-05 | 6.2263e-05 | 0.00012174 | 0.00012424 | 0.00011328 | 0.0001082 | 0.00017394 | 0.00010332 | 1.4021e-05 | 1.4021e-05
07/01 20:00:00 | 7 | 1 | 20 | 4364 | Holiday | 0 | 4.7898e-05 | 4.7898e-05 | 1.8037e-05 | 0.00011291 | -2.8565e-13 | 0.00011415 | 0.00015324 | 0.00015324 | 0.00021236 | 0 | 0 | 4.7898e-05 | 0 | 0.00014653 | 0 | 0.00014653 | 0.00011415 | 5.7313e-05 | 0.00011415 | 6.2429e-06 | 6.5591e-05 | 0.0001126 | 0.00013015 | 0.00014075 | 0.00013748 | 3.4068e-06 | 4.5866e-07 | 1.3993e-06 | 1.3993e-06 | 0.00011415 | 0.00011415 | 0.00011415 | 0.00011415 | 0.00011415 | 0.00011415 | 0.00010984 | 0.00010452 | 8.5929e-05 | 7.6429e-05 | 3.9149e-05 | 0.00011415 | 0.00011415 | 0.00011415 | 0.00011415 | 1.7967e-05 | 6.2574e-05 | 8.5861e-05 | 9.9346e-05 | 0.00011771 | 0.00011926 | 0.00010267 | 9.4974e-05 | 0.00017098 | 0.00010332 | 1.6929e-05 | 1.6929e-05
07/01 21:00:00 | 7 | 1 | 21 | 4365 | Holiday | 0 | 5.1073e-05 | 5.1073e-05 | 7.8859e-06 | 0.00013946 | 0 | 0.00011415 | 0 | 0 | 0.00028587 | 0 | 0 | 5.1073e-05 | 0 | 0.00014762 | 0 | 0.00014762 | 0.00011415 | 0.00022925 | 0.00011415 | 0 | 6.5591e-05 | 0.0001126 | 0.00012174 | 0.00012104 | 0.00012125 | 1.2832e-05 | 7.0859e-07 | 4.5767e-06 | 4.5767e-06 | 0.00011415 | 0.00011415 | 0.00011415 | 0.00011415 | 0.00011415 | 0.00011415 | 0.00010924 | 9.2279e-05 | 7.4921e-05 | 6.6052e-05 | 0.00022929 | 0.00011415 | 0.00011415 | 0.00011415 | 0.00011415 | 3.2016e-06 | 4.5412e-05 | 7.0785e-05 | 8.5478e-05 | 0.00011852 | 0.00011264 | 0.00010579 | 0.00010261 | 0.00017017 | 0.00010012 | 1.6157e-05 | 1.6157e-05
07/01 22:00:00 | 7 | 1 | 22 | 4366 | Holiday | 0 | 4.2554e-05 | 4.2554e-05 | 0.001005 | 9.8683e-05 | 2.0698e-12 | 0.00011415 | 0 | 0 | 0.00034305 | 5.83e-06 | 0 | 4.2554e-05 | 1.2382e-06 | 0.00014405 | 4.6685e-07 | 0.00014405 | 0.00011415 | 0.00022925 | 0.00011415 | 0 | 6.5591e-05 | 0.0001118 | 0.00011128 | 0.00011713 | 0.00011532 | 2.283e-05 | -3.6333e-06 | 4.81e-06 | 4.81e-06 | 0.00011415 | 0.00011415 | 0.00011415 | 0.00011415 | 0.00011415 | 0.00011415 | 0.00010883 | 6.9436e-05 | 6.3877e-05 | 6.1037e-05 | 0.00022929 | 0.00011415 | 0.00011415 | 0.00011415 | 0.00011415 | 2.0797e-06 | 3.3003e-05 | 6.2124e-05 | 7.8988e-05 | 0.00011493 | 0.00010401 | 9.931e-05 | 9.713e-05 | 0.00016557 | 0.00010332 | -2.4866e-05 | -2.4866e-05
07/01 23:00:00 | 7 | 1 | 23 | 4367 | Holiday | 0 | 3.4919e-05 | 3.4919e-05 | 4.9628e-06 | 7.751e-05 | 7.9772e-13 | 0.00011415 | 0 | 0 | 0.00034849 | 0 | 0 | 3.4919e-05 | 0 | 0.00013614 | 0 | 0.00013614 | 0.00011415 | 0.00022925 | 0.00011415 | 0 | 6.5591e-05 | 0.0001118 | 0.00013451 | 0.00011679 | 0.00012227 | 2.5705e-05 | -3.6777e-06 | 5.6969e-06 | 5.6969e-06 | 0.00011415 | 0.00011415 | 0.00011415 | 0.00011415 | 0.00011415 | 0.00011415 | 9.9691e-05 | 6.8344e-05 | 6.1493e-05 | 5.7992e-05 | 0.00022929 | 0.00011415 | 0.00011415 | 0.00011415 | 0.00011415 | 1.729e-06 | 2.6771e-05 | 5.7344e-05 | 7.5048e-05 | 0.00010815 | 0.00010356 | 9.8198e-05 | 9.5712e-05 | 0.00016205 | 0.00010294 | -1.7503e-05 | -1.7503e-05
07/01 24:00:00 | 7 | 1 | 24 | 4368 | Holiday | 0 | 3.0449e-05 | 3.0449e-05 | 2.8628e-06 | 7.6254e-05 | -1.3906e-12 | 0.00011415 | 0 | 0 | 0.00023959 | 0 | 0 | 3.0449e-05 | 0 | 0.00012638 | 0 | 0.00012638 | 0.00011415 | 0.00022925 | 0.00011415 | 0 | 6.5591e-05 | 0.0001118 | 0.0001031 | 0.00011585 | 0.00011191 | 2.5161e-05 | -2.7212e-06 | 6.1748e-06 | 6.1748e-06 | 0.00011415 | 0.00011415 | 0.00011415 | 0.00011415 | 0.00011415 | 0.00011415 | 4.5468e-05 | 6.8027e-05 | 5.8924e-05 | 5.4272e-05 | 0.00022929 | 0.00011415 | 0.00011415 | 0.00011415 | 0.00011415 | 1.2032e-06 | 2.496e-05 | 5.3631e-05 | 7.0234e-05 | 8.1236e-05 | 0.00010313 | 9.1604e-05 | 8.6258e-05 | 0.00016142 | 0.00010253 | -1.645e-05 | -1.645e-05
07/02 01:00:00 | 7 | 2 | 1 | 4369 | WD | 0 | 2.4004e-05 | 2.4004e-05 | 1.3292e-06 | 7.4738e-05 | 0.00025245 | 0.00011415 | 0 | 0 | 0.00013341 | 0 | 0 | 2.4004e-05 | 0 | 9.19e-05 | 0 | 9.19e-05 | 0.00011415 | 0.00022925 | 0.00011415 | 0 | 1.6398e-05 | 1.3975e-05 | 0.00010581 | 0.00011535 | 0.0001124 | 1.2401e-05 | -2.9856e-06 | 1.9237e-06 | 1.9237e-06 | 0.00011415 | 0.00011415 | 0.00011415 | 0.00011415 | 0.00011415 | 0.00011415 | 9.0148e-05 | 6.7924e-05 | 5.8873e-05 | 5.4248e-05 | 0.00022929 | 0.00011415 | 0.00011415 | 0.00011415 | 0.00011415 | 2.6738e-07 | 2.6332e-05 | 5.4114e-05 | 7.0203e-05 | 0.00010008 | 0.00010292 | 8.7601e-05 | 8.0494e-05 | 0.0001568 | 0.00010228 | 1.2061e-05 | 1.2061e-05
07/02 02:00:00 | 7 | 2 | 2 | 4370 | WD | 0 | 1.5162e-05 | 1.5162e-05 | 0 | 0 | 0.00023244 | 0.00011415 | 0 | 0 | 5.4452e-05 | 0 | 0 | 1.5162e-05 | 0 | 8.5656e-05 | 0 | 8.5656e-05 | 0.00011415 | 0.00022925 | 0.00011415 | 0 | 1.6398e-05 | 1.3975e-05 | 0.00010497 | 0.00011494 | 0.00011186 | 6.729e-06 | -4.0874e-06 | -6.3637e-07 | -6.3637e-07 | 0.00011415 | 0.00011415 | 0.00011415 | 0.00011415 | 0.00011415 | 0.00011415 | 9.0148e-05 | 6.819e-05 | 5.8033e-05 | 5.2843e-05 | 0.00022929 | 0.00011415 | 0.00011415 | 0.00011415 | 0.00011415 | 2.6738e-07 | 2.9919e-05 | 5.4278e-05 | 6.8384e-05 | 9.9409e-05 | 0.00010286 | 8.7089e-05 | 7.9774e-05 | 0.00015145 | 0.00010214 | 1.6932e-05 | 1.6932e-05
07/02 03:00:00 | 7 | 2 | 3 | 4371 | WD | 0 | 2.2755e-05 | 2.2755e-05 | 4.6206e-07 | 7.4017e-05 | 0.00022975 | 0.00011415 | 0 | 0 | 2.1781e-05 | 0 | 0 | 2.2755e-05 | 0 | 8.3946e-05 | 0 | 8.3946e-05 | 0.00011415 | 0.00022925 | 0.00011415 | 0 | 1.6398e-05 | 1.3975e-05 | 0.00010397 | 0.00011326 | 0.00011039 | 5.7368e-06 | -1.0569e-05 | -5.3663e-06 | -5.3663e-06 | 0.00011415 | 0.00011415 | 0.00011415 | 0.00011415 | 0.00011415 | 0.00011415 | 9.0148e-05 | 6.8975e-05 | 5.8875e-05 | 5.3714e-05 | 0.00022929 | 0.00011415 | 0.00011415 | 0.00011415 | 0.00011415 | 2.6738e-07 | 3.8543e-05 | 5.8155e-05 | 6.9512e-05 | 9.7299e-05 | 0.0001025 | 8.712e-05 | 7.9985e-05 | 0.00013997 | 0.00010188 | 1.3908e-05 | 1.3908e-05
07/02 04:00:00 | 7 | 2 | 4 | 4372 | WD | 0 | 1.4654e-05 | 1.4654e-05 | 0 | 0 | 0.00022651 | 0.00011415 | 0 | 0 | 2.1781e-05 | 0 | 0 | 1.4654e-05 | 0 | 8.2211e-05 | 0 | 8.2211e-05 | 0.00011415 | 0.00022925 | 0.00011415 | 0 | 1.6398e-05 | 1.3975e-05 | 0.00011424 | 0.00011064 | 0.00011175 | 5.2409e-06 | -2.3058e-05 | -1.4029e-05 | -1.4029e-05 | 0.00011415 | 0.00011415 | 0.00011415 | 0.00011415 | 0.00011415 | 0.00011415 | 9.0148e-05 | 7.1954e-05 | 5.9771e-05 | 5.3546e-05 | 0.00022929 | 0.00011415 | 0.00011415 | 0.00011415 | 0.00011415 | 2.6738e-07 | 5.0819e-05 | 6.2519e-05 | 6.9294e-05 | 9.4347e-05 | 0.00010248 | 8.708e-05 | 7.9939e-05 | 0.00011486 | 0.00010148 | 1.3612e-05 | 1.3612e-05
07/02 05:00:00 | 7 | 2 | 5 | 4373 | WD | 0 | 2.4011e-05 | 2.4011e-05 | 6.1682e-07 | 7.4611e-05 | 0.00021796 | 0.00011415 | 0 | 0 | 6.5342e-05 | 0 | -0.0029817 | 2.4011e-05 | 0 | 8.1198e-05 | 0 | 8.1198e-05 | 0.00011415 | 0.00011463 | 0.00011415 | 1.3481e-06 | 1.6398e-05 | 1.3975e-05 | 0.00011229 | 0.00011089 | 0.00011132 | 3.2778e-06 | -3.3381e-05 | -2.1684e-05 | -2.1684e-05 | 0.00011415 | 0.00011415 | 0.00011415 | 0.00011415 | 0.00011415 | 0.00011415 | 9.0148e-05 | 8.8876e-05 | 6.9268e-05 | 5.9249e-05 | 0.00011465 | 0.00011415 | 0.00011415 | 0.00011415 | 0.00011415 | 7.5235e-06 | 9.2988e-05 | 8.2801e-05 | 7.6902e-05 | 9.0654e-05 | 0.00010362 | 8.322e-05 | 7.3757e-05 | 0.00010694 | 0.00010127 | 1.6794e-05 | 1.6794e-05
07/02 06:00:00 | 7 | 2 | 6 | 4374 | WD | 6.6415e-05 | 2.7754e-05 | 2.7754e-05 | 2.6989e-06 | 7.6622e-05 | -1.5577e-12 | 0.00011415 | 0.00029538 | 0.00029538 | 0.00013613 | 0 | -0.0026909 | 2.7754e-05 | 0 | 8.7512e-05 | 0 | 8.7512e-05 | 0.00011415 | 0 | 0.00011415 | 7.5811e-06 | 1.6398e-05 | 1.4769e-05 | 0.0001144 | 0.00011875 | 0.00011741 | 3.3808e-06 | -2.8984e-06 | -8.9499e-07 | -8.9499e-07 | 0.00011415 | 0.00011415 | 0.00011415 | 0.00011416 | 0.00011415 | 0.00011415 | 9.0148e-05 | 0.00012039 | 8.3291e-05 | 6.4334e-05 | 0 | 0.00011415 | 0.00011415 | 0.00011415 | 0.00011415 | 4.4085e-05 | 0.00015396 | 0.00011013 | 8.475e-05 | 8.9474e-05 | 0.00011195 | 8.159e-05 | 6.7509e-05 | 0.00011908 | 0.00011133 | 1.3184e-05 | 1.3184e-05
07/02 07:00:00 | 7 | 2 | 7 | 4375 | WD | 0.0001534 | 2.8874e-05 | 2.8874e-05 | 0.00025066 | 8.0677e-05 | 7.5464e-14 | 0.00011415 | 0.00066666 | 0.00066666 | 0.00015247 | 0 | -0.0018935 | 2.8874e-05 | -0.00016281 | 9.9871e-05 | 0 | 9.9871e-05 | 0.00011415 | 0 | 0.00011415 | 1.5277e-05 | 1.6398e-05 | 1.4769e-05 | 0.00011357 | 0.0001438 | 0.00013446 | 3.9445e-06 | 2.8356e-06 | 3.1894e-06 | 3.1894e-06 | 0.00011415 | 0.00011415 | 0.00011415 | 0.00011416 | 0.00011415 | 0.00011415 | 9.0148e-05 | 0.00013789 | 9.3076e-05 | 7.0176e-05 | 0 | 0.00011415 | 0.00011415 | 0.00011415 | 0.00011415 | 8.9003e-05 | 0.00022956 | 0.00014379 | 9.412e-05 | 9.7069e-05 | 0.00012633 | 8.7296e-05 | 6.9192e-05 | 0.00017405 | 0.00010709 | -0.00011428 | -0.00011428
07/02 08:00:00 | 7 | 2 | 8 | 4376 | WD | 0.00023452 | 3.8816e-05 | 3.8816e-05 | 0.00078452 | 0.00016462 | 4.7973e-13 | 0.00011415 | 0.0009045 | 0.0009045 | 0.00013613 | 0 | -0.0012069 | 3.8816e-05 | -7.4246e-05 | 0.00011103 | 0 | 0.00011103 | 0.00011415 | 0 | 0.00011415 | 2.3214e-05 | 1.6398e-05 | 1.4769e-05 | 0.00011668 | 0.00015191 | 0.00014102 | 3.714e-06 | 9.6573e-07 | 1.8426e-06 | 1.8426e-06 | 0.00011415 | 0.00011415 | 0.00011415 | 0.00011416 | 0.00011415 | 0.00011415 | 9.0148e-05 | 0.00015179 | 0.00010013 | 7.3736e-05 | 0 | 0.00011415 | 0.00011415 | 0.00011415 | 0.00011415 | 0.00013479 | 0.00028925 | 0.0001698 | 0.00010063 | 0.00010394 | 0.00013401 | 9.0628e-05 | 7.0508e-05 | 0.00018247 | 0.00010405 | -0.00011756 | -0.00011756
07/02 09:00:00 | 7 | 2 | 9 | 4377 | WD | 0.00031203 | 3.6076e-05 | 3.6076e-05 | -0.00046729 | 0.00016509 | 1.5523e-12 | 0.00011415 | 0.00044872 | 0.00044872 | 5.9897e-05 | 0 | -0.00025989 | 3.6076e-05 | -3.7449e-05 | 0.00011108 | 0 | 0.00011108 | 0.00011415 | 0 | 0.00011415 | 2.6174e-05 | 1.6398e-05 | 1.4769e-05 | 0.00012086 | 0.00015756 | 0.00014621 | 3.2573e-06 | -1.2159e-06 | 2.1132e-07 | 2.1132e-07 | 0.00011415 | 0.00011415 | 0.00011415 | 0.00011415 | 0.00011415 | 0.00011415 | 9.0148e-05 | 0.00015377 | 0.00010127 | 7.4447e-05 | 0 | 0.00011415 | 0.00011415 | 0.00011415 | 0.00011415 | 0.00018114 | 0.00031317 | 0.00018023 | 0.00010325 | 0.00010998 | 0.00013706 | 9.1929e-05 | 7.0998e-05 | 0.00018615 | 0.00010635 | -0.00011773 | -0.00011773
07/02 10:00:00 | 7 | 2 | 10 | 4378 | WD | 0.00038146 | 4.4589e-05 | 4.4589e-05 | -0.00051819 | 0.00016359 | 0.00021486 | 0.00011415 | 0.00030594 | 0.00030594 | 4.0839e-05 | 4.5613e-06 | 0 | 4.4589e-05 | 2.0812e-05 | 0.00011156 | 1.3239e-05 | 0.00011156 | 0.00011415 | 0 | 0.00011415 | 2.6174e-05 | 1.6398e-05 | 1.4769e-05 | 0.00012364 | 0.00016203 | 0.00015017 | 3.2553e-06 | -3.5038e-06 | -1.3473e-06 | -1.3473e-06 | 0.00011415 | 0.00011415 | 0.00011415 | 0.00011415 | 0.00011415 | 0.00011415 | 9.0148e-05 | 0.00015428 | 0.00010131 | 7.4243e-05 | 0 | 0.00011415 | 0.00011415 | 0.00011415 | 0.00011415 | 0.00021703 | 0.00031134 | 0.00018027 | 0.00010437 | 0.00011687 | 0.0001392 | 9.2742e-05 | 7.1194e-05 | 0.0001798 | 0.00014387 | -0.00011464 | -0.00011464
07/02 11:00:00 | 7 | 2 | 11 | 4379 | WD | 0.00043368 | 2.6953e-05 | 2.6953e-05 | 0.0010156 | 8.0667e-05 | 0.00021991 | 0.00011415 | 0 | 0 | 4.0839e-05 | 0 | 0 | 2.6953e-05 | 0 | 0.00011463 | 0 | 0.00011463 | 0.00011415 | 0 | 0.00011415 | 2.6174e-05 | 1.6398e-05 | 1.4769e-05 | 0.00014911 | 0.00016646 | 0.0001611 | 3.9679e-06 | -2.7133e-06 | -5.8162e-07 | -5.8162e-07 | 0.00011415 | 0.00011415 | 0.00011415 | 0.00011415 | 0.00011415 | 0.00011415 | 9.0148e-05 | 0.00015449 | 0.00010025 | 7.2535e-05 | 0 | 0.00011415 | 0.00011415 | 0.00011415 | 0.00011415 | 0.00023663 | 0.00031032 | 0.00017899 | 0.00010294 | 0.00011907 | 0.00014161 | 9.3298e-05 | 7.0887e-05 | 0.00017194 | 0.00021667 | -0.00011795 | -0.00011795
07/02 12:00:00 | 7 | 2 | 12 | 4380 | WD | 0.00046385 | 3.5247e-05 | 3.5247e-05 | 0.0010077 | 0.00015899 | 0.00021998 | 0.00011415 | 0 | 0 | 4.0839e-05 | 0 | 0 | 3.5247e-05 | 0 | 0.00011458 | 0 | 0.00011458 | 0.00011415 | 0 | 0.00011415 | 2.6174e-05 | 1.6398e-05 | 1.4769e-05 | 0.00012566 | 0.00016423 | 0.00015231 | 3.4269e-06 | -1.4282e-06 | 1.2083e-07 | 1.2083e-07 | 0.00011415 | 0.00011415 | 0.00011415 | 0.00011415 | 0.00011415 | 0.00011415 | 9.0148e-05 | 0.00015213 | 9.8273e-05 | 7.0757e-05 | 0 | 0.00011415 | 0.00011415 | 0.00011415 | 0.00011415 | 0.00024812 | 0.00030889 | 0.00017724 | 0.000101 | 0.00011755 | 0.0001405 | 9.2711e-05 | 7.0544e-05 | 0.00018115 | 0.0002253 | -0.00011292 | -0.00011292
07/02 13:00:00 | 7 | 2 | 13 | 4381 | WD | 0.00046169 | 2.6218e-05 | 2.6218e-05 | -0.00098407 | 7.8579e-05 | 0.00021627 | 0.00011415 | 0 | 0 | 4.0839e-05 | 0 | 0 | 2.6218e-05 | 0 | 0.00011115 | 0 | 0.00011115 | 0.00011415 | 0 | 0.00011415 | 2.6174e-05 | 1.6398e-05 | 1.4769e-05 | 0.00012921 | 0.00016975 | 0.00015723 | 3.371e-06 | -5.648e-07 | 6.9094e-07 | 6.9094e-07 | 0.00011415 | 0.00011415 | 0.00011415 | 0.00011415 | 0.00011415 | 0.00011415 | 9.0148e-05 | 0.00014983 | 9.7015e-05 | 7.0029e-05 | 0 | 0.00011415 | 0.00011415 | 0.00011415 | 0.00011415 | 0.00025032 | 0.00030835 | 0.00017644 | 0.00010006 | 0.00012079 | 0.00014229 | 9.3404e-05 | 7.0729e-05 | 0.00017908 | 0.00025959 | -0.00011547 | -0.00011547
07/02 14:00:00 | 7 | 2 | 14 | 4382 | WD | 0.00043622 | 2.6063e-05 | 2.6063e-05 | 6.1931e-06 | 7.8014e-05 | 0.00022375 | 0.00011415 | 0 | 0 | 4.0839e-05 | 0 | 0 | 2.6063e-05 | 0 | 0.00011051 | 0 | 0.00011051 | 0.00011415 | 0 | 0.00011415 | 2.6174e-05 | 1.6398e-05 | 1.4769e-05 | 0.00013028 | 0.00016873 | 0.00015685 | 3.2687e-06 | -2.2668e-07 | 8.8854e-07 | 8.8854e-07 | 0.00011415 | 0.00011415 | 0.00011415 | 0.00011415 | 0.00011415 | 0.00011415 | 9.0148e-05 | 0.00014449 | 9.6811e-05 | 7.2451e-05 | 0 | 0.00011415 | 0.00011415 | 0.00011415 | 0.00011415 | 0.00024431 | 0.00030298 | 0.00017643 | 0.00010315 | 0.00012204 | 0.00014037 | 9.3652e-05 | 7.1982e-05 | 0.00017242 | 0.00027245 | -0.00011298 | -0.00011298
07/02 15:00:00 | 7 | 2 | 15 | 4383 | WD | 0.00038498 | 2.586e-05 | 2.586e-05 | 5.7435e-06 | 7.7418e-05 | 0.00023635 | 0.00011415 | 0 | 0 | 4.0839e-05 | 0 | 0 | 2.586e-05 | 0 | 0.00010956 | 0 | 0.00010956 | 0.00011415 | 0 | 0.00011415 | 2.6174e-05 | 1.6398e-05 | 1.4769e-05 | 0.00012843 | 0.00016304 | 0.00015234 | 3.1886e-06 | -5.611e-07 | 6.3526e-07 | 6.3526e-07 | 0.00011415 | 0.00011415 | 0.00011415 | 0.00011415 | 0.00011415 | 0.00011415 | 9.0148e-05 | 0.00014286 | 9.5077e-05 | 7.0664e-05 | 0 | 0.00011415 | 0.00011415 | 0.00011415 | 0.00011415 | 0.00022798 | 0.0002921 | 0.00017033 | 9.9818e-05 | 0.00012003 | 0.00013767 | 9.2622e-05 | 7.1728e-05 | 0.00017076 | 0.00027097 | -0.00011654 | -0.00011654
07/02 16:00:00 | 7 | 2 | 16 | 4384 | WD | 0.00031251 | 2.9492e-05 | 2.9492e-05 | 5.7377e-06 | 9.9418e-05 | 0.00024949 | 0.00011415 | 0 | 0 | 4.0839e-05 | 0 | 0 | 2.9492e-05 | 0 | 0.00011092 | 0 | 0.00011092 | 0.00011415 | 0 | 0.00011415 | 2.6174e-05 | 1.6398e-05 | 1.4769e-05 | 0.0001223 | 0.00016094 | 0.000149 | 2.9805e-06 | -7.4643e-07 | 4.4267e-07 | 4.4267e-07 | 0.00011415 | 0.00011415 | 0.00011415 | 0.00011415 | 0.00011415 | 0.00011415 | 9.0148e-05 | 0.00013469 | 9.0204e-05 | 6.7472e-05 | 0 | 0.00011415 | 0.00011415 | 0.00011415 | 0.00011415 | 0.00019512 | 0.00025229 | 0.00015216 | 9.4176e-05 | 0.00011759 | 0.00013416 | 9.1005e-05 | 7.099e-05 | 0.00017717 | 0.00024653 | -0.00011685 | -0.00011685
07/02 17:00:00 | 7 | 2 | 17 | 4385 | WD | 0.0002338 | 3.744e-05 | 3.744e-05 | 0.00099865 | 0.00013348 | -2.0051e-12 | 0.00011415 | 0.0010997 | 0.0010997 | 4.0839e-05 | 0 | 0 | 3.744e-05 | 0 | 0.00012 | 0 | 0.00012 | 0.00011415 | 0 | 0.00011415 | 2.5201e-05 | 1.6398e-05 | 1.4769e-05 | 0.00012191 | 0.00015626 | 0.00014564 | 2.8291e-06 | -7.9933e-07 | 3.5836e-07 | 3.5836e-07 | 0.00011415 | 0.00011415 | 0.00011415 | 0.00011415 | 0.00011415 | 0.00011415 | 9.0148e-05 | 0.00012042 | 8.2763e-05 | 6.3525e-05 | 0 | 0.00011415 | 0.00011415 | 0.00011415 | 0.00011415 | 0.00015583 | 0.00020771 | 0.0001315 | 8.7369e-05 | 0.0001155 | 0.00012784 | 8.831e-05 | 6.9976e-05 | 0.00017589 | 0.00023792 | -0.00011388 | -0.00011388
07/02 18:00:00 | 7 | 2 | 18 | 4386 | WD | 0.00015266 | 3.592e-05 | 3.592e-05 | 8.2059e-06 | 7.8846e-05 | -7.5459e-13 | 0.00011415 | 0.0011029 | 0.0011029 | 7.0788e-05 | 0 | 0 | 3.592e-05 | 0 | 0.00013406 | 0 | 0.00013406 | 0.00011415 | 0 | 0.00011415 | 1.8146e-05 | 1.6398e-05 | 1.4769e-05 | 0.00012097 | 0.00015193 | 0.00014237 | 2.688e-06 | -8.7032e-07 | 2.6497e-07 | 2.6497e-07 | 0.00011415 | 0.00011415 | 0.00011415 | 0.00011415 | 0.00011415 | 0.00011415 | 9.0148e-05 | 0.00011433 | 7.9041e-05 | 6.1008e-05 | 0 | 0.00011415 | 0.00011415 | 0.00011415 | 0.00011415 | 0.00010912 | 0.00016622 | 0.0001132 | 8.25e-05 | 0.00011344 | 0.00012394 | 8.6619e-05 | 6.9308e-05 | 0.00016642 | 0.00022143 | 1.3486e-05 | 1.3486e-05
07/02 19:00:00 | 7 | 2 | 19 | 4387 | WD | 6.7608e-05 | 4.5663e-05 | 4.5663e-05 | 0.0010141 | 0.00011695 | -3.8268e-13 | 0.00011415 | 0.00082367 | 0.00082367 | 0.00015247 | 0 | 0 | 4.5663e-05 | 0 | 0.00014271 | 0 | 0.00014271 | 0.00011415 | 0 | 0.00011415 | 1.0067e-05 | 1.6398e-05 | 1.4769e-05 | 0.00013393 | 0.00014787 | 0.00014356 | 2.468e-06 | -6.2755e-07 | 3.601e-07 | 3.601e-07 | 0.00011415 | 0.00011415 | 0.00011415 | 0.00011415 | 0.00011415 | 0.00011415 | 9.0148e-05 | 0.00010652 | 7.6346e-05 | 6.0927e-05 | 0 | 0.00011415 | 0.00011415 | 0.00011415 | 0.00011415 | 6.2225e-05 | 0.00012083 | 9.5518e-05 | 8.0858e-05 | 0.00011083 | 0.00011956 | 8.52e-05 | 6.9264e-05 | 0.00016141 | 0.00017309 | 1.3256e-05 | 1.3256e-05
07/02 20:00:00 | 7 | 2 | 20 | 4388 | WD | 0 | 4.8997e-05 | 4.8997e-05 | -0.00098625 | 0.00012328 | -2.8565e-13 | 0.00011415 | 0.00015342 | 0.00015342 | 0.00021236 | 0 | 0 | 4.8997e-05 | 0 | 0.00014653 | 0 | 0.00014653 | 0.00011415 | 5.7313e-05 | 0.00011415 | 1.5626e-06 | 1.6398e-05 | 1.4769e-05 | 0.00013027 | 0.00014196 | 0.00013835 | 2.3148e-06 | -4.418e-07 | 4.3772e-07 | 4.3772e-07 | 0.00011415 | 0.00011415 | 0.00011415 | 0.00011415 | 0.00011415 | 0.00011415 | 9.0148e-05 | 9.4572e-05 | 7.037e-05 | 5.8004e-05 | 3.9149e-05 | 0.00011415 | 0.00011415 | 0.00011415 | 0.00011415 | 1.1081e-05 | 8.4608e-05 | 7.8775e-05 | 7.5397e-05 | 0.00010751 | 0.00011508 | 8.4871e-05 | 7.0858e-05 | 0.0001525 | 0.00011802 | 1.6447e-05 | 1.6447e-05
07/02 21:00:00 | 7 | 2 | 21 | 4389 | WD | 0 | 4.5532e-05 | 4.5532e-05 | 0.001011 | 8.7188e-05 | 0 | 0.00011415 | 0 | 0 | 0.00028587 | 0 | 0 | 4.5532e-05 | 0 | 0.00014762 | 0 | 0.00014762 | 0.00011415 | 0.00022925 | 0.00011415 | 0 | 1.6398e-05 | 1.4769e-05 | 0.00012013 | 0.00011759 | 0.00011837 | 2.1765e-06 | -1.1145e-06 | -6.4489e-08 | -6.4489e-08 | 0.00011415 | 0.00011415 | 0.00011415 | 0.00011415 | 0.00011415 | 0.00011415 | 9.0148e-05 | 7.4708e-05 | 6.1904e-05 | 5.5362e-05 | 0.00022929 | 0.00011415 | 0.00011415 | 0.00011415 | 0.00011415 | 2.6738e-07 | 6.133e-05 | 6.7861e-05 | 7.1643e-05 | 0.00010747 | 0.00010612 | 9.0142e-05 | 8.2732e-05 | 0.00014528 | 0.00010316 | 1.6845e-05 | 1.6845e-05
07/02 22:00:00 | 7 | 2 | 22 | 4390 | WD | 0 | 4.767e-05 | 4.767e-05 | 7.1265e-06 | 0.00015004 | 2.0698e-12 | 0.00011415 | 0 | 0 | 0.00034305 | 0 | 0 | 4.767e-05 | 0 | 0.00014405 | 0 | 0.00014405 | 0.00011415 | 0.00022925 | 0.00011415 | 0 | 1.6398e-05 | 1.3975e-05 | 0.00010731 | 0.00011473 | 0.00011244 | 2.0408e-06 | -1.6967e-06 | -5.0423e-07 | -5.0423e-07 | 0.00011415 | 0.00011415 | 0.00011415 | 0.00011415 | 0.00011415 | 0.00011415 | 9.0148e-05 | 6.9436e-05 | 5.9243e-05 | 5.4034e-05 | 0.00022929 | 0.00011415 | 0.00011415 | 0.00011415 | 0.00011415 | 2.6738e-07 | 4.0097e-05 | 5.8987e-05 | 6.9926e-05 | 0.00010257 | 0.00010316 | 8.87e-05 | 8.1993e-05 | 0.00013863 | 0.00010332 | 2.1857e-05 | 2.1857e-05
07/02 23:00:00 | 7 | 2 | 23 | 4391 | WD | 0 | 3.4906e-05 | 3.4906e-05 | 5.1069e-06 | 7.7393e-05 | 7.9772e-13 | 0.00011415 | 0 | 0 | 0.00034849 | 0 | 0 | 3.4906e-05 | 0 | 0.00013614 | 0 | 0.00013614 | 0.00011415 | 0.00022925 | 0.00011415 | 0 | 1.6398e-05 | 1.3975e-05 | 0.00012981 | 0.00011246 | 0.00011782 | 2.14e-06 | -1.0713e-05 | -6.6121e-06 | -6.6121e-06 | 0.00011415 | 0.00011415 | 0.00011415 | 0.00011415 | 0.00011415 | 0.00011415 | 9.0148e-05 | 6.8344e-05 | 5.82e-05 | 5.3017e-05 | 0.00022929 | 0.00011415 | 0.00011415 | 0.00011415 | 0.00011415 | 2.6738e-07 | 2.8084e-05 | 5.3748e-05 | 6.8609e-05 | 9.7897e-05 | 0.00010203 | 8.7837e-05 | 8.1254e-05 | 0.00012476 | 0.00010296 | 1.8343e-05 | 1.8343e-05
07/02 24:00:00 | 7 | 2 | 24 | 4392 | WD | 0 | 3.0444e-05 | 3.0444e-05 | 3.2157e-06 | 7.6208e-05 | -1.3906e-12 | 0.00011415 | 0 | 0 | 0.00023959 | 0 | 0 | 3.0444e-05 | 0 | 0.00012638 | 0 | 0.00012638 | 0.00011415 | 0.00022925 | 0.00011415 | 0 | 1.6398e-05 | 1.3975e-05 | 0.00010309 | 0.00010984 | 0.00010775 | 1.803e-06 | -1.955e-05 | -1.2737e-05 | -1.2737e-05 | 0.00011415 | 0.00011415 | 0.00011415 | 0.00011415 | 0.00011415 | 0.00011415 | 9.0148e-05 | 6.8027e-05 | 5.9745e-05 | 5.5513e-05 | 0.00022929 | 0.00011415 | 0.00011415 | 0.00011415 | 0.00011415 | 2.6738e-07 | 2.6659e-05 | 5.5271e-05 | 7.184e-05 | 9.5414e-05 | 0.00010101 | 8.7748e-05 | 8.1596e-05 | 0.00011953 | 0.00010226 | 1.611e-05 | 1.611e-05
07/03 01:00:00 | 7 | 3 | 1 | 4393 | WD | 0 | 1.6082e-05 | 1.6082e-05 | 0.00097274 | 0 | 0.00025245 | 0.00011415 | 0 | 0 | 0.00013341 | 0 | 0 | 1.6082e-05 | 0 | 9.19e-05 | 0 | 9.19e-05 | 0.00011415 | 0.00022925 | 0.00011415 | 0 | 6.5591e-05 | 0.0001118 | 9.8912e-05 | 0.00010917 | 0.000106 | 1.8273e-05 | -2.528e-05 | -1.1384e-05 | -1.1384e-05 | 0.00011415 | 0.00011415 | 0.00011415 | 0.00011415 | 0.00011415 | 0.00011415 | 3.6079e-05 | 6.7924e-05 | 5.8637e-05 | 5.3892e-05 | 0.00022929 | 0.00011415 | 0.00011415 | 0.00011415 | 0.00011415 | 1.6195e-07 | 2.437e-05 | 5.3103e-05 | 6.9742e-05 | 6.9645e-05 | 0.00010075 | 9.3184e-05 | 8.9677e-05 | 0.0001217 | 0.00010192 | -2.9594e-05 | -2.9594e-05
07/03 02:00:00 | 7 | 3 | 2 | 4394 | WD | 0 | 2.3026e-05 | 2.3026e-05 | 8.2638e-07 | 7.4198e-05 | 0.00023244 | 0.00011415 | 0 | 0 | 5.4452e-05 | 0 | 0 | 2.3026e-05 | 0 | 8.5656e-05 | 0 | 8.5656e-05 | 0.00011415 | 0.00022925 | 0.00011415 | 0 | 6.5591e-05 | 0.0001118 | 9.9296e-05 | 0.00010943 | 0.00010629 | 2.3737e-05 | -2.8384e-05 | -1.1755e-05 | -1.1755e-05 | 0.00011415 | 0.00011415 | 0.00011415 | 0.00011415 | 0.00011415 | 0.00011415 | 3.6084e-05 | 6.819e-05 | 6.0618e-05 | 5.6748e-05 | 0.00022929 | 0.00011415 | 0.00011415 | 0.00011415 | 0.00011415 | 1.7352e-07 | 2.5894e-05 | 5.6002e-05 | 7.3438e-05 | 6.787e-05 | 0.00010092 | 9.192e-05 | 8.7748e-05 | 0.00011744 | 0.00010176 | -2.0162e-05 | -2.0162e-05
07/03 03:00:00 | 7 | 3 | 3 | 4395 | WD | 0 | 2.276e-05 | 2.276e-05 | -0.0009682 | 7.4066e-05 | 0.00022975 | 0.00011415 | 0 | 0 | 2.1781e-05 | 0 | 0 | 2.276e-05 | 0 | 8.3946e-05 | 0 | 8.3946e-05 | 0.00011415 | 0.00022925 | 0.00011415 | 0 | 6.5591e-05 | 0.0001118 | 9.9573e-05 | 0.00010846 | 0.00010571 | 2.4709e-05 | -3.2581e-05 | -1.4302e-05 | -1.4302e-05 | 0.00011415 | 0.00011415 | 0.00011415 | 0.00011415 | 0.00011415 | 0.00011415 | 4.5102e-05 | 6.8975e-05 | 6.1912e-05 | 5.8304e-05 | 0.00022929 | 0.00011415 | 0.00011415 | 0.00011415 | 0.00011415 | 2.089e-07 | 3.0373e-05 | 5.892e-05 | 7.5451e-05 | 7.261e-05 | 0.00010081 | 9.1851e-05 | 8.7696e-05 | 0.00011178 | 0.00010155 | -1.794e-05 | -1.794e-05
07/03 04:00:00 | 7 | 3 | 4 | 4396 | WD | 0 | 1.4654e-05 | 1.4654e-05 | 0.00096932 | 0 | 0.00022651 | 0.00011415 | 0 | 0 | 2.1781e-05 | 0 | -0.0014754 | 1.4654e-05 | 0 | 8.2211e-05 | 0 | 8.2211e-05 | 0.00011415 | 0.00022925 | 0.00011415 | 0 | 6.5591e-05 | 0.0001118 | 0.00015767 | 0.00010631 | 0.00012218 | 2.4991e-05 | -3.2136e-05 | -1.3909e-05 | -1.3909e-05 | 0.00011415 | 0.00011415 | 0.00011415 | 0.00011415 | 0.00011415 | 0.00011415 | 5.4138e-05 | 7.0282e-05 | 7.6832e-05 | 8.0178e-05 | 0.00022929 | 0.00011415 | 0.00011415 | 0.00011415 | 0.00011415 | 2.9412e-07 | 3.7834e-05 | 7.9583e-05 | 0.00010376 | 7.6753e-05 | 0.00010045 | 9.6444e-05 | 9.4589e-05 | 9.5219e-05 | 0.00010128 | -1.6027e-05 | -1.6027e-05
07/03 05:00:00 | 7 | 3 | 5 | 4397 | WD | 0 | 3.2977e-05 | 3.2977e-05 | -0.00097076 | 7.4669e-05 | 0.00021796 | 0.00011415 | 0 | 0 | 6.5342e-05 | 0.00015928 | -0.0046852 | 3.2977e-05 | 2.4642e-05 | 8.1198e-05 | 1.2754e-05 | 8.1198e-05 | 0.00011415 | 0.00011463 | 0.00011415 | 4.8682e-06 | 6.5591e-05 | 0.0001118 | 0.00015131 | 0.000108 | 0.00012138 | 2.7265e-05 | -2.9053e-05 | -1.1085e-05 | -1.1085e-05 | 0.00011415 | 0.00011415 | 0.00011415 | 0.00011415 | 0.00011415 | 0.00011415 | 9.0278e-05 | 9.2849e-05 | 0.00010215 | 0.0001069 | 0.00011465 | 0.00011415 | 0.00011415 | 0.00011415 | 0.00011415 | 7.1645e-06 | 6.4544e-05 | 0.00011152 | 0.00013872 | 9.1815e-05 | 0.0001038 | 9.7731e-05 | 9.4915e-05 | 8.8388e-05 | 0.00010119 | -2.0611e-05 | -2.0611e-05
07/03 06:00:00 | 7 | 3 | 6 | 4398 | WD | 6.339e-05 | 3.7513e-05 | 3.7513e-05 | 3.0153e-06 | 7.6644e-05 | -1.5577e-12 | 0.00011415 | 0.00028318 | 0.00028318 | 0.00013613 | 0.00017345 | -0.0036474 | 3.7513e-05 | 2.2339e-05 | 8.7512e-05 | 1.3889e-05 | 8.7512e-05 | 0.00011415 | 0 | 0.00011415 | 2.9072e-05 | 6.5591e-05 | 0.0001126 | 0.00013778 | 0.00011388 | 0.00012126 | 1.0327e-05 | -5.7241e-07 | 2.905e-06 | 2.905e-06 | 0.00011415 | 0.00011415 | 0.00011415 | 0.00011416 | 0.00011415 | 0.00011415 | 0.00012651 | 0.0001231 | 0.00013007 | 0.00013363 | 0 | 0.00011415 | 0.00011415 | 0.00011415 | 0.00011415 | 6.0128e-05 | 0.00010743 | 0.0001508 | 0.00017591 | 0.00010919 | 0.0001128 | 0.00010079 | 9.5216e-05 | 0.0001014 | 0.00011112 | 5.4906e-05 | 5.4906e-05
07/03 07:00:00 | 7 | 3 | 7 | 4399 | WD | 0.00015248 | 4.6983e-05 | 4.6983e-05 | 0.0010144 | 8.0654e-05 | 7.5464e-14 | 0.00011415 | 0.00065437 | 0.00065437 | 0.00015247 | -8.4265e-05 | -0.0025391 | 4.6983e-05 | -0.00018164 | 9.9871e-05 | 2.5782e-05 | 9.9871e-05 | 0.00011415 | 0 | 0.00011415 | 5.9982e-05 | 6.5591e-05 | 0.0001126 | 0.00011997 | 0.00013665 | 0.00013149 | 4.2954e-06 | 4.1199e-06 | 4.1759e-06 | 4.1759e-06 | 0.00011415 | 0.00011415 | 0.00011415 | 0.00011416 | 0.00011415 | 0.00011415 | 0.00014472 | 0.00014024 | 0.00018893 | 0.00021381 | 0 | 0.00011415 | 0.00011415 | 0.00011415 | 0.00011415 | 0.00014129 | 0.00016562 | 0.00015538 | 0.00014945 | 0.00012436 | 0.00012628 | 0.00012472 | 0.000124 | 0.00013671 | 0.00010563 | -8.1324e-05 | -8.1324e-05
07/03 08:00:00 | 7 | 3 | 8 | 4400 | WD | 0.00023702 | 4.4987e-05 | 4.4987e-05 | 1.657e-05 | 0.00016464 | 4.7973e-13 | 0.00011415 | 0.00090177 | 0.00090177 | 0.00013613 | -2.7935e-05 | -0.0017774 | 4.4987e-05 | -9.9623e-05 | 0.00011103 | 8.7795e-06 | 0.00011103 | 0.00011415 | 0 | 0.00011415 | 0.00023144 | 0.00016398 | 0.0001685 | 0.00012585 | 0.00014622 | 0.00013993 | 3.3173e-06 | 1.9858e-06 | 2.4106e-06 | 2.4106e-06 | 0.00011415 | 0.00011415 | 0.00011415 | 0.00011416 | 0.00011415 | 0.00011415 | 0.00016278 | 0.00015337 | 0.00019337 | 0.00021381 | 0 | 0.00011415 | 0.00011415 | 0.00011415 | 0.00011415 | 0.00024259 | 0.00022396 | 0.00018045 | 0.00015526 | 0.00014761 | 0.0001341 | 0.00015784 | 0.00016886 | 0.00018195 | 0.00010434 | -0.00011091 | -0.00011091
07/03 09:00:00 | 7 | 3 | 9 | 4401 | WD | 0.00031283 | 4.6408e-05 | 4.6408e-05 | 0.00020894 | 0.00016507 | 1.5523e-12 | 0.00011415 | 0.00044872 | 0.00044872 | 5.9897e-05 | -2.6699e-05 | -0.0012547 | 4.6408e-05 | -3.2282e-05 | 0.00011108 | 1.4711e-05 | 0.00011108 | 0.00011415 | 0 | 0.00011415 | 0.00047113 | 0.00029516 | 0.0002244 | 0.00013201 | 0.00015519 | 0.00014803 | 2.996e-06 | 1.3052e-06 | 1.8446e-06 | 1.8446e-06 | 0.00011415 | 0.00011415 | 0.00011415 | 0.00011415 | 0.00011415 | 0.00011415 | 0.0001808 | 0.00015456 | 0.00019377 | 0.00021381 | 0 | 0.00011415 | 0.00011415 | 0.00011415 | 0.00011415 | 0.00036039 | 0.00024645 | 0.00019197 | 0.00016041 | 0.00016659 | 0.0001381 | 0.00016736 | 0.00018093 | 0.00018651 | 0.00010296 | -0.00010923 | -0.00010923
07/03 10:00:00 | 7 | 3 | 10 | 4402 | WD | 0.00038487 | 5.918e-05 | 5.918e-05 | 0.00083324 | 0.00016353 | 0.00021486 | 0.00011415 | 0.00030594 | 0.00030594 | 4.0839e-05 | -3.3164e-05 | -0.00047149 | 5.918e-05 | 5.2818e-05 | 0.00011156 | 3.4017e-05 | 0.00011156 | 0.00011415 | 0 | 0.00011415 | 0.00047113 | 0.00029516 | 0.0002244 | 0.00013505 | 0.00016168 | 0.00015345 | 3.4519e-06 | 2.0719e-06 | 2.5122e-06 | 2.5122e-06 | 0.00011415 | 0.00011415 | 0.00011415 | 0.00011415 | 0.00011415 | 0.00011415 | 0.0001808 | 0.00015413 | 0.00019363 | 0.00021381 | 0 | 0.00011415 | 0.00011415 | 0.00011415 | 0.00011415 | 0.00043317 | 0.00024653 | 0.00019488 | 0.00016496 | 0.00017509 | 0.00014045 | 0.00017001 | 0.00018373 | 0.00017328 | 0.00010496 | -0.00011306 | -0.00011306
07/03 11:00:00 | 7 | 3 | 11 | 4403 | WD | 0.00044131 | 2.6952e-05 | 2.6952e-05 | -0.00099376 | 8.0655e-05 | 0.00021991 | 0.00011415 | 0 | 0 | 4.0839e-05 | 0 | 0 | 2.6952e-05 | 0 | 0.00011463 | 0 | 0.00011463 | 0.00011415 | 0 | 0.00011415 | 0.00047113 | 0.00029516 | 0.0002244 | 0.00016222 | 0.00016667 | 0.00016529 | 5.896e-06 | 3.8638e-06 | 4.5122e-06 | 4.5122e-06 | 0.00011415 | 0.00011415 | 0.00011415 | 0.00011415 | 0.00011415 | 0.00011415 | 0.00018079 | 0.00015348 | 0.00019341 | 0.00021381 | 0 | 0.00011415 | 0.00011415 | 0.00011415 | 0.00011415 | 0.00047513 | 0.00024632 | 0.00019695 | 0.00016836 | 0.00017771 | 0.00014259 | 0.00017422 | 0.00018888 | 0.00016739 | 0.00012525 | -0.00011021 | -0.00011021
07/03 12:00:00 | 7 | 3 | 12 | 4404 | WD | 0.00047193 | 3.5245e-05 | 3.5245e-05 | 0.0010085 | 0.00015897 | 0.00021998 | 0.00011415 | 0 | 0 | 4.0839e-05 | 0 | 0 | 3.5245e-05 | 0 | 0.00011458 | 0 | 0.00011458 | 0.00011415 | 0 | 0.00011415 | 0.00047113 | 0.00029516 | 0.0002244 | 0.00013933 | 0.00016688 | 0.00015837 | 5.2368e-06 | 1.2788e-06 | 2.5416e-06 | 2.5416e-06 | 0.00011415 | 0.00011415 | 0.00011415 | 0.00011415 | 0.00011415 | 0.00011415 | 0.00018078 | 0.0001532 | 0.00019331 | 0.00021381 | 0 | 0.00011415 | 0.00011415 | 0.00011415 | 0.00011415 | 0.00049829 | 0.00024586 | 0.00024074 | 0.00023777 | 0.00017638 | 0.00014278 | 0.00017871 | 0.00019538 | 0.00017273 | 0.00014639 | -0.00011072 | -0.00011072
07/03 13:00:00 | 7 | 3 | 13 | 4405 | WD | 0.00046781 | 2.6218e-05 | 2.6218e-05 | 6.0292e-06 | 7.8579e-05 | 0.00021627 | 0.00011415 | 0 | 0 | 4.0839e-05 | 0 | 0 | 2.6218e-05 | 0 | 0.00011115 | 0 | 0.00011115 | 0.00011415 | 0 | 0.00011415 | 0.00047113 | 0.00029516 | 0.0002244 | 0.00014101 | 0.00017365 | 0.00016356 | 6.2494e-07 | -1.4059e-06 | -7.5791e-07 | -7.5791e-07 | 0.00011415 | 0.00011415 | 0.00011415 | 0.00011415 | 0.00011415 | 0.00011415 | 0.00018074 | 0.00015279 | 0.00019317 | 0.00021381 | 0 | 0.00011415 | 0.00011415 | 0.00011415 | 0.00011415 | 0.00050271 | 0.00024525 | 0.00024072 | 0.0002381 | 0.00017717 | 0.00014573 | 0.00017951 | 0.00019518 | 0.00016932 | 0.00017863 | -0.00011001 | -0.00011001
07/03 14:00:00 | 7 | 3 | 14 | 4406 | WD | 0.00043823 | 2.6063e-05 | 2.6063e-05 | 6.0029e-06 | 7.8014e-05 | 0.00022375 | 0.00011415 | 0 | 0 | 4.0839e-05 | 0 | 0 | 2.6063e-05 | 0 | 0.00011051 | 0 | 0.00011051 | 0.00011415 | 0 | 0.00011415 | 0.00047113 | 0.00029516 | 0.0002244 | 0.00014176 | 0.00017227 | 0.00016284 | 6.453e-07 | -5.3802e-07 | -1.6047e-07 | -1.6047e-07 | 0.00011415 | 0.00011415 | 0.00011415 | 0.00011415 | 0.00011415 | 0.00011415 | 0.00018064 | 0.00015218 | 0.00019297 | 0.00021381 | 0 | 0.00011415 | 0.00011415 | 0.00011415 | 0.00011415 | 0.0004905 | 0.00024314 | 0.00023923 | 0.00023698 | 0.00017698 | 0.0001455 | 0.00017805 | 0.00019315 | 0.00017304 | 0.00020017 | -0.00011266 | -0.00011266
07/03 15:00:00 | 7 | 3 | 15 | 4407 | WD | 0.0003837 | 2.5858e-05 | 2.5858e-05 | 0.00099463 | 7.74e-05 | 0.00023635 | 0.00011415 | 0 | 0 | 4.0839e-05 | 0 | 0 | 2.5858e-05 | 0 | 0.00010956 | 0 | 0.00010956 | 0.00011415 | 0 | 0.00011415 | 0.00047113 | 0.00029516 | 0.0002244 | 0.00013999 | 0.0001657 | 0.00015776 | 6.2257e-07 | 5.0589e-08 | 2.3308e-07 | 2.3308e-07 | 0.00011415 | 0.00011415 | 0.00011415 | 0.00011415 | 0.00011415 | 0.00011415 | 0.00016254 | 0.00015069 | 0.00019246 | 0.00021381 | 0 | 0.00011415 | 0.00011415 | 0.00011415 | 0.00011415 | 0.00041171 | 0.00023592 | 0.00019218 | 0.00016684 | 0.0001668 | 0.00014288 | 0.00017774 | 0.00019392 | 0.00015405 | 0.00021416 | -0.00010905 | -0.00010905
07/03 16:00:00 | 7 | 3 | 16 | 4408 | WD | 0.00031188 | 2.7154e-05 | 2.7154e-05 | 5.5432e-06 | 7.7355e-05 | 0.00024949 | 0.00011415 | 0 | 0 | 4.0839e-05 | 0 | 0 | 2.7154e-05 | 0 | 0.00011092 | 0 | 0.00011092 | 0.00011415 | 0 | 0.00011415 | 0.00047113 | 0.00029516 | 0.0002244 | 0.00013363 | 0.00016785 | 0.00015728 | 1.876e-05 | -1.0287e-07 | 5.9154e-06 | 5.9154e-06 | 0.00011415 | 0.00011415 | 0.00011415 | 0.00011415 | 0.00011415 | 0.00011415 | 0.00014445 | 0.00014413 | 0.00015206 | 0.00015611 | 0 | 0.00011415 | 0.00011415 | 0.00011415 | 0.00011415 | 0.00031252 | 0.00021408 | 0.00015376 | 0.00011883 | 0.00016058 | 0.00014142 | 0.00016813 | 0.00018052 | 0.00016596 | 0.00020414 | -0.00011278 | -0.00011278
07/03 17:00:00 | 7 | 3 | 17 | 4409 | WD | 0.00023647 | 3.9796e-05 | 3.9796e-05 | 6.5224e-06 | 0.00015572 | -2.0051e-12 | 0.00011415 | 0.0010977 | 0.0010977 | 4.0839e-05 | 0 | 0 | 3.9796e-05 | 0 | 0.00012 | 0 | 0.00012 | 0.00011415 | 0 | 0.00011415 | 0.00045278 | 0.00029516 | 0.0002244 | 0.00012979 | 0.00016952 | 0.00015724 | 3.9925e-06 | 6.434e-06 | 5.655e-06 | 5.655e-06 | 0.00011415 | 0.00011415 | 0.00011415 | 0.00011415 | 0.00011415 | 0.00011415 | 0.00012638 | 0.00013924 | 0.00012923 | 0.00012411 | 0 | 0.00011415 | 0.00011415 | 0.00011415 | 0.00011415 | 0.0002181 | 0.00019063 | 0.00012792 | 9.1606e-05 | 0.00015149 | 0.00013964 | 0.00015738 | 0.00016561 | 0.0001663 | 0.0001645 | -0.00011223 | -0.00011223
07/03 18:00:00 | 7 | 3 | 18 | 4410 | WD | 0.00015738 | 3.5928e-05 | 3.5928e-05 | 8.0877e-06 | 7.8925e-05 | -7.5459e-13 | 0.00011415 | 0.0010991 | 0.0010991 | 7.0788e-05 | 0 | 0 | 3.5928e-05 | 0 | 0.00013406 | 0 | 0.00013406 | 0.00011415 | 0 | 0.00011415 | 7.2329e-05 | 6.5591e-05 | 0.0001126 | 0.00012693 | 0.00016243 | 0.00015146 | 3.6437e-06 | 5.8409e-06 | 5.1398e-06 | 5.1398e-06 | 0.00011415 | 0.00011415 | 0.00011415 | 0.00011415 | 0.00011415 | 0.00011415 | 0.00012633 | 0.00012817 | 0.00011248 | 0.00010446 | 0 | 0.00011415 | 0.00011415 | 0.00011415 | 0.00011415 | 0.00015259 | 0.00014437 | 0.00010006 | 7.4403e-05 | 0.00014417 | 0.00013268 | 0.00012443 | 0.0001206 | 0.0001648 | 0.00011854 | 1.5821e-05 | 1.5821e-05
07/03 19:00:00 | 7 | 3 | 19 | 4411 | WD | 7.0845e-05 | 4.2326e-05 | 4.2326e-05 | 1.9162e-05 | 8.5463e-05 | -3.8268e-13 | 0.00011415 | 0.00082131 | 0.00082131 | 0.00015247 | 0 | 0 | 4.2326e-05 | 0 | 0.00014271 | 0 | 0.00014271 | 0.00011415 | 0 | 0.00011415 | 4.0151e-05 | 6.5591e-05 | 0.0001126 | 0.00012179 | 0.00015655 | 0.00014581 | 4.0286e-06 | 4.5265e-06 | 4.3676e-06 | 4.3676e-06 | 0.00011415 | 0.00011415 | 0.00011415 | 0.00011415 | 0.00011415 | 0.00011415 | 0.00010828 | 0.00011978 | 0.00010074 | 9.1006e-05 | 0 | 0.00011415 | 0.00011415 | 0.00011415 | 0.00011415 | 7.4686e-05 | 9.9759e-05 | 7.6007e-05 | 6.2252e-05 | 0.00012897 | 0.00012769 | 0.00011587 | 0.00011039 | 0.00017736 | 0.00010332 | 1.2538e-05 | 1.2538e-05
07/03 20:00:00 | 7 | 3 | 20 | 4412 | WD | 0 | 5.2369e-05 | 5.2369e-05 | 0.0010159 | 0.00015509 | -2.8565e-13 | 0.00011415 | 0.00015303 | 0.00015303 | 0.00021236 | 0 | 0 | 5.2369e-05 | 0 | 0.00014653 | 0 | 0.00014653 | 0.00011415 | 5.7313e-05 | 0.00011415 | 6.2343e-06 | 6.5591e-05 | 0.0001126 | 0.00011924 | 0.00015083 | 0.00014107 | 3.8549e-06 | 2.8698e-06 | 3.1841e-06 | 3.1841e-06 | 0.00011415 | 0.00011415 | 0.00011415 | 0.00011415 | 0.00011415 | 0.00011415 | 0.00010824 | 0.00010453 | 8.593e-05 | 7.6429e-05 | 3.9149e-05 | 0.00011415 | 0.00011415 | 0.00011415 | 0.00011415 | 1.3434e-05 | 6.2573e-05 | 8.586e-05 | 9.9345e-05 | 0.00012503 | 0.00012281 | 0.00010525 | 9.71e-05 | 0.00018069 | 0.00010332 | 1.5817e-05 | 1.5817e-05
07/03 21:00:00 | 7 | 3 | 21 | 4413 | WD | 0 | 4.473e-05 | 4.473e-05 | 8.5974e-06 | 7.9617e-05 | 0 | 0.00011415 | 0 | 0 | 0.00028587 | 0 | 0 | 4.473e-05 | 0 | 0.00014762 | 0 | 0.00014762 | 0.00011415 | 0.00022925 | 0.00011415 | 0 | 6.5591e-05 | 0.0001126 | 0.00011387 | 0.00012856 | 0.00012402 | 9.7638e-06 | 1.1621e-06 | 3.9065e-06 | 3.9065e-06 | 0.00011415 | 0.00011415 | 0.00011415 | 0.00011415 | 0.00011415 | 0.00011415 | 0.00010818 | 9.2279e-05 | 7.4921e-05 | 6.6052e-05 | 0.00022929 | 0.00011415 | 0.00011415 | 0.00011415 | 0.00011415 | 3.2016e-07 | 4.5412e-05 | 7.0785e-05 | 8.5478e-05 | 0.00012545 | 0.00011538 | 0.00010769 | 0.00010412 | 0.00017871 | 0.00010288 | 1.5567e-05 | 1.5567e-05
07/03 22:00:00 | 7 | 3 | 22 | 4414 | WD | 0 | 4.8477e-05 | 4.8477e-05 | 1.3924e-05 | 0.00015766 | 2.0698e-12 | 0.00011415 | 0 | 0 | 0.00034305 | 0 | 0 | 4.8477e-05 | 0 | 0.00014405 | 0 | 0.00014405 | 0.00011415 | 0.00022925 | 0.00011415 | 0 | 6.5591e-05 | 0.0001118 | 0.00011278 | 0.00012314 | 0.00011994 | 1.8269e-05 | 6.0007e-07 | 6.2376e-06 | 6.2376e-06 | 0.00011415 | 0.00011415 | 0.00011415 | 0.00011415 | 0.00011415 | 0.00011415 | 0.00010814 | 6.9436e-05 | 6.3877e-05 | 6.1037e-05 | 0.00022929 | 0.00011415 | 0.00011415 | 0.00011415 | 0.00011415 | 2.0797e-07 | 3.3003e-05 | 6.2124e-05 | 7.8988e-05 | 0.00012131 | 0.00010613 | 0.00010048 | 9.7869e-05 | 0.00017585 | 0.00010332 | -2.7368e-05 | -2.7368e-05
07/03 23:00:00 | 7 | 3 | 23 | 4415 | WD | 0 | 3.4911e-05 | 3.4911e-05 | 5.0171e-06 | 7.744e-05 | 7.9772e-13 | 0.00011415 | 0 | 0 | 0.00034849 | 0 | 0 | 3.4911e-05 | 0 | 0.00013614 | 0 | 0.00013614 | 0.00011415 | 0.00022925 | 0.00011415 | 0 | 6.5591e-05 | 0.0001118 | 0.00013568 | 0.00012179 | 0.00012608 | 2.4317e-05 | 2.2488e-07 | 7.9117e-06 | 7.9117e-06 | 0.00011415 | 0.00011415 | 0.00011415 | 0.00011415 | 0.00011415 | 0.00011415 | 9.9118e-05 | 6.8344e-05 | 6.1493e-05 | 5.7992e-05 | 0.00022929 | 0.00011415 | 0.00011415 | 0.00011415 | 0.00011415 | 1.729e-07 | 2.6771e-05 | 5.7344e-05 | 7.5048e-05 | 0.0001136 | 0.00010532 | 9.9223e-05 | 9.6394e-05 | 0.00017261 | 0.00010332 | -2.205e-05 | -2.205e-05
07/03 24:00:00 | 7 | 3 | 24 | 4416 | WD | 0 | 3.0444e-05 | 3.0444e-05 | 0.00098212 | 7.6213e-05 | -1.3906e-12 | 0.00011415 | 0 | 0 | 0.00023959 | 0 | 0 | 3.0444e-05 | 0 | 0.00012638 | 0 | 0.00012638 | 0.00011415 | 0.00022925 | 0.00011415 | 0 | 6.5591e-05 | 0.0001118 | 0.00010465 | 0.00012017 | 0.00011537 | 2.4246e-05 | 8.3589e-08 | 7.7926e-06 | 7.7926e-06 | 0.00011415 | 0.00011415 | 0.00011415 | 0.00011415 | 0.00011415 | 0.00011415 | 4.5083e-05 | 6.8027e-05 | 5.8924e-05 | 5.4272e-05 | 0.00022929 | 0.00011415 | 0.00011415 | 0.00011415 | 0.00011415 | 1.5915e-07 | 2.496e-05 | 5.3631e-05 | 7.0234e-05 | 8.5555e-05 | 0.00010465 | 9.2504e-05 | 8.6868e-05 | 0.00016985 | 0.00010302 | -1.51e-05 | -1.51e-05
07/04 01:00:00 | 7 | 4 | 1 | 4417 | WE | 0 | 1.6216e-05 | 1.6216e-05 | -0.00097194 | 0 | 0.00025245 | 0.00011415 | 0 | 0 | 0.00013341 | 0 | 0 | 1.6216e-05 | 0 | 9.281e-05 | 0 | 9.281e-05 | 0.00011415 | 0.00022925 | 0.00011415 | 0 | 1.6398e-05 | 1.3975e-05 | 0.00010734 | 0.0001185 | 0.00011505 | 5.139e-06 | 5.6618e-07 | 2.0251e-06 | 2.0251e-06 | 0.00011415 | 0.00011415 | 0.00011415 | 0.00011415 | 0.00011415 | 0.00011415 | 9.0148e-05 | 6.7538e-05 | 5.9021e-05 | 5.4669e-05 | 0.00022929 | 0.00011415 | 0.00011415 | 0.00011415 | 0.00011415 | 2.6738e-07 | 2.2169e-05 | 5.2933e-05 | 7.0747e-05 | 0.00010299 | 0.00010384 | 9.2044e-05 | 8.6573e-05 | 0.00016404 | 0.00010267 | -1.8125e-05 | -1.8125e-05
07/04 02:00:00 | 7 | 4 | 2 | 4418 | WE | 0 | 2.311e-05 | 2.311e-05 | 6.4333e-07 | 7.4231e-05 | 0.00023244 | 0.00011415 | 0 | 0 | 5.4452e-05 | 0 | 0 | 2.311e-05 | 0 | 8.6205e-05 | 0 | 8.6205e-05 | 0.00011415 | 0.00022925 | 0.00011415 | 0 | 1.6398e-05 | 1.3975e-05 | 0.00010671 | 0.00011812 | 0.0001146 | -4.9892e-06 | 1.4369e-06 | -6.1336e-07 | -6.1336e-07 | 0.00011415 | 0.00011415 | 0.00011415 | 0.00011415 | 0.00011415 | 0.00011415 | 9.0148e-05 | 6.7578e-05 | 5.8145e-05 | 5.3326e-05 | 0.00022929 | 0.00011415 | 0.00011415 | 0.00011415 | 0.00011415 | 2.6738e-07 | 2.2396e-05 | 5.1915e-05 | 6.9009e-05 | 0.00010324 | 0.00010372 | 9.1531e-05 | 8.5879e-05 | 0.000169 | 0.00010243 | -1.3422e-05 | -1.3422e-05
07/04 03:00:00 | 7 | 4 | 3 | 4419 | WE | 0 | 2.2811e-05 | 2.2811e-05 | 0 | 7.4047e-05 | 0.00022975 | 0.00011415 | 0 | 0 | 2.1781e-05 | 0 | 0 | 2.2811e-05 | 0 | 8.4304e-05 | 0 | 8.4304e-05 | 0.00011415 | 0.00022925 | 0.00011415 | 0 | 1.6398e-05 | 1.3975e-05 | 0.00010741 | 0.00011976 | 0.00011594 | -5.2945e-06 | 1.9853e-06 | -3.374e-07 | -3.374e-07 | 0.00011415 | 0.00011415 | 0.00011415 | 0.00011415 | 0.00011415 | 0.00011415 | 9.0148e-05 | 6.8179e-05 | 5.8423e-05 | 5.3438e-05 | 0.00022929 | 0.00011415 | 0.00011415 | 0.00011415 | 0.00011415 | 2.6738e-07 | 2.5829e-05 | 5.3266e-05 | 6.9154e-05 | 0.00010691 | 0.00010448 | 9.1619e-05 | 8.5656e-05 | 0.00017662 | 0.00010202 | -1.2118e-05 | -1.2118e-05
07/04 04:00:00 | 7 | 4 | 4 | 4420 | WE | 0 | 1.4683e-05 | 1.4683e-05 | 5.2985e-07 | 0 | 0.00022651 | 0.00011415 | 0 | 0 | 2.1781e-05 | 0 | 0 | 1.4683e-05 | 0 | 8.2413e-05 | 0 | 8.2413e-05 | 0.00011415 | 0.00022925 | 0.00011415 | 0 | 1.6398e-05 | 1.3975e-05 | 0.00012069 | 0.0001215 | 0.00012125 | -4.806e-06 | 1.8844e-06 | -2.5022e-07 | -2.5022e-07 | 0.00011415 | 0.00011415 | 0.00011415 | 0.00011415 | 0.00011415 | 0.00011415 | 9.0148e-05 | 6.9401e-05 | 6.1076e-05 | 5.6823e-05 | 0.00022929 | 0.00011415 | 0.00011415 | 0.00011415 | 0.00011415 | 2.6738e-07 | 3.2805e-05 | 5.8598e-05 | 7.3534e-05 | 0.00010927 | 0.00010546 | 9.2457e-05 | 8.6427e-05 | 0.00017511 | 0.00010203 | -1.4698e-05 | -1.4698e-05
07/04 05:00:00 | 7 | 4 | 5 | 4421 | WE | 0 | 2.407e-05 | 2.407e-05 | 0.00097224 | 7.4637e-05 | 0.00021796 | 0.00011415 | 0 | 0 | 6.5342e-05 | 0 | 0 | 2.407e-05 | 0 | 8.158e-05 | 0 | 8.158e-05 | 0.00011415 | 0.00011463 | 0.00011415 | 1.2111e-06 | 1.6398e-05 | 1.3975e-05 | 0.00011981 | 0.00012534 | 0.00012363 | -5.7252e-06 | 2.4463e-06 | -1.6088e-07 | -1.6088e-07 | 0.00011415 | 0.00011415 | 0.00011415 | 0.00011415 | 0.00011415 | 0.00011415 | 9.0148e-05 | 8.6561e-05 | 7.456e-05 | 6.8429e-05 | 0.00011465 | 0.00011415 | 0.00011415 | 0.00011415 | 0.00011415 | 6.7695e-06 | 4.9846e-05 | 7.4509e-05 | 8.8791e-05 | 0.00010644 | 0.00010794 | 9.0153e-05 | 8.1901e-05 | 0.0001736 | 0.00010208 | -1.1e-05 | -1.1e-05
07/04 06:00:00 | 7 | 4 | 6 | 4422 | WE | 5.9997e-05 | 2.786e-05 | 2.786e-05 | 2.8759e-06 | 7.6782e-05 | -1.5577e-12 | 0.00011415 | 0.00028233 | 0.00028233 | 0.00013613 | 0 | -0.0011198 | 2.786e-05 | 0 | 8.8117e-05 | 0 | 8.8117e-05 | 0.00011415 | 0 | 0.00011415 | 7.246e-06 | 1.6398e-05 | 1.4769e-05 | 0.00012099 | 0.00013239 | 0.00012887 | -2.07e-05 | 2.4759e-06 | -4.9186e-06 | -4.9186e-06 | 0.00011415 | 0.00011415 | 0.00011415 | 0.00011416 | 0.00011415 | 0.00011415 | 9.0148e-05 | 0.00011631 | 9.2599e-05 | 8.0485e-05 | 0 | 0.00011415 | 0.00011415 | 0.00011415 | 0.00011415 | 4.2105e-05 | 8.4779e-05 | 9.8182e-05 | 0.00010594 | 0.00010477 | 0.00011728 | 9.5958e-05 | 8.6066e-05 | 0.00017311 | 0.00010061 | 3.2725e-05 | 3.2725e-05
07/04 07:00:00 | 7 | 4 | 7 | 4423 | WE | 0.00014855 | 2.9155e-05 | 2.9155e-05 | -0.00061118 | 8.124e-05 | 7.5442e-14 | 0.00011415 | 0.00065346 | 0.00065346 | 0.00015247 | 0 | -0.00049103 | 2.9155e-05 | -5.4771e-05 | 0.00010137 | 0 | 0.00010137 | 0.00011415 | 0 | 0.00011415 | 1.4975e-05 | 1.6398e-05 | 1.4769e-05 | 0.00011744 | 0.00015372 | 0.00014251 | -2.3248e-05 | 3.6562e-07 | -7.1686e-06 | -7.1686e-06 | 0.00011415 | 0.00011415 | 0.00011415 | 0.00011416 | 0.00011415 | 0.00011415 | 9.0148e-05 | 0.00013598 | 0.00010621 | 9.0996e-05 | 0 | 0.00011415 | 0.00011415 | 0.00011415 | 0.00011415 | 8.7105e-05 | 0.00014307 | 0.0001297 | 0.00012195 | 0.00010582 | 0.00013083 | 0.0001029 | 8.9948e-05 | 0.00017488 | 0.00010042 | 3.5849e-05 | 3.5849e-05
07/04 08:00:00 | 7 | 4 | 8 | 4424 | WE | 0.00023486 | 3.9444e-05 | 3.9444e-05 | 0.00064874 | 0.00016639 | 4.7973e-13 | 0.00011415 | 0.00090143 | 0.00090143 | 0.00013613 | 0 | 0 | 3.9444e-05 | -4.9596e-05 | 0.000114 | 0 | 0.000114 | 0.00011415 | 0 | 0.00011415 | 2.3136e-05 | 1.6398e-05 | 1.4769e-05 | 0.0001175 | 0.00015465 | 0.00014317 | -3.1821e-05 | -2.4639e-07 | -1.0321e-05 | -1.0321e-05 | 0.00011415 | 0.00011415 | 0.00011415 | 0.00011416 | 0.00011415 | 0.00011415 | 9.0148e-05 | 0.00014804 | 0.00011622 | 9.9958e-05 | 0 | 0.00011415 | 0.00011415 | 0.00011415 | 0.00011415 | 0.0001336 | 0.00020362 | 0.00016104 | 0.00013638 | 0.00010606 | 0.00013508 | 0.00011189 | 0.00010113 | 0.00017176 | 0.00010422 | 2.239e-05 | 2.239e-05
07/04 09:00:00 | 7 | 4 | 9 | 4425 | WE | 0.00031446 | 3.6983e-05 | 3.6983e-05 | 1.9323e-05 | 0.00016725 | 1.5523e-12 | 0.00011415 | 0.00044872 | 0.00044872 | 5.9897e-05 | 0 | -0.00024189 | 3.6983e-05 | -3.7651e-05 | 0.00011567 | 0 | 0.00011567 | 0.00011415 | 0 | 0.00011415 | 2.6174e-05 | 1.6398e-05 | 1.4769e-05 | 0.00011883 | 0.00015564 | 0.00014426 | -3.3564e-05 | 6.2159e-08 | -1.0666e-05 | -1.0666e-05 | 0.00011415 | 0.00011415 | 0.00011415 | 0.00011415 | 0.00011415 | 0.00011415 | 9.0148e-05 | 0.00014946 | 0.00011937 | 0.000104 | 0 | 0.00011415 | 0.00011415 | 0.00011415 | 0.00011415 | 0.00017909 | 0.00022463 | 0.00017365 | 0.00014412 | 0.00010718 | 0.00013632 | 0.00011491 | 0.00010498 | 0.00017263 | 0.00010335 | 2.2034e-05 | 2.2034e-05
07/04 10:00:00 | 7 | 4 | 10 | 4426 | WE | 0.00039183 | 3.8556e-05 | 3.8556e-05 | 0.0010307 | 0.00016587 | 0.00021486 | 0.00011415 | 0.00030594 | 0.00030594 | 4.0839e-05 | 1.4053e-07 | -0.00011648 | 3.8556e-05 | -2.341e-05 | 0.00011778 | 3.0009e-06 | 0.00011778 | 0.00011415 | 0 | 0.00011415 | 2.6174e-05 | 1.6398e-05 | 1.4769e-05 | 0.00011881 | 0.0001567 | 0.00014499 | -3.0988e-05 | 1.6347e-06 | -8.7738e-06 | -8.7738e-06 | 0.00011415 | 0.00011415 | 0.00011415 | 0.00011415 | 0.00011415 | 0.00011415 | 9.0148e-05 | 0.00014938 | 0.00011814 | 0.00010218 | 0 | 0.00011415 | 0.00011415 | 0.00011415 | 0.00011415 | 0.00021548 | 0.00022374 | 0.00017295 | 0.00014354 | 0.00010958 | 0.00013682 | 0.00011445 | 0.00010407 | 0.00017587 | 0.00010332 | 1.8451e-05 | 1.8451e-05
07/04 11:00:00 | 7 | 4 | 11 | 4427 | WE | 0.00045224 | 3.6725e-05 | 3.6725e-05 | 1.571e-05 | 0.0001633 | 0.00021991 | 0.00011415 | 0 | 0 | 4.0839e-05 | 0 | 0 | 3.6725e-05 | 0 | 0.00012151 | 0 | 0.00012151 | 0.00011415 | 0 | 0.00011415 | 2.6174e-05 | 1.6398e-05 | 1.4769e-05 | 0.00014227 | 0.00015821 | 0.00015328 | -3.2814e-05 | 3.0754e-06 | -8.3754e-06 | -8.3754e-06 | 0.00011415 | 0.00011415 | 0.00011415 | 0.00011415 | 0.00011415 | 0.00011415 | 9.0148e-05 | 0.00014911 | 0.0001139 | 9.5904e-05 | 0 | 0.00011415 | 0.00011415 | 0.00011415 | 0.00011415 | 0.0002363 | 0.00022125 | 0.00016731 | 0.00013607 | 0.0001114 | 0.00013727 | 0.00011515 | 0.00010489 | 0.00017596 | 0.00010332 | 2.1278e-05 | 2.1278e-05
07/04 12:00:00 | 7 | 4 | 12 | 4428 | WE | 0.00048354 | 2.7939e-05 | 2.7939e-05 | -9.8696e-06 | 8.0339e-05 | 0.00021998 | 0.00011415 | 0 | 0 | 4.0839e-05 | 0 | 0 | 2.7939e-05 | 0 | 0.00012155 | 0 | 0.00012155 | 0.00011415 | 0 | 0.00011415 | 2.6174e-05 | 1.6398e-05 | 1.4769e-05 | 0.00011851 | 0.00016019 | 0.00014731 | -3.0062e-05 | 3.7214e-06 | -7.0574e-06 | -7.0574e-06 | 0.00011415 | 0.00011415 | 0.00011415 | 0.00011415 | 0.00011415 | 0.00011415 | 9.0148e-05 | 0.00014827 | 0.00011155 | 9.2781e-05 | 0 | 0.00011415 | 0.00011415 | 0.00011415 | 0.00011415 | 0.00024776 | 0.00021767 | 0.00016368 | 0.00013241 | 0.00011222 | 0.00013772 | 0.00011447 | 0.00010368 | 0.00017603 | 0.00010332 | 2.1277e-05 | 2.1277e-05
07/04 13:00:00 | 7 | 4 | 13 | 4429 | WE | 0.00048133 | 3.5642e-05 | 3.5642e-05 | 2.911e-05 | 0.00015867 | 0.00021627 | 0.00011415 | 0 | 0 | 4.0839e-05 | 0 | 0 | 3.5642e-05 | 0 | 0.00011748 | 0 | 0.00011748 | 0.00011415 | 0 | 0.00011415 | 2.6174e-05 | 1.6398e-05 | 1.4769e-05 | 0.00012187 | 0.00016769 | 0.00015353 | -2.5046e-05 | 4.4495e-06 | -4.9613e-06 | -4.9613e-06 | 0.00011415 | 0.00011415 | 0.00011415 | 0.00011415 | 0.00011415 | 0.00011415 | 9.0148e-05 | 0.00014778 | 0.00010773 | 8.7265e-05 | 0 | 0.00011415 | 0.00011415 | 0.00011415 | 0.00011415 | 0.00024996 | 0.00021561 | 0.00015801 | 0.00012466 | 0.00011516 | 0.00014043 | 0.00011367 | 0.00010125 | 0.00016986 | 0.00011079 | 2.0611e-05 | 2.0611e-05
07/04 14:00:00 | 7 | 4 | 14 | 4430 | WE | 0.00045253 | 2.6989e-05 | 2.6989e-05 | 5.8863e-06 | 7.8671e-05 | 0.00022375 | 0.00011415 | 0 | 0 | 4.0839e-05 | 0 | 0 | 2.6989e-05 | 0 | 0.00011631 | 0 | 0.00011631 | 0.00011415 | 0 | 0.00011415 | 2.6174e-05 | 1.6398e-05 | 1.4769e-05 | 0.00012352 | 0.0001688 | 0.0001548 | -2.0363e-05 | 5.6114e-06 | -2.676e-06 | -2.676e-06 | 0.00011415 | 0.00011415 | 0.00011415 | 0.00011415 | 0.00011415 | 0.00011415 | 9.0148e-05 | 0.0001471 | 0.00010447 | 8.269e-05 | 0 | 0.00011415 | 0.00011415 | 0.00011415 | 0.00011415 | 0.00024399 | 0.00021248 | 0.00015246 | 0.00011771 | 0.00011695 | 0.0001408 | 0.00010271 | 8.5048e-05 | 0.00016312 | 0.00011825 | 2.0282e-05 | 2.0282e-05
07/04 15:00:00 | 7 | 4 | 15 | 4431 | WE | 0.00039631 | 2.6689e-05 | 2.6689e-05 | 5.3271e-06 | 7.803e-05 | 0.00023635 | 0.00011415 | 0 | 0 | 4.0839e-05 | 0 | 0 | 2.6689e-05 | 0 | 0.00011474 | 0 | 0.00011474 | 0.00011415 | 0 | 0.00011415 | 2.6174e-05 | 1.6398e-05 | 1.4769e-05 | 0.00012291 | 0.00016452 | 0.00015166 | -2.0087e-05 | 5.6455e-06 | -2.5646e-06 | -2.5646e-06 | 0.00011415 | 0.00011415 | 0.00011415 | 0.00011415 | 0.00011415 | 0.00011415 | 9.0148e-05 | 0.00014517 | 0.00010162 | 7.9372e-05 | 0 | 0.00011415 | 0.00011415 | 0.00011415 | 0.00011415 | 0.00022761 | 0.00020335 | 0.00014557 | 0.0001121 | 0.00011698 | 0.00013874 | 0.00010055 | 8.2832e-05 | 0.0001629 | 0.00011972 | 1.9733e-05 | 1.9733e-05
07/04 16:00:00 | 7 | 4 | 16 | 4432 | WE | 0.00032327 | 3.6211e-05 | 3.6211e-05 | 0.00099853 | 0.00015598 | 0.00024949 | 0.00011415 | 0 | 0 | 4.0839e-05 | 0 | 0 | 3.6211e-05 | 0 | 0.00011582 | 0 | 0.00011582 | 0.00011415 | 0 | 0.00011415 | 2.6174e-05 | 1.6398e-05 | 1.4769e-05 | 0.00011703 | 0.00016321 | 0.00014894 | -2.1066e-05 | 5.595e-06 | -2.9114e-06 | -2.9114e-06 | 0.00011415 | 0.00011415 | 0.00011415 | 0.00011415 | 0.00011415 | 0.00011415 | 9.0148e-05 | 0.00014133 | 9.6564e-05 | 7.3692e-05 | 0 | 0.00011415 | 0.00011415 | 0.00011415 | 0.00011415 | 0.00019467 | 0.00018872 | 0.00013433 | 0.00010284 | 0.00011621 | 0.00013695 | 9.8519e-05 | 8.0691e-05 | 0.00016364 | 0.00011383 | 1.6248e-05 | 1.6248e-05
07/04 17:00:00 | 7 | 4 | 17 | 4433 | WE | 0.00024423 | 3.2328e-05 | 3.2328e-05 | 5.997e-06 | 7.8599e-05 | -2.0051e-12 | 0.00011415 | 0.0010984 | 0.0010984 | 4.0839e-05 | 0 | 0 | 3.2328e-05 | 0 | 0.00012479 | 0 | 0.00012479 | 0.00011415 | 0 | 0.00011415 | 2.5171e-05 | 1.6398e-05 | 1.4769e-05 | 0.00011562 | 0.00015781 | 0.00014477 | -1.8755e-05 | 5.2814e-06 | -2.3874e-06 | -2.3874e-06 | 0.00011415 | 0.00011415 | 0.00011415 | 0.00011415 | 0.00011415 | 0.00011415 | 9.0148e-05 | 0.00012573 | 8.8965e-05 | 7.0179e-05 | 0 | 0.00011415 | 0.00011415 | 0.00011415 | 0.00011415 | 0.00015546 | 0.00016261 | 0.00012075 | 9.6507e-05 | 0.00011328 | 0.00013008 | 9.2162e-05 | 7.4575e-05 | 0.00017433 | 0.00010332 | 1.8028e-05 | 1.8028e-05
07/04 18:00:00 | 7 | 4 | 18 | 4434 | WE | 0.00015982 | 3.6718e-05 | 3.6718e-05 | -0.00049927 | 7.9758e-05 | -7.5459e-13 | 0.00011415 | 0.0011002 | 0.0011002 | 7.0788e-05 | 0 | 0 | 3.6718e-05 | 0 | 0.00013881 | 0 | 0.00013881 | 0.00011415 | 0 | 0.00011415 | 1.8101e-05 | 1.6398e-05 | 1.4769e-05 | 0.00011453 | 0.00015542 | 0.00014278 | -2.172e-05 | 4.3794e-06 | -3.9477e-06 | -3.9477e-06 | 0.00011415 | 0.00011415 | 0.00011415 | 0.00011415 | 0.00011415 | 0.00011415 | 9.0148e-05 | 0.00012178 | 8.3191e-05 | 6.3475e-05 | 0 | 0.00011415 | 0.00011415 | 0.00011415 | 0.00011415 | 0.0001088 | 0.00012846 | 0.00010146 | 8.5826e-05 | 0.00011119 | 0.00012773 | 9.1141e-05 | 7.4169e-05 | 0.00017981 | 0.00010332 | -2.2808e-05 | -2.2808e-05
07/04 19:00:00 | 7 | 4 | 19 | 4435 | WE | 7.1647e-05 | 5.1154e-05 | 5.1154e-05 | 0.00052689 | 0.00016211 | -3.8268e-13 | 0.00011415 | 0.00082186 | 0.00082186 | 0.00015247 | 0 | 0 | 5.1154e-05 | 0 | 0.00014748 | 0 | 0.00014748 | 0.00011415 | 0 | 0.00011415 | 1.0045e-05 | 1.6398e-05 | 1.4769e-05 | 0.00012675 | 0.00015216 | 0.00014431 | -2.4131e-05 | 2.771e-06 | -5.8124e-06 | -5.8124e-06 | 0.00011415 | 0.00011415 | 0.00011415 | 0.00011415 | 0.00011415 | 0.00011415 | 9.0148e-05 | 0.00011699 | 8.0242e-05 | 6.1465e-05 | 0 | 0.00011415 | 0.00011415 | 0.00011415 | 0.00011415 | 6.2019e-05 | 9.1373e-05 | 8.5162e-05 | 8.1565e-05 | 0.0001085 | 0.00012482 | 8.9518e-05 | 7.3143e-05 | 0.00017441 | 0.00010332 | -1.9728e-05 | -1.9728e-05
07/04 20:00:00 | 7 | 4 | 20 | 4436 | WE | 0 | 5.3898e-05 | 5.3898e-05 | 1.7823e-05 | 0.00016275 | -2.8567e-13 | 0.00011415 | 0.00015309 | 0.00015309 | 0.00021236 | 0 | 0 | 5.3898e-05 | 0 | 0.0001514 | 0 | 0.0001514 | 0.00011415 | 5.7313e-05 | 0.00011415 | 1.5592e-06 | 1.6398e-05 | 1.4769e-05 | 0.00012418 | 0.00014615 | 0.00013936 | -2.9954e-05 | 1.8077e-06 | -8.3262e-06 | -8.3262e-06 | 0.00011415 | 0.00011415 | 0.00011415 | 0.00011415 | 0.00011415 | 0.00011415 | 9.0148e-05 | 0.00010391 | 7.527e-05 | 6.0638e-05 | 3.9149e-05 | 0.00011415 | 0.00011415 | 0.00011415 | 0.00011415 | 1.1061e-05 | 5.8832e-05 | 7.149e-05 | 7.882e-05 | 0.0001057 | 0.00012066 | 8.9561e-05 | 7.5136e-05 | 0.00017042 | 0.00010332 | -1.9976e-05 | -1.9976e-05
07/04 21:00:00 | 7 | 4 | 21 | 4437 | WE | 0 | 4.5555e-05 | 4.5555e-05 | 0.0010164 | 8.0648e-05 | 0 | 0.00011415 | 0 | 0 | 0.00028587 | 0 | 0 | 4.5555e-05 | 0 | 0.00015248 | 0 | 0.00015248 | 0.00011415 | 0.00022925 | 0.00011415 | 0 | 1.6398e-05 | 1.4769e-05 | 0.00011682 | 0.00012495 | 0.00012244 | -1.8775e-05 | 4.6775e-07 | -5.6718e-06 | -5.6718e-06 | 0.00011415 | 0.00011415 | 0.00011415 | 0.00011416 | 0.00011415 | 0.00011415 | 9.0148e-05 | 8.8189e-05 | 6.8193e-05 | 5.7976e-05 | 0.00022929 | 0.00011415 | 0.00011415 | 0.00011415 | 0.00011415 | 2.6738e-07 | 3.8487e-05 | 6.1627e-05 | 7.5027e-05 | 0.00010924 | 0.00011439 | 9.5666e-05 | 8.6981e-05 | 0.00017217 | 0.00010434 | -1.4817e-05 | -1.4817e-05
07/04 22:00:00 | 7 | 4 | 22 | 4438 | WE | 0 | 4.9468e-05 | 4.9468e-05 | -0.00098997 | 0.00015933 | 2.0697e-12 | 0.00011415 | 0 | 0 | 0.00034305 | 1.7843e-06 | 0 | 4.9468e-05 | 3.7896e-07 | 0.00014889 | 1.4288e-07 | 0.00014889 | 0.00011415 | 0.00022925 | 0.00011415 | 0 | 1.6398e-05 | 1.3975e-05 | 0.0001074 | 0.00012174 | 0.00011731 | -1.555e-05 | 3.5535e-07 | -4.7192e-06 | -4.7192e-06 | 0.00011415 | 0.00011415 | 0.00011415 | 0.00011415 | 0.00011415 | 0.00011415 | 9.0148e-05 | 6.8383e-05 | 6.1574e-05 | 5.8095e-05 | 0.00022929 | 0.00011415 | 0.00011415 | 0.00011415 | 0.00011415 | 2.6738e-07 | 2.6995e-05 | 5.751e-05 | 7.5181e-05 | 0.00010909 | 0.00010524 | 9.2621e-05 | 8.6769e-05 | 0.00017235 | 0.00010331 | -1.6481e-05 | -1.6481e-05
07/04 23:00:00 | 7 | 4 | 23 | 4439 | WE | 0 | 3.5532e-05 | 3.5532e-05 | 0.00099731 | 7.8038e-05 | 7.9772e-13 | 0.00011415 | 0 | 0 | 0.00034849 | 0 | 0 | 3.5532e-05 | 0 | 0.00013992 | 0 | 0.00013992 | 0.00011415 | 0.00022925 | 0.00011415 | 0 | 1.6398e-05 | 1.3975e-05 | 0.00013166 | 0.00012207 | 0.00012503 | -1.8681e-05 | 2.8288e-07 | -5.7678e-06 | -5.7678e-06 | 0.00011415 | 0.00011415 | 0.00011415 | 0.00011415 | 0.00011415 | 0.00011415 | 9.0148e-05 | 6.7664e-05 | 6.0585e-05 | 5.6968e-05 | 0.00022929 | 0.00011415 | 0.00011415 | 0.00011415 | 0.00011415 | 2.6738e-07 | 2.2886e-05 | 5.5079e-05 | 7.3722e-05 | 0.00010924 | 0.00010514 | 9.222e-05 | 8.6229e-05 | 0.0001721 | 0.00010305 | -1.194e-05 | -1.194e-05
07/04 24:00:00 | 7 | 4 | 24 | 4440 | WE | 0 | 3.0574e-05 | 3.0574e-05 | 2.8832e-06 | 7.6772e-05 | -1.3906e-12 | 0.00011415 | 0 | 0 | 0.00023959 | 0 | 0 | 3.0574e-05 | 0 | 0.00012686 | 0 | 0.00012686 | 0.00011415 | 0.00022925 | 0.00011415 | 0 | 1.6398e-05 | 1.3975e-05 | 0.00010708 | 0.00012205 | 0.00011742 | -1.6945e-05 | 5.3799e-07 | -5.0401e-06 | -5.0401e-06 | 0.00011415 | 0.00011415 | 0.00011415 | 0.00011415 | 0.00011415 | 0.00011415 | 9.0148e-05 | 6.7637e-05 | 6.0012e-05 | 5.6116e-05 | 0.00022929 | 0.00011415 | 0.00011415 | 0.00011415 | 0.00011415 | 2.6738e-07 | 2.2734e-05 | 5.4326e-05 | 7.262e-05 | 0.0001083 | 0.00010512 | 9.1923e-05 | 8.5803e-05 | 0.0001705 | 0.00010281 | -1.3997e-05 | -1.3997e-05
07/05 01:00:00 | 7 | 5 | 1 | 4441 | WE | 0 | 2.4148e-05 | 2.4148e-05 | 0 | 7.4832e-05 | 0.00025245 | 0.00011415 | 0 | 0 | 0.00013341 | 0 | 0 | 2.4148e-05 | 0 | 9.281e-05 | 0 | 9.281e-05 | 0.00011415 | 0.00022925 | 0.00011415 | 0 | 1.6398e-05 | 1.3975e-05 | 0.00010681 | 0.00012143 | 0.00011691 | -1.7522e-05 | 7.1153e-07 | -5.106e-06 | -5.106e-06 | 0.00011415 | 0.00011415 | 0.00011415 | 0.00011415 | 0.00011415 | 0.00011415 | 9.0148e-05 | 6.758e-05 | 5.8756e-05 | 5.4248e-05 | 0.00022929 | 0.00011415 | 0.00011415 | 0.00011415 | 0.00011415 | 2.6738e-07 | 2.2409e-05 | 5.2676e-05 | 7.0203e-05 | 0.00010691 | 0.00010489 | 8.8195e-05 | 8.0454e-05 | 0.00016875 | 0.00010266 | 1.1452e-05 | 1.1452e-05
07/05 02:00:00 | 7 | 5 | 2 | 4442 | WE | 0 | 1.5243e-05 | 1.5243e-05 | 5.159e-07 | 0 | 0.00023244 | 0.00011415 | 0 | 0 | 5.4452e-05 | 0 | 0 | 1.5243e-05 | 0 | 8.6205e-05 | 0 | 8.6205e-05 | 0.00011415 | 0.00022925 | 0.00011415 | 0 | 1.6398e-05 | 1.3975e-05 | 0.00010628 | 0.00012029 | 0.00011596 | -1.8628e-05 | 9.4243e-07 | -5.3017e-06 | -5.3017e-06 | 0.00011415 | 0.00011415 | 0.00011415 | 0.00011415 | 0.00011415 | 0.00011415 | 9.0148e-05 | 6.7485e-05 | 5.7794e-05 | 5.2843e-05 | 0.00022929 | 0.00011415 | 0.00011415 | 0.00011415 | 0.00011415 | 2.6738e-07 | 2.1869e-05 | 5.1326e-05 | 6.8384e-05 | 0.00010563 | 0.00010445 | 8.7575e-05 | 7.9747e-05 | 0.00016742 | 0.00010253 | 1.6329e-05 | 1.6329e-05
07/05 03:00:00 | 7 | 5 | 3 | 4443 | WE | 0 | 2.2808e-05 | 2.2808e-05 | 0 | 7.4022e-05 | 0.00022975 | 0.00011415 | 0 | 0 | 2.1781e-05 | 0 | 0 | 2.2808e-05 | 0 | 8.4304e-05 | 0 | 8.4304e-05 | 0.00011415 | 0.00022925 | 0.00011415 | 0 | 1.6398e-05 | 1.3975e-05 | 0.0001062 | 0.0001202 | 0.00011587 | -2.0215e-05 | 1.3967e-06 | -5.4986e-06 | -5.4986e-06 | 0.00011415 | 0.00011415 | 0.00011415 | 0.00011415 | 0.00011415 | 0.00011415 | 9.0148e-05 | 6.7544e-05 | 5.8391e-05 | 5.3714e-05 | 0.00022929 | 0.00011415 | 0.00011415 | 0.00011415 | 0.00011415 | 2.6738e-07 | 2.2203e-05 | 5.2163e-05 | 6.9512e-05 | 0.00010558 | 0.00010444 | 8.7734e-05 | 7.9985e-05 | 0.00016915 | 0.00010247 | 1.3242e-05 | 1.3242e-05
07/05 04:00:00 | 7 | 5 | 4 | 4444 | WE | 0 | 1.4683e-05 | 1.4683e-05 | 3.3715e-07 | 0 | 0.00022651 | 0.00011415 | 0 | 0 | 2.1781e-05 | 0 | 0 | 1.4683e-05 | 0 | 8.2413e-05 | 0 | 8.2413e-05 | 0.00011415 | 0.00022925 | 0.00011415 | 0 | 1.6398e-05 | 1.3975e-05 | 0.00011918 | 0.00012079 | 0.0001203 | -1.9e-05 | 1.6893e-06 | -4.9118e-06 | -4.9118e-06 | 0.00011415 | 0.00011415 | 0.00011415 | 0.00011415 | 0.00011415 | 0.00011415 | 9.0148e-05 | 6.9679e-05 | 5.9002e-05 | 5.3546e-05 | 0.00022929 | 0.00011415 | 0.00011415 | 0.00011415 | 0.00011415 | 2.6738e-07 | 2.4849e-05 | 5.2995e-05 | 6.9294e-05 | 0.00010622 | 0.00010529 | 8.7973e-05 | 7.9939e-05 | 0.00016973 | 0.00010247 | 1.3334e-05 | 1.3334e-05
07/05 05:00:00 | 7 | 5 | 5 | 4445 | WE | 0 | 2.4066e-05 | 2.4066e-05 | 7.2873e-07 | 7.4594e-05 | 0.00021796 | 0.00011415 | 0 | 0 | 6.5342e-05 | 0 | 0 | 2.4066e-05 | 0 | 8.158e-05 | 0 | 8.158e-05 | 0.00011415 | 0.00011463 | 0.00011415 | 1.2094e-06 | 1.6398e-05 | 1.3975e-05 | 0.0001176 | 0.00012273 | 0.00012114 | -2.0284e-05 | 1.5691e-06 | -5.4032e-06 | -5.4032e-06 | 0.00011415 | 0.00011415 | 0.00011415 | 0.00011415 | 0.00011415 | 0.00011415 | 9.0148e-05 | 8.3975e-05 | 6.761e-05 | 5.9249e-05 | 0.00011465 | 0.00011415 | 0.00011415 | 0.00011415 | 0.00011415 | 6.7594e-06 | 3.6638e-05 | 6.2121e-05 | 7.6879e-05 | 0.00010229 | 0.00010624 | 8.405e-05 | 7.3757e-05 | 0.00016611 | 0.00010242 | 1.7003e-05 | 1.7003e-05
07/05 06:00:00 | 7 | 5 | 6 | 4446 | WE | 6.0708e-05 | 2.786e-05 | 2.786e-05 | 2.2556e-06 | 7.6786e-05 | -1.5577e-12 | 0.00011415 | 0.00028217 | 0.00028217 | 0.00013613 | 0 | -0.0017972 | 2.786e-05 | 0 | 8.8117e-05 | 0 | 8.8117e-05 | 0.00011415 | 0 | 0.00011415 | 7.2421e-06 | 1.6398e-05 | 1.4769e-05 | 0.0001183 | 0.00012945 | 0.000126 | -3.849e-05 | 1.6944e-06 | -1.1127e-05 | -1.1127e-05 | 0.00011415 | 0.00011415 | 0.00011415 | 0.00011415 | 0.00011415 | 0.00011415 | 9.0148e-05 | 0.00011287 | 8.0746e-05 | 6.4334e-05 | 0 | 0.00011415 | 0.00011415 | 0.00011415 | 0.00011415 | 4.2077e-05 | 6.6745e-05 | 7.8104e-05 | 8.4682e-05 | 0.00010068 | 0.00011328 | 8.1941e-05 | 6.7406e-05 | 0.00016806 | 0.00010253 | 1.418e-05 | 1.418e-05
07/05 07:00:00 | 7 | 5 | 7 | 4447 | WE | 0.00014982 | 3.5104e-05 | 3.5104e-05 | 4.9387e-06 | 0.00013736 | 7.5442e-14 | 0.00011415 | 0.00065341 | 0.00065341 | 0.00015247 | 0 | -0.00069122 | 3.5104e-05 | -7.5518e-05 | 0.00010137 | 0 | 0.00010137 | 0.00011415 | 0 | 0.00011415 | 1.4973e-05 | 1.6398e-05 | 1.4769e-05 | 0.00011517 | 0.00015105 | 0.00013996 | -4.0821e-05 | 7.2133e-07 | -1.2533e-05 | -1.2533e-05 | 0.00011415 | 0.00011415 | 0.00011415 | 0.00011415 | 0.00011415 | 0.00011415 | 9.0148e-05 | 0.00012753 | 8.9571e-05 | 7.0176e-05 | 0 | 0.00011415 | 0.00011415 | 0.00011415 | 0.00011415 | 8.711e-05 | 0.00010989 | 9.9859e-05 | 9.4049e-05 | 0.00010319 | 0.00012532 | 8.687e-05 | 6.9037e-05 | 0.00017055 | 0.00010278 | 1.7776e-05 | 1.7776e-05
07/05 08:00:00 | 7 | 5 | 8 | 4448 | WE | 0.00023572 | 3.3535e-05 | 3.3535e-05 | 4.7929e-05 | 0.00011065 | 4.7973e-13 | 0.00011415 | 0.00090151 | 0.00090151 | 0.00013613 | 0 | -7.128e-05 | 3.3535e-05 | -4.7244e-05 | 0.000114 | 0 | 0.000114 | 0.00011415 | 0 | 0.00011415 | 2.3138e-05 | 1.6398e-05 | 1.4769e-05 | 0.00011568 | 0.00015359 | 0.00014188 | -4.8756e-05 | 8.7441e-08 | -1.5496e-05 | -1.5496e-05 | 0.00011415 | 0.00011415 | 0.00011415 | 0.00011416 | 0.00011415 | 0.00011415 | 9.0148e-05 | 0.00014105 | 9.65e-05 | 7.3736e-05 | 0 | 0.00011415 | 0.00011415 | 0.00011415 | 0.00011415 | 0.00013362 | 0.00016629 | 0.00012469 | 0.00010061 | 0.00010383 | 0.00013072 | 8.9332e-05 | 7.0137e-05 | 0.00016817 | 0.00010407 | 1.4411e-05 | 1.4411e-05
07/05 09:00:00 | 7 | 5 | 9 | 4449 | WE | 0.00031606 | 3.679e-05 | 3.679e-05 | 0.0010052 | 0.00016543 | 1.5523e-12 | 0.00011415 | 0.00044872 | 0.00044872 | 5.9897e-05 | 0 | -0.00024545 | 3.679e-05 | -3.7213e-05 | 0.00011567 | 0 | 0.00011567 | 0.00011415 | 0 | 0.00011415 | 2.6174e-05 | 1.6398e-05 | 1.4769e-05 | 0.00011697 | 0.0001539 | 0.00014249 | -4.8871e-05 | -3.5938e-08 | -1.5617e-05 | -1.5617e-05 | 0.00011415 | 0.00011415 | 0.00011415 | 0.00011416 | 0.00011415 | 0.00011415 | 9.0148e-05 | 0.00014285 | 9.7577e-05 | 7.4447e-05 | 0 | 0.00011415 | 0.00011415 | 0.00011415 | 0.00011415 | 0.00017909 | 0.00018841 | 0.00013443 | 0.00010317 | 0.00010497 | 0.00013125 | 8.9686e-05 | 7.0407e-05 | 0.00016854 | 0.0001043 | 1.4369e-05 | 1.4369e-05
07/05 10:00:00 | 7 | 5 | 10 | 4450 | WE | 0.00039193 | 3.7323e-05 | 3.7323e-05 | 1.4047e-05 | 0.00016583 | 0.00021486 | 0.00011415 | 0.00030594 | 0.00030594 | 4.0839e-05 | -1.0423e-05 | 0 | 3.7323e-05 | -2.2272e-05 | 0.00011778 | 1.2525e-06 | 0.00011778 | 0.00011415 | 0 | 0.00011415 | 2.6174e-05 | 1.6398e-05 | 1.4769e-05 | 0.00011721 | 0.0001553 | 0.00014353 | -4.6552e-05 | -4.1316e-08 | -1.4881e-05 | -1.4881e-05 | 0.00011415 | 0.00011415 | 0.00011415 | 0.00011416 | 0.00011415 | 0.00011415 | 9.0148e-05 | 0.0001438 | 9.7766e-05 | 7.4243e-05 | 0 | 0.00011415 | 0.00011415 | 0.00011415 | 0.00011415 | 0.00021552 | 0.00019175 | 0.00013637 | 0.0001043 | 0.00010666 | 0.00013244 | 9.0069e-05 | 7.0416e-05 | 0.00017127 | 0.00010332 | 1.7534e-05 | 1.7534e-05
07/05 11:00:00 | 7 | 5 | 11 | 4451 | WE | 0.00044907 | 3.6719e-05 | 3.6719e-05 | -0.0010013 | 0.00016324 | 0.00021991 | 0.00011415 | 0 | 0 | 4.0839e-05 | 0 | 0 | 3.6719e-05 | 0 | 0.00012151 | 0 | 0.00012151 | 0.00011415 | 0 | 0.00011415 | 2.6174e-05 | 1.6398e-05 | 1.4769e-05 | 0.00014174 | 0.00015755 | 0.00015266 | -4.5191e-05 | 7.9636e-07 | -1.3876e-05 | -1.3876e-05 | 0.00011415 | 0.00011415 | 0.00011415 | 0.00011415 | 0.00011415 | 0.00011415 | 9.0148e-05 | 0.00014429 | 9.6799e-05 | 7.2535e-05 | 0 | 0.00011415 | 0.00011415 | 0.00011415 | 0.00011415 | 0.00023632 | 0.00019375 | 0.00013623 | 0.00010292 | 0.00011067 | 0.00013337 | 9.0085e-05 | 7.0008e-05 | 0.00017612 | 0.00010275 | 1.4347e-05 | 1.4347e-05
07/05 12:00:00 | 7 | 5 | 12 | 4452 | WE | 0.00047482 | 3.3569e-05 | 3.3569e-05 | 0.0010125 | 0.00013346 | 0.00021998 | 0.00011415 | 0 | 0 | 4.0839e-05 | 0 | 0 | 3.3569e-05 | 0 | 0.00012155 | 0 | 0.00012155 | 0.00011415 | 0 | 0.00011415 | 2.6174e-05 | 1.6398e-05 | 1.4769e-05 | 0.00012049 | 0.00016275 | 0.00014969 | -2.9884e-05 | 3.0139e-06 | -7.4824e-06 | -7.4824e-06 | 0.00011415 | 0.00011415 | 0.00011415 | 0.00011415 | 0.00011415 | 0.00011415 | 9.0148e-05 | 0.00014175 | 9.4766e-05 | 7.0757e-05 | 0 | 0.00011415 | 0.00011415 | 0.00011415 | 0.00011415 | 0.00024774 | 0.00019045 | 0.00013379 | 0.00010098 | 0.00011595 | 0.00013498 | 9.0418e-05 | 6.975e-05 | 0.00016936 | 9.5451e-05 | 1.79e-05 | 1.79e-05
07/05 13:00:00 | 7 | 5 | 13 | 4453 | WE | 0.00047311 | 3.0059e-05 | 3.0059e-05 | 0.0010058 | 0.00010601 | 0.00021627 | 0.00011415 | 0 | 0 | 4.0839e-05 | 0 | 0 | 3.0059e-05 | 0 | 0.00011748 | 0 | 0.00011748 | 0.00011415 | 0 | 0.00011415 | 2.6174e-05 | 1.6398e-05 | 1.4769e-05 | 0.00012469 | 0.00017053 | 0.00015636 | -2.2792e-05 | 3.5656e-06 | -4.8438e-06 | -4.8438e-06 | 0.00011415 | 0.00011415 | 0.00011415 | 0.00011415 | 0.00011415 | 0.00011415 | 9.0148e-05 | 0.00013915 | 9.3405e-05 | 7.0029e-05 | 0 | 0.00011415 | 0.00011415 | 0.00011415 | 0.00011415 | 0.00025001 | 0.00018646 | 0.00013173 | 0.00010004 | 0.00011861 | 0.00013707 | 9.1131e-05 | 6.9825e-05 | 0.00016185 | 0.00011081 | 1.6024e-05 | 1.6024e-05
07/05 14:00:00 | 7 | 5 | 14 | 4454 | WE | 0.00044456 | 2.6983e-05 | 2.6983e-05 | -0.0009862 | 7.8618e-05 | 0.00022375 | 0.00011415 | 0 | 0 | 4.0839e-05 | 0 | 0 | 2.6983e-05 | 0 | 0.00011631 | 0 | 0.00011631 | 0.00011415 | 0 | 0.00011415 | 2.6174e-05 | 1.6398e-05 | 1.4769e-05 | 0.00012574 | 0.00016983 | 0.0001562 | -2.2159e-05 | 3.7484e-06 | -4.5175e-06 | -4.5175e-06 | 0.00011415 | 0.00011415 | 0.00011415 | 0.00011415 | 0.00011415 | 0.00011415 | 9.0148e-05 | 0.00013361 | 9.3133e-05 | 7.2451e-05 | 0 | 0.00011415 | 0.00011415 | 0.00011415 | 0.00011415 | 0.00024409 | 0.00017881 | 0.00013089 | 0.00010314 | 0.00011904 | 0.00013518 | 9.1029e-05 | 7.055e-05 | 0.00016137 | 0.00011508 | 2.0337e-05 | 2.0337e-05
07/05 15:00:00 | 7 | 5 | 15 | 4455 | WE | 0.00039467 | 2.6681e-05 | 2.6681e-05 | 4.8021e-06 | 7.7955e-05 | 0.00023635 | 0.00011415 | 0 | 0 | 4.0839e-05 | 0 | 0 | 2.6681e-05 | 0 | 0.00011474 | 0 | 0.00011474 | 0.00011415 | 0 | 0.00011415 | 2.6174e-05 | 1.6398e-05 | 1.4769e-05 | 0.00012408 | 0.00016321 | 0.00015111 | -2.1316e-05 | 4.197e-06 | -3.943e-06 | -3.943e-06 | 0.00011415 | 0.00011415 | 0.00011415 | 0.00011415 | 0.00011415 | 0.00011415 | 9.0148e-05 | 0.00013256 | 9.1594e-05 | 7.0664e-05 | 0 | 0.00011415 | 0.00011415 | 0.00011415 | 0.00011415 | 0.00022755 | 0.00017447 | 0.00012718 | 9.98e-05 | 0.00011954 | 0.00013229 | 8.9964e-05 | 7.0332e-05 | 0.00016023 | 0.00010687 | 1.6559e-05 | 1.6559e-05
07/05 16:00:00 | 7 | 5 | 16 | 4456 | WE | 0.0003196 | 3.6198e-05 | 3.6198e-05 | 5.1942e-06 | 0.00015586 | 0.00024949 | 0.00011415 | 0 | 0 | 4.0839e-05 | 0 | 0 | 3.6198e-05 | 0 | 0.00011582 | 0 | 0.00011582 | 0.00011415 | 0 | 0.00011415 | 2.6174e-05 | 1.6398e-05 | 1.4769e-05 | 0.00011856 | 0.00016297 | 0.00014924 | -2.2169e-05 | 5.2376e-06 | -3.5066e-06 | -3.5066e-06 | 0.00011415 | 0.00011415 | 0.00011415 | 0.00011415 | 0.00011415 | 0.00011415 | 9.0148e-05 | 0.00012705 | 8.7621e-05 | 6.7472e-05 | 0 | 0.00011415 | 0.00011415 | 0.00011415 | 0.00011415 | 0.00019452 | 0.00016507 | 0.00012016 | 9.4154e-05 | 0.00012054 | 0.00013045 | 8.8854e-05 | 6.9562e-05 | 0.00016006 | 0.0001039 | 1.5993e-05 | 1.5993e-05
07/05 17:00:00 | 7 | 5 | 17 | 4457 | WE | 0.00023634 | 3.2314e-05 | 3.2314e-05 | 0.0010021 | 7.8461e-05 | -2.0051e-12 | 0.00011415 | 0.001098 | 0.001098 | 4.0839e-05 | 0 | 0 | 3.2314e-05 | 0 | 0.00012479 | 0 | 0.00012479 | 0.00011415 | 0 | 0.00011415 | 2.5162e-05 | 1.6398e-05 | 1.4769e-05 | 0.00012048 | 0.00016407 | 0.0001506 | -1.2429e-05 | 4.6446e-06 | -8.0293e-07 | -8.0293e-07 | 0.00011415 | 0.00011415 | 0.00011415 | 0.00011415 | 0.00011415 | 0.00011415 | 9.0148e-05 | 0.0001149 | 8.0897e-05 | 6.3525e-05 | 0 | 0.00011415 | 0.00011415 | 0.00011415 | 0.00011415 | 0.00015535 | 0.00014455 | 0.00010833 | 8.7352e-05 | 0.00012244 | 0.00012683 | 8.7066e-05 | 6.8623e-05 | 0.00016663 | 0.00010397 | 1.8847e-05 | 1.8847e-05
07/05 18:00:00 | 7 | 5 | 18 | 4458 | WE | 0.00015285 | 3.6698e-05 | 3.6698e-05 | 7.0553e-06 | 7.9577e-05 | -7.5459e-13 | 0.00011415 | 0.0010953 | 0.0010953 | 7.0788e-05 | 0 | 0 | 3.6698e-05 | 0 | 0.00013881 | 0 | 0.00013881 | 0.00011415 | 0 | 0.00011415 | 1.8021e-05 | 1.6398e-05 | 1.4769e-05 | 0.0001209 | 0.00016309 | 0.00015005 | -1.0387e-05 | 4.0375e-06 | -5.6481e-07 | -5.6481e-07 | 0.00011415 | 0.00011415 | 0.00011415 | 0.00011415 | 0.00011415 | 0.00011415 | 9.0148e-05 | 0.00010937 | 7.7361e-05 | 6.1008e-05 | 0 | 0.00011415 | 0.00011415 | 0.00011415 | 0.00011415 | 0.00010834 | 0.00010902 | 9.2208e-05 | 8.2475e-05 | 0.00012201 | 0.00012451 | 8.6002e-05 | 6.8143e-05 | 0.00016721 | 0.00010167 | 1.5272e-05 | 1.5272e-05
07/05 19:00:00 | 7 | 5 | 19 | 4459 | WE | 6.598e-05 | 5.1116e-05 | 5.1116e-05 | 1.7159e-05 | 0.00016175 | -3.8268e-13 | 0.00011415 | 0.00080024 | 0.00080024 | 0.00015247 | 0 | 0 | 5.1116e-05 | 0 | 0.00014748 | 0 | 0.00014748 | 0.00011415 | 0 | 0.00011415 | 9.7803e-06 | 1.6398e-05 | 1.4769e-05 | 0.00013283 | 0.00015803 | 0.00015024 | -9.6916e-06 | 3.2371e-06 | -8.8785e-07 | -8.8785e-07 | 0.00011415 | 0.00011415 | 0.00011415 | 0.00011415 | 0.00011415 | 0.00011415 | 9.0148e-05 | 0.00010234 | 7.4933e-05 | 6.0927e-05 | 0 | 0.00011415 | 0.00011415 | 0.00011415 | 0.00011415 | 6.0362e-05 | 7.2131e-05 | 7.7618e-05 | 8.0796e-05 | 0.00011795 | 0.00012018 | 8.4678e-05 | 6.821e-05 | 0.00016563 | 0.00010332 | 1.4854e-05 | 1.4854e-05
07/05 20:00:00 | 7 | 5 | 20 | 4460 | WE | 0 | 5.3861e-05 | 5.3861e-05 | 0.0010205 | 0.0001624 | -2.8567e-13 | 0.00011415 | 0.00015138 | 0.00015138 | 0.00021236 | 0 | 0 | 5.3861e-05 | 0 | 0.0001514 | 0 | 0.0001514 | 0.00011415 | 5.7313e-05 | 0.00011415 | 1.5418e-06 | 1.6398e-05 | 1.4769e-05 | 0.00012918 | 0.00015202 | 0.00014496 | -1.4342e-05 | 2.2179e-06 | -3.0657e-06 | -3.0657e-06 | 0.00011415 | 0.00011415 | 0.00011415 | 0.00011415 | 0.00011415 | 0.00011415 | 9.0148e-05 | 9.0705e-05 | 6.9063e-05 | 5.8004e-05 | 3.9149e-05 | 0.00011415 | 0.00011415 | 0.00011415 | 0.00011415 | 1.0918e-05 | 4.0394e-05 | 6.2558e-05 | 7.5392e-05 | 0.00011572 | 0.00011646 | 8.4631e-05 | 6.987e-05 | 0.00017172 | 0.00010332 | 1.7738e-05 | 1.7738e-05
07/05 21:00:00 | 7 | 5 | 21 | 4461 | WE | 0 | 4.5538e-05 | 4.5538e-05 | -0.00099202 | 8.0487e-05 | 0 | 0.00011415 | 0 | 0 | 0.00028587 | 0 | 0 | 4.5538e-05 | 0 | 0.00015248 | 0 | 0.00015248 | 0.00011415 | 0.00022925 | 0.00011415 | 0 | 1.6398e-05 | 1.4769e-05 | 0.00012155 | 0.0001284 | 0.00012628 | -1.1952e-05 | 1.5551e-06 | -2.7543e-06 | -2.7543e-06 | 0.00011415 | 0.00011415 | 0.00011415 | 0.00011415 | 0.00011415 | 0.00011415 | 9.0148e-05 | 7.192e-05 | 6.0961e-05 | 5.5362e-05 | 0.00022929 | 0.00011415 | 0.00011415 | 0.00011415 | 0.00011415 | 2.6738e-07 | 2.9495e-05 | 5.6187e-05 | 7.1643e-05 | 0.00012068 | 0.00010873 | 9.04e-05 | 8.1895e-05 | 0.0001724 | 9.9207e-05 | 1.432e-05 | 1.432e-05
07/05 22:00:00 | 7 | 5 | 22 | 4462 | WE | 0 | 4.9336e-05 | 4.9336e-05 | 0.0010088 | 0.00015903 | 2.0697e-12 | 0.00011415 | 0 | 0 | 0.00034305 | 0 | 0 | 4.9336e-05 | 0 | 0.00014889 | 0 | 0.00014889 | 0.00011415 | 0.00022925 | 0.00011415 | 0 | 1.6398e-05 | 1.3975e-05 | 0.00011134 | 0.00012718 | 0.00012229 | -9.1495e-06 | 9.7107e-07 | -2.258e-06 | -2.258e-06 | 0.00011415 | 0.00011415 | 0.00011415 | 0.00011415 | 0.00011415 | 0.00011415 | 9.0148e-05 | 6.8193e-05 | 5.8822e-05 | 5.4034e-05 | 0.00022929 | 0.00011415 | 0.00011415 | 0.00011415 | 0.00011415 | 2.6738e-07 | 2.591e-05 | 5.3784e-05 | 6.9926e-05 | 0.00012004 | 0.0001071 | 8.9553e-05 | 8.1415e-05 | 0.00017205 | 0.00010332 | 1.7297e-05 | 1.7297e-05
07/05 23:00:00 | 7 | 5 | 23 | 4463 | WE | 0 | 3.5518e-05 | 3.5518e-05 | 4.6291e-06 | 7.7909e-05 | 7.9772e-13 | 0.00011415 | 0 | 0 | 0.00034849 | 0 | 0 | 3.5518e-05 | 0 | 0.00013992 | 0 | 0.00013992 | 0.00011415 | 0.00022925 | 0.00011415 | 0 | 1.6398e-05 | 1.3975e-05 | 0.00013408 | 0.00012554 | 0.00012818 | -1.063e-05 | 6.274e-07 | -2.9644e-06 | -2.9644e-06 | 0.00011415 | 0.00011415 | 0.00011415 | 0.00011415 | 0.00011415 | 0.00011415 | 9.0148e-05 | 6.8114e-05 | 5.8122e-05 | 5.3017e-05 | 0.00022929 | 0.00011415 | 0.00011415 | 0.00011415 | 0.00011415 | 2.6738e-07 | 2.5458e-05 | 5.2785e-05 | 6.8609e-05 | 0.00011709 | 0.0001065 | 8.907e-05 | 8.0987e-05 | 0.00017566 | 0.00010332 | 1.3905e-05 | 1.3905e-05
07/05 24:00:00 | 7 | 5 | 24 | 4464 | WE | 0 | 3.0563e-05 | 3.0563e-05 | 3.5029e-06 | 7.6675e-05 | -1.3906e-12 | 0.00011415 | 0 | 0 | 0.00023959 | 0 | 0 | 3.0563e-05 | 0 | 0.00012686 | 0 | 0.00012686 | 0.00011415 | 0.00022925 | 0.00011415 | 0 | 1.6398e-05 | 1.3975e-05 | 0.00010826 | 0.00012353 | 0.00011881 | -1.2107e-05 | 5.6578e-07 | -3.4775e-06 | -3.4775e-06 | 0.00011415 | 0.00011415 | 0.00011415 | 0.00011415 | 0.00011415 | 0.00011415 | 9.0148e-05 | 6.7729e-05 | 5.9644e-05 | 5.5513e-05 | 0.00022929 | 0.00011415 | 0.00011415 | 0.00011415 | 0.00011415 | 2.6738e-07 | 2.3262e-05 | 5.4025e-05 | 7.184e-05 | 0.00011159 | 0.00010567 | 8.9179e-05 | 8.153e-05 | 0.00017086 | 0.00010323 | 1.3844e-05 | 1.3844e-05
07/06 01:00:00 | 7 | 6 | 1 | 4465 | WD | 0 | 1.6082e-05 | 1.6082e-05 | 1.2064e-06 | 0 | 0.00025245 | 0.00011415 | 0 | 0 | 0.00013341 | 0 | 0 | 1.6082e-05 | 0 | 9.19e-05 | 0 | 9.19e-05 | 0.00011415 | 0.00022925 | 0.00011415 | 0 | 6.5591e-05 | 0.0001118 | 0.00010241 | 0.00012148 | 0.00011559 | 8.2643e-06 | 2.1444e-06 | 4.097e-06 | 4.097e-06 | 0.00011415 | 0.00011415 | 0.00011415 | 0.00011415 | 0.00011415 | 0.00011415 | 3.6079e-05 | 6.7924e-05 | 5.8637e-05 | 5.3892e-05 | 0.00022929 | 0.00011415 | 0.00011415 | 0.00011415 | 0.00011415 | 1.6195e-07 | 2.437e-05 | 5.3103e-05 | 6.9742e-05 | 8.1914e-05 | 0.00010509 | 9.4795e-05 | 9.0022e-05 | 0.00017209 | 0.00010283 | -3.1246e-05 | -3.1246e-05
07/06 02:00:00 | 7 | 6 | 2 | 4466 | WD | 0 | 2.3014e-05 | 2.3014e-05 | 0 | 7.4087e-05 | 0.00023244 | 0.00011415 | 0 | 0 | 5.4452e-05 | 0 | 0 | 2.3014e-05 | 0 | 8.5656e-05 | 0 | 8.5656e-05 | 0.00011415 | 0.00022925 | 0.00011415 | 0 | 6.5591e-05 | 0.0001118 | 0.00010205 | 0.00011979 | 0.00011431 | 1.6525e-05 | 2.732e-07 | 5.4585e-06 | 5.4585e-06 | 0.00011415 | 0.00011415 | 0.00011415 | 0.00011415 | 0.00011415 | 0.00011415 | 3.6084e-05 | 6.819e-05 | 6.0618e-05 | 5.6748e-05 | 0.00022929 | 0.00011415 | 0.00011415 | 0.00011415 | 0.00011415 | 1.7352e-07 | 2.5894e-05 | 5.6002e-05 | 7.3438e-05 | 7.8062e-05 | 0.00010457 | 9.3214e-05 | 8.7947e-05 | 0.00017096 | 0.00010258 | -2.0439e-05 | -2.0439e-05
07/06 03:00:00 | 7 | 6 | 3 | 4467 | WD | 0 | 1.4909e-05 | 1.4909e-05 | 4.6697e-07 | 0 | 0.00022975 | 0.00011415 | 0 | 0 | 2.1781e-05 | 0 | 0 | 1.4909e-05 | 0 | 8.3946e-05 | 0 | 8.3946e-05 | 0.00011415 | 0.00022925 | 0.00011415 | 0 | 6.5591e-05 | 0.0001118 | 0.00010294 | 0.00011925 | 0.00011421 | 1.8025e-05 | 1.1995e-06 | 6.5679e-06 | 6.5679e-06 | 0.00011415 | 0.00011415 | 0.00011415 | 0.00011415 | 0.00011415 | 0.00011415 | 4.5102e-05 | 6.8975e-05 | 6.1912e-05 | 5.8304e-05 | 0.00022929 | 0.00011415 | 0.00011415 | 0.00011415 | 0.00011415 | 2.089e-07 | 3.0373e-05 | 5.892e-05 | 7.5451e-05 | 8.3352e-05 | 0.00010461 | 9.3202e-05 | 8.7909e-05 | 0.0001721 | 0.00010245 | -1.8605e-05 | -1.8605e-05
07/06 04:00:00 | 7 | 6 | 4 | 4468 | WD | 0 | 2.2494e-05 | 2.2494e-05 | 0 | 7.3968e-05 | 0.00022651 | 0.00011415 | 0 | 0 | 2.1781e-05 | 0 | 0 | 2.2494e-05 | 0 | 8.2211e-05 | 0 | 8.2211e-05 | 0.00011415 | 0.00022925 | 0.00011415 | 0 | 6.5591e-05 | 0.0001118 | 0.00011705 | 0.00012016 | 0.0001192 | 1.9064e-05 | 1.8517e-06 | 7.3432e-06 | 7.3432e-06 | 0.00011415 | 0.00011415 | 0.00011415 | 0.00011415 | 0.00011415 | 0.00011415 | 5.4138e-05 | 7.0282e-05 | 7.6832e-05 | 8.0178e-05 | 0.00022929 | 0.00011415 | 0.00011415 | 0.00011415 | 0.00011415 | 2.9412e-07 | 3.7834e-05 | 7.9583e-05 | 0.00010376 | 9.0954e-05 | 0.00010533 | 9.8209e-05 | 9.4905e-05 | 0.0001788 | 0.00010248 | -1.4766e-05 | -1.4766e-05
07/06 05:00:00 | 7 | 6 | 5 | 4469 | WD | 0 | 2.3995e-05 | 2.3995e-05 | 8.7166e-07 | 7.4454e-05 | 0.00021796 | 0.00011415 | 0 | 0 | 6.5342e-05 | 0 | 0 | 2.3995e-05 | 0 | 8.1198e-05 | 0 | 8.1198e-05 | 0.00011415 | 0.00011463 | 0.00011415 | 4.8268e-06 | 6.5591e-05 | 0.0001118 | 0.00011996 | 0.00012461 | 0.00012317 | 1.9822e-05 | 1.7798e-06 | 7.5361e-06 | 7.5361e-06 | 0.00011415 | 0.00011415 | 0.00011415 | 0.00011415 | 0.00011415 | 0.00011415 | 9.0278e-05 | 9.285e-05 | 0.00010215 | 0.0001069 | 0.00011465 | 0.00011415 | 0.00011415 | 0.00011415 | 0.00011415 | 7.1055e-06 | 6.4526e-05 | 0.00011151 | 0.00013871 | 0.00010692 | 0.00010966 | 9.9935e-05 | 9.5425e-05 | 0.00017228 | 0.00010257 | -1.7687e-05 | -1.7687e-05
07/06 06:00:00 | 7 | 6 | 6 | 4470 | WD | 6.1307e-05 | 2.6973e-05 | 2.6973e-05 | 1.9517e-06 | 6.9259e-05 | -1.5577e-12 | 0.00011415 | 0.00028208 | 0.00028208 | 0.00013613 | 0 | 0 | 2.6973e-05 | 0 | 8.7512e-05 | 0 | 8.7512e-05 | 0.00011415 | 0 | 0.00011415 | 2.8959e-05 | 6.5591e-05 | 0.0001126 | 0.00012381 | 0.00012914 | 0.00012749 | 5.3154e-06 | 2.1925e-06 | 3.1889e-06 | 3.1889e-06 | 0.00011415 | 0.00011415 | 0.00011415 | 0.00011416 | 0.00011415 | 0.00011415 | 0.00012651 | 0.0001231 | 0.00013007 | 0.00013363 | 0 | 0.00011415 | 0.00011415 | 0.00011415 | 0.00011415 | 5.984e-05 | 0.00010735 | 0.00015076 | 0.00017589 | 0.00012075 | 0.00011822 | 0.00010347 | 9.6625e-05 | 0.00016681 | 0.00010613 | 4.5035e-05 | 4.5035e-05
07/06 07:00:00 | 7 | 6 | 7 | 4471 | WD | 0.00015018 | 2.9646e-05 | 2.9646e-05 | 0.0010124 | 8.7957e-05 | 7.5464e-14 | 0.00011415 | 0.00065349 | 0.00065349 | 0.00015247 | 0 | 0 | 2.9646e-05 | -6.5748e-05 | 9.9871e-05 | 0 | 9.9871e-05 | 0.00011415 | 0 | 0.00011415 | 5.99e-05 | 6.5591e-05 | 0.0001126 | 0.00012282 | 0.00014929 | 0.00014111 | 5.4015e-08 | 1.0739e-06 | 7.4853e-07 | 7.4853e-07 | 0.00011415 | 0.00011415 | 0.00011415 | 0.00011416 | 0.00011415 | 0.00011415 | 0.00014472 | 0.00014024 | 0.00018893 | 0.00021381 | 0 | 0.00011415 | 0.00011415 | 0.00011415 | 0.00011415 | 0.00014114 | 0.00016553 | 0.00015534 | 0.00014944 | 0.00013407 | 0.00013074 | 0.0001273 | 0.0001257 | 0.00017584 | 0.0001048 | 3.0749e-05 | 3.0749e-05
07/06 08:00:00 | 7 | 6 | 8 | 4472 | WD | 0.00023729 | 3.8762e-05 | 3.8762e-05 | 1.2238e-05 | 0.0001641 | 4.7973e-13 | 0.00011415 | 0.00090162 | 0.00090162 | 0.00013613 | 0 | 0 | 3.8762e-05 | -4.5321e-05 | 0.00011103 | 0 | 0.00011103 | 0.00011415 | 0 | 0.00011415 | 0.0002314 | 0.00016398 | 0.0001685 | 0.00012634 | 0.00015154 | 0.00014375 | -4.3223e-07 | 3.2912e-07 | 8.6207e-08 | 8.6207e-08 | 0.00011415 | 0.00011415 | 0.00011415 | 0.00011416 | 0.00011415 | 0.00011415 | 0.00016278 | 0.00015337 | 0.00019337 | 0.00021381 | 0 | 0.00011415 | 0.00011415 | 0.00011415 | 0.00011415 | 0.00024258 | 0.00022394 | 0.00018045 | 0.00015526 | 0.00014952 | 0.00013593 | 0.00015961 | 0.00017059 | 0.00017365 | 0.00010428 | 2.3969e-05 | 2.3969e-05
07/06 09:00:00 | 7 | 6 | 9 | 4473 | WD | 0.00031322 | 3.6025e-05 | 3.6025e-05 | 1.3421e-05 | 0.00016461 | 1.5523e-12 | 0.00011415 | 0.00044872 | 0.00044872 | 5.9897e-05 | 0 | 0 | 3.6025e-05 | -2.4079e-05 | 0.00011108 | 0 | 0.00011108 | 0.00011415 | 0 | 0.00011415 | 0.00047113 | 0.00029516 | 0.0002244 | 0.00013127 | 0.00015525 | 0.00014784 | -3.5459e-07 | 2.743e-07 | 7.3646e-08 | 7.3646e-08 | 0.00011415 | 0.00011415 | 0.00011415 | 0.00011415 | 0.00011415 | 0.00011415 | 0.0001808 | 0.00015456 | 0.00019377 | 0.00021381 | 0 | 0.00011415 | 0.00011415 | 0.00011415 | 0.00011415 | 0.00036028 | 0.00024645 | 0.00019196 | 0.00016041 | 0.00016528 | 0.00013802 | 0.00016809 | 0.00018204 | 0.00018395 | 0.00010277 | 2.1821e-05 | 2.1821e-05
07/06 10:00:00 | 7 | 6 | 10 | 4474 | WD | 0.00038682 | 2.6604e-05 | 2.6604e-05 | -0.0010013 | 8.1647e-05 | 0.00021486 | 0.00011415 | 0.00030594 | 0.00030594 | 4.0839e-05 | 0 | 0 | 2.6604e-05 | -1.3759e-05 | 0.00011156 | 0 | 0.00011156 | 0.00011415 | 0 | 0.00011415 | 0.00047113 | 0.00029516 | 0.0002244 | 0.00013407 | 0.00016033 | 0.00015221 | -1.4026e-07 | 2.0291e-06 | 1.3369e-06 | 1.3369e-06 | 0.00011415 | 0.00011415 | 0.00011415 | 0.00011415 | 0.00011415 | 0.00011415 | 0.0001808 | 0.00015413 | 0.00019363 | 0.00021381 | 0 | 0.00011415 | 0.00011415 | 0.00011415 | 0.00011415 | 0.00043327 | 0.00024653 | 0.00019488 | 0.00016497 | 0.00017199 | 0.00013966 | 0.00016957 | 0.00018345 | 0.00018202 | 0.00010291 | 2.3978e-05 | 2.3978e-05
07/06 11:00:00 | 7 | 6 | 11 | 4475 | WD | 0.00044292 | 3.5472e-05 | 3.5472e-05 | 0.0010139 | 0.00016104 | 0.00021991 | 0.00011415 | 0 | 0 | 4.0839e-05 | 0 | 0 | 3.5472e-05 | 0 | 0.00011463 | 0 | 0.00011463 | 0.00011415 | 0 | 0.00011415 | 0.00047113 | 0.00029516 | 0.0002244 | 0.00016 | 0.00016225 | 0.00016156 | 3.2894e-07 | 3.3262e-06 | 2.3699e-06 | 2.3699e-06 | 0.00011415 | 0.00011415 | 0.00011415 | 0.00011415 | 0.00011415 | 0.00011415 | 0.00018079 | 0.00015348 | 0.00019341 | 0.00021381 | 0 | 0.00011415 | 0.00011415 | 0.00011415 | 0.00011415 | 0.00047462 | 0.00024632 | 0.00019692 | 0.00016831 | 0.00017404 | 0.00014059 | 0.00017258 | 0.00018741 | 0.00017706 | 0.00011759 | 2.3149e-05 | 2.3149e-05
07/06 12:00:00 | 7 | 6 | 12 | 4476 | WD | 0.00047111 | 2.6809e-05 | 2.6809e-05 | 0.0010065 | 7.9385e-05 | 0.00021998 | 0.00011415 | 0 | 0 | 4.0839e-05 | 0 | 0 | 2.6809e-05 | 0 | 0.00011458 | 0 | 0.00011458 | 0.00011415 | 0 | 0.00011415 | 0.00047113 | 0.00029516 | 0.0002244 | 0.00013806 | 0.00016556 | 0.00015706 | 8.8142e-08 | 4.1499e-06 | 2.854e-06 | 2.854e-06 | 0.00011415 | 0.00011415 | 0.00011415 | 0.00011415 | 0.00011415 | 0.00011415 | 0.00018078 | 0.0001532 | 0.00019331 | 0.00021381 | 0 | 0.00011415 | 0.00011415 | 0.00011415 | 0.00011415 | 0.00049606 | 0.00024586 | 0.00024062 | 0.00023758 | 0.00017687 | 0.00014202 | 0.00017809 | 0.00019482 | 0.00016663 | 0.00013443 | 2.2485e-05 | 2.2485e-05
07/06 13:00:00 | 7 | 6 | 13 | 4477 | WD | 0.00047216 | 3.453e-05 | 3.453e-05 | -0.00098611 | 0.000157 | 0.00021627 | 0.00011415 | 0 | 0 | 4.0839e-05 | 0 | 0 | 3.453e-05 | 0 | 0.00011115 | 0 | 0.00011115 | 0.00011415 | 0 | 0.00011415 | 0.00047113 | 0.00029516 | 0.0002244 | 0.00013951 | 0.00017349 | 0.00016299 | 2.172e-07 | 4.4892e-06 | 3.1262e-06 | 3.1262e-06 | 0.00011415 | 0.00011415 | 0.00011415 | 0.00011415 | 0.00011415 | 0.00011415 | 0.00018074 | 0.00015279 | 0.00019317 | 0.00021381 | 0 | 0.00011415 | 0.00011415 | 0.00011415 | 0.00011415 | 0.00050205 | 0.00024525 | 0.00024069 | 0.00023804 | 0.0001775 | 0.00014519 | 0.00017856 | 0.00019405 | 0.0001643 | 0.00016093 | 2.2022e-05 | 2.2022e-05
07/06 14:00:00 | 7 | 6 | 14 | 4478 | WD | 0.00044234 | 2.6054e-05 | 2.6054e-05 | 5.0019e-06 | 7.792e-05 | 0.00022375 | 0.00011415 | 0 | 0 | 4.0839e-05 | 0 | 0 | 2.6054e-05 | 0 | 0.00011051 | 0 | 0.00011051 | 0.00011415 | 0 | 0.00011415 | 0.00047113 | 0.00029516 | 0.0002244 | 0.00014014 | 0.00017469 | 0.00016401 | 2.3244e-07 | 3.6472e-06 | 2.5577e-06 | 2.5577e-06 | 0.00011415 | 0.00011415 | 0.00011415 | 0.00011415 | 0.00011415 | 0.00011415 | 0.00018064 | 0.00015218 | 0.00019297 | 0.00021381 | 0 | 0.00011415 | 0.00011415 | 0.00011415 | 0.00011415 | 0.00048991 | 0.00024314 | 0.0002392 | 0.00023692 | 0.00017856 | 0.0001457 | 0.00017736 | 0.00019204 | 0.00016538 | 0.00017899 | 1.8426e-05 | 1.8426e-05
07/06 15:00:00 | 7 | 6 | 15 | 4479 | WD | 0.00038621 | 2.5853e-05 | 2.5853e-05 | 4.7482e-06 | 7.7358e-05 | 0.00023635 | 0.00011415 | 0 | 0 | 4.0839e-05 | 0 | 0 | 2.5853e-05 | 0 | 0.00010956 | 0 | 0.00010956 | 0.00011415 | 0 | 0.00011415 | 0.00047113 | 0.00029516 | 0.0002244 | 0.00013887 | 0.00016992 | 0.00016033 | 2.4108e-07 | -1.207e-06 | -7.4495e-07 | -7.4495e-07 | 0.00011415 | 0.00011415 | 0.00011415 | 0.00011415 | 0.00011415 | 0.00011415 | 0.00016254 | 0.00015069 | 0.00019246 | 0.00021381 | 0 | 0.00011415 | 0.00011415 | 0.00011415 | 0.00011415 | 0.00041141 | 0.00023592 | 0.00019216 | 0.00016682 | 0.000167 | 0.0001439 | 0.00017745 | 0.00019301 | 0.00016361 | 0.00019549 | 2.1095e-05 | 2.1095e-05
07/06 16:00:00 | 7 | 6 | 16 | 4480 | WD | 0.00031427 | 2.7147e-05 | 2.7147e-05 | 4.8397e-06 | 7.7291e-05 | 0.00024949 | 0.00011415 | 0 | 0 | 4.0839e-05 | 0 | 0 | 2.7147e-05 | 0 | 0.00011092 | 0 | 0.00011092 | 0.00011415 | 0 | 0.00011415 | 0.00047113 | 0.00029516 | 0.0002244 | 0.00013064 | 0.00016698 | 0.00015575 | 1.8986e-06 | -1.2737e-06 | -2.6157e-07 | -2.6157e-07 | 0.00011415 | 0.00011415 | 0.00011415 | 0.00011415 | 0.00011415 | 0.00011415 | 0.00014445 | 0.00014413 | 0.00015206 | 0.00015611 | 0 | 0.00011415 | 0.00011415 | 0.00011415 | 0.00011415 | 0.00031284 | 0.00021408 | 0.00015377 | 0.00011885 | 0.00015488 | 0.00014058 | 0.00016612 | 0.00017796 | 0.00016865 | 0.00018231 | 1.7491e-05 | 1.7491e-05
07/06 17:00:00 | 7 | 6 | 17 | 4481 | WD | 0.00023699 | 3.1539e-05 | 3.1539e-05 | 0.00099772 | 7.7817e-05 | -2.0051e-12 | 0.00011415 | 0.0010988 | 0.0010988 | 4.0839e-05 | 0 | 0 | 3.1539e-05 | 0 | 0.00012 | 0 | 0.00012 | 0.00011415 | 0 | 0.00011415 | 0.00045325 | 0.00029516 | 0.0002244 | 0.00012763 | 0.00016397 | 0.00015274 | 6.1777e-07 | -1.5537e-06 | -8.6086e-07 | -8.6086e-07 | 0.00011415 | 0.00011415 | 0.00011415 | 0.00011415 | 0.00011415 | 0.00011415 | 0.00012638 | 0.00013924 | 0.00012923 | 0.00012411 | 0 | 0.00011415 | 0.00011415 | 0.00011415 | 0.00011415 | 0.00021854 | 0.00019075 | 0.00012798 | 9.1631e-05 | 0.00014355 | 0.0001374 | 0.00015462 | 0.0001626 | 0.00017331 | 0.00015202 | 1.7244e-05 | 1.7244e-05
07/06 18:00:00 | 7 | 6 | 18 | 4482 | WD | 0.00015541 | 4.4282e-05 | 4.4282e-05 | 6.9295e-06 | 0.00015773 | -7.5459e-13 | 0.00011415 | 0.0010969 | 0.0010969 | 7.0788e-05 | 0 | 0 | 4.4282e-05 | 0 | 0.00013406 | 0 | 0.00013406 | 0.00011415 | 0 | 0.00011415 | 7.2183e-05 | 6.5591e-05 | 0.0001126 | 0.00012617 | 0.00015827 | 0.00014835 | 5.2241e-07 | -1.4444e-06 | -8.169e-07 | -8.169e-07 | 0.00011415 | 0.00011415 | 0.00011415 | 0.00011415 | 0.00011415 | 0.00011415 | 0.00012633 | 0.00012817 | 0.00011248 | 0.00010446 | 0 | 0.00011415 | 0.00011415 | 0.00011415 | 0.00011415 | 0.00015239 | 0.00014422 | 0.0001 | 7.4394e-05 | 0.00013935 | 0.00013129 | 0.00012324 | 0.00011951 | 0.00017928 | 0.00012348 | 1.7183e-05 | 1.7183e-05
07/06 19:00:00 | 7 | 6 | 19 | 4483 | WD | 6.8194e-05 | 4.1747e-05 | 4.1747e-05 | 0.0010132 | 8e-05 | -3.8268e-13 | 0.00011415 | 0.00080129 | 0.00080129 | 0.00015247 | 0 | 0 | 4.1747e-05 | 0 | 0.00014271 | 0 | 0.00014271 | 0.00011415 | 0 | 0.00011415 | 3.9172e-05 | 6.5591e-05 | 0.0001126 | 0.00013405 | 0.00015133 | 0.00014599 | 1.0592e-06 | -1.2572e-06 | -5.1812e-07 | -5.1812e-07 | 0.00011415 | 0.00011415 | 0.00011415 | 0.00011415 | 0.00011415 | 0.00011415 | 0.00010828 | 0.00011978 | 0.00010074 | 9.1006e-05 | 0 | 0.00011415 | 0.00011415 | 0.00011415 | 0.00011415 | 7.2928e-05 | 9.8798e-05 | 7.5602e-05 | 6.217e-05 | 0.00012343 | 0.00012584 | 0.00011413 | 0.00010869 | 0.00017756 | 0.00010332 | 1.6973e-05 | 1.6973e-05
07/06 20:00:00 | 7 | 6 | 20 | 4484 | WD | 0 | 5.2946e-05 | 5.2946e-05 | -0.00098977 | 0.00016054 | -2.8565e-13 | 0.00011415 | 0.00015158 | 0.00015158 | 0.00021236 | 0 | 0 | 5.2946e-05 | 0 | 0.00014653 | 0 | 0.00014653 | 0.00011415 | 5.7313e-05 | 0.00011415 | 6.175e-06 | 6.5591e-05 | 0.0001126 | 0.00012878 | 0.00014313 | 0.0001387 | 1.512e-06 | -6.2741e-07 | 5.5173e-08 | 5.5173e-08 | 0.00011415 | 0.00011415 | 0.00011415 | 0.00011415 | 0.00011415 | 0.00011415 | 0.00010824 | 0.00010453 | 8.5931e-05 | 7.6429e-05 | 3.9149e-05 | 0.00011415 | 0.00011415 | 0.00011415 | 0.00011415 | 1.329e-05 | 6.2552e-05 | 8.5849e-05 | 9.934e-05 | 0.00011671 | 0.0001201 | 0.00010289 | 9.4905e-05 | 0.00017084 | 0.00010332 | 1.6405e-05 | 1.6405e-05
07/06 21:00:00 | 7 | 6 | 21 | 4485 | WD | 0 | 4.4731e-05 | 4.4731e-05 | 0.0010099 | 7.9624e-05 | 0 | 0.00011415 | 0 | 0 | 0.00028587 | 0 | 0 | 4.4731e-05 | 0 | 0.00014762 | 0 | 0.00014762 | 0.00011415 | 0.00022925 | 0.00011415 | 0 | 6.5591e-05 | 0.0001126 | 0.00012074 | 0.00012241 | 0.00012189 | 1.4457e-05 | -4.9862e-07 | 4.273e-06 | 4.273e-06 | 0.00011415 | 0.00011415 | 0.00011415 | 0.00011415 | 0.00011415 | 0.00011415 | 0.00010818 | 9.2279e-05 | 7.4921e-05 | 6.6052e-05 | 0.00022929 | 0.00011415 | 0.00011415 | 0.00011415 | 0.00011415 | 3.2016e-07 | 4.5412e-05 | 7.0785e-05 | 8.5478e-05 | 0.00011789 | 0.00011313 | 0.00010598 | 0.00010266 | 0.0001708 | 0.00010376 | 1.2791e-05 | 1.2791e-05
07/06 22:00:00 | 7 | 6 | 22 | 4486 | WD | 0 | 4.5493e-05 | 4.5493e-05 | 6.0295e-06 | 7.8835e-05 | 2.0698e-12 | 0.00011415 | 0 | 0 | 0.00034305 | 1.7547e-05 | 0 | 4.5493e-05 | 1.7949e-05 | 0.00014405 | 7.6455e-06 | 0.00014405 | 0.00011415 | 0.00022925 | 0.00011415 | 0 | 6.5591e-05 | 0.0001118 | 0.00011098 | 0.00011868 | 0.0001163 | 2.1534e-05 | 1.3097e-08 | 6.8794e-06 | 6.8794e-06 | 0.00011415 | 0.00011415 | 0.00011415 | 0.00011415 | 0.00011415 | 0.00011415 | 0.00010814 | 6.9436e-05 | 6.3877e-05 | 6.1037e-05 | 0.00022929 | 0.00011415 | 0.00011415 | 0.00011415 | 0.00011415 | 2.0797e-07 | 3.3003e-05 | 6.2124e-05 | 7.8988e-05 | 0.00011592 | 0.00010456 | 9.9608e-05 | 9.7314e-05 | 0.00017119 | 0.00010332 | -2.1859e-05 | -2.1859e-05
07/06 23:00:00 | 7 | 6 | 23 | 4487 | WD | 0 | 4.1128e-05 | 4.1128e-05 | 4.3367e-06 | 0.0001284 | 7.9772e-13 | 0.00011415 | 0 | 0 | 0.00034849 | 1.4502e-05 | 0 | 4.1128e-05 | 3.08e-06 | 0.00013614 | 1.1613e-06 | 0.00013614 | 0.00011415 | 0.00022925 | 0.00011415 | 0 | 6.5591e-05 | 0.0001118 | 0.00013455 | 0.00011885 | 0.0001237 | 2.333e-05 | 6.0776e-07 | 7.8573e-06 | 7.8573e-06 | 0.00011415 | 0.00011415 | 0.00011415 | 0.00011415 | 0.00011415 | 0.00011415 | 9.9118e-05 | 6.8344e-05 | 6.1493e-05 | 5.7992e-05 | 0.00022929 | 0.00011415 | 0.00011415 | 0.00011415 | 0.00011415 | 1.729e-07 | 2.6771e-05 | 5.7344e-05 | 7.5048e-05 | 0.00011039 | 0.00010428 | 9.8559e-05 | 9.5904e-05 | 0.00017041 | 0.00010303 | -2.0599e-05 | -2.0599e-05
07/06 24:00:00 | 7 | 6 | 24 | 4488 | WD | 0 | 2.512e-05 | 2.512e-05 | 2.9456e-06 | 2.5982e-05 | -1.3906e-12 | 0.00011415 | 0 | 0 | 0.00023959 | 0 | 0 | 2.512e-05 | 0 | 0.00012638 | 0 | 0.00012638 | 0.00011415 | 0.00022925 | 0.00011415 | 0 | 6.5591e-05 | 0.0001118 | 0.00010389 | 0.00011881 | 0.0001142 | 2.3054e-05 | 1.0891e-06 | 8.0971e-06 | 8.0971e-06 | 0.00011415 | 0.00011415 | 0.00011415 | 0.00011415 | 0.00011415 | 0.00011415 | 4.5083e-05 | 6.8027e-05 | 5.8924e-05 | 5.4272e-05 | 0.00022929 | 0.00011415 | 0.00011415 | 0.00011415 | 0.00011415 | 1.5915e-07 | 2.496e-05 | 5.3631e-05 | 7.0234e-05 | 8.4504e-05 | 0.00010418 | 9.209e-05 | 8.6484e-05 | 0.00017085 | 0.00010269 | -1.4517e-05 | -1.4517e-05
07/07 01:00:00 | 7 | 7 | 1 | 4489 | WD | 0 | 2.4002e-05 | 2.4002e-05 | 1.3541e-06 | 7.4723e-05 | 0.00025245 | 0.00011415 | 0 | 0 | 0.00013341 | 0 | 0 | 2.4002e-05 | 0 | 9.19e-05 | 0 | 9.19e-05 | 0.00011415 | 0.00022925 | 0.00011415 | 0 | 6.5591e-05 | 0.0001118 | 0.00010283 | 0.00011886 | 0.0001139 | 2.3464e-05 | 1.5165e-06 | 8.5191e-06 | 8.5191e-06 | 0.00011415 | 0.00011415 | 0.00011415 | 0.00011415 | 0.00011415 | 0.00011415 | 3.6079e-05 | 6.7924e-05 | 5.8637e-05 | 5.3892e-05 | 0.00022929 | 0.00011415 | 0.00011415 | 0.00011415 | 0.00011415 | 1.6195e-07 | 2.437e-05 | 5.3103e-05 | 6.9742e-05 | 7.9156e-05 | 0.00010416 | 9.1804e-05 | 8.6073e-05 | 0.00017147 | 0.0001025 | -1.682e-05 | -1.682e-05
07/07 02:00:00 | 7 | 7 | 2 | 4490 | WD | 0 | 2.3026e-05 | 2.3026e-05 | 0.00096953 | 7.4197e-05 | 0.00023244 | 0.00011415 | 0 | 0 | 5.4452e-05 | 0 | 0 | 2.3026e-05 | 0 | 8.5656e-05 | 0 | 8.5656e-05 | 0.00011415 | 0.00022925 | 0.00011415 | 0 | 6.5591e-05 | 0.0001118 | 0.00010267 | 0.0001187 | 0.00011374 | 2.4045e-05 | 1.7872e-06 | 8.8885e-06 | 8.8885e-06 | 0.00011415 | 0.00011415 | 0.00011415 | 0.00011415 | 0.00011415 | 0.00011415 | 3.6084e-05 | 6.819e-05 | 6.0618e-05 | 5.6748e-05 | 0.00022929 | 0.00011415 | 0.00011415 | 0.00011415 | 0.00011415 | 1.7352e-07 | 2.5894e-05 | 5.6002e-05 | 7.3438e-05 | 7.7387e-05 | 0.00010418 | 9.2228e-05 | 8.6683e-05 | 0.00017044 | 0.00010239 | -1.5774e-05 | -1.5774e-05
07/07 03:00:00 | 7 | 7 | 3 | 4491 | WD | 0 | 1.4909e-05 | 1.4909e-05 | -0.00096799 | 0 | 0.00022975 | 0.00011415 | 0 | 0 | 2.1781e-05 | 0 | 0 | 1.4909e-05 | 0 | 8.3946e-05 | 0 | 8.3946e-05 | 0.00011415 | 0.00022925 | 0.00011415 | 0 | 6.5591e-05 | 0.0001118 | 0.00010339 | 0.00011826 | 0.00011366 | 2.4741e-05 | 2.0951e-06 | 9.3202e-06 | 9.3202e-06 | 0.00011415 | 0.00011415 | 0.00011415 | 0.00011415 | 0.00011415 | 0.00011415 | 4.5102e-05 | 6.8975e-05 | 6.1912e-05 | 5.8304e-05 | 0.00022929 | 0.00011415 | 0.00011415 | 0.00011415 | 0.00011415 | 2.089e-07 | 3.0373e-05 | 5.892e-05 | 7.5451e-05 | 8.1493e-05 | 0.00010427 | 9.2434e-05 | 8.6947e-05 | 0.00016762 | 0.00010232 | -1.1663e-05 | -1.1663e-05
07/07 04:00:00 | 7 | 7 | 4 | 4492 | WD | 0 | 2.2506e-05 | 2.2506e-05 | 0.00096889 | 7.409e-05 | 0.00022651 | 0.00011415 | 0 | 0 | 2.1781e-05 | 0 | 0 | 2.2506e-05 | 0 | 8.2211e-05 | 0 | 8.2211e-05 | 0.00011415 | 0.00022925 | 0.00011415 | 0 | 6.5591e-05 | 0.0001118 | 0.00016602 | 0.00011778 | 0.00013269 | 2.4755e-05 | 2.4542e-06 | 9.5692e-06 | 9.5692e-06 | 0.00011415 | 0.00011415 | 0.00011415 | 0.00011415 | 0.00011415 | 0.00011415 | 5.4138e-05 | 7.0282e-05 | 7.6832e-05 | 8.0178e-05 | 0.00022929 | 0.00011415 | 0.00011415 | 0.00011415 | 0.00011415 | 2.9412e-07 | 3.7834e-05 | 7.9583e-05 | 0.00010376 | 8.7733e-05 | 0.00010449 | 9.7369e-05 | 9.4067e-05 | 0.00017171 | 0.00010231 | -1.6559e-05 | -1.6559e-05
07/07 05:00:00 | 7 | 7 | 5 | 4493 | WD | 0 | 1.6103e-05 | 1.6103e-05 | -0.00097114 | 0 | 0.00021796 | 0.00011415 | 0 | 0 | 6.5342e-05 | 0 | -0.0032909 | 1.6103e-05 | 0 | 8.1198e-05 | 0 | 8.1198e-05 | 0.00011415 | 0.00011463 | 0.00011415 | 4.8161e-06 | 6.5591e-05 | 0.0001118 | 0.00016022 | 0.00012253 | 0.00013418 | 2.6112e-05 | 2.5779e-06 | 1.0087e-05 | 1.0087e-05 | 0.00011415 | 0.00011415 | 0.00011415 | 0.00011415 | 0.00011415 | 0.00011415 | 9.0278e-05 | 9.2873e-05 | 0.00010216 | 0.0001069 | 0.000151 | 0.00011415 | 0.00011415 | 0.00011415 | 0.00011415 | 6.0349e-06 | 6.4775e-05 | 0.00011156 | 0.00013865 | 0.00010579 | 0.00010918 | 0.00010099 | 9.719e-05 | 0.00017321 | 0.00010241 | -1.4142e-05 | -1.4142e-05
07/07 06:00:00 | 7 | 7 | 6 | 4494 | WD | 6.1336e-05 | 2.7743e-05 | 2.7743e-05 | 2.6296e-06 | 7.6526e-05 | -1.5577e-12 | 0.00011415 | 0.00028185 | 0.00028185 | 0.00013613 | 0 | -0.0028094 | 2.7743e-05 | 0 | 8.7512e-05 | 0 | 8.7512e-05 | 0.00011415 | 0 | 0.00011415 | 2.8936e-05 | 6.5591e-05 | 0.0001126 | 0.00014429 | 0.00012854 | 0.0001334 | 1.0355e-05 | 2.8981e-06 | 5.2771e-06 | 5.2771e-06 | 0.00011415 | 0.00011415 | 0.00011415 | 0.00011416 | 0.00011415 | 0.00011415 | 0.00012651 | 0.0001231 | 0.00013007 | 0.00013363 | 0 | 0.00011415 | 0.00011415 | 0.00011415 | 0.00011415 | 5.9781e-05 | 0.00010734 | 0.00015075 | 0.00017589 | 0.000121 | 0.00011801 | 0.00010269 | 9.5587e-05 | 0.00016989 | 0.00010621 | 3.6135e-05 | 3.6135e-05
07/07 07:00:00 | 7 | 7 | 7 | 4495 | WD | 0.00015023 | 3.7391e-05 | 3.7391e-05 | 0.00061521 | 0.00016103 | 7.5464e-14 | 0.00011415 | 0.0006537 | 0.0006537 | 0.00015247 | 0 | -0.0019697 | 3.7391e-05 | -0.00013039 | 9.9871e-05 | 0 | 9.9871e-05 | 0.00011415 | 0 | 0.00011415 | 5.992e-05 | 6.5591e-05 | 0.0001126 | 0.00012322 | 0.00014874 | 0.00014085 | 4.769e-06 | 1.3366e-06 | 2.4317e-06 | 2.4317e-06 | 0.00011415 | 0.00011415 | 0.00011415 | 0.00011416 | 0.00011415 | 0.00011415 | 0.00014472 | 0.00014024 | 0.00018893 | 0.00021381 | 0 | 0.00011415 | 0.00011415 | 0.00011415 | 0.00011415 | 0.00014121 | 0.00016555 | 0.00015535 | 0.00014944 | 0.00013298 | 0.00013055 | 0.0001267 | 0.00012492 | 0.00017431 | 0.00010477 | -9.9335e-05 | -9.9335e-05
07/07 08:00:00 | 7 | 7 | 8 | 4496 | WD | 0.00023712 | 3.8775e-05 | 3.8775e-05 | 0.00041361 | 0.00016422 | 4.7973e-13 | 0.00011415 | 0.00090173 | 0.00090173 | 0.00013613 | 0 | -0.0013377 | 3.8775e-05 | -7.5516e-05 | 0.00011103 | 0 | 0.00011103 | 0.00011415 | 0 | 0.00011415 | 0.00023143 | 0.00016398 | 0.0001685 | 0.00012668 | 0.00015047 | 0.00014312 | 3.8838e-06 | 4.3162e-07 | 1.5331e-06 | 1.5331e-06 | 0.00011415 | 0.00011415 | 0.00011415 | 0.00011416 | 0.00011415 | 0.00011415 | 0.00016278 | 0.00015337 | 0.00019337 | 0.00021381 | 0 | 0.00011415 | 0.00011415 | 0.00011415 | 0.00011415 | 0.00024263 | 0.00022395 | 0.00018046 | 0.00015527 | 0.00014889 | 0.00013556 | 0.00015886 | 0.00016967 | 0.00017631 | 0.00010438 | -0.00010637 | -0.00010637
07/07 09:00:00 | 7 | 7 | 9 | 4497 | WD | 0.00031867 | 2.7743e-05 | 2.7743e-05 | 1.4496e-05 | 8.2363e-05 | 1.5523e-12 | 0.00011415 | 0.00044872 | 0.00044872 | 5.9897e-05 | 7.7366e-06 | -0.00095986 | 2.7743e-05 | -6.3724e-05 | 0.00011108 | 6.1952e-07 | 0.00011108 | 0.00011415 | 0 | 0.00011415 | 0.00047113 | 0.00029516 | 0.0002244 | 0.00012991 | 0.00015123 | 0.00014464 | 3.6386e-06 | 2.499e-07 | 1.3311e-06 | 1.3311e-06 | 0.00011415 | 0.00011415 | 0.00011415 | 0.00011415 | 0.00011415 | 0.00011415 | 0.0001808 | 0.00015456 | 0.00019377 | 0.00021381 | 0 | 0.00011415 | 0.00011415 | 0.00011415 | 0.00011415 | 0.00036039 | 0.00024645 | 0.00019196 | 0.00016041 | 0.00016104 | 0.00013646 | 0.0001655 | 0.00017897 | 0.00017716 | 0.00010347 | -0.00010463 | -0.00010463
07/07 10:00:00 | 7 | 7 | 10 | 4498 | WD | 0.00039747 | 5.7458e-05 | 5.7458e-05 | 1.3101e-05 | 0.00016342 | 0.00021486 | 0.00011415 | 0.00030594 | 0.00030594 | 4.0839e-05 | -1.3003e-05 | -0.00068454 | 5.7458e-05 | 2.182e-05 | 0.00011156 | 3.1582e-05 | 0.00011156 | 0.00011415 | 0 | 0.00011415 | 0.00047113 | 0.00029516 | 0.0002244 | 0.00013034 | 0.00015205 | 0.00014534 | 3.5194e-06 | 2.1421e-07 | 1.2688e-06 | 1.2688e-06 | 0.00011415 | 0.00011415 | 0.00011415 | 0.00011415 | 0.00011415 | 0.00011415 | 0.0001808 | 0.00015413 | 0.00019363 | 0.00021381 | 0 | 0.00011415 | 0.00011415 | 0.00011415 | 0.00011415 | 0.00043332 | 0.00024653 | 0.00019489 | 0.00016498 | 0.00016318 | 0.00013661 | 0.00016479 | 0.00017785 | 0.00017713 | 0.00010332 | -0.00010901 | -0.00010901
07/07 11:00:00 | 7 | 7 | 11 | 4499 | WD | 0.00045508 | 3.7031e-05 | 3.7031e-05 | 5.7541e-06 | 0.00016113 | 0.00021991 | 0.00011415 | 0 | 0 | 4.0839e-05 | 2.7553e-05 | -0.0004714 | 3.7031e-05 | 5.8519e-06 | 0.00011463 | 2.2064e-06 | 0.00011463 | 0.00011415 | 0 | 0.00011415 | 0.00047113 | 0.00029516 | 0.0002244 | 0.00015571 | 0.00015378 | 0.00015438 | 5.734e-06 | 2.2583e-07 | 1.9833e-06 | 1.9833e-06 | 0.00011415 | 0.00011415 | 0.00011415 | 0.00011415 | 0.00011415 | 0.00011415 | 0.00018079 | 0.00015348 | 0.00019341 | 0.00021381 | 0 | 0.00011415 | 0.00011415 | 0.00011415 | 0.00011415 | 0.00047456 | 0.00024632 | 0.00019692 | 0.00016831 | 0.00016604 | 0.00013703 | 0.0001673 | 0.00018134 | 0.00018108 | 0.00010332 | -0.00010685 | -0.00010685
07/07 12:00:00 | 7 | 7 | 12 | 4500 | WD | 0.00048641 | 2.682e-05 | 2.682e-05 | 1.0594e-05 | 7.9492e-05 | 0.00021998 | 0.00011415 | 0 | 0 | 4.0839e-05 | 0 | -0.00031693 | 2.682e-05 | 0 | 0.00011458 | 0 | 0.00011458 | 0.00011415 | 0 | 0.00011415 | 0.00047113 | 0.00029516 | 0.0002244 | 0.00013221 | 0.00015593 | 0.0001486 | 5.0956e-06 | 1.2268e-06 | 2.4611e-06 | 2.4611e-06 | 0.00011415 | 0.00011415 | 0.00011415 | 0.00011415 | 0.00011415 | 0.00011415 | 0.00018078 | 0.0001532 | 0.00019331 | 0.00021381 | 0 | 0.00011415 | 0.00011415 | 0.00011415 | 0.00011415 | 0.00049601 | 0.00024586 | 0.00024061 | 0.00023757 | 0.00016839 | 0.0001377 | 0.0001719 | 0.00018777 | 0.00018103 | 0.00010332 | -0.00010763 | -0.00010763
07/07 13:00:00 | 7 | 7 | 13 | 4501 | WD | 0.00048821 | 2.726e-05 | 2.726e-05 | 4.3868e-06 | 8.8409e-05 | 0.00021627 | 0.00011415 | 0 | 0 | 4.0839e-05 | 0 | 0 | 2.726e-05 | 0 | 0.00011115 | 0 | 0.00011115 | 0.00011415 | 0 | 0.00011415 | 0.00047113 | 0.00029516 | 0.0002244 | 0.00013353 | 0.0001625 | 0.00015355 | 3.8299e-06 | 2.5054e-06 | 2.928e-06 | 2.928e-06 | 0.00011415 | 0.00011415 | 0.00011415 | 0.00011415 | 0.00011415 | 0.00011415 | 0.00018074 | 0.00015279 | 0.00019317 | 0.00021381 | 0 | 0.00011415 | 0.00011415 | 0.00011415 | 0.00011415 | 0.000502 | 0.00024525 | 0.00024068 | 0.00023804 | 0.00016829 | 0.0001399 | 0.00017148 | 0.00018612 | 0.00018196 | 0.00010332 | -0.00010822 | -0.00010822
07/07 14:00:00 | 7 | 7 | 14 | 4502 | WD | 0.00045753 | 3.3315e-05 | 3.3315e-05 | 4.2231e-06 | 0.00014643 | 0.00022375 | 0.00011415 | 0 | 0 | 4.0839e-05 | 0 | 0 | 3.3315e-05 | 0 | 0.00011051 | 0 | 0.00011051 | 0.00011415 | 0 | 0.00011415 | 0.00047113 | 0.00029516 | 0.0002244 | 0.00013433 | 0.00016409 | 0.0001549 | 3.2913e-06 | 3.7976e-06 | 3.6361e-06 | 3.6361e-06 | 0.00011415 | 0.00011415 | 0.00011415 | 0.00011415 | 0.00011415 | 0.00011415 | 0.00018064 | 0.00015218 | 0.00019297 | 0.00021381 | 0 | 0.00011415 | 0.00011415 | 0.00011415 | 0.00011415 | 0.00048966 | 0.00024314 | 0.00023919 | 0.0002369 | 0.00017097 | 0.00014029 | 0.00017027 | 0.00018418 | 0.00017621 | 0.00010176 | -0.00010871 | -0.00010871
07/07 15:00:00 | 7 | 7 | 15 | 4503 | WD | 0.00039977 | 2.587e-05 | 2.587e-05 | 0.00099378 | 7.7511e-05 | 0.00023635 | 0.00011415 | 0 | 0 | 4.0839e-05 | 0 | 0 | 2.587e-05 | 0 | 0.00010956 | 0 | 0.00010956 | 0.00011415 | 0 | 0.00011415 | 0.00047113 | 0.00029516 | 0.0002244 | 0.00013215 | 0.00016155 | 0.00015247 | 3.1448e-06 | 5.2554e-06 | 4.582e-06 | 4.582e-06 | 0.00011415 | 0.00011415 | 0.00011415 | 0.00011415 | 0.00011415 | 0.00011415 | 0.00016254 | 0.00015069 | 0.00019246 | 0.00021381 | 0 | 0.00011415 | 0.00011415 | 0.00011415 | 0.00011415 | 0.00041093 | 0.00023592 | 0.00019214 | 0.00016678 | 0.00016161 | 0.0001392 | 0.00017094 | 0.00018565 | 0.00016885 | 0.00011351 | -0.00011238 | -0.00011238
07/07 16:00:00 | 7 | 7 | 16 | 4504 | WD | 0.00032209 | 2.7167e-05 | 2.7167e-05 | 4.1526e-06 | 7.7477e-05 | 0.00024949 | 0.00011415 | 0 | 0 | 4.0839e-05 | 0 | 0 | 2.7167e-05 | 0 | 0.00011092 | 0 | 0.00011092 | 0.00011415 | 0 | 0.00011415 | 0.00047113 | 0.00029516 | 0.0002244 | 0.0001253 | 0.00016296 | 0.00015132 | 3.8564e-06 | 5.3952e-06 | 4.9042e-06 | 4.9042e-06 | 0.00011415 | 0.00011415 | 0.00011415 | 0.00011415 | 0.00011415 | 0.00011415 | 0.00014445 | 0.00014413 | 0.00015206 | 0.00015611 | 0 | 0.00011415 | 0.00011415 | 0.00011415 | 0.00011415 | 0.00031228 | 0.00021408 | 0.00015375 | 0.00011882 | 0.00015313 | 0.00013783 | 0.00016177 | 0.00017287 | 0.00016368 | 0.00011798 | -0.0001095 | -0.0001095
07/07 17:00:00 | 7 | 7 | 17 | 4505 | WD | 0.00024096 | 3.1553e-05 | 3.1553e-05 | 4.8698e-06 | 7.7947e-05 | -2.0051e-12 | 0.00011415 | 0.001098 | 0.001098 | 4.0839e-05 | 0 | 0 | 3.1553e-05 | -1.7724e-06 | 0.00012 | 0 | 0.00012 | 0.00011415 | 0 | 0.00011415 | 0.00045292 | 0.00029516 | 0.0002244 | 0.00012518 | 0.00016379 | 0.00015186 | 3.8159e-06 | 5.3541e-06 | 4.8633e-06 | 4.8633e-06 | 0.00011415 | 0.00011415 | 0.00011415 | 0.00011415 | 0.00011415 | 0.00011415 | 0.00012638 | 0.00013924 | 0.00012923 | 0.00012411 | 0 | 0.00011415 | 0.00011415 | 0.00011415 | 0.00011415 | 0.00021818 | 0.00019066 | 0.00012794 | 9.1611e-05 | 0.00014463 | 0.00013653 | 0.00015251 | 0.00015992 | 0.00016307 | 0.00011325 | -0.00011283 | -0.00011283
07/07 18:00:00 | 7 | 7 | 18 | 4506 | WD | 0.000157 | 4.0035e-05 | 4.0035e-05 | 0.00015438 | 0.00011767 | -7.5459e-13 | 0.00011415 | 0.0010953 | 0.0010953 | 7.0788e-05 | 0 | 0 | 4.0035e-05 | 0 | 0.00013406 | 0 | 0.00013406 | 0.00011415 | 0 | 0.00011415 | 7.208e-05 | 6.5591e-05 | 0.0001126 | 0.00012486 | 0.00016 | 0.00014914 | 3.8044e-06 | 4.8222e-06 | 4.4974e-06 | 4.4974e-06 | 0.00011415 | 0.00011415 | 0.00011415 | 0.00011415 | 0.00011415 | 0.00011415 | 0.00012633 | 0.00012817 | 0.00011248 | 0.00010446 | 0 | 0.00011415 | 0.00011415 | 0.00011415 | 0.00011415 | 0.00015214 | 0.00014411 | 9.9954e-05 | 7.4383e-05 | 0.00014122 | 0.00013148 | 0.00012227 | 0.000118 | 0.00016776 | 0.00010442 | 1.7924e-05 | 1.7924e-05
07/07 19:00:00 | 7 | 7 | 19 | 4507 | WD | 6.7797e-05 | 4.7233e-05 | 4.7233e-05 | -0.00013636 | 0.00012083 | -3.8268e-13 | 0.00011415 | 0.00079978 | 0.00079978 | 0.00015247 | 7.8619e-06 | 0 | 4.7233e-05 | 4.3718e-06 | 0.00014271 | 1.6483e-06 | 0.00014271 | 0.00011415 | 0 | 0.00011415 | 3.9099e-05 | 6.5591e-05 | 0.0001126 | 0.00012159 | 0.00015614 | 0.00014547 | 4.1509e-06 | 3.9404e-06 | 4.0076e-06 | 4.0076e-06 | 0.00011415 | 0.00011415 | 0.00011415 | 0.00011415 | 0.00011415 | 0.00011415 | 0.00010828 | 0.00011978 | 0.00010074 | 9.1006e-05 | 0 | 0.00011415 | 0.00011415 | 0.00011415 | 0.00011415 | 7.2735e-05 | 9.8726e-05 | 7.5571e-05 | 6.2162e-05 | 0.00013013 | 0.00012754 | 0.00011522 | 0.00010951 | 0.00017413 | 0.00010332 | 1.7711e-05 | 1.7711e-05
07/07 20:00:00 | 7 | 7 | 20 | 4508 | WD | 0 | 5.1976e-05 | 5.1976e-05 | 0.0010133 | 0.00015139 | -2.8565e-13 | 0.00011415 | 0.00015123 | 0.00015123 | 0.00021236 | 0 | 0 | 5.1976e-05 | 0 | 0.00014653 | 0 | 0.00014653 | 0.00011415 | 5.7313e-05 | 0.00011415 | 6.1609e-06 | 6.5591e-05 | 0.0001126 | 0.00011967 | 0.00015156 | 0.0001417 | 3.7665e-06 | 2.7435e-06 | 3.0699e-06 | 3.0699e-06 | 0.00011415 | 0.00011415 | 0.00011415 | 0.00011415 | 0.00011415 | 0.00011415 | 0.00010824 | 0.00010453 | 8.5931e-05 | 7.6429e-05 | 3.9149e-05 | 0.00011415 | 0.00011415 | 0.00011415 | 0.00011415 | 1.3264e-05 | 6.2547e-05 | 8.5847e-05 | 9.9339e-05 | 0.00012781 | 0.00012307 | 0.00010512 | 9.6798e-05 | 0.0001788 | 0.00010332 | 1.4558e-05 | 1.4558e-05
07/07 21:00:00 | 7 | 7 | 21 | 4509 | WD | 0 | 4.5687e-05 | 4.5687e-05 | -0.00099034 | 8.8649e-05 | 0 | 0.00011415 | 0 | 0 | 0.00028587 | 0 | 0 | 4.5687e-05 | 0 | 0.00014762 | 0 | 0.00014762 | 0.00011415 | 0.00022925 | 0.00011415 | 0 | 6.5591e-05 | 0.0001126 | 0.0001149 | 0.00013065 | 0.00012579 | 8.2664e-06 | 1.4578e-06 | 3.6301e-06 | 3.6301e-06 | 0.00011415 | 0.00011415 | 0.00011415 | 0.00011415 | 0.00011415 | 0.00011415 | 0.00010818 | 9.2279e-05 | 7.4921e-05 | 6.6052e-05 | 0.00022929 | 0.00011415 | 0.00011415 | 0.00011415 | 0.00011415 | 3.2016e-07 | 4.5412e-05 | 7.0785e-05 | 8.5478e-05 | 0.00013095 | 0.00011614 | 0.00010835 | 0.00010474 | 0.00018045 | 0.00010286 | 1.7267e-05 | 1.7267e-05
07/07 22:00:00 | 7 | 7 | 22 | 4510 | WD | 0 | 4.0116e-05 | 4.0116e-05 | 0.0010022 | 7.8772e-05 | 2.0698e-12 | 0.00011415 | 0 | 0 | 0.00034305 | 0 | 0 | 4.0116e-05 | 0 | 0.00014405 | 0 | 0.00014405 | 0.00011415 | 0.00022925 | 0.00011415 | 0 | 6.5591e-05 | 0.0001118 | 0.00011479 | 0.00012645 | 0.00012285 | 1.2775e-05 | 1.042e-06 | 4.7853e-06 | 4.7853e-06 | 0.00011415 | 0.00011415 | 0.00011415 | 0.00011415 | 0.00011415 | 0.00011415 | 0.00010814 | 6.9436e-05 | 6.3877e-05 | 6.1037e-05 | 0.00022929 | 0.00011415 | 0.00011415 | 0.00011415 | 0.00011415 | 2.0797e-07 | 3.3003e-05 | 6.2124e-05 | 7.8988e-05 | 0.00013037 | 0.00010729 | 0.00010116 | 9.8322e-05 | 0.0001776 | 0.00010332 | -2.9945e-05 | -2.9945e-05
07/07 23:00:00 | 7 | 7 | 23 | 4511 | WD | 0 | 3.4902e-05 | 3.4902e-05 | 3.3649e-06 | 7.7351e-05 | 7.9772e-13 | 0.00011415 | 0 | 0 | 0.00034849 | 0 | 0 | 3.4902e-05 | 0 | 0.00013614 | 0 | 0.00013614 | 0.00011415 | 0.00022925 | 0.00011415 | 0 | 6.5591e-05 | 0.0001118 | 0.00013798 | 0.00012653 | 0.00013007 | 1.6157e-05 | 7.5753e-07 | 5.6709e-06 | 5.6709e-06 | 0.00011415 | 0.00011415 | 0.00011415 | 0.00011415 | 0.00011415 | 0.00011415 | 9.9118e-05 | 6.8344e-05 | 6.1493e-05 | 5.7992e-05 | 0.00022929 | 0.00011415 | 0.00011415 | 0.00011415 | 0.00011415 | 1.729e-07 | 2.6771e-05 | 5.7344e-05 | 7.5048e-05 | 0.0001252 | 0.00010699 | 9.9998e-05 | 9.6755e-05 | 0.00017718 | 0.00010332 | -2.0437e-05 | -2.0437e-05
07/07 24:00:00 | 7 | 7 | 24 | 4512 | WD | 0 | 3.0435e-05 | 3.0435e-05 | 2.2495e-06 | 7.6125e-05 | -1.3906e-12 | 0.00011415 | 0 | 0 | 0.00023959 | 0 | 0 | 3.0435e-05 | 0 | 0.00012638 | 0 | 0.00012638 | 0.00011415 | 0.00022925 | 0.00011415 | 0 | 6.5591e-05 | 0.0001118 | 0.00010805 | 0.00012653 | 0.00012082 | 1.6861e-05 | 5.7045e-07 | 5.7679e-06 | 5.7679e-06 | 0.00011415 | 0.00011415 | 0.00011415 | 0.00011415 | 0.00011415 | 0.00011415 | 4.5083e-05 | 6.8027e-05 | 5.8924e-05 | 5.4272e-05 | 0.00022929 | 0.00011415 | 0.00011415 | 0.00011415 | 0.00011415 | 1.5915e-07 | 2.496e-05 | 5.3631e-05 | 7.0234e-05 | 9.9613e-05 | 0.0001069 | 9.3371e-05 | 8.7097e-05 | 0.00017781 | 0.00010332 | -1.9793e-05 | -1.9793e-05
07/08 01:00:00 | 7 | 8 | 1 | 4513 | WD | 0 | 2.3991e-05 | 2.3991e-05 | 0 | 7.4619e-05 | 0.00025245 | 0.00011415 | 0 | 0 | 0.00013341 | 0 | 0 | 2.3991e-05 | 0 | 9.19e-05 | 0 | 9.19e-05 | 0.00011415 | 0.00022925 | 0.00011415 | 0 | 6.5591e-05 | 0.0001118 | 0.000107 | 0.00012652 | 0.00012049 | 1.8286e-05 | 4.3893e-07 | 6.133e-06 | 6.133e-06 | 0.00011415 | 0.00011415 | 0.00011415 | 0.00011415 | 0.00011415 | 0.00011415 | 3.6079e-05 | 6.7924e-05 | 5.8637e-05 | 5.3892e-05 | 0.00022929 | 0.00011415 | 0.00011415 | 0.00011415 | 0.00011415 | 1.6195e-07 | 2.437e-05 | 5.3103e-05 | 6.9742e-05 | 9.4269e-05 | 0.00010686 | 9.3077e-05 | 8.6683e-05 | 0.00017799 | 0.00010332 | -1.8187e-05 | -1.8187e-05
07/08 02:00:00 | 7 | 8 | 2 | 4514 | WD | 0 | 1.8713e-05 | 1.8713e-05 | 4.8218e-07 | 3.3507e-05 | 0.00023244 | 0.00011415 | 0 | 0 | 5.4452e-05 | 0 | 0 | 1.8713e-05 | 0 | 8.5656e-05 | 0 | 8.5656e-05 | 0.00011415 | 0.00022925 | 0.00011415 | 0 | 6.5591e-05 | 0.0001118 | 0.00010689 | 0.00012647 | 0.00012042 | 1.9334e-05 | 3.2667e-07 | 6.3909e-06 | 6.3909e-06 | 0.00011415 | 0.00011415 | 0.00011415 | 0.00011415 | 0.00011415 | 0.00011415 | 3.6084e-05 | 6.819e-05 | 6.0618e-05 | 5.6748e-05 | 0.00022929 | 0.00011415 | 0.00011415 | 0.00011415 | 0.00011415 | 1.7352e-07 | 2.5894e-05 | 5.6002e-05 | 7.3438e-05 | 9.2568e-05 | 0.00010692 | 9.3518e-05 | 8.7299e-05 | 0.00017909 | 0.00010326 | -1.372e-05 | -1.372e-05
07/08 03:00:00 | 7 | 8 | 3 | 4515 | WD | 0 | 1.9197e-05 | 1.9197e-05 | 0 | 4.045e-05 | 0.00022975 | 0.00011415 | 0 | 0 | 2.1781e-05 | 0 | 0 | 1.9197e-05 | 0 | 8.3946e-05 | 0 | 8.3946e-05 | 0.00011415 | 0.00022925 | 0.00011415 | 0 | 6.5591e-05 | 0.0001118 | 0.00010768 | 0.00012637 | 0.00012059 | 2.0157e-05 | 2.3468e-07 | 6.5909e-06 | 6.5909e-06 | 0.00011415 | 0.00011415 | 0.00011415 | 0.00011415 | 0.00011415 | 0.00011415 | 4.5102e-05 | 6.8975e-05 | 6.1912e-05 | 5.8304e-05 | 0.00022929 | 0.00011415 | 0.00011415 | 0.00011415 | 0.00011415 | 2.089e-07 | 3.0373e-05 | 5.892e-05 | 7.5451e-05 | 9.791e-05 | 0.00010713 | 9.3776e-05 | 8.7583e-05 | 0.00017968 | 0.00010316 | -1.5887e-05 | -1.5887e-05
07/08 04:00:00 | 7 | 8 | 4 | 4516 | WD | 0 | 1.804e-05 | 1.804e-05 | 3.3964e-07 | 3.195e-05 | 0.00022651 | 0.00011415 | 0 | 0 | 2.1781e-05 | 0 | 0 | 1.804e-05 | 0 | 8.2211e-05 | 0 | 8.2211e-05 | 0.00011415 | 0.00022925 | 0.00011415 | 0 | 6.5591e-05 | 0.0001118 | 0.00012191 | 0.00012643 | 0.00012503 | 2.0725e-05 | 1.9719e-07 | 6.7468e-06 | 6.7468e-06 | 0.00011415 | 0.00011415 | 0.00011415 | 0.00011415 | 0.00011415 | 0.00011415 | 5.4138e-05 | 7.0282e-05 | 7.6832e-05 | 8.0178e-05 | 0.00022929 | 0.00011415 | 0.00011415 | 0.00011415 | 0.00011415 | 2.9412e-07 | 3.7834e-05 | 7.9583e-05 | 0.00010376 | 0.00010375 | 0.00010754 | 9.8964e-05 | 9.4986e-05 | 0.00017816 | 0.00010314 | -1.3718e-05 | -1.3718e-05
07/08 05:00:00 | 7 | 8 | 5 | 4517 | WD | 0 | 2.0581e-05 | 2.0581e-05 | 0.00083042 | 4.2249e-05 | 0.00021796 | 0.00011415 | 0 | 0 | 6.5342e-05 | 0 | 0 | 2.0581e-05 | 0 | 8.1198e-05 | 0 | 8.1198e-05 | 0.00011415 | 0.00011463 | 0.00011415 | 4.592e-06 | 6.5591e-05 | 0.0001118 | 0.00012472 | 0.00013064 | 0.00012881 | 2.104e-05 | 1.398e-07 | 6.8082e-06 | 6.8082e-06 | 0.00011415 | 0.00011415 | 0.00011415 | 0.00011415 | 0.00011415 | 0.00011415 | 9.0278e-05 | 9.2878e-05 | 0.00010216 | 0.0001069 | 0.000151 | 0.00011415 | 0.00011415 | 0.00011415 | 0.00011415 | 5.7894e-06 | 6.4675e-05 | 0.00011152 | 0.00013864 | 0.00012056 | 0.00011204 | 0.00010272 | 9.8398e-05 | 0.00017757 | 0.00010324 | -1.8508e-05 | -1.8508e-05
07/08 06:00:00 | 7 | 8 | 6 | 4518 | WD | 5.5166e-05 | 2.7723e-05 | 2.7723e-05 | -0.00083519 | 7.6335e-05 | -1.5577e-12 | 0.00011415 | 0.0002696 | 0.0002696 | 0.00013613 | 0 | 0 | 2.7723e-05 | 0 | 8.7512e-05 | 0 | 8.7512e-05 | 0.00011415 | 0 | 0.00011415 | 2.7677e-05 | 6.5591e-05 | 0.0001126 | 0.00012915 | 0.00013668 | 0.00013435 | 8.6229e-06 | 2.7476e-07 | 2.9383e-06 | 2.9383e-06 | 0.00011415 | 0.00011415 | 0.00011415 | 0.00011416 | 0.00011415 | 0.00011415 | 0.00012651 | 0.00012313 | 0.00013008 | 0.00013363 | 0 | 0.00011415 | 0.00011415 | 0.00011415 | 0.00011415 | 5.7219e-05 | 0.00010642 | 0.00015033 | 0.00017576 | 0.00013591 | 0.00012109 | 0.00010602 | 9.9036e-05 | 0.00017427 | 0.00010319 | 4.8795e-05 | 4.8795e-05
07/08 07:00:00 | 7 | 8 | 7 | 4519 | WD | 0.00014322 | 3.7347e-05 | 3.7347e-05 | 5.5263e-06 | 0.00016062 | 7.5464e-14 | 0.00011415 | 0.00063686 | 0.00063686 | 0.00015247 | 0 | 0 | 3.7347e-05 | -2.113e-05 | 9.9871e-05 | 0 | 9.9871e-05 | 0.00011415 | 0 | 0.00011415 | 5.8376e-05 | 6.5591e-05 | 0.0001126 | 0.00012726 | 0.00015857 | 0.0001489 | 4.059e-06 | 7.8241e-07 | 1.8278e-06 | 1.8278e-06 | 0.00011415 | 0.00011415 | 0.00011415 | 0.00011416 | 0.00011415 | 0.00011415 | 0.00014472 | 0.00014024 | 0.00018893 | 0.00021381 | 0 | 0.00011415 | 0.00011415 | 0.00011415 | 0.00011415 | 0.00013739 | 0.00016386 | 0.00015453 | 0.00014913 | 0.00014674 | 0.00013394 | 0.00013056 | 0.000129 | 0.00017411 | 0.0001036 | -0.0001032 | -0.0001032
07/08 08:00:00 | 7 | 8 | 8 | 4520 | WD | 0.0002301 | 3.005e-05 | 3.005e-05 | 1.1579e-05 | 8.1906e-05 | 4.7973e-13 | 0.00011415 | 0.00088861 | 0.00088861 | 0.00013613 | 0 | 0 | 3.005e-05 | -9.8445e-06 | 0.00011103 | 0 | 0.00011103 | 0.00011415 | 0 | 0.00011415 | 0.00022807 | 0.00016398 | 0.0001685 | 0.00013017 | 0.0001603 | 0.00015098 | 3.5178e-06 | 1.765e-06 | 2.3242e-06 | 2.3242e-06 | 0.00011415 | 0.00011415 | 0.00011415 | 0.00011415 | 0.00011415 | 0.00011415 | 0.00016278 | 0.00015337 | 0.00019337 | 0.00021381 | 0 | 0.00011415 | 0.00011415 | 0.00011415 | 0.00011415 | 0.00023894 | 0.00022235 | 0.0001797 | 0.000155 | 0.00016023 | 0.00013898 | 0.00016382 | 0.00017534 | 0.0001756 | 0.00010332 | -0.00010072 | -0.00010072
07/08 09:00:00 | 7 | 8 | 9 | 4521 | WD | 0.00031218 | 3.5995e-05 | 3.5995e-05 | 0.0010239 | 0.00016432 | 1.5523e-12 | 0.00011415 | 0.00044872 | 0.00044872 | 5.9897e-05 | 0 | 0 | 3.5995e-05 | -9.4162e-06 | 0.00011108 | 0 | 0.00011108 | 0.00011415 | 0 | 0.00011415 | 0.00047113 | 0.00029516 | 0.0002244 | 0.00013358 | 0.0001611 | 0.00015259 | 3.367e-06 | 3.0098e-06 | 3.1238e-06 | 3.1238e-06 | 0.00011415 | 0.00011415 | 0.00011415 | 0.00011415 | 0.00011415 | 0.00011415 | 0.0001808 | 0.00015456 | 0.00019377 | 0.00021381 | 0 | 0.00011415 | 0.00011415 | 0.00011415 | 0.00011415 | 0.0003597 | 0.00024645 | 0.00019194 | 0.00016037 | 0.00017076 | 0.00013994 | 0.00017068 | 0.00018494 | 0.00017798 | 0.00010332 | -0.00010627 | -0.00010627
07/08 10:00:00 | 7 | 8 | 10 | 4522 | WD | 0.00038899 | 3.5234e-05 | 3.5234e-05 | 1.1963e-05 | 0.00016306 | 0.00021486 | 0.00011415 | 0.00030594 | 0.00030594 | 4.0839e-05 | 0 | 0 | 3.5234e-05 | -7.771e-06 | 0.00011156 | 0 | 0.00011156 | 0.00011415 | 0 | 0.00011415 | 0.00047113 | 0.00029516 | 0.0002244 | 0.00013408 | 0.0001613 | 0.00015289 | 3.3283e-06 | 2.2668e-06 | 2.6055e-06 | 2.6055e-06 | 0.00011415 | 0.00011415 | 0.00011415 | 0.00011415 | 0.00011415 | 0.00011415 | 0.0001808 | 0.00015413 | 0.00019363 | 0.00021381 | 0 | 0.00011415 | 0.00011415 | 0.00011415 | 0.00011415 | 0.00043305 | 0.00024653 | 0.00019487 | 0.00016495 | 0.00017233 | 0.00013988 | 0.00016995 | 0.0001839 | 0.0001781 | 0.00010332 | -0.00010435 | -0.00010435
07/08 11:00:00 | 7 | 8 | 11 | 4523 | WD | 0.00044576 | 2.6927e-05 | 2.6927e-05 | -0.00099637 | 8.042e-05 | 0.00021991 | 0.00011415 | 0 | 0 | 4.0839e-05 | 0 | 0 | 2.6927e-05 | 0 | 0.00011463 | 0 | 0.00011463 | 0.00011415 | 0 | 0.00011415 | 0.00047113 | 0.00029516 | 0.0002244 | 0.00015958 | 0.00016219 | 0.00016138 | 5.3686e-06 | 2.9628e-06 | 3.7304e-06 | 3.7304e-06 | 0.00011415 | 0.00011415 | 0.00011415 | 0.00011415 | 0.00011415 | 0.00011415 | 0.00018079 | 0.00015348 | 0.00019341 | 0.00021381 | 0 | 0.00011415 | 0.00011415 | 0.00011415 | 0.00011415 | 0.00047442 | 0.00024632 | 0.00019691 | 0.0001683 | 0.00017353 | 0.00014028 | 0.00017234 | 0.00018721 | 0.0001755 | 0.00011602 | -0.00010858 | -0.00010858
07/08 12:00:00 | 7 | 8 | 12 | 4524 | WD | 0.00047401 | 3.5205e-05 | 3.5205e-05 | 0.0010058 | 0.0001586 | 0.00021998 | 0.00011415 | 0 | 0 | 4.0839e-05 | 0 | 0 | 3.5205e-05 | 0 | 0.00011458 | 0 | 0.00011458 | 0.00011415 | 0 | 0.00011415 | 0.00047113 | 0.00029516 | 0.0002244 | 0.00013733 | 0.00016441 | 0.00015604 | 4.7602e-06 | 3.5528e-06 | 3.938e-06 | 3.938e-06 | 0.00011415 | 0.00011415 | 0.00011415 | 0.00011415 | 0.00011415 | 0.00011415 | 0.00018078 | 0.0001532 | 0.00019331 | 0.00021381 | 0 | 0.00011415 | 0.00011415 | 0.00011415 | 0.00011415 | 0.00049595 | 0.00024586 | 0.00024061 | 0.00023757 | 0.00017518 | 0.0001414 | 0.00017746 | 0.00019419 | 0.00017014 | 0.00013249 | -0.00010309 | -0.00010309
07/08 13:00:00 | 7 | 8 | 13 | 4525 | WD | 0.00047213 | 2.6199e-05 | 2.6199e-05 | 4.8884e-06 | 7.8407e-05 | 0.00021627 | 0.00011415 | 0 | 0 | 4.0839e-05 | 0 | 0 | 2.6199e-05 | 0 | 0.00011115 | 0 | 0.00011115 | 0.00011415 | 0 | 0.00011415 | 0.00047113 | 0.00029516 | 0.0002244 | 0.00013914 | 0.00017328 | 0.00016273 | 5.9286e-07 | 4.0521e-06 | 2.9484e-06 | 2.9484e-06 | 0.00011415 | 0.00011415 | 0.00011415 | 0.00011415 | 0.00011415 | 0.00011415 | 0.00018074 | 0.00015279 | 0.00019317 | 0.00021381 | 0 | 0.00011415 | 0.00011415 | 0.00011415 | 0.00011415 | 0.00050182 | 0.00024525 | 0.00024067 | 0.00023802 | 0.0001777 | 0.00014525 | 0.00017872 | 0.00019425 | 0.00016332 | 0.00016567 | -0.00010678 | -0.00010678
07/08 14:00:00 | 7 | 8 | 14 | 4526 | WD | 0.00043983 | 2.6049e-05 | 2.6049e-05 | 4.377e-06 | 7.7878e-05 | 0.00022375 | 0.00011415 | 0 | 0 | 4.0839e-05 | 0 | 0 | 2.6049e-05 | 0 | 0.00011051 | 0 | 0.00011051 | 0.00011415 | 0 | 0.00011415 | 0.00047113 | 0.00029516 | 0.0002244 | 0.00014062 | 0.00017691 | 0.00016569 | 6.1776e-07 | 5.7781e-06 | 4.1317e-06 | 4.1317e-06 | 0.00011415 | 0.00011415 | 0.00011415 | 0.00011415 | 0.00011415 | 0.00011415 | 0.00018064 | 0.00015218 | 0.00019297 | 0.00021381 | 0 | 0.00011415 | 0.00011415 | 0.00011415 | 0.00011415 | 0.00048961 | 0.00024314 | 0.00023918 | 0.0002369 | 0.00018152 | 0.0001471 | 0.00017901 | 0.00019381 | 0.00016498 | 0.00019819 | -0.00010884 | -0.00010884
07/08 15:00:00 | 7 | 8 | 15 | 4527 | WD | 0.00038491 | 2.5846e-05 | 2.5846e-05 | 0.00099296 | 7.7292e-05 | 0.00023635 | 0.00011415 | 0 | 0 | 4.0839e-05 | 0 | 0 | 2.5846e-05 | 0 | 0.00010956 | 0 | 0.00010956 | 0.00011415 | 0 | 0.00011415 | 0.00047113 | 0.00029516 | 0.0002244 | 0.00013932 | 0.00017316 | 0.0001627 | 6.3774e-07 | 6.1284e-06 | 4.3766e-06 | 4.3766e-06 | 0.00011415 | 0.00011415 | 0.00011415 | 0.00011415 | 0.00011415 | 0.00011415 | 0.00016254 | 0.00015069 | 0.00019246 | 0.00021381 | 0 | 0.00011415 | 0.00011415 | 0.00011415 | 0.00011415 | 0.00041097 | 0.00023592 | 0.00019214 | 0.00016678 | 0.00017131 | 0.00014564 | 0.0001796 | 0.00019535 | 0.00015814 | 0.00021838 | -0.00010818 | -0.00010818
07/08 16:00:00 | 7 | 8 | 16 | 4528 | WD | 0.00031085 | 2.7142e-05 | 2.7142e-05 | 4.4367e-06 | 7.7245e-05 | 0.00024949 | 0.00011415 | 0 | 0 | 4.0839e-05 | 0 | 0 | 2.7142e-05 | 0 | 0.00011092 | 0 | 0.00011092 | 0.00011415 | 0 | 0.00011415 | 0.00047113 | 0.00029516 | 0.0002244 | 0.00013478 | 0.00017275 | 0.00016102 | 1.7155e-05 | 6.2333e-06 | 9.7178e-06 | 9.7178e-06 | 0.00011415 | 0.00011415 | 0.00011415 | 0.00011415 | 0.00011415 | 0.00011415 | 0.00014445 | 0.00014413 | 0.00015206 | 0.00015611 | 0 | 0.00011415 | 0.00011415 | 0.00011415 | 0.00011415 | 0.00031186 | 0.00021408 | 0.00015374 | 0.00011879 | 0.00016093 | 0.00014331 | 0.00016935 | 0.00018144 | 0.00016673 | 0.00021244 | -0.00010611 | -0.00010611
07/08 17:00:00 | 7 | 8 | 17 | 4529 | WD | 0.00022926 | 3.9765e-05 | 3.9765e-05 | 5.3607e-06 | 0.00015542 | -2.0051e-12 | 0.00011415 | 0.00109 | 0.00109 | 4.0839e-05 | 0 | 0 | 3.9765e-05 | 0 | 0.00012 | 0 | 0.00012 | 0.00011415 | 0 | 0.00011415 | 0.00044959 | 0.00029516 | 0.0002244 | 0.00013107 | 0.00017242 | 0.00015964 | 4.2197e-06 | 6.1888e-06 | 5.5606e-06 | 5.5606e-06 | 0.00011415 | 0.00011415 | 0.00011415 | 0.00011415 | 0.00011415 | 0.00011415 | 0.00012638 | 0.00013924 | 0.00012923 | 0.00012411 | 0 | 0.00011415 | 0.00011415 | 0.00011415 | 0.00011415 | 0.00021477 | 0.00018983 | 0.00012754 | 9.1465e-05 | 0.00015153 | 0.00014142 | 0.00015932 | 0.00016762 | 0.00016705 | 0.00019353 | -0.000112 | -0.000112
07/08 18:00:00 | 7 | 8 | 18 | 4530 | WD | 0.00014754 | 3.5904e-05 | 3.5904e-05 | 6.7119e-06 | 7.8693e-05 | -7.5459e-13 | 0.00011415 | 0.0010787 | 0.0010787 | 7.0788e-05 | 0 | 0 | 3.5904e-05 | 0 | 0.00013406 | 0 | 0.00013406 | 0.00011415 | 0 | 0.00011415 | 7.0991e-05 | 6.5591e-05 | 0.0001126 | 0.00013144 | 0.00016945 | 0.00015771 | 3.8544e-06 | 3.5556e-06 | 3.6509e-06 | 3.6509e-06 | 0.00011415 | 0.00011415 | 0.00011415 | 0.00011415 | 0.00011415 | 0.00011415 | 0.00012633 | 0.00012817 | 0.00011248 | 0.00010446 | 0 | 0.00011415 | 0.00011415 | 0.00011415 | 0.00011415 | 0.00014982 | 0.00014298 | 9.947e-05 | 7.4276e-05 | 0.00014696 | 0.00013675 | 0.00012917 | 0.00012565 | 0.00016872 | 0.00018567 | 1.8532e-05 | 1.8532e-05
07/08 19:00:00 | 7 | 8 | 19 | 4531 | WD | 6.3854e-05 | 4.1724e-05 | 4.1724e-05 | 1.6071e-05 | 7.9781e-05 | -3.8268e-13 | 0.00011415 | 0.00080013 | 0.00080013 | 0.00015247 | 0 | 0 | 4.1724e-05 | 0 | 0.00014271 | 0 | 0.00014271 | 0.00011415 | 0 | 0.00011415 | 3.9116e-05 | 6.5591e-05 | 0.0001126 | 0.00014261 | 0.00016117 | 0.00015543 | 3.7533e-06 | -1.4293e-06 | 2.242e-07 | 2.242e-07 | 0.00011415 | 0.00011415 | 0.00011415 | 0.00011415 | 0.00011415 | 0.00011415 | 0.00010828 | 0.00011978 | 0.00010074 | 9.1006e-05 | 0 | 0.00011415 | 0.00011415 | 0.00011415 | 0.00011415 | 7.281e-05 | 9.8742e-05 | 7.5579e-05 | 6.2165e-05 | 0.00013124 | 0.00013053 | 0.00012093 | 0.00011648 | 0.00017889 | 0.00015802 | 1.8087e-05 | 1.8087e-05
07/08 20:00:00 | 7 | 8 | 20 | 4532 | WD | 0 | 5.2891e-05 | 5.2891e-05 | 8.2699e-06 | 0.00016002 | -2.8565e-13 | 0.00011415 | 0.00015151 | 0.00015151 | 0.00021236 | 0 | 0 | 5.2891e-05 | 0 | 0.00014653 | 0 | 0.00014653 | 0.00011415 | 5.7313e-05 | 0.00011415 | 6.1724e-06 | 6.5591e-05 | 0.0001126 | 0.00013775 | 0.00015103 | 0.00014693 | 3.5624e-06 | -7.2481e-07 | 6.4304e-07 | 6.4304e-07 | 0.00011415 | 0.00011415 | 0.00011415 | 0.00011415 | 0.00011415 | 0.00011415 | 0.00010824 | 0.00010453 | 8.5931e-05 | 7.6429e-05 | 3.9149e-05 | 0.00011415 | 0.00011415 | 0.00011415 | 0.00011415 | 1.3294e-05 | 6.2553e-05 | 8.585e-05 | 9.934e-05 | 0.00013013 | 0.00012339 | 0.00010911 | 0.00010249 | 0.00017999 | 0.00012706 | 1.768e-05 | 1.768e-05
07/08 21:00:00 | 7 | 8 | 21 | 4533 | WD | 0 | 4.4703e-05 | 4.4703e-05 | 0.0010086 | 7.9361e-05 | 0 | 0.00011415 | 0 | 0 | 0.00028587 | 0 | 0 | 4.4703e-05 | 0 | 0.00014762 | 0 | 0.00014762 | 0.00011415 | 0.00022925 | 0.00011415 | 0 | 6.5591e-05 | 0.0001126 | 0.00012826 | 0.00013178 | 0.00013069 | 3.2332e-06 | -4.6644e-07 | 7.1394e-07 | 7.1394e-07 | 0.00011415 | 0.00011415 | 0.00011415 | 0.00011415 | 0.00011415 | 0.00011415 | 0.00010818 | 9.2279e-05 | 7.4921e-05 | 6.6052e-05 | 0.00022929 | 0.00011415 | 0.00011415 | 0.00011415 | 0.00011415 | 3.2016e-07 | 4.5412e-05 | 7.0785e-05 | 8.5478e-05 | 0.00013429 | 0.0001165 | 0.0001114 | 0.00010904 | 0.00017365 | 0.00010289 | 1.4235e-05 | 1.4235e-05
07/08 22:00:00 | 7 | 8 | 22 | 4534 | WD | 0 | 4.8418e-05 | 4.8418e-05 | -0.00098382 | 0.0001571 | 2.0698e-12 | 0.00011415 | 0 | 0 | 0.00034305 | 0 | 0 | 4.8418e-05 | 0 | 0.00014405 | 0 | 0.00014405 | 0.00011415 | 0.00022925 | 0.00011415 | 0 | 6.5591e-05 | 0.0001118 | 0.00011645 | 0.00012827 | 0.00012462 | 3.3597e-06 | 1.0443e-06 | 1.7831e-06 | 1.7831e-06 | 0.00011415 | 0.00011415 | 0.00011415 | 0.00011415 | 0.00011415 | 0.00011415 | 0.00010814 | 6.9436e-05 | 6.3877e-05 | 6.1037e-05 | 0.00022929 | 0.00011415 | 0.00011415 | 0.00011415 | 0.00011415 | 2.0797e-07 | 3.3003e-05 | 6.2124e-05 | 7.8988e-05 | 0.00013077 | 0.00010794 | 0.00010277 | 0.00010037 | 0.00017798 | 0.00010332 | -3.2608e-05 | -3.2608e-05
07/08 23:00:00 | 7 | 8 | 23 | 4535 | WD | 0 | 3.4881e-05 | 3.4881e-05 | 4.6442e-06 | 7.7159e-05 | 7.9772e-13 | 0.00011415 | 0 | 0 | 0.00034849 | 0 | 0 | 3.4881e-05 | 0 | 0.00013614 | 0 | 0.00013614 | 0.00011415 | 0.00022925 | 0.00011415 | 0 | 6.5591e-05 | 0.0001118 | 0.00013895 | 0.00012772 | 0.00013119 | 5.5962e-06 | 7.1333e-07 | 2.2712e-06 | 2.2712e-06 | 0.00011415 | 0.00011415 | 0.00011415 | 0.00011415 | 0.00011415 | 0.00011415 | 9.9118e-05 | 6.8344e-05 | 6.1493e-05 | 5.7992e-05 | 0.00022929 | 0.00011415 | 0.00011415 | 0.00011415 | 0.00011415 | 1.729e-07 | 2.6771e-05 | 5.7344e-05 | 7.5048e-05 | 0.0001236 | 0.00010741 | 0.00010118 | 9.8284e-05 | 0.00018239 | 0.00010332 | -2.6954e-05 | -2.6954e-05
07/08 24:00:00 | 7 | 8 | 24 | 4536 | WD | 0 | 2.7057e-05 | 2.7057e-05 | 0.00098054 | 4.4259e-05 | -1.3906e-12 | 0.00011415 | 0 | 0 | 0.00023959 | 0 | 0 | 2.7057e-05 | 0 | 0.00012638 | 0 | 0.00012638 | 0.00011415 | 0.00022925 | 0.00011415 | 0 | 6.5591e-05 | 0.0001118 | 0.00010797 | 0.00012641 | 0.00012071 | 8.4912e-06 | 3.8589e-07 | 2.9719e-06 | 2.9719e-06 | 0.00011415 | 0.00011415 | 0.00011415 | 0.00011415 | 0.00011415 | 0.00011415 | 4.5083e-05 | 6.8027e-05 | 5.8924e-05 | 5.4272e-05 | 0.00022929 | 0.00011415 | 0.00011415 | 0.00011415 | 0.00011415 | 1.5915e-07 | 2.496e-05 | 5.3631e-05 | 7.0234e-05 | 9.536e-05 | 0.00010686 | 9.3836e-05 | 8.7798e-05 | 0.00018166 | 0.00010332 | -1.8294e-05 | -1.8294e-05
07/09 01:00:00 | 7 | 9 | 1 | 4537 | WD | 0 | 1.9376e-05 | 1.9376e-05 | 1.3483e-06 | 3.1072e-05 | 0.00025245 | 0.00011415 | 0 | 0 | 0.00013341 | 0 | 0 | 1.9376e-05 | 0 | 9.19e-05 | 0 | 9.19e-05 | 0.00011415 | 0.00022925 | 0.00011415 | 0 | 6.5591e-05 | 0.0001118 | 0.00010641 | 0.00012548 | 0.00011958 | 1.4071e-05 | 7.817e-09 | 4.4947e-06 | 4.4947e-06 | 0.00011415 | 0.00011415 | 0.00011415 | 0.00011415 | 0.00011415 | 0.00011415 | 3.6079e-05 | 6.7924e-05 | 5.8637e-05 | 5.3892e-05 | 0.00022929 | 0.00011415 | 0.00011415 | 0.00011415 | 0.00011415 | 1.6195e-07 | 2.437e-05 | 5.3103e-05 | 6.9742e-05 | 8.8696e-05 | 0.00010649 | 9.3266e-05 | 8.7131e-05 | 0.00018106 | 0.00010332 | -1.3857e-05 | -1.3857e-05
07/09 02:00:00 | 7 | 9 | 2 | 4538 | WD | 0 | 2.3002e-05 | 2.3002e-05 | 0 | 7.3973e-05 | 0.00023244 | 0.00011415 | 0 | 0 | 5.4452e-05 | 0 | 0 | 2.3002e-05 | 0 | 8.5656e-05 | 0 | 8.5656e-05 | 0.00011415 | 0.00022925 | 0.00011415 | 0 | 6.5591e-05 | 0.0001118 | 0.00010595 | 0.00012471 | 0.00011891 | 1.6711e-05 | 4.6401e-08 | 5.3634e-06 | 5.3634e-06 | 0.00011415 | 0.00011415 | 0.00011415 | 0.00011415 | 0.00011415 | 0.00011415 | 3.6084e-05 | 6.819e-05 | 6.0618e-05 | 5.6748e-05 | 0.00022929 | 0.00011415 | 0.00011415 | 0.00011415 | 0.00011415 | 1.7352e-07 | 2.5894e-05 | 5.6002e-05 | 7.3438e-05 | 8.6762e-05 | 0.0001063 | 9.3563e-05 | 8.7653e-05 | 0.00018013 | 0.00010332 | -1.5855e-05 | -1.5855e-05
07/09 03:00:00 | 7 | 9 | 3 | 4539 | WD | 0 | 1.4909e-05 | 1.4909e-05 | 4.1399e-07 | 0 | 0.00022975 | 0.00011415 | 0 | 0 | 2.1781e-05 | 0 | 0 | 1.4909e-05 | 0 | 8.3946e-05 | 0 | 8.3946e-05 | 0.00011415 | 0.00022925 | 0.00011415 | 0 | 6.5591e-05 | 0.0001118 | 0.00010637 | 0.00012408 | 0.00011861 | 2.0747e-05 | 2.0642e-07 | 6.76e-06 | 6.76e-06 | 0.00011415 | 0.00011415 | 0.00011415 | 0.00011415 | 0.00011415 | 0.00011415 | 4.5102e-05 | 6.8975e-05 | 6.1912e-05 | 5.8304e-05 | 0.00022929 | 0.00011415 | 0.00011415 | 0.00011415 | 0.00011415 | 2.089e-07 | 3.0373e-05 | 5.892e-05 | 7.5451e-05 | 9.1029e-05 | 0.00010632 | 9.3687e-05 | 8.7828e-05 | 0.00017861 | 0.00010322 | -1.1721e-05 | -1.1721e-05
07/09 04:00:00 | 7 | 9 | 4 | 4540 | WD | 0 | 2.2485e-05 | 2.2485e-05 | 0 | 7.3882e-05 | 0.00022651 | 0.00011415 | 0 | 0 | 2.1781e-05 | 0 | 0 | 2.2485e-05 | 0 | 8.2211e-05 | 0 | 8.2211e-05 | 0.00011415 | 0.00022925 | 0.00011415 | 0 | 6.5591e-05 | 0.0001118 | 0.00011928 | 0.00012265 | 0.00012161 | 2.3303e-05 | -7.7196e-08 | 7.3824e-06 | 7.3824e-06 | 0.00011415 | 0.00011415 | 0.00011415 | 0.00011415 | 0.00011415 | 0.00011415 | 5.4138e-05 | 7.0282e-05 | 7.6832e-05 | 8.0178e-05 | 0.00022929 | 0.00011415 | 0.00011415 | 0.00011415 | 0.00011415 | 2.9412e-07 | 3.7834e-05 | 7.9583e-05 | 0.00010376 | 9.3422e-05 | 0.00010621 | 9.8485e-05 | 9.4901e-05 | 0.00017291 | 0.00010295 | -1.5229e-05 | -1.5229e-05
07/09 05:00:00 | 7 | 9 | 5 | 4541 | WD | 0 | 1.6103e-05 | 1.6103e-05 | 8.933e-07 | 0 | 0.00021796 | 0.00011415 | 0 | 0 | 6.5342e-05 | 0 | 0 | 1.6103e-05 | 0 | 8.1198e-05 | 0 | 8.1198e-05 | 0.00011415 | 0.00011463 | 0.00011415 | 4.5902e-06 | 6.5591e-05 | 0.0001118 | 0.00012126 | 0.00012513 | 0.00012394 | 2.4386e-05 | -1.4211e-08 | 7.7708e-06 | 7.7708e-06 | 0.00011415 | 0.00011415 | 0.00011415 | 0.00011415 | 0.00011415 | 0.00011415 | 9.0278e-05 | 9.2878e-05 | 0.00010216 | 0.0001069 | 0.000151 | 0.00011415 | 0.00011415 | 0.00011415 | 0.00011415 | 5.7725e-06 | 6.4673e-05 | 0.00011151 | 0.00013864 | 0.00010774 | 0.0001101 | 0.00010178 | 9.7927e-05 | 0.0001722 | 0.00010288 | -1.595e-05 | -1.595e-05
07/09 06:00:00 | 7 | 9 | 6 | 4542 | WD | 5.6005e-05 | 2.772e-05 | 2.772e-05 | 2.2573e-06 | 7.6306e-05 | -1.5577e-12 | 0.00011415 | 0.00027021 | 0.00027021 | 0.00013613 | 0 | 0 | 2.772e-05 | 0 | 8.7512e-05 | 0 | 8.7512e-05 | 0.00011415 | 0 | 0.00011415 | 2.7741e-05 | 6.5591e-05 | 0.0001126 | 0.00012628 | 0.00013105 | 0.00012958 | 9.4864e-06 | 4.8302e-07 | 3.3556e-06 | 3.3556e-06 | 0.00011415 | 0.00011415 | 0.00011415 | 0.00011416 | 0.00011415 | 0.00011415 | 0.00012651 | 0.00012312 | 0.00013008 | 0.00013363 | 0 | 0.00011415 | 0.00011415 | 0.00011415 | 0.00011415 | 5.7257e-05 | 0.00010647 | 0.00015035 | 0.00017576 | 0.00012277 | 0.00011894 | 0.00010436 | 9.7604e-05 | 0.0001717 | 9.3095e-05 | 4.586e-05 | 4.586e-05
07/09 07:00:00 | 7 | 9 | 7 | 4543 | WD | 0.00014464 | 3.7345e-05 | 3.7345e-05 | 0.0010126 | 0.00016059 | 7.5464e-14 | 0.00011415 | 0.00064011 | 0.00064011 | 0.00015247 | 0 | 0 | 3.7345e-05 | -2.5279e-05 | 9.9871e-05 | 0 | 9.9871e-05 | 0.00011415 | 0 | 0.00011415 | 5.8674e-05 | 6.5591e-05 | 0.0001126 | 0.00012429 | 0.00014816 | 0.00014078 | 4.1343e-06 | 3.4823e-07 | 1.5562e-06 | 1.5562e-06 | 0.00011415 | 0.00011415 | 0.00011415 | 0.00011416 | 0.00011415 | 0.00011415 | 0.00014472 | 0.00014024 | 0.00018893 | 0.00021381 | 0 | 0.00011415 | 0.00011415 | 0.00011415 | 0.00011415 | 0.00013796 | 0.00016418 | 0.00015468 | 0.00014918 | 0.00013058 | 0.00013029 | 0.00012765 | 0.00012643 | 0.00014593 | 0.00010362 | -0.00010181 | -0.00010181
07/09 08:00:00 | 7 | 9 | 8 | 4544 | WD | 0.00022986 | 3.0048e-05 | 3.0048e-05 | 1.4229e-05 | 8.1885e-05 | 4.7973e-13 | 0.00011415 | 0.00089185 | 0.00089185 | 0.00013613 | 0 | 0 | 3.0048e-05 | -2.2582e-05 | 0.00011103 | 0 | 0.00011103 | 0.00011415 | 0 | 0.00011415 | 0.0002289 | 0.00016398 | 0.0001685 | 0.00012713 | 0.0001441 | 0.00013885 | 3.4659e-06 | -9.5995e-07 | 4.5214e-07 | 4.5214e-07 | 0.00011415 | 0.00011415 | 0.00011415 | 0.00011415 | 0.00011415 | 0.00011415 | 0.00016278 | 0.00015337 | 0.00019337 | 0.00021381 | 0 | 0.00011415 | 0.00011415 | 0.00011415 | 0.00011415 | 0.00023952 | 0.00022274 | 0.00017987 | 0.00015504 | 0.00014429 | 0.00013327 | 0.00015936 | 0.00017147 | 0.00013326 | 0.00010349 | -0.00010399 | -0.00010399
07/09 09:00:00 | 7 | 9 | 9 | 4545 | WD | 0.00030785 | 3.5995e-05 | 3.5995e-05 | -0.0010018 | 0.00016433 | 1.5523e-12 | 0.00011415 | 0.00044872 | 0.00044872 | 5.9897e-05 | 0 | 0 | 3.5995e-05 | -1.3584e-05 | 0.00011108 | 0 | 0.00011108 | 0.00011415 | 0 | 0.00011415 | 0.00047113 | 0.00029516 | 0.0002244 | 0.00013147 | 0.00014202 | 0.00013876 | 3.3589e-06 | -2.1724e-06 | -4.0758e-07 | -4.0758e-07 | 0.00011415 | 0.00011415 | 0.00011415 | 0.00011415 | 0.00011415 | 0.00011415 | 0.0001808 | 0.00015456 | 0.00019377 | 0.00021381 | 0 | 0.00011415 | 0.00011415 | 0.00011415 | 0.00011415 | 0.00035868 | 0.00024645 | 0.0001919 | 0.0001603 | 0.00015834 | 0.00013331 | 0.00016719 | 0.00018291 | 0.00013589 | 0.00010278 | -0.00010203 | -0.00010203
07/09 10:00:00 | 7 | 9 | 10 | 4546 | WD | 0.00038869 | 3.5229e-05 | 3.5229e-05 | 0.0010211 | 0.00016302 | 0.00021486 | 0.00011415 | 0.00030594 | 0.00030594 | 4.0839e-05 | 0 | 0 | 3.5229e-05 | -1.1378e-05 | 0.00011156 | 0 | 0.00011156 | 0.00011415 | 0 | 0.00011415 | 0.00047113 | 0.00029516 | 0.0002244 | 0.00013185 | 0.00013825 | 0.00013627 | 4.8908e-06 | -1.2474e-06 | 7.1107e-07 | 7.1107e-07 | 0.00011415 | 0.00011415 | 0.00011415 | 0.00011415 | 0.00011415 | 0.00011415 | 0.0001808 | 0.00015413 | 0.00019363 | 0.00021381 | 0 | 0.00011415 | 0.00011415 | 0.00011415 | 0.00011415 | 0.00043517 | 0.00024653 | 0.00019497 | 0.00016511 | 0.00016128 | 0.00013176 | 0.0001664 | 0.00018247 | 0.00013735 | 0.00010357 | -0.00010615 | -0.00010615
07/09 11:00:00 | 7 | 9 | 11 | 4547 | WD | 0.00044835 | 2.7406e-05 | 2.7406e-05 | 1.3085e-05 | 8.4941e-05 | 0.00021991 | 0.00011415 | 0 | 0 | 4.0839e-05 | 0 | 0 | 2.7406e-05 | 0 | 0.00011463 | 0 | 0.00011463 | 0.00011415 | 0 | 0.00011415 | 0.00047113 | 0.00029516 | 0.0002244 | 0.00015694 | 0.00013655 | 0.00014285 | 5.1211e-06 | 3.3376e-07 | 1.8612e-06 | 1.8612e-06 | 0.00011415 | 0.00011415 | 0.00011415 | 0.00011415 | 0.00011415 | 0.00011415 | 0.00018079 | 0.00015348 | 0.00019341 | 0.00021381 | 0 | 0.00011415 | 0.00011415 | 0.00011415 | 0.00011415 | 0.00047651 | 0.00024632 | 0.00019702 | 0.00016847 | 0.00016021 | 0.00013104 | 0.0001676 | 0.00018456 | 0.00013612 | 0.00010644 | -0.0001038 | -0.0001038
07/09 12:00:00 | 7 | 9 | 12 | 4548 | WD | 0.00047929 | 3.4734e-05 | 3.4734e-05 | 5.7718e-06 | 0.00015416 | 0.00021998 | 0.00011415 | 0 | 0 | 4.0839e-05 | 0 | 0 | 3.4734e-05 | 0 | 0.00011458 | 0 | 0.00011458 | 0.00011415 | 0 | 0.00011415 | 0.00047113 | 0.00029516 | 0.0002244 | 0.00013324 | 0.00013992 | 0.00013785 | 4.5678e-06 | 1.2008e-06 | 2.2751e-06 | 2.2751e-06 | 0.00011415 | 0.00011415 | 0.00011415 | 0.00011415 | 0.00011415 | 0.00011415 | 0.00018078 | 0.0001532 | 0.00019331 | 0.00021381 | 0 | 0.00011415 | 0.00011415 | 0.00011415 | 0.00011415 | 0.0004974 | 0.00024586 | 0.00024067 | 0.00023767 | 0.00015972 | 0.00013225 | 0.00017148 | 0.00018968 | 0.00013821 | 0.00011174 | -0.00010419 | -0.00010419
07/09 13:00:00 | 7 | 9 | 13 | 4549 | WD | 0.00048285 | 2.6205e-05 | 2.6205e-05 | 0.001001 | 7.8457e-05 | 0.00021627 | 0.00011415 | 0 | 0 | 4.0839e-05 | 0 | 0 | 2.6205e-05 | 0 | 0.00011115 | 0 | 0.00011115 | 0.00011415 | 0 | 0.00011415 | 0.00047113 | 0.00029516 | 0.0002244 | 0.00013333 | 0.00014788 | 0.00014338 | 4.4025e-06 | 1.0012e-06 | 2.0864e-06 | 2.0864e-06 | 0.00011415 | 0.00011415 | 0.00011415 | 0.00011415 | 0.00011415 | 0.00011415 | 0.00018074 | 0.00015279 | 0.00019317 | 0.00021381 | 0 | 0.00011415 | 0.00011415 | 0.00011415 | 0.00011415 | 0.00050131 | 0.00024525 | 0.00024063 | 0.00023795 | 0.00015811 | 0.00013489 | 0.00016989 | 0.00018613 | 0.00014466 | 0.00010954 | -0.00010454 | -0.00010454
07/09 14:00:00 | 7 | 9 | 14 | 4550 | WD | 0.00045603 | 2.6057e-05 | 2.6057e-05 | -0.00090169 | 7.7957e-05 | 0.00022375 | 0.00011415 | 0 | 0 | 4.0839e-05 | 0 | 0 | 2.6057e-05 | 0 | 0.00011051 | 0 | 0.00011051 | 0.00011415 | 0 | 0.00011415 | 0.00047113 | 0.00029516 | 0.0002244 | 0.00013233 | 0.00014973 | 0.00014435 | 3.1174e-06 | 3.319e-07 | 1.2206e-06 | 1.2206e-06 | 0.00011415 | 0.00011415 | 0.00011415 | 0.00011415 | 0.00011415 | 0.00011415 | 0.00018064 | 0.00015218 | 0.00019297 | 0.00021381 | 0 | 0.00011415 | 0.00011415 | 0.00011415 | 0.00011415 | 0.00048863 | 0.00024314 | 0.00023912 | 0.00023679 | 0.00015884 | 0.00013524 | 0.00016708 | 0.00018185 | 0.00016185 | 0.00010373 | -0.00010943 | -0.00010943
07/09 15:00:00 | 7 | 9 | 15 | 4551 | WD | 0.00040038 | 2.6248e-05 | 2.6248e-05 | -7.6413e-05 | 8.108e-05 | 0.00023635 | 0.00011415 | 0 | 0 | 4.0839e-05 | 0 | 0 | 2.6248e-05 | 0 | 0.00010956 | 0 | 0.00010956 | 0.00011415 | 0 | 0.00011415 | 0.00047113 | 0.00029516 | 0.0002244 | 0.00012909 | 0.00014805 | 0.00014219 | 2.924e-06 | -3.0384e-07 | 7.2601e-07 | 7.2601e-07 | 0.00011415 | 0.00011415 | 0.00011415 | 0.00011415 | 0.00011415 | 0.00011415 | 0.00016254 | 0.00015069 | 0.00019246 | 0.00021381 | 0 | 0.00011415 | 0.00011415 | 0.00011415 | 0.00011415 | 0.00040931 | 0.00023592 | 0.00019204 | 0.00016663 | 0.00014924 | 0.00013417 | 0.0001668 | 0.00018193 | 0.00017819 | 0.00010286 | -0.00010792 | -0.00010792
07/09 16:00:00 | 7 | 9 | 16 | 4552 | WD | 0.00032421 | 3.4978e-05 | 3.4978e-05 | 4.4794e-06 | 0.00015117 | 0.00024949 | 0.00011415 | 0 | 0 | 4.0839e-05 | 0 | 0 | 3.4978e-05 | 0 | 0.00011092 | 0 | 0.00011092 | 0.00011415 | 0 | 0.00011415 | 0.00047113 | 0.00029516 | 0.0002244 | 0.00012113 | 0.00014936 | 0.00014064 | 2.7577e-06 | -9.3156e-07 | 2.4551e-07 | 2.4551e-07 | 0.00011415 | 0.00011415 | 0.00011415 | 0.00011415 | 0.00011415 | 0.00011415 | 0.00014445 | 0.00014413 | 0.00015206 | 0.00015611 | 0 | 0.00011415 | 0.00011415 | 0.00011415 | 0.00011415 | 0.00031038 | 0.00021408 | 0.00015367 | 0.00011869 | 0.00013771 | 0.00013265 | 0.00015657 | 0.00016767 | 0.00017495 | 0.00010332 | -0.00011071 | -0.00011071
07/09 17:00:00 | 7 | 9 | 17 | 4553 | WD | 0.00024235 | 3.1548e-05 | 3.1548e-05 | 0.00099728 | 7.7901e-05 | -2.0051e-12 | 0.00011415 | 0.0010926 | 0.0010926 | 4.0839e-05 | 0 | 0 | 3.1548e-05 | -9.9366e-06 | 0.00012 | 0 | 0.00012 | 0.00011415 | 0 | 0.00011415 | 0.00045066 | 0.00029516 | 0.0002244 | 0.00011957 | 0.00014854 | 0.00013959 | 3.2568e-06 | -9.8864e-07 | 3.659e-07 | 3.659e-07 | 0.00011415 | 0.00011415 | 0.00011415 | 0.00011415 | 0.00011415 | 0.00011415 | 0.00012638 | 0.00013924 | 0.00012923 | 0.00012411 | 0 | 0.00011415 | 0.00011415 | 0.00011415 | 0.00011415 | 0.00021525 | 0.0001901 | 0.00012765 | 9.1483e-05 | 0.00012822 | 0.00013089 | 0.0001467 | 0.00015404 | 0.00017684 | 0.00010332 | -0.00011257 | -0.00011257
07/09 18:00:00 | 7 | 9 | 18 | 4554 | WD | 0.00015698 | 3.593e-05 | 3.593e-05 | 5.9062e-06 | 7.8945e-05 | -7.5459e-13 | 0.00011415 | 0.0010817 | 0.0010817 | 7.0788e-05 | 0 | 0 | 3.593e-05 | -3.323e-06 | 0.00013406 | 0 | 0.00013406 | 0.00011415 | 0 | 0.00011415 | 7.1183e-05 | 6.5591e-05 | 0.0001126 | 0.00012033 | 0.00014785 | 0.00013935 | 3.9695e-06 | -2.0525e-07 | 1.1267e-06 | 1.1267e-06 | 0.00011415 | 0.00011415 | 0.00011415 | 0.00011415 | 0.00011415 | 0.00011415 | 0.00012633 | 0.00012817 | 0.00011248 | 0.00010446 | 0 | 0.00011415 | 0.00011415 | 0.00011415 | 0.00011415 | 0.00015 | 0.00014318 | 9.9547e-05 | 7.428e-05 | 0.00012973 | 0.00012715 | 0.00011811 | 0.00011392 | 0.00018022 | 0.00010332 | 1.8179e-05 | 1.8179e-05
07/09 19:00:00 | 7 | 9 | 19 | 4555 | WD | 6.8823e-05 | 5.2929e-05 | 5.2929e-05 | 0.0010119 | 0.00015998 | -3.8268e-13 | 0.00011415 | 0.00080014 | 0.00080014 | 0.00015247 | 8.7507e-06 | 0 | 5.2929e-05 | 1.0215e-05 | 0.00014271 | 3.8514e-06 | 0.00014271 | 0.00011415 | 0 | 0.00011415 | 3.9116e-05 | 6.5591e-05 | 0.0001126 | 0.00013171 | 0.00014841 | 0.00014325 | 4.1029e-06 | 1.7192e-06 | 2.4797e-06 | 2.4797e-06 | 0.00011415 | 0.00011415 | 0.00011415 | 0.00011415 | 0.00011415 | 0.00011415 | 0.00010828 | 0.00011978 | 0.00010074 | 9.1006e-05 | 0 | 0.00011415 | 0.00011415 | 0.00011415 | 0.00011415 | 7.2659e-05 | 9.8743e-05 | 7.5574e-05 | 6.2157e-05 | 0.00012178 | 0.00012482 | 0.00011254 | 0.00010685 | 0.00017943 | 0.00010332 | 1.7959e-05 | 1.7959e-05
07/09 20:00:00 | 7 | 9 | 20 | 4556 | WD | 0 | 4.6193e-05 | 4.6193e-05 | -0.00099227 | 8.0243e-05 | -2.8565e-13 | 0.00011415 | 0.00015145 | 0.00015145 | 0.00021236 | 1.1701e-05 | 0 | 4.6193e-05 | 6.6337e-06 | 0.00014653 | 2.5011e-06 | 0.00014653 | 0.00011415 | 5.7313e-05 | 0.00011415 | 6.1701e-06 | 6.5591e-05 | 0.0001126 | 0.00012978 | 0.00014541 | 0.00014058 | 3.4372e-06 | 1.136e-06 | 1.8703e-06 | 1.8703e-06 | 0.00011415 | 0.00011415 | 0.00011415 | 0.00011415 | 0.00011415 | 0.00011415 | 0.00010824 | 0.00010453 | 8.5931e-05 | 7.6429e-05 | 3.9149e-05 | 0.00011415 | 0.00011415 | 0.00011415 | 0.00011415 | 1.3275e-05 | 6.2554e-05 | 8.5849e-05 | 9.934e-05 | 0.00012142 | 0.0001209 | 0.00010331 | 9.5152e-05 | 0.00017879 | 0.00010332 | 1.7527e-05 | 1.7527e-05
07/09 21:00:00 | 7 | 9 | 21 | 4557 | WD | 0 | 5.3615e-05 | 5.3615e-05 | 0.001008 | 0.00015913 | 0 | 0.00011415 | 0 | 0 | 0.00028587 | 6.2741e-06 | 0 | 5.3615e-05 | 1.7271e-06 | 0.00014762 | 6.5116e-07 | 0.00014762 | 0.00011415 | 0.00022925 | 0.00011415 | 0 | 6.5591e-05 | 0.0001126 | 0.00012265 | 0.00012678 | 0.0001255 | 1.2375e-05 | 4.2555e-07 | 4.238e-06 | 4.238e-06 | 0.00011415 | 0.00011415 | 0.00011415 | 0.00011415 | 0.00011415 | 0.00011415 | 0.00010818 | 9.2279e-05 | 7.4921e-05 | 6.6052e-05 | 0.00022929 | 0.00011415 | 0.00011415 | 0.00011415 | 0.00011415 | 3.2016e-07 | 4.5412e-05 | 7.0785e-05 | 8.5478e-05 | 0.00012517 | 0.00011468 | 0.00010694 | 0.00010334 | 0.00017977 | 0.0001037 | 1.3674e-05 | 1.3674e-05
07/09 22:00:00 | 7 | 9 | 22 | 4558 | WD | 0 | 4.0115e-05 | 4.0115e-05 | 5.4425e-06 | 7.8764e-05 | 2.0698e-12 | 0.00011415 | 0 | 0 | 0.00034305 | 0 | 0 | 4.0115e-05 | 0 | 0.00014405 | 0 | 0.00014405 | 0.00011415 | 0.00022925 | 0.00011415 | 0 | 6.5591e-05 | 0.0001118 | 0.00011324 | 0.00012383 | 0.00012056 | 1.8752e-05 | 6.3735e-07 | 6.417e-06 | 6.417e-06 | 0.00011415 | 0.00011415 | 0.00011415 | 0.00011415 | 0.00011415 | 0.00011415 | 0.00010814 | 6.9436e-05 | 6.3877e-05 | 6.1037e-05 | 0.00022929 | 0.00011415 | 0.00011415 | 0.00011415 | 0.00011415 | 2.0797e-07 | 3.3003e-05 | 6.2124e-05 | 7.8988e-05 | 0.00012485 | 0.00010637 | 0.0001004 | 9.7626e-05 | 0.00018131 | 0.00010332 | -2.3067e-05 | -2.3067e-05
07/09 23:00:00 | 7 | 9 | 23 | 4559 | WD | 0 | 3.4903e-05 | 3.4903e-05 | 3.4337e-06 | 7.736e-05 | 7.9772e-13 | 0.00011415 | 0 | 0 | 0.00034849 | 0 | 0 | 3.4903e-05 | 0 | 0.00013614 | 0 | 0.00013614 | 0.00011415 | 0.00022925 | 0.00011415 | 0 | 6.5591e-05 | 0.0001118 | 0.00013709 | 0.00012422 | 0.0001282 | 2.1962e-05 | 5.7302e-07 | 7.3974e-06 | 7.3974e-06 | 0.00011415 | 0.00011415 | 0.00011415 | 0.00011415 | 0.00011415 | 0.00011415 | 9.9118e-05 | 6.8344e-05 | 6.1493e-05 | 5.7992e-05 | 0.00022929 | 0.00011415 | 0.00011415 | 0.00011415 | 0.00011415 | 1.729e-07 | 2.6771e-05 | 5.7344e-05 | 7.5048e-05 | 0.00012045 | 0.00010618 | 9.9422e-05 | 9.6289e-05 | 0.00018117 | 0.00010332 | -2.1322e-05 | -2.1322e-05
07/09 24:00:00 | 7 | 9 | 24 | 4560 | WD | 0 | 3.0436e-05 | 3.0436e-05 | 2.2804e-06 | 7.6137e-05 | -1.3906e-12 | 0.00011415 | 0 | 0 | 0.00023959 | 0 | 0 | 3.0436e-05 | 0 | 0.00012638 | 0 | 0.00012638 | 0.00011415 | 0.00022925 | 0.00011415 | 0 | 6.5591e-05 | 0.0001118 | 0.00010606 | 0.00012329 | 0.00011796 | 2.2554e-05 | 1.4788e-06 | 8.2028e-06 | 8.2028e-06 | 0.00011415 | 0.00011415 | 0.00011415 | 0.00011415 | 0.00011415 | 0.00011415 | 4.5083e-05 | 6.8027e-05 | 5.8924e-05 | 5.4272e-05 | 0.00022929 | 0.00011415 | 0.00011415 | 0.00011415 | 0.00011415 | 1.5915e-07 | 2.496e-05 | 5.3631e-05 | 7.0234e-05 | 9.2173e-05 | 0.00010575 | 9.2841e-05 | 8.6852e-05 | 0.0001762 | 0.00010308 | -1.5023e-05 | -1.5023e-05
07/10 01:00:00 | 7 | 10 | 1 | 4561 | WD | 0 | 2.3998e-05 | 2.3998e-05 | 9.7534e-07 | 7.4678e-05 | 0.00025245 | 0.00011415 | 0 | 0 | 0.00013341 | 0 | 0 | 2.3998e-05 | 0 | 9.19e-05 | 0 | 9.19e-05 | 0.00011415 | 0.00022925 | 0.00011415 | 0 | 6.5591e-05 | 0.0001118 | 0.0001043 | 0.00012246 | 0.00011685 | 2.3639e-05 | 3.8311e-06 | 1.0151e-05 | 1.0151e-05 | 0.00011415 | 0.00011415 | 0.00011415 | 0.00011415 | 0.00011415 | 0.00011415 | 3.6079e-05 | 6.7924e-05 | 5.8637e-05 | 5.3892e-05 | 0.00022929 | 0.00011415 | 0.00011415 | 0.00011415 | 0.00011415 | 1.6195e-07 | 2.437e-05 | 5.3103e-05 | 6.9742e-05 | 8.4221e-05 | 0.00010543 | 9.2419e-05 | 8.6383e-05 | 0.0001754 | 0.00010283 | -1.7523e-05 | -1.7523e-05
07/10 02:00:00 | 7 | 10 | 2 | 4562 | WD | 0 | 1.5162e-05 | 1.5162e-05 | 0 | 0 | 0.00023244 | 0.00011415 | 0 | 0 | 5.4452e-05 | 0 | 0 | 1.5162e-05 | 0 | 8.5656e-05 | 0 | 8.5656e-05 | 0.00011415 | 0.00022925 | 0.00011415 | 0 | 6.5591e-05 | 0.0001118 | 0.00010436 | 0.00012264 | 0.00011699 | 2.413e-05 | 4.5474e-06 | 1.0795e-05 | 1.0795e-05 | 0.00011415 | 0.00011415 | 0.00011415 | 0.00011415 | 0.00011415 | 0.00011415 | 3.6084e-05 | 6.819e-05 | 6.0618e-05 | 5.6748e-05 | 0.00022929 | 0.00011415 | 0.00011415 | 0.00011415 | 0.00011415 | 1.7352e-07 | 2.5894e-05 | 5.6002e-05 | 7.3438e-05 | 8.3617e-05 | 0.00010558 | 9.2874e-05 | 8.6982e-05 | 0.00017835 | 0.00010273 | -1.6391e-05 | -1.6391e-05
07/10 03:00:00 | 7 | 10 | 3 | 4563 | WD | 0 | 2.2747e-05 | 2.2747e-05 | 3.2689e-07 | 7.3944e-05 | 0.00022975 | 0.00011415 | 0 | 0 | 2.1781e-05 | 0 | 0 | 2.2747e-05 | 0 | 8.3946e-05 | 0 | 8.3946e-05 | 0.00011415 | 0.00022925 | 0.00011415 | 0 | 6.5591e-05 | 0.0001118 | 0.00010585 | 0.00012356 | 0.00011809 | 2.4366e-05 | 4.0628e-06 | 1.0541e-05 | 1.0541e-05 | 0.00011415 | 0.00011415 | 0.00011415 | 0.00011415 | 0.00011415 | 0.00011415 | 4.5102e-05 | 6.8975e-05 | 6.1912e-05 | 5.8304e-05 | 0.00022929 | 0.00011415 | 0.00011415 | 0.00011415 | 0.00011415 | 2.089e-07 | 3.0373e-05 | 5.892e-05 | 7.5451e-05 | 9.1599e-05 | 0.00010613 | 9.3258e-05 | 8.7285e-05 | 0.00018241 | 0.00010275 | -1.2351e-05 | -1.2351e-05
07/10 04:00:00 | 7 | 10 | 4 | 4564 | WD | 0 | 1.4654e-05 | 1.4654e-05 | 0.00029311 | 0 | 0.00022651 | 0.00011415 | 0 | 0 | 2.1781e-05 | 0 | 0 | 1.4654e-05 | 0 | 8.2211e-05 | 0 | 8.2211e-05 | 0.00011415 | 0.00022925 | 0.00011415 | 0 | 6.5591e-05 | 0.0001118 | 0.00017151 | 0.00012418 | 0.00013881 | 2.401e-05 | 3.0088e-06 | 9.7095e-06 | 9.7095e-06 | 0.00011415 | 0.00011415 | 0.00011415 | 0.00011415 | 0.00011415 | 0.00011415 | 5.4138e-05 | 7.0282e-05 | 7.6832e-05 | 8.0178e-05 | 0.00022929 | 0.00011415 | 0.00011415 | 0.00011415 | 0.00011415 | 2.9412e-07 | 3.7834e-05 | 7.9583e-05 | 0.00010376 | 9.9432e-05 | 0.00010675 | 9.8432e-05 | 9.4573e-05 | 0.00018236 | 0.00010279 | -1.5902e-05 | -1.5902e-05
07/10 05:00:00 | 7 | 10 | 5 | 4565 | WD | 0 | 2.3996e-05 | 2.3996e-05 | -0.00029349 | 7.4467e-05 | 0.00021796 | 0.00011415 | 0 | 0 | 6.5342e-05 | 0 | 0 | 2.3996e-05 | 0 | 8.1198e-05 | 0 | 8.1198e-05 | 0.00011415 | 0.00011463 | 0.00011415 | 4.5717e-06 | 6.5591e-05 | 0.0001118 | 0.00016537 | 0.00012842 | 0.00013984 | 2.5386e-05 | 2.4467e-06 | 9.7657e-06 | 9.7657e-06 | 0.00011415 | 0.00011415 | 0.00011415 | 0.00011415 | 0.00011415 | 0.00011415 | 9.0278e-05 | 9.2879e-05 | 0.00010216 | 0.0001069 | 0.000151 | 0.00011415 | 0.00011415 | 0.00011415 | 0.00011415 | 5.7512e-06 | 6.4664e-05 | 0.00011151 | 0.00013864 | 0.0001162 | 0.00011125 | 0.00010206 | 9.7796e-05 | 0.00018144 | 0.00010293 | -1.3658e-05 | -1.3658e-05
07/10 06:00:00 | 7 | 10 | 6 | 4566 | WD | 5.5845e-05 | 2.773e-05 | 2.773e-05 | 1.997e-06 | 7.6397e-05 | -1.5577e-12 | 0.00011415 | 0.00026949 | 0.00026949 | 0.00013613 | 0 | 0 | 2.773e-05 | 0 | 8.7512e-05 | 0 | 8.7512e-05 | 0.00011415 | 0 | 0.00011415 | 2.7666e-05 | 6.5591e-05 | 0.0001126 | 0.00014833 | 0.00013441 | 0.00013871 | 1.0159e-05 | 1.6682e-06 | 4.3773e-06 | 4.3773e-06 | 0.00011415 | 0.00011415 | 0.00011415 | 0.00011416 | 0.00011415 | 0.00011415 | 0.00012651 | 0.00012313 | 0.00013008 | 0.00013363 | 0 | 0.00011415 | 0.00011415 | 0.00011415 | 0.00011415 | 5.7068e-05 | 0.00010641 | 0.00015032 | 0.00017575 | 0.00013141 | 0.00012017 | 0.00010483 | 9.7715e-05 | 0.00017895 | 9.7645e-05 | 4.2399e-05 | 4.2399e-05
07/10 07:00:00 | 7 | 10 | 7 | 4567 | WD | 0.00014447 | 2.8835e-05 | 2.8835e-05 | 8.7118e-06 | 8.0308e-05 | 7.5464e-14 | 0.00011415 | 0.00063815 | 0.00063815 | 0.00015247 | 0 | 0 | 2.8835e-05 | -5.576e-05 | 9.9871e-05 | 0 | 9.9871e-05 | 0.00011415 | 0 | 0.00011415 | 5.8494e-05 | 6.5591e-05 | 0.0001126 | 0.00012571 | 0.00015549 | 0.00014629 | 4.7852e-06 | 8.7351e-07 | 2.1216e-06 | 2.1216e-06 | 0.00011415 | 0.00011415 | 0.00011415 | 0.00011416 | 0.00011415 | 0.00011415 | 0.00014472 | 0.00014024 | 0.00018893 | 0.00021381 | 0 | 0.00011415 | 0.00011415 | 0.00011415 | 0.00011415 | 0.00013753 | 0.00016399 | 0.00015458 | 0.00014914 | 0.00014219 | 0.00013287 | 0.00012887 | 0.00012701 | 0.00017998 | 0.00010449 | -0.00010108 | -0.00010108
07/10 08:00:00 | 7 | 10 | 8 | 4568 | WD | 0.00023027 | 3.8736e-05 | 3.8736e-05 | 0.0010219 | 0.00016386 | 4.7973e-13 | 0.00011415 | 0.00088837 | 0.00088837 | 0.00013613 | 0 | 0 | 3.8736e-05 | -3.2046e-05 | 0.00011103 | 0 | 0.00011103 | 0.00011415 | 0 | 0.00011415 | 0.000228 | 0.00016398 | 0.0001685 | 0.00012898 | 0.00015774 | 0.00014885 | 4.043e-06 | 2.9422e-07 | 1.4903e-06 | 1.4903e-06 | 0.00011415 | 0.00011415 | 0.00011415 | 0.00011416 | 0.00011415 | 0.00011415 | 0.00016278 | 0.00015337 | 0.00019337 | 0.00021381 | 0 | 0.00011415 | 0.00011415 | 0.00011415 | 0.00011415 | 0.00023861 | 0.00022232 | 0.00017967 | 0.00015498 | 0.00015735 | 0.00013808 | 0.00016222 | 0.00017342 | 0.00018147 | 0.00010356 | -0.00010393 | -0.00010393
07/10 09:00:00 | 7 | 10 | 9 | 4569 | WD | 0.00030969 | 3.5997e-05 | 3.5997e-05 | 1.2279e-05 | 0.00016434 | 1.5523e-12 | 0.00011415 | 0.00044872 | 0.00044872 | 5.9897e-05 | 0 | 0 | 3.5997e-05 | -2.1144e-05 | 0.00011108 | 0 | 0.00011108 | 0.00011415 | 0 | 0.00011415 | 0.00047113 | 0.00029516 | 0.0002244 | 0.00013271 | 0.00015896 | 0.00015085 | 3.7904e-06 | 1.4027e-06 | 2.1645e-06 | 2.1645e-06 | 0.00011415 | 0.00011415 | 0.00011415 | 0.00011415 | 0.00011415 | 0.00011415 | 0.0001808 | 0.00015456 | 0.00019377 | 0.00021381 | 0 | 0.00011415 | 0.00011415 | 0.00011415 | 0.00011415 | 0.00035631 | 0.00024645 | 0.0001918 | 0.00016015 | 0.00017029 | 0.00013918 | 0.00016953 | 0.0001836 | 0.00017838 | 0.00010332 | -0.00010173 | -0.00010173
07/10 10:00:00 | 7 | 10 | 10 | 4570 | WD | 0.000387 | 3.0441e-05 | 3.0441e-05 | -0.0010018 | 0.00011785 | 0.00021486 | 0.00011415 | 0.00030594 | 0.00030594 | 4.0839e-05 | 0 | 0 | 3.0441e-05 | -1.6501e-05 | 0.00011156 | 0 | 0.00011156 | 0.00011415 | 0 | 0.00011415 | 0.00047113 | 0.00029516 | 0.0002244 | 0.00013339 | 0.00015985 | 0.00015168 | 3.6724e-06 | 3.5441e-06 | 3.585e-06 | 3.585e-06 | 0.00011415 | 0.00011415 | 0.00011415 | 0.00011415 | 0.00011415 | 0.00011415 | 0.0001808 | 0.00015413 | 0.00019363 | 0.00021381 | 0 | 0.00011415 | 0.00011415 | 0.00011415 | 0.00011415 | 0.00043023 | 0.00024653 | 0.00019473 | 0.00016474 | 0.00017278 | 0.00013937 | 0.00016914 | 0.00018295 | 0.00017354 | 0.00010332 | -0.00010488 | -0.00010488
07/10 11:00:00 | 7 | 10 | 11 | 4571 | WD | 0.00044505 | 3.1653e-05 | 3.1653e-05 | 0.0010126 | 0.00012501 | 0.00021991 | 0.00011415 | 0 | 0 | 4.0839e-05 | 0 | 0 | 3.1653e-05 | 0 | 0.00011463 | 0 | 0.00011463 | 0.00011415 | 0 | 0.00011415 | 0.00047113 | 0.00029516 | 0.0002244 | 0.00015874 | 0.00016127 | 0.00016049 | 5.949e-06 | 4.2096e-06 | 4.7646e-06 | 4.7646e-06 | 0.00011415 | 0.00011415 | 0.00011415 | 0.00011415 | 0.00011415 | 0.00011415 | 0.00018079 | 0.00015348 | 0.00019341 | 0.00021381 | 0 | 0.00011415 | 0.00011415 | 0.00011415 | 0.00011415 | 0.0004728 | 0.00024632 | 0.0001968 | 0.00016813 | 0.00017392 | 0.00013968 | 0.00017161 | 0.00018642 | 0.00017077 | 0.00010288 | -0.00010291 | -0.00010291
07/10 12:00:00 | 7 | 10 | 12 | 4572 | WD | 0.00047577 | 2.7204e-05 | 2.7204e-05 | -0.00016381 | 8.3111e-05 | 0.00021998 | 0.00011415 | 0 | 0 | 4.0839e-05 | 0 | 0 | 2.7204e-05 | 0 | 0.00011458 | 0 | 0.00011458 | 0.00011415 | 0 | 0.00011415 | 0.00047113 | 0.00029516 | 0.0002244 | 0.00013625 | 0.00016354 | 0.0001551 | 5.0402e-06 | 4.6923e-06 | 4.8033e-06 | 4.8033e-06 | 0.00011415 | 0.00011415 | 0.00011415 | 0.00011415 | 0.00011415 | 0.00011415 | 0.00018078 | 0.0001532 | 0.00019331 | 0.00021381 | 0 | 0.00011415 | 0.00011415 | 0.00011415 | 0.00011415 | 0.00049579 | 0.00024586 | 0.00024059 | 0.00023753 | 0.00017542 | 0.00014075 | 0.00017672 | 0.00019341 | 0.00016588 | 0.00011689 | -0.00010328 | -0.00010328
07/10 13:00:00 | 7 | 10 | 13 | 4573 | WD | 0.0004737 | 3.4121e-05 | 3.4121e-05 | 0.00017667 | 0.00015315 | 0.00021627 | 0.00011415 | 0 | 0 | 4.0839e-05 | 0 | 0 | 3.4121e-05 | 0 | 0.00011115 | 0 | 0.00011115 | 0.00011415 | 0 | 0.00011415 | 0.00047113 | 0.00029516 | 0.0002244 | 0.00013764 | 0.00017089 | 0.00016061 | 5.1198e-07 | 5.0699e-06 | 3.6156e-06 | 3.6156e-06 | 0.00011415 | 0.00011415 | 0.00011415 | 0.00011415 | 0.00011415 | 0.00011415 | 0.00018074 | 0.00015279 | 0.00019317 | 0.00021381 | 0 | 0.00011415 | 0.00011415 | 0.00011415 | 0.00011415 | 0.00049998 | 0.00024525 | 0.00024055 | 0.00023783 | 0.00017692 | 0.00014366 | 0.00017717 | 0.00019271 | 0.0001607 | 0.00013482 | -0.00010237 | -0.00010237
07/10 14:00:00 | 7 | 10 | 14 | 4574 | WD | 0.00043957 | 2.605e-05 | 2.605e-05 | 4.555e-06 | 7.7884e-05 | 0.00022375 | 0.00011415 | 0 | 0 | 4.0839e-05 | 0 | 0 | 2.605e-05 | 0 | 0.00011051 | 0 | 0.00011051 | 0.00011415 | 0 | 0.00011415 | 0.00047113 | 0.00029516 | 0.0002244 | 0.0001394 | 0.00017507 | 0.00016404 | 5.5449e-07 | 5.4454e-06 | 3.8849e-06 | 3.8849e-06 | 0.00011415 | 0.00011415 | 0.00011415 | 0.00011415 | 0.00011415 | 0.00011415 | 0.00018064 | 0.00015218 | 0.00019297 | 0.00021381 | 0 | 0.00011415 | 0.00011415 | 0.00011415 | 0.00011415 | 0.00048735 | 0.00024314 | 0.00023904 | 0.00023667 | 0.00018207 | 0.00014597 | 0.00017786 | 0.00019265 | 0.00016195 | 0.00017551 | -0.00010309 | -0.00010309
07/10 15:00:00 | 7 | 10 | 15 | 4575 | WD | 0.00038174 | 2.5848e-05 | 2.5848e-05 | 3.997e-06 | 7.7309e-05 | 0.00023635 | 0.00011415 | 0 | 0 | 4.0839e-05 | 0 | 0 | 2.5848e-05 | 0 | 0.00010956 | 0 | 0.00010956 | 0.00011415 | 0 | 0.00011415 | 0.00047113 | 0.00029516 | 0.0002244 | 0.00013912 | 0.00017371 | 0.00016302 | 6.0786e-07 | 5.7532e-06 | 4.1116e-06 | 4.1116e-06 | 0.00011415 | 0.00011415 | 0.00011415 | 0.00011415 | 0.00011415 | 0.00011415 | 0.00016254 | 0.00015069 | 0.00019246 | 0.00021381 | 0 | 0.00011415 | 0.00011415 | 0.00011415 | 0.00011415 | 0.00040819 | 0.00023592 | 0.00019198 | 0.00016654 | 0.00017389 | 0.00014584 | 0.00017986 | 0.00019565 | 0.00016248 | 0.00020933 | -0.0001059 | -0.0001059
07/10 16:00:00 | 7 | 10 | 16 | 4576 | WD | 0.00031172 | 2.7143e-05 | 2.7143e-05 | 4.2352e-06 | 7.7251e-05 | 0.00024949 | 0.00011415 | 0 | 0 | 4.0839e-05 | 0 | 0 | 2.7143e-05 | 0 | 0.00011092 | 0 | 0.00011092 | 0.00011415 | 0 | 0.00011415 | 0.00047113 | 0.00029516 | 0.0002244 | 0.0001331 | 0.00017116 | 0.0001594 | 1.824e-05 | 5.6732e-06 | 9.6828e-06 | 9.6828e-06 | 0.00011415 | 0.00011415 | 0.00011415 | 0.00011415 | 0.00011415 | 0.00011415 | 0.00014445 | 0.00014413 | 0.00015206 | 0.00015611 | 0 | 0.00011415 | 0.00011415 | 0.00011415 | 0.00011415 | 0.00030945 | 0.00021408 | 0.00015364 | 0.00011864 | 0.00016105 | 0.00014212 | 0.00016812 | 0.00018018 | 0.00016545 | 0.0001866 | -0.00010438 | -0.00010438
07/10 17:00:00 | 7 | 10 | 17 | 4577 | WD | 0.00023481 | 3.1534e-05 | 3.1534e-05 | 0.00099672 | 7.7766e-05 | -2.0051e-12 | 0.00011415 | 0.0010914 | 0.0010914 | 4.0839e-05 | 0 | 0 | 3.1534e-05 | 0 | 0.00012 | 0 | 0.00012 | 0.00011415 | 0 | 0.00011415 | 0.00045019 | 0.00029516 | 0.0002244 | 0.00012779 | 0.00016759 | 0.00015529 | 4.3351e-06 | 5.3573e-06 | 5.0312e-06 | 5.0312e-06 | 0.00011415 | 0.00011415 | 0.00011415 | 0.00011415 | 0.00011415 | 0.00011415 | 0.00012638 | 0.00013924 | 0.00012923 | 0.00012411 | 0 | 0.00011415 | 0.00011415 | 0.00011415 | 0.00011415 | 0.0002147 | 0.00018998 | 0.00012758 | 9.1454e-05 | 0.00014755 | 0.00013856 | 0.0001557 | 0.00016365 | 0.00016391 | 0.00014534 | -0.00011202 | -0.00011202
07/10 18:00:00 | 7 | 10 | 18 | 4578 | WD | 0.00015469 | 4.4274e-05 | 4.4274e-05 | 6.251e-06 | 0.00015766 | -7.5459e-13 | 0.00011415 | 0.0010798 | 0.0010798 | 7.0788e-05 | 0 | 0 | 4.4274e-05 | 0 | 0.00013406 | 0 | 0.00013406 | 0.00011415 | 0 | 0.00011415 | 7.1062e-05 | 6.5591e-05 | 0.0001126 | 0.00012532 | 0.00016011 | 0.00014935 | 4.2389e-06 | 4.7641e-06 | 4.5966e-06 | 4.5966e-06 | 0.00011415 | 0.00011415 | 0.00011415 | 0.00011415 | 0.00011415 | 0.00011415 | 0.00012633 | 0.00012817 | 0.00011248 | 0.00010446 | 0 | 0.00011415 | 0.00011415 | 0.00011415 | 0.00011415 | 0.0001497 | 0.00014305 | 9.9492e-05 | 7.4266e-05 | 0.00014136 | 0.00013166 | 0.00012304 | 0.00011903 | 0.0001669 | 0.00011139 | 1.865e-05 | 1.865e-05
07/10 19:00:00 | 7 | 10 | 19 | 4579 | WD | 6.807e-05 | 4.1738e-05 | 4.1738e-05 | 1.449e-05 | 7.9914e-05 | -3.8268e-13 | 0.00011415 | 0.00079891 | 0.00079891 | 0.00015247 | 0 | 0 | 4.1738e-05 | 0 | 0.00014271 | 0 | 0.00014271 | 0.00011415 | 0 | 0.00011415 | 3.9056e-05 | 6.5591e-05 | 0.0001126 | 0.00012128 | 0.00015565 | 0.00014503 | 4.7801e-06 | 3.8449e-06 | 4.1433e-06 | 4.1433e-06 | 0.00011415 | 0.00011415 | 0.00011415 | 0.00011415 | 0.00011415 | 0.00011415 | 0.00010828 | 0.00011978 | 0.00010074 | 9.1006e-05 | 0 | 0.00011415 | 0.00011415 | 0.00011415 | 0.00011415 | 7.2507e-05 | 9.8684e-05 | 7.5548e-05 | 6.215e-05 | 0.0001293 | 0.00012737 | 0.00011538 | 0.00010983 | 0.00017595 | 0.00010332 | 1.511e-05 | 1.511e-05
07/10 20:00:00 | 7 | 10 | 20 | 4580 | WD | 0 | 5.292e-05 | 5.292e-05 | 7.4234e-06 | 0.00016029 | -2.8565e-13 | 0.00011415 | 0.00015121 | 0.00015121 | 0.00021236 | 0 | 0 | 5.292e-05 | 0 | 0.00014653 | 0 | 0.00014653 | 0.00011415 | 5.7313e-05 | 0.00011415 | 6.1602e-06 | 6.5591e-05 | 0.0001126 | 0.00011964 | 0.00015123 | 0.00014146 | 4.153e-06 | 2.64e-06 | 3.1227e-06 | 3.1227e-06 | 0.00011415 | 0.00011415 | 0.00011415 | 0.00011415 | 0.00011415 | 0.00011415 | 0.00010824 | 0.00010453 | 8.5931e-05 | 7.6429e-05 | 3.9149e-05 | 0.00011415 | 0.00011415 | 0.00011415 | 0.00011415 | 1.326e-05 | 6.2551e-05 | 8.5848e-05 | 9.9339e-05 | 0.00012741 | 0.00012295 | 0.00010535 | 9.7181e-05 | 0.00017952 | 0.00010332 | 1.8154e-05 | 1.8154e-05
07/10 21:00:00 | 7 | 10 | 21 | 4581 | WD | 0 | 4.4717e-05 | 4.4717e-05 | 0.0010083 | 7.9491e-05 | 0 | 0.00011415 | 0 | 0 | 0.00028587 | 0 | 0 | 4.4717e-05 | 0 | 0.00014762 | 0 | 0.00014762 | 0.00011415 | 0.00022925 | 0.00011415 | 0 | 6.5591e-05 | 0.0001126 | 0.00011438 | 0.00012963 | 0.00012491 | 9.5299e-06 | 1.3665e-06 | 3.971e-06 | 3.971e-06 | 0.00011415 | 0.00011415 | 0.00011415 | 0.00011415 | 0.00011415 | 0.00011415 | 0.00010818 | 9.2279e-05 | 7.4921e-05 | 6.6052e-05 | 0.00022929 | 0.00011415 | 0.00011415 | 0.00011415 | 0.00011415 | 3.2016e-07 | 4.5412e-05 | 7.0785e-05 | 8.5478e-05 | 0.00012867 | 0.00011577 | 0.00010801 | 0.00010441 | 0.0001819 | 0.0001029 | 1.7844e-05 | 1.7844e-05
07/10 22:00:00 | 7 | 10 | 22 | 4582 | WD | 0 | 4.0108e-05 | 4.0108e-05 | -0.00098587 | 7.8694e-05 | 2.0698e-12 | 0.00011415 | 0 | 0 | 0.00034305 | 0 | 0 | 4.0108e-05 | 0 | 0.00014405 | 0 | 0.00014405 | 0.00011415 | 0.00022925 | 0.00011415 | 0 | 6.5591e-05 | 0.0001118 | 0.00011372 | 0.0001247 | 0.00012131 | 1.6237e-05 | 9.3496e-07 | 5.8172e-06 | 5.8172e-06 | 0.00011415 | 0.00011415 | 0.00011415 | 0.00011415 | 0.00011415 | 0.00011415 | 0.00010814 | 6.9436e-05 | 6.3877e-05 | 6.1037e-05 | 0.00022929 | 0.00011415 | 0.00011415 | 0.00011415 | 0.00011415 | 2.0797e-07 | 3.3003e-05 | 6.2124e-05 | 7.8988e-05 | 0.00012627 | 0.00010668 | 0.00010086 | 9.8159e-05 | 0.00018138 | 0.00010332 | -2.798e-05 | -2.798e-05
07/10 23:00:00 | 7 | 10 | 23 | 4583 | WD | 0 | 3.4895e-05 | 3.4895e-05 | 3.7882e-06 | 7.7289e-05 | 7.9772e-13 | 0.00011415 | 0 | 0 | 0.00034849 | 0 | 0 | 3.4895e-05 | 0 | 0.00013614 | 0 | 0.00013614 | 0.00011415 | 0.00022925 | 0.00011415 | 0 | 6.5591e-05 | 0.0001118 | 0.0001369 | 0.00012444 | 0.00012829 | 2.1062e-05 | 6.7861e-07 | 7.1821e-06 | 7.1821e-06 | 0.00011415 | 0.00011415 | 0.00011415 | 0.00011415 | 0.00011415 | 0.00011415 | 9.9118e-05 | 6.8344e-05 | 6.1493e-05 | 5.7992e-05 | 0.00022929 | 0.00011415 | 0.00011415 | 0.00011415 | 0.00011415 | 1.729e-07 | 2.6771e-05 | 5.7344e-05 | 7.5048e-05 | 0.00012055 | 0.00010626 | 9.968e-05 | 9.6629e-05 | 0.00018104 | 0.00010332 | -2.1806e-05 | -2.1806e-05
07/10 24:00:00 | 7 | 10 | 24 | 4584 | WD | 0 | 3.043e-05 | 3.043e-05 | 0.0009811 | 7.6075e-05 | -1.3906e-12 | 0.00011415 | 0 | 0 | 0.00023959 | 0 | 0 | 3.043e-05 | 0 | 0.00012638 | 0 | 0.00012638 | 0.00011415 | 0.00022925 | 0.00011415 | 0 | 6.5591e-05 | 0.0001118 | 0.00010679 | 0.00012438 | 0.00011894 | 2.1966e-05 | 5.2419e-07 | 7.3654e-06 | 7.3654e-06 | 0.00011415 | 0.00011415 | 0.00011415 | 0.00011415 | 0.00011415 | 0.00011415 | 4.5083e-05 | 6.8027e-05 | 5.8924e-05 | 5.4272e-05 | 0.00022929 | 0.00011415 | 0.00011415 | 0.00011415 | 0.00011415 | 1.5915e-07 | 2.496e-05 | 5.3631e-05 | 7.0234e-05 | 9.494e-05 | 0.00010614 | 9.3151e-05 | 8.7127e-05 | 0.00018161 | 0.00010332 | -1.5947e-05 | -1.5947e-05
07/11 01:00:00 | 7 | 11 | 1 | 4585 | WE | 0 | 2.4138e-05 | 2.4138e-05 | 1.3511e-06 | 7.4732e-05 | 0.00025245 | 0.00011415 | 0 | 0 | 0.00013341 | 0 | 0 | 2.4138e-05 | 0 | 9.281e-05 | 0 | 9.281e-05 | 0.00011415 | 0.00022925 | 0.00011415 | 0 | 1.6398e-05 | 1.3975e-05 | 0.00011056 | 0.00012433 | 0.00012008 | 1.0923e-05 | 4.0687e-07 | 3.762e-06 | 3.762e-06 | 0.00011415 | 0.00011415 | 0.00011415 | 0.00011415 | 0.00011415 | 0.00011415 | 9.0148e-05 | 6.7538e-05 | 5.9021e-05 | 5.4669e-05 | 0.00022929 | 0.00011415 | 0.00011415 | 0.00011415 | 0.00011415 | 2.6738e-07 | 2.2169e-05 | 5.2933e-05 | 7.0747e-05 | 0.00011484 | 0.0001059 | 9.2919e-05 | 8.6899e-05 | 0.00018017 | 0.00010318 | -1.7643e-05 | -1.7643e-05
07/11 02:00:00 | 7 | 11 | 2 | 4586 | WE | 0 | 2.3102e-05 | 2.3102e-05 | -0.00096863 | 7.415e-05 | 0.00023244 | 0.00011415 | 0 | 0 | 5.4452e-05 | 0 | 0 | 2.3102e-05 | 0 | 8.6205e-05 | 0 | 8.6205e-05 | 0.00011415 | 0.00022925 | 0.00011415 | 0 | 1.6398e-05 | 1.3975e-05 | 0.00011025 | 0.00012441 | 0.00012003 | 5.4737e-06 | 2.9457e-07 | 1.947e-06 | 1.947e-06 | 0.00011415 | 0.00011415 | 0.00011415 | 0.00011415 | 0.00011415 | 0.00011415 | 9.0148e-05 | 6.7578e-05 | 5.8145e-05 | 5.3326e-05 | 0.00022929 | 0.00011415 | 0.00011415 | 0.00011415 | 0.00011415 | 2.6738e-07 | 2.2396e-05 | 5.1915e-05 | 6.9009e-05 | 0.0001151 | 0.00010593 | 9.2494e-05 | 8.626e-05 | 0.00018065 | 0.00010301 | -1.334e-05 | -1.334e-05
07/11 03:00:00 | 7 | 11 | 3 | 4587 | WE | 0 | 1.4962e-05 | 1.4962e-05 | 0.00096789 | 0 | 0.00022975 | 0.00011415 | 0 | 0 | 2.1781e-05 | 0 | 0 | 1.4962e-05 | 0 | 8.4304e-05 | 0 | 8.4304e-05 | 0.00011415 | 0.00022925 | 0.00011415 | 0 | 1.6398e-05 | 1.3975e-05 | 0.00011013 | 0.00012439 | 0.00011998 | 4.4346e-06 | 6.3589e-07 | 1.8479e-06 | 1.8479e-06 | 0.00011415 | 0.00011415 | 0.00011415 | 0.00011415 | 0.00011415 | 0.00011415 | 9.0148e-05 | 6.8179e-05 | 5.8423e-05 | 5.3438e-05 | 0.00022929 | 0.00011415 | 0.00011415 | 0.00011415 | 0.00011415 | 2.6738e-07 | 2.5829e-05 | 5.3266e-05 | 6.9154e-05 | 0.00011506 | 0.00010611 | 9.2439e-05 | 8.6099e-05 | 0.00018019 | 0.00010292 | -1.5609e-05 | -1.5609e-05
07/11 04:00:00 | 7 | 11 | 4 | 4588 | WE | 0 | 2.2526e-05 | 2.2526e-05 | -0.00096783 | 7.3992e-05 | 0.00022651 | 0.00011415 | 0 | 0 | 2.1781e-05 | 0 | 0 | 2.2526e-05 | 0 | 8.2413e-05 | 0 | 8.2413e-05 | 0.00011415 | 0.00022925 | 0.00011415 | 0 | 1.6398e-05 | 1.3975e-05 | 0.00012292 | 0.00012432 | 0.00012389 | 2.9036e-06 | 1.216e-06 | 1.7544e-06 | 1.7544e-06 | 0.00011415 | 0.00011415 | 0.00011415 | 0.00011415 | 0.00011415 | 0.00011415 | 9.0148e-05 | 6.9401e-05 | 6.1076e-05 | 5.6823e-05 | 0.00022929 | 0.00011415 | 0.00011415 | 0.00011415 | 0.00011415 | 2.6738e-07 | 3.2805e-05 | 5.8598e-05 | 7.3534e-05 | 0.00011488 | 0.00010645 | 9.3111e-05 | 8.6921e-05 | 0.00017986 | 0.00010288 | -1.4752e-05 | -1.4752e-05
07/11 05:00:00 | 7 | 11 | 5 | 4589 | WE | 0 | 1.6159e-05 | 1.6159e-05 | 0.00097165 | 0 | 0.00021796 | 0.00011415 | 0 | 0 | 6.5342e-05 | 0 | 0 | 1.6159e-05 | 0 | 8.158e-05 | 0 | 8.158e-05 | 0.00011415 | 0.00011463 | 0.00011415 | 1.1682e-06 | 1.6398e-05 | 1.3975e-05 | 0.00012282 | 0.00012865 | 0.00012685 | 2.8532e-06 | 7.934e-07 | 1.4506e-06 | 1.4506e-06 | 0.00011415 | 0.00011415 | 0.00011415 | 0.00011415 | 0.00011415 | 0.00011415 | 9.0148e-05 | 8.6583e-05 | 7.4568e-05 | 6.8429e-05 | 0.000151 | 0.00011415 | 0.00011415 | 0.00011415 | 0.00011415 | 5.5716e-06 | 4.9973e-05 | 7.4528e-05 | 8.8747e-05 | 0.00011556 | 0.00010936 | 9.2745e-05 | 8.504e-05 | 0.00018226 | 0.00010299 | -1.0793e-05 | -1.0793e-05
07/11 06:00:00 | 7 | 11 | 6 | 4590 | WE | 5.5155e-05 | 2.7845e-05 | 2.7845e-05 | 2.2618e-06 | 7.6641e-05 | -1.5577e-12 | 0.00011415 | 0.0002692 | 0.0002692 | 0.00013613 | 0 | 0 | 2.7845e-05 | 0 | 8.8117e-05 | 0 | 8.8117e-05 | 0.00011415 | 0 | 0.00011415 | 6.9091e-06 | 1.6398e-05 | 1.4769e-05 | 0.00012425 | 0.00013585 | 0.00013227 | -9.0224e-06 | 5.1749e-07 | -2.5263e-06 | -2.5263e-06 | 0.00011415 | 0.00011415 | 0.00011415 | 0.00011416 | 0.00011415 | 0.00011415 | 9.0148e-05 | 0.00011633 | 9.2606e-05 | 8.0485e-05 | 0 | 0.00011415 | 0.00011415 | 0.00011415 | 0.00011415 | 4.0075e-05 | 8.3742e-05 | 9.7747e-05 | 0.00010586 | 0.0001139 | 0.00011869 | 9.7621e-05 | 8.785e-05 | 0.00017436 | 0.00010352 | 4.0432e-05 | 4.0432e-05
07/11 07:00:00 | 7 | 11 | 7 | 4591 | WE | 0.00014436 | 3.7713e-05 | 3.7713e-05 | 1.0841e-05 | 0.00016197 | 7.5442e-14 | 0.00011415 | 0.00063794 | 0.00063794 | 0.00015247 | 0 | 0 | 3.7713e-05 | -2.8163e-05 | 0.00010137 | 0 | 0.00010137 | 0.00011415 | 0 | 0.00011415 | 1.4619e-05 | 1.6398e-05 | 1.4769e-05 | 0.00011935 | 0.00015707 | 0.00014541 | -1.4549e-05 | 2.4968e-07 | -4.472e-06 | -4.472e-06 | 0.00011415 | 0.00011415 | 0.00011415 | 0.00011416 | 0.00011415 | 0.00011415 | 9.0148e-05 | 0.00013598 | 0.00010621 | 9.0996e-05 | 0 | 0.00011415 | 0.00011415 | 0.00011415 | 0.00011415 | 8.4869e-05 | 0.00014151 | 0.00012905 | 0.00012184 | 0.00011159 | 0.00013198 | 0.00010391 | 9.0893e-05 | 0.00017684 | 0.00010432 | -0.00010165 | -0.00010165
07/11 08:00:00 | 7 | 11 | 8 | 4592 | WE | 0.00023102 | 3.9377e-05 | 3.9377e-05 | 1.3177e-05 | 0.00016577 | 4.7973e-13 | 0.00011415 | 0.00088849 | 0.00088849 | 0.00013613 | 0 | 0 | 3.9377e-05 | -3.2171e-05 | 0.000114 | 0 | 0.000114 | 0.00011415 | 0 | 0.00011415 | 2.2804e-05 | 1.6398e-05 | 1.4769e-05 | 0.00011833 | 0.00015735 | 0.00014529 | -2.7227e-05 | -3.7387e-07 | -8.9416e-06 | -8.9416e-06 | 0.00011415 | 0.00011415 | 0.00011415 | 0.00011416 | 0.00011415 | 0.00011415 | 9.0148e-05 | 0.00014804 | 0.00011622 | 9.9958e-05 | 0 | 0.00011415 | 0.00011415 | 0.00011415 | 0.00011415 | 0.00013147 | 0.00020206 | 0.00016039 | 0.00013627 | 0.00010902 | 0.00013602 | 0.00011263 | 0.00010178 | 0.00017375 | 0.0001038 | -0.00010571 | -0.00010571
07/11 09:00:00 | 7 | 11 | 9 | 4593 | WE | 0.00031202 | 3.6916e-05 | 3.6916e-05 | 1.4664e-05 | 0.00016662 | 1.5523e-12 | 0.00011415 | 0.00044872 | 0.00044872 | 5.9897e-05 | 0 | 0 | 3.6916e-05 | -2.6755e-05 | 0.00011567 | 0 | 0.00011567 | 0.00011415 | 0 | 0.00011415 | 2.6174e-05 | 1.6398e-05 | 1.4769e-05 | 0.00011888 | 0.00015675 | 0.00014505 | -3.1191e-05 | -2.9671e-07 | -1.0154e-05 | -1.0154e-05 | 0.00011415 | 0.00011415 | 0.00011415 | 0.00011415 | 0.00011415 | 0.00011415 | 9.0148e-05 | 0.00014946 | 0.00011937 | 0.000104 | 0 | 0.00011415 | 0.00011415 | 0.00011415 | 0.00011415 | 0.00017713 | 0.00022463 | 0.00017358 | 0.00014402 | 0.00010898 | 0.00013671 | 0.00011541 | 0.00010553 | 0.00017335 | 0.00010332 | -0.00010627 | -0.00010627
07/11 10:00:00 | 7 | 11 | 10 | 4594 | WE | 0.0003886 | 3.013e-05 | 3.013e-05 | 0.0010274 | 0.00010626 | 0.00021486 | 0.00011415 | 0.00030594 | 0.00030594 | 4.0839e-05 | 0 | 0 | 3.013e-05 | -2.7273e-05 | 0.00011778 | 0 | 0.00011778 | 0.00011415 | 0 | 0.00011415 | 2.6174e-05 | 1.6398e-05 | 1.4769e-05 | 0.00011877 | 0.00015792 | 0.00014582 | -3.1796e-05 | 7.9144e-07 | -9.6056e-06 | -9.6056e-06 | 0.00011415 | 0.00011415 | 0.00011415 | 0.00011415 | 0.00011415 | 0.00011415 | 9.0148e-05 | 0.00014938 | 0.00011814 | 0.00010218 | 0 | 0.00011415 | 0.00011415 | 0.00011415 | 0.00011415 | 0.00021404 | 0.00022374 | 0.00017289 | 0.00014344 | 0.00011022 | 0.00013725 | 0.000115 | 0.00010468 | 0.00017588 | 0.00010332 | -0.00010821 | -0.00010821
07/11 11:00:00 | 7 | 11 | 11 | 4595 | WE | 0.00044859 | 3.4218e-05 | 3.4218e-05 | 1.2562e-05 | 0.00013964 | 0.00021991 | 0.00011415 | 0 | 0 | 4.0839e-05 | 0 | 0 | 3.4218e-05 | 0 | 0.00012151 | 0 | 0.00012151 | 0.00011415 | 0 | 0.00011415 | 2.6174e-05 | 1.6398e-05 | 1.4769e-05 | 0.00014224 | 0.00015867 | 0.00015359 | -3.0957e-05 | 2.1828e-06 | -8.3906e-06 | -8.3906e-06 | 0.00011415 | 0.00011415 | 0.00011415 | 0.00011415 | 0.00011415 | 0.00011415 | 9.0148e-05 | 0.00014911 | 0.0001139 | 9.5904e-05 | 0 | 0.00011415 | 0.00011415 | 0.00011415 | 0.00011415 | 0.00023532 | 0.00022125 | 0.00016726 | 0.000136 | 0.00010995 | 0.00013744 | 0.00011571 | 0.00010562 | 0.0001741 | 0.00010332 | -0.00010569 | -0.00010569
07/11 12:00:00 | 7 | 11 | 12 | 4596 | WE | 0.00048284 | 3.6415e-05 | 3.6415e-05 | 5.3272e-06 | 0.00016031 | 0.00021998 | 0.00011415 | 0 | 0 | 4.0839e-05 | 0 | 0 | 3.6415e-05 | 0 | 0.00012155 | 0 | 0.00012155 | 0.00011415 | 0 | 0.00011415 | 2.6174e-05 | 1.6398e-05 | 1.4769e-05 | 0.00011754 | 0.00015774 | 0.00014531 | -3.0032e-05 | 2.9199e-06 | -7.5935e-06 | -7.5935e-06 | 0.00011415 | 0.00011415 | 0.00011415 | 0.00011415 | 0.00011415 | 0.00011415 | 9.0148e-05 | 0.00014827 | 0.00011155 | 9.2781e-05 | 0 | 0.00011415 | 0.00011415 | 0.00011415 | 0.00011415 | 0.00024686 | 0.00021767 | 0.00016363 | 0.00013234 | 0.00010812 | 0.00013685 | 0.00011405 | 0.00010347 | 0.0001734 | 0.00010332 | -0.00010579 | -0.00010579
07/11 13:00:00 | 7 | 11 | 13 | 4597 | WE | 0.00048378 | 2.7221e-05 | 2.7221e-05 | 9.8874e-06 | 7.9229e-05 | 0.00021627 | 0.00011415 | 0 | 0 | 4.0839e-05 | 0 | 0 | 2.7221e-05 | 0 | 0.00011748 | 0 | 0.00011748 | 0.00011415 | 0 | 0.00011415 | 2.6174e-05 | 1.6398e-05 | 1.4769e-05 | 0.00011943 | 0.00016209 | 0.00014891 | -3.0803e-05 | 3.4175e-06 | -7.5007e-06 | -7.5007e-06 | 0.00011415 | 0.00011415 | 0.00011415 | 0.00011415 | 0.00011415 | 0.00011415 | 9.0148e-05 | 0.00014778 | 0.00010773 | 8.7265e-05 | 0 | 0.00011415 | 0.00011415 | 0.00011415 | 0.00011415 | 0.00024914 | 0.00021561 | 0.00015797 | 0.00012459 | 0.00010811 | 0.00013824 | 0.00011165 | 9.9319e-05 | 0.0001736 | 0.00010332 | -0.00010559 | -0.00010559
07/11 14:00:00 | 7 | 11 | 14 | 4598 | WE | 0.00045248 | 2.698e-05 | 2.698e-05 | 4.4592e-06 | 7.8594e-05 | 0.00022375 | 0.00011415 | 0 | 0 | 4.0839e-05 | 0 | 0 | 2.698e-05 | 0 | 0.00011631 | 0 | 0.00011631 | 0.00011415 | 0 | 0.00011415 | 2.6174e-05 | 1.6398e-05 | 1.4769e-05 | 0.00012079 | 0.00016305 | 0.00014999 | -3.0066e-05 | 3.8394e-06 | -6.9783e-06 | -6.9783e-06 | 0.00011415 | 0.00011415 | 0.00011415 | 0.00011415 | 0.00011415 | 0.00011415 | 9.0148e-05 | 0.0001471 | 0.00010447 | 8.269e-05 | 0 | 0.00011415 | 0.00011415 | 0.00011415 | 0.00011415 | 0.00024318 | 0.00021248 | 0.00015243 | 0.00011765 | 0.00011004 | 0.00013841 | 0.00010079 | 8.3337e-05 | 0.00017702 | 0.00010451 | -0.00010557 | -0.00010557
07/11 15:00:00 | 7 | 11 | 15 | 4599 | WE | 0.0003958 | 3.4946e-05 | 3.4946e-05 | 4.4142e-06 | 0.00015593 | 0.00023635 | 0.00011415 | 0 | 0 | 4.0839e-05 | 0 | 0 | 3.4946e-05 | 0 | 0.00011474 | 0 | 0.00011474 | 0.00011415 | 0 | 0.00011415 | 2.6174e-05 | 1.6398e-05 | 1.4769e-05 | 0.00012085 | 0.0001596 | 0.00014762 | -2.6233e-05 | 4.1158e-06 | -5.5672e-06 | -5.5672e-06 | 0.00011415 | 0.00011415 | 0.00011415 | 0.00011415 | 0.00011415 | 0.00011415 | 9.0148e-05 | 0.00014517 | 0.00010162 | 7.9372e-05 | 0 | 0.00011415 | 0.00011415 | 0.00011415 | 0.00011415 | 0.00022645 | 0.00020335 | 0.00014553 | 0.00011204 | 0.00011127 | 0.00013671 | 9.8829e-05 | 8.1262e-05 | 0.00017695 | 0.00010897 | -0.00010659 | -0.00010659
07/11 16:00:00 | 7 | 11 | 16 | 4600 | WE | 0.00032007 | 2.7938e-05 | 2.7938e-05 | 0.00099704 | 7.7926e-05 | 0.00024949 | 0.00011415 | 0 | 0 | 4.0839e-05 | 0 | 0 | 2.7938e-05 | 0 | 0.00011582 | 0 | 0.00011582 | 0.00011415 | 0 | 0.00011415 | 2.6174e-05 | 1.6398e-05 | 1.4769e-05 | 0.00011538 | 0.00015917 | 0.00014564 | -2.6527e-05 | 4.1966e-06 | -5.606e-06 | -5.606e-06 | 0.00011415 | 0.00011415 | 0.00011415 | 0.00011415 | 0.00011415 | 0.00011415 | 9.0148e-05 | 0.00014133 | 9.6564e-05 | 7.3692e-05 | 0 | 0.00011415 | 0.00011415 | 0.00011415 | 0.00011415 | 0.00019318 | 0.00018872 | 0.00013429 | 0.00010277 | 0.00011067 | 0.00013536 | 9.7413e-05 | 7.9814e-05 | 0.00017632 | 0.00010698 | -0.00011006 | -0.00011006
07/11 17:00:00 | 7 | 11 | 17 | 4601 | WE | 0.00023905 | 3.2321e-05 | 3.2321e-05 | -0.00054115 | 7.8528e-05 | -2.0051e-12 | 0.00011415 | 0.0010922 | 0.0010922 | 4.0839e-05 | 0 | 0 | 3.2321e-05 | -9.1496e-06 | 0.00012479 | 0 | 0.00012479 | 0.00011415 | 0 | 0.00011415 | 2.5028e-05 | 1.6398e-05 | 1.4769e-05 | 0.00011534 | 0.00015578 | 0.00014328 | -1.8855e-05 | 4.1369e-06 | -3.1988e-06 | -3.1988e-06 | 0.00011415 | 0.00011415 | 0.00011415 | 0.00011415 | 0.00011415 | 0.00011415 | 9.0148e-05 | 0.00012573 | 8.8965e-05 | 7.0179e-05 | 0 | 0.00011415 | 0.00011415 | 0.00011415 | 0.00011415 | 0.0001531 | 0.00016202 | 0.00012048 | 9.6433e-05 | 0.00011064 | 0.00012936 | 9.2008e-05 | 7.4682e-05 | 0.00018065 | 0.00010332 | -0.00011227 | -0.00011227
07/11 18:00:00 | 7 | 11 | 18 | 4602 | WE | 0.00015548 | 4.3409e-05 | 4.3409e-05 | 0.00056185 | 0.00014289 | -7.5459e-13 | 0.00011415 | 0.0010813 | 0.0010813 | 7.0788e-05 | 0 | 0 | 4.3409e-05 | -7.8656e-06 | 0.00013881 | 0 | 0.00013881 | 0.00011415 | 0 | 0.00011415 | 1.779e-05 | 1.6398e-05 | 1.4769e-05 | 0.00011466 | 0.00015332 | 0.00014137 | -1.8198e-05 | 3.6728e-06 | -3.3053e-06 | -3.3053e-06 | 0.00011415 | 0.00011415 | 0.00011415 | 0.00011415 | 0.00011415 | 0.00011415 | 9.0148e-05 | 0.00012178 | 8.3191e-05 | 6.3475e-05 | 0 | 0.00011415 | 0.00011415 | 0.00011415 | 0.00011415 | 0.00010678 | 0.0001272 | 0.00010095 | 8.5754e-05 | 0.00010928 | 0.00012699 | 9.0752e-05 | 7.3944e-05 | 0.00017855 | 0.00010332 | -2.1318e-05 | -2.1318e-05
07/11 19:00:00 | 7 | 11 | 19 | 4603 | WE | 6.7665e-05 | 5.5314e-05 | 5.5314e-05 | 7.3971e-06 | 9.7552e-05 | -3.8268e-13 | 0.00011415 | 0.0007951 | 0.0007951 | 0.00015247 | 1.6705e-05 | 0 | 5.5314e-05 | 3.5359e-05 | 0.00014748 | 1.5661e-05 | 0.00014748 | 0.00011415 | 0 | 0.00011415 | 9.7174e-06 | 1.6398e-05 | 1.4769e-05 | 0.0001263 | 0.00014965 | 0.00014243 | -2.382e-05 | 2.9144e-06 | -5.6154e-06 | -5.6154e-06 | 0.00011415 | 0.00011415 | 0.00011415 | 0.00011415 | 0.00011415 | 0.00011415 | 9.0148e-05 | 0.00011699 | 8.0242e-05 | 6.1465e-05 | 0 | 0.00011415 | 0.00011415 | 0.00011415 | 0.00011415 | 5.9942e-05 | 9.0103e-05 | 8.4652e-05 | 8.1495e-05 | 0.0001055 | 0.00012394 | 8.9144e-05 | 7.3005e-05 | 0.00017142 | 0.00010332 | -1.7954e-05 | -1.7954e-05
07/11 20:00:00 | 7 | 11 | 20 | 4604 | WE | 0 | 6.0257e-05 | 6.0257e-05 | 1.4575e-05 | 0.00016246 | -2.8567e-13 | 0.00011415 | 0.00014158 | 0.00014158 | 0.00021236 | 1.0807e-05 | 0 | 6.0257e-05 | 1.8742e-05 | 0.0001514 | 9.0956e-06 | 0.0001514 | 0.00011415 | 5.7313e-05 | 0.00011415 | 1.442e-06 | 1.6398e-05 | 1.4769e-05 | 0.00012373 | 0.0001437 | 0.00013753 | -3.0183e-05 | 1.757e-06 | -8.4336e-06 | -8.4336e-06 | 0.00011415 | 0.00011415 | 0.00011415 | 0.00011415 | 0.00011415 | 0.00011415 | 9.0148e-05 | 0.00010392 | 7.5275e-05 | 6.0638e-05 | 3.9149e-05 | 0.00011415 | 0.00011415 | 0.00011415 | 0.00011415 | 1.0272e-05 | 5.8609e-05 | 7.1392e-05 | 7.8794e-05 | 0.0001031 | 0.0001198 | 8.9238e-05 | 7.5061e-05 | 0.00016842 | 0.00010337 | -1.8783e-05 | -1.8783e-05
07/11 21:00:00 | 7 | 11 | 21 | 4605 | WE | 0 | 5.2217e-05 | 5.2217e-05 | 0.00043089 | 8.0518e-05 | 0 | 0.00011415 | 0 | 0 | 0.00028587 | 8.1637e-06 | 0 | 5.2217e-05 | 1.6977e-05 | 0.00015248 | 9.5023e-06 | 0.00015248 | 0.00011415 | 0.00022925 | 0.00011415 | 0 | 1.6398e-05 | 1.4769e-05 | 0.00011632 | 0.0001227 | 0.00012073 | -1.9031e-05 | 1.1182e-07 | -5.9956e-06 | -5.9956e-06 | 0.00011415 | 0.00011415 | 0.00011415 | 0.00011416 | 0.00011415 | 0.00011415 | 9.0148e-05 | 8.8189e-05 | 6.8193e-05 | 5.7976e-05 | 0.00022929 | 0.00011415 | 0.00011415 | 0.00011415 | 0.00011415 | 2.6738e-07 | 3.8487e-05 | 6.1627e-05 | 7.5027e-05 | 0.00010666 | 0.00011359 | 9.5376e-05 | 8.6927e-05 | 0.00016956 | 0.00010054 | -1.3881e-05 | -1.3881e-05
07/11 22:00:00 | 7 | 11 | 22 | 4606 | WE | 0 | 5.7825e-05 | 5.7825e-05 | -0.0004108 | 0.00015909 | 2.0697e-12 | 0.00011415 | 0 | 0 | 0.00034305 | 7.7531e-06 | 0 | 5.7825e-05 | 1.8896e-05 | 0.00014889 | 1.2075e-05 | 0.00014889 | 0.00011415 | 0.00022925 | 0.00011415 | 0 | 1.6398e-05 | 1.3975e-05 | 0.00010675 | 0.00011952 | 0.00011557 | -1.6491e-05 | 5.6074e-07 | -4.8796e-06 | -4.8796e-06 | 0.00011415 | 0.00011415 | 0.00011415 | 0.00011415 | 0.00011415 | 0.00011415 | 9.0148e-05 | 6.8383e-05 | 6.1574e-05 | 5.8095e-05 | 0.00022929 | 0.00011415 | 0.00011415 | 0.00011415 | 0.00011415 | 2.6738e-07 | 2.6995e-05 | 5.751e-05 | 7.5181e-05 | 0.00010498 | 0.00010445 | 9.2341e-05 | 8.6723e-05 | 0.00016616 | 0.00010314 | -1.5682e-05 | -1.5682e-05
07/11 23:00:00 | 7 | 11 | 23 | 4607 | WE | 0 | 4.1032e-05 | 4.1032e-05 | 0.00099609 | 7.7988e-05 | 7.9772e-13 | 0.00011415 | 0 | 0 | 0.00034849 | 9.7874e-05 | 0 | 4.1032e-05 | 2.0787e-05 | 0.00013992 | 7.8374e-06 | 0.00013992 | 0.00011415 | 0.00022925 | 0.00011415 | 0 | 1.6398e-05 | 1.3975e-05 | 0.00013032 | 0.00011799 | 0.0001218 | -2.0765e-05 | -2.2923e-08 | -6.6407e-06 | -6.6407e-06 | 0.00011415 | 0.00011415 | 0.00011415 | 0.00011415 | 0.00011415 | 0.00011415 | 9.0148e-05 | 6.7664e-05 | 6.0585e-05 | 5.6968e-05 | 0.00022929 | 0.00011415 | 0.00011415 | 0.00011415 | 0.00011415 | 2.6738e-07 | 2.2886e-05 | 5.5079e-05 | 7.3722e-05 | 0.00010279 | 0.0001037 | 9.1727e-05 | 8.6174e-05 | 0.00015886 | 0.00010271 | -1.4364e-05 | -1.4364e-05
07/11 24:00:00 | 7 | 11 | 24 | 4608 | WE | 0 | 3.0568e-05 | 3.0568e-05 | 2.7075e-06 | 7.6725e-05 | -1.3906e-12 | 0.00011415 | 0 | 0 | 0.00023959 | 0 | 0 | 3.0568e-05 | 0 | 0.00012686 | 0 | 0.00012686 | 0.00011415 | 0.00022925 | 0.00011415 | 0 | 1.6398e-05 | 1.3975e-05 | 0.000105 | 0.00011678 | 0.00011314 | -2.263e-05 | -3.8486e-06 | -9.8408e-06 | -9.8408e-06 | 0.00011415 | 0.00011415 | 0.00011415 | 0.00011415 | 0.00011415 | 0.00011415 | 9.0148e-05 | 6.7637e-05 | 6.0012e-05 | 5.6116e-05 | 0.00022929 | 0.00011415 | 0.00011415 | 0.00011415 | 0.00011415 | 2.6738e-07 | 2.2734e-05 | 5.4326e-05 | 7.262e-05 | 0.00010088 | 0.00010326 | 9.1262e-05 | 8.5696e-05 | 0.00015264 | 0.00010242 | -9.9477e-06 | -9.9477e-06
07/12 01:00:00 | 7 | 12 | 1 | 4609 | WE | 0 | 2.4152e-05 | 2.4152e-05 | -0.0009729 | 7.487e-05 | 0.00025245 | 0.00011415 | 0 | 0 | 0.00013341 | 0 | 0 | 2.4152e-05 | 0 | 9.281e-05 | 0 | 9.281e-05 | 0.00011415 | 0.00022925 | 0.00011415 | 0 | 1.6398e-05 | 1.3975e-05 | 0.00010468 | 0.0001156 | 0.00011223 | -2.4039e-05 | -1.1987e-05 | -1.5832e-05 | -1.5832e-05 | 0.00011415 | 0.00011415 | 0.00011415 | 0.00011415 | 0.00011415 | 0.00011415 | 9.0148e-05 | 6.758e-05 | 5.8756e-05 | 5.4248e-05 | 0.00022929 | 0.00011415 | 0.00011415 | 0.00011415 | 0.00011415 | 2.6738e-07 | 2.2409e-05 | 5.2676e-05 | 7.0203e-05 | 9.9584e-05 | 0.00010283 | 8.7539e-05 | 8.0446e-05 | 0.00014188 | 0.00010229 | 1.1616e-05 | 1.1616e-05
07/12 02:00:00 | 7 | 12 | 2 | 4610 | WE | 0 | 1.5243e-05 | 1.5243e-05 | 0.00097005 | 0 | 0.00023244 | 0.00011415 | 0 | 0 | 5.4452e-05 | 0 | 0 | 1.5243e-05 | 0 | 8.6205e-05 | 0 | 8.6205e-05 | 0.00011415 | 0.00022925 | 0.00011415 | 0 | 1.6398e-05 | 1.3975e-05 | 0.00010414 | 0.00011399 | 0.00011094 | -2.5591e-05 | -1.8842e-05 | -2.0995e-05 | -2.0995e-05 | 0.00011415 | 0.00011415 | 0.00011415 | 0.00011415 | 0.00011415 | 0.00011415 | 9.0148e-05 | 6.7485e-05 | 5.7794e-05 | 5.2843e-05 | 0.00022929 | 0.00011415 | 0.00011415 | 0.00011415 | 0.00011415 | 2.6738e-07 | 2.1869e-05 | 5.1326e-05 | 6.8384e-05 | 9.8423e-05 | 0.00010223 | 8.6871e-05 | 7.9747e-05 | 0.00013359 | 0.00010217 | 1.6341e-05 | 1.6341e-05
07/12 03:00:00 | 7 | 12 | 3 | 4611 | WE | 0 | 2.2812e-05 | 2.2812e-05 | -0.0009684 | 7.4064e-05 | 0.00022975 | 0.00011415 | 0 | 0 | 2.1781e-05 | 0 | 0 | 2.2812e-05 | 0 | 8.4304e-05 | 0 | 8.4304e-05 | 0.00011415 | 0.00022925 | 0.00011415 | 0 | 1.6398e-05 | 1.3975e-05 | 0.00010404 | 0.00011374 | 0.00011074 | -2.7561e-05 | -2.041e-05 | -2.2692e-05 | -2.2692e-05 | 0.00011415 | 0.00011415 | 0.00011415 | 0.00011415 | 0.00011415 | 0.00011415 | 9.0148e-05 | 6.7544e-05 | 5.8391e-05 | 5.3714e-05 | 0.00022929 | 0.00011415 | 0.00011415 | 0.00011415 | 0.00011415 | 2.6738e-07 | 2.2203e-05 | 5.2163e-05 | 6.9512e-05 | 9.8276e-05 | 0.00010216 | 8.7012e-05 | 7.9985e-05 | 0.00013419 | 0.00010211 | 1.3154e-05 | 1.3154e-05
07/12 04:00:00 | 7 | 12 | 4 | 4612 | WE | 0 | 1.4683e-05 | 1.4683e-05 | 0.00096921 | 0 | 0.00022651 | 0.00011415 | 0 | 0 | 2.1781e-05 | 0 | 0 | 1.4683e-05 | 0 | 8.2413e-05 | 0 | 8.2413e-05 | 0.00011415 | 0.00022925 | 0.00011415 | 0 | 1.6398e-05 | 1.3975e-05 | 0.000116 | 0.00011339 | 0.0001142 | -2.788e-05 | -2.1134e-05 | -2.3287e-05 | -2.3287e-05 | 0.00011415 | 0.00011415 | 0.00011415 | 0.00011415 | 0.00011415 | 0.00011415 | 9.0148e-05 | 6.9679e-05 | 5.9002e-05 | 5.3546e-05 | 0.00022929 | 0.00011415 | 0.00011415 | 0.00011415 | 0.00011415 | 2.6738e-07 | 2.4849e-05 | 5.2995e-05 | 6.9294e-05 | 9.802e-05 | 0.00010268 | 8.7146e-05 | 7.9939e-05 | 0.00013191 | 0.00010202 | 1.3127e-05 | 1.3127e-05
07/12 05:00:00 | 7 | 12 | 5 | 4613 | WE | 0 | 2.4074e-05 | 2.4074e-05 | 5.3084e-07 | 7.4674e-05 | 0.00021796 | 0.00011415 | 0 | 0 | 6.5342e-05 | 0 | -0.0022591 | 2.4074e-05 | 0 | 8.158e-05 | 0 | 8.158e-05 | 0.00011415 | 0.00011463 | 0.00011415 | 1.089e-06 | 1.6398e-05 | 1.3975e-05 | 0.00011446 | 0.00011567 | 0.00011529 | -3.2003e-05 | -2.3375e-05 | -2.6128e-05 | -2.6128e-05 | 0.00011415 | 0.00011415 | 0.00011415 | 0.00011415 | 0.00011415 | 0.00011415 | 9.0148e-05 | 8.3994e-05 | 6.7617e-05 | 5.9249e-05 | 0.000151 | 0.00011415 | 0.00011415 | 0.00011415 | 0.00011415 | 5.1545e-06 | 3.6512e-05 | 6.2043e-05 | 7.6828e-05 | 9.5072e-05 | 0.000104 | 8.5103e-05 | 7.6338e-05 | 0.00012759 | 0.00010193 | 1.6588e-05 | 1.6588e-05
07/12 06:00:00 | 7 | 12 | 6 | 4614 | WE | 5.4987e-05 | 2.7861e-05 | 2.7861e-05 | 1.5533e-06 | 7.6796e-05 | -1.5577e-12 | 0.00011415 | 0.00026059 | 0.00026059 | 0.00013613 | 0 | -0.0027141 | 2.7861e-05 | 0 | 8.8117e-05 | 0 | 8.8117e-05 | 0.00011415 | 0 | 0.00011415 | 6.6881e-06 | 1.6398e-05 | 1.4769e-05 | 0.00011505 | 0.00012174 | 0.00011967 | -4.9448e-05 | -1.542e-06 | -1.6827e-05 | -1.6827e-05 | 0.00011415 | 0.00011415 | 0.00011415 | 0.00011415 | 0.00011415 | 0.00011415 | 9.0148e-05 | 0.00011289 | 8.0755e-05 | 6.4334e-05 | 0 | 0.00011415 | 0.00011415 | 0.00011415 | 0.00011415 | 3.8769e-05 | 6.4934e-05 | 7.7368e-05 | 8.4569e-05 | 9.1227e-05 | 0.00011057 | 8.1082e-05 | 6.7406e-05 | 0.00012509 | 0.000102 | 1.3643e-05 | 1.3643e-05
07/12 07:00:00 | 7 | 12 | 7 | 4615 | WE | 0.00014777 | 3.9706e-05 | 3.9706e-05 | -0.0010028 | 0.00016237 | 7.5442e-14 | 0.00011415 | 0.00063868 | 0.00063868 | 0.00015247 | 9.8822e-06 | -0.0016431 | 3.9706e-05 | -0.00018319 | 0.00010137 | 2.7786e-06 | 0.00010137 | 0.00011415 | 0 | 0.00011415 | 1.4636e-05 | 1.6398e-05 | 1.4769e-05 | 0.00011162 | 0.00014085 | 0.00013182 | -5.5694e-05 | 1.8129e-06 | -1.6535e-05 | -1.6535e-05 | 0.00011415 | 0.00011415 | 0.00011415 | 0.00011415 | 0.00011415 | 0.00011415 | 9.0148e-05 | 0.00012753 | 8.9571e-05 | 7.0176e-05 | 0 | 0.00011415 | 0.00011415 | 0.00011415 | 0.00011415 | 8.4983e-05 | 0.00010844 | 9.9277e-05 | 9.3973e-05 | 9.2054e-05 | 0.00012172 | 8.5709e-05 | 6.9005e-05 | 0.00013046 | 0.00010226 | 1.4027e-05 | 1.4027e-05
07/12 08:00:00 | 7 | 12 | 8 | 4616 | WE | 0.00023528 | 3.9421e-05 | 3.9421e-05 | 0.00072911 | 0.00016618 | 4.7973e-13 | 0.00011415 | 0.00089074 | 0.00089074 | 0.00013613 | 0 | -0.00099909 | 3.9421e-05 | -0.00010871 | 0.000114 | 0 | 0.000114 | 0.00011415 | 0 | 0.00011415 | 2.2861e-05 | 1.6398e-05 | 1.4769e-05 | 0.00011256 | 0.00014294 | 0.00013355 | -6.1257e-05 | 2.5263e-07 | -1.9373e-05 | -1.9373e-05 | 0.00011415 | 0.00011415 | 0.00011415 | 0.00011416 | 0.00011415 | 0.00011415 | 9.0148e-05 | 0.00014105 | 9.65e-05 | 7.3736e-05 | 0 | 0.00011415 | 0.00011415 | 0.00011415 | 0.00011415 | 0.00013183 | 0.00016499 | 0.00012419 | 0.00010057 | 9.351e-05 | 0.00012691 | 8.8032e-05 | 6.9998e-05 | 0.00013447 | 0.00010742 | 1.7532e-05 | 1.7532e-05
07/12 09:00:00 | 7 | 12 | 9 | 4617 | WE | 0.00031479 | 4.4429e-05 | 4.4429e-05 | 0.0013336 | 0.00013582 | 1.5523e-12 | 0.00011415 | 0.00044872 | 0.00044872 | 5.9897e-05 | -9.0504e-06 | -0.00064277 | 4.4429e-05 | -3.5894e-05 | 0.00011567 | 1.5341e-05 | 0.00011567 | 0.00011415 | 0 | 0.00011415 | 2.6174e-05 | 1.6398e-05 | 1.4769e-05 | 0.00011388 | 0.00014302 | 0.00013402 | -6.1569e-05 | -3.8737e-08 | -1.967e-05 | -1.967e-05 | 0.00011415 | 0.00011415 | 0.00011415 | 0.00011416 | 0.00011415 | 0.00011415 | 9.0148e-05 | 0.00014285 | 9.7577e-05 | 7.4447e-05 | 0 | 0.00011415 | 0.00011415 | 0.00011415 | 0.00011415 | 0.00017756 | 0.00018841 | 0.00013439 | 0.00010311 | 9.4445e-05 | 0.0001274 | 8.8399e-05 | 7.0308e-05 | 0.00013473 | 0.00010436 | 1.4016e-05 | 1.4016e-05
07/12 10:00:00 | 7 | 12 | 10 | 4618 | WE | 0.00039112 | 6.2543e-05 | 6.2543e-05 | 1.0686e-05 | 0.00011351 | 0.00021486 | 0.00011415 | 0.00030594 | 0.00030594 | 4.0839e-05 | -2.0183e-05 | -0.00039662 | 6.2543e-05 | 6.1987e-05 | 0.00011778 | 4.5047e-05 | 0.00011778 | 0.00011415 | 0 | 0.00011415 | 2.6174e-05 | 1.6398e-05 | 1.4769e-05 | 0.00011418 | 0.00014424 | 0.00013495 | -5.8843e-05 | -5.6814e-08 | -1.8813e-05 | -1.8813e-05 | 0.00011415 | 0.00011415 | 0.00011415 | 0.00011416 | 0.00011415 | 0.00011415 | 9.0148e-05 | 0.0001438 | 9.7766e-05 | 7.4243e-05 | 0 | 0.00011415 | 0.00011415 | 0.00011415 | 0.00011415 | 0.00021443 | 0.00019175 | 0.00013634 | 0.00010425 | 9.5911e-05 | 0.00012855 | 8.8766e-05 | 7.0312e-05 | 0.00013669 | 0.00010476 | 1.714e-05 | 1.714e-05
07/12 11:00:00 | 7 | 12 | 11 | 4619 | WE | 0.00044955 | 4.0376e-05 | 4.0376e-05 | -0.0010031 | 0.00016303 | 0.00021991 | 0.00011415 | 0 | 0 | 4.0839e-05 | 6.5418e-05 | -0.00017704 | 4.0376e-05 | 1.3894e-05 | 0.00012151 | 5.2384e-06 | 0.00012151 | 0.00011415 | 0 | 0.00011415 | 2.6174e-05 | 1.6398e-05 | 1.4769e-05 | 0.00013913 | 0.00014643 | 0.00014417 | -5.7711e-05 | 6.4379e-08 | -1.8369e-05 | -1.8369e-05 | 0.00011415 | 0.00011415 | 0.00011415 | 0.00011416 | 0.00011415 | 0.00011415 | 9.0148e-05 | 0.00014429 | 9.6799e-05 | 7.2535e-05 | 0 | 0.00011415 | 0.00011415 | 0.00011415 | 0.00011415 | 0.00023556 | 0.00019375 | 0.0001362 | 0.00010287 | 9.945e-05 | 0.00012946 | 8.8771e-05 | 6.99e-05 | 0.00014939 | 0.0001039 | 1.3894e-05 | 1.3894e-05
07/12 12:00:00 | 7 | 12 | 12 | 4620 | WE | 0.00048559 | 4.1875e-05 | 4.1875e-05 | 0.00096846 | 0.00016046 | 0.00021998 | 0.00011415 | 0 | 0 | 4.0839e-05 | 9.6786e-05 | -1.4433e-05 | 4.1875e-05 | 2.0556e-05 | 0.00012155 | 7.7503e-06 | 0.00012155 | 0.00011415 | 0 | 0.00011415 | 2.6174e-05 | 1.6398e-05 | 1.4769e-05 | 0.00011457 | 0.00014667 | 0.00013675 | -4.9318e-05 | 3.4446e-07 | -1.5501e-05 | -1.5501e-05 | 0.00011415 | 0.00011415 | 0.00011415 | 0.00011415 | 0.00011415 | 0.00011415 | 9.0148e-05 | 0.00014175 | 9.4766e-05 | 7.0757e-05 | 0 | 0.00011415 | 0.00011415 | 0.00011415 | 0.00011415 | 0.00024709 | 0.00019045 | 0.00013376 | 0.00010094 | 9.9459e-05 | 0.00012909 | 8.8354e-05 | 6.946e-05 | 0.00014862 | 0.00010332 | 1.383e-05 | 1.383e-05
07/12 13:00:00 | 7 | 12 | 13 | 4621 | WE | 0.0004848 | 2.7988e-05 | 2.7988e-05 | -0.00095051 | 7.9295e-05 | 0.00021627 | 0.00011415 | 0 | 0 | 4.0839e-05 | 1.352e-05 | 0.00011338 | 2.7988e-05 | 2.8714e-06 | 0.00011748 | 1.0826e-06 | 0.00011748 | 0.00011415 | 0 | 0.00011415 | 2.6174e-05 | 1.6398e-05 | 1.4769e-05 | 0.00011644 | 0.00015109 | 0.00014038 | -5.1896e-05 | -6.4228e-08 | -1.6602e-05 | -1.6602e-05 | 0.00011415 | 0.00011415 | 0.00011415 | 0.00011415 | 0.00011415 | 0.00011415 | 9.0148e-05 | 0.00013915 | 9.3405e-05 | 7.0029e-05 | 0 | 0.00011415 | 0.00011415 | 0.00011415 | 0.00011415 | 0.00024935 | 0.00018646 | 0.0001317 | 9.9996e-05 | 9.9359e-05 | 0.00012986 | 8.8485e-05 | 6.9295e-05 | 0.00014874 | 0.00010332 | 1.6942e-05 | 1.6942e-05
07/12 14:00:00 | 7 | 12 | 14 | 4622 | WE | 0.00045588 | 2.6987e-05 | 2.6987e-05 | 0.0010008 | 7.8656e-05 | 0.00022375 | 0.00011415 | 0 | 0 | 4.0839e-05 | 0 | 0.00022424 | 2.6987e-05 | 0 | 0.00011631 | 0 | 0.00011631 | 0.00011415 | 0 | 0.00011415 | 2.6174e-05 | 1.6398e-05 | 1.4769e-05 | 0.00011788 | 0.00015112 | 0.00014085 | -4.7901e-05 | -4.4471e-07 | -1.5586e-05 | -1.5586e-05 | 0.00011415 | 0.00011415 | 0.00011415 | 0.00011415 | 0.00011415 | 0.00011415 | 9.0148e-05 | 0.00013361 | 9.3133e-05 | 7.2451e-05 | 0 | 0.00011415 | 0.00011415 | 0.00011415 | 0.00011415 | 0.00024337 | 0.00017881 | 0.00013086 | 0.00010309 | 0.00010155 | 0.0001282 | 8.8453e-05 | 7.0018e-05 | 0.00016058 | 0.00010332 | 1.3832e-05 | 1.3832e-05
07/12 15:00:00 | 7 | 12 | 15 | 4623 | WE | 0.00039709 | 3.4734e-05 | 3.4734e-05 | 4.0057e-06 | 0.00015393 | 0.00023635 | 0.00011415 | 0 | 0 | 4.0839e-05 | 0 | 0.0001444 | 3.4734e-05 | 0 | 0.00011474 | 0 | 0.00011474 | 0.00011415 | 0 | 0.00011415 | 2.6174e-05 | 1.6398e-05 | 1.4769e-05 | 0.00011791 | 0.00014843 | 0.000139 | -4.6485e-05 | -1.5088e-06 | -1.5859e-05 | -1.5859e-05 | 0.00011415 | 0.00011415 | 0.00011415 | 0.00011415 | 0.00011415 | 0.00011415 | 9.0148e-05 | 0.00013256 | 9.1594e-05 | 7.0664e-05 | 0 | 0.00011415 | 0.00011415 | 0.00011415 | 0.00011415 | 0.00022667 | 0.00017447 | 0.00012715 | 9.9756e-05 | 0.00010267 | 0.00012693 | 8.7737e-05 | 6.9557e-05 | 0.00016341 | 0.00010332 | 1.6991e-05 | 1.6991e-05
07/12 16:00:00 | 7 | 12 | 16 | 4624 | WE | 0.00032222 | 2.8179e-05 | 2.8179e-05 | 3.6652e-06 | 8.02e-05 | 0.00024949 | 0.00011415 | 0 | 0 | 4.0839e-05 | 0 | 0.00027064 | 2.8179e-05 | 0 | 0.00011582 | 0 | 0.00011582 | 0.00011415 | 0 | 0.00011415 | 2.6174e-05 | 1.6398e-05 | 1.4769e-05 | 0.00011263 | 0.00014676 | 0.00013621 | -4.2818e-05 | -1.9005e-06 | -1.4955e-05 | -1.4955e-05 | 0.00011415 | 0.00011415 | 0.00011415 | 0.00011415 | 0.00011415 | 0.00011415 | 9.0148e-05 | 0.00012705 | 8.7621e-05 | 6.7472e-05 | 0 | 0.00011415 | 0.00011415 | 0.00011415 | 0.00011415 | 0.00019344 | 0.00016507 | 0.00012013 | 9.4109e-05 | 0.00010152 | 0.00012469 | 8.6436e-05 | 6.8696e-05 | 0.0001511 | 0.00010332 | 1.3708e-05 | 1.3708e-05
07/12 17:00:00 | 7 | 12 | 17 | 4625 | WE | 0.00023842 | 3.5193e-05 | 3.5193e-05 | 8.6591e-06 | 7.8596e-05 | -2.0051e-12 | 0.00011415 | 0.0010935 | 0.0010935 | 4.0839e-05 | -3.0086e-05 | 0 | 3.5193e-05 | -2.6808e-05 | 0.00012479 | 4.0791e-06 | 0.00012479 | 0.00011415 | 0 | 0.00011415 | 2.5059e-05 | 1.6398e-05 | 1.4769e-05 | 0.00011285 | 0.0001438 | 0.00013423 | -3.5563e-05 | 8.4696e-07 | -1.077e-05 | -1.077e-05 | 0.00011415 | 0.00011415 | 0.00011415 | 0.00011415 | 0.00011415 | 0.00011415 | 9.0148e-05 | 0.0001149 | 8.0897e-05 | 6.3525e-05 | 0 | 0.00011415 | 0.00011415 | 0.00011415 | 0.00011415 | 0.00015344 | 0.00014415 | 0.00010815 | 8.7301e-05 | 0.00010029 | 0.00011966 | 8.411e-05 | 6.7622e-05 | 0.00013584 | 0.00010332 | 1.3503e-05 | 1.3503e-05
07/12 18:00:00 | 7 | 12 | 18 | 4626 | WE | 0.00015417 | 4.2023e-05 | 4.2023e-05 | 4.9287e-06 | 0.00012554 | -7.5459e-13 | 0.00011415 | 0.001084 | 0.001084 | 7.0788e-05 | 8.0481e-06 | 0 | 4.2023e-05 | -1.8431e-05 | 0.00013881 | 6.4446e-07 | 0.00013881 | 0.00011415 | 0 | 0.00011415 | 1.7834e-05 | 1.6398e-05 | 1.4769e-05 | 0.00011308 | 0.00013983 | 0.00013157 | -2.6037e-05 | -3.8831e-07 | -8.5718e-06 | -8.5718e-06 | 0.00011415 | 0.00011415 | 0.00011415 | 0.00011415 | 0.00011415 | 0.00011415 | 9.0148e-05 | 0.00010937 | 7.7361e-05 | 6.1008e-05 | 0 | 0.00011415 | 0.00011415 | 0.00011415 | 0.00011415 | 0.00010709 | 0.00010833 | 9.1929e-05 | 8.2432e-05 | 0.00010126 | 0.00011628 | 8.2602e-05 | 6.6982e-05 | 0.00012973 | 0.00010332 | 1.6616e-05 | 1.6616e-05
07/12 19:00:00 | 7 | 12 | 19 | 4627 | WE | 6.688e-05 | 6.5283e-05 | 6.5283e-05 | 1.219e-05 | 0.00011521 | -3.8268e-13 | 0.00011415 | 0.00079656 | 0.00079656 | 0.00015247 | -2.8254e-06 | 0 | 6.5283e-05 | 6.3973e-05 | 0.00014748 | 2.7189e-05 | 0.00014748 | 0.00011415 | 0 | 0.00011415 | 9.7353e-06 | 1.6398e-05 | 1.4769e-05 | 0.00012534 | 0.00013679 | 0.00013325 | -3.0642e-05 | 8.0947e-08 | -9.7213e-06 | -9.7213e-06 | 0.00011415 | 0.00011415 | 0.00011415 | 0.00011415 | 0.00011415 | 0.00011415 | 9.0148e-05 | 0.00010234 | 7.4933e-05 | 6.0927e-05 | 0 | 0.00011415 | 0.00011415 | 0.00011415 | 0.00011415 | 6.0121e-05 | 7.1976e-05 | 7.7557e-05 | 8.0788e-05 | 9.9208e-05 | 0.00011269 | 8.1481e-05 | 6.7004e-05 | 0.000127 | 0.00010332 | 1.343e-05 | 1.343e-05
07/12 20:00:00 | 7 | 12 | 20 | 4628 | WE | 0 | 6.8381e-05 | 6.8381e-05 | 0.0010183 | 0.00016239 | -2.8567e-13 | 0.00011415 | 0.00014174 | 0.00014174 | 0.00021236 | 3.403e-06 | 0 | 6.8381e-05 | 4.1248e-05 | 0.0001514 | 2.0671e-05 | 0.0001514 | 0.00011415 | 5.7313e-05 | 0.00011415 | 1.4436e-06 | 1.6398e-05 | 1.4769e-05 | 0.00012258 | 0.0001326 | 0.0001295 | -3.7435e-05 | 5.5166e-08 | -1.1906e-05 | -1.1906e-05 | 0.00011415 | 0.00011415 | 0.00011415 | 0.00011415 | 0.00011415 | 0.00011415 | 9.0148e-05 | 9.0714e-05 | 6.9066e-05 | 5.8004e-05 | 3.9149e-05 | 0.00011415 | 0.00011415 | 0.00011415 | 0.00011415 | 1.0287e-05 | 4.0191e-05 | 6.2471e-05 | 7.5373e-05 | 9.762e-05 | 0.00010961 | 8.1692e-05 | 6.8744e-05 | 0.00012406 | 0.00010332 | 1.2842e-05 | 1.2842e-05
07/12 21:00:00 | 7 | 12 | 21 | 4629 | WE | 0 | 6.1755e-05 | 6.1755e-05 | -0.0009972 | 8.0506e-05 | 0 | 0.00011415 | 0 | 0 | 0.00028587 | 3.9174e-06 | 0 | 6.1755e-05 | 3.8438e-05 | 0.00015248 | 2.3082e-05 | 0.00015248 | 0.00011415 | 0.00022925 | 0.00011415 | 0 | 1.6398e-05 | 1.4769e-05 | 0.00011391 | 0.0001111 | 0.00011197 | -2.9455e-05 | 1.3952e-07 | -9.3026e-06 | -9.3026e-06 | 0.00011415 | 0.00011415 | 0.00011415 | 0.00011415 | 0.00011415 | 0.00011415 | 9.0148e-05 | 7.192e-05 | 6.0961e-05 | 5.5362e-05 | 0.00022929 | 0.00011415 | 0.00011415 | 0.00011415 | 0.00011415 | 2.6738e-07 | 2.9495e-05 | 5.6187e-05 | 7.1643e-05 | 9.9376e-05 | 0.00010255 | 8.7693e-05 | 8.0802e-05 | 0.00012194 | 0.00010288 | 1.6138e-05 | 1.6138e-05
07/12 22:00:00 | 7 | 12 | 22 | 4630 | WE | 0 | 6.8024e-05 | 6.8024e-05 | 0.0010072 | 0.0001591 | 2.0697e-12 | 0.00011415 | 0 | 0 | 0.00034305 | 4.0701e-06 | 0 | 6.8024e-05 | 3.9048e-05 | 0.00014889 | 2.6592e-05 | 0.00014889 | 0.00011415 | 0.00022925 | 0.00011415 | 0 | 1.6398e-05 | 1.3975e-05 | 0.00010374 | 0.00011046 | 0.00010839 | -3.1385e-05 | -1.1002e-05 | -1.7505e-05 | -1.7505e-05 | 0.00011415 | 0.00011415 | 0.00011415 | 0.00011415 | 0.00011415 | 0.00011415 | 9.0148e-05 | 6.8193e-05 | 5.8822e-05 | 5.4034e-05 | 0.00022929 | 0.00011415 | 0.00011415 | 0.00011415 | 0.00011415 | 2.6738e-07 | 2.591e-05 | 5.3784e-05 | 6.9926e-05 | 9.7687e-05 | 0.0001012 | 8.6983e-05 | 8.0387e-05 | 0.00012123 | 0.0001024 | 1.2639e-05 | 1.2639e-05
07/12 23:00:00 | 7 | 12 | 23 | 4631 | WE | 0 | 4.926e-05 | 4.926e-05 | 3.1239e-06 | 7.7976e-05 | 7.9772e-13 | 0.00011415 | 0 | 0 | 0.00034849 | 0.00024417 | 0 | 4.926e-05 | 5.1858e-05 | 0.00013992 | 1.9552e-05 | 0.00013992 | 0.00011415 | 0.00022925 | 0.00011415 | 0 | 1.6398e-05 | 1.3975e-05 | 0.00012799 | 0.00010984 | 0.00011545 | -3.6891e-05 | -1.8503e-05 | -2.437e-05 | -2.437e-05 | 0.00011415 | 0.00011415 | 0.00011415 | 0.00011415 | 0.00011415 | 0.00011415 | 9.0148e-05 | 6.8114e-05 | 5.8122e-05 | 5.3017e-05 | 0.00022929 | 0.00011415 | 0.00011415 | 0.00011415 | 0.00011415 | 2.6738e-07 | 2.5458e-05 | 5.2785e-05 | 6.8609e-05 | 9.704e-05 | 0.00010096 | 8.669e-05 | 8.0071e-05 | 0.00011991 | 0.00010208 | 1.5579e-05 | 1.5579e-05
07/12 24:00:00 | 7 | 12 | 24 | 4632 | WE | 0 | 3.1779e-05 | 3.1779e-05 | 2.1799e-06 | 7.6743e-05 | -1.3906e-12 | 0.00011415 | 0 | 0 | 0.00023959 | 2.148e-05 | 0 | 3.1779e-05 | 4.562e-06 | 0.00012686 | 1.72e-06 | 0.00012686 | 0.00011415 | 0.00022925 | 0.00011415 | 0 | 1.6398e-05 | 1.3975e-05 | 0.00010181 | 0.00010869 | 0.00010656 | -3.8715e-05 | -2.4932e-05 | -2.933e-05 | -2.933e-05 | 0.00011415 | 0.00011415 | 0.00011415 | 0.00011415 | 0.00011415 | 0.00011415 | 9.0148e-05 | 6.7729e-05 | 5.9644e-05 | 5.5513e-05 | 0.00022929 | 0.00011415 | 0.00011415 | 0.00011415 | 0.00011415 | 2.6738e-07 | 2.3262e-05 | 5.4025e-05 | 7.184e-05 | 9.5048e-05 | 0.00010044 | 8.6979e-05 | 8.0738e-05 | 0.00011829 | 0.00010169 | 1.2236e-05 | 1.2236e-05
07/13 01:00:00 | 7 | 13 | 1 | 4633 | WD | 0 | 2.4009e-05 | 2.4009e-05 | 7.8173e-07 | 7.4788e-05 | 0.00025245 | 0.00011415 | 0 | 0 | 0.00013341 | 0 | 0 | 2.4009e-05 | 0 | 9.19e-05 | 0 | 9.19e-05 | 0.00011415 | 0.00022925 | 0.00011415 | 0 | 6.5591e-05 | 0.0001118 | 9.7958e-05 | 0.00010822 | 0.00010505 | 3.2479e-07 | -2.9903e-05 | -2.0258e-05 | -2.0258e-05 | 0.00011415 | 0.00011415 | 0.00011415 | 0.00011415 | 0.00011415 | 0.00011415 | 3.6079e-05 | 6.7924e-05 | 5.8637e-05 | 5.3892e-05 | 0.00022929 | 0.00011415 | 0.00011415 | 0.00011415 | 0.00011415 | 1.6195e-07 | 2.437e-05 | 5.3103e-05 | 6.9742e-05 | 6.9377e-05 | 0.00010041 | 9.1918e-05 | 8.7979e-05 | 0.00011928 | 0.00010139 | -2.873e-05 | -2.873e-05
07/13 02:00:00 | 7 | 13 | 2 | 4634 | WD | 0 | 1.5162e-05 | 1.5162e-05 | 3.9535e-07 | 0 | 0.00023244 | 0.00011415 | 0 | 0 | 5.4452e-05 | 0 | 0 | 1.5162e-05 | 0 | 8.5656e-05 | 0 | 8.5656e-05 | 0.00011415 | 0.00022925 | 0.00011415 | 0 | 6.5591e-05 | 0.0001118 | 9.85e-05 | 0.00010809 | 0.00010513 | 1.3655e-05 | -3.152e-05 | -1.7107e-05 | -1.7107e-05 | 0.00011415 | 0.00011415 | 0.00011415 | 0.00011415 | 0.00011415 | 0.00011415 | 3.6084e-05 | 6.819e-05 | 6.0618e-05 | 5.6748e-05 | 0.00022929 | 0.00011415 | 0.00011415 | 0.00011415 | 0.00011415 | 1.7352e-07 | 2.5894e-05 | 5.6002e-05 | 7.3438e-05 | 6.7838e-05 | 0.00010045 | 9.092e-05 | 8.6502e-05 | 0.00011722 | 0.00010121 | -1.3879e-05 | -1.3879e-05
07/13 03:00:00 | 7 | 13 | 3 | 4635 | WD | 0 | 2.2762e-05 | 2.2762e-05 | 0 | 7.4088e-05 | 0.00022975 | 0.00011415 | 0 | 0 | 2.1781e-05 | 0 | 0 | 2.2762e-05 | 0 | 8.3946e-05 | 0 | 8.3946e-05 | 0.00011415 | 0.00022925 | 0.00011415 | 0 | 6.5591e-05 | 0.0001118 | 9.945e-05 | 0.00010804 | 0.00010538 | 1.5721e-05 | -3.1873e-05 | -1.6688e-05 | -1.6688e-05 | 0.00011415 | 0.00011415 | 0.00011415 | 0.00011415 | 0.00011415 | 0.00011415 | 4.5102e-05 | 6.8975e-05 | 6.1912e-05 | 5.8304e-05 | 0.00022929 | 0.00011415 | 0.00011415 | 0.00011415 | 0.00011415 | 2.089e-07 | 3.0373e-05 | 5.892e-05 | 7.5451e-05 | 7.3131e-05 | 0.00010066 | 9.1031e-05 | 8.6565e-05 | 0.00011678 | 0.00010112 | -1.5359e-05 | -1.5359e-05
07/13 04:00:00 | 7 | 13 | 4 | 4636 | WD | 0 | 1.4654e-05 | 1.4654e-05 | 2.6935e-07 | 0 | 0.00022651 | 0.00011415 | 0 | 0 | 2.1781e-05 | 0 | -0.0025191 | 1.4654e-05 | 0 | 8.2211e-05 | 0 | 8.2211e-05 | 0.00011415 | 0.00022925 | 0.00011415 | 0 | 6.5591e-05 | 0.0001118 | 0.00011243 | 0.00010817 | 0.00010949 | 1.7129e-05 | -3.142e-05 | -1.593e-05 | -1.593e-05 | 0.00011415 | 0.00011415 | 0.00011415 | 0.00011415 | 0.00011415 | 0.00011415 | 5.4138e-05 | 7.0282e-05 | 7.6832e-05 | 8.0178e-05 | 0.00022929 | 0.00011415 | 0.00011415 | 0.00011415 | 0.00011415 | 2.9412e-07 | 3.7834e-05 | 7.9583e-05 | 0.00010376 | 7.8669e-05 | 0.0001011 | 9.5959e-05 | 9.3573e-05 | 0.00011751 | 0.00010111 | -1.3461e-05 | -1.3461e-05
07/13 05:00:00 | 7 | 13 | 5 | 4637 | WD | 0 | 2.7367e-05 | 2.7367e-05 | 0 | 7.4625e-05 | 0.00021796 | 0.00011415 | 0 | 0 | 6.5342e-05 | 5.9621e-05 | -0.0022076 | 2.7367e-05 | 6.5613e-06 | 8.1198e-05 | 4.7743e-06 | 8.1198e-05 | 0.00011415 | 0.00011463 | 0.00011415 | 4.3455e-06 | 6.5591e-05 | 0.0001118 | 0.00011533 | 0.00011225 | 0.0001132 | 1.8378e-05 | -3.1395e-05 | -1.5514e-05 | -1.5514e-05 | 0.00011415 | 0.00011415 | 0.00011415 | 0.00011415 | 0.00011415 | 0.00011415 | 9.0278e-05 | 9.2885e-05 | 0.00010216 | 0.0001069 | 0.000151 | 0.00011415 | 0.00011415 | 0.00011415 | 0.00011415 | 5.5012e-06 | 6.4562e-05 | 0.00011146 | 0.00013862 | 9.548e-05 | 0.00010555 | 9.9445e-05 | 9.6612e-05 | 0.00011748 | 0.00010124 | -1.8409e-05 | -1.8409e-05
07/13 06:00:00 | 7 | 13 | 6 | 4638 | WD | 5.406e-05 | 3.18e-05 | 3.18e-05 | 1.4171e-06 | 7.6563e-05 | -1.5577e-12 | 0.00011415 | 0.00025804 | 0.00025804 | 0.00013613 | 7.2043e-05 | -0.0015463 | 3.18e-05 | 8.308e-06 | 8.7512e-05 | 5.769e-06 | 8.7512e-05 | 0.00011415 | 0 | 0.00011415 | 2.6491e-05 | 6.5591e-05 | 0.0001126 | 0.00012073 | 0.00011877 | 0.00011937 | 3.0735e-06 | -6.1277e-07 | 5.6336e-07 | 5.6336e-07 | 0.00011415 | 0.00011415 | 0.00011415 | 0.00011416 | 0.00011415 | 0.00011415 | 0.00012651 | 0.00012315 | 0.00013009 | 0.00013363 | 0 | 0.00011415 | 0.00011415 | 0.00011415 | 0.00011415 | 5.4731e-05 | 0.00010556 | 0.00014994 | 0.00017564 | 0.00011139 | 0.00011454 | 0.00010077 | 9.438e-05 | 0.00011734 | 0.00011132 | 6.1586e-05 | 6.1586e-05
07/13 07:00:00 | 7 | 13 | 7 | 4639 | WD | 0.00014323 | 4.2962e-05 | 4.2962e-05 | 6.0375e-06 | 9.9618e-05 | 7.5464e-14 | 0.00011415 | 0.00062412 | 0.00062412 | 0.00015247 | -6.3122e-05 | -0.00039937 | 4.2962e-05 | -0.00018553 | 9.9871e-05 | 1.7197e-05 | 9.9871e-05 | 0.00011415 | 0 | 0.00011415 | 5.7208e-05 | 6.5591e-05 | 0.0001126 | 0.00012028 | 0.00013813 | 0.00013261 | -2.2915e-06 | 4.1474e-06 | 2.093e-06 | 2.093e-06 | 0.00011415 | 0.00011415 | 0.00011415 | 0.00011416 | 0.00011415 | 0.00011415 | 0.00014472 | 0.00014024 | 0.00018893 | 0.00021381 | 0 | 0.00011415 | 0.00011415 | 0.00011415 | 0.00011415 | 0.00013447 | 0.00016257 | 0.00015391 | 0.0001489 | 0.00012439 | 0.00012679 | 0.00012447 | 0.00012339 | 0.00012948 | 0.0001074 | 4.9032e-05 | 4.9032e-05
07/13 08:00:00 | 7 | 13 | 8 | 4640 | WD | 0.0002288 | 3.8727e-05 | 3.8727e-05 | 7.6247e-06 | 0.00014453 | 4.7973e-13 | 0.00011415 | 0.00087858 | 0.00087858 | 0.00013613 | -2.9766e-05 | 0.00012671 | 3.8727e-05 | -0.0001032 | 0.00011103 | 2.9032e-06 | 0.00011103 | 0.00011415 | 0 | 0.00011415 | 0.00022549 | 0.00016398 | 0.0001685 | 0.00012531 | 0.00014361 | 0.00013795 | -3.0147e-06 | 1.4488e-06 | 2.4686e-08 | 2.4686e-08 | 0.00011415 | 0.00011415 | 0.00011415 | 0.00011416 | 0.00011415 | 0.00011415 | 0.00016278 | 0.00015337 | 0.00019337 | 0.00021381 | 0 | 0.00011415 | 0.00011415 | 0.00011415 | 0.00011415 | 0.00023586 | 0.00022111 | 0.00017911 | 0.00015479 | 0.00014314 | 0.00013315 | 0.00015657 | 0.00016743 | 0.00015519 | 0.00010395 | 2.4451e-05 | 2.4451e-05
07/13 09:00:00 | 7 | 13 | 9 | 4641 | WD | 0.00030835 | 4.5216e-05 | 4.5216e-05 | 0.0010214 | 0.0001645 | 1.5523e-12 | 0.00011415 | 0.00044872 | 0.00044872 | 5.9897e-05 | -3.1418e-05 | 0.00037794 | 4.5216e-05 | -2.8207e-05 | 0.00011108 | 1.3099e-05 | 0.00011108 | 0.00011415 | 0 | 0.00011415 | 0.00047113 | 0.00029516 | 0.0002244 | 0.00013066 | 0.00014839 | 0.00014291 | -2.4724e-06 | 8.8806e-07 | -1.8412e-07 | -1.8412e-07 | 0.00011415 | 0.00011415 | 0.00011415 | 0.00011416 | 0.00011415 | 0.00011415 | 0.0001808 | 0.00015456 | 0.00019377 | 0.00021381 | 0 | 0.00011415 | 0.00011415 | 0.00011415 | 0.00011415 | 0.00035684 | 0.00024645 | 0.00019182 | 0.00016018 | 0.00015844 | 0.00013562 | 0.00016471 | 0.0001782 | 0.00016232 | 0.00010219 | 1.9346e-05 | 1.9346e-05
07/13 10:00:00 | 7 | 13 | 10 | 4642 | WD | 0.00037841 | 5.959e-05 | 5.959e-05 | 9.0424e-06 | 0.00016305 | 0.00021486 | 0.00011415 | 0.00030594 | 0.00030594 | 4.0839e-05 | -3.4613e-05 | 0.00024668 | 5.959e-05 | 6.0781e-05 | 0.00011156 | 3.4675e-05 | 0.00011156 | 0.00011415 | 0 | 0.00011415 | 0.00047113 | 0.00029516 | 0.0002244 | 0.00013369 | 0.00015248 | 0.00014667 | -2.7812e-06 | -1.9385e-06 | -2.2073e-06 | -2.2073e-06 | 0.00011415 | 0.00011415 | 0.00011415 | 0.00011415 | 0.00011415 | 0.00011415 | 0.0001808 | 0.00015413 | 0.00019363 | 0.00021381 | 0 | 0.00011415 | 0.00011415 | 0.00011415 | 0.00011415 | 0.00043127 | 0.00024653 | 0.00019478 | 0.00016481 | 0.000164 | 0.00013705 | 0.0001667 | 0.00018045 | 0.00015625 | 0.00010334 | 2.261e-05 | 2.261e-05
07/13 11:00:00 | 7 | 13 | 11 | 4643 | WD | 0.00043087 | 2.693e-05 | 2.693e-05 | -0.00099843 | 8.045e-05 | 0.00021991 | 0.00011415 | 0 | 0 | 4.0839e-05 | 0 | 0 | 2.693e-05 | 0 | 0.00011463 | 0 | 0.00011463 | 0.00011415 | 0 | 0.00011415 | 0.00047113 | 0.00029516 | 0.0002244 | 0.00016216 | 0.00015542 | 0.0001575 | -3.6757e-06 | -8.8252e-07 | -1.7737e-06 | -1.7737e-06 | 0.00011415 | 0.00011415 | 0.00011415 | 0.00011415 | 0.00011415 | 0.00011415 | 0.00018079 | 0.00015348 | 0.00019341 | 0.00021381 | 0 | 0.00011415 | 0.00011415 | 0.00011415 | 0.00011415 | 0.00047365 | 0.00024632 | 0.00019685 | 0.00016821 | 0.00017043 | 0.00013861 | 0.00017156 | 0.00018684 | 0.00015999 | 0.00012805 | 1.9308e-05 | 1.9308e-05
07/13 12:00:00 | 7 | 13 | 12 | 4644 | WD | 0.00045932 | 3.5212e-05 | 3.5212e-05 | 0.0010049 | 0.00015867 | 0.00021998 | 0.00011415 | 0 | 0 | 4.0839e-05 | 0 | 0 | 3.5212e-05 | 0 | 0.00011458 | 0 | 0.00011458 | 0.00011415 | 0 | 0.00011415 | 0.00047113 | 0.00029516 | 0.0002244 | 0.00014069 | 0.00015944 | 0.00015364 | -3.1598e-06 | 6.9003e-07 | -5.3826e-07 | -5.3826e-07 | 0.00011415 | 0.00011415 | 0.00011415 | 0.00011415 | 0.00011415 | 0.00011415 | 0.00018078 | 0.0001532 | 0.00019331 | 0.00021381 | 0 | 0.00011415 | 0.00011415 | 0.00011415 | 0.00011415 | 0.00049653 | 0.00024586 | 0.00024063 | 0.00023759 | 0.00017556 | 0.00014074 | 0.00017791 | 0.00019515 | 0.00017082 | 0.00016647 | 2.1936e-05 | 2.1936e-05
07/13 13:00:00 | 7 | 13 | 13 | 4645 | WD | 0.00045466 | 2.6201e-05 | 2.6201e-05 | 4.0016e-06 | 7.8422e-05 | 0.00021627 | 0.00011415 | 0 | 0 | 4.0839e-05 | 0 | 0 | 2.6201e-05 | 0 | 0.00011115 | 0 | 0.00011115 | 0.00011415 | 0 | 0.00011415 | 0.00047113 | 0.00029516 | 0.0002244 | 0.00014285 | 0.0001701 | 0.00016168 | 8.2051e-09 | 1.2691e-06 | 8.6681e-07 | 8.6681e-07 | 0.00011415 | 0.00011415 | 0.00011415 | 0.00011415 | 0.00011415 | 0.00011415 | 0.00018074 | 0.00015279 | 0.00019317 | 0.00021381 | 0 | 0.00011415 | 0.00011415 | 0.00011415 | 0.00011415 | 0.00050082 | 0.00024525 | 0.0002406 | 0.0002379 | 0.0001783 | 0.0001452 | 0.00017972 | 0.00019573 | 0.00016706 | 0.00020433 | 2.1605e-05 | 2.1605e-05
07/13 14:00:00 | 7 | 13 | 14 | 4646 | WD | 0.00042631 | 2.6051e-05 | 2.6051e-05 | 4.1711e-06 | 7.7892e-05 | 0.00022375 | 0.00011415 | 0 | 0 | 4.0839e-05 | 0 | 0 | 2.6051e-05 | 0 | 0.00011051 | 0 | 0.00011051 | 0.00011415 | 0 | 0.00011415 | 0.00047113 | 0.00029516 | 0.0002244 | 0.00014358 | 0.00017152 | 0.00016289 | 3.0253e-08 | 1.5488e-06 | 1.0643e-06 | 1.0643e-06 | 0.00011415 | 0.00011415 | 0.00011415 | 0.00011415 | 0.00011415 | 0.00011415 | 0.00018064 | 0.00015218 | 0.00019297 | 0.00021381 | 0 | 0.00011415 | 0.00011415 | 0.00011415 | 0.00011415 | 0.00048848 | 0.00024314 | 0.00023911 | 0.00023677 | 0.00017969 | 0.00014606 | 0.00017902 | 0.00019431 | 0.00014946 | 0.00023118 | 2.1243e-05 | 2.1243e-05
07/13 15:00:00 | 7 | 13 | 15 | 4647 | WD | 0.0003709 | 2.5848e-05 | 2.5848e-05 | 4.0717e-06 | 7.7304e-05 | 0.00023635 | 0.00011415 | 0 | 0 | 4.0839e-05 | 0 | 0 | 2.5848e-05 | 0 | 0.00010956 | 0 | 0.00010956 | 0.00011415 | 0 | 0.00011415 | 0.00047113 | 0.00029516 | 0.0002244 | 0.00014241 | 0.00016757 | 0.00015979 | 4.1872e-08 | 1.7951e-06 | 1.2357e-06 | 1.2357e-06 | 0.00011415 | 0.00011415 | 0.00011415 | 0.00011415 | 0.00011415 | 0.00011415 | 0.00016254 | 0.00015069 | 0.00019246 | 0.00021381 | 0 | 0.00011415 | 0.00011415 | 0.00011415 | 0.00011415 | 0.00040936 | 0.00023592 | 0.00019204 | 0.00016663 | 0.00017202 | 0.00014509 | 0.0001801 | 0.00019634 | 0.00012974 | 0.00025681 | 1.7793e-05 | 1.7793e-05
07/13 16:00:00 | 7 | 13 | 16 | 4648 | WD | 0.0002986 | 2.714e-05 | 2.714e-05 | 0.00095221 | 7.7225e-05 | 0.00024949 | 0.00011415 | 0 | 0 | 4.0839e-05 | 0 | 0 | 2.714e-05 | 0 | 0.00011092 | 0 | 0.00011092 | 0.00011415 | 0 | 0.00011415 | 0.00047113 | 0.00029516 | 0.0002244 | 0.00013826 | 0.00016805 | 0.00015884 | -9.6284e-06 | 1.9464e-06 | -1.7466e-06 | -1.7466e-06 | 0.00011415 | 0.00011415 | 0.00011415 | 0.00011415 | 0.00011415 | 0.00011415 | 0.00014445 | 0.00014413 | 0.00015206 | 0.00015611 | 0 | 0.00011415 | 0.00011415 | 0.00011415 | 0.00011415 | 0.00031045 | 0.00021408 | 0.00015368 | 0.0001187 | 0.0001675 | 0.00014394 | 0.00017085 | 0.00018333 | 0.00014743 | 0.00026272 | 2.0936e-05 | 2.0936e-05
07/13 17:00:00 | 7 | 13 | 17 | 4649 | WD | 0.00022496 | 3.4206e-05 | 3.4206e-05 | 4.5602e-05 | 0.00010297 | -2.0051e-12 | 0.00011415 | 0.0010926 | 0.0010926 | 4.0839e-05 | 0 | 0 | 3.4206e-05 | 0 | 0.00012 | 0 | 0.00012 | 0.00011415 | 0 | 0.00011415 | 0.00045066 | 0.00029516 | 0.0002244 | 0.00013334 | 0.00016477 | 0.00015505 | -1.8826e-06 | 1.3782e-06 | 3.3778e-07 | 3.3778e-07 | 0.00011415 | 0.00011415 | 0.00011415 | 0.00011415 | 0.00011415 | 0.00011415 | 0.00012638 | 0.00013924 | 0.00012923 | 0.00012411 | 0 | 0.00011415 | 0.00011415 | 0.00011415 | 0.00011415 | 0.00021526 | 0.0001901 | 0.00012765 | 9.1486e-05 | 0.00015155 | 0.00014006 | 0.00015916 | 0.00016801 | 0.00017608 | 0.00022923 | 1.7418e-05 | 1.7418e-05
07/13 18:00:00 | 7 | 13 | 18 | 4650 | WD | 0.00014504 | 4.1521e-05 | 4.1521e-05 | -6.9492e-05 | 0.00013169 | -7.5459e-13 | 0.00011415 | 0.0010782 | 0.0010782 | 7.0788e-05 | 0 | 0 | 4.1521e-05 | 0 | 0.00013406 | 0 | 0.00013406 | 0.00011415 | 0 | 0.00011415 | 7.0957e-05 | 6.5591e-05 | 0.0001126 | 0.00013233 | 0.00016161 | 0.00015256 | -1.5842e-06 | 8.072e-07 | 4.4216e-08 | 4.4216e-08 | 0.00011415 | 0.00011415 | 0.00011415 | 0.00011415 | 0.00011415 | 0.00011415 | 0.00012633 | 0.00012817 | 0.00011248 | 0.00010446 | 0 | 0.00011415 | 0.00011415 | 0.00011415 | 0.00011415 | 0.00014961 | 0.00014294 | 9.945e-05 | 7.4264e-05 | 0.00014534 | 0.00013442 | 0.00012808 | 0.00012514 | 0.00017293 | 0.00019936 | 1.7154e-05 | 1.7154e-05
07/13 19:00:00 | 7 | 13 | 19 | 4651 | WD | 5.9811e-05 | 4.1713e-05 | 4.1713e-05 | 9.3348e-05 | 7.9681e-05 | -3.8268e-13 | 0.00011415 | 0.00077449 | 0.00077449 | 0.00015247 | 0 | 0 | 4.1713e-05 | 0 | 0.00014271 | 0 | 0.00014271 | 0.00011415 | 0 | 0.00011415 | 3.7862e-05 | 6.5591e-05 | 0.0001126 | 0.00014297 | 0.00015635 | 0.00015222 | -1.3975e-06 | 4.9752e-07 | -1.0708e-07 | -1.0708e-07 | 0.00011415 | 0.00011415 | 0.00011415 | 0.00011415 | 0.00011415 | 0.00011415 | 0.00010828 | 0.00011978 | 0.00010074 | 9.1006e-05 | 0 | 0.00011415 | 0.00011415 | 0.00011415 | 0.00011415 | 7.0455e-05 | 9.7512e-05 | 7.5058e-05 | 6.2055e-05 | 0.00013175 | 0.00012883 | 0.00011969 | 0.00011545 | 0.00018061 | 0.00015713 | 1.6983e-05 | 1.6983e-05
07/13 20:00:00 | 7 | 13 | 20 | 4652 | WD | 0 | 5.2874e-05 | 5.2874e-05 | 8.462e-06 | 0.00015986 | -2.8565e-13 | 0.00011415 | 0.00014001 | 0.00014001 | 0.00021236 | 0 | 0 | 5.2874e-05 | 0 | 0.00014653 | 0 | 0.00014653 | 0.00011415 | 5.7313e-05 | 0.00011415 | 5.7039e-06 | 6.5591e-05 | 0.0001126 | 0.00013715 | 0.00014799 | 0.00014464 | -1.2939e-06 | 2.0892e-07 | -2.7056e-07 | -2.7056e-07 | 0.00011415 | 0.00011415 | 0.00011415 | 0.00011415 | 0.00011415 | 0.00011415 | 0.00010824 | 0.00010454 | 8.5936e-05 | 7.6429e-05 | 3.9149e-05 | 0.00011415 | 0.00011415 | 0.00011415 | 0.00011415 | 1.2343e-05 | 6.2342e-05 | 8.5752e-05 | 9.9308e-05 | 0.00012502 | 0.00012221 | 0.00010768 | 0.00010095 | 0.00016828 | 0.0001199 | 1.3721e-05 | 1.3721e-05
07/13 21:00:00 | 7 | 13 | 21 | 4653 | WD | 0 | 4.4696e-05 | 4.4696e-05 | 0.0010083 | 7.9299e-05 | 0 | 0.00011415 | 0 | 0 | 0.00028587 | 0 | 0 | 4.4696e-05 | 0 | 0.00014762 | 0 | 0.00014762 | 0.00011415 | 0.00022925 | 0.00011415 | 0 | 6.5591e-05 | 0.0001126 | 0.00012569 | 0.00012221 | 0.00012328 | -1.1927e-06 | -9.9697e-07 | -1.0594e-06 | -1.0594e-06 | 0.00011415 | 0.00011415 | 0.00011415 | 0.00011415 | 0.00011415 | 0.00011415 | 0.00010818 | 9.2279e-05 | 7.4921e-05 | 6.6052e-05 | 0.00022929 | 0.00011415 | 0.00011415 | 0.00011415 | 0.00011415 | 3.2016e-07 | 4.5412e-05 | 7.0785e-05 | 8.5478e-05 | 0.00012101 | 0.00011305 | 0.00010843 | 0.00010629 | 0.00013959 | 0.00010314 | 1.6845e-05 | 1.6845e-05
07/13 22:00:00 | 7 | 13 | 22 | 4654 | WD | 0 | 4.009e-05 | 4.009e-05 | -0.00098332 | 7.8531e-05 | 2.0698e-12 | 0.00011415 | 0 | 0 | 0.00034305 | 0 | 0 | 4.009e-05 | 0 | 0.00014405 | 0 | 0.00014405 | 0.00011415 | 0.00022925 | 0.00011415 | 0 | 6.5591e-05 | 0.0001118 | 0.00011312 | 0.0001146 | 0.00011414 | 2.4035e-06 | -1.151e-06 | -1.6884e-08 | -1.6884e-08 | 0.00011415 | 0.00011415 | 0.00011415 | 0.00011415 | 0.00011415 | 0.00011415 | 0.00010814 | 6.9436e-05 | 6.3877e-05 | 6.1037e-05 | 0.00022929 | 0.00011415 | 0.00011415 | 0.00011415 | 0.00011415 | 2.0797e-07 | 3.3003e-05 | 6.2124e-05 | 7.8988e-05 | 0.00011593 | 0.00010314 | 9.9709e-05 | 9.8118e-05 | 0.00012905 | 0.00010309 | -2.7895e-05 | -2.7895e-05
07/13 23:00:00 | 7 | 13 | 23 | 4655 | WD | 0 | 3.8603e-05 | 3.8603e-05 | 4.6795e-06 | 0.00011227 | 7.9772e-13 | 0.00011415 | 0 | 0 | 0.00034849 | 0 | 0 | 3.8603e-05 | 0 | 0.00013614 | 0 | 0.00013614 | 0.00011415 | 0.00022925 | 0.00011415 | 0 | 6.5591e-05 | 0.0001118 | 0.00013678 | 0.0001131 | 0.00012042 | 7.8514e-06 | -1.292e-06 | 1.6252e-06 | 1.6252e-06 | 0.00011415 | 0.00011415 | 0.00011415 | 0.00011415 | 0.00011415 | 0.00011415 | 9.9118e-05 | 6.8344e-05 | 6.1493e-05 | 5.7992e-05 | 0.00022929 | 0.00011415 | 0.00011415 | 0.00011415 | 0.00011415 | 1.729e-07 | 2.6771e-05 | 5.7344e-05 | 7.5048e-05 | 0.00011129 | 0.00010226 | 9.8361e-05 | 9.6553e-05 | 0.00013454 | 0.00010332 | -1.8629e-05 | -1.8629e-05
07/13 24:00:00 | 7 | 13 | 24 | 4656 | WD | 0 | 2.6749e-05 | 2.6749e-05 | 0.00098026 | 4.1352e-05 | -1.3906e-12 | 0.00011415 | 0 | 0 | 0.00023959 | 0 | 0 | 2.6749e-05 | 0 | 0.00012638 | 0 | 0.00012638 | 0.00011415 | 0.00022925 | 0.00011415 | 0 | 6.5591e-05 | 0.0001118 | 0.00010568 | 0.00011129 | 0.00010956 | 7.9377e-06 | -1.0658e-06 | 1.8068e-06 | 1.8068e-06 | 0.00011415 | 0.00011415 | 0.00011415 | 0.00011415 | 0.00011415 | 0.00011415 | 4.5083e-05 | 6.8027e-05 | 5.8924e-05 | 5.4272e-05 | 0.00022929 | 0.00011415 | 0.00011415 | 0.00011415 | 0.00011415 | 1.5915e-07 | 2.496e-05 | 5.3631e-05 | 7.0234e-05 | 8.5677e-05 | 0.00010153 | 9.1637e-05 | 8.7051e-05 | 0.00013482 | 0.00010332 | -1.936e-05 | -1.936e-05
07/14 01:00:00 | 7 | 14 | 1 | 4657 | WD | 0 | 2.3981e-05 | 2.3981e-05 | 1.4776e-06 | 7.452e-05 | 0.00025245 | 0.00011415 | 0 | 0 | 0.00013341 | 0 | 0 | 2.3981e-05 | 0 | 9.19e-05 | 0 | 9.19e-05 | 0.00011415 | 0.00022925 | 0.00011415 | 0 | 6.5591e-05 | 0.0001118 | 0.00010387 | 0.00011113 | 0.00010889 | 1.5126e-05 | -5.91e-07 | 4.4235e-06 | 4.4235e-06 | 0.00011415 | 0.00011415 | 0.00011415 | 0.00011415 | 0.00011415 | 0.00011415 | 3.6079e-05 | 6.7924e-05 | 5.8637e-05 | 5.3892e-05 | 0.00022929 | 0.00011415 | 0.00011415 | 0.00011415 | 0.00011415 | 1.6195e-07 | 2.437e-05 | 5.3103e-05 | 6.9742e-05 | 7.792e-05 | 0.00010144 | 9.1262e-05 | 8.6543e-05 | 0.00013118 | 0.00010319 | -1.7973e-05 | -1.7973e-05
07/14 02:00:00 | 7 | 14 | 2 | 4658 | WD | 0 | 2.3008e-05 | 2.3008e-05 | 0 | 7.4029e-05 | 0.00023244 | 0.00011415 | 0 | 0 | 5.4452e-05 | 0 | 0 | 2.3008e-05 | 0 | 8.5656e-05 | 0 | 8.5656e-05 | 0.00011415 | 0.00022925 | 0.00011415 | 0 | 6.5591e-05 | 0.0001118 | 0.00010363 | 0.0001127 | 0.0001099 | 2.1142e-05 | -2.9314e-06 | 4.7495e-06 | 4.7495e-06 | 0.00011415 | 0.00011415 | 0.00011415 | 0.00011415 | 0.00011415 | 0.00011415 | 3.6084e-05 | 6.819e-05 | 6.0618e-05 | 5.6748e-05 | 0.00022929 | 0.00011415 | 0.00011415 | 0.00011415 | 0.00011415 | 1.7352e-07 | 2.5894e-05 | 5.6002e-05 | 7.3438e-05 | 7.5311e-05 | 0.00010207 | 9.1823e-05 | 8.707e-05 | 0.00012996 | 0.00010284 | -1.4043e-05 | -1.4043e-05
07/14 03:00:00 | 7 | 14 | 3 | 4659 | WD | 0 | 1.4909e-05 | 1.4909e-05 | 4.4971e-07 | 0 | 0.00022975 | 0.00011415 | 0 | 0 | 2.1781e-05 | 0 | 0 | 1.4909e-05 | 0 | 8.3946e-05 | 0 | 8.3946e-05 | 0.00011415 | 0.00022925 | 0.00011415 | 0 | 6.5591e-05 | 0.0001118 | 0.00010515 | 0.00011518 | 0.00011208 | 2.1978e-05 | -2.3161e-06 | 5.4351e-06 | 5.4351e-06 | 0.00011415 | 0.00011415 | 0.00011415 | 0.00011415 | 0.00011415 | 0.00011415 | 4.5102e-05 | 6.8975e-05 | 6.1912e-05 | 5.8304e-05 | 0.00022929 | 0.00011415 | 0.00011415 | 0.00011415 | 0.00011415 | 2.089e-07 | 3.0373e-05 | 5.892e-05 | 7.5451e-05 | 8.1962e-05 | 0.00010318 | 9.2368e-05 | 8.7354e-05 | 0.0001368 | 0.00010274 | -1.6513e-05 | -1.6513e-05
07/14 04:00:00 | 7 | 14 | 4 | 4660 | WD | 0 | 1.7973e-05 | 1.7973e-05 | 0 | 3.1317e-05 | 0.00022651 | 0.00011415 | 0 | 0 | 2.1781e-05 | 0 | 0 | 1.7973e-05 | 0 | 8.2211e-05 | 0 | 8.2211e-05 | 0.00011415 | 0.00022925 | 0.00011415 | 0 | 6.5591e-05 | 0.0001118 | 0.00017103 | 0.00011619 | 0.00013314 | 2.0042e-05 | -1.7242e-06 | 5.2204e-06 | 5.2204e-06 | 0.00011415 | 0.00011415 | 0.00011415 | 0.00011415 | 0.00011415 | 0.00011415 | 5.4138e-05 | 7.0282e-05 | 7.6832e-05 | 8.0178e-05 | 0.00022929 | 0.00011415 | 0.00011415 | 0.00011415 | 0.00011415 | 2.9412e-07 | 3.7834e-05 | 7.9583e-05 | 0.00010376 | 8.8817e-05 | 0.00010393 | 9.7469e-05 | 9.4472e-05 | 0.00014316 | 0.00010265 | -1.2765e-05 | -1.2765e-05
07/14 05:00:00 | 7 | 14 | 5 | 4661 | WD | 0 | 2.0645e-05 | 2.0645e-05 | 1.0274e-06 | 4.285e-05 | 0.00021796 | 0.00011415 | 0 | 0 | 6.5342e-05 | 0 | 0 | 2.0645e-05 | 0 | 8.1198e-05 | 0 | 8.1198e-05 | 0.00011415 | 0.00017194 | 0.00011415 | 2.8632e-06 | 6.5591e-05 | 0.0001118 | 0.00016249 | 0.00011949 | 0.00013278 | 2.4676e-05 | -6.5019e-06 | 3.4457e-06 | 3.4457e-06 | 0.00011415 | 0.00011415 | 0.00011415 | 0.00011415 | 0.00011415 | 0.00011415 | 9.0278e-05 | 9.2892e-05 | 0.00010217 | 0.0001069 | 0.0001538 | 0.00011415 | 0.00011415 | 0.00011415 | 0.00011415 | 5.35e-06 | 6.3543e-05 | 0.00011108 | 0.00013862 | 0.00010359 | 0.00010977 | 0.00010119 | 9.7203e-05 | 0.00013921 | 0.00010259 | -1.5121e-05 | -1.5121e-05
07/14 06:00:00 | 7 | 14 | 6 | 4662 | WD | 5.1749e-05 | 2.772e-05 | 2.772e-05 | 2.5007e-06 | 7.6302e-05 | -1.5577e-12 | 0.00011415 | 0.00025706 | 0.00025706 | 0.00013613 | 0 | 0 | 2.772e-05 | 0 | 8.7512e-05 | 0 | 8.7512e-05 | 0.00011415 | 0 | 0.00011415 | 2.639e-05 | 6.5591e-05 | 0.0001126 | 0.00014653 | 0.00012599 | 0.00013234 | 8.6042e-06 | -2.7437e-06 | 8.7691e-07 | 8.7691e-07 | 0.00011415 | 0.00011415 | 0.00011415 | 0.00011416 | 0.00011415 | 0.00011415 | 0.00012651 | 0.00012316 | 0.00013009 | 0.00013363 | 0 | 0.00011415 | 0.00011415 | 0.00011415 | 0.00011415 | 5.4515e-05 | 0.00010553 | 0.00014992 | 0.00017563 | 0.0001193 | 0.00011713 | 0.00010277 | 9.6108e-05 | 0.00014451 | 9.4716e-05 | 3.938e-05 | 3.938e-05
07/14 07:00:00 | 7 | 14 | 7 | 4663 | WD | 0.0001376 | 3.6655e-05 | 3.6655e-05 | 5.9779e-06 | 0.00015408 | 7.5464e-14 | 0.00011415 | 0.00062396 | 0.00062396 | 0.00015247 | 0 | 0 | 3.6655e-05 | -1.7158e-05 | 9.9871e-05 | 0 | 9.9871e-05 | 0.00011415 | 0 | 0.00011415 | 5.7194e-05 | 6.5591e-05 | 0.0001126 | 0.00012604 | 0.00014876 | 0.00014174 | 3.0184e-06 | -2.0253e-07 | 8.2513e-07 | 8.2513e-07 | 0.00011415 | 0.00011415 | 0.00011415 | 0.00011416 | 0.00011415 | 0.00011415 | 0.00014472 | 0.00014024 | 0.00018893 | 0.00021381 | 0 | 0.00011415 | 0.00011415 | 0.00011415 | 0.00011415 | 0.00013448 | 0.00016256 | 0.00015392 | 0.00014891 | 0.00013479 | 0.00013061 | 0.00012847 | 0.00012749 | 0.00015944 | 9.7302e-05 | -0.0001072 | -0.0001072
07/14 08:00:00 | 7 | 14 | 8 | 4664 | WD | 0.00022008 | 3.0717e-05 | 3.0717e-05 | 1.5633e-05 | 8.8203e-05 | 4.7973e-13 | 0.00011415 | 0.00087652 | 0.00087652 | 0.00013613 | 0 | 0 | 3.0717e-05 | 0 | 0.00011103 | 0 | 0.00011103 | 0.00011415 | 0 | 0.00011415 | 0.00022496 | 0.00016398 | 0.0001685 | 0.00013179 | 0.00015298 | 0.00014643 | 3.925e-06 | -2.0454e-06 | -1.4054e-07 | -1.4054e-07 | 0.00011415 | 0.00011415 | 0.00011415 | 0.00011415 | 0.00011415 | 0.00011415 | 0.00016278 | 0.00015337 | 0.00019337 | 0.00021381 | 0 | 0.00011415 | 0.00011415 | 0.00011415 | 0.00011415 | 0.00023542 | 0.00022086 | 0.00017907 | 0.00015486 | 0.00015314 | 0.00013672 | 0.00016316 | 0.00017542 | 0.00015559 | 0.00010701 | -0.00010151 | -0.00010151
07/14 09:00:00 | 7 | 14 | 9 | 4665 | WD | 0.00029608 | 3.5958e-05 | 3.5958e-05 | 1.656e-05 | 0.00016397 | 1.5523e-12 | 0.00011415 | 0.00044872 | 0.00044872 | 5.9897e-05 | 0 | 0 | 3.5958e-05 | 0 | 0.00011108 | 0 | 0.00011108 | 0.00011415 | 0 | 0.00011415 | 0.00047113 | 0.00029516 | 0.0002244 | 0.00013685 | 0.00015391 | 0.00014864 | 3.7816e-06 | -1.264e-06 | 3.4584e-07 | 3.4584e-07 | 0.00011415 | 0.00011415 | 0.00011415 | 0.00011415 | 0.00011415 | 0.00011415 | 0.0001808 | 0.00015456 | 0.00019377 | 0.00021381 | 0 | 0.00011415 | 0.00011415 | 0.00011415 | 0.00011415 | 0.0003537 | 0.00024645 | 0.0001917 | 0.00015999 | 0.00016846 | 0.0001382 | 0.00017142 | 0.00018683 | 0.00016441 | 0.00012587 | -0.00010581 | -0.00010581
07/14 10:00:00 | 7 | 14 | 10 | 4666 | WD | 0.00036998 | 3.5193e-05 | 3.5193e-05 | 0.0010205 | 0.00016268 | 0.00021486 | 0.00011415 | 0.00030594 | 0.00030594 | 4.0839e-05 | 0 | 0 | 3.5193e-05 | 0 | 0.00011156 | 0 | 0.00011156 | 0.00011415 | 0 | 0.00011415 | 0.00047113 | 0.00029516 | 0.0002244 | 0.00013978 | 0.0001583 | 0.00015258 | 4.1928e-06 | -1.7813e-07 | 1.2165e-06 | 1.2165e-06 | 0.00011415 | 0.00011415 | 0.00011415 | 0.00011415 | 0.00011415 | 0.00011415 | 0.0001808 | 0.00015413 | 0.00019363 | 0.00021381 | 0 | 0.00011415 | 0.00011415 | 0.00011415 | 0.00011415 | 0.00043088 | 0.00024653 | 0.00019477 | 0.00016479 | 0.0001735 | 0.00014033 | 0.00017312 | 0.00018834 | 0.00016607 | 0.00015521 | -0.0001033 | -0.0001033
07/14 11:00:00 | 7 | 14 | 11 | 4667 | WD | 0.00042388 | 2.6903e-05 | 2.6903e-05 | 1.455e-05 | 8.0193e-05 | 0.00021991 | 0.00011415 | 0 | 0 | 4.0839e-05 | 0 | 0 | 2.6903e-05 | 0 | 0.00011463 | 0 | 0.00011463 | 0.00011415 | 0 | 0.00011415 | 0.00047113 | 0.00029516 | 0.0002244 | 0.00016632 | 0.00015868 | 0.00016104 | 2.7497e-06 | 4.8648e-07 | 1.2086e-06 | 1.2086e-06 | 0.00011415 | 0.00011415 | 0.00011415 | 0.00011415 | 0.00011415 | 0.00011415 | 0.00018079 | 0.00015348 | 0.00019341 | 0.00021381 | 0 | 0.00011415 | 0.00011415 | 0.00011415 | 0.00011415 | 0.00047322 | 0.00024632 | 0.00019683 | 0.00016817 | 0.00017582 | 0.00014117 | 0.00017707 | 0.00019371 | 0.00015113 | 0.00019544 | -0.00010677 | -0.00010677
07/14 12:00:00 | 7 | 14 | 12 | 4668 | WD | 0.00045176 | 3.516e-05 | 3.516e-05 | 6.8489e-06 | 0.00015817 | 0.00021998 | 0.00011415 | 0 | 0 | 4.0839e-05 | 0 | 0 | 3.516e-05 | 0 | 0.00011458 | 0 | 0.00011458 | 0.00011415 | 0 | 0.00011415 | 0.00047113 | 0.00029516 | 0.0002244 | 0.00014345 | 0.00016228 | 0.00015646 | 8.5942e-07 | 1.3539e-06 | 1.1962e-06 | 1.1962e-06 | 0.00011415 | 0.00011415 | 0.00011415 | 0.00011415 | 0.00011415 | 0.00011415 | 0.00018078 | 0.0001532 | 0.00019331 | 0.00021381 | 0 | 0.00011415 | 0.00011415 | 0.00011415 | 0.00011415 | 0.00049471 | 0.00024586 | 0.00024053 | 0.00023744 | 0.00017902 | 0.00014317 | 0.00018311 | 0.00020164 | 0.00013777 | 0.00022619 | -0.00010149 | -0.00010149
07/14 13:00:00 | 7 | 14 | 13 | 4669 | WD | 0.00045539 | 2.6178e-05 | 2.6178e-05 | 6.3385e-06 | 7.8205e-05 | 0.00021627 | 0.00011415 | 0 | 0 | 4.0839e-05 | 0 | 0 | 2.6178e-05 | 0 | 0.00011115 | 0 | 0.00011115 | 0.00011415 | 0 | 0.00011415 | 0.00047113 | 0.00029516 | 0.0002244 | 0.00014385 | 0.00017029 | 0.00016212 | 1.084e-06 | 1.6743e-06 | 1.486e-06 | 1.486e-06 | 0.00011415 | 0.00011415 | 0.00011415 | 0.00011415 | 0.00011415 | 0.00011415 | 0.00018074 | 0.00015279 | 0.00019317 | 0.00021381 | 0 | 0.00011415 | 0.00011415 | 0.00011415 | 0.00011415 | 0.00050063 | 0.00024525 | 0.00024059 | 0.00023789 | 0.00018004 | 0.00014655 | 0.00018344 | 0.00020054 | 0.00013517 | 0.00024398 | -0.00010534 | -0.00010534
07/14 14:00:00 | 7 | 14 | 14 | 4670 | WD | 0.00042855 | 2.6025e-05 | 2.6025e-05 | 7.9354e-05 | 7.7656e-05 | 0.00022375 | 0.00011415 | 0 | 0 | 4.0839e-05 | 0 | 0 | 2.6025e-05 | 0 | 0.00011051 | 0 | 0.00011051 | 0.00011415 | 0 | 0.00011415 | 0.00047113 | 0.00029516 | 0.0002244 | 0.00014365 | 0.00017068 | 0.00016232 | 7.1017e-07 | 1.5707e-06 | 1.2962e-06 | 1.2962e-06 | 0.00011415 | 0.00011415 | 0.00011415 | 0.00011415 | 0.00011415 | 0.00011415 | 0.00018064 | 0.00015218 | 0.00019297 | 0.00021381 | 0 | 0.00011415 | 0.00011415 | 0.00011415 | 0.00011415 | 0.00048849 | 0.00024314 | 0.00023911 | 0.00023677 | 0.00017946 | 0.00014689 | 0.00018138 | 0.00019739 | 0.00013165 | 0.00025083 | -0.0001095 | -0.0001095
07/14 15:00:00 | 7 | 14 | 15 | 4671 | WD | 0.00037621 | 2.5824e-05 | 2.5824e-05 | 0.00092032 | 7.708e-05 | 0.00023635 | 0.00011415 | 0 | 0 | 4.0839e-05 | 0 | 0 | 2.5824e-05 | 0 | 0.00010956 | 0 | 0.00010956 | 0.00011415 | 0 | 0.00011415 | 0.00047113 | 0.00029516 | 0.0002244 | 0.00014127 | 0.00016309 | 0.00015635 | 6.7911e-07 | 1.4984e-06 | 1.237e-06 | 1.237e-06 | 0.00011415 | 0.00011415 | 0.00011415 | 0.00011415 | 0.00011415 | 0.00011415 | 0.00016254 | 0.00015069 | 0.00019246 | 0.00021381 | 0 | 0.00011415 | 0.00011415 | 0.00011415 | 0.00011415 | 0.00040958 | 0.00023592 | 0.00019205 | 0.00016665 | 0.00016647 | 0.00014364 | 0.00018001 | 0.00019688 | 0.00012795 | 0.00024659 | -0.00010977 | -0.00010977
07/14 16:00:00 | 7 | 14 | 16 | 4672 | WD | 0.00030573 | 2.7706e-05 | 2.7706e-05 | 5.9416e-06 | 7.7057e-05 | 0.00024949 | 0.00011415 | 0 | 0 | 4.0839e-05 | 1.037e-05 | 0 | 2.7706e-05 | 0 | 0.00011092 | 8.3039e-07 | 0.00011092 | 0.00011415 | 0 | 0.00011415 | 0.00047113 | 0.00029516 | 0.0002244 | 0.00013827 | 0.00015916 | 0.0001527 | 6.2501e-07 | 1.4847e-06 | 1.2104e-06 | 1.2104e-06 | 0.00011415 | 0.00011415 | 0.00011415 | 0.00011415 | 0.00011415 | 0.00011415 | 0.00014445 | 0.00014413 | 0.00015206 | 0.00015611 | 0 | 0.00011415 | 0.00011415 | 0.00011415 | 0.00011415 | 0.00031064 | 0.00021408 | 0.00015368 | 0.00011871 | 0.00015305 | 0.0001394 | 0.00016781 | 0.00018099 | 0.00013744 | 0.00022344 | -0.00010613 | -0.00010613
07/14 17:00:00 | 7 | 14 | 17 | 4673 | WD | 0.00022935 | 3.3195e-05 | 3.3195e-05 | 6.7601e-06 | 7.7559e-05 | -2.0051e-12 | 0.00011415 | 0.0010933 | 0.0010933 | 4.0839e-05 | -2.7237e-05 | 0 | 3.3195e-05 | 0 | 0.00012 | 2.3959e-06 | 0.00012 | 0.00011415 | 0 | 0.00011415 | 0.00045098 | 0.00029516 | 0.0002244 | 0.00013209 | 0.00015612 | 0.0001487 | 2.7304e-05 | 1.1826e-06 | 9.5166e-06 | 9.5166e-06 | 0.00011415 | 0.00011415 | 0.00011415 | 0.00011415 | 0.00011415 | 0.00011415 | 0.00012638 | 0.00013924 | 0.00012923 | 0.00012411 | 0 | 0.00011415 | 0.00011415 | 0.00011415 | 0.00011415 | 0.00021549 | 0.00019018 | 0.00012769 | 9.1499e-05 | 0.00014052 | 0.00013589 | 0.00015618 | 0.0001656 | 0.00015387 | 0.00019075 | -0.00011116 | -0.00011116
07/14 18:00:00 | 7 | 14 | 18 | 4674 | WD | 0.00014775 | 4.6397e-05 | 4.6397e-05 | 8.3184e-06 | 0.00015714 | -7.5459e-13 | 0.00011415 | 0.0010802 | 0.0010802 | 7.0788e-05 | -1.401e-05 | 0 | 4.6397e-05 | 0 | 0.00013406 | 3.1007e-06 | 0.00013406 | 0.00011415 | 0 | 0.00011415 | 7.1086e-05 | 6.5591e-05 | 0.0001126 | 0.00012927 | 0.00015073 | 0.00014409 | 3.2637e-06 | 1.1104e-06 | 1.7975e-06 | 1.7975e-06 | 0.00011415 | 0.00011415 | 0.00011415 | 0.00011415 | 0.00011415 | 0.00011415 | 0.00012633 | 0.00012817 | 0.00011248 | 0.00010446 | 0 | 0.00011415 | 0.00011415 | 0.00011415 | 0.00011415 | 0.00014993 | 0.00014308 | 9.9509e-05 | 7.4279e-05 | 0.0001364 | 0.00012967 | 0.00012557 | 0.00012367 | 0.00014586 | 0.00016406 | 1.9579e-05 | 1.9579e-05
07/14 19:00:00 | 7 | 14 | 19 | 4675 | WD | 6.1333e-05 | 4.3144e-05 | 4.3144e-05 | 0.0010127 | 7.9648e-05 | -3.8268e-13 | 0.00011415 | 0.00077554 | 0.00077554 | 0.00015247 | -2.9472e-06 | 0 | 4.3144e-05 | 0 | 0.00014271 | 2.0422e-06 | 0.00014271 | 0.00011415 | 0 | 0.00011415 | 3.7914e-05 | 6.5591e-05 | 0.0001126 | 0.00012489 | 0.00014352 | 0.00013776 | 2.9444e-06 | 9.3968e-07 | 1.5793e-06 | 1.5793e-06 | 0.00011415 | 0.00011415 | 0.00011415 | 0.00011415 | 0.00011415 | 0.00011415 | 0.00010828 | 0.00011978 | 0.00010074 | 9.1006e-05 | 0 | 0.00011415 | 0.00011415 | 0.00011415 | 0.00011415 | 7.0615e-05 | 9.7563e-05 | 7.5082e-05 | 6.2063e-05 | 0.00012293 | 0.00012366 | 0.00011705 | 0.00011399 | 0.00014082 | 0.00012929 | 1.9111e-05 | 1.9111e-05
07/14 20:00:00 | 7 | 14 | 20 | 4676 | WD | 0 | 4.7503e-05 | 4.7503e-05 | -0.00098401 | 0.00010919 | -2.8565e-13 | 0.00011415 | 0.00013996 | 0.00013996 | 0.00021236 | 0 | 0 | 4.7503e-05 | 0 | 0.00014653 | 0 | 0.00014653 | 0.00011415 | 5.7313e-05 | 0.00011415 | 5.7018e-06 | 6.5591e-05 | 0.0001126 | 0.00012095 | 0.00013842 | 0.00013302 | 2.9342e-06 | 9.3637e-07 | 1.5738e-06 | 1.5738e-06 | 0.00011415 | 0.00011415 | 0.00011415 | 0.00011415 | 0.00011415 | 0.00011415 | 0.00010824 | 0.00010454 | 8.5936e-05 | 7.6429e-05 | 3.9149e-05 | 0.00011415 | 0.00011415 | 0.00011415 | 0.00011415 | 1.2346e-05 | 6.2343e-05 | 8.5752e-05 | 9.9308e-05 | 0.00012022 | 0.00011848 | 0.00010516 | 9.8985e-05 | 0.00016536 | 0.00010523 | 1.5304e-05 | 1.5304e-05
07/14 21:00:00 | 7 | 14 | 21 | 4677 | WD | 0 | 5.0016e-05 | 5.0016e-05 | 0.0010094 | 0.00012949 | 0 | 0.00011415 | 0 | 0 | 0.00028587 | 0 | 0 | 5.0016e-05 | 0 | 0.00014762 | 0 | 0.00014762 | 0.00011415 | 0.00022925 | 0.00011415 | 0 | 6.5591e-05 | 0.0001126 | 0.00011454 | 0.00012185 | 0.00011959 | 3.1981e-06 | 5.4734e-09 | 1.0241e-06 | 1.0241e-06 | 0.00011415 | 0.00011415 | 0.00011415 | 0.00011415 | 0.00011415 | 0.00011415 | 0.00010818 | 9.2279e-05 | 7.4921e-05 | 6.6052e-05 | 0.00022929 | 0.00011415 | 0.00011415 | 0.00011415 | 0.00011415 | 3.2016e-07 | 4.5412e-05 | 7.0785e-05 | 8.5478e-05 | 0.00012289 | 0.00011293 | 0.00010737 | 0.0001048 | 0.00017745 | 0.00010313 | 1.7376e-05 | 1.7376e-05
07/14 22:00:00 | 7 | 14 | 22 | 4678 | WD | 0 | 4.0089e-05 | 4.0089e-05 | 7.54e-06 | 7.8517e-05 | 2.0698e-12 | 0.00011415 | 0 | 0 | 0.00034305 | 0 | 0 | 4.0089e-05 | 0 | 0.00014405 | 0 | 0.00014405 | 0.00011415 | 0.00022925 | 0.00011415 | 0 | 6.5591e-05 | 0.0001118 | 0.00011323 | 0.00011994 | 0.00011786 | 1.061e-05 | -4.0824e-07 | 3.107e-06 | 3.107e-06 | 0.00011415 | 0.00011415 | 0.00011415 | 0.00011415 | 0.00011415 | 0.00011415 | 0.00010814 | 6.9436e-05 | 6.3877e-05 | 6.1037e-05 | 0.00022929 | 0.00011415 | 0.00011415 | 0.00011415 | 0.00011415 | 2.0797e-07 | 3.3003e-05 | 6.2124e-05 | 7.8988e-05 | 0.00011967 | 0.000105 | 0.00010024 | 9.8034e-05 | 0.00017481 | 0.00010332 | -2.595e-05 | -2.595e-05
07/14 23:00:00 | 7 | 14 | 23 | 4679 | WD | 0 | 3.4884e-05 | 3.4884e-05 | 5.2513e-06 | 7.7185e-05 | 7.9772e-13 | 0.00011415 | 0 | 0 | 0.00034849 | 0 | 0 | 3.4884e-05 | 0 | 0.00013614 | 0 | 0.00013614 | 0.00011415 | 0.00022925 | 0.00011415 | 0 | 6.5591e-05 | 0.0001118 | 0.00013638 | 0.00012032 | 0.00012528 | 1.8441e-05 | 4.7026e-07 | 6.2038e-06 | 6.2038e-06 | 0.00011415 | 0.00011415 | 0.00011415 | 0.00011415 | 0.00011415 | 0.00011415 | 9.9118e-05 | 6.8344e-05 | 6.1493e-05 | 5.7992e-05 | 0.00022929 | 0.00011415 | 0.00011415 | 0.00011415 | 0.00011415 | 1.729e-07 | 2.6771e-05 | 5.7344e-05 | 7.5048e-05 | 0.00011296 | 0.0001048 | 9.9137e-05 | 9.6509e-05 | 0.00017276 | 0.00010332 | -1.6791e-05 | -1.6791e-05
07/14 24:00:00 | 7 | 14 | 24 | 4680 | WD | 0 | 3.0422e-05 | 3.0422e-05 | 3.5007e-06 | 7.6004e-05 | -1.3906e-12 | 0.00011415 | 0 | 0 | 0.00023959 | 0 | 0 | 3.0422e-05 | 0 | 0.00012638 | 0 | 0.00012638 | 0.00011415 | 0.00022925 | 0.00011415 | 0 | 6.5591e-05 | 0.0001118 | 0.00010532 | 0.00012029 | 0.00011567 | 2.2713e-05 | 2.7962e-07 | 7.437e-06 | 7.437e-06 | 0.00011415 | 0.00011415 | 0.00011415 | 0.00011415 | 0.00011415 | 0.00011415 | 4.5083e-05 | 6.8027e-05 | 5.8924e-05 | 5.4272e-05 | 0.00022929 | 0.00011415 | 0.00011415 | 0.00011415 | 0.00011415 | 1.5915e-07 | 2.496e-05 | 5.3631e-05 | 7.0234e-05 | 8.6972e-05 | 0.0001047 | 9.261e-05 | 8.7004e-05 | 0.00017342 | 0.00010329 | -1.6946e-05 | -1.6946e-05
07/15 01:00:00 | 7 | 15 | 1 | 4681 | WD | 0 | 2.3987e-05 | 2.3987e-05 | 0.00097161 | 7.4575e-05 | 0.00025245 | 0.00011415 | 0 | 0 | 0.00013341 | 0 | 0 | 2.3987e-05 | 0 | 9.19e-05 | 0 | 9.19e-05 | 0.00011415 | 0.00022925 | 0.00011415 | 0 | 6.5591e-05 | 0.0001118 | 0.00010422 | 0.00012055 | 0.0001155 | 2.345e-05 | 3.7858e-07 | 7.7398e-06 | 7.7398e-06 | 0.00011415 | 0.00011415 | 0.00011415 | 0.00011415 | 0.00011415 | 0.00011415 | 3.6079e-05 | 6.7924e-05 | 5.8637e-05 | 5.3892e-05 | 0.00022929 | 0.00011415 | 0.00011415 | 0.00011415 | 0.00011415 | 1.6195e-07 | 2.437e-05 | 5.3103e-05 | 6.9742e-05 | 8.2029e-05 | 0.00010476 | 9.2306e-05 | 8.6531e-05 | 0.00017435 | 0.000103 | -1.3823e-05 | -1.3823e-05
07/15 02:00:00 | 7 | 15 | 2 | 4682 | WD | 0 | 1.5162e-05 | 1.5162e-05 | -0.00096764 | 0 | 0.00023244 | 0.00011415 | 0 | 0 | 5.4452e-05 | 0 | 0 | 1.5162e-05 | 0 | 8.5656e-05 | 0 | 8.5656e-05 | 0.00011415 | 0.00022925 | 0.00011415 | 0 | 6.5591e-05 | 0.0001118 | 0.00010416 | 0.00012091 | 0.00011573 | 2.3822e-05 | 6.3526e-07 | 8.033e-06 | 8.033e-06 | 0.00011415 | 0.00011415 | 0.00011415 | 0.00011415 | 0.00011415 | 0.00011415 | 3.6084e-05 | 6.819e-05 | 6.0618e-05 | 5.6748e-05 | 0.00022929 | 0.00011415 | 0.00011415 | 0.00011415 | 0.00011415 | 1.7352e-07 | 2.5894e-05 | 5.6002e-05 | 7.3438e-05 | 8.1351e-05 | 0.00010496 | 9.276e-05 | 8.71e-05 | 0.00017548 | 0.00010279 | -1.6282e-05 | -1.6282e-05
07/15 03:00:00 | 7 | 15 | 3 | 4683 | WD | 0 | 2.2739e-05 | 2.2739e-05 | 0.00096746 | 7.3866e-05 | 0.00022975 | 0.00011415 | 0 | 0 | 2.1781e-05 | 0 | 0 | 2.2739e-05 | 0 | 8.3946e-05 | 0 | 8.3946e-05 | 0.00011415 | 0.00022925 | 0.00011415 | 0 | 6.5591e-05 | 0.0001118 | 0.00010515 | 0.00012154 | 0.00011648 | 2.4095e-05 | 8.6089e-07 | 8.274e-06 | 8.274e-06 | 0.00011415 | 0.00011415 | 0.00011415 | 0.00011415 | 0.00011415 | 0.00011415 | 4.5102e-05 | 6.8975e-05 | 6.1912e-05 | 5.8304e-05 | 0.00022929 | 0.00011415 | 0.00011415 | 0.00011415 | 0.00011415 | 2.089e-07 | 3.0373e-05 | 5.892e-05 | 7.5451e-05 | 8.7637e-05 | 0.00010543 | 9.3082e-05 | 8.7358e-05 | 0.00017658 | 0.0001027 | -1.5612e-05 | -1.5612e-05
07/15 04:00:00 | 7 | 15 | 4 | 4684 | WD | 0 | 1.4654e-05 | 1.4654e-05 | -0.00096723 | 0 | 0.00022651 | 0.00011415 | 0 | 0 | 2.1781e-05 | 0 | 0 | 1.4654e-05 | 0 | 8.2211e-05 | 0 | 8.2211e-05 | 0.00011415 | 0.00022925 | 0.00011415 | 0 | 6.5591e-05 | 0.0001118 | 0.00011885 | 0.00012205 | 0.00012106 | 2.4373e-05 | 1.1922e-06 | 8.5883e-06 | 8.5883e-06 | 0.00011415 | 0.00011415 | 0.00011415 | 0.00011415 | 0.00011415 | 0.00011415 | 5.4138e-05 | 7.0282e-05 | 7.6832e-05 | 8.0178e-05 | 0.00022929 | 0.00011415 | 0.00011415 | 0.00011415 | 0.00011415 | 2.9412e-07 | 3.7834e-05 | 7.9583e-05 | 0.00010376 | 9.3602e-05 | 0.000106 | 9.8095e-05 | 9.443e-05 | 0.00017641 | 0.00010268 | -1.184e-05 | -1.184e-05
07/15 05:00:00 | 7 | 15 | 5 | 4685 | WD | 0 | 2.3991e-05 | 2.3991e-05 | 0.00097098 | 7.442e-05 | 0.00021796 | 0.00011415 | 0 | 0 | 6.5342e-05 | 0 | 0 | 2.3991e-05 | 0 | 8.1198e-05 | 0 | 8.1198e-05 | 0.00011415 | 0.00017194 | 0.00011415 | 2.849e-06 | 6.5591e-05 | 0.0001118 | 0.00012164 | 0.00012631 | 0.00012487 | 2.476e-05 | 2.351e-06 | 9.5007e-06 | 9.5007e-06 | 0.00011415 | 0.00011415 | 0.00011415 | 0.00011415 | 0.00011415 | 0.00011415 | 9.0278e-05 | 9.2892e-05 | 0.00010217 | 0.0001069 | 0.0001538 | 0.00011415 | 0.00011415 | 0.00011415 | 0.00011415 | 5.3398e-06 | 6.3534e-05 | 0.00011108 | 0.00013862 | 0.00011044 | 0.00011217 | 0.00010215 | 9.75e-05 | 0.00017595 | 0.00010277 | -1.545e-05 | -1.545e-05
07/15 06:00:00 | 7 | 15 | 6 | 4686 | WD | 5.2038e-05 | 2.7726e-05 | 2.7726e-05 | 3.2388e-06 | 7.6358e-05 | -1.5577e-12 | 0.00011415 | 0.00025631 | 0.00025631 | 0.00013613 | 0 | 0 | 2.7726e-05 | 0 | 8.7512e-05 | 0 | 8.7512e-05 | 0.00011415 | 0 | 0.00011415 | 2.6314e-05 | 6.5591e-05 | 0.0001126 | 0.00012679 | 0.00013301 | 0.00013109 | 9.928e-06 | 2.1266e-06 | 4.6157e-06 | 4.6157e-06 | 0.00011415 | 0.00011415 | 0.00011415 | 0.00011416 | 0.00011415 | 0.00011415 | 0.00012651 | 0.00012316 | 0.00013009 | 0.00013363 | 0 | 0.00011415 | 0.00011415 | 0.00011415 | 0.00011415 | 5.4334e-05 | 0.00010548 | 0.00014989 | 0.00017562 | 0.00012707 | 0.00011964 | 0.00010408 | 9.6861e-05 | 0.00017715 | 9.8381e-05 | 4.0446e-05 | 4.0446e-05
07/15 07:00:00 | 7 | 15 | 7 | 4687 | WD | 0.00014083 | 2.8827e-05 | 2.8827e-05 | 1.397e-05 | 8.0227e-05 | 7.5464e-14 | 0.00011415 | 0.00062251 | 0.00062251 | 0.00015247 | 0 | 0 | 2.8827e-05 | -6.1775e-05 | 9.9871e-05 | 0 | 9.9871e-05 | 0.00011415 | 0 | 0.00011415 | 5.7061e-05 | 6.5591e-05 | 0.0001126 | 0.00012553 | 0.00015407 | 0.00014525 | 4.4506e-06 | 1.3935e-06 | 2.3689e-06 | 2.3689e-06 | 0.00011415 | 0.00011415 | 0.00011415 | 0.00011416 | 0.00011415 | 0.00011415 | 0.00014472 | 0.00014024 | 0.00018893 | 0.00021381 | 0 | 0.00011415 | 0.00011415 | 0.00011415 | 0.00011415 | 0.00013416 | 0.00016241 | 0.00015385 | 0.00014888 | 0.00014067 | 0.00013238 | 0.00012847 | 0.00012666 | 0.00018065 | 0.00010401 | -0.0001065 | -0.0001065
07/15 08:00:00 | 7 | 15 | 8 | 4688 | WD | 0.00022672 | 3.8713e-05 | 3.8713e-05 | 7.9592e-06 | 0.00016364 | 4.7973e-13 | 0.00011415 | 0.00087406 | 0.00087406 | 0.00013613 | 0 | 0 | 3.8713e-05 | -3.916e-05 | 0.00011103 | 0 | 0.00011103 | 0.00011415 | 0 | 0.00011415 | 0.00022433 | 0.00016398 | 0.0001685 | 0.00012952 | 0.00015769 | 0.00014898 | 3.6675e-06 | 4.9156e-07 | 1.5049e-06 | 1.5049e-06 | 0.00011415 | 0.00011415 | 0.00011415 | 0.00011415 | 0.00011415 | 0.00011415 | 0.00016278 | 0.00015337 | 0.00019337 | 0.00021381 | 0 | 0.00011415 | 0.00011415 | 0.00011415 | 0.00011415 | 0.00023478 | 0.00022056 | 0.00017892 | 0.00015481 | 0.00015726 | 0.00013807 | 0.00016222 | 0.00017342 | 0.00018207 | 0.00010325 | -0.00010159 | -0.00010159
07/15 09:00:00 | 7 | 15 | 9 | 4689 | WD | 0.00030719 | 3.5975e-05 | 3.5975e-05 | 1.8585e-05 | 0.00016413 | 1.5523e-12 | 0.00011415 | 0.00044872 | 0.00044872 | 5.9897e-05 | 0 | 0 | 3.5975e-05 | -3.7476e-05 | 0.00011108 | 0 | 0.00011108 | 0.00011415 | 0 | 0.00011415 | 0.00047113 | 0.00029516 | 0.0002244 | 0.00013291 | 0.00015827 | 0.00015043 | 3.4585e-06 | 1.2379e-06 | 1.9464e-06 | 1.9464e-06 | 0.00011415 | 0.00011415 | 0.00011415 | 0.00011415 | 0.00011415 | 0.00011415 | 0.0001808 | 0.00015456 | 0.00019377 | 0.00021381 | 0 | 0.00011415 | 0.00011415 | 0.00011415 | 0.00011415 | 0.00035291 | 0.00024645 | 0.00019167 | 0.00015994 | 0.00016911 | 0.00013894 | 0.00016917 | 0.0001832 | 0.00018242 | 0.00010329 | -0.00010689 | -0.00010689
07/15 10:00:00 | 7 | 15 | 10 | 4690 | WD | 0.00038419 | 3.5217e-05 | 3.5217e-05 | 1.7041e-05 | 0.00016291 | 0.00021486 | 0.00011415 | 0.00030594 | 0.00030594 | 4.0839e-05 | 0 | 0 | 3.5217e-05 | -1.9716e-05 | 0.00011156 | 0 | 0.00011156 | 0.00011415 | 0 | 0.00011415 | 0.00047113 | 0.00029516 | 0.0002244 | 0.00013433 | 0.00016095 | 0.00015272 | 3.3914e-06 | 2.5496e-06 | 2.8182e-06 | 2.8182e-06 | 0.00011415 | 0.00011415 | 0.00011415 | 0.00011415 | 0.00011415 | 0.00011415 | 0.0001808 | 0.00015413 | 0.00019363 | 0.00021381 | 0 | 0.00011415 | 0.00011415 | 0.00011415 | 0.00011415 | 0.00042988 | 0.00024653 | 0.00019472 | 0.00016471 | 0.00017252 | 0.00013981 | 0.0001696 | 0.00018343 | 0.00017784 | 0.0001031 | -0.00010351 | -0.00010351
07/15 11:00:00 | 7 | 15 | 11 | 4691 | WD | 0.00043966 | 2.6917e-05 | 2.6917e-05 | 0.0010146 | 8.0328e-05 | 0.00021991 | 0.00011415 | 0 | 0 | 4.0839e-05 | 0 | 0 | 2.6917e-05 | 0 | 0.00011463 | 0 | 0.00011463 | 0.00011415 | 0 | 0.00011415 | 0.00047113 | 0.00029516 | 0.0002244 | 0.00016113 | 0.00016395 | 0.00016308 | 6.0941e-06 | 3.207e-06 | 4.1281e-06 | 4.1281e-06 | 0.00011415 | 0.00011415 | 0.00011415 | 0.00011415 | 0.00011415 | 0.00011415 | 0.00018079 | 0.00015348 | 0.00019341 | 0.00021381 | 0 | 0.00011415 | 0.00011415 | 0.00011415 | 0.00011415 | 0.00047227 | 0.00024632 | 0.00019677 | 0.00016808 | 0.00017538 | 0.00014133 | 0.00017327 | 0.00018809 | 0.00017032 | 0.00012388 | -0.00010769 | -0.00010769
07/15 12:00:00 | 7 | 15 | 12 | 4692 | WD | 0.00047097 | 3.0977e-05 | 3.0977e-05 | 6.4474e-06 | 0.00011871 | 0.00021998 | 0.00011415 | 0 | 0 | 4.0839e-05 | 0 | 0 | 3.0977e-05 | 0 | 0.00011458 | 0 | 0.00011458 | 0.00011415 | 0 | 0.00011415 | 0.00047113 | 0.00029516 | 0.0002244 | 0.00013805 | 0.00016512 | 0.00015675 | 2.0281e-06 | 3.6193e-06 | 3.1116e-06 | 3.1116e-06 | 0.00011415 | 0.00011415 | 0.00011415 | 0.00011415 | 0.00011415 | 0.00011415 | 0.00018078 | 0.0001532 | 0.00019331 | 0.00021381 | 0 | 0.00011415 | 0.00011415 | 0.00011415 | 0.00011415 | 0.00049383 | 0.00024586 | 0.00024048 | 0.00023736 | 0.00017606 | 0.00014169 | 0.00017769 | 0.00019438 | 0.00016754 | 0.00012987 | -0.00010153 | -0.00010153
07/15 13:00:00 | 7 | 15 | 13 | 4693 | WD | 0.00047288 | 3.0365e-05 | 3.0365e-05 | 0.001001 | 0.00011771 | 0.00021627 | 0.00011415 | 0 | 0 | 4.0839e-05 | 0 | 0 | 3.0365e-05 | 0 | 0.00011115 | 0 | 0.00011115 | 0.00011415 | 0 | 0.00011415 | 0.00047113 | 0.00029516 | 0.0002244 | 0.00013856 | 0.00017169 | 0.00016145 | 6.2634e-07 | 4.0385e-06 | 2.9498e-06 | 2.9498e-06 | 0.00011415 | 0.00011415 | 0.00011415 | 0.00011415 | 0.00011415 | 0.00011415 | 0.00018074 | 0.00015279 | 0.00019317 | 0.00021381 | 0 | 0.00011415 | 0.00011415 | 0.00011415 | 0.00011415 | 0.00049985 | 0.00024525 | 0.00024054 | 0.00023782 | 0.00017563 | 0.0001442 | 0.0001774 | 0.0001928 | 0.00016497 | 0.00014949 | -0.00010373 | -0.00010373
07/15 14:00:00 | 7 | 15 | 14 | 4694 | WD | 0.00044344 | 2.6046e-05 | 2.6046e-05 | -0.00062956 | 7.7846e-05 | 0.00022375 | 0.00011415 | 0 | 0 | 4.0839e-05 | 0 | 0 | 2.6046e-05 | 0 | 0.00011051 | 0 | 0.00011051 | 0.00011415 | 0 | 0.00011415 | 0.00047113 | 0.00029516 | 0.0002244 | 0.00013889 | 0.000172 | 0.00016176 | 6.0713e-07 | 4.2874e-06 | 3.1132e-06 | 3.1132e-06 | 0.00011415 | 0.00011415 | 0.00011415 | 0.00011415 | 0.00011415 | 0.00011415 | 0.00018064 | 0.00015218 | 0.00019297 | 0.00021381 | 0 | 0.00011415 | 0.00011415 | 0.00011415 | 0.00011415 | 0.0004877 | 0.00024314 | 0.00023906 | 0.0002367 | 0.0001762 | 0.00014436 | 0.00017571 | 0.00019025 | 0.00016383 | 0.00016186 | -0.00010717 | -0.00010717
07/15 15:00:00 | 7 | 15 | 15 | 4695 | WD | 0.0003898 | 2.5845e-05 | 2.5845e-05 | 0.00021259 | 7.7279e-05 | 0.00023635 | 0.00011415 | 0 | 0 | 4.0839e-05 | 0 | 0 | 2.5845e-05 | 0 | 0.00010956 | 0 | 0.00010956 | 0.00011415 | 0 | 0.00011415 | 0.00047113 | 0.00029516 | 0.0002244 | 0.00013657 | 0.00016598 | 0.00015689 | 5.8809e-07 | 4.3831e-06 | 3.1723e-06 | 3.1723e-06 | 0.00011415 | 0.00011415 | 0.00011415 | 0.00011415 | 0.00011415 | 0.00011415 | 0.00016254 | 0.00015069 | 0.00019246 | 0.00021381 | 0 | 0.00011415 | 0.00011415 | 0.00011415 | 0.00011415 | 0.00040857 | 0.00023592 | 0.000192 | 0.00016657 | 0.00016401 | 0.00014174 | 0.00017463 | 0.00018989 | 0.00016589 | 0.00015955 | -0.00010746 | -0.00010746
07/15 16:00:00 | 7 | 15 | 16 | 4696 | WD | 0.00031906 | 2.7146e-05 | 2.7146e-05 | 0.00036663 | 7.7285e-05 | 0.00024949 | 0.00011415 | 0 | 0 | 4.0839e-05 | 0 | 0 | 2.7146e-05 | 0 | 0.00011092 | 0 | 0.00011092 | 0.00011415 | 0 | 0.00011415 | 0.00047113 | 0.00029516 | 0.0002244 | 0.00012698 | 0.00016232 | 0.0001514 | 2.055e-05 | 4.2397e-06 | 9.4434e-06 | 9.4434e-06 | 0.00011415 | 0.00011415 | 0.00011415 | 0.00011415 | 0.00011415 | 0.00011415 | 0.00014445 | 0.00014413 | 0.00015206 | 0.00015611 | 0 | 0.00011415 | 0.00011415 | 0.00011415 | 0.00011415 | 0.00030975 | 0.00021408 | 0.00015365 | 0.00011865 | 0.00015074 | 0.00013783 | 0.00016216 | 0.00017344 | 0.00017328 | 0.00012836 | -0.00010566 | -0.00010566
07/15 17:00:00 | 7 | 15 | 17 | 4697 | WD | 0.00023817 | 3.1538e-05 | 3.1538e-05 | -0.00091529 | 7.7805e-05 | -2.0051e-12 | 0.00011415 | 0.0010887 | 0.0010887 | 4.0839e-05 | 0 | 0 | 3.1538e-05 | 0 | 0.00012 | 0 | 0.00012 | 0.00011415 | 0 | 0.00011415 | 0.00044908 | 0.00029516 | 0.0002244 | 0.00012355 | 0.00016018 | 0.00014886 | 4.1203e-06 | 3.9591e-06 | 4.0105e-06 | 4.0105e-06 | 0.00011415 | 0.00011415 | 0.00011415 | 0.00011415 | 0.00011415 | 0.00011415 | 0.00012638 | 0.00013924 | 0.00012923 | 0.00012411 | 0 | 0.00011415 | 0.00011415 | 0.00011415 | 0.00011415 | 0.00021437 | 0.0001897 | 0.00012747 | 9.1438e-05 | 0.00013954 | 0.0001351 | 0.00015095 | 0.00015831 | 0.00017886 | 0.00010761 | -0.00011255 | -0.00011255
07/15 18:00:00 | 7 | 15 | 18 | 4698 | WD | 0.00015143 | 4.4269e-05 | 4.4269e-05 | 0.0010048 | 0.00015762 | -7.5459e-13 | 0.00011415 | 0.0010598 | 0.0010598 | 7.0788e-05 | 0 | 0 | 4.4269e-05 | 0 | 0.00013406 | 0 | 0.00013406 | 0.00011415 | 0 | 0.00011415 | 6.9742e-05 | 6.5591e-05 | 0.0001126 | 0.00012338 | 0.00015645 | 0.00014623 | 4.2331e-06 | 3.6641e-06 | 3.8456e-06 | 3.8456e-06 | 0.00011415 | 0.00011415 | 0.00011415 | 0.00011415 | 0.00011415 | 0.00011415 | 0.00012633 | 0.00012817 | 0.00011248 | 0.00010446 | 0 | 0.00011415 | 0.00011415 | 0.00011415 | 0.00011415 | 0.00014703 | 0.00014168 | 9.8911e-05 | 7.4146e-05 | 0.00013737 | 0.00013018 | 0.00012092 | 0.00011663 | 0.00018082 | 0.00010332 | 1.8178e-05 | 1.8178e-05
07/15 19:00:00 | 7 | 15 | 19 | 4699 | WD | 6.41e-05 | 4.1734e-05 | 4.1734e-05 | 8.0866e-06 | 7.9874e-05 | -3.8268e-13 | 0.00011415 | 0.00077096 | 0.00077096 | 0.00015247 | 0 | 0 | 4.1734e-05 | 0 | 0.00014271 | 0 | 0.00014271 | 0.00011415 | 0 | 0.00011415 | 3.769e-05 | 6.5591e-05 | 0.0001126 | 0.00013405 | 0.00015392 | 0.00014778 | 4.5372e-06 | 3.0472e-06 | 3.5226e-06 | 3.5226e-06 | 0.00011415 | 0.00011415 | 0.00011415 | 0.00011415 | 0.00011415 | 0.00011415 | 0.00010828 | 0.00011978 | 0.00010074 | 9.1006e-05 | 0 | 0.00011415 | 0.00011415 | 0.00011415 | 0.00011415 | 7.0036e-05 | 9.7343e-05 | 7.4985e-05 | 6.2037e-05 | 0.00012725 | 0.00012676 | 0.00011445 | 0.00010874 | 0.00018392 | 0.00010332 | 1.7901e-05 | 1.7901e-05
07/15 20:00:00 | 7 | 15 | 20 | 4700 | WD | 0 | 5.2908e-05 | 5.2908e-05 | 0.0010135 | 0.00016017 | -2.8565e-13 | 0.00011415 | 0.00013954 | 0.00013954 | 0.00021236 | 0 | 0 | 5.2908e-05 | 0 | 0.00014653 | 0 | 0.00014653 | 0.00011415 | 5.7313e-05 | 0.00011415 | 5.6847e-06 | 6.5591e-05 | 0.0001126 | 0.00013211 | 0.00015045 | 0.00014479 | 3.9052e-06 | 2.2919e-06 | 2.8067e-06 | 2.8067e-06 | 0.00011415 | 0.00011415 | 0.00011415 | 0.00011415 | 0.00011415 | 0.00011415 | 0.00010824 | 0.00010454 | 8.5937e-05 | 7.6429e-05 | 3.9149e-05 | 0.00011415 | 0.00011415 | 0.00011415 | 0.00011415 | 1.2318e-05 | 6.2338e-05 | 8.575e-05 | 9.9307e-05 | 0.00012591 | 0.00012269 | 0.00010512 | 9.6977e-05 | 0.00018261 | 0.00010332 | 1.4615e-05 | 1.4615e-05
07/15 21:00:00 | 7 | 15 | 21 | 4701 | WD | 0 | 4.4713e-05 | 4.4713e-05 | -0.00098741 | 7.9453e-05 | 0 | 0.00011415 | 0 | 0 | 0.00028587 | 0 | 0 | 4.4713e-05 | 0 | 0.00014762 | 0 | 0.00014762 | 0.00011415 | 0.00022925 | 0.00011415 | 0 | 6.5591e-05 | 0.0001126 | 0.00012443 | 0.00012959 | 0.000128 | 6.0838e-06 | 1.0723e-06 | 2.6712e-06 | 2.6712e-06 | 0.00011415 | 0.00011415 | 0.00011415 | 0.00011415 | 0.00011415 | 0.00011415 | 0.00010818 | 9.2279e-05 | 7.4921e-05 | 6.6052e-05 | 0.00022929 | 0.00011415 | 0.00011415 | 0.00011415 | 0.00011415 | 3.2016e-07 | 4.5412e-05 | 7.0785e-05 | 8.5478e-05 | 0.00012817 | 0.00011576 | 0.00010824 | 0.00010476 | 0.00018279 | 0.0001029 | 1.741e-05 | 1.741e-05
07/15 22:00:00 | 7 | 15 | 22 | 4702 | WD | 0 | 4.0103e-05 | 4.0103e-05 | 0.0010028 | 7.8647e-05 | 2.0698e-12 | 0.00011415 | 0 | 0 | 0.00034305 | 0 | 0 | 4.0103e-05 | 0 | 0.00014405 | 0 | 0.00014405 | 0.00011415 | 0.00022925 | 0.00011415 | 0 | 6.5591e-05 | 0.0001118 | 0.00011443 | 0.00012572 | 0.00012223 | 1.0693e-05 | 8.244e-07 | 3.9731e-06 | 3.9731e-06 | 0.00011415 | 0.00011415 | 0.00011415 | 0.00011415 | 0.00011415 | 0.00011415 | 0.00010814 | 6.9436e-05 | 6.3877e-05 | 6.1037e-05 | 0.00022929 | 0.00011415 | 0.00011415 | 0.00011415 | 0.00011415 | 2.0797e-07 | 3.3003e-05 | 6.2124e-05 | 7.8988e-05 | 0.00012679 | 0.00010704 | 0.00010095 | 9.8126e-05 | 0.00018344 | 0.00010332 | -2.8014e-05 | -2.8014e-05
07/15 23:00:00 | 7 | 15 | 23 | 4703 | WD | 0 | 3.6494e-05 | 3.6494e-05 | 4.2628e-06 | 9.237e-05 | 7.9772e-13 | 0.00011415 | 0 | 0 | 0.00034849 | 0 | 0 | 3.6494e-05 | 0 | 0.00013614 | 0 | 0.00013614 | 0.00011415 | 0.00022925 | 0.00011415 | 0 | 6.5591e-05 | 0.0001118 | 0.00013783 | 0.00012593 | 0.00012961 | 1.4133e-05 | 7.3109e-07 | 5.0069e-06 | 5.0069e-06 | 0.00011415 | 0.00011415 | 0.00011415 | 0.00011415 | 0.00011415 | 0.00011415 | 9.9118e-05 | 6.8344e-05 | 6.1493e-05 | 5.7992e-05 | 0.00022929 | 0.00011415 | 0.00011415 | 0.00011415 | 0.00011415 | 1.729e-07 | 2.6771e-05 | 5.7344e-05 | 7.5048e-05 | 0.00012215 | 0.00010678 | 9.9897e-05 | 9.6704e-05 | 0.00018361 | 0.00010332 | -1.889e-05 | -1.889e-05
07/15 24:00:00 | 7 | 15 | 24 | 4704 | WD | 0 | 2.8858e-05 | 2.8858e-05 | 2.7908e-06 | 6.1242e-05 | -1.3906e-12 | 0.00011415 | 0 | 0 | 0.00023959 | 0 | 0 | 2.8858e-05 | 0 | 0.00012638 | 0 | 0.00012638 | 0.00011415 | 0.00022925 | 0.00011415 | 0 | 6.5591e-05 | 0.0001118 | 0.00010772 | 0.00012591 | 0.00012029 | 1.5068e-05 | 5.6724e-07 | 5.1938e-06 | 5.1938e-06 | 0.00011415 | 0.00011415 | 0.00011415 | 0.00011415 | 0.00011415 | 0.00011415 | 4.5083e-05 | 6.8027e-05 | 5.8924e-05 | 5.4272e-05 | 0.00022929 | 0.00011415 | 0.00011415 | 0.00011415 | 0.00011415 | 1.5915e-07 | 2.496e-05 | 5.3631e-05 | 7.0234e-05 | 9.7078e-05 | 0.00010668 | 9.3352e-05 | 8.7172e-05 | 0.00018431 | 0.00010332 | -1.8994e-05 | -1.8994e-05
07/16 01:00:00 | 7 | 16 | 1 | 4705 | WD | 0 | 2.3993e-05 | 2.3993e-05 | 0.00097227 | 7.4636e-05 | 0.00025245 | 0.00011415 | 0 | 0 | 0.00013341 | 0 | 0 | 2.3993e-05 | 0 | 9.19e-05 | 0 | 9.19e-05 | 0.00011415 | 0.00022925 | 0.00011415 | 0 | 6.5591e-05 | 0.0001118 | 0.00010668 | 0.00012592 | 0.00011997 | 1.6783e-05 | 4.4047e-07 | 5.6548e-06 | 5.6548e-06 | 0.00011415 | 0.00011415 | 0.00011415 | 0.00011415 | 0.00011415 | 0.00011415 | 3.6079e-05 | 6.7924e-05 | 5.8637e-05 | 5.3892e-05 | 0.00022929 | 0.00011415 | 0.00011415 | 0.00011415 | 0.00011415 | 1.6195e-07 | 2.437e-05 | 5.3103e-05 | 6.9742e-05 | 9.1998e-05 | 0.00010665 | 9.3068e-05 | 8.6769e-05 | 0.00018443 | 0.00010331 | -1.4367e-05 | -1.4367e-05
07/16 02:00:00 | 7 | 16 | 2 | 4706 | WD | 0 | 2.3017e-05 | 2.3017e-05 | -0.00096841 | 7.4115e-05 | 0.00023244 | 0.00011415 | 0 | 0 | 5.4452e-05 | 0 | 0 | 2.3017e-05 | 0 | 8.5656e-05 | 0 | 8.5656e-05 | 0.00011415 | 0.00022925 | 0.00011415 | 0 | 6.5591e-05 | 0.0001118 | 0.00010663 | 0.00012596 | 0.00011999 | 1.7839e-05 | 3.3456e-07 | 5.9194e-06 | 5.9194e-06 | 0.00011415 | 0.00011415 | 0.00011415 | 0.00011415 | 0.00011415 | 0.00011415 | 3.6084e-05 | 6.819e-05 | 6.0618e-05 | 5.6748e-05 | 0.00022929 | 0.00011415 | 0.00011415 | 0.00011415 | 0.00011415 | 1.7352e-07 | 2.5894e-05 | 5.6002e-05 | 7.3438e-05 | 9.1105e-05 | 0.00010674 | 9.3521e-05 | 8.7388e-05 | 0.00018431 | 0.00010321 | -1.64e-05 | -1.64e-05
07/16 03:00:00 | 7 | 16 | 3 | 4707 | WD | 0 | 1.4909e-05 | 1.4909e-05 | 0.0009679 | 0 | 0.00022975 | 0.00011415 | 0 | 0 | 2.1781e-05 | 0 | 0 | 1.4909e-05 | 0 | 8.3946e-05 | 0 | 8.3946e-05 | 0.00011415 | 0.00022925 | 0.00011415 | 0 | 6.5591e-05 | 0.0001118 | 0.00010765 | 0.00012611 | 0.00012041 | 1.8534e-05 | 2.8267e-07 | 6.1057e-06 | 6.1057e-06 | 0.00011415 | 0.00011415 | 0.00011415 | 0.00011415 | 0.00011415 | 0.00011415 | 4.5102e-05 | 6.8975e-05 | 6.1912e-05 | 5.8304e-05 | 0.00022929 | 0.00011415 | 0.00011415 | 0.00011415 | 0.00011415 | 2.089e-07 | 3.0373e-05 | 5.892e-05 | 7.5451e-05 | 9.7554e-05 | 0.00010704 | 9.3809e-05 | 8.7674e-05 | 0.00018104 | 0.00010313 | -1.5437e-05 | -1.5437e-05
07/16 04:00:00 | 7 | 16 | 4 | 4708 | WD | 0 | 2.2495e-05 | 2.2495e-05 | -0.00096784 | 7.3986e-05 | 0.00022651 | 0.00011415 | 0 | 0 | 2.1781e-05 | 0 | 0 | 2.2495e-05 | 0 | 8.2211e-05 | 0 | 8.2211e-05 | 0.00011415 | 0.00022925 | 0.00011415 | 0 | 6.5591e-05 | 0.0001118 | 0.000122 | 0.00012636 | 0.00012501 | 1.917e-05 | 2.3896e-07 | 6.2789e-06 | 6.2789e-06 | 0.00011415 | 0.00011415 | 0.00011415 | 0.00011415 | 0.00011415 | 0.00011415 | 5.4138e-05 | 7.0282e-05 | 7.6832e-05 | 8.0178e-05 | 0.00022929 | 0.00011415 | 0.00011415 | 0.00011415 | 0.00011415 | 2.9412e-07 | 3.7834e-05 | 7.9583e-05 | 0.00010376 | 0.00010377 | 0.00010752 | 9.8937e-05 | 9.4957e-05 | 0.00017783 | 0.00010311 | -1.2711e-05 | -1.2711e-05
07/16 05:00:00 | 7 | 16 | 5 | 4709 | WD | 0 | 1.6103e-05 | 1.6103e-05 | 8.9998e-07 | 0 | 0.00021796 | 0.00011415 | 0 | 0 | 6.5342e-05 | 0 | 0 | 1.6103e-05 | 0 | 8.1198e-05 | 0 | 8.1198e-05 | 0.00011415 | 0.00017194 | 0.00011415 | 2.663e-06 | 6.5591e-05 | 0.0001118 | 0.00012481 | 0.00013064 | 0.00012884 | 1.9554e-05 | 1.452e-07 | 6.3376e-06 | 6.3376e-06 | 0.00011415 | 0.00011415 | 0.00011415 | 0.00011415 | 0.00011415 | 0.00011415 | 9.0278e-05 | 9.2898e-05 | 0.00010217 | 0.0001069 | 0.0001538 | 0.00011415 | 0.00011415 | 0.00011415 | 0.00011415 | 4.902e-06 | 6.3466e-05 | 0.00011104 | 0.00013859 | 0.0001206 | 0.0001137 | 0.00010321 | 9.8341e-05 | 0.00017723 | 0.00010321 | -1.7773e-05 | -1.7773e-05
07/16 06:00:00 | 7 | 16 | 6 | 4710 | WD | 4.736e-05 | 2.7724e-05 | 2.7724e-05 | 0.00079847 | 7.6344e-05 | -1.5577e-12 | 0.00011415 | 0.00024433 | 0.00024433 | 0.00013613 | 0 | 0 | 2.7724e-05 | 0 | 8.7512e-05 | 0 | 8.7512e-05 | 0.00011415 | 0 | 0.00011415 | 2.5083e-05 | 6.5591e-05 | 0.0001126 | 0.00012923 | 0.00013669 | 0.00013438 | 8.0139e-06 | 2.3441e-07 | 2.7165e-06 | 2.7165e-06 | 0.00011415 | 0.00011415 | 0.00011415 | 0.00011416 | 0.00011415 | 0.00011415 | 0.00012651 | 0.00012319 | 0.0001301 | 0.00013363 | 0 | 0.00011415 | 0.00011415 | 0.00011415 | 0.00011415 | 5.1652e-05 | 0.00010456 | 0.00014947 | 0.00017548 | 0.00013596 | 0.00012111 | 0.00010581 | 9.8714e-05 | 0.00017437 | 0.00010319 | 4.6299e-05 | 4.6299e-05
07/16 07:00:00 | 7 | 16 | 7 | 4711 | WD | 0.00013665 | 3.7325e-05 | 3.7325e-05 | -0.00080762 | 0.0001604 | 7.5464e-14 | 0.00011415 | 0.00061061 | 0.00061061 | 0.00015247 | 0 | 0 | 3.7325e-05 | -5.353e-05 | 9.9871e-05 | 0 | 9.9871e-05 | 0.00011415 | 0 | 0.00011415 | 5.597e-05 | 6.5591e-05 | 0.0001126 | 0.00012734 | 0.00015858 | 0.00014893 | 3.7174e-06 | 7.0937e-07 | 1.6691e-06 | 1.6691e-06 | 0.00011415 | 0.00011415 | 0.00011415 | 0.00011416 | 0.00011415 | 0.00011415 | 0.00014472 | 0.00014024 | 0.00018893 | 0.00021381 | 0 | 0.00011415 | 0.00011415 | 0.00011415 | 0.00011415 | 0.00013111 | 0.00016121 | 0.00015326 | 0.00014865 | 0.00014679 | 0.00013395 | 0.00013038 | 0.00012872 | 0.00017384 | 0.00010369 | -0.00010375 | -0.00010375
07/16 08:00:00 | 7 | 16 | 8 | 4712 | WD | 0.00022694 | 3.0037e-05 | 3.0037e-05 | 1.3507e-05 | 8.1786e-05 | 4.7973e-13 | 0.00011415 | 0.00087576 | 0.00087576 | 0.00013613 | 0 | 0 | 3.0037e-05 | -5.2016e-05 | 0.00011103 | 0 | 0.00011103 | 0.00011415 | 0 | 0.00011415 | 0.00022477 | 0.00016398 | 0.0001685 | 0.00013018 | 0.00016018 | 0.00015091 | 3.1825e-06 | 1.6647e-06 | 2.149e-06 | 2.149e-06 | 0.00011415 | 0.00011415 | 0.00011415 | 0.00011416 | 0.00011415 | 0.00011415 | 0.00016278 | 0.00015337 | 0.00019337 | 0.00021381 | 0 | 0.00011415 | 0.00011415 | 0.00011415 | 0.00011415 | 0.00023461 | 0.00022077 | 0.00017898 | 0.00015479 | 0.00016027 | 0.00013894 | 0.00016294 | 0.00017407 | 0.00017537 | 0.00010342 | -0.00010098 | -0.00010098
07/16 09:00:00 | 7 | 16 | 9 | 4713 | WD | 0.00030634 | 3.5971e-05 | 3.5971e-05 | 0.0010241 | 0.0001641 | 1.5523e-12 | 0.00011415 | 0.00044872 | 0.00044872 | 5.9897e-05 | 0 | 0 | 3.5971e-05 | -3.8566e-05 | 0.00011108 | 0 | 0.00011108 | 0.00011415 | 0 | 0.00011415 | 0.00047113 | 0.00029516 | 0.0002244 | 0.0001331 | 0.0001599 | 0.00015162 | 3.0226e-06 | 2.8222e-06 | 2.8861e-06 | 2.8861e-06 | 0.00011415 | 0.00011415 | 0.00011415 | 0.00011415 | 0.00011415 | 0.00011415 | 0.0001808 | 0.00015456 | 0.00019377 | 0.00021381 | 0 | 0.00011415 | 0.00011415 | 0.00011415 | 0.00011415 | 0.00035281 | 0.00024645 | 0.00019166 | 0.00015993 | 0.00017097 | 0.00013951 | 0.00016884 | 0.00018244 | 0.00017562 | 0.00010332 | -0.00010572 | -0.00010572
07/16 10:00:00 | 7 | 16 | 10 | 4714 | WD | 0.00038426 | 3.6724e-05 | 3.6724e-05 | 1.3373e-05 | 0.00016285 | 0.00021486 | 0.00011415 | 0.00030594 | 0.00030594 | 4.0839e-05 | -4.3132e-06 | -0.00047755 | 3.6724e-05 | -3.2083e-05 | 0.00011156 | 2.1529e-06 | 0.00011156 | 0.00011415 | 0 | 0.00011415 | 0.00047113 | 0.00029516 | 0.0002244 | 0.00013346 | 0.00016003 | 0.00015182 | 2.9487e-06 | 3.535e-06 | 3.348e-06 | 3.348e-06 | 0.00011415 | 0.00011415 | 0.00011415 | 0.00011415 | 0.00011415 | 0.00011415 | 0.0001808 | 0.00015413 | 0.00019363 | 0.00021381 | 0 | 0.00011415 | 0.00011415 | 0.00011415 | 0.00011415 | 0.00042757 | 0.00024653 | 0.0001946 | 0.00016453 | 0.00017285 | 0.00013943 | 0.00016786 | 0.00018105 | 0.0001733 | 0.00010332 | -0.00010369 | -0.00010369
07/16 11:00:00 | 7 | 16 | 11 | 4715 | WD | 0.00044496 | 2.6919e-05 | 2.6919e-05 | 0.0004383 | 8.0352e-05 | 0.00021991 | 0.00011415 | 0 | 0 | 4.0839e-05 | 0 | -0.00039151 | 2.6919e-05 | 0 | 0.00011463 | 0 | 0.00011463 | 0.00011415 | 0 | 0.00011415 | 0.00047113 | 0.00029516 | 0.0002244 | 0.00015794 | 0.00016003 | 0.00015938 | 4.7606e-06 | 3.9342e-06 | 4.1979e-06 | 4.1979e-06 | 0.00011415 | 0.00011415 | 0.00011415 | 0.00011415 | 0.00011415 | 0.00011415 | 0.00018079 | 0.00015348 | 0.00019341 | 0.00021381 | 0 | 0.00011415 | 0.00011415 | 0.00011415 | 0.00011415 | 0.00047101 | 0.00024632 | 0.00019668 | 0.00016793 | 0.00017309 | 0.00013923 | 0.00016941 | 0.0001834 | 0.00017312 | 0.00010332 | -0.00010873 | -0.00010873
07/16 12:00:00 | 7 | 16 | 12 | 4716 | WD | 0.00048014 | 3.5205e-05 | 3.5205e-05 | -0.00041854 | 0.0001586 | 0.00021998 | 0.00011415 | 0 | 0 | 4.0839e-05 | 0 | -0.0002619 | 3.5205e-05 | 0 | 0.00011458 | 0 | 0.00011458 | 0.00011415 | 0 | 0.00011415 | 0.00047113 | 0.00029516 | 0.0002244 | 0.00013419 | 0.00016011 | 0.0001521 | 4.172e-06 | 4.1974e-06 | 4.1893e-06 | 4.1893e-06 | 0.00011415 | 0.00011415 | 0.00011415 | 0.00011415 | 0.00011415 | 0.00011415 | 0.00018078 | 0.0001532 | 0.00019331 | 0.00021381 | 0 | 0.00011415 | 0.00011415 | 0.00011415 | 0.00011415 | 0.0004945 | 0.00024586 | 0.00024049 | 0.00023738 | 0.00017287 | 0.00013918 | 0.00017301 | 0.00018869 | 0.000173 | 0.00010332 | -0.00010336 | -0.00010336
07/16 13:00:00 | 7 | 16 | 13 | 4717 | WD | 0.00048411 | 2.6208e-05 | 2.6208e-05 | 4.453e-06 | 7.8484e-05 | 0.00021627 | 0.00011415 | 0 | 0 | 4.0839e-05 | 0 | 0 | 2.6208e-05 | 0 | 0.00011115 | 0 | 0.00011115 | 0.00011415 | 0 | 0.00011415 | 0.00047113 | 0.00029516 | 0.0002244 | 0.00013466 | 0.0001649 | 0.00015555 | 3.3677e-06 | 4.3794e-06 | 4.0566e-06 | 4.0566e-06 | 0.00011415 | 0.00011415 | 0.00011415 | 0.00011415 | 0.00011415 | 0.00011415 | 0.00018074 | 0.00015279 | 0.00019317 | 0.00021381 | 0 | 0.00011415 | 0.00011415 | 0.00011415 | 0.00011415 | 0.00050072 | 0.00024525 | 0.00024056 | 0.00023785 | 0.00017151 | 0.00014074 | 0.00017165 | 0.00018598 | 0.00017285 | 0.00010332 | -0.00010672 | -0.00010672
07/16 14:00:00 | 7 | 16 | 14 | 4718 | WD | 0.00045444 | 2.6057e-05 | 2.6057e-05 | 0.0009975 | 7.7954e-05 | 0.00022375 | 0.00011415 | 0 | 0 | 4.0839e-05 | 0 | 0 | 2.6057e-05 | 0 | 0.00011051 | 0 | 0.00011051 | 0.00011415 | 0 | 0.00011415 | 0.00047113 | 0.00029516 | 0.0002244 | 0.00013473 | 0.00016501 | 0.00015565 | 2.8212e-06 | 4.5677e-06 | 4.0105e-06 | 4.0105e-06 | 0.00011415 | 0.00011415 | 0.00011415 | 0.00011415 | 0.00011415 | 0.00011415 | 0.00018064 | 0.00015218 | 0.00019297 | 0.00021381 | 0 | 0.00011415 | 0.00011415 | 0.00011415 | 0.00011415 | 0.00048856 | 0.00024314 | 0.00023908 | 0.00023673 | 0.00017207 | 0.00014062 | 0.00017 | 0.00018363 | 0.00017063 | 0.00010373 | -0.00011068 | -0.00011068
07/16 15:00:00 | 7 | 16 | 15 | 4719 | WD | 0.00039624 | 2.5861e-05 | 2.5861e-05 | 3.9985e-06 | 7.7429e-05 | 0.00023635 | 0.00011415 | 0 | 0 | 4.0839e-05 | 0 | 0 | 2.5861e-05 | 0 | 0.00010956 | 0 | 0.00010956 | 0.00011415 | 0 | 0.00011415 | 0.00047113 | 0.00029516 | 0.0002244 | 0.00013238 | 0.00016196 | 0.00015281 | 2.7009e-06 | 4.8349e-06 | 4.154e-06 | 4.154e-06 | 0.00011415 | 0.00011415 | 0.00011415 | 0.00011415 | 0.00011415 | 0.00011415 | 0.00016254 | 0.00015069 | 0.00019246 | 0.00021381 | 0 | 0.00011415 | 0.00011415 | 0.00011415 | 0.00011415 | 0.00040929 | 0.00023592 | 0.00019201 | 0.00016659 | 0.00016272 | 0.00013934 | 0.00017112 | 0.00018587 | 0.00016324 | 0.00011641 | -0.00011128 | -0.00011128
07/16 16:00:00 | 7 | 16 | 16 | 4720 | WD | 0.00031893 | 3.5219e-05 | 3.5219e-05 | 4.0277e-06 | 0.00015345 | 0.00024949 | 0.00011415 | 0 | 0 | 4.0839e-05 | 0 | 0 | 3.5219e-05 | 0 | 0.00011092 | 0 | 0.00011092 | 0.00011415 | 0 | 0.00011415 | 0.00047113 | 0.00029516 | 0.0002244 | 0.00012509 | 0.00016229 | 0.0001508 | 2.975e-06 | 4.911e-06 | 4.2933e-06 | 4.2933e-06 | 0.00011415 | 0.00011415 | 0.00011415 | 0.00011415 | 0.00011415 | 0.00011415 | 0.00014445 | 0.00014413 | 0.00015206 | 0.00015611 | 0 | 0.00011415 | 0.00011415 | 0.00011415 | 0.00011415 | 0.00030957 | 0.00021408 | 0.00015363 | 0.00011863 | 0.00015337 | 0.00013745 | 0.00016137 | 0.00017247 | 0.00016032 | 0.00011436 | -0.00010858 | -0.00010858
07/16 17:00:00 | 7 | 16 | 17 | 4721 | WD | 0.00023483 | 3.1685e-05 | 3.1685e-05 | 4.405e-06 | 7.9192e-05 | -2.0051e-12 | 0.00011415 | 0.0010852 | 0.0010852 | 4.0839e-05 | 0 | 0 | 3.1685e-05 | -1.4969e-05 | 0.00012 | 0 | 0.00012 | 0.00011415 | 0 | 0.00011415 | 0.00044763 | 0.00029516 | 0.0002244 | 0.00012397 | 0.00016194 | 0.0001502 | 3.062e-06 | 4.8335e-06 | 4.2683e-06 | 4.2683e-06 | 0.00011415 | 0.00011415 | 0.00011415 | 0.00011415 | 0.00011415 | 0.00011415 | 0.00012638 | 0.00013924 | 0.00012923 | 0.00012411 | 0 | 0.00011415 | 0.00011415 | 0.00011415 | 0.00011415 | 0.00021234 | 0.00018934 | 0.00012726 | 9.1315e-05 | 0.00014292 | 0.00013561 | 0.00015129 | 0.00015856 | 0.000165 | 0.00010312 | -0.00011224 | -0.00011224
07/16 18:00:00 | 7 | 16 | 18 | 4722 | WD | 0.00015043 | 3.5922e-05 | 3.5922e-05 | 1.0962e-05 | 7.8866e-05 | -7.5459e-13 | 0.00011415 | 0.0010607 | 0.0010607 | 7.0788e-05 | 0 | 0 | 3.5922e-05 | -8.6362e-06 | 0.00013406 | 0 | 0.00013406 | 0.00011415 | 0 | 0.00011415 | 6.9807e-05 | 6.5591e-05 | 0.0001126 | 0.00012423 | 0.00015922 | 0.0001484 | 3.4507e-06 | 4.4421e-06 | 4.1258e-06 | 4.1258e-06 | 0.00011415 | 0.00011415 | 0.00011415 | 0.00011415 | 0.00011415 | 0.00011415 | 0.00012633 | 0.00012817 | 0.00011248 | 0.00010446 | 0 | 0.00011415 | 0.00011415 | 0.00011415 | 0.00011415 | 0.00014678 | 0.00014174 | 9.8924e-05 | 7.4129e-05 | 0.00014043 | 0.00013116 | 0.00012167 | 0.00011727 | 0.00016959 | 0.00010332 | 1.8452e-05 | 1.8452e-05
07/16 19:00:00 | 7 | 16 | 19 | 4723 | WD | 6.289e-05 | 6.1104e-05 | 6.1104e-05 | 6.5884e-06 | 0.00015976 | -3.8268e-13 | 0.00011415 | 0.00076643 | 0.00076643 | 0.00015247 | 1.6501e-05 | 0 | 6.1104e-05 | 3.9984e-05 | 0.00014271 | 1.5521e-05 | 0.00014271 | 0.00011415 | 0 | 0.00011415 | 3.7468e-05 | 6.5591e-05 | 0.0001126 | 0.00013499 | 0.00015609 | 0.00014957 | 3.6485e-06 | 3.5543e-06 | 3.5843e-06 | 3.5843e-06 | 0.00011415 | 0.00011415 | 0.00011415 | 0.00011415 | 0.00011415 | 0.00011415 | 0.00010828 | 0.00011978 | 0.00010074 | 9.1006e-05 | 0 | 0.00011415 | 0.00011415 | 0.00011415 | 0.00011415 | 6.9524e-05 | 9.7125e-05 | 7.4888e-05 | 6.2011e-05 | 0.00013029 | 0.00012752 | 0.00011504 | 0.00010925 | 0.000174 | 0.00010332 | 1.8175e-05 | 1.8175e-05
07/16 20:00:00 | 7 | 16 | 20 | 4724 | WD | 0 | 5.1713e-05 | 5.1713e-05 | 0.0010123 | 8.0109e-05 | -2.8565e-13 | 0.00011415 | 0.0001297 | 0.0001297 | 0.00021236 | 9.2944e-06 | 0 | 5.1713e-05 | 2.1787e-05 | 0.00014653 | 1.038e-05 | 0.00014653 | 0.00011415 | 5.7313e-05 | 0.00011415 | 5.2837e-06 | 6.5591e-05 | 0.0001126 | 0.00013231 | 0.00015183 | 0.0001458 | 3.3305e-06 | 2.5015e-06 | 2.766e-06 | 2.766e-06 | 0.00011415 | 0.00011415 | 0.00011415 | 0.00011415 | 0.00011415 | 0.00011415 | 0.00010824 | 0.00010456 | 8.5941e-05 | 7.6429e-05 | 3.9149e-05 | 0.00011415 | 0.00011415 | 0.00011415 | 0.00011415 | 1.1527e-05 | 6.2149e-05 | 8.5663e-05 | 9.928e-05 | 0.00012876 | 0.00012317 | 0.00010505 | 9.6645e-05 | 0.00017696 | 0.00010332 | 1.51e-05 | 1.51e-05
07/16 21:00:00 | 7 | 16 | 21 | 4725 | WD | 0 | 5.1885e-05 | 5.1885e-05 | -0.00099082 | 0.00011908 | 0 | 0.00011415 | 0 | 0 | 0.00028587 | 9.7482e-06 | 0 | 5.1885e-05 | 1.037e-05 | 0.00014762 | 4.2306e-06 | 0.00014762 | 0.00011415 | 0.00022925 | 0.00011415 | 0 | 6.5591e-05 | 0.0001126 | 0.0001251 | 0.00013139 | 0.00012945 | 6.3813e-06 | 1.3679e-06 | 2.9675e-06 | 2.9675e-06 | 0.00011415 | 0.00011415 | 0.00011415 | 0.00011415 | 0.00011415 | 0.00011415 | 0.00010818 | 9.2279e-05 | 7.4921e-05 | 6.6052e-05 | 0.00022929 | 0.00011415 | 0.00011415 | 0.00011415 | 0.00011415 | 3.2016e-07 | 4.5412e-05 | 7.0785e-05 | 8.5478e-05 | 0.00013268 | 0.00011648 | 0.00010859 | 0.00010493 | 0.00017536 | 0.00010243 | 1.7807e-05 | 1.7807e-05
07/16 22:00:00 | 7 | 16 | 22 | 4726 | WD | 0 | 4.4901e-05 | 4.4901e-05 | 0.0010016 | 0.00011807 | 2.0698e-12 | 0.00011415 | 0 | 0 | 0.00034305 | 6.7045e-06 | 0 | 4.4901e-05 | 2.3399e-06 | 0.00014405 | 8.8224e-07 | 0.00014405 | 0.00011415 | 0.00022925 | 0.00011415 | 0 | 6.5591e-05 | 0.0001118 | 0.00011581 | 0.00012797 | 0.00012422 | 8.8014e-06 | 9.9959e-07 | 3.4888e-06 | 3.4888e-06 | 0.00011415 | 0.00011415 | 0.00011415 | 0.00011415 | 0.00011415 | 0.00011415 | 0.00010814 | 6.9436e-05 | 6.3877e-05 | 6.1037e-05 | 0.00022929 | 0.00011415 | 0.00011415 | 0.00011415 | 0.00011415 | 2.0797e-07 | 3.3003e-05 | 6.2124e-05 | 7.8988e-05 | 0.00013336 | 0.00010783 | 0.00010155 | 9.8644e-05 | 0.00016903 | 0.00010332 | -3.1256e-05 | -3.1256e-05
07/16 23:00:00 | 7 | 16 | 23 | 4727 | WD | 0 | 3.4897e-05 | 3.4897e-05 | 3.6109e-06 | 7.7302e-05 | 7.9772e-13 | 0.00011415 | 0 | 0 | 0.00034849 | 0 | 0 | 3.4897e-05 | 0 | 0.00013614 | 0 | 0.00013614 | 0.00011415 | 0.00022925 | 0.00011415 | 0 | 6.5591e-05 | 0.0001118 | 0.00013923 | 0.00012863 | 0.0001319 | 9.4107e-06 | 7.5494e-07 | 3.5166e-06 | 3.5166e-06 | 0.00011415 | 0.00011415 | 0.00011415 | 0.00011415 | 0.00011415 | 0.00011415 | 9.9118e-05 | 6.8344e-05 | 6.1493e-05 | 5.7992e-05 | 0.00022929 | 0.00011415 | 0.00011415 | 0.00011415 | 0.00011415 | 1.729e-07 | 2.6771e-05 | 5.7344e-05 | 7.5048e-05 | 0.00012945 | 0.00010773 | 0.00010052 | 9.7174e-05 | 0.00016453 | 0.00010332 | -2.1806e-05 | -2.1806e-05
07/16 24:00:00 | 7 | 16 | 24 | 4728 | WD | 0 | 3.0432e-05 | 3.0432e-05 | 2.441e-06 | 7.6096e-05 | -1.3906e-12 | 0.00011415 | 0 | 0 | 0.00023959 | 0 | 0 | 3.0432e-05 | 0 | 0.00012638 | 0 | 0.00012638 | 0.00011415 | 0.00022925 | 0.00011415 | 0 | 6.5591e-05 | 0.0001118 | 0.00010951 | 0.00012875 | 0.00012281 | 9.8746e-06 | 5.4819e-07 | 3.5238e-06 | 3.5238e-06 | 0.00011415 | 0.00011415 | 0.00011415 | 0.00011415 | 0.00011415 | 0.00011415 | 4.5083e-05 | 6.8027e-05 | 5.8924e-05 | 5.4272e-05 | 0.00022929 | 0.00011415 | 0.00011415 | 0.00011415 | 0.00011415 | 1.5915e-07 | 2.496e-05 | 5.3631e-05 | 7.0234e-05 | 0.00010389 | 0.00010768 | 9.3864e-05 | 8.7456e-05 | 0.00016516 | 0.00010332 | -2.0559e-05 | -2.0559e-05
07/17 01:00:00 | 7 | 17 | 1 | 4729 | WD | 0 | 1.6082e-05 | 1.6082e-05 | -0.00097137 | 0 | 0.00025245 | 0.00011415 | 0 | 0 | 0.00013341 | 0 | 0 | 1.6082e-05 | 0 | 9.19e-05 | 0 | 9.19e-05 | 0.00011415 | 0.00022925 | 0.00011415 | 0 | 6.5591e-05 | 0.0001118 | 0.00010846 | 0.00012878 | 0.0001225 | 1.1033e-05 | 4.034e-07 | 3.7947e-06 | 3.7947e-06 | 0.00011415 | 0.00011415 | 0.00011415 | 0.00011415 | 0.00011415 | 0.00011415 | 3.6079e-05 | 6.7924e-05 | 5.8637e-05 | 5.3892e-05 | 0.00022929 | 0.00011415 | 0.00011415 | 0.00011415 | 0.00011415 | 1.6195e-07 | 2.437e-05 | 5.3103e-05 | 6.9742e-05 | 9.8556e-05 | 0.00010766 | 9.3557e-05 | 8.7016e-05 | 0.00016535 | 0.00010332 | -1.5442e-05 | -1.5442e-05
07/17 02:00:00 | 7 | 17 | 2 | 4730 | WD | 0 | 2.3015e-05 | 2.3015e-05 | 0.00096896 | 7.4092e-05 | 0.00023244 | 0.00011415 | 0 | 0 | 5.4452e-05 | 0 | 0 | 2.3015e-05 | 0 | 8.5656e-05 | 0 | 8.5656e-05 | 0.00011415 | 0.00022925 | 0.00011415 | 0 | 6.5591e-05 | 0.0001118 | 0.00010818 | 0.00012844 | 0.00012218 | 1.2192e-05 | 2.8341e-07 | 4.0829e-06 | 4.0829e-06 | 0.00011415 | 0.00011415 | 0.00011415 | 0.00011415 | 0.00011415 | 0.00011415 | 3.6084e-05 | 6.819e-05 | 6.0618e-05 | 5.6748e-05 | 0.00022929 | 0.00011415 | 0.00011415 | 0.00011415 | 0.00011415 | 1.7352e-07 | 2.5894e-05 | 5.6002e-05 | 7.3438e-05 | 9.6342e-05 | 0.00010762 | 9.3929e-05 | 8.758e-05 | 0.00016767 | 0.00010332 | -1.6967e-05 | -1.6967e-05
07/17 03:00:00 | 7 | 17 | 3 | 4731 | WD | 0 | 1.4909e-05 | 1.4909e-05 | -0.00016278 | 0 | 0.00022975 | 0.00011415 | 0 | 0 | 2.1781e-05 | 0 | 0 | 1.4909e-05 | 0 | 8.3946e-05 | 0 | 8.3946e-05 | 0.00011415 | 0.00022925 | 0.00011415 | 0 | 6.5591e-05 | 0.0001118 | 0.00010897 | 0.00012842 | 0.00012241 | 1.3613e-05 | 1.9031e-07 | 4.4728e-06 | 4.4728e-06 | 0.00011415 | 0.00011415 | 0.00011415 | 0.00011415 | 0.00011415 | 0.00011415 | 4.5102e-05 | 6.8975e-05 | 6.1912e-05 | 5.8304e-05 | 0.00022929 | 0.00011415 | 0.00011415 | 0.00011415 | 0.00011415 | 2.089e-07 | 3.0373e-05 | 5.892e-05 | 7.5451e-05 | 0.00010173 | 0.00010785 | 9.4203e-05 | 8.7874e-05 | 0.00016839 | 0.00010332 | -1.5934e-05 | -1.5934e-05
07/17 04:00:00 | 7 | 17 | 4 | 4732 | WD | 0 | 2.2493e-05 | 2.2493e-05 | 0.00016296 | 7.3961e-05 | 0.00022651 | 0.00011415 | 0 | 0 | 2.1781e-05 | 0 | 0 | 2.2493e-05 | 0 | 8.2211e-05 | 0 | 8.2211e-05 | 0.00011415 | 0.00022925 | 0.00011415 | 0 | 6.5591e-05 | 0.0001118 | 0.00017548 | 0.00012763 | 0.00014242 | 1.4063e-05 | 1.3464e-07 | 4.5786e-06 | 4.5786e-06 | 0.00011415 | 0.00011415 | 0.00011415 | 0.00011415 | 0.00011415 | 0.00011415 | 5.4138e-05 | 7.0282e-05 | 7.6832e-05 | 8.0178e-05 | 0.00022929 | 0.00011415 | 0.00011415 | 0.00011415 | 0.00011415 | 2.9412e-07 | 3.7834e-05 | 7.9583e-05 | 0.00010376 | 0.00010629 | 0.00010796 | 9.9302e-05 | 9.5284e-05 | 0.00017059 | 0.00010328 | -1.381e-05 | -1.381e-05
07/17 05:00:00 | 7 | 17 | 5 | 4733 | WD | 0 | 2.3994e-05 | 2.3994e-05 | 6.6362e-07 | 7.4445e-05 | 0.00021796 | 0.00011415 | 0 | 0 | 6.5342e-05 | 0 | 0 | 2.3994e-05 | 0 | 8.1198e-05 | 0 | 8.1198e-05 | 0.00011415 | 0.00017194 | 0.00011415 | 2.7669e-06 | 6.5591e-05 | 0.0001118 | 0.00016682 | 0.00012981 | 0.00014125 | 1.9947e-05 | -2.5721e-08 | 6.3466e-06 | 6.3466e-06 | 0.00011415 | 0.00011415 | 0.00011415 | 0.00011415 | 0.00011415 | 0.00011415 | 9.0278e-05 | 9.2896e-05 | 0.00010217 | 0.0001069 | 0.0001538 | 0.00011415 | 0.00011415 | 0.00011415 | 0.00011415 | 5.1528e-06 | 6.3518e-05 | 0.00011107 | 0.0001386 | 0.00011883 | 0.00011341 | 0.00010308 | 9.8285e-05 | 0.00017939 | 0.00010324 | -1.6901e-05 | -1.6901e-05
07/17 06:00:00 | 7 | 17 | 6 | 4734 | WD | 4.7967e-05 | 2.633e-05 | 2.633e-05 | 1.7665e-06 | 6.3186e-05 | -1.5577e-12 | 0.00011415 | 0.00024439 | 0.00024439 | 0.00013613 | 0 | 0 | 2.633e-05 | 0 | 8.7512e-05 | 0 | 8.7512e-05 | 0.00011415 | 0 | 0.00011415 | 2.509e-05 | 6.5591e-05 | 0.0001126 | 0.00014841 | 0.00013471 | 0.00013895 | 8.3273e-06 | -5.1122e-08 | 2.6221e-06 | 2.6221e-06 | 0.00011415 | 0.00011415 | 0.00011415 | 0.00011416 | 0.00011415 | 0.00011415 | 0.00012651 | 0.00012319 | 0.0001301 | 0.00013363 | 0 | 0.00011415 | 0.00011415 | 0.00011415 | 0.00011415 | 5.1714e-05 | 0.00010458 | 0.00014948 | 0.00017548 | 0.00013152 | 0.00012038 | 0.00010542 | 9.848e-05 | 0.00017881 | 0.00010676 | 4.8983e-05 | 4.8983e-05
07/17 07:00:00 | 7 | 17 | 7 | 4735 | WD | 0.00013667 | 3.0284e-05 | 3.0284e-05 | 4.1563e-06 | 9.3975e-05 | 7.5464e-14 | 0.00011415 | 0.00060804 | 0.00060804 | 0.00015247 | 0 | 0 | 3.0284e-05 | -3.5583e-05 | 9.9871e-05 | 0 | 9.9871e-05 | 0.00011415 | 0 | 0.00011415 | 5.5734e-05 | 6.5591e-05 | 0.0001126 | 0.00012575 | 0.00015567 | 0.00014643 | 3.3226e-06 | -4.6462e-08 | 1.0285e-06 | 1.0285e-06 | 0.00011415 | 0.00011415 | 0.00011415 | 0.00011416 | 0.00011415 | 0.00011415 | 0.00014472 | 0.00014024 | 0.00018893 | 0.00021381 | 0 | 0.00011415 | 0.00011415 | 0.00011415 | 0.00011415 | 0.00013064 | 0.00016095 | 0.00015314 | 0.00014861 | 0.00014228 | 0.00013293 | 0.00012912 | 0.00012735 | 0.0001802 | 0.00010395 | -0.00010296 | -0.00010296
07/17 08:00:00 | 7 | 17 | 8 | 4736 | WD | 0.00022401 | 3.8696e-05 | 3.8696e-05 | 1.0045e-05 | 0.00016348 | 4.7973e-13 | 0.00011415 | 0.00086496 | 0.00086496 | 0.00013613 | 0 | 0 | 3.8696e-05 | -2.8801e-05 | 0.00011103 | 0 | 0.00011103 | 0.00011415 | 0 | 0.00011415 | 0.000222 | 0.00016398 | 0.0001685 | 0.00012929 | 0.00015842 | 0.00014942 | 2.7308e-06 | -2.187e-09 | 8.6977e-07 | 8.6977e-07 | 0.00011415 | 0.00011415 | 0.00011415 | 0.00011415 | 0.00011415 | 0.00011415 | 0.00016278 | 0.00015337 | 0.00019337 | 0.00021381 | 0 | 0.00011415 | 0.00011415 | 0.00011415 | 0.00011415 | 0.00023167 | 0.00021945 | 0.00017837 | 0.00015458 | 0.00015816 | 0.00013832 | 0.00016279 | 0.00017415 | 0.00018134 | 0.00010334 | -0.00010066 | -0.00010066
07/17 09:00:00 | 7 | 17 | 9 | 4737 | WD | 0.00030276 | 3.5383e-05 | 3.5383e-05 | 1.1647e-05 | 0.00015855 | 1.5523e-12 | 0.00011415 | 0.00044872 | 0.00044872 | 5.9897e-05 | 0 | 0 | 3.5383e-05 | -1.4708e-05 | 0.00011108 | 0 | 0.00011108 | 0.00011415 | 0 | 0.00011415 | 0.00047113 | 0.00029516 | 0.0002244 | 0.00013432 | 0.00016214 | 0.00015354 | 2.567e-06 | 2.5929e-06 | 2.5847e-06 | 2.5847e-06 | 0.00011415 | 0.00011415 | 0.00011415 | 0.00011415 | 0.00011415 | 0.00011415 | 0.0001808 | 0.00015456 | 0.00019377 | 0.00021381 | 0 | 0.00011415 | 0.00011415 | 0.00011415 | 0.00011415 | 0.00035226 | 0.00024645 | 0.00019164 | 0.00015989 | 0.00017377 | 0.00014062 | 0.00017153 | 0.00018586 | 0.000167 | 0.0001042 | -0.00010592 | -0.00010592
07/17 10:00:00 | 7 | 17 | 10 | 4738 | WD | 0.00037481 | 2.7145e-05 | 2.7145e-05 | 0.0010184 | 8.6754e-05 | 0.00021486 | 0.00011415 | 0.00030594 | 0.00030594 | 4.0839e-05 | 0 | 0 | 2.7145e-05 | -2.3062e-06 | 0.00011156 | 0 | 0.00011156 | 0.00011415 | 0 | 0.00011415 | 0.00047113 | 0.00029516 | 0.0002244 | 0.00013749 | 0.00016732 | 0.0001581 | 3.5999e-06 | 3.7733e-06 | 3.718e-06 | 3.718e-06 | 0.00011415 | 0.00011415 | 0.00011415 | 0.00011415 | 0.00011415 | 0.00011415 | 0.0001808 | 0.00015413 | 0.00019363 | 0.00021381 | 0 | 0.00011415 | 0.00011415 | 0.00011415 | 0.00011415 | 0.00042724 | 0.00024653 | 0.00019459 | 0.0001645 | 0.00018065 | 0.00014282 | 0.00017374 | 0.00018809 | 0.00016135 | 0.00012344 | -0.00010376 | -0.00010376
07/17 11:00:00 | 7 | 17 | 11 | 4739 | WD | 0.00042842 | 3.5413e-05 | 3.5413e-05 | -0.00099573 | 0.00016049 | 0.00021991 | 0.00011415 | 0 | 0 | 4.0839e-05 | 0 | 0 | 3.5413e-05 | 0 | 0.00011463 | 0 | 0.00011463 | 0.00011415 | 0 | 0.00011415 | 0.00047113 | 0.00029516 | 0.0002244 | 0.00016423 | 0.000172 | 0.0001696 | 2.4818e-06 | 4.0618e-06 | 3.5577e-06 | 3.5577e-06 | 0.00011415 | 0.00011415 | 0.00011415 | 0.00011415 | 0.00011415 | 0.00011415 | 0.00018079 | 0.00015348 | 0.00019341 | 0.00021381 | 0 | 0.00011415 | 0.00011415 | 0.00011415 | 0.00011415 | 0.00047069 | 0.00024632 | 0.00019666 | 0.0001679 | 0.00018491 | 0.00014545 | 0.00017866 | 0.00019407 | 0.00016401 | 0.00018257 | -0.00010756 | -0.00010756
07/17 12:00:00 | 7 | 17 | 12 | 4740 | WD | 0.0004587 | 2.6779e-05 | 2.6779e-05 | 0.0010049 | 7.9105e-05 | 0.00021998 | 0.00011415 | 0 | 0 | 4.0839e-05 | 0 | 0 | 2.6779e-05 | 0 | 0.00011458 | 0 | 0.00011458 | 0.00011415 | 0 | 0.00011415 | 0.00047113 | 0.00029516 | 0.0002244 | 0.0001419 | 0.00017535 | 0.00016501 | 6.4926e-07 | 4.6798e-06 | 3.3938e-06 | 3.3938e-06 | 0.00011415 | 0.00011415 | 0.00011415 | 0.00011415 | 0.00011415 | 0.00011415 | 0.00018078 | 0.0001532 | 0.00019331 | 0.00021381 | 0 | 0.00011415 | 0.00011415 | 0.00011415 | 0.00011415 | 0.00049416 | 0.00024586 | 0.00024047 | 0.00023735 | 0.0001879 | 0.00014721 | 0.00018495 | 0.00020246 | 0.0001666 | 0.00020966 | -0.000102 | -0.000102
07/17 13:00:00 | 7 | 17 | 13 | 4741 | WD | 0.00046197 | 2.6185e-05 | 2.6185e-05 | 4.5648e-06 | 7.8273e-05 | 0.00021627 | 0.00011415 | 0 | 0 | 4.0839e-05 | 0 | 0 | 2.6185e-05 | 0 | 0.00011115 | 0 | 0.00011115 | 0.00011415 | 0 | 0.00011415 | 0.00047113 | 0.00029516 | 0.0002244 | 0.00014229 | 0.00018196 | 0.0001697 | 6.6499e-07 | 5.415e-06 | 3.8995e-06 | 3.8995e-06 | 0.00011415 | 0.00011415 | 0.00011415 | 0.00011415 | 0.00011415 | 0.00011415 | 0.00018074 | 0.00015279 | 0.00019317 | 0.00021381 | 0 | 0.00011415 | 0.00011415 | 0.00011415 | 0.00011415 | 0.00050039 | 0.00024525 | 0.00024054 | 0.00023782 | 0.00018773 | 0.00014966 | 0.00018484 | 0.00020116 | 0.00016762 | 0.00022862 | -0.00010924 | -0.00010924
07/17 14:00:00 | 7 | 17 | 14 | 4742 | WD | 0.00043195 | 3.4265e-05 | 3.4265e-05 | 4.9431e-06 | 0.00015539 | 0.00022375 | 0.00011415 | 0 | 0 | 4.0839e-05 | 0 | 0 | 3.4265e-05 | 0 | 0.00011051 | 0 | 0.00011051 | 0.00011415 | 0 | 0.00011415 | 0.00047113 | 0.00029516 | 0.0002244 | 0.00014284 | 0.0001832 | 0.00017072 | 6.3088e-07 | 5.6946e-06 | 4.079e-06 | 4.079e-06 | 0.00011415 | 0.00011415 | 0.00011415 | 0.00011415 | 0.00011415 | 0.00011415 | 0.00018064 | 0.00015218 | 0.00019297 | 0.00021381 | 0 | 0.00011415 | 0.00011415 | 0.00011415 | 0.00011415 | 0.00048826 | 0.00024314 | 0.00023906 | 0.0002367 | 0.00018924 | 0.00015062 | 0.00018391 | 0.00019935 | 0.00015966 | 0.00025045 | -0.00010677 | -0.00010677
07/17 15:00:00 | 7 | 17 | 15 | 4743 | WD | 0.00037503 | 2.5827e-05 | 2.5827e-05 | 0.00026951 | 7.7108e-05 | 0.00023635 | 0.00011415 | 0 | 0 | 4.0839e-05 | 0 | 0 | 2.5827e-05 | 0 | 0.00010956 | 0 | 0.00010956 | 0.00011415 | 0 | 0.00011415 | 0.00047113 | 0.00029516 | 0.0002244 | 0.0001421 | 0.00018046 | 0.0001686 | 6.1361e-07 | 5.9941e-06 | 4.2774e-06 | 4.2774e-06 | 0.00011415 | 0.00011415 | 0.00011415 | 0.00011415 | 0.00011415 | 0.00011415 | 0.00016254 | 0.00015069 | 0.00019246 | 0.00021381 | 0 | 0.00011415 | 0.00011415 | 0.00011415 | 0.00011415 | 0.00040914 | 0.00023592 | 0.00019201 | 0.00016657 | 0.00018249 | 0.00015059 | 0.00018563 | 0.00020188 | 0.00014139 | 0.00027768 | -0.00010983 | -0.00010983
07/17 16:00:00 | 7 | 17 | 16 | 4744 | WD | 0.00030265 | 2.7121e-05 | 2.7121e-05 | 0.00072687 | 7.7049e-05 | 0.00024949 | 0.00011415 | 0 | 0 | 4.0839e-05 | 0 | 0 | 2.7121e-05 | 0 | 0.00011092 | 0 | 0.00011092 | 0.00011415 | 0 | 0.00011415 | 0.00047113 | 0.00029516 | 0.0002244 | 0.00013992 | 0.00017936 | 0.00016717 | 5.8094e-07 | 6.1384e-06 | 4.3653e-06 | 4.3653e-06 | 0.00011415 | 0.00011415 | 0.00011415 | 0.00011415 | 0.00011415 | 0.00011415 | 0.00014445 | 0.00014413 | 0.00015206 | 0.00015611 | 0 | 0.00011415 | 0.00011415 | 0.00011415 | 0.00011415 | 0.00030953 | 0.00021408 | 0.00015363 | 0.00011862 | 0.000173 | 0.00014796 | 0.00017494 | 0.00018746 | 0.00014441 | 0.00026612 | -0.00010783 | -0.00010783
07/17 17:00:00 | 7 | 17 | 17 | 4745 | WD | 0.0002239 | 3.1511e-05 | 3.1511e-05 | 5.8618e-06 | 7.7553e-05 | -2.0051e-12 | 0.00011415 | 0.0010849 | 0.0010849 | 4.0839e-05 | 0 | 0 | 3.1511e-05 | 0 | 0.00012 | 0 | 0.00012 | 0.00011415 | 0 | 0.00011415 | 0.00044749 | 0.00029516 | 0.0002244 | 0.00013739 | 0.00017677 | 0.0001646 | 5.1941e-07 | 6.0543e-06 | 4.2884e-06 | 4.2884e-06 | 0.00011415 | 0.00011415 | 0.00011415 | 0.00011415 | 0.00011415 | 0.00011415 | 0.00012638 | 0.00013924 | 0.00012923 | 0.00012411 | 0 | 0.00011415 | 0.00011415 | 0.00011415 | 0.00011415 | 0.00021224 | 0.0001893 | 0.00012725 | 9.131e-05 | 0.00015752 | 0.00014437 | 0.00016295 | 0.00017156 | 0.00017052 | 0.00023276 | -0.00011164 | -0.00011164
07/17 18:00:00 | 7 | 17 | 18 | 4746 | WD | 0.00014363 | 3.6632e-05 | 3.6632e-05 | 7.0898e-06 | 7.8542e-05 | -7.5459e-13 | 0.00011415 | 0.0010599 | 0.0010599 | 7.0788e-05 | -2.2302e-05 | 0 | 3.6632e-05 | 0 | 0.00013406 | 1.0589e-06 | 0.00013406 | 0.00011415 | 0 | 0.00011415 | 6.975e-05 | 6.5591e-05 | 0.0001126 | 0.00013647 | 0.00017218 | 0.00016114 | 2.2001e-05 | 5.3762e-06 | 1.068e-05 | 1.068e-05 | 0.00011415 | 0.00011415 | 0.00011415 | 0.00011415 | 0.00011415 | 0.00011415 | 0.00012633 | 0.00012817 | 0.00011248 | 0.00010446 | 0 | 0.00011415 | 0.00011415 | 0.00011415 | 0.00011415 | 0.00014664 | 0.00014168 | 9.8899e-05 | 7.4123e-05 | 0.00015368 | 0.00013834 | 0.00013117 | 0.00012784 | 0.00016812 | 0.00020245 | 1.8777e-05 | 1.8777e-05
07/17 19:00:00 | 7 | 17 | 19 | 4747 | WD | 5.9137e-05 | 5.0815e-05 | 5.0815e-05 | 1.695e-05 | 0.00014943 | -3.8268e-13 | 0.00011415 | 0.0007657 | 0.0007657 | 0.00015247 | -3.1559e-06 | 0 | 5.0815e-05 | 0 | 0.00014271 | 2.4338e-06 | 0.00014271 | 0.00011415 | 0 | 0.00011415 | 3.7432e-05 | 6.5591e-05 | 0.0001126 | 0.00012995 | 0.0001682 | 0.00015638 | 6.5329e-06 | 4.1728e-06 | 4.9258e-06 | 4.9258e-06 | 0.00011415 | 0.00011415 | 0.00011415 | 0.00011415 | 0.00011415 | 0.00011415 | 0.00010828 | 0.00011978 | 0.00010074 | 9.1006e-05 | 0 | 0.00011415 | 0.00011415 | 0.00011415 | 0.00011415 | 6.9441e-05 | 9.709e-05 | 7.4874e-05 | 6.2008e-05 | 0.00014205 | 0.00013324 | 0.0001235 | 0.00011899 | 0.00016774 | 0.00016488 | 1.8433e-05 | 1.8433e-05
07/17 20:00:00 | 7 | 17 | 20 | 4748 | WD | 0 | 4.5687e-05 | 4.5687e-05 | 8.7384e-06 | 8.9609e-05 | -2.8565e-13 | 0.00011415 | 0.00012942 | 0.00012942 | 0.00021236 | -8.5258e-07 | 0 | 4.5687e-05 | 0 | 0.00014653 | 3.6763e-07 | 0.00014653 | 0.00011415 | 5.7313e-05 | 0.00011415 | 5.2724e-06 | 6.5591e-05 | 0.0001126 | 0.00012697 | 0.00016214 | 0.00015127 | 2.6358e-06 | 2.9714e-06 | 2.8643e-06 | 2.8643e-06 | 0.00011415 | 0.00011415 | 0.00011415 | 0.00011415 | 0.00011415 | 0.00011415 | 0.00010824 | 0.00010456 | 8.5941e-05 | 7.6429e-05 | 3.9149e-05 | 0.00011415 | 0.00011415 | 0.00011415 | 0.00011415 | 1.1509e-05 | 6.2146e-05 | 8.5662e-05 | 9.928e-05 | 0.00013983 | 0.00012751 | 0.00011226 | 0.00010519 | 0.00016587 | 0.00013652 | 1.506e-05 | 1.506e-05
07/17 21:00:00 | 7 | 17 | 21 | 4749 | WD | 0 | 4.4685e-05 | 4.4685e-05 | 0.0010079 | 7.9194e-05 | 0 | 0.00011415 | 0 | 0 | 0.00028587 | 0 | 0 | 4.4685e-05 | 0 | 0.00014762 | 0 | 0.00014762 | 0.00011415 | 0.00022925 | 0.00011415 | 0 | 6.5591e-05 | 0.0001126 | 0.0001205 | 0.00013745 | 0.00013221 | 2.434e-06 | 1.7112e-06 | 1.9418e-06 | 1.9418e-06 | 0.00011415 | 0.00011415 | 0.00011415 | 0.00011415 | 0.00011415 | 0.00011415 | 0.00010818 | 9.2279e-05 | 7.4921e-05 | 6.6052e-05 | 0.00022929 | 0.00011415 | 0.00011415 | 0.00011415 | 0.00011415 | 3.2016e-07 | 4.5412e-05 | 7.0785e-05 | 8.5478e-05 | 0.00014092 | 0.00011854 | 0.00011379 | 0.00011158 | 0.00016501 | 0.00010238 | 1.789e-05 | 1.789e-05
07/17 22:00:00 | 7 | 17 | 22 | 4750 | WD | 0 | 4.8394e-05 | 4.8394e-05 | 6.6473e-06 | 0.00015687 | 2.0698e-12 | 0.00011415 | 0 | 0 | 0.00034305 | 0 | 0 | 4.8394e-05 | 0 | 0.00014405 | 0 | 0.00014405 | 0.00011415 | 0.00022925 | 0.00011415 | 0 | 6.5591e-05 | 0.0001118 | 0.00011875 | 0.00013144 | 0.00012752 | 2.3496e-06 | 1.0414e-06 | 1.4588e-06 | 1.4588e-06 | 0.00011415 | 0.00011415 | 0.00011415 | 0.00011415 | 0.00011415 | 0.00011415 | 0.00010814 | 6.9436e-05 | 6.3877e-05 | 6.1037e-05 | 0.00022929 | 0.00011415 | 0.00011415 | 0.00011415 | 0.00011415 | 2.0797e-07 | 3.3003e-05 | 6.2124e-05 | 7.8988e-05 | 0.00013734 | 0.00010905 | 0.00010414 | 0.00010186 | 0.00016556 | 0.00010332 | -4.263e-05 | -4.263e-05
07/17 23:00:00 | 7 | 17 | 23 | 4751 | WD | 0 | 3.4872e-05 | 3.4872e-05 | 4.6791e-06 | 7.707e-05 | 7.9772e-13 | 0.00011415 | 0 | 0 | 0.00034849 | 0 | 0 | 3.4872e-05 | 0 | 0.00013614 | 0 | 0.00013614 | 0.00011415 | 0.00022925 | 0.00011415 | 0 | 6.5591e-05 | 0.0001118 | 0.000141 | 0.00013072 | 0.0001339 | 2.7868e-06 | 7.4903e-07 | 1.3992e-06 | 1.3992e-06 | 0.00011415 | 0.00011415 | 0.00011415 | 0.00011415 | 0.00011415 | 0.00011415 | 9.9118e-05 | 6.8344e-05 | 6.1493e-05 | 5.7992e-05 | 0.00022929 | 0.00011415 | 0.00011415 | 0.00011415 | 0.00011415 | 1.729e-07 | 2.6771e-05 | 5.7344e-05 | 7.5048e-05 | 0.00013135 | 0.00010847 | 0.00010232 | 9.9473e-05 | 0.00016518 | 0.00010332 | -2.9061e-05 | -2.9061e-05
07/17 24:00:00 | 7 | 17 | 24 | 4752 | WD | 0 | 3.0413e-05 | 3.0413e-05 | 2.9279e-06 | 7.5913e-05 | -1.3906e-12 | 0.00011415 | 0 | 0 | 0.00023959 | 0 | 0 | 3.0413e-05 | 0 | 0.00012638 | 0 | 0.00012638 | 0.00011415 | 0.00022925 | 0.00011415 | 0 | 6.5591e-05 | 0.0001118 | 0.00011103 | 0.00013065 | 0.00012459 | 2.3254e-06 | 5.3934e-07 | 1.1092e-06 | 1.1092e-06 | 0.00011415 | 0.00011415 | 0.00011415 | 0.00011415 | 0.00011415 | 0.00011415 | 4.5083e-05 | 6.8027e-05 | 5.8924e-05 | 5.4272e-05 | 0.00022929 | 0.00011415 | 0.00011415 | 0.00011415 | 0.00011415 | 1.5915e-07 | 2.496e-05 | 5.3631e-05 | 7.0234e-05 | 0.00010575 | 0.00010835 | 9.5288e-05 | 8.923e-05 | 0.00016565 | 0.00010332 | -2.5607e-05 | -2.5607e-05
07/18 01:00:00 | 7 | 18 | 1 | 4753 | WE | 0 | 1.6216e-05 | 1.6216e-05 | 1.3822e-06 | 0 | 0.00025245 | 0.00011415 | 0 | 0 | 0.00013341 | 0 | 0 | 1.6216e-05 | 0 | 9.281e-05 | 0 | 9.281e-05 | 0.00011415 | 0.00022925 | 0.00011415 | 0 | 1.6398e-05 | 1.3975e-05 | 0.0001147 | 0.00012954 | 0.00012495 | 1.8975e-06 | 3.6686e-07 | 8.5521e-07 | 8.5521e-07 | 0.00011415 | 0.00011415 | 0.00011415 | 0.00011415 | 0.00011415 | 0.00011415 | 9.0148e-05 | 6.7538e-05 | 5.9021e-05 | 5.4669e-05 | 0.00022929 | 0.00011415 | 0.00011415 | 0.00011415 | 0.00011415 | 2.6738e-07 | 2.2169e-05 | 5.2933e-05 | 7.0747e-05 | 0.00012356 | 0.00010773 | 9.4455e-05 | 8.8298e-05 | 0.00016615 | 0.00010332 | -2.0315e-05 | -2.0315e-05
07/18 02:00:00 | 7 | 18 | 2 | 4754 | WE | 0 | 2.3092e-05 | 2.3092e-05 | 0 | 7.406e-05 | 0.00023244 | 0.00011415 | 0 | 0 | 5.4452e-05 | 0 | 0 | 2.3092e-05 | 0 | 8.6205e-05 | 0 | 8.6205e-05 | 0.00011415 | 0.00022925 | 0.00011415 | 0 | 1.6398e-05 | 1.3975e-05 | 0.00011338 | 0.00012809 | 0.00012354 | 1.8499e-06 | 1.9208e-07 | 7.2101e-07 | 7.2101e-07 | 0.00011415 | 0.00011415 | 0.00011415 | 0.00011415 | 0.00011415 | 0.00011415 | 9.0148e-05 | 6.7578e-05 | 5.8145e-05 | 5.3326e-05 | 0.00022929 | 0.00011415 | 0.00011415 | 0.00011415 | 0.00011415 | 2.6738e-07 | 2.2396e-05 | 5.1915e-05 | 6.9009e-05 | 0.00012061 | 0.00010723 | 9.3487e-05 | 8.7112e-05 | 0.00017356 | 0.00010332 | -1.336e-05 | -1.336e-05
07/18 03:00:00 | 7 | 18 | 3 | 4755 | WE | 0 | 1.4962e-05 | 1.4962e-05 | 6.2108e-07 | 0 | 0.00022975 | 0.00011415 | 0 | 0 | 2.1781e-05 | 0 | 0 | 1.4962e-05 | 0 | 8.4304e-05 | 0 | 8.4304e-05 | 0.00011415 | 0.00022925 | 0.00011415 | 0 | 1.6398e-05 | 1.3975e-05 | 0.0001125 | 0.00012697 | 0.0001225 | 1.7336e-06 | 1.3866e-07 | 6.4752e-07 | 6.4752e-07 | 0.00011415 | 0.00011415 | 0.00011415 | 0.00011415 | 0.00011415 | 0.00011415 | 9.0148e-05 | 6.8179e-05 | 5.8423e-05 | 5.3438e-05 | 0.00022929 | 0.00011415 | 0.00011415 | 0.00011415 | 0.00011415 | 2.6738e-07 | 2.5829e-05 | 5.3266e-05 | 6.9154e-05 | 0.00011967 | 0.00010702 | 9.3197e-05 | 8.6785e-05 | 0.00017622 | 0.00010332 | -1.5162e-05 | -1.5162e-05
07/18 04:00:00 | 7 | 18 | 4 | 4756 | WE | 0 | 2.2518e-05 | 2.2518e-05 | 0 | 7.3914e-05 | 0.00022651 | 0.00011415 | 0 | 0 | 2.1781e-05 | 0 | 0 | 2.2518e-05 | 0 | 8.2413e-05 | 0 | 8.2413e-05 | 0.00011415 | 0.00022925 | 0.00011415 | 0 | 1.6398e-05 | 1.3975e-05 | 0.00012525 | 0.00012649 | 0.00012611 | 1.6176e-06 | 1.0856e-07 | 5.9003e-07 | 5.9003e-07 | 0.00011415 | 0.00011415 | 0.00011415 | 0.00011415 | 0.00011415 | 0.00011415 | 9.0148e-05 | 6.9401e-05 | 6.1076e-05 | 5.6823e-05 | 0.00022929 | 0.00011415 | 0.00011415 | 0.00011415 | 0.00011415 | 2.6738e-07 | 3.2805e-05 | 5.8598e-05 | 7.3534e-05 | 0.00011859 | 0.00010722 | 9.3754e-05 | 8.7509e-05 | 0.00017877 | 0.00010326 | -1.1097e-05 | -1.1097e-05
07/18 05:00:00 | 7 | 18 | 5 | 4757 | WE | 0 | 1.6159e-05 | 1.6159e-05 | 1.1691e-06 | 0 | 0.00021796 | 0.00011415 | 0 | 0 | 6.5342e-05 | 0 | 0 | 1.6159e-05 | 0 | 8.158e-05 | 0 | 8.158e-05 | 0.00011415 | 0.00017194 | 0.00011415 | 6.1567e-07 | 1.6398e-05 | 1.3975e-05 | 0.00012321 | 0.00012853 | 0.00012689 | 1.4956e-06 | -1.8972e-09 | 4.759e-07 | 4.759e-07 | 0.00011415 | 0.00011415 | 0.00011415 | 0.00011415 | 0.00011415 | 0.00011415 | 9.0148e-05 | 8.6603e-05 | 7.4575e-05 | 6.8429e-05 | 0.0001538 | 0.00011415 | 0.00011415 | 0.00011415 | 0.00011415 | 4.0873e-06 | 4.8639e-05 | 7.4004e-05 | 8.8692e-05 | 0.00011425 | 0.00011098 | 9.3567e-05 | 8.5489e-05 | 0.00018026 | 0.00010314 | -1.3365e-05 | -1.3365e-05
07/18 06:00:00 | 7 | 18 | 6 | 4758 | WE | 4.7387e-05 | 2.7831e-05 | 2.7831e-05 | 2.9694e-06 | 7.6512e-05 | -1.5577e-12 | 0.00011415 | 0.00024028 | 0.00024028 | 0.00013613 | 0 | 0 | 2.7831e-05 | 0 | 8.8117e-05 | 0 | 8.8117e-05 | 0.00011415 | 0 | 0.00011415 | 6.167e-06 | 1.6398e-05 | 1.4769e-05 | 0.00012358 | 0.00013497 | 0.00013145 | -1.0985e-05 | 1.5033e-07 | -3.4025e-06 | -3.4025e-06 | 0.00011415 | 0.00011415 | 0.00011415 | 0.00011416 | 0.00011415 | 0.00011415 | 9.0148e-05 | 0.00011637 | 9.2621e-05 | 8.0485e-05 | 0 | 0.00011415 | 0.00011415 | 0.00011415 | 0.00011415 | 3.5206e-05 | 8.1412e-05 | 9.6757e-05 | 0.00010564 | 0.00011051 | 0.00011842 | 9.7817e-05 | 8.826e-05 | 0.00018061 | 0.0001032 | 4.6949e-05 | 4.6949e-05
07/18 07:00:00 | 7 | 18 | 7 | 4759 | WE | 0.00013363 | 3.7672e-05 | 3.7672e-05 | 0.00090434 | 0.0001616 | 7.5442e-14 | 0.00011415 | 0.00060768 | 0.00060768 | 0.00015247 | 0 | 0 | 3.7672e-05 | 0 | 0.00010137 | 0 | 0.00010137 | 0.00011415 | 0 | 0.00011415 | 1.3926e-05 | 1.6398e-05 | 1.4769e-05 | 0.00012135 | 0.00016031 | 0.00014827 | -9.9541e-06 | 7.7155e-07 | -2.6505e-06 | -2.6505e-06 | 0.00011415 | 0.00011415 | 0.00011415 | 0.00011416 | 0.00011415 | 0.00011415 | 9.0148e-05 | 0.00013598 | 0.00010621 | 9.0996e-05 | 0 | 0.00011415 | 0.00011415 | 0.00011415 | 0.00011415 | 8.0538e-05 | 0.00013846 | 0.00012781 | 0.00012164 | 0.00011459 | 0.00013319 | 0.00010541 | 9.2518e-05 | 0.00017777 | 0.0001023 | -0.00010374 | -0.00010374
07/18 08:00:00 | 7 | 18 | 8 | 4760 | WE | 0.00021745 | 3.9324e-05 | 3.9324e-05 | -0.00021181 | 0.00016527 | 4.7973e-13 | 0.00011415 | 0.0008646 | 0.0008646 | 0.00013613 | 0 | 0 | 3.9324e-05 | 0 | 0.000114 | 0 | 0.000114 | 0.00011415 | 0 | 0.00011415 | 2.2191e-05 | 1.6398e-05 | 1.4769e-05 | 0.00012429 | 0.00016637 | 0.00015336 | -9.3718e-06 | 1.7535e-06 | -1.7961e-06 | -1.7961e-06 | 0.00011415 | 0.00011415 | 0.00011415 | 0.00011415 | 0.00011415 | 0.00011415 | 9.0148e-05 | 0.00014804 | 0.00011622 | 9.9958e-05 | 0 | 0.00011415 | 0.00011415 | 0.00011415 | 0.00011415 | 0.00012755 | 0.00019917 | 0.00015923 | 0.0001361 | 0.00011955 | 0.00013955 | 0.00011763 | 0.00010747 | 0.00016331 | 0.00011008 | -0.0001003 | -0.0001003
07/18 09:00:00 | 7 | 18 | 9 | 4761 | WE | 0.00029397 | 3.6852e-05 | 3.6852e-05 | 0.00036175 | 0.00016602 | 1.5523e-12 | 0.00011415 | 0.00044872 | 0.00044872 | 5.9897e-05 | 0 | 0 | 3.6852e-05 | 0 | 0.00011567 | 0 | 0.00011567 | 0.00011415 | 0 | 0.00011415 | 2.6174e-05 | 1.6398e-05 | 1.4769e-05 | 0.00012791 | 0.00017105 | 0.00015772 | -1.0206e-05 | 2.7803e-06 | -1.363e-06 | -1.363e-06 | 0.00011415 | 0.00011415 | 0.00011415 | 0.00011415 | 0.00011415 | 0.00011415 | 9.0148e-05 | 0.00014946 | 0.00011937 | 0.000104 | 0 | 0.00011415 | 0.00011415 | 0.00011415 | 0.00011415 | 0.00017501 | 0.00022463 | 0.0001735 | 0.0001439 | 0.00012488 | 0.00014296 | 0.00012374 | 0.00011482 | 0.00016553 | 0.00013789 | -0.00010257 | -0.00010257
07/18 10:00:00 | 7 | 18 | 10 | 4762 | WE | 0.00036621 | 2.7592e-05 | 2.7592e-05 | -0.00067744 | 8.2315e-05 | 0.00021486 | 0.00011415 | 0.00030594 | 0.00030594 | 4.0839e-05 | 0 | 0 | 2.7592e-05 | 0 | 0.00011778 | 0 | 0.00011778 | 0.00011415 | 0 | 0.00011415 | 2.6174e-05 | 1.6398e-05 | 1.4769e-05 | 0.00012982 | 0.00017492 | 0.00016098 | -1.0531e-05 | 4.1946e-06 | -5.037e-07 | -5.037e-07 | 0.00011415 | 0.00011415 | 0.00011415 | 0.00011415 | 0.00011415 | 0.00011415 | 9.0148e-05 | 0.00014938 | 0.00011814 | 0.00010218 | 0 | 0.00011415 | 0.00011415 | 0.00011415 | 0.00011415 | 0.00021241 | 0.00022374 | 0.00017282 | 0.00014333 | 0.00012931 | 0.00014539 | 0.00012563 | 0.00011646 | 0.00016831 | 0.00018353 | -0.00010331 | -0.00010331
07/18 11:00:00 | 7 | 18 | 11 | 4763 | WE | 0.00042164 | 3.6604e-05 | 3.6604e-05 | 0.00069942 | 0.00016215 | 0.00021991 | 0.00011415 | 0 | 0 | 4.0839e-05 | 0 | 0 | 3.6604e-05 | 0 | 0.00012151 | 0 | 0.00012151 | 0.00011415 | 0 | 0.00011415 | 2.6174e-05 | 1.6398e-05 | 1.4769e-05 | 0.00015375 | 0.00017784 | 0.0001704 | -1.1335e-05 | 4.9917e-06 | -2.1737e-07 | -2.1737e-07 | 0.00011415 | 0.00011415 | 0.00011415 | 0.00011415 | 0.00011415 | 0.00011415 | 9.0148e-05 | 0.00014911 | 0.0001139 | 9.5904e-05 | 0 | 0.00011415 | 0.00011415 | 0.00011415 | 0.00011415 | 0.00023409 | 0.00022125 | 0.0001672 | 0.00013589 | 0.000132 | 0.00014741 | 0.00012811 | 0.00011915 | 0.00017013 | 0.00022193 | -0.00010595 | -0.00010595
07/18 12:00:00 | 7 | 18 | 12 | 4764 | WE | 0.00045066 | 3.4154e-05 | 3.4154e-05 | 0.0010111 | 0.00013898 | 0.00021998 | 0.00011415 | 0 | 0 | 4.0839e-05 | 0 | 0 | 3.4154e-05 | 0 | 0.00012155 | 0 | 0.00012155 | 0.00011415 | 0 | 0.00011415 | 2.6174e-05 | 1.6398e-05 | 1.4769e-05 | 0.00013158 | 0.00018043 | 0.00016533 | -1.1332e-05 | 5.4688e-06 | 1.0831e-07 | 1.0831e-07 | 0.00011415 | 0.00011415 | 0.00011415 | 0.00011415 | 0.00011415 | 0.00011415 | 9.0148e-05 | 0.00014827 | 0.00011155 | 9.2781e-05 | 0 | 0.00011415 | 0.00011415 | 0.00011415 | 0.00011415 | 0.00024561 | 0.00021767 | 0.00016357 | 0.00013223 | 0.00013419 | 0.00014934 | 0.00012864 | 0.00011904 | 0.00017216 | 0.00025202 | -0.00011033 | -0.00011033
07/18 13:00:00 | 7 | 18 | 13 | 4765 | WE | 0.00045122 | 2.9328e-05 | 2.9328e-05 | -0.00098371 | 9.9112e-05 | 0.00021627 | 0.00011415 | 0 | 0 | 4.0839e-05 | 0 | 0 | 2.9328e-05 | 0 | 0.00011748 | 0 | 0.00011748 | 0.00011415 | 0 | 0.00011415 | 2.6174e-05 | 1.6398e-05 | 1.4769e-05 | 0.00013447 | 0.00018737 | 0.00017102 | -1.1646e-05 | 5.8467e-06 | 2.654e-07 | 2.654e-07 | 0.00011415 | 0.00011415 | 0.00011415 | 0.00011415 | 0.00011415 | 0.00011415 | 9.0148e-05 | 0.00014778 | 0.00010773 | 8.7265e-05 | 0 | 0.00011415 | 0.00011415 | 0.00011415 | 0.00011415 | 0.0002478 | 0.00021561 | 0.0001579 | 0.00012449 | 0.00013672 | 0.00015253 | 0.00012773 | 0.00011623 | 0.00017251 | 0.00027341 | -0.00010804 | -0.00010804
07/18 14:00:00 | 7 | 18 | 14 | 4766 | WE | 0.00042292 | 2.9527e-05 | 2.9527e-05 | 0.0003768 | 7.8169e-05 | 0.00022375 | 0.00011415 | 0 | 0 | 4.0839e-05 | 4.6065e-05 | 0 | 2.9527e-05 | 0 | 0.00011631 | 3.6887e-06 | 0.00011631 | 0.00011415 | 0 | 0.00011415 | 2.6174e-05 | 1.6398e-05 | 1.4769e-05 | 0.00013591 | 0.0001883 | 0.00017211 | -2.6331e-06 | 6.0374e-06 | 3.271e-06 | 3.271e-06 | 0.00011415 | 0.00011415 | 0.00011415 | 0.00011415 | 0.00011415 | 0.00011415 | 9.0148e-05 | 0.0001471 | 0.00010447 | 8.269e-05 | 0 | 0.00011415 | 0.00011415 | 0.00011415 | 0.00011415 | 0.00024183 | 0.00021248 | 0.00015236 | 0.00011754 | 0.00013923 | 0.00015366 | 0.00011694 | 9.9909e-05 | 0.00017347 | 0.00029363 | -0.00010811 | -0.00010811
07/18 15:00:00 | 7 | 18 | 15 | 4767 | WE | 0.00036982 | 3.261e-05 | 3.261e-05 | 0.00062839 | 7.7551e-05 | 0.00023635 | 0.00011415 | 0 | 0 | 4.0839e-05 | 0.00010617 | 0 | 3.261e-05 | 0 | 0.00011474 | 8.5014e-06 | 0.00011474 | 0.00011415 | 0 | 0.00011415 | 2.6174e-05 | 1.6398e-05 | 1.4769e-05 | 0.00013548 | 0.00018327 | 0.0001685 | -9.8192e-06 | 6.0837e-06 | 1.0097e-06 | 1.0097e-06 | 0.00011415 | 0.00011415 | 0.00011415 | 0.00011415 | 0.00011415 | 0.00011415 | 9.0148e-05 | 0.00014517 | 0.00010162 | 7.9372e-05 | 0 | 0.00011415 | 0.00011415 | 0.00011415 | 0.00011415 | 0.00022458 | 0.00020335 | 0.00014546 | 0.00011194 | 0.00013918 | 0.00015152 | 0.00011462 | 9.7502e-05 | 0.00017429 | 0.0002949 | -0.00010894 | -0.00010894
07/18 16:00:00 | 7 | 18 | 16 | 4768 | WE | 0.0002979 | 3.5674e-05 | 3.5674e-05 | 6.871e-06 | 7.7527e-05 | 0.00024949 | 0.00011415 | 0 | 0 | 4.0839e-05 | 0.00013828 | 0 | 3.5674e-05 | 0 | 0.00011582 | 1.1073e-05 | 0.00011582 | 0.00011415 | 0 | 0.00011415 | 2.6174e-05 | 1.6398e-05 | 1.4769e-05 | 0.00012976 | 0.00018261 | 0.00016628 | -2.3305e-05 | 6.1379e-06 | -3.2562e-06 | -3.2562e-06 | 0.00011415 | 0.00011415 | 0.00011415 | 0.00011415 | 0.00011415 | 0.00011415 | 9.0148e-05 | 0.00014133 | 9.6564e-05 | 7.3692e-05 | 0 | 0.00011415 | 0.00011415 | 0.00011415 | 0.00011415 | 0.000191 | 0.00018872 | 0.00013423 | 0.00010268 | 0.00013817 | 0.00014997 | 0.0001129 | 9.571e-05 | 0.00017322 | 0.00028681 | -0.00011304 | -0.00011304
07/18 17:00:00 | 7 | 18 | 17 | 4769 | WE | 0.00022052 | 5.0606e-05 | 5.0606e-05 | 7.6411e-06 | 0.00015622 | -2.0051e-12 | 0.00011415 | 0.0010844 | 0.0010844 | 4.0839e-05 | -7.6665e-05 | 0 | 5.0606e-05 | 0 | 0.00012479 | 1.4307e-05 | 0.00012479 | 0.00011415 | 0 | 0.00011415 | 2.4851e-05 | 1.6398e-05 | 1.4769e-05 | 0.00012979 | 0.00017916 | 0.0001639 | -4.5621e-06 | 6.0412e-06 | 2.6582e-06 | 2.6582e-06 | 0.00011415 | 0.00011415 | 0.00011415 | 0.00011415 | 0.00011415 | 0.00011415 | 9.0148e-05 | 0.00012573 | 8.8965e-05 | 7.0179e-05 | 0 | 0.00011415 | 0.00011415 | 0.00011415 | 0.00011415 | 0.0001508 | 0.00016128 | 0.00012016 | 9.634e-05 | 0.00013816 | 0.00014352 | 0.00010715 | 9.0277e-05 | 0.00017768 | 0.00027099 | -0.00011038 | -0.00011038
07/18 18:00:00 | 7 | 18 | 18 | 4770 | WE | 0.00014088 | 4.6269e-05 | 4.6269e-05 | 0.0010097 | 7.9219e-05 | -7.5459e-13 | 0.00011415 | 0.0010554 | 0.0010554 | 7.0788e-05 | -7.2027e-05 | 0 | 4.6269e-05 | 0 | 0.00013881 | 1.3677e-05 | 0.00013881 | 0.00011415 | 0 | 0.00011415 | 1.7364e-05 | 1.6398e-05 | 1.4769e-05 | 0.00012837 | 0.00017534 | 0.00016083 | -2.4545e-06 | 5.2852e-06 | 2.8158e-06 | 2.8158e-06 | 0.00011415 | 0.00011415 | 0.00011415 | 0.00011415 | 0.00011415 | 0.00011415 | 9.0148e-05 | 0.00012178 | 8.3191e-05 | 6.3475e-05 | 0 | 0.00011415 | 0.00011415 | 0.00011415 | 0.00011415 | 0.00010402 | 0.00012548 | 0.00010026 | 8.5657e-05 | 0.00013417 | 0.00013835 | 0.00010127 | 8.4069e-05 | 0.00017758 | 0.00021124 | -6.4729e-05 | -6.4729e-05
07/18 19:00:00 | 7 | 18 | 19 | 4771 | WE | 5.5473e-05 | 5.9633e-05 | 5.9633e-05 | 1.1621e-05 | 0.00015485 | -3.8268e-13 | 0.00011415 | 0.00074446 | 0.00074446 | 0.00015247 | -2.3775e-05 | 0 | 5.9633e-05 | 0 | 0.00014748 | 1.3165e-05 | 0.00014748 | 0.00011415 | 0 | 0.00011415 | 9.0986e-06 | 1.6398e-05 | 1.4769e-05 | 0.00014088 | 0.00017059 | 0.00016141 | -2.3527e-06 | 4.1165e-06 | 2.0525e-06 | 2.0525e-06 | 0.00011415 | 0.00011415 | 0.00011415 | 0.00011415 | 0.00011415 | 0.00011415 | 9.0148e-05 | 0.00011699 | 8.0242e-05 | 6.1465e-05 | 0 | 0.00011415 | 0.00011415 | 0.00011415 | 0.00011415 | 5.6002e-05 | 8.7702e-05 | 8.3688e-05 | 8.1364e-05 | 0.00012935 | 0.00013352 | 9.7785e-05 | 8.1212e-05 | 0.00017311 | 0.00017094 | -4.8894e-05 | -4.8894e-05
07/18 20:00:00 | 7 | 18 | 20 | 4772 | WE | 0 | 5.2904e-05 | 5.2904e-05 | 2.3875e-05 | 8.6911e-05 | -2.8567e-13 | 0.00011415 | 0.00012783 | 0.00012783 | 0.00021236 | -1.3471e-05 | 0 | 5.2904e-05 | 0 | 0.0001514 | 1.0028e-05 | 0.0001514 | 0.00011415 | 5.7313e-05 | 0.00011415 | 1.3019e-06 | 1.6398e-05 | 1.4769e-05 | 0.00013759 | 0.00016416 | 0.00015595 | -2.2695e-06 | 2.9919e-06 | 1.3132e-06 | 1.3132e-06 | 0.00011415 | 0.00011415 | 0.00011415 | 0.00011415 | 0.00011415 | 0.00011415 | 9.0148e-05 | 0.00010394 | 7.5282e-05 | 6.0638e-05 | 3.9149e-05 | 0.00011415 | 0.00011415 | 0.00011415 | 0.00011415 | 9.3222e-06 | 5.8352e-05 | 7.1278e-05 | 7.8763e-05 | 0.00012685 | 0.00012801 | 9.6333e-05 | 8.164e-05 | 0.0001704 | 0.00013843 | -4.0788e-05 | -4.0788e-05
07/18 21:00:00 | 7 | 18 | 21 | 4773 | WE | 0 | 5.8229e-05 | 5.8229e-05 | 0.001016 | 0.00016023 | 0 | 0.00011415 | 0 | 0 | 0.00028587 | -8.9639e-06 | 0 | 5.8229e-05 | 0 | 0.00015248 | 6.0333e-06 | 0.00015248 | 0.00011415 | 0.00022925 | 0.00011415 | 0 | 1.6398e-05 | 1.4769e-05 | 0.00012739 | 0.00013716 | 0.00013414 | -2.1724e-06 | 1.6994e-06 | 4.6411e-07 | 4.6411e-07 | 0.00011415 | 0.00011415 | 0.00011415 | 0.00011415 | 0.00011415 | 0.00011415 | 9.0148e-05 | 8.8189e-05 | 6.8193e-05 | 5.7976e-05 | 0.00022929 | 0.00011415 | 0.00011415 | 0.00011415 | 0.00011415 | 2.6738e-07 | 3.8487e-05 | 6.1627e-05 | 7.5027e-05 | 0.00012726 | 0.00011884 | 0.00010043 | 9.1886e-05 | 0.00016646 | 0.0001055 | -2.7788e-05 | -2.7788e-05
07/18 22:00:00 | 7 | 18 | 22 | 4774 | WE | 0 | 4.1638e-05 | 4.1638e-05 | 8.9143e-06 | 7.9188e-05 | 2.0697e-12 | 0.00011415 | 0 | 0 | 0.00034305 | -3.6479e-06 | 0 | 4.1638e-05 | 0 | 0.00014889 | 1.0878e-06 | 0.00014889 | 0.00011415 | 0.00022925 | 0.00011415 | 0 | 1.6398e-05 | 1.3975e-05 | 0.00011533 | 0.00013109 | 0.00012622 | -2.3814e-06 | 9.5498e-07 | -1.0949e-07 | -1.0949e-07 | 0.00011415 | 0.00011415 | 0.00011415 | 0.00011415 | 0.00011415 | 0.00011415 | 9.0148e-05 | 6.8383e-05 | 6.1574e-05 | 5.8095e-05 | 0.00022929 | 0.00011415 | 0.00011415 | 0.00011415 | 0.00011415 | 2.6738e-07 | 2.6995e-05 | 5.751e-05 | 7.5181e-05 | 0.00012403 | 0.00010854 | 9.6078e-05 | 9.03e-05 | 0.0001651 | 0.00010332 | -2.3058e-05 | -2.3058e-05
07/18 23:00:00 | 7 | 18 | 23 | 4775 | WE | 0 | 3.5488e-05 | 3.5488e-05 | 6.5434e-06 | 7.763e-05 | 7.9772e-13 | 0.00011415 | 0 | 0 | 0.00034849 | 0 | 0 | 3.5488e-05 | 0 | 0.00013992 | 0 | 0.00013992 | 0.00011415 | 0.00022925 | 0.00011415 | 0 | 1.6398e-05 | 1.3975e-05 | 0.00013801 | 0.00012926 | 0.00013196 | -2.6308e-06 | 6.6088e-07 | -3.8935e-07 | -3.8935e-07 | 0.00011415 | 0.00011415 | 0.00011415 | 0.00011415 | 0.00011415 | 0.00011415 | 9.0148e-05 | 6.7664e-05 | 6.0585e-05 | 5.6968e-05 | 0.00022929 | 0.00011415 | 0.00011415 | 0.00011415 | 0.00011415 | 2.6738e-07 | 2.2886e-05 | 5.5079e-05 | 7.3722e-05 | 0.00012233 | 0.00010767 | 9.4591e-05 | 8.8525e-05 | 0.00016884 | 0.00010332 | -1.3065e-05 | -1.3065e-05
07/18 24:00:00 | 7 | 18 | 24 | 4776 | WE | 0 | 3.0536e-05 | 3.0536e-05 | 4.1744e-06 | 7.6414e-05 | -1.3906e-12 | 0.00011415 | 0 | 0 | 0.00023959 | 0 | 0 | 3.0536e-05 | 0 | 0.00012686 | 0 | 0.00012686 | 0.00011415 | 0.00022925 | 0.00011415 | 0 | 1.6398e-05 | 1.3975e-05 | 0.00011319 | 0.0001285 | 0.00012377 | -2.2429e-06 | 5.0099e-07 | -3.7448e-07 | -3.7448e-07 | 0.00011415 | 0.00011415 | 0.00011415 | 0.00011415 | 0.00011415 | 0.00011415 | 9.0148e-05 | 6.7637e-05 | 6.0012e-05 | 5.6116e-05 | 0.00022929 | 0.00011415 | 0.00011415 | 0.00011415 | 0.00011415 | 2.6738e-07 | 2.2734e-05 | 5.4326e-05 | 7.262e-05 | 0.00012126 | 0.00010739 | 9.3879e-05 | 8.761e-05 | 0.00017112 | 0.00010332 | -1.358e-05 | -1.358e-05
07/19 01:00:00 | 7 | 19 | 1 | 4777 | WE | 0 | 2.4121e-05 | 2.4121e-05 | 1.5242e-06 | 7.4577e-05 | 0.00025245 | 0.00011415 | 0 | 0 | 0.00013341 | 0 | 0 | 2.4121e-05 | 0 | 9.281e-05 | 0 | 9.281e-05 | 0.00011415 | 0.00022925 | 0.00011415 | 0 | 1.6398e-05 | 1.3975e-05 | 0.00011246 | 0.00012745 | 0.00012281 | -2.1465e-06 | 3.8234e-07 | -4.2449e-07 | -4.2449e-07 | 0.00011415 | 0.00011415 | 0.00011415 | 0.00011415 | 0.00011415 | 0.00011415 | 9.0148e-05 | 6.758e-05 | 5.8756e-05 | 5.4248e-05 | 0.00022929 | 0.00011415 | 0.00011415 | 0.00011415 | 0.00011415 | 2.6738e-07 | 2.2409e-05 | 5.2676e-05 | 7.0203e-05 | 0.00012028 | 0.00010701 | 8.8917e-05 | 8.0527e-05 | 0.00017273 | 0.00010332 | 2.0192e-05 | 2.0192e-05
07/19 02:00:00 | 7 | 19 | 2 | 4778 | WE | 0 | 1.5243e-05 | 1.5243e-05 | 0 | 0 | 0.00023244 | 0.00011415 | 0 | 0 | 5.4452e-05 | 0 | 0 | 1.5243e-05 | 0 | 8.6205e-05 | 0 | 8.6205e-05 | 0.00011415 | 0.00022925 | 0.00011415 | 0 | 1.6398e-05 | 1.3975e-05 | 0.00011179 | 0.00012682 | 0.00012218 | -2.0571e-06 | 2.8718e-07 | -4.6076e-07 | -4.6076e-07 | 0.00011415 | 0.00011415 | 0.00011415 | 0.00011415 | 0.00011415 | 0.00011415 | 9.0148e-05 | 6.7485e-05 | 5.7794e-05 | 5.2843e-05 | 0.00022929 | 0.00011415 | 0.00011415 | 0.00011415 | 0.00011415 | 2.6738e-07 | 2.1869e-05 | 5.1326e-05 | 6.8384e-05 | 0.00011942 | 0.00010676 | 8.8326e-05 | 7.9776e-05 | 0.00017527 | 0.00010332 | 2.4569e-05 | 2.4569e-05
07/19 03:00:00 | 7 | 19 | 3 | 4779 | WE | 0 | 2.2783e-05 | 2.2783e-05 | 5.1847e-07 | 7.3791e-05 | 0.00022975 | 0.00011415 | 0 | 0 | 2.1781e-05 | 0 | 0 | 2.2783e-05 | 0 | 8.4304e-05 | 0 | 8.4304e-05 | 0.00011415 | 0.00022925 | 0.00011415 | 0 | 1.6398e-05 | 1.3975e-05 | 0.00011165 | 0.00012671 | 0.00012206 | -1.9613e-06 | 2.1186e-07 | -4.8149e-07 | -4.8149e-07 | 0.00011415 | 0.00011415 | 0.00011415 | 0.00011415 | 0.00011415 | 0.00011415 | 9.0148e-05 | 6.7544e-05 | 5.8391e-05 | 5.3714e-05 | 0.00022929 | 0.00011415 | 0.00011415 | 0.00011415 | 0.00011415 | 2.6738e-07 | 2.2203e-05 | 5.2163e-05 | 6.9512e-05 | 0.00011939 | 0.00010674 | 8.8462e-05 | 7.9985e-05 | 0.00017549 | 0.00010332 | 2.1247e-05 | 2.1247e-05
07/19 04:00:00 | 7 | 19 | 4 | 4780 | WE | 0 | 1.4683e-05 | 1.4683e-05 | 0 | 0 | 0.00022651 | 0.00011415 | 0 | 0 | 2.1781e-05 | 0 | 0 | 1.4683e-05 | 0 | 8.2413e-05 | 0 | 8.2413e-05 | 0.00011415 | 0.00022925 | 0.00011415 | 0 | 1.6398e-05 | 1.3975e-05 | 0.00012478 | 0.000127 | 0.00012632 | -1.8646e-06 | 1.5237e-07 | -4.9116e-07 | -4.9116e-07 | 0.00011415 | 0.00011415 | 0.00011415 | 0.00011415 | 0.00011415 | 0.00011415 | 9.0148e-05 | 6.9679e-05 | 5.9002e-05 | 5.3546e-05 | 0.00022929 | 0.00011415 | 0.00011415 | 0.00011415 | 0.00011415 | 2.6738e-07 | 2.4849e-05 | 5.2995e-05 | 6.9294e-05 | 0.00011948 | 0.00010748 | 8.8775e-05 | 8.0097e-05 | 0.00017543 | 0.00010332 | 2.0159e-05 | 2.0159e-05
07/19 05:00:00 | 7 | 19 | 5 | 4781 | WE | 0 | 2.4043e-05 | 2.4043e-05 | 1.1123e-06 | 7.4381e-05 | 0.00021796 | 0.00011415 | 0 | 0 | 6.5342e-05 | 0 | 0 | 2.4043e-05 | 0 | 8.158e-05 | 0 | 8.158e-05 | 0.00011415 | 0.00017194 | 0.00011415 | 5.749e-07 | 1.6398e-05 | 1.3975e-05 | 0.00012299 | 0.00012883 | 0.00012702 | -1.7908e-06 | 5.7562e-08 | -5.3218e-07 | -5.3218e-07 | 0.00011415 | 0.00011415 | 0.00011415 | 0.00011415 | 0.00011415 | 0.00011415 | 9.0148e-05 | 8.4024e-05 | 6.7627e-05 | 5.9249e-05 | 0.00019014 | 0.00011415 | 0.00011415 | 0.00011415 | 0.00011415 | 2.5574e-06 | 3.5394e-05 | 6.1581e-05 | 7.6746e-05 | 0.00011628 | 0.00011055 | 8.9197e-05 | 7.9293e-05 | 0.00017736 | 0.00010323 | 2.2536e-05 | 2.2536e-05
07/19 06:00:00 | 7 | 19 | 6 | 4782 | WE | 4.4495e-05 | 2.7827e-05 | 2.7827e-05 | 3.5631e-06 | 7.6472e-05 | -1.5577e-12 | 0.00011415 | 0.00023033 | 0.00023033 | 0.00013613 | 0 | 0 | 2.7827e-05 | 0 | 8.8117e-05 | 0 | 8.8117e-05 | 0.00011415 | 0 | 0.00011415 | 5.9117e-06 | 1.6398e-05 | 1.4769e-05 | 0.00012322 | 0.00013515 | 0.00013146 | -1.5484e-05 | 1.3112e-07 | -4.851e-06 | -4.851e-06 | 0.00011415 | 0.00011415 | 0.00011415 | 0.00011415 | 0.00011415 | 0.00011415 | 9.0148e-05 | 0.00011293 | 8.0766e-05 | 6.4334e-05 | 0 | 0.00011415 | 0.00011415 | 0.00011415 | 0.00011415 | 3.3653e-05 | 6.234e-05 | 7.6303e-05 | 8.439e-05 | 0.00011163 | 0.00011531 | 8.2948e-05 | 6.7939e-05 | 0.00017847 | 0.00010326 | 1.87e-05 | 1.87e-05
07/19 07:00:00 | 7 | 19 | 7 | 4783 | WE | 0.00013546 | 2.9102e-05 | 2.9102e-05 | 0.0010171 | 8.0738e-05 | 7.5442e-14 | 0.00011415 | 0.00060654 | 0.00060654 | 0.00015247 | 0 | 0 | 2.9102e-05 | 0 | 0.00010137 | 0 | 0.00010137 | 0.00011415 | 0 | 0.00011415 | 1.3899e-05 | 1.6398e-05 | 1.4769e-05 | 0.00011995 | 0.00015795 | 0.0001462 | -1.6964e-05 | 3.012e-07 | -5.2072e-06 | -5.2072e-06 | 0.00011415 | 0.00011415 | 0.00011415 | 0.00011415 | 0.00011415 | 0.00011415 | 9.0148e-05 | 0.00012753 | 8.9571e-05 | 7.0176e-05 | 0 | 0.00011415 | 0.00011415 | 0.00011415 | 0.00011415 | 8.0343e-05 | 0.00010526 | 9.8003e-05 | 9.38e-05 | 0.00011363 | 0.00012775 | 8.8112e-05 | 6.9726e-05 | 0.00017492 | 0.00010332 | 2.1606e-05 | 2.1606e-05
07/19 08:00:00 | 7 | 19 | 8 | 4784 | WE | 0.00022124 | 3.9316e-05 | 3.9316e-05 | 1.9578e-05 | 0.00016519 | 4.7973e-13 | 0.00011415 | 0.0008616 | 0.0008616 | 0.00013613 | 0 | 0 | 3.9316e-05 | 0 | 0.000114 | 0 | 0.000114 | 0.00011415 | 0 | 0.00011415 | 2.2113e-05 | 1.6398e-05 | 1.4769e-05 | 0.00012051 | 0.00016106 | 0.00014853 | -2.4247e-05 | 1.1585e-06 | -6.9472e-06 | -6.9472e-06 | 0.00011415 | 0.00011415 | 0.00011415 | 0.00011416 | 0.00011415 | 0.00011415 | 9.0148e-05 | 0.00014105 | 9.65e-05 | 7.3736e-05 | 0 | 0.00011415 | 0.00011415 | 0.00011415 | 0.00011415 | 0.00012716 | 0.00016146 | 0.00012278 | 0.00010038 | 0.00011488 | 0.00013337 | 9.0671e-05 | 7.0866e-05 | 0.00016709 | 0.00010276 | 1.8248e-05 | 1.8248e-05
07/19 09:00:00 | 7 | 19 | 9 | 4785 | WE | 0.00029866 | 3.6849e-05 | 3.6849e-05 | 2.515e-05 | 0.00016599 | 1.5523e-12 | 0.00011415 | 0.00044872 | 0.00044872 | 5.9897e-05 | 0 | 0 | 3.6849e-05 | 0 | 0.00011567 | 0 | 0.00011567 | 0.00011415 | 0 | 0.00011415 | 2.6174e-05 | 1.6398e-05 | 1.4769e-05 | 0.00012272 | 0.00016353 | 0.00015092 | -2.2608e-05 | 2.8527e-06 | -5.2706e-06 | -5.2706e-06 | 0.00011415 | 0.00011415 | 0.00011415 | 0.00011415 | 0.00011415 | 0.00011415 | 9.0148e-05 | 0.00014285 | 9.7577e-05 | 7.4447e-05 | 0 | 0.00011415 | 0.00011415 | 0.00011415 | 0.00011415 | 0.00017337 | 0.00018841 | 0.00013429 | 0.00010294 | 0.00011797 | 0.00013469 | 9.1429e-05 | 7.1363e-05 | 0.00015988 | 0.00010038 | 1.7519e-05 | 1.7519e-05
07/19 10:00:00 | 7 | 19 | 10 | 4786 | WE | 0.00037565 | 3.6322e-05 | 3.6322e-05 | 0.0010248 | 0.00016469 | 0.00021486 | 0.00011415 | 0.00030594 | 0.00030594 | 4.0839e-05 | 0 | 0 | 3.6322e-05 | 0 | 0.00011778 | 0 | 0.00011778 | 0.00011415 | 0 | 0.00011415 | 2.6174e-05 | 1.6398e-05 | 1.4769e-05 | 0.00012378 | 0.00016637 | 0.00015321 | -1.6266e-05 | 3.8072e-06 | -2.5974e-06 | -2.5974e-06 | 0.00011415 | 0.00011415 | 0.00011415 | 0.00011415 | 0.00011415 | 0.00011415 | 9.0148e-05 | 0.0001438 | 9.7766e-05 | 7.4243e-05 | 0 | 0.00011415 | 0.00011415 | 0.00011415 | 0.00011415 | 0.00021221 | 0.00019175 | 0.00013627 | 0.00010414 | 0.00012067 | 0.00013642 | 9.2168e-05 | 7.1642e-05 | 0.00016065 | 0.00010148 | 2.0195e-05 | 2.0195e-05
07/19 11:00:00 | 7 | 19 | 11 | 4787 | WE | 0.00042774 | 3.6609e-05 | 3.6609e-05 | -0.00099347 | 0.0001622 | 0.00021991 | 0.00011415 | 0 | 0 | 4.0839e-05 | 0 | 0 | 3.6609e-05 | 0 | 0.00012151 | 0 | 0.00012151 | 0.00011415 | 0 | 0.00011415 | 2.6174e-05 | 1.6398e-05 | 1.4769e-05 | 0.00014953 | 0.00017143 | 0.00016466 | -1.5295e-05 | 4.5192e-06 | -1.8025e-06 | -1.8025e-06 | 0.00011415 | 0.00011415 | 0.00011415 | 0.00011415 | 0.00011415 | 0.00011415 | 9.0148e-05 | 0.00014429 | 9.6799e-05 | 7.2535e-05 | 0 | 0.00011415 | 0.00011415 | 0.00011415 | 0.00011415 | 0.00023398 | 0.00019375 | 0.00013614 | 0.00010277 | 0.0001265 | 0.00013887 | 9.2994e-05 | 7.1715e-05 | 0.00016461 | 0.00010765 | 1.6541e-05 | 1.6541e-05
07/19 12:00:00 | 7 | 19 | 12 | 4788 | WE | 0.0004531 | 2.7882e-05 | 2.7882e-05 | 0.001012 | 7.9802e-05 | 0.00021998 | 0.00011415 | 0 | 0 | 4.0839e-05 | 0 | 0 | 2.7882e-05 | 0 | 0.00012155 | 0 | 0.00012155 | 0.00011415 | 0 | 0.00011415 | 2.6174e-05 | 1.6398e-05 | 1.4769e-05 | 0.00012943 | 0.00017698 | 0.00016228 | -1.4262e-05 | 5.1166e-06 | -1.0662e-06 | -1.0662e-06 | 0.00011415 | 0.00011415 | 0.00011415 | 0.00011415 | 0.00011415 | 0.00011415 | 9.0148e-05 | 0.00014175 | 9.4766e-05 | 7.0757e-05 | 0 | 0.00011415 | 0.00011415 | 0.00011415 | 0.00011415 | 0.00024535 | 0.00019045 | 0.0001337 | 0.00010083 | 0.00013463 | 0.00014193 | 9.4118e-05 | 7.194e-05 | 0.00016796 | 0.00017885 | 1.6175e-05 | 1.6175e-05
07/19 13:00:00 | 7 | 19 | 13 | 4789 | WE | 0.00044791 | 2.7182e-05 | 2.7182e-05 | 7.2041e-06 | 7.8865e-05 | 0.00021627 | 0.00011415 | 0 | 0 | 4.0839e-05 | 0 | 0 | 2.7182e-05 | 0 | 0.00011748 | 0 | 0.00011748 | 0.00011415 | 0 | 0.00011415 | 2.6174e-05 | 1.6398e-05 | 1.4769e-05 | 0.00013477 | 0.0001876 | 0.00017128 | -1.4602e-05 | 5.5396e-06 | -8.867e-07 | -8.867e-07 | 0.00011415 | 0.00011415 | 0.00011415 | 0.00011415 | 0.00011415 | 0.00011415 | 9.0148e-05 | 0.00013915 | 9.3405e-05 | 7.0029e-05 | 0 | 0.00011415 | 0.00011415 | 0.00011415 | 0.00011415 | 0.00024756 | 0.00018646 | 0.00013163 | 9.9886e-05 | 0.00014135 | 0.00014699 | 9.6138e-05 | 7.2554e-05 | 0.00017304 | 0.00023308 | 2.0824e-05 | 2.0824e-05
07/19 14:00:00 | 7 | 19 | 14 | 4790 | WE | 0.00041935 | 3.5231e-05 | 3.5231e-05 | 0.0010011 | 0.00015644 | 0.00022375 | 0.00011415 | 0 | 0 | 4.0839e-05 | 0 | 0 | 3.5231e-05 | 0 | 0.00011631 | 0 | 0.00011631 | 0.00011415 | 0 | 0.00011415 | 2.6174e-05 | 1.6398e-05 | 1.4769e-05 | 0.00013688 | 0.00018841 | 0.00017249 | -1.1715e-06 | 5.6729e-06 | 3.4891e-06 | 3.4891e-06 | 0.00011415 | 0.00011415 | 0.00011415 | 0.00011415 | 0.00011415 | 0.00011415 | 9.0148e-05 | 0.00013361 | 9.3133e-05 | 7.2451e-05 | 0 | 0.00011415 | 0.00011415 | 0.00011415 | 0.00011415 | 0.00024172 | 0.00017881 | 0.00013079 | 0.00010298 | 0.00014314 | 0.00014695 | 9.7686e-05 | 7.4835e-05 | 0.00017683 | 0.00026338 | 1.8748e-05 | 1.8748e-05
07/19 15:00:00 | 7 | 19 | 15 | 4791 | WE | 0.00036455 | 3.1714e-05 | 3.1714e-05 | 6.3603e-06 | 7.755e-05 | 0.00023635 | 0.00011415 | 0 | 0 | 4.0839e-05 | 9.023e-05 | 0 | 3.1714e-05 | 0 | 0.00011474 | 7.2253e-06 | 0.00011474 | 0.00011415 | 0 | 0.00011415 | 2.6174e-05 | 1.6398e-05 | 1.4769e-05 | 0.000137 | 0.00018419 | 0.00016961 | -7.3465e-06 | 5.7111e-06 | 1.545e-06 | 1.545e-06 | 0.00011415 | 0.00011415 | 0.00011415 | 0.00011415 | 0.00011415 | 0.00011415 | 9.0148e-05 | 0.00013256 | 9.1594e-05 | 7.0664e-05 | 0 | 0.00011415 | 0.00011415 | 0.00011415 | 0.00011415 | 0.00022453 | 0.00017447 | 0.00012709 | 9.9658e-05 | 0.0001433 | 0.00014626 | 9.8211e-05 | 7.5925e-05 | 0.00016888 | 0.00028593 | 2.0982e-05 | 2.0982e-05
07/19 16:00:00 | 7 | 19 | 16 | 4792 | WE | 0.00029289 | 3.7849e-05 | 3.7849e-05 | 6.9302e-06 | 7.7526e-05 | 0.00024949 | 0.00011415 | 0 | 0 | 4.0839e-05 | 0.00017695 | 0 | 3.7849e-05 | 0 | 0.00011582 | 1.417e-05 | 0.00011582 | 0.00011415 | 0 | 0.00011415 | 2.6174e-05 | 1.6398e-05 | 1.4769e-05 | 0.0001321 | 0.0001836 | 0.00016768 | -3.6591e-05 | 5.7869e-06 | -7.7339e-06 | -7.7339e-06 | 0.00011415 | 0.00011415 | 0.00011415 | 0.00011415 | 0.00011415 | 0.00011415 | 9.0148e-05 | 0.00012705 | 8.7621e-05 | 6.7472e-05 | 0 | 0.00011415 | 0.00011415 | 0.00011415 | 0.00011415 | 0.00019098 | 0.00016507 | 0.00012007 | 9.4013e-05 | 0.00014383 | 0.00014506 | 9.7911e-05 | 7.6041e-05 | 0.00017677 | 0.00029603 | 1.6876e-05 | 1.6876e-05
07/19 17:00:00 | 7 | 19 | 17 | 4793 | WE | 0.00021799 | 4.3601e-05 | 4.3601e-05 | 8.046e-06 | 7.8102e-05 | -2.0051e-12 | 0.00011415 | 0.0010844 | 0.0010844 | 4.0839e-05 | -0.00013552 | 0 | 4.3601e-05 | 0 | 0.00012479 | 1.6122e-05 | 0.00012479 | 0.00011415 | 0 | 0.00011415 | 2.485e-05 | 1.6398e-05 | 1.4769e-05 | 0.00013157 | 0.00017972 | 0.00016484 | -7.9439e-06 | 5.3317e-06 | 1.0961e-06 | 1.0961e-06 | 0.00011415 | 0.00011415 | 0.00011415 | 0.00011415 | 0.00011415 | 0.00011415 | 9.0148e-05 | 0.0001149 | 8.0897e-05 | 6.3525e-05 | 0 | 0.00011415 | 0.00011415 | 0.00011415 | 0.00011415 | 0.00015079 | 0.00014335 | 0.0001078 | 8.7204e-05 | 0.00014211 | 0.0001391 | 9.5226e-05 | 7.4875e-05 | 0.00018198 | 0.00028589 | 1.6262e-05 | 1.6262e-05
07/19 18:00:00 | 7 | 19 | 18 | 4794 | WE | 0.00013951 | 5.3854e-05 | 5.3854e-05 | 1.9964e-05 | 0.00013007 | -7.5459e-13 | 0.00011415 | 0.0010548 | 0.0010548 | 7.0788e-05 | -6.7521e-05 | 0 | 5.3854e-05 | 0 | 0.00013881 | 1.6802e-05 | 0.00013881 | 0.00011415 | 0 | 0.00011415 | 1.7354e-05 | 1.6398e-05 | 1.4769e-05 | 0.00012962 | 0.00017526 | 0.00016116 | -5.478e-06 | 4.4242e-06 | 1.2649e-06 | 1.2649e-06 | 0.00011415 | 0.00011415 | 0.00011415 | 0.00011415 | 0.00011415 | 0.00011415 | 9.0148e-05 | 0.00010937 | 7.7361e-05 | 6.1008e-05 | 0 | 0.00011415 | 0.00011415 | 0.00011415 | 0.00011415 | 0.00010396 | 0.00010657 | 9.1217e-05 | 8.2325e-05 | 0.00013784 | 0.00013263 | 9.193e-05 | 7.3052e-05 | 0.00017897 | 0.00022206 | 1.9037e-05 | 1.9037e-05
07/19 19:00:00 | 7 | 19 | 19 | 4795 | WE | 5.5244e-05 | 5.6329e-05 | 5.6329e-05 | 1.1949e-05 | 0.00010927 | -3.8268e-13 | 0.00011415 | 0.00074369 | 0.00074369 | 0.00015247 | -2.7019e-05 | 0 | 5.6329e-05 | 0 | 0.00014748 | 1.5338e-05 | 0.00014748 | 0.00011415 | 0 | 0.00011415 | 9.0892e-06 | 1.6398e-05 | 1.4769e-05 | 0.00014198 | 0.00016946 | 0.00016096 | -4.6188e-06 | 3.2993e-06 | 7.7299e-07 | 7.7299e-07 | 0.00011415 | 0.00011415 | 0.00011415 | 0.00011415 | 0.00011415 | 0.00011415 | 9.0148e-05 | 0.00010234 | 7.4933e-05 | 6.0927e-05 | 0 | 0.00011415 | 0.00011415 | 0.00011415 | 0.00011415 | 5.593e-05 | 6.975e-05 | 7.6653e-05 | 8.065e-05 | 0.00013305 | 0.00012442 | 8.8422e-05 | 7.1723e-05 | 0.00017424 | 4.419e-05 | 1.5327e-05 | 1.5327e-05
07/19 20:00:00 | 7 | 19 | 20 | 4796 | WE | 0 | 6.0942e-05 | 6.0942e-05 | 0.0010217 | 0.00016158 | -2.8567e-13 | 0.00011415 | 0.00012763 | 0.00012763 | 0.00021236 | -1.561e-05 | 0 | 6.0942e-05 | 0 | 0.0001514 | 1.0204e-05 | 0.0001514 | 0.00011415 | 5.7313e-05 | 0.00011415 | 1.2999e-06 | 1.6398e-05 | 1.4769e-05 | 0.00013678 | 0.00016128 | 0.00015371 | -4.2458e-06 | 2.3075e-06 | 2.1662e-07 | 2.1662e-07 | 0.00011415 | 0.00011415 | 0.00011415 | 0.00011415 | 0.00011415 | 0.00011415 | 9.0148e-05 | 9.0731e-05 | 6.9071e-05 | 5.8004e-05 | 7.5498e-05 | 0.00011415 | 0.00011415 | 0.00011415 | 0.00011415 | 9.0144e-06 | 3.9947e-05 | 6.2357e-05 | 7.5333e-05 | 0.0001279 | 0.00011997 | 8.9259e-05 | 7.5013e-05 | 0.00016976 | 0.00010096 | 1.7911e-05 | 1.7911e-05
07/19 21:00:00 | 7 | 19 | 21 | 4797 | WE | 0 | 4.8789e-05 | 4.8789e-05 | 2.1733e-05 | 8.0109e-05 | 0 | 0.00011415 | 0 | 0 | 0.00028587 | -8.5656e-06 | 0 | 4.8789e-05 | 0 | 0.00015248 | 4.684e-06 | 0.00015248 | 0.00011415 | 0.00022925 | 0.00011415 | 0 | 1.6398e-05 | 1.4769e-05 | 0.00012565 | 0.00013206 | 0.00013008 | -4.0926e-06 | 1.0615e-06 | -5.8293e-07 | -5.8293e-07 | 0.00011415 | 0.00011415 | 0.00011415 | 0.00011415 | 0.00011415 | 0.00011415 | 9.0148e-05 | 7.192e-05 | 6.0961e-05 | 5.5362e-05 | 0.00022929 | 0.00011415 | 0.00011415 | 0.00011415 | 0.00011415 | 2.6738e-07 | 2.9495e-05 | 5.6187e-05 | 7.1643e-05 | 0.00012506 | 0.00011001 | 9.2394e-05 | 8.4223e-05 | 0.00016393 | 0.0001031 | 1.7244e-05 | 1.7244e-05
07/19 22:00:00 | 7 | 19 | 22 | 4798 | WE | 0 | 4.933e-05 | 4.933e-05 | 8.9532e-06 | 0.00015836 | 2.0697e-12 | 0.00011415 | 0 | 0 | 0.00034305 | -3.1258e-06 | 0 | 4.933e-05 | 0 | 0.00014889 | 9.1731e-08 | 0.00014889 | 0.00011415 | 0.00022925 | 0.00011415 | 0 | 1.6398e-05 | 1.3975e-05 | 0.00011382 | 0.00012935 | 0.00012455 | -4.3027e-06 | 6.9898e-07 | -8.9684e-07 | -8.9684e-07 | 0.00011415 | 0.00011415 | 0.00011415 | 0.00011415 | 0.00011415 | 0.00011415 | 9.0148e-05 | 6.8193e-05 | 5.8822e-05 | 5.4034e-05 | 0.00022929 | 0.00011415 | 0.00011415 | 0.00011415 | 0.00011415 | 2.6738e-07 | 2.591e-05 | 5.3784e-05 | 6.9926e-05 | 0.000122 | 0.00010786 | 9.1241e-05 | 8.3531e-05 | 0.00016831 | 0.00010332 | 1.708e-05 | 1.708e-05
07/19 23:00:00 | 7 | 19 | 23 | 4799 | WE | 0 | 3.5489e-05 | 3.5489e-05 | 6.3222e-06 | 7.7633e-05 | 7.9772e-13 | 0.00011415 | 0 | 0 | 0.00034849 | 0 | 0 | 3.5489e-05 | 0 | 0.00013992 | 0 | 0.00013992 | 0.00011415 | 0.00022925 | 0.00011415 | 0 | 1.6398e-05 | 1.3975e-05 | 0.000137 | 0.00012823 | 0.00013094 | -4.8353e-06 | 5.4691e-07 | -1.1703e-06 | -1.1703e-06 | 0.00011415 | 0.00011415 | 0.00011415 | 0.00011415 | 0.00011415 | 0.00011415 | 9.0148e-05 | 6.8114e-05 | 5.8122e-05 | 5.3017e-05 | 0.00022929 | 0.00011415 | 0.00011415 | 0.00011415 | 0.00011415 | 2.6738e-07 | 2.5458e-05 | 5.2785e-05 | 6.8609e-05 | 0.00012113 | 0.00010744 | 9.072e-05 | 8.2963e-05 | 0.00017117 | 0.00010332 | 1.8552e-05 | 1.8552e-05
07/19 24:00:00 | 7 | 19 | 24 | 4800 | WE | 0 | 3.0534e-05 | 3.0534e-05 | 4.6743e-06 | 7.6404e-05 | -1.3906e-12 | 0.00011415 | 0 | 0 | 0.00023959 | 0 | 0 | 3.0534e-05 | 0 | 0.00012686 | 0 | 0.00012686 | 0.00011415 | 0.00022925 | 0.00011415 | 0 | 1.6398e-05 | 1.3975e-05 | 0.00011232 | 0.00012755 | 0.00012284 | -3.9205e-06 | 4.3427e-07 | -9.5514e-07 | -9.5514e-07 | 0.00011415 | 0.00011415 | 0.00011415 | 0.00011415 | 0.00011415 | 0.00011415 | 9.0148e-05 | 6.7729e-05 | 5.9644e-05 | 5.5513e-05 | 0.00022929 | 0.00011415 | 0.00011415 | 0.00011415 | 0.00011415 | 2.6738e-07 | 2.3262e-05 | 5.4025e-05 | 7.184e-05 | 0.00012021 | 0.00010709 | 9.0957e-05 | 8.3476e-05 | 0.0001727 | 0.00010332 | 1.3195e-05 | 1.3195e-05
07/20 01:00:00 | 7 | 20 | 1 | 4801 | WD | 0 | 1.6082e-05 | 1.6082e-05 | 0.00097107 | 0 | 0.00025245 | 0.00011415 | 0 | 0 | 0.00013341 | 0 | 0 | 1.6082e-05 | 0 | 9.19e-05 | 0 | 9.19e-05 | 0.00011415 | 0.00022925 | 0.00011415 | 0 | 6.5591e-05 | 0.0001118 | 0.00010678 | 0.00012691 | 0.00012069 | 6.4868e-06 | 3.3222e-07 | 2.2958e-06 | 2.2958e-06 | 0.00011415 | 0.00011415 | 0.00011415 | 0.00011415 | 0.00011415 | 0.00011415 | 3.6079e-05 | 6.7924e-05 | 5.8637e-05 | 5.3892e-05 | 0.00022929 | 0.00011415 | 0.00011415 | 0.00011415 | 0.00011415 | 1.6195e-07 | 2.437e-05 | 5.3103e-05 | 6.9742e-05 | 9.4492e-05 | 0.000107 | 9.7546e-05 | 9.3161e-05 | 0.00017832 | 0.00010332 | -4.1265e-05 | -4.1265e-05
07/20 02:00:00 | 7 | 20 | 2 | 4802 | WD | 0 | 2.2995e-05 | 2.2995e-05 | 6.8958e-07 | 7.3906e-05 | 0.00023244 | 0.00011415 | 0 | 0 | 5.4452e-05 | 0 | 0 | 2.2995e-05 | 0 | 8.5656e-05 | 0 | 8.5656e-05 | 0.00011415 | 0.00022925 | 0.00011415 | 0 | 6.5591e-05 | 0.0001118 | 0.00010702 | 0.00012719 | 0.00012095 | 1.1496e-05 | 2.7236e-07 | 3.8532e-06 | 3.8532e-06 | 0.00011415 | 0.00011415 | 0.00011415 | 0.00011415 | 0.00011415 | 0.00011415 | 3.6084e-05 | 6.819e-05 | 6.0618e-05 | 5.6748e-05 | 0.00022929 | 0.00011415 | 0.00011415 | 0.00011415 | 0.00011415 | 1.7352e-07 | 2.5894e-05 | 5.6002e-05 | 7.3438e-05 | 9.3897e-05 | 0.00010718 | 9.5659e-05 | 9.0317e-05 | 0.00017616 | 0.00010332 | -1.7726e-05 | -1.7726e-05
07/20 03:00:00 | 7 | 20 | 3 | 4803 | WD | 0 | 1.4909e-05 | 1.4909e-05 | 0 | 0 | 0.00022975 | 0.00011415 | 0 | 0 | 2.1781e-05 | 0 | 0 | 1.4909e-05 | 0 | 8.3946e-05 | 0 | 8.3946e-05 | 0.00011415 | 0.00022925 | 0.00011415 | 0 | 6.5591e-05 | 0.0001118 | 0.00010859 | 0.00012815 | 0.0001221 | 1.0502e-05 | 2.5006e-07 | 3.5211e-06 | 3.5211e-06 | 0.00011415 | 0.00011415 | 0.00011415 | 0.00011415 | 0.00011415 | 0.00011415 | 4.5102e-05 | 6.8975e-05 | 6.1912e-05 | 5.8304e-05 | 0.00022929 | 0.00011415 | 0.00011415 | 0.00011415 | 0.00011415 | 2.089e-07 | 3.0373e-05 | 5.892e-05 | 7.5451e-05 | 0.00010133 | 0.00010775 | 9.5566e-05 | 8.9913e-05 | 0.00016994 | 0.00010324 | -1.8029e-05 | -1.8029e-05
07/20 04:00:00 | 7 | 20 | 4 | 4804 | WD | 0 | 2.2478e-05 | 2.2478e-05 | -0.00046055 | 7.3817e-05 | 0.00022651 | 0.00011415 | 0 | 0 | 2.1781e-05 | 0 | 0 | 2.2478e-05 | 0 | 8.2211e-05 | 0 | 8.2211e-05 | 0.00011415 | 0.00022925 | 0.00011415 | 0 | 6.5591e-05 | 0.0001118 | 0.0001234 | 0.00012869 | 0.00012706 | 9.185e-06 | 2.0082e-07 | 3.0673e-06 | 3.0673e-06 | 0.00011415 | 0.00011415 | 0.00011415 | 0.00011415 | 0.00011415 | 0.00011415 | 5.4138e-05 | 7.0282e-05 | 7.6832e-05 | 8.0178e-05 | 0.00022929 | 0.00011415 | 0.00011415 | 0.00011415 | 0.00011415 | 2.9412e-07 | 3.7834e-05 | 7.9583e-05 | 0.00010376 | 0.00010785 | 0.00010834 | 0.00010081 | 9.7321e-05 | 0.00016602 | 0.00010324 | -1.7245e-05 | -1.7245e-05
07/20 05:00:00 | 7 | 20 | 5 | 4805 | WD | 0 | 1.6103e-05 | 1.6103e-05 | 0.00046235 | 0 | 0.00021796 | 0.00011415 | 0 | 0 | 6.5342e-05 | 0 | 0 | 1.6103e-05 | 0 | 8.1198e-05 | 0 | 8.1198e-05 | 0.00011415 | 0.00017194 | 0.00011415 | 2.2926e-06 | 6.5591e-05 | 0.0001118 | 0.00012624 | 0.00013299 | 0.0001309 | 9.3113e-06 | 1.1304e-07 | 3.0478e-06 | 3.0478e-06 | 0.00011415 | 0.00011415 | 0.00011415 | 0.00011415 | 0.00011415 | 0.00011415 | 9.0278e-05 | 9.2939e-05 | 0.00010218 | 0.0001069 | 0.00019014 | 0.00011415 | 0.00011415 | 0.00011415 | 0.00011415 | 2.9123e-06 | 6.3656e-05 | 0.00011104 | 0.00013847 | 0.00012563 | 0.00011479 | 0.00010702 | 0.00010341 | 0.00016528 | 0.00010331 | -2.2417e-05 | -2.2417e-05
07/20 06:00:00 | 7 | 20 | 6 | 4806 | WD | 3.173e-05 | 2.7705e-05 | 2.7705e-05 | 3.2145e-06 | 7.6158e-05 | -1.5577e-12 | 0.00011415 | 0.00022751 | 0.00022751 | 0.00013613 | 0 | 0 | 2.7705e-05 | 0 | 8.7512e-05 | 0 | 8.7512e-05 | 0.00011415 | 0 | 0.00011415 | 2.3357e-05 | 6.5591e-05 | 0.0001126 | 0.00013129 | 0.00014007 | 0.00013735 | 2.6241e-06 | 1.9272e-07 | 9.6847e-07 | 9.6847e-07 | 0.00011415 | 0.00011415 | 0.00011415 | 0.00011416 | 0.00011415 | 0.00011415 | 0.00012651 | 0.00012322 | 0.00013011 | 0.00013363 | 0 | 0.00011415 | 0.00011415 | 0.00011415 | 0.00011415 | 4.7513e-05 | 0.00010328 | 0.00014887 | 0.00017526 | 0.00014089 | 0.0001224 | 0.00010816 | 0.00010155 | 0.00016229 | 0.00010218 | 4.9212e-05 | 4.9212e-05
07/20 07:00:00 | 7 | 20 | 7 | 4807 | WD | 0.00013001 | 3.727e-05 | 3.727e-05 | 0.0010117 | 0.00015989 | 7.5464e-14 | 0.00011415 | 0.00059404 | 0.00059404 | 0.00015247 | 0 | 0 | 3.727e-05 | 0 | 9.9871e-05 | 0 | 9.9871e-05 | 0.00011415 | 0 | 0.00011415 | 5.4452e-05 | 6.5591e-05 | 0.0001126 | 0.00012998 | 0.00016411 | 0.00015357 | 3.655e-07 | 6.6732e-07 | 5.7102e-07 | 5.7102e-07 | 0.00011415 | 0.00011415 | 0.00011415 | 0.00011415 | 0.00011415 | 0.00011415 | 0.00014472 | 0.00014024 | 0.00018893 | 0.00021381 | 0 | 0.00011415 | 0.00011415 | 0.00011415 | 0.00011415 | 0.00012745 | 0.00015954 | 0.00015245 | 0.00014835 | 0.00015365 | 0.0001359 | 0.00013451 | 0.00013387 | 0.00016114 | 0.00010305 | 2.6186e-05 | 2.6186e-05
07/20 08:00:00 | 7 | 20 | 8 | 4808 | WD | 0.00021829 | 3.0006e-05 | 3.0006e-05 | -0.00099577 | 8.1494e-05 | 4.7973e-13 | 0.00011415 | 0.00085951 | 0.00085951 | 0.00013613 | 0 | 0 | 3.0006e-05 | 0 | 0.00011103 | 0 | 0.00011103 | 0.00011415 | 0 | 0.00011415 | 0.0002206 | 0.00016398 | 0.0001685 | 0.00013369 | 0.00016711 | 0.00015678 | 3.4265e-07 | 1.663e-06 | 1.2417e-06 | 1.2417e-06 | 0.00011415 | 0.00011415 | 0.00011415 | 0.00011415 | 0.00011415 | 0.00011415 | 0.00016278 | 0.00015337 | 0.00019337 | 0.00021381 | 0 | 0.00011415 | 0.00011415 | 0.00011415 | 0.00011415 | 0.00023024 | 0.00021878 | 0.00017805 | 0.00015447 | 0.00016936 | 0.00014138 | 0.00016889 | 0.00018164 | 0.00016058 | 0.00010332 | 2.8332e-05 | 2.8332e-05
07/20 09:00:00 | 7 | 20 | 9 | 4809 | WD | 0.0002966 | 3.5907e-05 | 3.5907e-05 | 2.0454e-05 | 0.00016349 | 1.5523e-12 | 0.00011415 | 0.00044872 | 0.00044872 | 5.9897e-05 | 0 | 0 | 3.5907e-05 | 0 | 0.00011108 | 0 | 0.00011108 | 0.00011415 | 0 | 0.00011415 | 0.00047113 | 0.00029516 | 0.0002244 | 0.0001374 | 0.00016828 | 0.00015873 | 4.9044e-07 | 2.7772e-06 | 2.0476e-06 | 2.0476e-06 | 0.00011415 | 0.00011415 | 0.00011415 | 0.00011415 | 0.00011415 | 0.00011415 | 0.0001808 | 0.00015456 | 0.00019377 | 0.00021381 | 0 | 0.00011415 | 0.00011415 | 0.00011415 | 0.00011415 | 0.00034858 | 0.00024645 | 0.00019149 | 0.00015966 | 0.00018106 | 0.00014279 | 0.00017602 | 0.00019143 | 0.00016099 | 0.00012008 | 2.3076e-05 | 2.3076e-05
07/20 10:00:00 | 7 | 20 | 10 | 4810 | WD | 0.00037585 | 3.5151e-05 | 3.5151e-05 | 0.0010207 | 0.00016228 | 0.00021486 | 0.00011415 | 0.00030594 | 0.00030594 | 4.0839e-05 | 0 | 0 | 3.5151e-05 | 0 | 0.00011156 | 0 | 0.00011156 | 0.00011415 | 0 | 0.00011415 | 0.00047113 | 0.00029516 | 0.0002244 | 0.00013793 | 0.00016876 | 0.00015923 | 7.19e-07 | 3.4417e-06 | 2.573e-06 | 2.573e-06 | 0.00011415 | 0.00011415 | 0.00011415 | 0.00011415 | 0.00011415 | 0.00011415 | 0.0001808 | 0.00015413 | 0.00019363 | 0.00021381 | 0 | 0.00011415 | 0.00011415 | 0.00011415 | 0.00011415 | 0.00042642 | 0.00024653 | 0.00019455 | 0.00016444 | 0.0001829 | 0.00014307 | 0.00017519 | 0.00019009 | 0.00016135 | 0.00013189 | 2.4865e-05 | 2.4865e-05
07/20 11:00:00 | 7 | 20 | 11 | 4811 | WD | 0.00043307 | 2.6891e-05 | 2.6891e-05 | 0.0010135 | 8.0081e-05 | 0.00021991 | 0.00011415 | 0 | 0 | 4.0839e-05 | 0 | 0 | 2.6891e-05 | 0 | 0.00011463 | 0 | 0.00011463 | 0.00011415 | 0 | 0.00011415 | 0.00047113 | 0.00029516 | 0.0002244 | 0.00016258 | 0.0001702 | 0.00016784 | 8.0912e-07 | 3.9058e-06 | 2.9178e-06 | 2.9178e-06 | 0.00011415 | 0.00011415 | 0.00011415 | 0.00011415 | 0.00011415 | 0.00011415 | 0.00018079 | 0.00015348 | 0.00019341 | 0.00021381 | 0 | 0.00011415 | 0.00011415 | 0.00011415 | 0.00011415 | 0.00047004 | 0.00024632 | 0.00019662 | 0.00016784 | 0.00018545 | 0.00014384 | 0.00017795 | 0.00019377 | 0.00016109 | 0.00014961 | 2.0637e-05 | 2.0637e-05
07/20 12:00:00 | 7 | 20 | 12 | 4812 | WD | 0.00046547 | 3.5143e-05 | 3.5143e-05 | -0.0009846 | 0.00015802 | 0.00021998 | 0.00011415 | 0 | 0 | 4.0839e-05 | 0 | 0 | 3.5143e-05 | 0 | 0.00011458 | 0 | 0.00011458 | 0.00011415 | 0 | 0.00011415 | 0.00047113 | 0.00029516 | 0.0002244 | 0.00013951 | 0.0001719 | 0.00016189 | 2.0279e-07 | 4.1998e-06 | 2.9245e-06 | 2.9245e-06 | 0.00011415 | 0.00011415 | 0.00011415 | 0.00011415 | 0.00011415 | 0.00011415 | 0.00018078 | 0.0001532 | 0.00019331 | 0.00021381 | 0 | 0.00011415 | 0.00011415 | 0.00011415 | 0.00011415 | 0.00049275 | 0.00024586 | 0.00024039 | 0.00023722 | 0.00018892 | 0.00014467 | 0.0001832 | 0.00020107 | 0.00016169 | 0.00016416 | 2.2987e-05 | 2.2987e-05
07/20 13:00:00 | 7 | 20 | 13 | 4813 | WD | 0.0004665 | 2.6176e-05 | 2.6176e-05 | 6.4377e-06 | 7.8189e-05 | 0.00021627 | 0.00011415 | 0 | 0 | 4.0839e-05 | 0 | 0 | 2.6176e-05 | 0 | 0.00011115 | 0 | 0.00011115 | 0.00011415 | 0 | 0.00011415 | 0.00047113 | 0.00029516 | 0.0002244 | 0.00013954 | 0.00017798 | 0.0001661 | 2.0113e-07 | 4.2263e-06 | 2.9421e-06 | 2.9421e-06 | 0.00011415 | 0.00011415 | 0.00011415 | 0.00011415 | 0.00011415 | 0.00011415 | 0.00018074 | 0.00015279 | 0.00019317 | 0.00021381 | 0 | 0.00011415 | 0.00011415 | 0.00011415 | 0.00011415 | 0.00049697 | 0.00024525 | 0.00024036 | 0.00023752 | 0.00018903 | 0.00014686 | 0.00018268 | 0.00019929 | 0.00016248 | 0.00017352 | 2.2331e-05 | 2.2331e-05
07/20 14:00:00 | 7 | 20 | 14 | 4814 | WD | 0.00043572 | 2.603e-05 | 2.603e-05 | 0.00099725 | 7.7702e-05 | 0.00022375 | 0.00011415 | 0 | 0 | 4.0839e-05 | 0 | 0 | 2.603e-05 | 0 | 0.00011051 | 0 | 0.00011051 | 0.00011415 | 0 | 0.00011415 | 0.00047113 | 0.00029516 | 0.0002244 | 0.00014037 | 0.00018011 | 0.00016783 | 1.9556e-07 | 4.3039e-06 | 2.9931e-06 | 2.9931e-06 | 0.00011415 | 0.00011415 | 0.00011415 | 0.00011415 | 0.00011415 | 0.00011415 | 0.00018064 | 0.00015218 | 0.00019297 | 0.00021381 | 0 | 0.00011415 | 0.00011415 | 0.00011415 | 0.00011415 | 0.0004845 | 0.00024314 | 0.00023886 | 0.00023638 | 0.00019205 | 0.00014793 | 0.00018209 | 0.00019794 | 0.00016301 | 0.00019836 | 2.1748e-05 | 2.1748e-05
07/20 15:00:00 | 7 | 20 | 15 | 4815 | WD | 0.00038128 | 2.5829e-05 | 2.5829e-05 | 5.4616e-06 | 7.7132e-05 | 0.00023635 | 0.00011415 | 0 | 0 | 4.0839e-05 | 0 | 0 | 2.5829e-05 | 0 | 0.00010956 | 0 | 0.00010956 | 0.00011415 | 0 | 0.00011415 | 0.00047113 | 0.00029516 | 0.0002244 | 0.00013906 | 0.00017646 | 0.0001649 | 1.9815e-07 | 4.3692e-06 | 3.0384e-06 | 3.0384e-06 | 0.00011415 | 0.00011415 | 0.00011415 | 0.00011415 | 0.00011415 | 0.00011415 | 0.00016254 | 0.00015069 | 0.00019246 | 0.00021381 | 0 | 0.00011415 | 0.00011415 | 0.00011415 | 0.00011415 | 0.00040468 | 0.00023592 | 0.00019179 | 0.00016623 | 0.00018187 | 0.00014653 | 0.00018235 | 0.00019896 | 0.000166 | 0.00021279 | 1.8112e-05 | 1.8112e-05
07/20 16:00:00 | 7 | 20 | 16 | 4816 | WD | 0.00030906 | 2.7129e-05 | 2.7129e-05 | 5.6678e-06 | 7.7122e-05 | 0.00024949 | 0.00011415 | 0 | 0 | 4.0839e-05 | 0 | 0 | 2.7129e-05 | 0 | 0.00011092 | 0 | 0.00011092 | 0.00011415 | 0 | 0.00011415 | 0.00047113 | 0.00029516 | 0.0002244 | 0.00013625 | 0.00017386 | 0.00016224 | 1.8724e-07 | 4.2391e-06 | 2.9463e-06 | 2.9463e-06 | 0.00011415 | 0.00011415 | 0.00011415 | 0.00011415 | 0.00011415 | 0.00011415 | 0.00014445 | 0.00014413 | 0.00015206 | 0.00015611 | 0 | 0.00011415 | 0.00011415 | 0.00011415 | 0.00011415 | 0.00030596 | 0.00021408 | 0.0001535 | 0.00011841 | 0.00016817 | 0.00014299 | 0.00017008 | 0.00018264 | 0.00016478 | 0.00018493 | 2.0891e-05 | 2.0891e-05
07/20 17:00:00 | 7 | 20 | 17 | 4817 | WD | 0.00022895 | 3.1519e-05 | 3.1519e-05 | 6.5419e-06 | 7.7627e-05 | -2.0051e-12 | 0.00011415 | 0.0010808 | 0.0010808 | 4.0839e-05 | 0 | 0 | 3.1519e-05 | 0 | 0.00012 | 0 | 0.00012 | 0.00011415 | 0 | 0.00011415 | 0.00044582 | 0.00029516 | 0.0002244 | 0.00013425 | 0.00017223 | 0.00016049 | 2.2545e-06 | 4.1486e-06 | 3.5443e-06 | 3.5443e-06 | 0.00011415 | 0.00011415 | 0.00011415 | 0.00011415 | 0.00011415 | 0.00011415 | 0.00012638 | 0.00013924 | 0.00012923 | 0.00012411 | 0 | 0.00011415 | 0.00011415 | 0.00011415 | 0.00011415 | 0.00021103 | 0.00018888 | 0.00012705 | 9.1245e-05 | 0.00015635 | 0.00014037 | 0.00015857 | 0.00016701 | 0.00016487 | 0.00015613 | 1.7487e-05 | 1.7487e-05
07/20 18:00:00 | 7 | 20 | 18 | 4818 | WD | 0.00014362 | 4.4231e-05 | 4.4231e-05 | 7.5341e-06 | 0.00015725 | -7.5459e-13 | 0.00011415 | 0.0010372 | 0.0010372 | 7.0788e-05 | 0 | 0 | 4.4231e-05 | 0 | 0.00013406 | 0 | 0.00013406 | 0.00011415 | 0 | 0.00011415 | 6.8257e-05 | 6.5591e-05 | 0.0001126 | 0.00012957 | 0.00016791 | 0.00015606 | 4.2256e-06 | 3.7957e-06 | 3.9329e-06 | 3.9329e-06 | 0.00011415 | 0.00011415 | 0.00011415 | 0.00011415 | 0.00011415 | 0.00011415 | 0.00012633 | 0.00012817 | 0.00011248 | 0.00010446 | 0 | 0.00011415 | 0.00011415 | 0.00011415 | 0.00011415 | 0.00014356 | 0.00014013 | 9.824e-05 | 7.3984e-05 | 0.00015242 | 0.00013497 | 0.00012717 | 0.00012356 | 0.00016344 | 0.00013831 | 1.7565e-05 | 1.7565e-05
07/20 19:00:00 | 7 | 20 | 19 | 4819 | WD | 5.699e-05 | 4.1713e-05 | 4.1713e-05 | 0.0010124 | 7.9679e-05 | -3.8268e-13 | 0.00011415 | 0.00073593 | 0.00073593 | 0.00015247 | 0 | 0 | 4.1713e-05 | 0 | 0.00014271 | 0 | 0.00014271 | 0.00011415 | 0 | 0.00011415 | 3.5977e-05 | 6.5591e-05 | 0.0001126 | 0.0001408 | 0.00016506 | 0.00015756 | 7.3229e-07 | 3.0573e-06 | 2.3155e-06 | 2.3155e-06 | 0.00011415 | 0.00011415 | 0.00011415 | 0.00011415 | 0.00011415 | 0.00011415 | 0.00010828 | 0.00011978 | 0.00010074 | 9.1006e-05 | 0 | 0.00011415 | 0.00011415 | 0.00011415 | 0.00011415 | 6.6739e-05 | 9.5682e-05 | 7.4279e-05 | 6.1885e-05 | 0.00014214 | 0.00013102 | 0.00012058 | 0.00011574 | 0.00016386 | 0.00012028 | 1.4156e-05 | 1.4156e-05
07/20 20:00:00 | 7 | 20 | 20 | 4820 | WD | 0 | 5.2864e-05 | 5.2864e-05 | 0.00024613 | 0.00015976 | -2.8565e-13 | 0.00011415 | 0.00011781 | 0.00011781 | 0.00021236 | 0 | 0 | 5.2864e-05 | 0 | 0.00014653 | 0 | 0.00014653 | 0.00011415 | 5.7313e-05 | 0.00011415 | 4.7995e-06 | 6.5591e-05 | 0.0001126 | 0.00013824 | 0.00016077 | 0.00015381 | 7.1124e-07 | 2.1853e-06 | 1.715e-06 | 1.715e-06 | 0.00011415 | 0.00011415 | 0.00011415 | 0.00011415 | 0.00011415 | 0.00011415 | 0.00010824 | 0.00010458 | 8.5949e-05 | 7.6429e-05 | 7.5498e-05 | 0.00011415 | 0.00011415 | 0.00011415 | 0.00011415 | 1.0269e-05 | 6.1999e-05 | 8.5581e-05 | 9.9238e-05 | 0.00014106 | 0.00012668 | 0.00011285 | 0.00010644 | 0.00016441 | 0.00010886 | 1.7405e-05 | 1.7405e-05
07/20 21:00:00 | 7 | 20 | 21 | 4821 | WD | 0 | 4.4691e-05 | 4.4691e-05 | -0.00021882 | 7.925e-05 | 0 | 0.00011415 | 0 | 0 | 0.00028587 | 0 | 0 | 4.4691e-05 | 0 | 0.00014762 | 0 | 0.00014762 | 0.00011415 | 0.00022925 | 0.00011415 | 0 | 6.5591e-05 | 0.0001126 | 0.00012957 | 0.00013689 | 0.00013463 | 7.4787e-07 | 1.2533e-06 | 1.0921e-06 | 1.0921e-06 | 0.00011415 | 0.00011415 | 0.00011415 | 0.00011415 | 0.00011415 | 0.00011415 | 0.00010818 | 9.2279e-05 | 7.4921e-05 | 6.6052e-05 | 0.00022929 | 0.00011415 | 0.00011415 | 0.00011415 | 0.00011415 | 3.2016e-07 | 4.5412e-05 | 7.0785e-05 | 8.5478e-05 | 0.00014173 | 0.00011846 | 0.00011363 | 0.00011138 | 0.00016366 | 0.00010229 | 1.7078e-05 | 1.7078e-05
07/20 22:00:00 | 7 | 20 | 22 | 4822 | WD | 0 | 4.0082e-05 | 4.0082e-05 | 6.567e-06 | 7.8456e-05 | 2.0698e-12 | 0.00011415 | 0 | 0 | 0.00034305 | 0 | 0 | 4.0082e-05 | 0 | 0.00014405 | 0 | 0.00014405 | 0.00011415 | 0.00022925 | 0.00011415 | 0 | 6.5591e-05 | 0.0001118 | 0.0001191 | 0.00013252 | 0.00012837 | 7.0094e-07 | 8.8525e-07 | 8.2644e-07 | 8.2644e-07 | 0.00011415 | 0.00011415 | 0.00011415 | 0.00011415 | 0.00011415 | 0.00011415 | 0.00010814 | 6.9436e-05 | 6.3877e-05 | 6.1037e-05 | 0.00022929 | 0.00011415 | 0.00011415 | 0.00011415 | 0.00011415 | 2.0797e-07 | 3.3003e-05 | 6.2124e-05 | 7.8988e-05 | 0.00014029 | 0.00010943 | 0.00010494 | 0.00010286 | 0.00016535 | 0.00010332 | -4.7715e-05 | -4.7715e-05
07/20 23:00:00 | 7 | 20 | 23 | 4823 | WD | 0 | 3.4876e-05 | 3.4876e-05 | 4.7952e-06 | 7.7113e-05 | 7.9772e-13 | 0.00011415 | 0 | 0 | 0.00034849 | 0 | 0 | 3.4876e-05 | 0 | 0.00013614 | 0 | 0.00013614 | 0.00011415 | 0.00022925 | 0.00011415 | 0 | 6.5591e-05 | 0.0001118 | 0.00014165 | 0.00013277 | 0.00013552 | 7.6562e-07 | 6.3154e-07 | 6.7432e-07 | 6.7432e-07 | 0.00011415 | 0.00011415 | 0.00011415 | 0.00011415 | 0.00011415 | 0.00011415 | 9.9118e-05 | 6.8344e-05 | 6.1493e-05 | 5.7992e-05 | 0.00022929 | 0.00011415 | 0.00011415 | 0.00011415 | 0.00011415 | 1.729e-07 | 2.6771e-05 | 5.7344e-05 | 7.5048e-05 | 0.00013541 | 0.00010919 | 0.00010363 | 0.00010105 | 0.0001658 | 0.00010332 | -3.6569e-05 | -3.6569e-05
07/20 24:00:00 | 7 | 20 | 24 | 4824 | WD | 0 | 3.0414e-05 | 3.0414e-05 | 3.3257e-06 | 7.5928e-05 | -1.3906e-12 | 0.00011415 | 0 | 0 | 0.00023959 | 0 | 0 | 3.0414e-05 | 0 | 0.00012638 | 0 | 0.00012638 | 0.00011415 | 0.00022925 | 0.00011415 | 0 | 6.5591e-05 | 0.0001118 | 0.00011183 | 0.00013191 | 0.00012571 | 6.325e-07 | 4.7704e-07 | 5.2664e-07 | 5.2664e-07 | 0.00011415 | 0.00011415 | 0.00011415 | 0.00011415 | 0.00011415 | 0.00011415 | 4.5083e-05 | 6.8027e-05 | 5.8924e-05 | 5.4272e-05 | 0.00022929 | 0.00011415 | 0.00011415 | 0.00011415 | 0.00011415 | 1.5915e-07 | 2.496e-05 | 5.3631e-05 | 7.0234e-05 | 0.00010906 | 0.0001088 | 9.6155e-05 | 9.0292e-05 | 0.00016628 | 0.00010332 | -2.9936e-05 | -2.9936e-05
07/21 01:00:00 | 7 | 21 | 1 | 4825 | WD | 0 | 2.3976e-05 | 2.3976e-05 | 0.00097139 | 7.4476e-05 | 0.00025245 | 0.00011415 | 0 | 0 | 0.00013341 | 0 | 0 | 2.3976e-05 | 0 | 9.19e-05 | 0 | 9.19e-05 | 0.00011415 | 0.00022925 | 0.00011415 | 0 | 6.5591e-05 | 0.0001118 | 0.00011072 | 0.00013223 | 0.00012558 | 7.649e-07 | 3.7474e-07 | 4.9922e-07 | 4.9922e-07 | 0.00011415 | 0.00011415 | 0.00011415 | 0.00011415 | 0.00011415 | 0.00011415 | 3.6079e-05 | 6.7924e-05 | 5.8637e-05 | 5.3892e-05 | 0.00022929 | 0.00011415 | 0.00011415 | 0.00011415 | 0.00011415 | 1.6195e-07 | 2.437e-05 | 5.3103e-05 | 6.9742e-05 | 0.00010379 | 0.00010888 | 9.5803e-05 | 8.9739e-05 | 0.00016601 | 0.00010332 | -2.7568e-05 | -2.7568e-05
07/21 02:00:00 | 7 | 21 | 2 | 4826 | WD | 0 | 1.5162e-05 | 1.5162e-05 | -0.0003316 | 0 | 0.00023244 | 0.00011415 | 0 | 0 | 5.4452e-05 | 0 | 0 | 1.5162e-05 | 0 | 8.5656e-05 | 0 | 8.5656e-05 | 0.00011415 | 0.00022925 | 0.00011415 | 0 | 6.5591e-05 | 0.0001118 | 0.00011078 | 0.00013219 | 0.00012557 | 6.0571e-07 | 2.8945e-07 | 3.9035e-07 | 3.9035e-07 | 0.00011415 | 0.00011415 | 0.00011415 | 0.00011415 | 0.00011415 | 0.00011415 | 3.6084e-05 | 6.819e-05 | 6.0618e-05 | 5.6748e-05 | 0.00022929 | 0.00011415 | 0.00011415 | 0.00011415 | 0.00011415 | 1.7352e-07 | 2.5894e-05 | 5.6002e-05 | 7.3438e-05 | 0.00010284 | 0.00010894 | 9.6221e-05 | 9.0321e-05 | 0.00016669 | 0.00010332 | -2.2728e-05 | -2.2728e-05
07/21 03:00:00 | 7 | 21 | 3 | 4827 | WD | 0 | 2.2728e-05 | 2.2728e-05 | 0.00033158 | 7.3764e-05 | 0.00022975 | 0.00011415 | 0 | 0 | 2.1781e-05 | 0 | 0 | 2.2728e-05 | 0 | 8.3946e-05 | 0 | 8.3946e-05 | 0.00011415 | 0.00022925 | 0.00011415 | 0 | 6.5591e-05 | 0.0001118 | 0.00011108 | 0.00013147 | 0.00012517 | 7.4179e-07 | 2.1911e-07 | 3.8587e-07 | 3.8587e-07 | 0.00011415 | 0.00011415 | 0.00011415 | 0.00011415 | 0.00011415 | 0.00011415 | 4.5102e-05 | 6.8975e-05 | 6.1912e-05 | 5.8304e-05 | 0.00022929 | 0.00011415 | 0.00011415 | 0.00011415 | 0.00011415 | 2.089e-07 | 3.0373e-05 | 5.892e-05 | 7.5451e-05 | 0.00010723 | 0.00010892 | 9.6072e-05 | 9.011e-05 | 0.00016612 | 0.00010332 | -2.2312e-05 | -2.2312e-05
07/21 04:00:00 | 7 | 21 | 4 | 4828 | WD | 0 | 1.4654e-05 | 1.4654e-05 | -0.00096675 | 0 | 0.00022651 | 0.00011415 | 0 | 0 | 2.1781e-05 | 0 | 0 | 1.4654e-05 | 0 | 8.2211e-05 | 0 | 8.2211e-05 | 0.00011415 | 0.00022925 | 0.00011415 | 0 | 6.5591e-05 | 0.0001118 | 0.00017973 | 0.00013122 | 0.00014621 | 1.7142e-06 | 1.4385e-07 | 6.4487e-07 | 6.4487e-07 | 0.00011415 | 0.00011415 | 0.00011415 | 0.00011415 | 0.00011415 | 0.00011415 | 5.4138e-05 | 7.0282e-05 | 7.6832e-05 | 8.0178e-05 | 0.00022929 | 0.00011415 | 0.00011415 | 0.00011415 | 0.00011415 | 2.9412e-07 | 3.7834e-05 | 7.9583e-05 | 0.00010376 | 0.00011276 | 0.00010923 | 0.00010164 | 9.8118e-05 | 0.0001659 | 0.00010332 | -2.6413e-05 | -2.6413e-05
07/21 05:00:00 | 7 | 21 | 5 | 4829 | WD | 0 | 2.3976e-05 | 2.3976e-05 | 0.00097017 | 7.4279e-05 | 0.00021796 | 0.00011415 | 0 | 0 | 6.5342e-05 | 0 | 0 | 2.3976e-05 | 0 | 8.1198e-05 | 0 | 8.1198e-05 | 0.00011415 | 0.00017194 | 0.00011415 | 2.2872e-06 | 6.5591e-05 | 0.0001118 | 0.00017335 | 0.00013542 | 0.00014715 | 1.98e-06 | 9.4671e-08 | 6.9619e-07 | 6.9619e-07 | 0.00011415 | 0.00011415 | 0.00011415 | 0.00011415 | 0.00011415 | 0.00011415 | 9.0278e-05 | 9.2939e-05 | 0.00010218 | 0.0001069 | 0.00019014 | 0.00011415 | 0.00011415 | 0.00011415 | 0.00011415 | 2.9127e-06 | 6.3656e-05 | 0.00011104 | 0.00013847 | 0.00013043 | 0.00011564 | 0.00010809 | 0.00010459 | 0.00016546 | 0.00010332 | -2.6635e-05 | -2.6635e-05
07/21 06:00:00 | 7 | 21 | 6 | 4830 | WD | 3.1732e-05 | 2.7704e-05 | 2.7704e-05 | 2.7034e-06 | 7.6148e-05 | -1.5577e-12 | 0.00011415 | 0.00022721 | 0.00022721 | 0.00013613 | 0 | 0 | 2.7704e-05 | 0 | 8.7512e-05 | 0 | 8.7512e-05 | 0.00011415 | 0 | 0.00011415 | 2.3326e-05 | 6.5591e-05 | 0.0001126 | 0.00015467 | 0.00014149 | 0.00014556 | 9.5503e-07 | 1.925e-07 | 4.3579e-07 | 4.3579e-07 | 0.00011415 | 0.00011415 | 0.00011415 | 0.00011415 | 0.00011415 | 0.00011415 | 0.00012651 | 0.00012322 | 0.00013011 | 0.00013363 | 0 | 0.00011415 | 0.00011415 | 0.00011415 | 0.00011415 | 4.7486e-05 | 0.00010327 | 0.00014886 | 0.00017526 | 0.00014444 | 0.0001228 | 0.0001088 | 0.0001023 | 0.00016198 | 0.00010223 | 5.5527e-05 | 5.5527e-05
07/21 07:00:00 | 7 | 21 | 7 | 4831 | WD | 0.00012904 | 2.8795e-05 | 2.8795e-05 | 0.0008497 | 7.9925e-05 | 7.5464e-14 | 0.00011415 | 0.00059086 | 0.00059086 | 0.00015247 | 0 | 0 | 2.8795e-05 | 0 | 9.9871e-05 | 0 | 9.9871e-05 | 0.00011415 | 0 | 0.00011415 | 5.416e-05 | 6.5591e-05 | 0.0001126 | 0.00013075 | 0.00016523 | 0.00015457 | 5.7225e-07 | 5.9811e-07 | 5.8986e-07 | 5.8986e-07 | 0.00011415 | 0.00011415 | 0.00011415 | 0.00011415 | 0.00011415 | 0.00011415 | 0.00014472 | 0.00014024 | 0.00018893 | 0.00021381 | 0 | 0.00011415 | 0.00011415 | 0.00011415 | 0.00011415 | 0.00012683 | 0.00015922 | 0.00015231 | 0.0001483 | 0.00015497 | 0.00013629 | 0.000135 | 0.00013441 | 0.00016079 | 0.00010332 | -9.6293e-05 | -9.6293e-05
07/21 08:00:00 | 7 | 21 | 8 | 4832 | WD | 0.00021568 | 3.8642e-05 | 3.8642e-05 | -0.00083529 | 0.00016297 | 4.7973e-13 | 0.00011415 | 0.00084861 | 0.00084861 | 0.00013613 | 0 | 0 | 3.8642e-05 | 0 | 0.00011103 | 0 | 0.00011103 | 0.00011415 | 0 | 0.00011415 | 0.0002178 | 0.00016398 | 0.0001685 | 0.00013389 | 0.00016721 | 0.00015691 | 7.7802e-07 | 1.4963e-06 | 1.2671e-06 | 1.2671e-06 | 0.00011415 | 0.00011415 | 0.00011415 | 0.00011415 | 0.00011415 | 0.00011415 | 0.00016278 | 0.00015337 | 0.00019337 | 0.00021381 | 0 | 0.00011415 | 0.00011415 | 0.00011415 | 0.00011415 | 0.00022726 | 0.00021744 | 0.00017743 | 0.00015426 | 0.00016899 | 0.00014142 | 0.00016894 | 0.0001817 | 0.00016009 | 0.00010332 | -9.7945e-05 | -9.7945e-05
07/21 09:00:00 | 7 | 21 | 9 | 4833 | WD | 0.00029712 | 3.5908e-05 | 3.5908e-05 | 1.7555e-05 | 0.0001635 | 1.5523e-12 | 0.00011415 | 0.00044872 | 0.00044872 | 5.9897e-05 | 0 | 0 | 3.5908e-05 | 0 | 0.00011108 | 0 | 0.00011108 | 0.00011415 | 0 | 0.00011415 | 0.00047113 | 0.00029516 | 0.0002244 | 0.00013697 | 0.00016714 | 0.00015781 | 9.5126e-07 | 2.6645e-06 | 2.1179e-06 | 2.1179e-06 | 0.00011415 | 0.00011415 | 0.00011415 | 0.00011415 | 0.00011415 | 0.00011415 | 0.0001808 | 0.00015456 | 0.00019377 | 0.00021381 | 0 | 0.00011415 | 0.00011415 | 0.00011415 | 0.00011415 | 0.00034637 | 0.00024645 | 0.00019144 | 0.00015959 | 0.00017971 | 0.00014236 | 0.00017558 | 0.00019099 | 0.00015997 | 0.00011818 | -0.00010341 | -0.00010341
07/21 10:00:00 | 7 | 21 | 10 | 4834 | WD | 0.00037337 | 2.655e-05 | 2.655e-05 | 0.0010196 | 8.1139e-05 | 0.00021486 | 0.00011415 | 0.00030594 | 0.00030594 | 4.0839e-05 | 0 | 0 | 2.655e-05 | 0 | 0.00011156 | 0 | 0.00011156 | 0.00011415 | 0 | 0.00011415 | 0.00047113 | 0.00029516 | 0.0002244 | 0.00013767 | 0.00016826 | 0.00015881 | 6.3617e-07 | 3.4642e-06 | 2.5619e-06 | 2.5619e-06 | 0.00011415 | 0.00011415 | 0.00011415 | 0.00011415 | 0.00011415 | 0.00011415 | 0.0001808 | 0.00015413 | 0.00019363 | 0.00021381 | 0 | 0.00011415 | 0.00011415 | 0.00011415 | 0.00011415 | 0.00042339 | 0.00024653 | 0.00019442 | 0.00016424 | 0.00018326 | 0.00014297 | 0.00017553 | 0.00019064 | 0.00015944 | 0.00013085 | -0.00010498 | -0.00010498
07/21 11:00:00 | 7 | 21 | 11 | 4835 | WD | 0.00043211 | 3.5379e-05 | 3.5379e-05 | 1.4628e-05 | 0.00016017 | 0.00021991 | 0.00011415 | 0 | 0 | 4.0839e-05 | 0 | 0 | 3.5379e-05 | 0 | 0.00011463 | 0 | 0.00011463 | 0.00011415 | 0 | 0.00011415 | 0.00047113 | 0.00029516 | 0.0002244 | 0.00016288 | 0.000171 | 0.00016849 | 8.5955e-07 | 3.9958e-06 | 2.9952e-06 | 2.9952e-06 | 0.00011415 | 0.00011415 | 0.00011415 | 0.00011415 | 0.00011415 | 0.00011415 | 0.00018079 | 0.00015348 | 0.00019341 | 0.00021381 | 0 | 0.00011415 | 0.00011415 | 0.00011415 | 0.00011415 | 0.00046904 | 0.00024632 | 0.00019656 | 0.00016775 | 0.00018817 | 0.00014451 | 0.00017951 | 0.00019574 | 0.00016028 | 0.0001658 | -0.0001025 | -0.0001025
07/21 12:00:00 | 7 | 21 | 12 | 4836 | WD | 0.00046014 | 2.6767e-05 | 2.6767e-05 | 6.6584e-06 | 7.8989e-05 | 0.00021998 | 0.00011415 | 0 | 0 | 4.0839e-05 | 0 | 0 | 2.6767e-05 | 0 | 0.00011458 | 0 | 0.00011458 | 0.00011415 | 0 | 0.00011415 | 0.00047113 | 0.00029516 | 0.0002244 | 0.00014021 | 0.0001742 | 0.00016369 | 2.1581e-07 | 4.3654e-06 | 3.0415e-06 | 3.0415e-06 | 0.00011415 | 0.00011415 | 0.00011415 | 0.00011415 | 0.00011415 | 0.00011415 | 0.00018078 | 0.0001532 | 0.00019331 | 0.00021381 | 0 | 0.00011415 | 0.00011415 | 0.00011415 | 0.00011415 | 0.00049067 | 0.00024586 | 0.00024028 | 0.00023704 | 0.00019163 | 0.00014614 | 0.00018561 | 0.00020391 | 0.00016302 | 0.00019527 | -0.00010451 | -0.00010451
07/21 13:00:00 | 7 | 21 | 13 | 4837 | WD | 0.00045652 | 2.6173e-05 | 2.6173e-05 | 5.8366e-06 | 7.8163e-05 | 0.00021627 | 0.00011415 | 0 | 0 | 4.0839e-05 | 0 | 0 | 2.6173e-05 | 0 | 0.00011115 | 0 | 0.00011115 | 0.00011415 | 0 | 0.00011415 | 0.00047113 | 0.00029516 | 0.0002244 | 0.00014239 | 0.00018505 | 0.00017187 | 2.3626e-07 | 4.7899e-06 | 3.337e-06 | 3.337e-06 | 0.00011415 | 0.00011415 | 0.00011415 | 0.00011415 | 0.00011415 | 0.00011415 | 0.00018074 | 0.00015279 | 0.00019317 | 0.00021381 | 0 | 0.00011415 | 0.00011415 | 0.00011415 | 0.00011415 | 0.00049648 | 0.00024525 | 0.00024033 | 0.00023748 | 0.00019675 | 0.00015208 | 0.00018897 | 0.00020608 | 0.00016363 | 0.00025496 | -0.00010528 | -0.00010528
07/21 14:00:00 | 7 | 21 | 14 | 4838 | WD | 0.00042663 | 3.4248e-05 | 3.4248e-05 | 0.00099626 | 0.00015523 | 0.00022375 | 0.00011415 | 0 | 0 | 4.0839e-05 | 0 | 0 | 3.4248e-05 | 0 | 0.00011051 | 0 | 0.00011051 | 0.00011415 | 0 | 0.00011415 | 0.00047113 | 0.00029516 | 0.0002244 | 0.00014368 | 0.00018787 | 0.00017421 | 2.4731e-07 | 5.0836e-06 | 3.5405e-06 | 3.5405e-06 | 0.00011415 | 0.00011415 | 0.00011415 | 0.00011415 | 0.00011415 | 0.00011415 | 0.00018064 | 0.00015218 | 0.00019297 | 0.00021381 | 0 | 0.00011415 | 0.00011415 | 0.00011415 | 0.00011415 | 0.0004844 | 0.00024314 | 0.00023885 | 0.00023637 | 0.0002006 | 0.00015414 | 0.00018937 | 0.00020571 | 0.00015489 | 0.00029267 | -0.00010538 | -0.00010538
07/21 15:00:00 | 7 | 21 | 15 | 4839 | WD | 0.00037061 | 2.5817e-05 | 2.5817e-05 | 5.051e-06 | 7.7017e-05 | 0.00023635 | 0.00011415 | 0 | 0 | 4.0839e-05 | 0 | 0 | 2.5817e-05 | 0 | 0.00010956 | 0 | 0.00010956 | 0.00011415 | 0 | 0.00011415 | 0.00047113 | 0.00029516 | 0.0002244 | 0.00014244 | 0.00018415 | 0.00017126 | 2.5103e-07 | 5.2072e-06 | 3.6259e-06 | 3.6259e-06 | 0.00011415 | 0.00011415 | 0.00011415 | 0.00011415 | 0.00011415 | 0.00011415 | 0.00016254 | 0.00015069 | 0.00019246 | 0.00021381 | 0 | 0.00011415 | 0.00011415 | 0.00011415 | 0.00011415 | 0.0004047 | 0.00023592 | 0.00019179 | 0.00016624 | 0.00019197 | 0.00015347 | 0.00019006 | 0.00020703 | 0.00013648 | 0.00031282 | -0.00010917 | -0.00010917
07/21 16:00:00 | 7 | 21 | 16 | 4840 | WD | 0.00029682 | 3.2521e-05 | 3.2521e-05 | 5.4283e-06 | 7.6982e-05 | 0.00024949 | 0.00011415 | 0 | 0 | 4.0839e-05 | 9.612e-05 | 0 | 3.2521e-05 | 0 | 0.00011092 | 7.697e-06 | 0.00011092 | 0.00011415 | 0 | 0.00011415 | 0.00047113 | 0.00029516 | 0.0002244 | 0.0001409 | 0.00018438 | 0.00017095 | 2.3855e-07 | 5.3933e-06 | 3.7487e-06 | 3.7487e-06 | 0.00011415 | 0.00011415 | 0.00011415 | 0.00011415 | 0.00011415 | 0.00011415 | 0.00014445 | 0.00014413 | 0.00015206 | 0.00015611 | 0 | 0.00011415 | 0.00011415 | 0.00011415 | 0.00011415 | 0.00030521 | 0.00021408 | 0.00015347 | 0.00011837 | 0.00018981 | 0.00015217 | 0.00018078 | 0.00019405 | 0.00014313 | 0.00031974 | -0.00011039 | -0.00011039
07/21 17:00:00 | 7 | 21 | 17 | 4841 | WD | 0.00021653 | 4.0483e-05 | 4.0483e-05 | 6.4732e-06 | 7.7476e-05 | -2.0051e-12 | 0.00011415 | 0.0010746 | 0.0010746 | 4.0839e-05 | -2.9753e-05 | 0 | 4.0483e-05 | 0 | 0.00012 | 1.2783e-05 | 0.00012 | 0.00011415 | 0 | 0.00011415 | 0.00044324 | 0.00029516 | 0.0002244 | 0.00013942 | 0.00018428 | 0.00017042 | 2.2013e-07 | 5.3525e-06 | 3.715e-06 | 3.715e-06 | 0.00011415 | 0.00011415 | 0.00011415 | 0.00011415 | 0.00011415 | 0.00011415 | 0.00012638 | 0.00013924 | 0.00012923 | 0.00012411 | 0 | 0.00011415 | 0.00011415 | 0.00011415 | 0.00011415 | 0.00020862 | 0.00018824 | 0.00012673 | 9.1113e-05 | 0.00017885 | 0.00015028 | 0.00017056 | 0.00017997 | 0.00019464 | 0.00030136 | -0.00010763 | -0.00010763
07/21 18:00:00 | 7 | 21 | 18 | 4842 | WD | 0.00013703 | 4.6351e-05 | 4.6351e-05 | 7.6837e-06 | 7.8483e-05 | -7.5459e-13 | 0.00011415 | 0.0010348 | 0.0010348 | 7.0788e-05 | -4.3768e-05 | 0 | 4.6351e-05 | 0 | 0.00013406 | 1.4903e-05 | 0.00013406 | 0.00011415 | 0 | 0.00011415 | 6.8096e-05 | 6.5591e-05 | 0.0001126 | 0.00013886 | 0.00018027 | 0.00016747 | 2.0347e-07 | 4.8318e-06 | 3.3551e-06 | 3.3551e-06 | 0.00011415 | 0.00011415 | 0.00011415 | 0.00011415 | 0.00011415 | 0.00011415 | 0.00012633 | 0.00012817 | 0.00011248 | 0.00010446 | 0 | 0.00011415 | 0.00011415 | 0.00011415 | 0.00011415 | 0.00014314 | 0.00013996 | 9.8167e-05 | 7.3965e-05 | 0.0001715 | 0.00014423 | 0.00013836 | 0.00013564 | 0.00018508 | 0.00027335 | 1.9832e-05 | 1.9832e-05
07/21 19:00:00 | 7 | 21 | 19 | 4843 | WD | 5.4314e-05 | 5.8702e-05 | 5.8702e-05 | 0.0010115 | 0.00014693 | -3.8268e-13 | 0.00011415 | 0.00073547 | 0.00073547 | 0.00015247 | -1.4899e-05 | 0 | 5.8702e-05 | 0 | 0.00014271 | 1.4038e-05 | 0.00014271 | 0.00011415 | 0 | 0.00011415 | 3.5955e-05 | 6.5591e-05 | 0.0001126 | 0.00013561 | 0.00017468 | 0.0001626 | 1.8753e-07 | 3.7773e-06 | 2.6319e-06 | 2.6319e-06 | 0.00011415 | 0.00011415 | 0.00011415 | 0.00011415 | 0.00011415 | 0.00011415 | 0.00010828 | 0.00011978 | 0.00010074 | 9.1006e-05 | 0 | 0.00011415 | 0.00011415 | 0.00011415 | 0.00011415 | 6.6693e-05 | 9.5663e-05 | 7.4271e-05 | 6.1884e-05 | 0.00015254 | 0.00013745 | 0.00012914 | 0.00012529 | 0.00017305 | 0.00021557 | 1.5928e-05 | 1.5928e-05
07/21 20:00:00 | 7 | 21 | 20 | 4844 | WD | 0 | 5.1801e-05 | 5.1801e-05 | -0.00098385 | 9.1965e-05 | -2.8565e-13 | 0.00011415 | 0.00011758 | 0.00011758 | 0.00021236 | -8.1525e-06 | 0 | 5.1801e-05 | 0 | 0.00014653 | 8.7157e-06 | 0.00014653 | 0.00011415 | 5.7313e-05 | 0.00011415 | 4.7901e-06 | 6.5591e-05 | 0.0001126 | 0.00013339 | 0.00016618 | 0.00015604 | 1.7299e-07 | 2.4887e-06 | 1.7498e-06 | 1.7498e-06 | 0.00011415 | 0.00011415 | 0.00011415 | 0.00011415 | 0.00011415 | 0.00011415 | 0.00010824 | 0.00010458 | 8.5949e-05 | 7.6429e-05 | 7.5498e-05 | 0.00011415 | 0.00011415 | 0.00011415 | 0.00011415 | 1.0253e-05 | 6.1995e-05 | 8.558e-05 | 9.9237e-05 | 0.00014612 | 0.00012986 | 0.00011746 | 0.00011171 | 0.00016787 | 0.00015976 | 1.8781e-05 | 1.8781e-05
07/21 21:00:00 | 7 | 21 | 21 | 4845 | WD | 0 | 4.8099e-05 | 4.8099e-05 | 0.0010084 | 7.9137e-05 | 0 | 0.00011415 | 0 | 0 | 0.00028587 | -5.5697e-06 | 0 | 4.8099e-05 | 0 | 0.00014762 | 4.8676e-06 | 0.00014762 | 0.00011415 | 0.00022925 | 0.00011415 | 0 | 6.5591e-05 | 0.0001126 | 0.00012427 | 0.00013873 | 0.00013426 | 1.1468e-05 | 1.3372e-06 | 4.5694e-06 | 4.5694e-06 | 0.00011415 | 0.00011415 | 0.00011415 | 0.00011415 | 0.00011415 | 0.00011415 | 0.00010818 | 9.2279e-05 | 7.4921e-05 | 6.6052e-05 | 0.00022929 | 0.00011415 | 0.00011415 | 0.00011415 | 0.00011415 | 3.2016e-07 | 4.5412e-05 | 7.0785e-05 | 8.5478e-05 | 0.00014379 | 0.00011899 | 0.0001156 | 0.00011403 | 0.00016461 | 0.00010282 | 1.8299e-05 | 1.8299e-05
07/21 22:00:00 | 7 | 21 | 22 | 4846 | WD | 0 | 5.0179e-05 | 5.0179e-05 | 7.3706e-06 | 0.00015674 | 2.0698e-12 | 0.00011415 | 0 | 0 | 0.00034305 | -4.1019e-06 | 0 | 5.0179e-05 | 0 | 0.00014405 | 2.5611e-06 | 0.00014405 | 0.00011415 | 0.00022925 | 0.00011415 | 0 | 6.5591e-05 | 0.0001118 | 0.00012002 | 0.00013325 | 0.00012916 | 7.9976e-07 | 8.8758e-07 | 8.5956e-07 | 8.5956e-07 | 0.00011415 | 0.00011415 | 0.00011415 | 0.00011415 | 0.00011415 | 0.00011415 | 0.00010814 | 6.9436e-05 | 6.3877e-05 | 6.1037e-05 | 0.00022929 | 0.00011415 | 0.00011415 | 0.00011415 | 0.00011415 | 2.0797e-07 | 3.3003e-05 | 6.2124e-05 | 7.8988e-05 | 0.00014077 | 0.00010969 | 0.00010574 | 0.00010391 | 0.00016485 | 0.00010332 | -5.0043e-05 | -5.0043e-05
07/21 23:00:00 | 7 | 21 | 23 | 4847 | WD | 0 | 3.4863e-05 | 3.4863e-05 | 5.0904e-06 | 7.6985e-05 | 7.9772e-13 | 0.00011415 | 0 | 0 | 0.00034849 | 0 | 0 | 3.4863e-05 | 0 | 0.00013614 | 0 | 0.00013614 | 0.00011415 | 0.00022925 | 0.00011415 | 0 | 6.5591e-05 | 0.0001118 | 0.00014242 | 0.0001331 | 0.00013598 | 8.9902e-07 | 6.5361e-07 | 7.3191e-07 | 7.3191e-07 | 0.00011415 | 0.00011415 | 0.00011415 | 0.00011415 | 0.00011415 | 0.00011415 | 9.9118e-05 | 6.8344e-05 | 6.1493e-05 | 5.7992e-05 | 0.00022929 | 0.00011415 | 0.00011415 | 0.00011415 | 0.00011415 | 1.729e-07 | 2.6771e-05 | 5.7344e-05 | 7.5048e-05 | 0.00013563 | 0.00010931 | 0.00010419 | 0.00010182 | 0.00016521 | 0.00010332 | -4.132e-05 | -4.132e-05
07/21 24:00:00 | 7 | 21 | 24 | 4848 | WD | 0 | 3.0402e-05 | 3.0402e-05 | 3.4198e-06 | 7.581e-05 | -1.3906e-12 | 0.00011415 | 0 | 0 | 0.00023959 | 0 | 0 | 3.0402e-05 | 0 | 0.00012638 | 0 | 0.00012638 | 0.00011415 | 0.00022925 | 0.00011415 | 0 | 6.5591e-05 | 0.0001118 | 0.00011262 | 0.00013255 | 0.00012639 | 6.9316e-07 | 5.0596e-07 | 5.6569e-07 | 5.6569e-07 | 0.00011415 | 0.00011415 | 0.00011415 | 0.00011415 | 0.00011415 | 0.00011415 | 4.5083e-05 | 6.8027e-05 | 5.8924e-05 | 5.4272e-05 | 0.00022929 | 0.00011415 | 0.00011415 | 0.00011415 | 0.00011415 | 1.5915e-07 | 2.496e-05 | 5.3631e-05 | 7.0234e-05 | 0.00010955 | 0.00010902 | 9.6829e-05 | 9.1175e-05 | 0.00016567 | 0.00010332 | -2.9329e-05 | -2.9329e-05
07/22 01:00:00 | 7 | 22 | 1 | 4849 | WD | 0 | 1.6082e-05 | 1.6082e-05 | 0.00097082 | 0 | 0.00025245 | 0.00011415 | 0 | 0 | 0.00013341 | 0 | 0 | 1.6082e-05 | 0 | 9.19e-05 | 0 | 9.19e-05 | 0.00011415 | 0.00022925 | 0.00011415 | 0 | 6.5591e-05 | 0.0001118 | 0.00011088 | 0.00013168 | 0.00012525 | 7.6342e-07 | 3.9311e-07 | 5.1126e-07 | 5.1126e-07 | 0.00011415 | 0.00011415 | 0.00011415 | 0.00011415 | 0.00011415 | 0.00011415 | 3.6079e-05 | 6.7924e-05 | 5.8637e-05 | 5.3892e-05 | 0.00022929 | 0.00011415 | 0.00011415 | 0.00011415 | 0.00011415 | 1.6195e-07 | 2.437e-05 | 5.3103e-05 | 6.9742e-05 | 0.00010322 | 0.00010868 | 9.5952e-05 | 9.0048e-05 | 0.00016532 | 0.00010332 | -2.7445e-05 | -2.7445e-05
07/22 02:00:00 | 7 | 22 | 2 | 4850 | WD | 0 | 2.2992e-05 | 2.2992e-05 | -0.00096676 | 7.3882e-05 | 0.00023244 | 0.00011415 | 0 | 0 | 5.4452e-05 | 0 | 0 | 2.2992e-05 | 0 | 8.5656e-05 | 0 | 8.5656e-05 | 0.00011415 | 0.00022925 | 0.00011415 | 0 | 6.5591e-05 | 0.0001118 | 0.00011011 | 0.00013086 | 0.00012444 | 8.9396e-07 | 2.8264e-07 | 4.7769e-07 | 4.7769e-07 | 0.00011415 | 0.00011415 | 0.00011415 | 0.00011415 | 0.00011415 | 0.00011415 | 3.6084e-05 | 6.819e-05 | 6.0618e-05 | 5.6748e-05 | 0.00022929 | 0.00011415 | 0.00011415 | 0.00011415 | 0.00011415 | 1.7352e-07 | 2.5894e-05 | 5.6002e-05 | 7.3438e-05 | 0.00010035 | 0.00010847 | 9.5892e-05 | 9.0057e-05 | 0.0001654 | 0.00010332 | -2.0148e-05 | -2.0148e-05
07/22 03:00:00 | 7 | 22 | 3 | 4851 | WD | 0 | 1.4909e-05 | 1.4909e-05 | 0.00096648 | 0 | 0.00022975 | 0.00011415 | 0 | 0 | 2.1781e-05 | 0 | 0 | 1.4909e-05 | 0 | 8.3946e-05 | 0 | 8.3946e-05 | 0.00011415 | 0.00022925 | 0.00011415 | 0 | 6.5591e-05 | 0.0001118 | 0.00011011 | 0.00012972 | 0.00012366 | 2.1398e-06 | 1.5375e-07 | 7.8741e-07 | 7.8741e-07 | 0.00011415 | 0.00011415 | 0.00011415 | 0.00011415 | 0.00011415 | 0.00011415 | 4.5102e-05 | 6.8975e-05 | 6.1912e-05 | 5.8304e-05 | 0.00022929 | 0.00011415 | 0.00011415 | 0.00011415 | 0.00011415 | 2.089e-07 | 3.0373e-05 | 5.892e-05 | 7.5451e-05 | 0.00010353 | 0.00010831 | 9.5535e-05 | 8.9611e-05 | 0.0001647 | 0.00010332 | -1.8887e-05 | -1.8887e-05
07/22 04:00:00 | 7 | 22 | 4 | 4852 | WD | 0 | 2.2472e-05 | 2.2472e-05 | -0.00014385 | 7.3767e-05 | 0.00022651 | 0.00011415 | 0 | 0 | 2.1781e-05 | 0 | 0 | 2.2472e-05 | 0 | 8.2211e-05 | 0 | 8.2211e-05 | 0.00011415 | 0.00022925 | 0.00011415 | 0 | 6.5591e-05 | 0.0001118 | 0.00012406 | 0.00012906 | 0.00012751 | 5.3615e-06 | 8.4316e-08 | 1.768e-06 | 1.768e-06 | 0.00011415 | 0.00011415 | 0.00011415 | 0.00011415 | 0.00011415 | 0.00011415 | 5.4138e-05 | 7.0282e-05 | 7.6832e-05 | 8.0178e-05 | 0.00022929 | 0.00011415 | 0.00011415 | 0.00011415 | 0.00011415 | 2.9412e-07 | 3.7834e-05 | 7.9583e-05 | 0.00010376 | 0.00010795 | 0.00010847 | 0.00010094 | 9.7444e-05 | 0.00016453 | 0.00010332 | -2.257e-05 | -2.257e-05
07/22 05:00:00 | 7 | 22 | 5 | 4853 | WD | 0 | 1.6103e-05 | 1.6103e-05 | 0.00014533 | 0 | 0.00021796 | 0.00011415 | 0 | 0 | 6.5342e-05 | 0 | 0 | 1.6103e-05 | 0 | 8.1198e-05 | 0 | 8.1198e-05 | 0.00011415 | 0.00017194 | 0.00011415 | 2.286e-06 | 6.5591e-05 | 0.0001118 | 0.00012681 | 0.00013315 | 0.00013119 | 6.1423e-06 | 6.6949e-08 | 2.0053e-06 | 2.0053e-06 | 0.00011415 | 0.00011415 | 0.00011415 | 0.00011415 | 0.00011415 | 0.00011415 | 9.0278e-05 | 9.2939e-05 | 0.00010218 | 0.0001069 | 0.00019014 | 0.00011415 | 0.00011415 | 0.00011415 | 0.00011415 | 2.9177e-06 | 6.3658e-05 | 0.00011104 | 0.00013847 | 0.0001257 | 0.00011485 | 0.00010729 | 0.00010379 | 0.00016415 | 0.00010332 | -2.2378e-05 | -2.2378e-05
07/22 06:00:00 | 7 | 22 | 6 | 4854 | WD | 3.2099e-05 | 2.7697e-05 | 2.7697e-05 | 2.8493e-06 | 7.6088e-05 | -1.5577e-12 | 0.00011415 | 0.0002273 | 0.0002273 | 0.00013613 | 0 | 0 | 2.7697e-05 | 0 | 8.7512e-05 | 0 | 8.7512e-05 | 0.00011415 | 0 | 0.00011415 | 2.3335e-05 | 6.5591e-05 | 0.0001126 | 0.00013115 | 0.00013918 | 0.0001367 | 2.6145e-06 | 1.8805e-07 | 9.6221e-07 | 9.6221e-07 | 0.00011415 | 0.00011415 | 0.00011415 | 0.00011415 | 0.00011415 | 0.00011415 | 0.00012651 | 0.00012323 | 0.00013011 | 0.00013363 | 0 | 0.00011415 | 0.00011415 | 0.00011415 | 0.00011415 | 4.7544e-05 | 0.00010329 | 0.00014887 | 0.00017527 | 0.00013998 | 0.00012198 | 0.00010816 | 0.00010175 | 0.00016142 | 0.0001022 | 5.4269e-05 | 5.4269e-05
07/22 07:00:00 | 7 | 22 | 7 | 4855 | WD | 0.00012926 | 3.1543e-05 | 3.1543e-05 | 7.2389e-06 | 0.00010585 | 7.5464e-14 | 0.00011415 | 0.00059131 | 0.00059131 | 0.00015247 | 0 | 0 | 3.1543e-05 | 0 | 9.9871e-05 | 0 | 9.9871e-05 | 0.00011415 | 0 | 0.00011415 | 5.4201e-05 | 6.5591e-05 | 0.0001126 | 0.00012987 | 0.00016328 | 0.00015295 | 1.2698e-06 | 1.0254e-06 | 1.1034e-06 | 1.1034e-06 | 0.00011415 | 0.00011415 | 0.00011415 | 0.00011415 | 0.00011415 | 0.00011415 | 0.00014472 | 0.00014024 | 0.00018893 | 0.00021381 | 0 | 0.00011415 | 0.00011415 | 0.00011415 | 0.00011415 | 0.00012697 | 0.00015927 | 0.00015233 | 0.00014831 | 0.00015169 | 0.00013561 | 0.0001342 | 0.00013355 | 0.00016032 | 0.00010369 | -9.6217e-05 | -9.6217e-05
07/22 08:00:00 | 7 | 22 | 8 | 4856 | WD | 0.00021605 | 3.5828e-05 | 3.5828e-05 | 1.7924e-05 | 0.00013642 | 4.7973e-13 | 0.00011415 | 0.00084898 | 0.00084898 | 0.00013613 | 0 | 0 | 3.5828e-05 | 0 | 0.00011103 | 0 | 0.00011103 | 0.00011415 | 0 | 0.00011415 | 0.0002179 | 0.00016398 | 0.0001685 | 0.00013343 | 0.00016571 | 0.00015573 | 1.2208e-06 | 1.7991e-06 | 1.6146e-06 | 1.6146e-06 | 0.00011415 | 0.00011415 | 0.00011415 | 0.00011415 | 0.00011415 | 0.00011415 | 0.00016278 | 0.00015337 | 0.00019337 | 0.00021381 | 0 | 0.00011415 | 0.00011415 | 0.00011415 | 0.00011415 | 0.00022739 | 0.00021749 | 0.00017745 | 0.00015427 | 0.00016707 | 0.0001409 | 0.00016823 | 0.0001809 | 0.00015947 | 0.00010359 | -9.8444e-05 | -9.8444e-05
07/22 09:00:00 | 7 | 22 | 9 | 4857 | WD | 0.00029733 | 3.5895e-05 | 3.5895e-05 | 0.001024 | 0.00016338 | 1.5523e-12 | 0.00011415 | 0.00044872 | 0.00044872 | 5.9897e-05 | 0 | 0 | 3.5895e-05 | 0 | 0.00011108 | 0 | 0.00011108 | 0.00011415 | 0 | 0.00011415 | 0.00047113 | 0.00029516 | 0.0002244 | 0.00013666 | 0.00016606 | 0.00015698 | 1.3095e-06 | 2.9237e-06 | 2.4086e-06 | 2.4086e-06 | 0.00011415 | 0.00011415 | 0.00011415 | 0.00011415 | 0.00011415 | 0.00011415 | 0.0001808 | 0.00015456 | 0.00019377 | 0.00021381 | 0 | 0.00011415 | 0.00011415 | 0.00011415 | 0.00011415 | 0.00034637 | 0.00024645 | 0.00019144 | 0.00015959 | 0.00017896 | 0.00014185 | 0.00017515 | 0.0001906 | 0.00015907 | 0.00011161 | -9.833e-05 | -9.833e-05
07/22 10:00:00 | 7 | 22 | 10 | 4858 | WD | 0.00036986 | 3.3851e-05 | 3.3851e-05 | 1.748e-05 | 0.00015002 | 0.00021486 | 0.00011415 | 0.00030594 | 0.00030594 | 4.0839e-05 | 0 | 0 | 3.3851e-05 | 0 | 0.00011156 | 0 | 0.00011156 | 0.00011415 | 0 | 0.00011415 | 0.00047113 | 0.00029516 | 0.0002244 | 0.0001382 | 0.00016913 | 0.00015957 | 6.091e-07 | 3.7041e-06 | 2.7166e-06 | 2.7166e-06 | 0.00011415 | 0.00011415 | 0.00011415 | 0.00011415 | 0.00011415 | 0.00011415 | 0.0001808 | 0.00015413 | 0.00019363 | 0.00021381 | 0 | 0.00011415 | 0.00011415 | 0.00011415 | 0.00011415 | 0.00042301 | 0.00024653 | 0.0001944 | 0.0001642 | 0.00018298 | 0.00014347 | 0.00017616 | 0.00019133 | 0.00016009 | 0.0001369 | -0.00010211 | -0.00010211
07/22 11:00:00 | 7 | 22 | 11 | 4859 | WD | 0.00042742 | 2.8156e-05 | 2.8156e-05 | 7.746e-06 | 9.2016e-05 | 0.00021991 | 0.00011415 | 0 | 0 | 4.0839e-05 | 0 | 0 | 2.8156e-05 | 0 | 0.00011463 | 0 | 0.00011463 | 0.00011415 | 0 | 0.00011415 | 0.00047113 | 0.00029516 | 0.0002244 | 0.0001631 | 0.0001709 | 0.00016849 | 4.8227e-07 | 3.8491e-06 | 2.7749e-06 | 2.7749e-06 | 0.00011415 | 0.00011415 | 0.00011415 | 0.00011415 | 0.00011415 | 0.00011415 | 0.00018079 | 0.00015348 | 0.00019341 | 0.00021381 | 0 | 0.00011415 | 0.00011415 | 0.00011415 | 0.00011415 | 0.00046748 | 0.00024632 | 0.00019647 | 0.00016761 | 0.00018503 | 0.00014469 | 0.00017935 | 0.00019543 | 0.00016183 | 0.00017592 | -0.00010208 | -0.00010208
07/22 12:00:00 | 7 | 22 | 12 | 4860 | WD | 0.00045496 | 2.6761e-05 | 2.6761e-05 | 1.4018e-05 | 7.8928e-05 | 0.00021998 | 0.00011415 | 0 | 0 | 4.0839e-05 | 0 | 0 | 2.6761e-05 | 0 | 0.00011458 | 0 | 0.00011458 | 0.00011415 | 0 | 0.00011415 | 0.00047113 | 0.00029516 | 0.0002244 | 0.00014121 | 0.00017516 | 0.00016467 | 2.1348e-07 | 4.6037e-06 | 3.2029e-06 | 3.2029e-06 | 0.00011415 | 0.00011415 | 0.00011415 | 0.00011415 | 0.00011415 | 0.00011415 | 0.00018078 | 0.0001532 | 0.00019331 | 0.00021381 | 0 | 0.00011415 | 0.00011415 | 0.00011415 | 0.00011415 | 0.0004908 | 0.00024586 | 0.00024028 | 0.00023705 | 0.00018969 | 0.00014751 | 0.00018643 | 0.00020449 | 0.00016283 | 0.00021541 | -0.000103 | -0.000103
07/22 13:00:00 | 7 | 22 | 13 | 4861 | WD | 0.00045488 | 3.4441e-05 | 3.4441e-05 | 6.4717e-06 | 0.00015616 | 0.00021627 | 0.00011415 | 0 | 0 | 4.0839e-05 | 0 | 0 | 3.4441e-05 | 0 | 0.00011115 | 0 | 0.00011115 | 0.00011415 | 0 | 0.00011415 | 0.00047113 | 0.00029516 | 0.0002244 | 0.00014312 | 0.00018523 | 0.00017221 | 2.7522e-07 | 5.2908e-06 | 3.6906e-06 | 3.6906e-06 | 0.00011415 | 0.00011415 | 0.00011415 | 0.00011415 | 0.00011415 | 0.00011415 | 0.00018074 | 0.00015279 | 0.00019317 | 0.00021381 | 0 | 0.00011415 | 0.00011415 | 0.00011415 | 0.00011415 | 0.00049691 | 0.00024525 | 0.00024035 | 0.00023752 | 0.00019457 | 0.00015279 | 0.00018929 | 0.00020622 | 0.00015954 | 0.00026613 | -0.00010342 | -0.00010342
07/22 14:00:00 | 7 | 22 | 14 | 4862 | WD | 0.00042509 | 2.6465e-05 | 2.6465e-05 | 6.2941e-06 | 7.7543e-05 | 0.00022375 | 0.00011415 | 0 | 0 | 4.0839e-05 | 8.0289e-06 | 0 | 2.6465e-05 | 0 | 0.00011051 | 6.4293e-07 | 0.00011051 | 0.00011415 | 0 | 0.00011415 | 0.00047113 | 0.00029516 | 0.0002244 | 0.00014389 | 0.00018712 | 0.00017376 | 2.7657e-07 | 5.5655e-06 | 3.8781e-06 | 3.8781e-06 | 0.00011415 | 0.00011415 | 0.00011415 | 0.00011415 | 0.00011415 | 0.00011415 | 0.00018064 | 0.00015218 | 0.00019297 | 0.00021381 | 0 | 0.00011415 | 0.00011415 | 0.00011415 | 0.00011415 | 0.00048483 | 0.00024314 | 0.00023887 | 0.00023641 | 0.00019679 | 0.00015428 | 0.00018891 | 0.00020497 | 0.00014379 | 0.00029121 | -0.00010696 | -0.00010696
07/22 15:00:00 | 7 | 22 | 15 | 4863 | WD | 0.00036997 | 3.1014e-05 | 3.1014e-05 | 5.7333e-06 | 7.6998e-05 | 0.00023635 | 0.00011415 | 0 | 0 | 4.0839e-05 | 9.2426e-05 | 0 | 3.1014e-05 | 0 | 0.00010956 | 7.4012e-06 | 0.00010956 | 0.00011415 | 0 | 0.00011415 | 0.00047113 | 0.00029516 | 0.0002244 | 0.00014261 | 0.0001832 | 0.00017066 | 2.7633e-07 | 5.7686e-06 | 4.0163e-06 | 4.0163e-06 | 0.00011415 | 0.00011415 | 0.00011415 | 0.00011415 | 0.00011415 | 0.00011415 | 0.00016254 | 0.00015069 | 0.00019246 | 0.00021381 | 0 | 0.00011415 | 0.00011415 | 0.00011415 | 0.00011415 | 0.00040501 | 0.00023592 | 0.00019181 | 0.00016626 | 0.00018968 | 0.00015355 | 0.00018976 | 0.00020655 | 0.00012856 | 0.00031619 | -0.00010417 | -0.00010417
07/22 16:00:00 | 7 | 22 | 16 | 4864 | WD | 0.0002949 | 3.6236e-05 | 3.6236e-05 | 0.00098669 | 7.6984e-05 | 0.00024949 | 0.00011415 | 0 | 0 | 4.0839e-05 | 0.00016215 | 0 | 3.6236e-05 | 0 | 0.00011092 | 1.2985e-05 | 0.00011092 | 0.00011415 | 0 | 0.00011415 | 0.00047113 | 0.00029516 | 0.0002244 | 0.00014132 | 0.0001842 | 0.00017095 | 2.6318e-07 | 5.9188e-06 | 4.1143e-06 | 4.1143e-06 | 0.00011415 | 0.00011415 | 0.00011415 | 0.00011415 | 0.00011415 | 0.00011415 | 0.00014445 | 0.00014413 | 0.00015206 | 0.00015611 | 0 | 0.00011415 | 0.00011415 | 0.00011415 | 0.00011415 | 0.0003056 | 0.00021408 | 0.00015348 | 0.00011839 | 0.00018926 | 0.00015286 | 0.00018087 | 0.00019386 | 0.00014781 | 0.00032532 | -0.00010815 | -0.00010815
07/22 17:00:00 | 7 | 22 | 17 | 4865 | WD | 0.00021603 | 4.2025e-05 | 4.2025e-05 | 6.6782e-06 | 7.7485e-05 | -2.0051e-12 | 0.00011415 | 0.001075 | 0.001075 | 4.0839e-05 | -0.00012761 | 0 | 4.2025e-05 | 0 | 0.00012 | 1.4977e-05 | 0.00012 | 0.00011415 | 0 | 0.00011415 | 0.00044341 | 0.00029516 | 0.0002244 | 0.00013967 | 0.00018351 | 0.00016996 | 9.3572e-08 | 5.8655e-06 | 4.024e-06 | 4.024e-06 | 0.00011415 | 0.00011415 | 0.00011415 | 0.00011415 | 0.00011415 | 0.00011415 | 0.00012638 | 0.00013924 | 0.00012923 | 0.00012411 | 0 | 0.00011415 | 0.00011415 | 0.00011415 | 0.00011415 | 0.00020878 | 0.00018828 | 0.00012675 | 9.1122e-05 | 0.00017942 | 0.00015056 | 0.00017068 | 0.00018001 | 0.00019453 | 0.00030618 | -0.00011052 | -0.00011052
07/22 18:00:00 | 7 | 22 | 18 | 4866 | WD | 0.00013696 | 4.6533e-05 | 4.6533e-05 | 1.708e-05 | 7.8472e-05 | -7.5459e-13 | 0.00011415 | 0.0010312 | 0.0010312 | 7.0788e-05 | -6.8858e-05 | 0 | 4.6533e-05 | 0 | 0.00013406 | 1.5164e-05 | 0.00013406 | 0.00011415 | 0 | 0.00011415 | 6.7864e-05 | 6.5591e-05 | 0.0001126 | 0.00013827 | 0.00017817 | 0.00016584 | 2.0008e-07 | 5.1257e-06 | 3.5542e-06 | 3.5542e-06 | 0.00011415 | 0.00011415 | 0.00011415 | 0.00011415 | 0.00011415 | 0.00011415 | 0.00012633 | 0.00012817 | 0.00011248 | 0.00010446 | 0 | 0.00011415 | 0.00011415 | 0.00011415 | 0.00011415 | 0.00014273 | 0.00013972 | 9.8067e-05 | 7.3947e-05 | 0.00016674 | 0.00014293 | 0.00013724 | 0.00013459 | 0.00018174 | 0.00025914 | 2.0096e-05 | 2.0096e-05
07/22 19:00:00 | 7 | 22 | 19 | 4867 | WD | 5.1657e-05 | 6.0834e-05 | 6.0834e-05 | 9.9462e-06 | 0.00015906 | -3.8268e-13 | 0.00011415 | 0.00071459 | 0.00071459 | 0.00015247 | -2.5307e-05 | 0 | 6.0834e-05 | 0 | 0.00014271 | 1.5243e-05 | 0.00014271 | 0.00011415 | 0 | 0.00011415 | 3.4934e-05 | 6.5591e-05 | 0.0001126 | 0.00015007 | 0.00017308 | 0.00016597 | 1.8948e-07 | 4.0504e-06 | 2.8185e-06 | 2.8185e-06 | 0.00011415 | 0.00011415 | 0.00011415 | 0.00011415 | 0.00011415 | 0.00011415 | 0.00010828 | 0.00011979 | 0.00010074 | 9.1006e-05 | 0 | 0.00011415 | 0.00011415 | 0.00011415 | 0.00011415 | 6.485e-05 | 9.4708e-05 | 7.3867e-05 | 6.1799e-05 | 0.00014986 | 0.00013667 | 0.00012832 | 0.00012445 | 0.00016916 | 0.0002064 | 1.9304e-05 | 1.9304e-05
07/22 20:00:00 | 7 | 22 | 20 | 4868 | WD | 0 | 5.1793e-05 | 5.1793e-05 | 0.0010137 | 7.9769e-05 | -2.8565e-13 | 0.00011415 | 0.000116 | 0.000116 | 0.00021236 | -1.4347e-05 | 0 | 5.1793e-05 | 0 | 0.00014653 | 1.0544e-05 | 0.00014653 | 0.00011415 | 5.7313e-05 | 0.00011415 | 4.7259e-06 | 6.5591e-05 | 0.0001126 | 0.00014624 | 0.0001644 | 0.00015879 | 1.6558e-07 | 2.6638e-06 | 1.8667e-06 | 1.8667e-06 | 0.00011415 | 0.00011415 | 0.00011415 | 0.00011415 | 0.00011415 | 0.00011415 | 0.00010824 | 0.00010459 | 8.595e-05 | 7.6429e-05 | 7.5498e-05 | 0.00011415 | 0.00011415 | 0.00011415 | 0.00011415 | 1.0095e-05 | 6.1974e-05 | 8.5568e-05 | 9.9232e-05 | 0.00014359 | 0.00012902 | 0.00011665 | 0.00011091 | 0.00016762 | 0.00014989 | 1.8991e-05 | 1.8991e-05
07/22 21:00:00 | 7 | 22 | 21 | 4869 | WD | 0 | 5.4335e-05 | 5.4335e-05 | 9.4222e-06 | 0.00012831 | 0 | 0.00011415 | 0 | 0 | 0.00028587 | -8.9788e-06 | 0 | 5.4335e-05 | 0 | 0.00014762 | 6.325e-06 | 0.00014762 | 0.00011415 | 0.00022925 | 0.00011415 | 0 | 6.5591e-05 | 0.0001126 | 0.00013171 | 0.0001366 | 0.00013509 | 1.3426e-05 | 1.3003e-06 | 5.169e-06 | 5.169e-06 | 0.00011415 | 0.00011415 | 0.00011415 | 0.00011415 | 0.00011415 | 0.00011415 | 0.00010818 | 9.2279e-05 | 7.4921e-05 | 6.6052e-05 | 0.00022929 | 0.00011415 | 0.00011415 | 0.00011415 | 0.00011415 | 3.2016e-07 | 4.5412e-05 | 7.0785e-05 | 8.5478e-05 | 0.00013922 | 0.00011815 | 0.00011431 | 0.00011253 | 0.00016324 | 0.00010306 | 1.5243e-05 | 1.5243e-05
07/22 22:00:00 | 7 | 22 | 22 | 4870 | WD | 0 | 4.3923e-05 | 4.3923e-05 | 0.0010032 | 0.00010802 | 2.0698e-12 | 0.00011415 | 0 | 0 | 0.00034305 | -2.7092e-06 | 0 | 4.3923e-05 | 0 | 0.00014405 | 1.0064e-06 | 0.00014405 | 0.00011415 | 0.00022925 | 0.00011415 | 0 | 6.5591e-05 | 0.0001118 | 0.00011811 | 0.00013051 | 0.00012668 | 1.0853e-06 | 8.603e-07 | 9.321e-07 | 9.321e-07 | 0.00011415 | 0.00011415 | 0.00011415 | 0.00011415 | 0.00011415 | 0.00011415 | 0.00010814 | 6.9436e-05 | 6.3877e-05 | 6.1037e-05 | 0.00022929 | 0.00011415 | 0.00011415 | 0.00011415 | 0.00011415 | 2.0797e-07 | 3.3003e-05 | 6.2124e-05 | 7.8988e-05 | 0.00013595 | 0.00010873 | 0.0001046 | 0.00010268 | 0.00016388 | 0.00010332 | -4.1041e-05 | -4.1041e-05
07/22 23:00:00 | 7 | 22 | 23 | 4871 | WD | 0 | 3.4865e-05 | 3.4865e-05 | 5.6075e-06 | 7.7005e-05 | 7.9772e-13 | 0.00011415 | 0 | 0 | 0.00034849 | 0 | 0 | 3.4865e-05 | 0 | 0.00013614 | 0 | 0.00013614 | 0.00011415 | 0.00022925 | 0.00011415 | 0 | 6.5591e-05 | 0.0001118 | 0.00014021 | 0.00012951 | 0.00013281 | 1.401e-06 | 6.392e-07 | 8.8226e-07 | 8.8226e-07 | 0.00011415 | 0.00011415 | 0.00011415 | 0.00011415 | 0.00011415 | 0.00011415 | 9.9118e-05 | 6.8344e-05 | 6.1493e-05 | 5.7992e-05 | 0.00022929 | 0.00011415 | 0.00011415 | 0.00011415 | 0.00011415 | 1.729e-07 | 2.6771e-05 | 5.7344e-05 | 7.5048e-05 | 0.00012987 | 0.00010804 | 0.00010256 | 0.00010002 | 0.00016357 | 0.00010332 | -3.2629e-05 | -3.2629e-05
07/22 24:00:00 | 7 | 22 | 24 | 4872 | WD | 0 | 3.0403e-05 | 3.0403e-05 | 3.7043e-06 | 7.5825e-05 | -1.3906e-12 | 0.00011415 | 0 | 0 | 0.00023959 | 0 | 0 | 3.0403e-05 | 0 | 0.00012638 | 0 | 0.00012638 | 0.00011415 | 0.00022925 | 0.00011415 | 0 | 6.5591e-05 | 0.0001118 | 0.00011009 | 0.00012908 | 0.00012321 | 2.0933e-06 | 4.9873e-07 | 1.0075e-06 | 1.0075e-06 | 0.00011415 | 0.00011415 | 0.00011415 | 0.00011415 | 0.00011415 | 0.00011415 | 4.5083e-05 | 6.8027e-05 | 5.8924e-05 | 5.4272e-05 | 0.00022929 | 0.00011415 | 0.00011415 | 0.00011415 | 0.00011415 | 1.5915e-07 | 2.496e-05 | 5.3631e-05 | 7.0234e-05 | 0.0001038 | 0.0001078 | 9.5217e-05 | 8.9382e-05 | 0.00016399 | 0.00010332 | -2.111e-05 | -2.111e-05
07/23 01:00:00 | 7 | 23 | 1 | 4873 | WD | 0 | 1.6082e-05 | 1.6082e-05 | -0.0009693 | 0 | 0.00025245 | 0.00011415 | 0 | 0 | 0.00013341 | 0 | 0 | 1.6082e-05 | 0 | 9.19e-05 | 0 | 9.19e-05 | 0.00011415 | 0.00022925 | 0.00011415 | 0 | 6.5591e-05 | 0.0001118 | 0.00010897 | 0.000129 | 0.00012281 | 3.6489e-06 | 3.9326e-07 | 1.432e-06 | 1.432e-06 | 0.00011415 | 0.00011415 | 0.00011415 | 0.00011415 | 0.00011415 | 0.00011415 | 3.6079e-05 | 6.7924e-05 | 5.8637e-05 | 5.3892e-05 | 0.00022929 | 0.00011415 | 0.00011415 | 0.00011415 | 0.00011415 | 1.6195e-07 | 2.437e-05 | 5.3103e-05 | 6.9742e-05 | 9.8445e-05 | 0.00010774 | 9.4657e-05 | 8.859e-05 | 0.00016427 | 0.00010332 | -2.1193e-05 | -2.1193e-05
07/23 02:00:00 | 7 | 23 | 2 | 4874 | WD | 0 | 2.2992e-05 | 2.2992e-05 | 0.00096767 | 7.3879e-05 | 0.00023244 | 0.00011415 | 0 | 0 | 5.4452e-05 | 0 | 0 | 2.2992e-05 | 0 | 8.5656e-05 | 0 | 8.5656e-05 | 0.00011415 | 0.00022925 | 0.00011415 | 0 | 6.5591e-05 | 0.0001118 | 0.00010853 | 0.00012842 | 0.00012227 | 5.5161e-06 | 2.8551e-07 | 1.9544e-06 | 1.9544e-06 | 0.00011415 | 0.00011415 | 0.00011415 | 0.00011415 | 0.00011415 | 0.00011415 | 3.6084e-05 | 6.819e-05 | 6.0618e-05 | 5.6748e-05 | 0.00022929 | 0.00011415 | 0.00011415 | 0.00011415 | 0.00011415 | 1.7352e-07 | 2.5894e-05 | 5.6002e-05 | 7.3438e-05 | 9.6001e-05 | 0.00010761 | 9.4763e-05 | 8.8802e-05 | 0.00016715 | 0.00010332 | -1.8195e-05 | -1.8195e-05
07/23 03:00:00 | 7 | 23 | 3 | 4875 | WD | 0 | 1.4909e-05 | 1.4909e-05 | -0.00030953 | 0 | 0.00022975 | 0.00011415 | 0 | 0 | 2.1781e-05 | 0 | 0 | 1.4909e-05 | 0 | 8.3946e-05 | 0 | 8.3946e-05 | 0.00011415 | 0.00022925 | 0.00011415 | 0 | 6.5591e-05 | 0.0001118 | 0.0001093 | 0.00012843 | 0.00012252 | 7.7476e-06 | 1.9534e-07 | 2.6049e-06 | 2.6049e-06 | 0.00011415 | 0.00011415 | 0.00011415 | 0.00011415 | 0.00011415 | 0.00011415 | 4.5102e-05 | 6.8975e-05 | 6.1912e-05 | 5.8304e-05 | 0.00022929 | 0.00011415 | 0.00011415 | 0.00011415 | 0.00011415 | 2.089e-07 | 3.0373e-05 | 5.892e-05 | 7.5451e-05 | 0.0001014 | 0.00010785 | 9.4977e-05 | 8.9005e-05 | 0.00016805 | 0.00010332 | -1.3872e-05 | -1.3872e-05
07/23 04:00:00 | 7 | 23 | 4 | 4876 | WD | 0 | 2.2474e-05 | 2.2474e-05 | 0.00031052 | 7.3784e-05 | 0.00022651 | 0.00011415 | 0 | 0 | 2.1781e-05 | 0 | 0 | 2.2474e-05 | 0 | 8.2211e-05 | 0 | 8.2211e-05 | 0.00011415 | 0.00022925 | 0.00011415 | 0 | 6.5591e-05 | 0.0001118 | 0.00012323 | 0.00012775 | 0.00012636 | 8.2455e-06 | 1.4164e-07 | 2.7272e-06 | 2.7272e-06 | 0.00011415 | 0.00011415 | 0.00011415 | 0.00011415 | 0.00011415 | 0.00011415 | 5.4138e-05 | 7.0282e-05 | 7.6832e-05 | 8.0178e-05 | 0.00022929 | 0.00011415 | 0.00011415 | 0.00011415 | 0.00011415 | 2.9412e-07 | 3.7834e-05 | 7.9583e-05 | 0.00010376 | 0.00010569 | 0.00010801 | 0.00010026 | 9.6664e-05 | 0.00016969 | 0.00010332 | -1.9617e-05 | -1.9617e-05
07/23 05:00:00 | 7 | 23 | 5 | 4877 | WD | 0 | 1.6103e-05 | 1.6103e-05 | -0.0006741 | 0 | 0.00021796 | 0.00011415 | 0 | 0 | 6.5342e-05 | 0 | 0 | 1.6103e-05 | 0 | 8.1198e-05 | 0 | 8.1198e-05 | 0.00011415 | 0.00017194 | 0.00011415 | 2.1254e-06 | 6.5591e-05 | 0.0001118 | 0.00012516 | 0.00013099 | 0.00012919 | 1.2403e-05 | 1.6258e-08 | 3.9682e-06 | 3.9682e-06 | 0.00011415 | 0.00011415 | 0.00011415 | 0.00011415 | 0.00011415 | 0.00011415 | 9.0278e-05 | 9.2943e-05 | 0.00010218 | 0.0001069 | 0.00019014 | 0.00011415 | 0.00011415 | 0.00011415 | 0.00011415 | 2.7449e-06 | 6.3576e-05 | 0.000111 | 0.00013846 | 0.00012148 | 0.00011408 | 0.0001062 | 0.00010255 | 0.00017615 | 0.00010332 | -1.7599e-05 | -1.7599e-05
07/23 06:00:00 | 7 | 23 | 6 | 4878 | WD | 3.0482e-05 | 2.7701e-05 | 2.7701e-05 | 0.00068393 | 7.6125e-05 | -1.5577e-12 | 0.00011415 | 0.0002154 | 0.0002154 | 0.00013613 | 0 | 0 | 2.7701e-05 | 0 | 8.7512e-05 | 0 | 8.7512e-05 | 0.00011415 | 0 | 0.00011415 | 2.2113e-05 | 6.5591e-05 | 0.0001126 | 0.00012951 | 0.00013688 | 0.0001346 | 4.8828e-06 | 1.412e-07 | 1.6541e-06 | 1.6541e-06 | 0.00011415 | 0.00011415 | 0.00011415 | 0.00011416 | 0.00011415 | 0.00011415 | 0.00012651 | 0.00012326 | 0.00013012 | 0.00013363 | 0 | 0.00011415 | 0.00011415 | 0.00011415 | 0.00011415 | 4.4875e-05 | 0.0001025 | 0.00014849 | 0.00017513 | 0.0001359 | 0.00012118 | 0.00010723 | 0.00010076 | 0.00017454 | 0.00010234 | 5.0286e-05 | 5.0286e-05
07/23 07:00:00 | 7 | 23 | 7 | 4879 | WD | 0.00012739 | 3.7263e-05 | 3.7263e-05 | 1.4752e-05 | 0.00015982 | 7.5464e-14 | 0.00011415 | 0.0005807 | 0.0005807 | 0.00015247 | 0 | 0 | 3.7263e-05 | 0 | 9.9871e-05 | 0 | 9.9871e-05 | 0.00011415 | 0 | 0.00011415 | 5.3228e-05 | 6.5591e-05 | 0.0001126 | 0.0001282 | 0.00016005 | 0.00015021 | 1.7463e-06 | 6.1301e-07 | 9.746e-07 | 9.746e-07 | 0.00011415 | 0.00011415 | 0.00011415 | 0.00011415 | 0.00011415 | 0.00011415 | 0.00014472 | 0.00014024 | 0.00018893 | 0.00021381 | 0 | 0.00011415 | 0.00011415 | 0.00011415 | 0.00011415 | 0.00012419 | 0.0001582 | 0.00015179 | 0.00014808 | 0.00014762 | 0.00013446 | 0.00013244 | 0.00013151 | 0.00017102 | 0.00010292 | -9.6295e-05 | -9.6295e-05
07/23 08:00:00 | 7 | 23 | 8 | 4880 | WD | 0.00021576 | 3.0002e-05 | 3.0002e-05 | 0.00064081 | 8.1456e-05 | 4.7973e-13 | 0.00011415 | 0.00084947 | 0.00084947 | 0.00013613 | 0 | 0 | 3.0002e-05 | 0 | 0.00011103 | 0 | 0.00011103 | 0.00011415 | 0 | 0.00011415 | 0.00021802 | 0.00016398 | 0.0001685 | 0.00013216 | 0.00016348 | 0.0001538 | 1.9185e-06 | 1.7192e-06 | 1.7828e-06 | 1.7828e-06 | 0.00011415 | 0.00011415 | 0.00011415 | 0.00011415 | 0.00011415 | 0.00011415 | 0.00016278 | 0.00015337 | 0.00019337 | 0.00021381 | 0 | 0.00011415 | 0.00011415 | 0.00011415 | 0.00011415 | 0.00022682 | 0.00021755 | 0.00017744 | 0.00015422 | 0.00016454 | 0.0001401 | 0.00016681 | 0.0001792 | 0.00016112 | 0.00010277 | -9.8284e-05 | -9.8284e-05
07/23 09:00:00 | 7 | 23 | 9 | 4881 | WD | 0.00029259 | 3.5901e-05 | 3.5901e-05 | -0.0006134 | 0.00016344 | 1.5523e-12 | 0.00011415 | 0.00044872 | 0.00044872 | 5.9897e-05 | 0 | 0 | 3.5901e-05 | 0 | 0.00011108 | 0 | 0.00011108 | 0.00011415 | 0 | 0.00011415 | 0.00047113 | 0.00029516 | 0.0002244 | 0.00013699 | 0.00016653 | 0.0001574 | 2.033e-06 | 2.7784e-06 | 2.5406e-06 | 2.5406e-06 | 0.00011415 | 0.00011415 | 0.00011415 | 0.00011415 | 0.00011415 | 0.00011415 | 0.0001808 | 0.00015456 | 0.00019377 | 0.00021381 | 0 | 0.00011415 | 0.00011415 | 0.00011415 | 0.00011415 | 0.00034412 | 0.00024645 | 0.00019134 | 0.00015943 | 0.00017946 | 0.0001423 | 0.00017542 | 0.00019077 | 0.00015917 | 0.00012118 | -9.9075e-05 | -9.9075e-05
07/23 10:00:00 | 7 | 23 | 10 | 4882 | WD | 0.00036911 | 3.514e-05 | 3.514e-05 | 0.0010204 | 0.00016218 | 0.00021486 | 0.00011415 | 0.00030594 | 0.00030594 | 4.0839e-05 | 0 | 0 | 3.514e-05 | 0 | 0.00011156 | 0 | 0.00011156 | 0.00011415 | 0 | 0.00011415 | 0.00047113 | 0.00029516 | 0.0002244 | 0.00013871 | 0.00016987 | 0.00016024 | 5.8969e-07 | 3.2221e-06 | 2.3822e-06 | 2.3822e-06 | 0.00011415 | 0.00011415 | 0.00011415 | 0.00011415 | 0.00011415 | 0.00011415 | 0.0001808 | 0.00015413 | 0.00019363 | 0.00021381 | 0 | 0.00011415 | 0.00011415 | 0.00011415 | 0.00011415 | 0.00042396 | 0.00024653 | 0.00019442 | 0.00016425 | 0.00018516 | 0.00014383 | 0.00017682 | 0.00019212 | 0.0001602 | 0.00013802 | -0.00010317 | -0.00010317
07/23 11:00:00 | 7 | 23 | 11 | 4883 | WD | 0.0004232 | 2.6883e-05 | 2.6883e-05 | 1.5868e-05 | 8.001e-05 | 0.00021991 | 0.00011415 | 0 | 0 | 4.0839e-05 | 0 | 0 | 2.6883e-05 | 0 | 0.00011463 | 0 | 0.00011463 | 0.00011415 | 0 | 0.00011415 | 0.00047113 | 0.00029516 | 0.0002244 | 0.00016463 | 0.00017434 | 0.00017134 | 7.8722e-07 | 4.1875e-06 | 3.1026e-06 | 3.1026e-06 | 0.00011415 | 0.00011415 | 0.00011415 | 0.00011415 | 0.00011415 | 0.00011415 | 0.00018079 | 0.00015348 | 0.00019341 | 0.00021381 | 0 | 0.00011415 | 0.00011415 | 0.00011415 | 0.00011415 | 0.00046845 | 0.00024632 | 0.0001965 | 0.00016765 | 0.00019138 | 0.00014668 | 0.00018211 | 0.00019855 | 0.00016239 | 0.00019462 | -0.0001024 | -0.0001024
07/23 12:00:00 | 7 | 23 | 12 | 4884 | WD | 0.00045376 | 3.5128e-05 | 3.5128e-05 | 7.3031e-06 | 0.00015787 | 0.00021998 | 0.00011415 | 0 | 0 | 4.0839e-05 | 0 | 0 | 3.5128e-05 | 0 | 0.00011458 | 0 | 0.00011458 | 0.00011415 | 0 | 0.00011415 | 0.00047113 | 0.00029516 | 0.0002244 | 0.00014224 | 0.00017828 | 0.00016714 | 3.3306e-07 | 4.7091e-06 | 3.3129e-06 | 3.3129e-06 | 0.00011415 | 0.00011415 | 0.00011415 | 0.00011415 | 0.00011415 | 0.00011415 | 0.00018078 | 0.0001532 | 0.00019331 | 0.00021381 | 0 | 0.00011415 | 0.00011415 | 0.00011415 | 0.00011415 | 0.00049207 | 0.00024586 | 0.00024032 | 0.00023711 | 0.0001947 | 0.0001491 | 0.00018878 | 0.00020719 | 0.00016721 | 0.00023525 | -0.0001032 | -0.0001032
07/23 13:00:00 | 7 | 23 | 13 | 4885 | WD | 0.00045464 | 2.6164e-05 | 2.6164e-05 | 6.7556e-06 | 7.8074e-05 | 0.00021627 | 0.00011415 | 0 | 0 | 4.0839e-05 | 0 | 0 | 2.6164e-05 | 0 | 0.00011115 | 0 | 0.00011115 | 0.00011415 | 0 | 0.00011415 | 0.00047113 | 0.00029516 | 0.0002244 | 0.00014316 | 0.00018609 | 0.00017282 | 3.6299e-07 | 5.0252e-06 | 3.5377e-06 | 3.5377e-06 | 0.00011415 | 0.00011415 | 0.00011415 | 0.00011415 | 0.00011415 | 0.00011415 | 0.00018074 | 0.00015279 | 0.00019317 | 0.00021381 | 0 | 0.00011415 | 0.00011415 | 0.00011415 | 0.00011415 | 0.00049827 | 0.00024525 | 0.00024039 | 0.00023757 | 0.0001958 | 0.00015304 | 0.00018975 | 0.00020677 | 0.00015871 | 0.00026824 | -0.00010393 | -0.00010393
07/23 14:00:00 | 7 | 23 | 14 | 4886 | WD | 0.00042738 | 2.6014e-05 | 2.6014e-05 | 0.0009965 | 7.755e-05 | 0.00022375 | 0.00011415 | 0 | 0 | 4.0839e-05 | 0 | 0 | 2.6014e-05 | 0 | 0.00011051 | 0 | 0.00011051 | 0.00011415 | 0 | 0.00011415 | 0.00047113 | 0.00029516 | 0.0002244 | 0.00014339 | 0.00018653 | 0.0001732 | 3.5077e-07 | 5.2457e-06 | 3.684e-06 | 3.684e-06 | 0.00011415 | 0.00011415 | 0.00011415 | 0.00011415 | 0.00011415 | 0.00011415 | 0.00018064 | 0.00015218 | 0.00019297 | 0.00021381 | 0 | 0.00011415 | 0.00011415 | 0.00011415 | 0.00011415 | 0.00048629 | 0.00024314 | 0.00023891 | 0.00023647 | 0.00019671 | 0.00015334 | 0.00018818 | 0.00020434 | 0.00015503 | 0.00027753 | -0.00010684 | -0.00010684
07/23 15:00:00 | 7 | 23 | 15 | 4887 | WD | 0.00037199 | 2.7143e-05 | 2.7143e-05 | 5.7237e-06 | 7.7009e-05 | 0.00023635 | 0.00011415 | 0 | 0 | 4.0839e-05 | 2.3579e-05 | 0 | 2.7143e-05 | 0 | 0.00010956 | 1.8881e-06 | 0.00010956 | 0.00011415 | 0 | 0.00011415 | 0.00047113 | 0.00029516 | 0.0002244 | 0.00014164 | 0.00018157 | 0.00016923 | 3.4447e-07 | 5.4932e-06 | 3.8504e-06 | 3.8504e-06 | 0.00011415 | 0.00011415 | 0.00011415 | 0.00011415 | 0.00011415 | 0.00011415 | 0.00016254 | 0.00015069 | 0.00019246 | 0.00021381 | 0 | 0.00011415 | 0.00011415 | 0.00011415 | 0.00011415 | 0.00040587 | 0.00023592 | 0.00019182 | 0.00016628 | 0.00018714 | 0.0001517 | 0.00018804 | 0.00020489 | 0.00014477 | 0.00028873 | -0.00010823 | -0.00010823
07/23 16:00:00 | 7 | 23 | 16 | 4888 | WD | 0.00029779 | 3.0425e-05 | 3.0425e-05 | 5.8283e-06 | 7.698e-05 | 0.00024949 | 0.00011415 | 0 | 0 | 4.0839e-05 | 5.8863e-05 | 0 | 3.0425e-05 | 0 | 0.00011092 | 4.7136e-06 | 0.00011092 | 0.00011415 | 0 | 0.00011415 | 0.00047113 | 0.00029516 | 0.0002244 | 0.00013929 | 0.00018026 | 0.0001676 | 3.0491e-07 | 5.5423e-06 | 3.8713e-06 | 3.8713e-06 | 0.00011415 | 0.00011415 | 0.00011415 | 0.00011415 | 0.00011415 | 0.00011415 | 0.00014445 | 0.00014413 | 0.00015206 | 0.00015611 | 0 | 0.00011415 | 0.00011415 | 0.00011415 | 0.00011415 | 0.000304 | 0.00021408 | 0.00015341 | 0.00011828 | 0.00017666 | 0.00014858 | 0.00017705 | 0.00019025 | 0.00014957 | 0.00027039 | -0.0001064 | -0.0001064
07/23 17:00:00 | 7 | 23 | 17 | 4889 | WD | 0.0002215 | 3.536e-05 | 3.536e-05 | 6.8692e-06 | 7.747e-05 | -2.0051e-12 | 0.00011415 | 0.0010778 | 0.0010778 | 4.0839e-05 | -5.5222e-05 | 0 | 3.536e-05 | 0 | 0.00012 | 5.4902e-06 | 0.00012 | 0.00011415 | 0 | 0.00011415 | 0.00044456 | 0.00029516 | 0.0002244 | 0.00013677 | 0.00017782 | 0.00016513 | 2.7573e-07 | 5.2538e-06 | 3.6655e-06 | 3.6655e-06 | 0.00011415 | 0.00011415 | 0.00011415 | 0.00011415 | 0.00011415 | 0.00011415 | 0.00012638 | 0.00013924 | 0.00012923 | 0.00012411 | 0 | 0.00011415 | 0.00011415 | 0.00011415 | 0.00011415 | 0.00020897 | 0.00018856 | 0.00012686 | 9.1121e-05 | 0.00016326 | 0.00014492 | 0.00016494 | 0.00017422 | 0.0001683 | 0.00023154 | -0.00011111 | -0.00011111
07/23 18:00:00 | 7 | 23 | 18 | 4890 | WD | 0.00014 | 4.0234e-05 | 4.0234e-05 | 8.2928e-06 | 7.847e-05 | -7.5459e-13 | 0.00011415 | 0.0010349 | 0.0010349 | 7.0788e-05 | -2.4587e-05 | 0 | 4.0234e-05 | 0 | 0.00013406 | 6.1982e-06 | 0.00013406 | 0.00011415 | 0 | 0.00011415 | 6.8109e-05 | 6.5591e-05 | 0.0001126 | 0.0001358 | 0.00017312 | 0.00016159 | 2.5403e-07 | 4.5369e-06 | 3.1704e-06 | 3.1704e-06 | 0.00011415 | 0.00011415 | 0.00011415 | 0.00011415 | 0.00011415 | 0.00011415 | 0.00012633 | 0.00012817 | 0.00011248 | 0.00010446 | 0 | 0.00011415 | 0.00011415 | 0.00011415 | 0.00011415 | 0.00014288 | 0.00013997 | 9.816e-05 | 7.3947e-05 | 0.00015801 | 0.00013864 | 0.00013254 | 0.0001297 | 0.0001665 | 0.00019636 | 1.9507e-05 | 1.9507e-05
07/23 19:00:00 | 7 | 23 | 19 | 4891 | WD | 5.2163e-05 | 5.4439e-05 | 5.4439e-05 | 0.0010119 | 0.00015904 | -3.8268e-13 | 0.00011415 | 0.00071059 | 0.00071059 | 0.00015247 | -9.8974e-06 | 0 | 5.4439e-05 | 0 | 0.00014271 | 6.1414e-06 | 0.00014271 | 0.00011415 | 0 | 0.00011415 | 3.4738e-05 | 6.5591e-05 | 0.0001126 | 0.00014751 | 0.00016862 | 0.0001621 | 2.2944e-07 | 3.5915e-06 | 2.5189e-06 | 2.5189e-06 | 0.00011415 | 0.00011415 | 0.00011415 | 0.00011415 | 0.00011415 | 0.00011415 | 0.00010828 | 0.00011979 | 0.00010074 | 9.1006e-05 | 0 | 0.00011415 | 0.00011415 | 0.00011415 | 0.00011415 | 6.4404e-05 | 9.4561e-05 | 7.3799e-05 | 6.1776e-05 | 0.00014519 | 0.00013314 | 0.00012447 | 0.00012045 | 0.00016547 | 0.00015384 | 1.8934e-05 | 1.8934e-05
07/23 20:00:00 | 7 | 23 | 20 | 4892 | WD | 0 | 4.8833e-05 | 4.8833e-05 | 1.0143e-05 | 7.9746e-05 | -2.8565e-13 | 0.00011415 | 0.00010645 | 0.00010645 | 0.00021236 | -7.1012e-06 | 0 | 4.8833e-05 | 0 | 0.00014653 | 6.3347e-06 | 0.00014653 | 0.00011415 | 5.7313e-05 | 0.00011415 | 4.3367e-06 | 6.5591e-05 | 0.0001126 | 0.00014571 | 0.00016395 | 0.00015831 | 1.8876e-05 | 2.472e-06 | 7.7058e-06 | 7.7058e-06 | 0.00011415 | 0.00011415 | 0.00011415 | 0.00011415 | 0.00011415 | 0.00011415 | 0.00010824 | 0.0001046 | 8.5954e-05 | 7.6429e-05 | 7.5498e-05 | 0.00011415 | 0.00011415 | 0.00011415 | 0.00011415 | 9.3974e-06 | 6.1788e-05 | 8.5485e-05 | 9.9208e-05 | 0.00014493 | 0.00012846 | 0.00011583 | 0.00010997 | 0.00016448 | 0.00013932 | 1.8788e-05 | 1.8788e-05
07/23 21:00:00 | 7 | 23 | 21 | 4893 | WD | 0 | 5.7612e-05 | 5.7612e-05 | 1.7886e-05 | 0.00015819 | 0 | 0.00011415 | 0 | 0 | 0.00028587 | -4.9823e-06 | 0 | 5.7612e-05 | 0 | 0.00014762 | 6.482e-06 | 0.00014762 | 0.00011415 | 0.00022925 | 0.00011415 | 0 | 6.5591e-05 | 0.0001126 | 0.00013255 | 0.0001398 | 0.00013756 | 1.3064e-06 | 1.0403e-06 | 1.1252e-06 | 1.1252e-06 | 0.00011415 | 0.00011415 | 0.00011415 | 0.00011415 | 0.00011415 | 0.00011415 | 0.00010818 | 9.2279e-05 | 7.4921e-05 | 6.6052e-05 | 0.00022929 | 0.00011415 | 0.00011415 | 0.00011415 | 0.00011415 | 3.2016e-07 | 4.5412e-05 | 7.0785e-05 | 8.5478e-05 | 0.00014709 | 0.00011951 | 0.00011655 | 0.00011517 | 0.00016458 | 0.00010493 | 1.5179e-05 | 1.5179e-05
07/23 22:00:00 | 7 | 23 | 22 | 4894 | WD | 0 | 4.4022e-05 | 4.4022e-05 | 7.7445e-06 | 7.8328e-05 | 2.0698e-12 | 0.00011415 | 0 | 0 | 0.00034305 | -5.2962e-06 | 0 | 4.4022e-05 | 0 | 0.00014405 | 5.6279e-06 | 0.00014405 | 0.00011415 | 0.00022925 | 0.00011415 | 0 | 6.5591e-05 | 0.0001118 | 0.00012184 | 0.00013548 | 0.00013127 | 1.2196e-06 | 9.7592e-07 | 1.0537e-06 | 1.0537e-06 | 0.00011415 | 0.00011415 | 0.00011415 | 0.00011415 | 0.00011415 | 0.00011415 | 0.00010814 | 6.9436e-05 | 6.3877e-05 | 6.1037e-05 | 0.00022929 | 0.00011415 | 0.00011415 | 0.00011415 | 0.00011415 | 2.0797e-07 | 3.3003e-05 | 6.2124e-05 | 7.8988e-05 | 0.00014674 | 0.00011048 | 0.00010706 | 0.00010548 | 0.00016484 | 0.00010332 | -5.7173e-05 | -5.7173e-05
07/23 23:00:00 | 7 | 23 | 23 | 4895 | WD | 0 | 3.6271e-05 | 3.6271e-05 | 5.2597e-06 | 7.6991e-05 | 7.9772e-13 | 0.00011415 | 0 | 0 | 0.00034849 | 2.5024e-05 | 0 | 3.6271e-05 | 0 | 0.00013614 | 2.0038e-06 | 0.00013614 | 0.00011415 | 0.00022925 | 0.00011415 | 0 | 6.5591e-05 | 0.0001118 | 0.00014441 | 0.00013579 | 0.00013846 | 1.3626e-06 | 7.3772e-07 | 9.3709e-07 | 9.3709e-07 | 0.00011415 | 0.00011415 | 0.00011415 | 0.00011415 | 0.00011415 | 0.00011415 | 9.9118e-05 | 6.8344e-05 | 6.1493e-05 | 5.7992e-05 | 0.00022929 | 0.00011415 | 0.00011415 | 0.00011415 | 0.00011415 | 1.729e-07 | 2.6771e-05 | 5.7344e-05 | 7.5048e-05 | 0.00014169 | 0.00011026 | 0.0001056 | 0.00010344 | 0.00016677 | 0.00010332 | -4.5556e-05 | -4.5556e-05
07/23 24:00:00 | 7 | 23 | 24 | 4896 | WD | 0 | 3.0401e-05 | 3.0401e-05 | 0.00097941 | 7.5801e-05 | -1.3906e-12 | 0.00011415 | 0 | 0 | 0.00023959 | 0 | 0 | 3.0401e-05 | 0 | 0.00012638 | 0 | 0.00012638 | 0.00011415 | 0.00022925 | 0.00011415 | 0 | 6.5591e-05 | 0.0001118 | 0.00011444 | 0.00013505 | 0.00012868 | 1.0698e-06 | 4.6921e-07 | 6.6083e-07 | 6.6083e-07 | 0.00011415 | 0.00011415 | 0.00011415 | 0.00011415 | 0.00011415 | 0.00011415 | 4.5083e-05 | 6.8027e-05 | 5.8924e-05 | 5.4272e-05 | 0.00022929 | 0.00011415 | 0.00011415 | 0.00011415 | 0.00011415 | 1.5915e-07 | 2.496e-05 | 5.3631e-05 | 7.0234e-05 | 0.00011416 | 0.0001099 | 9.8067e-05 | 9.2577e-05 | 0.00016657 | 0.00010332 | -3.8591e-05 | -3.8591e-05
07/24 01:00:00 | 7 | 24 | 1 | 4897 | WD | 0 | 1.6082e-05 | 1.6082e-05 | 1.6146e-06 | 0 | 0.00025245 | 0.00011415 | 0 | 0 | 0.00013341 | 0 | 0 | 1.6082e-05 | 0 | 9.19e-05 | 0 | 9.19e-05 | 0.00011415 | 0.00022925 | 0.00011415 | 0 | 6.5591e-05 | 0.0001118 | 0.00011268 | 0.00013409 | 0.00012747 | 9.9913e-07 | 3.6383e-07 | 5.6653e-07 | 5.6653e-07 | 0.00011415 | 0.00011415 | 0.00011415 | 0.00011415 | 0.00011415 | 0.00011415 | 3.6079e-05 | 6.7924e-05 | 5.8637e-05 | 5.3892e-05 | 0.00022929 | 0.00011415 | 0.00011415 | 0.00011415 | 0.00011415 | 1.6195e-07 | 2.437e-05 | 5.3103e-05 | 6.9742e-05 | 0.00010775 | 0.00010953 | 9.7095e-05 | 9.1328e-05 | 0.00016601 | 0.00010332 | -2.953e-05 | -2.953e-05
07/24 02:00:00 | 7 | 24 | 2 | 4898 | WD | 0 | 2.2991e-05 | 2.2991e-05 | 0 | 7.3866e-05 | 0.00023244 | 0.00011415 | 0 | 0 | 5.4452e-05 | 0 | 0 | 2.2991e-05 | 0 | 8.5656e-05 | 0 | 8.5656e-05 | 0.00011415 | 0.00022925 | 0.00011415 | 0 | 6.5591e-05 | 0.0001118 | 0.00011225 | 0.00013376 | 0.00012712 | 9.3236e-07 | 2.8647e-07 | 4.9254e-07 | 4.9254e-07 | 0.00011415 | 0.00011415 | 0.00011415 | 0.00011415 | 0.00011415 | 0.00011415 | 3.6084e-05 | 6.819e-05 | 6.0618e-05 | 5.6748e-05 | 0.00022929 | 0.00011415 | 0.00011415 | 0.00011415 | 0.00011415 | 1.7352e-07 | 2.5894e-05 | 5.6002e-05 | 7.3438e-05 | 0.00010572 | 0.0001095 | 9.7237e-05 | 9.1551e-05 | 0.00016591 | 0.00010332 | -2.9597e-05 | -2.9597e-05
07/24 03:00:00 | 7 | 24 | 3 | 4899 | WD | 0 | 1.4909e-05 | 1.4909e-05 | 5.1187e-07 | 0 | 0.00022975 | 0.00011415 | 0 | 0 | 2.1781e-05 | 0 | 0 | 1.4909e-05 | 0 | 8.3946e-05 | 0 | 8.3946e-05 | 0.00011415 | 0.00022925 | 0.00011415 | 0 | 6.5591e-05 | 0.0001118 | 0.000113 | 0.00013363 | 0.00012726 | 8.6963e-07 | 2.1524e-07 | 4.2403e-07 | 4.2403e-07 | 0.00011415 | 0.00011415 | 0.00011415 | 0.00011415 | 0.00011415 | 0.00011415 | 4.5102e-05 | 6.8975e-05 | 6.1912e-05 | 5.8304e-05 | 0.00022929 | 0.00011415 | 0.00011415 | 0.00011415 | 0.00011415 | 2.089e-07 | 3.0373e-05 | 5.892e-05 | 7.5451e-05 | 0.00011102 | 0.00010969 | 9.7373e-05 | 9.1661e-05 | 0.00016568 | 0.00010332 | -2.7737e-05 | -2.7737e-05
07/24 04:00:00 | 7 | 24 | 4 | 4900 | WD | 0 | 2.2469e-05 | 2.2469e-05 | 0 | 7.3739e-05 | 0.00022651 | 0.00011415 | 0 | 0 | 2.1781e-05 | 0 | 0 | 2.2469e-05 | 0 | 8.2211e-05 | 0 | 8.2211e-05 | 0.00011415 | 0.00022925 | 0.00011415 | 0 | 6.5591e-05 | 0.0001118 | 0.00018299 | 0.00013349 | 0.00014879 | 7.9942e-07 | 1.4311e-07 | 3.5251e-07 | 3.5251e-07 | 0.00011415 | 0.00011415 | 0.00011415 | 0.00011415 | 0.00011415 | 0.00011415 | 5.4138e-05 | 7.0282e-05 | 7.6832e-05 | 8.0178e-05 | 0.00022929 | 0.00011415 | 0.00011415 | 0.00011415 | 0.00011415 | 2.9412e-07 | 3.7834e-05 | 7.9583e-05 | 0.00010376 | 0.00011598 | 0.00011003 | 0.00010307 | 9.9847e-05 | 0.00016657 | 0.00010332 | -2.9363e-05 | -2.9363e-05
07/24 05:00:00 | 7 | 24 | 5 | 4901 | WD | 0 | 1.6103e-05 | 1.6103e-05 | 1.0934e-06 | 0 | 0.00021796 | 0.00011415 | 0 | 0 | 6.5342e-05 | 0 | 0 | 1.6103e-05 | 0 | 8.1198e-05 | 0 | 8.1198e-05 | 0.00011415 | 0.00017194 | 0.00011415 | 2.1186e-06 | 6.5591e-05 | 0.0001118 | 0.0001762 | 0.00013739 | 0.00014939 | 7.9381e-07 | 1.1278e-08 | 2.6095e-07 | 2.6095e-07 | 0.00011415 | 0.00011415 | 0.00011415 | 0.00011415 | 0.00011415 | 0.00011415 | 9.0278e-05 | 9.2943e-05 | 0.00010218 | 0.0001069 | 0.00019014 | 0.00011415 | 0.00011415 | 0.00011415 | 0.00011415 | 2.7438e-06 | 6.3575e-05 | 0.000111 | 0.00013846 | 0.00013235 | 0.00011634 | 0.00010947 | 0.00010628 | 0.00016584 | 0.00010332 | -3.5773e-05 | -3.5773e-05
07/24 06:00:00 | 7 | 24 | 6 | 4902 | WD | 2.939e-05 | 2.7693e-05 | 2.7693e-05 | 2.9944e-06 | 7.6053e-05 | -1.5577e-12 | 0.00011415 | 0.00021479 | 0.00021479 | 0.00013613 | 0 | 0 | 2.7693e-05 | 0 | 8.7512e-05 | 0 | 8.7512e-05 | 0.00011415 | 0 | 0.00011415 | 2.2051e-05 | 6.5591e-05 | 0.0001126 | 0.00015707 | 0.00014346 | 0.00014767 | 7.2683e-07 | 1.6627e-07 | 3.4512e-07 | 3.4512e-07 | 0.00011415 | 0.00011415 | 0.00011415 | 0.00011415 | 0.00011415 | 0.00011415 | 0.00012651 | 0.00012326 | 0.00013013 | 0.00013363 | 0 | 0.00011415 | 0.00011415 | 0.00011415 | 0.00011415 | 4.479e-05 | 0.00010246 | 0.00014848 | 0.00017512 | 0.00014759 | 0.00012349 | 0.00010987 | 0.00010355 | 0.00016186 | 0.0001024 | 6.5377e-05 | 6.5377e-05
07/24 07:00:00 | 7 | 24 | 7 | 4903 | WD | 0.00012492 | 3.724e-05 | 3.724e-05 | 7.213e-06 | 0.00015961 | 7.5464e-14 | 0.00011415 | 0.00057919 | 0.00057919 | 0.00015247 | 0 | 0 | 3.724e-05 | 0 | 9.9871e-05 | 0 | 9.9871e-05 | 0.00011415 | 0 | 0.00011415 | 5.309e-05 | 6.5591e-05 | 0.0001126 | 0.00013304 | 0.00016829 | 0.00015739 | 7.4108e-07 | 6.7432e-07 | 6.9562e-07 | 6.9562e-07 | 0.00011415 | 0.00011415 | 0.00011415 | 0.00011415 | 0.00011415 | 0.00011415 | 0.00014472 | 0.00014024 | 0.00018893 | 0.00021381 | 0 | 0.00011415 | 0.00011415 | 0.00011415 | 0.00011415 | 0.00012386 | 0.00015805 | 0.00015172 | 0.00014805 | 0.00015944 | 0.00013737 | 0.0001371 | 0.00013697 | 0.00016127 | 0.00010332 | -9.0434e-05 | -9.0434e-05
07/24 08:00:00 | 7 | 24 | 8 | 4904 | WD | 0.00021195 | 2.9992e-05 | 2.9992e-05 | 1.8364e-05 | 8.136e-05 | 4.7973e-13 | 0.00011415 | 0.00084791 | 0.00084791 | 0.00013613 | 0 | 0 | 2.9992e-05 | 0 | 0.00011103 | 0 | 0.00011103 | 0.00011415 | 0 | 0.00011415 | 0.00021762 | 0.00016398 | 0.0001685 | 0.00013678 | 0.00017162 | 0.00016085 | 8.8064e-07 | 1.5663e-06 | 1.3475e-06 | 1.3475e-06 | 0.00011415 | 0.00011415 | 0.00011415 | 0.00011415 | 0.00011415 | 0.00011415 | 0.00016278 | 0.00015337 | 0.00019337 | 0.00021381 | 0 | 0.00011415 | 0.00011415 | 0.00011415 | 0.00011415 | 0.0002264 | 0.00021735 | 0.00017735 | 0.00015419 | 0.00017476 | 0.00014333 | 0.00017231 | 0.00018576 | 0.0001609 | 0.00012004 | -9.304e-05 | -9.304e-05
07/24 09:00:00 | 7 | 24 | 9 | 4905 | WD | 0.00028702 | 3.5875e-05 | 3.5875e-05 | 0.0010236 | 0.00016319 | 1.5523e-12 | 0.00011415 | 0.00044872 | 0.00044872 | 5.9897e-05 | 0 | 0 | 3.5875e-05 | 0 | 0.00011108 | 0 | 0.00011108 | 0.00011415 | 0 | 0.00011415 | 0.00047113 | 0.00029516 | 0.0002244 | 0.00014052 | 0.00017521 | 0.00016449 | 1.4642e-07 | 2.8076e-06 | 1.9585e-06 | 1.9585e-06 | 0.00011415 | 0.00011415 | 0.00011415 | 0.00011415 | 0.00011415 | 0.00011415 | 0.0001808 | 0.00015456 | 0.00019377 | 0.00021381 | 0 | 0.00011415 | 0.00011415 | 0.00011415 | 0.00011415 | 0.00034354 | 0.00024645 | 0.00019132 | 0.0001594 | 0.00019008 | 0.00014696 | 0.0001819 | 0.00019811 | 0.00016263 | 0.00017996 | -9.7228e-05 | -9.7228e-05
07/24 10:00:00 | 7 | 24 | 10 | 4906 | WD | 0.0003625 | 3.5116e-05 | 3.5116e-05 | 1.8509e-05 | 0.00016195 | 0.00021486 | 0.00011415 | 0.00030594 | 0.00030594 | 4.0839e-05 | 0 | 0 | 3.5116e-05 | 0 | 0.00011156 | 0 | 0.00011156 | 0.00011415 | 0 | 0.00011415 | 0.00047113 | 0.00029516 | 0.0002244 | 0.0001421 | 0.00017873 | 0.00016741 | 1.5755e-07 | 3.7072e-06 | 2.5746e-06 | 2.5746e-06 | 0.00011415 | 0.00011415 | 0.00011415 | 0.00011415 | 0.00011415 | 0.00011415 | 0.0001808 | 0.00015413 | 0.00019363 | 0.00021381 | 0 | 0.00011415 | 0.00011415 | 0.00011415 | 0.00011415 | 0.00042342 | 0.00024653 | 0.0001944 | 0.00016421 | 0.0001961 | 0.00014924 | 0.00018376 | 0.00019977 | 0.00016656 | 0.00021986 | -9.5647e-05 | -9.5647e-05
07/24 11:00:00 | 7 | 24 | 11 | 4907 | WD | 0.00041802 | 2.6869e-05 | 2.6869e-05 | 8.462e-06 | 7.9878e-05 | 0.00021991 | 0.00011415 | 0 | 0 | 4.0839e-05 | 0 | 0 | 2.6869e-05 | 0 | 0.00011463 | 0 | 0.00011463 | 0.00011415 | 0 | 0.00011415 | 0.00047113 | 0.00029516 | 0.0002244 | 0.00016665 | 0.00018122 | 0.00017672 | 3.5357e-07 | 3.7728e-06 | 2.6819e-06 | 2.6819e-06 | 0.00011415 | 0.00011415 | 0.00011415 | 0.00011415 | 0.00011415 | 0.00011415 | 0.00018079 | 0.00015348 | 0.00019341 | 0.00021381 | 0 | 0.00011415 | 0.00011415 | 0.00011415 | 0.00011415 | 0.00046824 | 0.00024632 | 0.00019649 | 0.00016763 | 0.00019894 | 0.00015166 | 0.00018782 | 0.0002046 | 0.00015831 | 0.00026711 | -0.00010166 | -0.00010166
07/24 12:00:00 | 7 | 24 | 12 | 4908 | WD | 0.00045011 | 3.602e-05 | 3.602e-05 | 0.00060384 | 0.00015763 | 0.00021998 | 0.00011415 | 0 | 0 | 4.0839e-05 | 1.6312e-05 | 0 | 3.602e-05 | 0 | 0.00011458 | 1.3062e-06 | 0.00011458 | 0.00011415 | 0 | 0.00011415 | 0.00047113 | 0.00029516 | 0.0002244 | 0.00014381 | 0.00018255 | 0.00017058 | 8.6146e-07 | 4.5431e-06 | 3.3684e-06 | 3.3684e-06 | 0.00011415 | 0.00011415 | 0.00011415 | 0.00011415 | 0.00011415 | 0.00011415 | 0.00018078 | 0.0001532 | 0.00019331 | 0.00021381 | 0 | 0.00011415 | 0.00011415 | 0.00011415 | 0.00011415 | 0.00049117 | 0.00024586 | 0.00024027 | 0.00023703 | 0.00020148 | 0.00015262 | 0.00019314 | 0.00021194 | 0.00014648 | 0.00028285 | -9.7509e-05 | -9.7509e-05
07/24 13:00:00 | 7 | 24 | 13 | 4909 | WD | 0.00044887 | 3.3048e-05 | 3.3048e-05 | 0.00040651 | 7.8016e-05 | 0.00021627 | 0.00011415 | 0 | 0 | 4.0839e-05 | 0.00012249 | 0 | 3.3048e-05 | 0 | 0.00011115 | 9.8087e-06 | 0.00011115 | 0.00011415 | 0 | 0.00011415 | 0.00047113 | 0.00029516 | 0.0002244 | 0.00014441 | 0.00019027 | 0.0001761 | 6.5891e-07 | 4.9889e-06 | 3.6074e-06 | 3.6074e-06 | 0.00011415 | 0.00011415 | 0.00011415 | 0.00011415 | 0.00011415 | 0.00011415 | 0.00018074 | 0.00015279 | 0.00019317 | 0.00021381 | 0 | 0.00011415 | 0.00011415 | 0.00011415 | 0.00011415 | 0.00049539 | 0.00024525 | 0.00024023 | 0.00023733 | 0.00020412 | 0.00015664 | 0.00019417 | 0.00021158 | 0.00013391 | 0.00031373 | -0.0001046 | -0.0001046
07/24 14:00:00 | 7 | 24 | 14 | 4910 | WD | 0.00042359 | 3.2731e-05 | 3.2731e-05 | 6.5898e-06 | 7.7509e-05 | 0.00022375 | 0.00011415 | 0 | 0 | 4.0839e-05 | 0.00011948 | 0 | 3.2731e-05 | 0 | 0.00011051 | 9.5679e-06 | 0.00011051 | 0.00011415 | 0 | 0.00011415 | 0.00047113 | 0.00029516 | 0.0002244 | 0.00014398 | 0.00018911 | 0.00017516 | 1.0397e-07 | 5.0181e-06 | 3.4502e-06 | 3.4502e-06 | 0.00011415 | 0.00011415 | 0.00011415 | 0.00011415 | 0.00011415 | 0.00011415 | 0.00018064 | 0.00015218 | 0.00019297 | 0.00021381 | 0 | 0.00011415 | 0.00011415 | 0.00011415 | 0.00011415 | 0.00048322 | 0.00024314 | 0.00023875 | 0.00023621 | 0.00020257 | 0.00015581 | 0.00019118 | 0.00020759 | 0.00014194 | 0.00031015 | -0.00010282 | -0.00010282
07/24 15:00:00 | 7 | 24 | 15 | 4911 | WD | 0.00036783 | 3.5583e-05 | 3.5583e-05 | 5.9989e-06 | 7.6996e-05 | 0.00023635 | 0.00011415 | 0 | 0 | 4.0839e-05 | 0.00017364 | 0 | 3.5583e-05 | 0 | 0.00010956 | 1.3905e-05 | 0.00010956 | 0.00011415 | 0 | 0.00011415 | 0.00047113 | 0.00029516 | 0.0002244 | 0.00014241 | 0.00018441 | 0.00017143 | 3.12e-07 | 5.1837e-06 | 3.6293e-06 | 3.6293e-06 | 0.00011415 | 0.00011415 | 0.00011415 | 0.00011415 | 0.00011415 | 0.00011415 | 0.00016254 | 0.00015069 | 0.00019246 | 0.00021381 | 0 | 0.00011415 | 0.00011415 | 0.00011415 | 0.00011415 | 0.00040287 | 0.00023592 | 0.00019168 | 0.00016606 | 0.00019295 | 0.00015443 | 0.00019095 | 0.00020789 | 0.00013358 | 0.00032173 | -0.00010649 | -0.00010649
07/24 16:00:00 | 7 | 24 | 16 | 4912 | WD | 0.00029455 | 3.8826e-05 | 3.8826e-05 | 6.1324e-06 | 7.6982e-05 | 0.00024949 | 0.00011415 | 0 | 0 | 4.0839e-05 | 0.00020819 | 0 | 3.8826e-05 | 0 | 0.00011092 | 1.6671e-05 | 0.00011092 | 0.00011415 | 0 | 0.00011415 | 0.00047113 | 0.00029516 | 0.0002244 | 0.00014092 | 0.00018449 | 0.00017103 | 1.94e-07 | 5.3655e-06 | 3.7155e-06 | 3.7155e-06 | 0.00011415 | 0.00011415 | 0.00011415 | 0.00011415 | 0.00011415 | 0.00011415 | 0.00014445 | 0.00014413 | 0.00015206 | 0.00015611 | 0 | 0.00011415 | 0.00011415 | 0.00011415 | 0.00011415 | 0.00030369 | 0.00021408 | 0.0001534 | 0.00011826 | 0.00019009 | 0.00015289 | 0.00018112 | 0.00019422 | 0.00014587 | 0.000321 | -0.00010361 | -0.00010361
07/24 17:00:00 | 7 | 24 | 17 | 4913 | WD | 0.00021737 | 4.2263e-05 | 4.2263e-05 | 7.3106e-06 | 7.7461e-05 | -2.0051e-12 | 0.00011415 | 0.0010751 | 0.0010751 | 4.0839e-05 | -0.00019906 | 0 | 4.2263e-05 | 0 | 0.00012 | 1.5319e-05 | 0.00012 | 0.00011415 | 0 | 0.00011415 | 0.00044345 | 0.00029516 | 0.0002244 | 0.00013878 | 0.0001824 | 0.00016892 | 1.8317e-07 | 5.3366e-06 | 3.6924e-06 | 3.6924e-06 | 0.00011415 | 0.00011415 | 0.00011415 | 0.00011415 | 0.00011415 | 0.00011415 | 0.00012638 | 0.00013924 | 0.00012923 | 0.00012411 | 0 | 0.00011415 | 0.00011415 | 0.00011415 | 0.00011415 | 0.00020857 | 0.00018829 | 0.00012674 | 9.1099e-05 | 0.00017229 | 0.00014911 | 0.0001689 | 0.00017808 | 0.00019175 | 0.000282 | -0.00011014 | -0.00011014
07/24 18:00:00 | 7 | 24 | 18 | 4914 | WD | 0.00013375 | 4.7674e-05 | 4.7674e-05 | 0.0010043 | 7.8459e-05 | -7.5459e-13 | 0.00011415 | 0.0010186 | 0.0010186 | 7.0788e-05 | -0.00010433 | 0 | 4.7674e-05 | 0 | 0.00013406 | 1.679e-05 | 0.00013406 | 0.00011415 | 0 | 0.00011415 | 6.7031e-05 | 6.5591e-05 | 0.0001126 | 0.00013835 | 0.00017851 | 0.0001661 | 1.6207e-07 | 4.9335e-06 | 3.4111e-06 | 3.4111e-06 | 0.00011415 | 0.00011415 | 0.00011415 | 0.00011415 | 0.00011415 | 0.00011415 | 0.00012633 | 0.00012817 | 0.00011248 | 0.00010446 | 0 | 0.00011415 | 0.00011415 | 0.00011415 | 0.00011415 | 0.00014067 | 0.00013885 | 9.7684e-05 | 7.3847e-05 | 0.000166 | 0.00014323 | 0.00013694 | 0.00013402 | 0.00018141 | 0.00025487 | 2.0376e-05 | 2.0376e-05
07/24 19:00:00 | 7 | 24 | 19 | 4915 | WD | 5.0074e-05 | 6.199e-05 | 6.199e-05 | 1.0591e-05 | 0.000159 | -3.8268e-13 | 0.00011415 | 0.00070902 | 0.00070902 | 0.00015247 | -3.9678e-05 | 0 | 6.199e-05 | 0 | 0.00014271 | 1.6896e-05 | 0.00014271 | 0.00011415 | 0 | 0.00011415 | 3.4662e-05 | 6.5591e-05 | 0.0001126 | 0.00013609 | 0.00017496 | 0.00016295 | 1.578e-07 | 3.9919e-06 | 2.7686e-06 | 2.7686e-06 | 0.00011415 | 0.00011415 | 0.00011415 | 0.00011415 | 0.00011415 | 0.00011415 | 0.00010828 | 0.00011979 | 0.00010074 | 9.1006e-05 | 0 | 0.00011415 | 0.00011415 | 0.00011415 | 0.00011415 | 6.4227e-05 | 9.4487e-05 | 7.3767e-05 | 6.1768e-05 | 0.00015149 | 0.00013804 | 0.0001294 | 0.00012539 | 0.00017722 | 0.00022068 | 1.9676e-05 | 1.9676e-05
07/24 20:00:00 | 7 | 24 | 20 | 4916 | WD | 0 | 5.4351e-05 | 5.4351e-05 | 2.1516e-05 | 7.9711e-05 | -2.8565e-13 | 0.00011415 | 0.0001063 | 0.0001063 | 0.00021236 | -2.3754e-05 | 0 | 5.4351e-05 | 0 | 0.00014653 | 1.4196e-05 | 0.00014653 | 0.00011415 | 5.7313e-05 | 0.00011415 | 4.3305e-06 | 6.5591e-05 | 0.0001126 | 0.00013482 | 0.00016851 | 0.0001581 | 1.4526e-07 | 2.689e-06 | 1.8774e-06 | 1.8774e-06 | 0.00011415 | 0.00011415 | 0.00011415 | 0.00011415 | 0.00011415 | 0.00011415 | 0.00010824 | 0.0001046 | 8.5955e-05 | 7.6429e-05 | 7.5498e-05 | 0.00011415 | 0.00011415 | 0.00011415 | 0.00011415 | 9.3834e-06 | 6.1785e-05 | 8.5484e-05 | 9.9207e-05 | 0.00014789 | 0.00013197 | 0.00011953 | 0.00011376 | 0.00016895 | 0.00018833 | 1.6047e-05 | 1.6047e-05
07/24 21:00:00 | 7 | 24 | 21 | 4917 | WD | 0 | 6.1614e-05 | 6.1614e-05 | 9.4725e-06 | 0.0001582 | 0 | 0.00011415 | 0 | 0 | 0.00028587 | -1.5743e-05 | 0 | 6.1614e-05 | 0 | 0.00014762 | 1.2178e-05 | 0.00014762 | 0.00011415 | 0.00022925 | 0.00011415 | 0 | 6.5591e-05 | 0.0001126 | 0.00012918 | 0.00014237 | 0.00013829 | 1.0253e-07 | 1.6026e-06 | 1.124e-06 | 1.124e-06 | 0.00011415 | 0.00011415 | 0.00011415 | 0.00011415 | 0.00011415 | 0.00011415 | 0.00010818 | 9.2279e-05 | 7.4921e-05 | 6.6052e-05 | 0.00022929 | 0.00011415 | 0.00011415 | 0.00011415 | 0.00011415 | 3.2016e-07 | 4.5412e-05 | 7.0785e-05 | 8.5478e-05 | 0.0001494 | 0.00012062 | 0.00011876 | 0.0001179 | 0.00016702 | 6.3488e-05 | 1.8797e-05 | 1.8797e-05
07/24 22:00:00 | 7 | 24 | 22 | 4918 | WD | 0 | 4.6628e-05 | 4.6628e-05 | 8.2195e-06 | 7.833e-05 | 2.0698e-12 | 0.00011415 | 0 | 0 | 0.00034305 | -1.066e-05 | 0 | 4.6628e-05 | 0 | 0.00014405 | 9.3361e-06 | 0.00014405 | 0.00011415 | 0.00022925 | 0.00011415 | 0 | 6.5591e-05 | 0.0001118 | 0.00012871 | 0.00013719 | 0.00013457 | 9.4607e-08 | 1.1595e-06 | 8.1977e-07 | 8.1977e-07 | 0.00011415 | 0.00011415 | 0.00011415 | 0.00011415 | 0.00011415 | 0.00011415 | 0.00010814 | 6.9436e-05 | 6.3877e-05 | 6.1037e-05 | 0.00022929 | 0.00011415 | 0.00011415 | 0.00011415 | 0.00011415 | 2.0797e-07 | 3.3003e-05 | 6.2124e-05 | 7.8988e-05 | 0.00014787 | 0.00011108 | 0.00010821 | 0.00010689 | 0.00016725 | 9.9349e-05 | -6.2479e-05 | -6.2479e-05
07/24 23:00:00 | 7 | 24 | 23 | 4919 | WD | 0 | 3.8681e-05 | 3.8681e-05 | 0.00099243 | 7.6981e-05 | 7.9772e-13 | 0.00011415 | 0 | 0 | 0.00034849 | 6.7883e-05 | 0 | 3.8681e-05 | 0 | 0.00013614 | 5.4358e-06 | 0.00013614 | 0.00011415 | 0.00022925 | 0.00011415 | 0 | 6.5591e-05 | 0.0001118 | 0.00014982 | 0.00013672 | 0.00014077 | 2.4155e-05 | 7.9836e-07 | 8.2505e-06 | 8.2505e-06 | 0.00011415 | 0.00011415 | 0.00011415 | 0.00011415 | 0.00011415 | 0.00011415 | 9.9118e-05 | 6.8344e-05 | 6.1493e-05 | 5.7992e-05 | 0.00022929 | 0.00011415 | 0.00011415 | 0.00011415 | 0.00011415 | 1.729e-07 | 2.6771e-05 | 5.7344e-05 | 7.5048e-05 | 0.00014298 | 0.00011059 | 0.00010642 | 0.00010448 | 0.0001666 | 0.00010332 | -4.9039e-05 | -4.9039e-05
07/24 24:00:00 | 7 | 24 | 24 | 4920 | WD | 0 | 3.1515e-05 | 3.1515e-05 | -0.00093478 | 7.579e-05 | -1.3906e-12 | 0.00011415 | 0 | 0 | 0.00023959 | 1.983e-05 | 0 | 3.1515e-05 | 0 | 0.00012638 | 1.5879e-06 | 0.00012638 | 0.00011415 | 0.00022925 | 0.00011415 | 0 | 6.5591e-05 | 0.0001118 | 0.00011573 | 0.00013622 | 0.00012989 | 7.3209e-07 | 6.2401e-07 | 6.5849e-07 | 6.5849e-07 | 0.00011415 | 0.00011415 | 0.00011415 | 0.00011415 | 0.00011415 | 0.00011415 | 4.5083e-05 | 6.8027e-05 | 5.8924e-05 | 5.4272e-05 | 0.00022929 | 0.00011415 | 0.00011415 | 0.00011415 | 0.00011415 | 1.5915e-07 | 2.496e-05 | 5.3631e-05 | 7.0234e-05 | 0.0001175 | 0.00011032 | 9.8924e-05 | 9.3641e-05 | 0.00016645 | 0.00010332 | -4.2364e-05 | -4.2364e-05
07/25 01:00:00 | 7 | 25 | 1 | 4921 | WE | 0 | 1.6216e-05 | 1.6216e-05 | 0.00093091 | 0 | 0.00025245 | 0.00011415 | 0 | 0 | 0.00013341 | 0 | 0 | 1.6216e-05 | 0 | 9.281e-05 | 0 | 9.281e-05 | 0.00011415 | 0.00022925 | 0.00011415 | 0 | 1.6398e-05 | 1.3975e-05 | 0.00012 | 0.00013608 | 0.00013111 | 7.2297e-07 | 4.8677e-07 | 5.6213e-07 | 5.6213e-07 | 0.00011415 | 0.00011415 | 0.00011415 | 0.00011415 | 0.00011415 | 0.00011415 | 9.0148e-05 | 6.7538e-05 | 5.9021e-05 | 5.4669e-05 | 0.00022929 | 0.00011415 | 0.00011415 | 0.00011415 | 0.00011415 | 2.6738e-07 | 2.2169e-05 | 5.2933e-05 | 7.0747e-05 | 0.00013745 | 0.00011004 | 9.838e-05 | 9.2973e-05 | 0.00016572 | 0.00010332 | -3.8315e-05 | -3.8315e-05
07/25 02:00:00 | 7 | 25 | 2 | 4922 | WE | 0 | 2.3077e-05 | 2.3077e-05 | 9.1185e-07 | 7.3912e-05 | 0.00023244 | 0.00011415 | 0 | 0 | 5.4452e-05 | 0 | 0 | 2.3077e-05 | 0 | 8.6205e-05 | 0 | 8.6205e-05 | 0.00011415 | 0.00022925 | 0.00011415 | 0 | 1.6398e-05 | 1.3975e-05 | 0.00011963 | 0.0001357 | 0.00013074 | 6.2391e-07 | 3.1686e-07 | 4.1483e-07 | 4.1483e-07 | 0.00011415 | 0.00011415 | 0.00011415 | 0.00011415 | 0.00011415 | 0.00011415 | 9.0148e-05 | 6.7578e-05 | 5.8145e-05 | 5.3326e-05 | 0.00022929 | 0.00011415 | 0.00011415 | 0.00011415 | 0.00011415 | 2.6738e-07 | 2.2396e-05 | 5.1915e-05 | 6.9009e-05 | 0.0001358 | 0.00010992 | 9.761e-05 | 9.1901e-05 | 0.00016669 | 0.00010332 | -3.156e-05 | -3.156e-05
07/25 03:00:00 | 7 | 25 | 3 | 4923 | WE | 0 | 1.4962e-05 | 1.4962e-05 | 0 | 0 | 0.00022975 | 0.00011415 | 0 | 0 | 2.1781e-05 | 0 | 0 | 1.4962e-05 | 0 | 8.4304e-05 | 0 | 8.4304e-05 | 0.00011415 | 0.00022925 | 0.00011415 | 0 | 1.6398e-05 | 1.3975e-05 | 0.00011857 | 0.00013441 | 0.00012952 | 5.9246e-07 | 1.4849e-07 | 2.9014e-07 | 2.9014e-07 | 0.00011415 | 0.00011415 | 0.00011415 | 0.00011415 | 0.00011415 | 0.00011415 | 9.0148e-05 | 6.8179e-05 | 5.8423e-05 | 5.3438e-05 | 0.00022929 | 0.00011415 | 0.00011415 | 0.00011415 | 0.00011415 | 2.6738e-07 | 2.5829e-05 | 5.3266e-05 | 6.9154e-05 | 0.00013332 | 0.00010964 | 9.6887e-05 | 9.0969e-05 | 0.00016558 | 0.00010332 | -2.9852e-05 | -2.9852e-05
07/25 04:00:00 | 7 | 25 | 4 | 4924 | WE | 0 | 2.2503e-05 | 2.2503e-05 | 0 | 7.3777e-05 | 0.00022651 | 0.00011415 | 0 | 0 | 2.1781e-05 | 0 | 0 | 2.2503e-05 | 0 | 8.2413e-05 | 0 | 8.2413e-05 | 0.00011415 | 0.00022925 | 0.00011415 | 0 | 1.6398e-05 | 1.3975e-05 | 0.00013203 | 0.00013376 | 0.00013322 | 5.5108e-07 | 1.1637e-07 | 2.5507e-07 | 2.5507e-07 | 0.00011415 | 0.00011415 | 0.00011415 | 0.00011415 | 0.00011415 | 0.00011415 | 9.0148e-05 | 6.9401e-05 | 6.1076e-05 | 5.6823e-05 | 0.00022929 | 0.00011415 | 0.00011415 | 0.00011415 | 0.00011415 | 2.6738e-07 | 3.2805e-05 | 5.8598e-05 | 7.3534e-05 | 0.00013268 | 0.00010978 | 9.7184e-05 | 9.134e-05 | 0.00016488 | 0.00010332 | -2.3643e-05 | -2.3643e-05
07/25 05:00:00 | 7 | 25 | 5 | 4925 | WE | 0 | 1.6159e-05 | 1.6159e-05 | 1.3014e-06 | 0 | 0.00021796 | 0.00011415 | 0 | 0 | 6.5342e-05 | 0 | 0 | 1.6159e-05 | 0 | 8.158e-05 | 0 | 8.158e-05 | 0.00011415 | 0.00017194 | 0.00011415 | 5.2892e-07 | 1.6398e-05 | 1.3975e-05 | 0.0001309 | 0.00013698 | 0.0001351 | 5.1447e-07 | 5.8473e-08 | 2.0396e-07 | 2.0396e-07 | 0.00011415 | 0.00011415 | 0.00011415 | 0.00011415 | 0.00011415 | 0.00011415 | 9.0148e-05 | 8.6633e-05 | 7.4584e-05 | 6.8429e-05 | 0.00019014 | 0.00011415 | 0.00011415 | 0.00011415 | 0.00011415 | 2.3907e-06 | 4.8726e-05 | 7.3996e-05 | 8.8631e-05 | 0.00013047 | 0.00011421 | 9.9062e-05 | 9.2035e-05 | 0.00016578 | 0.00010332 | -2.6237e-05 | -2.6237e-05
07/25 06:00:00 | 7 | 25 | 6 | 4926 | WE | 2.9397e-05 | 2.7811e-05 | 2.7811e-05 | 3.4758e-06 | 7.6324e-05 | -1.5577e-12 | 0.00011415 | 0.00021469 | 0.00021469 | 0.00013613 | 0 | 0 | 2.7811e-05 | 0 | 8.8117e-05 | 0 | 8.8117e-05 | 0.00011415 | 0 | 0.00011415 | 5.5102e-06 | 1.6398e-05 | 1.4769e-05 | 0.00013087 | 0.00014305 | 0.00013929 | 4.6438e-07 | -2.7334e-08 | 1.2955e-07 | 1.2955e-07 | 0.00011415 | 0.00011415 | 0.00011415 | 0.00011415 | 0.00011415 | 0.00011415 | 9.0148e-05 | 0.00011643 | 9.2639e-05 | 8.0485e-05 | 0 | 0.00011415 | 0.00011415 | 0.00011415 | 0.00011415 | 3.1345e-05 | 7.9518e-05 | 9.5958e-05 | 0.00010548 | 0.00012585 | 0.00012121 | 0.00010212 | 9.3271e-05 | 0.00016314 | 0.00010649 | 5.7418e-05 | 5.7418e-05
07/25 07:00:00 | 7 | 25 | 7 | 4927 | WE | 0.00012328 | 3.7611e-05 | 3.7611e-05 | 0.0010167 | 0.00016102 | 7.5442e-14 | 0.00011415 | 0.00057621 | 0.00057621 | 0.00015247 | 0 | 0 | 3.7611e-05 | 0 | 0.00010137 | 0 | 0.00010137 | 0.00011415 | 0 | 0.00011415 | 1.3204e-05 | 1.6398e-05 | 1.4769e-05 | 0.0001275 | 0.00016973 | 0.00015668 | 5.1329e-07 | 2.8495e-07 | 3.578e-07 | 3.578e-07 | 0.00011415 | 0.00011415 | 0.00011415 | 0.00011415 | 0.00011415 | 0.00011415 | 9.0148e-05 | 0.00013598 | 0.00010621 | 9.0996e-05 | 0 | 0.00011415 | 0.00011415 | 0.00011415 | 0.00011415 | 7.6111e-05 | 0.00013529 | 0.00012651 | 0.00012143 | 0.00012824 | 0.00013644 | 0.00011109 | 9.934e-05 | 0.00016568 | 0.00010332 | -8.9758e-05 | -8.9758e-05
07/25 08:00:00 | 7 | 25 | 8 | 4928 | WE | 0.00020907 | 3.9256e-05 | 3.9256e-05 | 2.2765e-05 | 0.00016463 | 4.7973e-13 | 0.00011415 | 0.00083699 | 0.00083699 | 0.00013613 | 0 | 0 | 3.9256e-05 | 0 | 0.000114 | 0 | 0.000114 | 0.00011415 | 0 | 0.00011415 | 2.1482e-05 | 1.6398e-05 | 1.4769e-05 | 0.00012787 | 0.00017158 | 0.00015807 | -6.5806e-06 | 1.4204e-06 | -1.1323e-06 | -1.1323e-06 | 0.00011415 | 0.00011415 | 0.00011415 | 0.00011415 | 0.00011415 | 0.00011415 | 9.0148e-05 | 0.00014804 | 0.00011622 | 9.9958e-05 | 0 | 0.00011415 | 0.00011415 | 0.00011415 | 0.00011415 | 0.00012304 | 0.00019582 | 0.00015785 | 0.00013585 | 0.0001287 | 0.00014126 | 0.00012197 | 0.00011303 | 0.00016318 | 0.00011547 | -9.2048e-05 | -9.2048e-05
07/25 09:00:00 | 7 | 25 | 9 | 4929 | WE | 0.00028962 | 3.4653e-05 | 3.4653e-05 | 2.3414e-05 | 0.00014527 | 1.5523e-12 | 0.00011415 | 0.00044872 | 0.00044872 | 5.9897e-05 | 0 | 0 | 3.4653e-05 | 0 | 0.00011567 | 0 | 0.00011567 | 0.00011415 | 0 | 0.00011415 | 2.6174e-05 | 1.6398e-05 | 1.4769e-05 | 0.00012866 | 0.00017194 | 0.00015857 | -8.7892e-06 | 2.6322e-06 | -1.0118e-06 | -1.0118e-06 | 0.00011415 | 0.00011415 | 0.00011415 | 0.00011415 | 0.00011415 | 0.00011415 | 9.0148e-05 | 0.00014946 | 0.00011937 | 0.000104 | 0 | 0.00011415 | 0.00011415 | 0.00011415 | 0.00011415 | 0.00017015 | 0.00022463 | 0.00017335 | 0.00014365 | 0.00013006 | 0.00014293 | 0.00012565 | 0.00011764 | 0.0001611 | 0.00014218 | -9.4818e-05 | -9.4818e-05
07/25 10:00:00 | 7 | 25 | 10 | 4930 | WE | 0.00036425 | 2.9688e-05 | 2.9688e-05 | 0.0010277 | 0.0001021 | 0.00021486 | 0.00011415 | 0.00030594 | 0.00030594 | 4.0839e-05 | 0 | 0 | 2.9688e-05 | 0 | 0.00011778 | 0 | 0.00011778 | 0.00011415 | 0 | 0.00011415 | 2.6174e-05 | 1.6398e-05 | 1.4769e-05 | 0.00012932 | 0.00017439 | 0.00016046 | -9.0833e-06 | 3.4491e-06 | -5.4943e-07 | -5.4943e-07 | 0.00011415 | 0.00011415 | 0.00011415 | 0.00011415 | 0.00011415 | 0.00011415 | 9.0148e-05 | 0.00014938 | 0.00011814 | 0.00010218 | 0 | 0.00011415 | 0.00011415 | 0.00011415 | 0.00011415 | 0.00020908 | 0.00022374 | 0.00017269 | 0.00014313 | 0.00013314 | 0.00014464 | 0.00012651 | 0.0001181 | 0.00016299 | 0.0001761 | -9.969e-05 | -9.969e-05
07/25 11:00:00 | 7 | 25 | 11 | 4931 | WE | 0.00042379 | 3.6564e-05 | 3.6564e-05 | -0.00099012 | 0.00016177 | 0.00021991 | 0.00011415 | 0 | 0 | 4.0839e-05 | 0 | 0 | 3.6564e-05 | 0 | 0.00012151 | 0 | 0.00012151 | 0.00011415 | 0 | 0.00011415 | 2.6174e-05 | 1.6398e-05 | 1.4769e-05 | 0.000153 | 0.00017727 | 0.00016977 | -9.6e-06 | 3.6124e-06 | -6.0307e-07 | -6.0307e-07 | 0.00011415 | 0.00011415 | 0.00011415 | 0.00011415 | 0.00011415 | 0.00011415 | 9.0148e-05 | 0.00014911 | 0.0001139 | 9.5904e-05 | 0 | 0.00011415 | 0.00011415 | 0.00011415 | 0.00011415 | 0.00023267 | 0.00022125 | 0.00016712 | 0.00013577 | 0.0001371 | 0.00014699 | 0.00012917 | 0.00012091 | 0.00016395 | 0.00021432 | -9.7835e-05 | -9.7835e-05
07/25 12:00:00 | 7 | 25 | 12 | 4932 | WE | 0.00045119 | 2.7866e-05 | 2.7866e-05 | 0.0010116 | 7.9659e-05 | 0.00021998 | 0.00011415 | 0 | 0 | 4.0839e-05 | 0 | 0 | 2.7866e-05 | 0 | 0.00012155 | 0 | 0.00012155 | 0.00011415 | 0 | 0.00011415 | 2.6174e-05 | 1.6398e-05 | 1.4769e-05 | 0.00013199 | 0.00018167 | 0.00016632 | -9.6977e-06 | 4.0518e-06 | -3.3507e-07 | -3.3507e-07 | 0.00011415 | 0.00011415 | 0.00011415 | 0.00011415 | 0.00011415 | 0.00011415 | 9.0148e-05 | 0.00014827 | 0.00011155 | 9.2781e-05 | 0 | 0.00011415 | 0.00011415 | 0.00011415 | 0.00011415 | 0.00024424 | 0.00021767 | 0.00016349 | 0.00013211 | 0.00014234 | 0.0001504 | 0.00013108 | 0.00012212 | 0.00016877 | 0.00026847 | -9.8663e-05 | -9.8663e-05
07/25 13:00:00 | 7 | 25 | 13 | 4933 | WE | 0.00044832 | 3.9789e-05 | 3.9789e-05 | 7.721e-06 | 0.0001574 | 0.00021627 | 0.00011415 | 0 | 0 | 4.0839e-05 | 7.6132e-05 | 0 | 3.9789e-05 | 0 | 0.00011748 | 6.0964e-06 | 0.00011748 | 0.00011415 | 0 | 0.00011415 | 2.6174e-05 | 1.6398e-05 | 1.4769e-05 | 0.00013573 | 0.00019074 | 0.00017374 | -8.385e-07 | 4.6752e-06 | 2.916e-06 | 2.916e-06 | 0.00011415 | 0.00011415 | 0.00011415 | 0.00011415 | 0.00011415 | 0.00011415 | 9.0148e-05 | 0.00014778 | 0.00010773 | 8.7265e-05 | 0 | 0.00011415 | 0.00011415 | 0.00011415 | 0.00011415 | 0.00024652 | 0.00021561 | 0.00015783 | 0.00012438 | 0.0001462 | 0.0001554 | 0.00013159 | 0.00012054 | 0.00017295 | 0.0002978 | -9.818e-05 | -9.818e-05
07/25 14:00:00 | 7 | 25 | 14 | 4934 | WE | 0.00041859 | 3.5847e-05 | 3.5847e-05 | 0.00024873 | 7.8112e-05 | 0.00022375 | 0.00011415 | 0 | 0 | 4.0839e-05 | 0.00015854 | 0 | 3.5847e-05 | 0 | 0.00011631 | 1.2695e-05 | 0.00011631 | 0.00011415 | 0 | 0.00011415 | 2.6174e-05 | 1.6398e-05 | 1.4769e-05 | 0.00013657 | 0.00019232 | 0.00017509 | -8.8578e-07 | 5.294e-06 | 3.3223e-06 | 3.3223e-06 | 0.00011415 | 0.00011415 | 0.00011415 | 0.00011415 | 0.00011415 | 0.00011415 | 9.0148e-05 | 0.0001471 | 0.00010447 | 8.269e-05 | 0 | 0.00011415 | 0.00011415 | 0.00011415 | 0.00011415 | 0.00024066 | 0.00021248 | 0.0001523 | 0.00011745 | 0.00014863 | 0.00015724 | 0.0001206 | 0.00010361 | 0.00017545 | 0.00033073 | -9.778e-05 | -9.778e-05
07/25 15:00:00 | 7 | 25 | 15 | 4935 | WE | 0.0003657 | 3.5003e-05 | 3.5003e-05 | 0.00075627 | 7.7517e-05 | 0.00023635 | 0.00011415 | 0 | 0 | 4.0839e-05 | 0.00014877 | 0 | 3.5003e-05 | 0 | 0.00011474 | 1.1913e-05 | 0.00011474 | 0.00011415 | 0 | 0.00011415 | 2.6174e-05 | 1.6398e-05 | 1.4769e-05 | 0.00013645 | 0.00018681 | 0.00017125 | -9.0698e-07 | 5.1588e-06 | 3.2235e-06 | 3.2235e-06 | 0.00011415 | 0.00011415 | 0.00011415 | 0.00011415 | 0.00011415 | 0.00011415 | 9.0148e-05 | 0.00014517 | 0.00010162 | 7.9372e-05 | 0 | 0.00011415 | 0.00011415 | 0.00011415 | 0.00011415 | 0.00022286 | 0.00020335 | 0.00014541 | 0.00011185 | 0.0001485 | 0.00015449 | 0.00011733 | 0.0001001 | 0.0001754 | 0.00032015 | -9.837e-05 | -9.837e-05
07/25 16:00:00 | 7 | 25 | 16 | 4936 | WE | 0.00029714 | 3.3597e-05 | 3.3597e-05 | 6.9952e-06 | 7.7487e-05 | 0.00024949 | 0.00011415 | 0 | 0 | 4.0839e-05 | 0.00010145 | 0 | 3.3597e-05 | 0 | 0.00011582 | 8.1234e-06 | 0.00011582 | 0.00011415 | 0 | 0.00011415 | 2.6174e-05 | 1.6398e-05 | 1.4769e-05 | 0.0001332 | 0.00018334 | 0.00016785 | -3.1683e-05 | 4.9999e-06 | -6.7039e-06 | -6.7039e-06 | 0.00011415 | 0.00011415 | 0.00011415 | 0.00011415 | 0.00011415 | 0.00011415 | 9.0148e-05 | 0.00014133 | 9.6564e-05 | 7.3692e-05 | 0 | 0.00011415 | 0.00011415 | 0.00011415 | 0.00011415 | 0.00018899 | 0.00018872 | 0.00013418 | 0.00010259 | 0.00014482 | 0.00014974 | 0.00011315 | 9.6173e-05 | 0.00017175 | 0.00027205 | -0.00010465 | -0.00010465
07/25 17:00:00 | 7 | 25 | 17 | 4937 | WE | 0.00022169 | 3.6109e-05 | 3.6109e-05 | 8.1992e-06 | 7.8054e-05 | -2.0051e-12 | 0.00011415 | 0.0010746 | 0.0010746 | 4.0839e-05 | -0.00013664 | 0 | 3.6109e-05 | 0 | 0.00012479 | 5.4643e-06 | 0.00012479 | 0.00011415 | 0 | 0.00011415 | 2.4625e-05 | 1.6398e-05 | 1.4769e-05 | 0.00012752 | 0.00017553 | 0.00016069 | -1.1688e-05 | 4.6121e-06 | -5.8863e-07 | -5.8863e-07 | 0.00011415 | 0.00011415 | 0.00011415 | 0.00011415 | 0.00011415 | 0.00011415 | 9.0148e-05 | 0.00012573 | 8.8965e-05 | 7.0179e-05 | 0 | 0.00011415 | 0.00011415 | 0.00011415 | 0.00011415 | 0.00014833 | 0.00016034 | 0.00011975 | 9.624e-05 | 0.00013814 | 0.00013936 | 0.00010349 | 8.6846e-05 | 0.00017136 | 0.00020329 | -0.0001066 | -0.0001066
07/25 18:00:00 | 7 | 25 | 18 | 4938 | WE | 0.00013531 | 5.1276e-05 | 5.1276e-05 | 0.0010095 | 0.00015826 | -7.5459e-13 | 0.00011415 | 0.0010135 | 0.0010135 | 7.0788e-05 | -8.1517e-05 | 0 | 5.1276e-05 | 0 | 0.00013881 | 8.8792e-06 | 0.00013881 | 0.00011415 | 0 | 0.00011415 | 1.6674e-05 | 1.6398e-05 | 1.4769e-05 | 0.00012623 | 0.00017336 | 0.00015879 | -2.1321e-06 | 3.9424e-06 | 2.0043e-06 | 2.0043e-06 | 0.00011415 | 0.00011415 | 0.00011415 | 0.00011415 | 0.00011415 | 0.00011415 | 9.0148e-05 | 0.00012178 | 8.3191e-05 | 6.3475e-05 | 0 | 0.00011415 | 0.00011415 | 0.00011415 | 0.00011415 | 9.9685e-05 | 0.0001227 | 9.9146e-05 | 8.5505e-05 | 0.00013529 | 0.00013594 | 9.9041e-05 | 8.1928e-05 | 0.0001697 | 0.00015829 | -5.5107e-05 | -5.5107e-05
07/25 19:00:00 | 7 | 25 | 19 | 4939 | WE | 4.6706e-05 | 4.904e-05 | 4.904e-05 | -0.00098313 | 8.0339e-05 | -3.8268e-13 | 0.00011415 | 0.00067708 | 0.00067708 | 0.00015247 | -3.0897e-05 | 0 | 4.904e-05 | 0 | 0.00014748 | 9.3273e-06 | 0.00014748 | 0.00011415 | 0 | 0.00011415 | 8.2751e-06 | 1.6398e-05 | 1.4769e-05 | 0.00014077 | 0.00017124 | 0.00016182 | -2.047e-06 | 3.1399e-06 | 1.485e-06 | 1.485e-06 | 0.00011415 | 0.00011415 | 0.00011415 | 0.00011415 | 0.00011415 | 0.00011415 | 9.0148e-05 | 0.00011701 | 8.0249e-05 | 6.1465e-05 | 0 | 0.00011415 | 0.00011415 | 0.00011415 | 0.00011415 | 5.0958e-05 | 8.4732e-05 | 8.2493e-05 | 8.1197e-05 | 0.00013523 | 0.00013295 | 9.6766e-05 | 7.9982e-05 | 0.00017014 | 0.00014349 | -4.241e-05 | -4.241e-05
07/25 20:00:00 | 7 | 25 | 20 | 4940 | WE | 0 | 5.7802e-05 | 5.7802e-05 | 0.0010204 | 0.00016133 | -2.8567e-13 | 0.00011415 | 7.9404e-05 | 7.9404e-05 | 0.00021236 | -1.9003e-05 | 0 | 5.7802e-05 | 0 | 0.0001514 | 5.7721e-06 | 0.0001514 | 0.00011415 | 0.00011463 | 0.00011415 | 8.0871e-07 | 1.6398e-05 | 1.4769e-05 | 0.0001389 | 0.00016698 | 0.0001583 | -2.1096e-06 | 2.2175e-06 | 8.369e-07 | 8.369e-07 | 0.00011415 | 0.00011415 | 0.00011415 | 0.00011415 | 0.00011415 | 0.00011415 | 9.0148e-05 | 0.000104 | 7.5303e-05 | 6.0638e-05 | 7.8299e-05 | 0.00011415 | 0.00011415 | 0.00011415 | 0.00011415 | 6.4324e-06 | 5.7358e-05 | 7.0855e-05 | 7.8671e-05 | 0.00013604 | 0.00013072 | 9.8995e-05 | 8.428e-05 | 0.00016856 | 0.00013116 | -4.0889e-05 | -4.0889e-05
07/25 21:00:00 | 7 | 25 | 21 | 4941 | WE | 0 | 4.7468e-05 | 4.7468e-05 | 0.00071765 | 7.9981e-05 | 0 | 0.00011415 | 0 | 0 | 0.00028587 | -1.4251e-05 | 0 | 4.7468e-05 | 0 | 0.00015248 | 2.8234e-06 | 0.00015248 | 0.00011415 | 0.00022925 | 0.00011415 | 0 | 1.6398e-05 | 1.4769e-05 | 0.00013008 | 0.0001402 | 0.00013707 | -1.8972e-06 | 1.2881e-06 | 2.7182e-07 | 2.7182e-07 | 0.00011415 | 0.00011415 | 0.00011415 | 0.00011415 | 0.00011415 | 0.00011415 | 9.0148e-05 | 8.8189e-05 | 6.8193e-05 | 5.7976e-05 | 0.00022929 | 0.00011415 | 0.00011415 | 0.00011415 | 0.00011415 | 2.6738e-07 | 3.8487e-05 | 6.1627e-05 | 7.5027e-05 | 0.0001372 | 0.00012006 | 0.00010162 | 9.3065e-05 | 0.00016788 | 0.00011118 | -3.3377e-05 | -3.3377e-05
07/25 22:00:00 | 7 | 25 | 22 | 4942 | WE | 0 | 4.9386e-05 | 4.9386e-05 | -0.00068563 | 0.00015821 | 2.0697e-12 | 0.00011415 | 0 | 0 | 0.00034305 | -5.3952e-06 | 0 | 4.9386e-05 | 0 | 0.00014889 | 1.9551e-07 | 0.00014889 | 0.00011415 | 0.00022925 | 0.00011415 | 0 | 1.6398e-05 | 1.3975e-05 | 0.00011798 | 0.00013436 | 0.0001293 | -2.0888e-06 | 7.8064e-07 | -1.3485e-07 | -1.3485e-07 | 0.00011415 | 0.00011415 | 0.00011415 | 0.00011415 | 0.00011415 | 0.00011415 | 9.0148e-05 | 6.8383e-05 | 6.1574e-05 | 5.8095e-05 | 0.00022929 | 0.00011415 | 0.00011415 | 0.00011415 | 0.00011415 | 2.6738e-07 | 2.6995e-05 | 5.751e-05 | 7.5181e-05 | 0.00013229 | 0.00010969 | 9.7431e-05 | 9.1746e-05 | 0.00016634 | 0.00010332 | -2.9359e-05 | -2.9359e-05
07/25 23:00:00 | 7 | 25 | 23 | 4943 | WE | 0 | 3.5482e-05 | 3.5482e-05 | 6.1985e-06 | 7.7569e-05 | 7.9772e-13 | 0.00011415 | 0 | 0 | 0.00034849 | 0 | 0 | 3.5482e-05 | 0 | 0.00013992 | 0 | 0.00013992 | 0.00011415 | 0.00022925 | 0.00011415 | 0 | 1.6398e-05 | 1.3975e-05 | 0.00013969 | 0.0001322 | 0.00013452 | -2.5006e-06 | 5.1739e-07 | -4.4552e-07 | -4.4552e-07 | 0.00011415 | 0.00011415 | 0.00011415 | 0.00011415 | 0.00011415 | 0.00011415 | 9.0148e-05 | 6.7664e-05 | 6.0585e-05 | 5.6968e-05 | 0.00022929 | 0.00011415 | 0.00011415 | 0.00011415 | 0.00011415 | 2.6738e-07 | 2.2886e-05 | 5.5079e-05 | 7.3722e-05 | 0.00012804 | 0.00010871 | 9.5977e-05 | 9.0072e-05 | 0.00016539 | 0.00010332 | -2.2596e-05 | -2.2596e-05
07/25 24:00:00 | 7 | 25 | 24 | 4944 | WE | 0 | 3.053e-05 | 3.053e-05 | 0.00098302 | 7.6361e-05 | -1.3906e-12 | 0.00011415 | 0 | 0 | 0.00023959 | 0 | 0 | 3.053e-05 | 0 | 0.00012686 | 0 | 0.00012686 | 0.00011415 | 0.00022925 | 0.00011415 | 0 | 1.6398e-05 | 1.3975e-05 | 0.00011512 | 0.000131 | 0.0001261 | -2.0825e-06 | 3.6224e-07 | -4.1777e-07 | -4.1777e-07 | 0.00011415 | 0.00011415 | 0.00011415 | 0.00011415 | 0.00011415 | 0.00011415 | 9.0148e-05 | 6.7637e-05 | 6.0012e-05 | 5.6116e-05 | 0.00022929 | 0.00011415 | 0.00011415 | 0.00011415 | 0.00011415 | 2.6738e-07 | 2.2734e-05 | 5.4326e-05 | 7.262e-05 | 0.00012566 | 0.00010828 | 9.5108e-05 | 8.8999e-05 | 0.00016436 | 0.00010332 | -1.5474e-05 | -1.5474e-05
07/26 01:00:00 | 7 | 26 | 1 | 4945 | WE | 0 | 1.6319e-05 | 1.6319e-05 | 1.9246e-06 | 9.6991e-07 | 0.00025245 | 0.00011415 | 0 | 0 | 0.00013341 | 0 | 0 | 1.6319e-05 | 0 | 9.281e-05 | 0 | 9.281e-05 | 0.00011415 | 0.00022925 | 0.00011415 | 0 | 1.6398e-05 | 1.3975e-05 | 0.00011437 | 0.00012977 | 0.00012501 | -2.0033e-06 | 2.9082e-07 | -4.4114e-07 | -4.4114e-07 | 0.00011415 | 0.00011415 | 0.00011415 | 0.00011415 | 0.00011415 | 0.00011415 | 9.0148e-05 | 6.758e-05 | 5.8756e-05 | 5.4248e-05 | 0.00022929 | 0.00011415 | 0.00011415 | 0.00011415 | 0.00011415 | 2.6738e-07 | 2.2409e-05 | 5.2676e-05 | 7.0203e-05 | 0.00012461 | 0.00010783 | 8.92e-05 | 8.0561e-05 | 0.00016328 | 0.00010332 | 2.2417e-05 | 2.2417e-05
07/26 02:00:00 | 7 | 26 | 2 | 4946 | WE | 0 | 2.2981e-05 | 2.2981e-05 | 0 | 7.3014e-05 | 0.00023244 | 0.00011415 | 0 | 0 | 5.4452e-05 | 0 | 0 | 2.2981e-05 | 0 | 8.6205e-05 | 0 | 8.6205e-05 | 0.00011415 | 0.00022925 | 0.00011415 | 0 | 1.6398e-05 | 1.3975e-05 | 0.00011365 | 0.00012906 | 0.0001243 | -1.9297e-06 | 2.2653e-07 | -4.6142e-07 | -4.6142e-07 | 0.00011415 | 0.00011415 | 0.00011415 | 0.00011415 | 0.00011415 | 0.00011415 | 9.0148e-05 | 6.7485e-05 | 5.7794e-05 | 5.2843e-05 | 0.00022929 | 0.00011415 | 0.00011415 | 0.00011415 | 0.00011415 | 2.6738e-07 | 2.1869e-05 | 5.1326e-05 | 6.8384e-05 | 0.00012311 | 0.00010755 | 8.8589e-05 | 7.9795e-05 | 0.00016422 | 0.00010332 | 2.3719e-05 | 2.3719e-05
07/26 03:00:00 | 7 | 26 | 3 | 4947 | WE | 0 | 1.4962e-05 | 1.4962e-05 | 4.3704e-07 | 0 | 0.00022975 | 0.00011415 | 0 | 0 | 2.1781e-05 | 0 | 0 | 1.4962e-05 | 0 | 8.4304e-05 | 0 | 8.4304e-05 | 0.00011415 | 0.00022925 | 0.00011415 | 0 | 1.6398e-05 | 1.3975e-05 | 0.0001133 | 0.00012873 | 0.00012396 | -1.8648e-06 | 1.2175e-07 | -5.1207e-07 | -5.1207e-07 | 0.00011415 | 0.00011415 | 0.00011415 | 0.00011415 | 0.00011415 | 0.00011415 | 9.0148e-05 | 6.7544e-05 | 5.8391e-05 | 5.3714e-05 | 0.00022929 | 0.00011415 | 0.00011415 | 0.00011415 | 0.00011415 | 2.6738e-07 | 2.2203e-05 | 5.2163e-05 | 6.9512e-05 | 0.0001219 | 0.00010745 | 8.8788e-05 | 8.0133e-05 | 0.00016834 | 0.00010332 | 2.6099e-05 | 2.6099e-05
07/26 04:00:00 | 7 | 26 | 4 | 4948 | WE | 0 | 2.251e-05 | 2.251e-05 | 0 | 7.3843e-05 | 0.00022651 | 0.00011415 | 0 | 0 | 2.1781e-05 | 0 | 0 | 2.251e-05 | 0 | 8.2413e-05 | 0 | 8.2413e-05 | 0.00011415 | 0.00022925 | 0.00011415 | 0 | 1.6398e-05 | 1.3975e-05 | 0.00012575 | 0.00012782 | 0.00012718 | -1.7965e-06 | 5.3323e-08 | -5.3687e-07 | -5.3687e-07 | 0.00011415 | 0.00011415 | 0.00011415 | 0.00011415 | 0.00011415 | 0.00011415 | 9.0148e-05 | 6.9679e-05 | 5.9002e-05 | 5.3546e-05 | 0.00022929 | 0.00011415 | 0.00011415 | 0.00011415 | 0.00011415 | 2.6738e-07 | 2.4849e-05 | 5.2995e-05 | 6.9294e-05 | 0.00012046 | 0.00010777 | 8.8994e-05 | 8.0284e-05 | 0.00017211 | 0.00010332 | 2.1457e-05 | 2.1457e-05
07/26 05:00:00 | 7 | 26 | 5 | 4949 | WE | 0 | 2.4042e-05 | 2.4042e-05 | 1.0769e-06 | 7.4373e-05 | 0.00021796 | 0.00011415 | 0 | 0 | 6.5342e-05 | 0 | 0 | 2.4042e-05 | 0 | 8.158e-05 | 0 | 8.158e-05 | 0.00011415 | 0.00017194 | 0.00011415 | 4.8958e-07 | 1.6398e-05 | 1.3975e-05 | 0.00012396 | 0.00012988 | 0.00012805 | -1.7282e-06 | 1.1966e-09 | -5.5058e-07 | -5.5058e-07 | 0.00011415 | 0.00011415 | 0.00011415 | 0.00011415 | 0.00011415 | 0.00011415 | 9.0148e-05 | 8.4028e-05 | 6.7628e-05 | 5.9249e-05 | 0.00019014 | 0.00011415 | 0.00011415 | 0.00011415 | 0.00011415 | 2.2299e-06 | 3.5204e-05 | 6.1505e-05 | 7.6735e-05 | 0.00011753 | 0.00011092 | 8.9417e-05 | 7.9441e-05 | 0.00017735 | 0.00010332 | 2.3739e-05 | 2.3739e-05
07/26 06:00:00 | 7 | 26 | 6 | 4950 | WE | 2.9503e-05 | 2.4597e-05 | 2.4597e-05 | 3.4138e-06 | 4.6002e-05 | -1.5577e-12 | 0.00011415 | 0.00020563 | 0.00020563 | 0.00013613 | 0 | 0 | 2.4597e-05 | 0 | 8.8117e-05 | 0 | 8.8117e-05 | 0.00011415 | 0 | 0.00011415 | 5.2775e-06 | 1.6398e-05 | 1.4769e-05 | 0.00012388 | 0.00013569 | 0.00013204 | -1.1708e-05 | 1.463e-08 | -3.7255e-06 | -3.7255e-06 | 0.00011415 | 0.00011415 | 0.00011415 | 0.00011415 | 0.00011415 | 0.00011415 | 9.0148e-05 | 0.00011297 | 8.078e-05 | 6.4334e-05 | 0 | 0.00011415 | 0.00011415 | 0.00011415 | 0.00011415 | 2.993e-05 | 6.0359e-05 | 7.5497e-05 | 8.4262e-05 | 0.00011001 | 0.00011551 | 8.3179e-05 | 6.8183e-05 | 0.00017701 | 0.00010332 | 1.9367e-05 | 1.9367e-05
07/26 07:00:00 | 7 | 26 | 7 | 4951 | WE | 0.0001277 | 3.2491e-05 | 3.2491e-05 | 0.00094507 | 0.00011271 | 7.5442e-14 | 0.00011415 | 0.00057779 | 0.00057779 | 0.00015247 | 0 | 0 | 3.2491e-05 | 0 | 0.00010137 | 0 | 0.00010137 | 0.00011415 | 0 | 0.00011415 | 1.324e-05 | 1.6398e-05 | 1.4769e-05 | 0.00011907 | 0.00015596 | 0.00014456 | -1.5965e-05 | -1.1184e-07 | -5.1699e-06 | -5.1699e-06 | 0.00011415 | 0.00011415 | 0.00011415 | 0.00011415 | 0.00011415 | 0.00011415 | 9.0148e-05 | 0.00012753 | 8.9571e-05 | 7.0176e-05 | 0 | 0.00011415 | 0.00011415 | 0.00011415 | 0.00011415 | 7.6342e-05 | 0.00010242 | 9.687e-05 | 9.3656e-05 | 0.00010668 | 0.00012705 | 8.8073e-05 | 6.9994e-05 | 0.00017421 | 0.00010332 | 1.8658e-05 | 1.8658e-05
07/26 08:00:00 | 7 | 26 | 8 | 4952 | WE | 0.00021534 | 3.9284e-05 | 3.9284e-05 | -0.00055102 | 0.00016488 | 4.7973e-13 | 0.00011415 | 0.00084069 | 0.00084069 | 0.00013613 | 0 | 0 | 3.9284e-05 | 0 | 0.000114 | 0 | 0.000114 | 0.00011415 | 0 | 0.00011415 | 2.1577e-05 | 1.6398e-05 | 1.4769e-05 | 0.00011869 | 0.0001554 | 0.00014405 | -2.5072e-05 | -1.3641e-06 | -8.9282e-06 | -8.9282e-06 | 0.00011415 | 0.00011415 | 0.00011415 | 0.00011416 | 0.00011415 | 0.00011415 | 9.0148e-05 | 0.00014105 | 9.65e-05 | 7.3736e-05 | 0 | 0.00011415 | 0.00011415 | 0.00011415 | 0.00011415 | 0.0001236 | 0.00015893 | 0.00012176 | 0.00010024 | 0.00010579 | 0.0001313 | 9.0215e-05 | 7.1157e-05 | 0.00017198 | 0.00010311 | 2.1185e-05 | 2.1185e-05
07/26 09:00:00 | 7 | 26 | 9 | 4953 | WE | 0.00029763 | 3.6823e-05 | 3.6823e-05 | 0.00034116 | 0.00016575 | 1.5523e-12 | 0.00011415 | 0.00044872 | 0.00044872 | 5.9897e-05 | 0 | 0 | 3.6823e-05 | 0 | 0.00011567 | 0 | 0.00011567 | 0.00011415 | 0 | 0.00011415 | 2.6174e-05 | 1.6398e-05 | 1.4769e-05 | 0.00011953 | 0.00015487 | 0.00014395 | -2.7993e-05 | -2.6504e-06 | -1.0736e-05 | -1.0736e-05 | 0.00011415 | 0.00011415 | 0.00011415 | 0.00011415 | 0.00011415 | 0.00011415 | 9.0148e-05 | 0.00014285 | 9.7577e-05 | 7.4447e-05 | 0 | 0.00011415 | 0.00011415 | 0.00011415 | 0.00011415 | 0.0001709 | 0.00018841 | 0.00013424 | 0.00010287 | 0.00010735 | 0.00013155 | 9.0521e-05 | 7.1491e-05 | 0.00017274 | 0.00010292 | 1.7409e-05 | 1.7409e-05
07/26 10:00:00 | 7 | 26 | 10 | 4954 | WE | 0.00037428 | 3.6304e-05 | 3.6304e-05 | 0.00033138 | 0.00016451 | 0.00021486 | 0.00011415 | 0.00030594 | 0.00030594 | 4.0839e-05 | 0 | 0 | 3.6304e-05 | 0 | 0.00011778 | 0 | 0.00011778 | 0.00011415 | 0 | 0.00011415 | 2.6174e-05 | 1.6398e-05 | 1.4769e-05 | 0.00011955 | 0.00015637 | 0.00014499 | -2.7575e-05 | -1.3601e-06 | -9.7241e-06 | -9.7241e-06 | 0.00011415 | 0.00011415 | 0.00011415 | 0.00011415 | 0.00011415 | 0.00011415 | 9.0148e-05 | 0.0001438 | 9.7766e-05 | 7.4243e-05 | 0 | 0.00011415 | 0.00011415 | 0.00011415 | 0.00011415 | 0.00020998 | 0.00019175 | 0.00013621 | 0.00010404 | 0.00010783 | 0.00013281 | 9.0983e-05 | 7.1583e-05 | 0.00017282 | 0.00010332 | 1.6899e-05 | 1.6899e-05
07/26 11:00:00 | 7 | 26 | 11 | 4955 | WE | 0.00043615 | 2.801e-05 | 2.801e-05 | 1.7144e-05 | 8.1074e-05 | 0.00021991 | 0.00011415 | 0 | 0 | 4.0839e-05 | 0 | 0 | 2.801e-05 | 0 | 0.00012151 | 0 | 0.00012151 | 0.00011415 | 0 | 0.00011415 | 2.6174e-05 | 1.6398e-05 | 1.4769e-05 | 0.00014287 | 0.00015553 | 0.00015162 | -2.6127e-05 | -2.4567e-06 | -1.0009e-05 | -1.0009e-05 | 0.00011415 | 0.00011415 | 0.00011415 | 0.00011415 | 0.00011415 | 0.00011415 | 9.0148e-05 | 0.00014429 | 9.6799e-05 | 7.2535e-05 | 0 | 0.00011415 | 0.00011415 | 0.00011415 | 0.00011415 | 0.00023334 | 0.00019375 | 0.0001361 | 0.00010272 | 0.00010757 | 0.00013266 | 9.0732e-05 | 7.1283e-05 | 0.00017303 | 0.00010332 | 1.9632e-05 | 1.9632e-05
07/26 12:00:00 | 7 | 26 | 12 | 4956 | WE | 0.00046781 | 3.6346e-05 | 3.6346e-05 | 0.0010111 | 0.00015966 | 0.00021998 | 0.00011415 | 0 | 0 | 4.0839e-05 | 0 | 0 | 3.6346e-05 | 0 | 0.00012155 | 0 | 0.00012155 | 0.00011415 | 0 | 0.00011415 | 2.6174e-05 | 1.6398e-05 | 1.4769e-05 | 0.00011845 | 0.00015437 | 0.00014327 | -2.4653e-05 | -2.1283e-06 | -9.3148e-06 | -9.3148e-06 | 0.00011415 | 0.00011415 | 0.00011415 | 0.00011415 | 0.00011415 | 0.00011415 | 9.0148e-05 | 0.00014175 | 9.4766e-05 | 7.0757e-05 | 0 | 0.00011415 | 0.00011415 | 0.00011415 | 0.00011415 | 0.00024431 | 0.00019045 | 0.00013365 | 0.00010076 | 0.00010734 | 0.0001318 | 9.0215e-05 | 7.0926e-05 | 0.00017312 | 0.00010332 | 1.6033e-05 | 1.6033e-05
07/26 13:00:00 | 7 | 26 | 13 | 4957 | WE | 0.00047191 | 2.7189e-05 | 2.7189e-05 | -0.00098525 | 7.8928e-05 | 0.00021627 | 0.00011415 | 0 | 0 | 4.0839e-05 | 0 | 0 | 2.7189e-05 | 0 | 0.00011748 | 0 | 0.00011748 | 0.00011415 | 0 | 0.00011415 | 2.6174e-05 | 1.6398e-05 | 1.4769e-05 | 0.00012044 | 0.00015868 | 0.00014687 | -2.5028e-05 | -1.8896e-06 | -9.272e-06 | -9.272e-06 | 0.00011415 | 0.00011415 | 0.00011415 | 0.00011415 | 0.00011415 | 0.00011415 | 9.0148e-05 | 0.00013915 | 9.3405e-05 | 7.0029e-05 | 0 | 0.00011415 | 0.00011415 | 0.00011415 | 0.00011415 | 0.00024745 | 0.00018646 | 0.00013162 | 9.986e-05 | 0.00010736 | 0.00013254 | 9.0396e-05 | 7.0849e-05 | 0.00017305 | 0.00010332 | 1.8865e-05 | 1.8865e-05
07/26 14:00:00 | 7 | 26 | 14 | 4958 | WE | 0.00044541 | 2.6951e-05 | 2.6951e-05 | 0.00075614 | 7.8318e-05 | 0.00022375 | 0.00011415 | 0 | 0 | 4.0839e-05 | 0 | 0 | 2.6951e-05 | 0 | 0.00011631 | 0 | 0.00011631 | 0.00011415 | 0 | 0.00011415 | 2.6174e-05 | 1.6398e-05 | 1.4769e-05 | 0.00012061 | 0.00015687 | 0.00014567 | -2.6594e-05 | -1.8571e-06 | -9.7496e-06 | -9.7496e-06 | 0.00011415 | 0.00011415 | 0.00011415 | 0.00011415 | 0.00011415 | 0.00011415 | 9.0148e-05 | 0.00013361 | 9.3133e-05 | 7.2451e-05 | 0 | 0.00011415 | 0.00011415 | 0.00011415 | 0.00011415 | 0.00024155 | 0.00017881 | 0.00013077 | 0.00010295 | 0.00010918 | 0.00013023 | 9.0214e-05 | 7.1654e-05 | 0.00017528 | 0.00010332 | 1.5331e-05 | 1.5331e-05
07/26 15:00:00 | 7 | 26 | 15 | 4959 | WE | 0.00038966 | 2.8559e-05 | 2.8559e-05 | 0.00024876 | 9.5675e-05 | 0.00023635 | 0.00011415 | 0 | 0 | 4.0839e-05 | 0 | 0 | 2.8559e-05 | 0 | 0.00011474 | 0 | 0.00011474 | 0.00011415 | 0 | 0.00011415 | 2.6174e-05 | 1.6398e-05 | 1.4769e-05 | 0.00011993 | 0.0001548 | 0.00014402 | -3.0241e-05 | 3.7396e-06 | -7.1022e-06 | -7.1022e-06 | 0.00011415 | 0.00011415 | 0.00011415 | 0.00011415 | 0.00011415 | 0.00011415 | 9.0148e-05 | 0.00013256 | 9.1594e-05 | 7.0664e-05 | 0 | 0.00011415 | 0.00011415 | 0.00011415 | 0.00011415 | 0.00022386 | 0.00017447 | 0.00012707 | 9.9618e-05 | 0.00011117 | 0.00012918 | 8.9547e-05 | 7.1164e-05 | 0.00017528 | 0.00010332 | 1.8239e-05 | 1.8239e-05
07/26 16:00:00 | 7 | 26 | 16 | 4960 | WE | 0.00031125 | 3.4249e-05 | 3.4249e-05 | 5.2557e-06 | 0.00013747 | 0.00024949 | 0.00011415 | 0 | 0 | 4.0839e-05 | 0 | 0 | 3.4249e-05 | 0 | 0.00011582 | 0 | 0.00011582 | 0.00011415 | 0 | 0.00011415 | 2.6174e-05 | 1.6398e-05 | 1.4769e-05 | 0.00011518 | 0.00015588 | 0.0001433 | -3.0215e-05 | 3.698e-06 | -7.1222e-06 | -7.1222e-06 | 0.00011415 | 0.00011415 | 0.00011415 | 0.00011415 | 0.00011415 | 0.00011415 | 9.0148e-05 | 0.00012705 | 8.7621e-05 | 6.7472e-05 | 0 | 0.00011415 | 0.00011415 | 0.00011415 | 0.00011415 | 0.00018962 | 0.00016507 | 0.00012003 | 9.3955e-05 | 0.0001112 | 0.0001279 | 8.8532e-05 | 7.0272e-05 | 0.00017518 | 0.00010332 | 1.4806e-05 | 1.4806e-05
07/26 17:00:00 | 7 | 26 | 17 | 4961 | WE | 0.0002281 | 3.2295e-05 | 3.2295e-05 | 5.5073e-06 | 7.8281e-05 | -2.0051e-12 | 0.00011415 | 0.0010702 | 0.0010702 | 4.0839e-05 | 0 | 0 | 3.2295e-05 | 0 | 0.00012479 | 0 | 0.00012479 | 0.00011415 | 0 | 0.00011415 | 2.4525e-05 | 1.6398e-05 | 1.4769e-05 | 0.00011479 | 0.00015239 | 0.00014077 | -2.0771e-05 | 3.0567e-06 | -4.5457e-06 | -4.5457e-06 | 0.00011415 | 0.00011415 | 0.00011415 | 0.00011415 | 0.00011415 | 0.00011415 | 9.0148e-05 | 0.0001149 | 8.0897e-05 | 6.3525e-05 | 0 | 0.00011415 | 0.00011415 | 0.00011415 | 0.00011415 | 0.0001475 | 0.00014211 | 0.00010726 | 8.7085e-05 | 0.00010947 | 0.00012269 | 8.6127e-05 | 6.9169e-05 | 0.00017709 | 0.00010332 | 1.4575e-05 | 1.4575e-05
07/26 18:00:00 | 7 | 26 | 18 | 4962 | WE | 0.00014365 | 3.6678e-05 | 3.6678e-05 | 0.0010079 | 7.9388e-05 | -7.5459e-13 | 0.00011415 | 0.0010166 | 0.0010166 | 7.0788e-05 | 0 | 0 | 3.6678e-05 | 0 | 0.00013881 | 0 | 0.00013881 | 0.00011415 | 0 | 0.00011415 | 1.6726e-05 | 1.6398e-05 | 1.4769e-05 | 0.00011354 | 0.00014962 | 0.00013847 | -2.3583e-05 | 1.4178e-06 | -6.5589e-06 | -6.5589e-06 | 0.00011415 | 0.00011415 | 0.00011415 | 0.00011415 | 0.00011415 | 0.00011415 | 9.0148e-05 | 0.00010937 | 7.7361e-05 | 6.1008e-05 | 0 | 0.00011415 | 0.00011415 | 0.00011415 | 0.00011415 | 0.00010004 | 0.00010427 | 9.0288e-05 | 8.2194e-05 | 0.00010856 | 0.00011973 | 8.4645e-05 | 6.8372e-05 | 0.0001773 | 0.00010332 | 1.7559e-05 | 1.7559e-05
07/26 19:00:00 | 7 | 26 | 19 | 4963 | WE | 5.1402e-05 | 5.1064e-05 | 5.1064e-05 | -0.00099165 | 0.00016126 | -3.8268e-13 | 0.00011415 | 0.00068041 | 0.00068041 | 0.00015247 | 0 | 0 | 5.1064e-05 | 0 | 0.00014748 | 0 | 0.00014748 | 0.00011415 | 0 | 0.00011415 | 8.3158e-06 | 1.6398e-05 | 1.4769e-05 | 0.00012505 | 0.00014647 | 0.00013985 | -2.9503e-05 | 2.9353e-07 | -9.2134e-06 | -9.2134e-06 | 0.00011415 | 0.00011415 | 0.00011415 | 0.00011415 | 0.00011415 | 0.00011415 | 9.0148e-05 | 0.00010236 | 7.4938e-05 | 6.0927e-05 | 0 | 0.00011415 | 0.00011415 | 0.00011415 | 0.00011415 | 5.1296e-05 | 6.7245e-05 | 7.5638e-05 | 8.0498e-05 | 0.00010365 | 0.00011611 | 8.3381e-05 | 6.8201e-05 | 0.00016536 | 0.00010332 | 1.4185e-05 | 1.4185e-05
07/26 20:00:00 | 7 | 26 | 20 | 4964 | WE | 0 | 5.1401e-05 | 5.1401e-05 | 0.0010191 | 0.00013455 | -2.8567e-13 | 0.00011415 | 7.968e-05 | 7.968e-05 | 0.00021236 | 8.7527e-06 | 0 | 5.1401e-05 | 1.859e-06 | 0.0001514 | 7.0089e-07 | 0.0001514 | 0.00011415 | 0.00011463 | 0.00011415 | 8.1152e-07 | 1.6398e-05 | 1.4769e-05 | 0.0001218 | 0.00013906 | 0.00013373 | -3.7243e-05 | -6.035e-07 | -1.2294e-05 | -1.2294e-05 | 0.00011415 | 0.00011415 | 0.00011415 | 0.00011415 | 0.00011415 | 0.00011415 | 9.0148e-05 | 9.0767e-05 | 6.9084e-05 | 5.8004e-05 | 7.8299e-05 | 0.00011415 | 0.00011415 | 0.00011415 | 0.00011415 | 6.4536e-06 | 3.8865e-05 | 6.191e-05 | 7.5255e-05 | 0.00010016 | 0.00011381 | 8.5455e-05 | 7.2305e-05 | 0.00016375 | 0.00010332 | 1.404e-05 | 1.404e-05
07/26 21:00:00 | 7 | 26 | 21 | 4965 | WE | 0 | 4.9638e-05 | 4.9638e-05 | 1.4983e-05 | 0.00010741 | 0 | 0.00011415 | 0 | 0 | 0.00028587 | 1.8023e-05 | 0 | 4.9638e-05 | 4.2083e-06 | 0.00015248 | 1.7741e-06 | 0.00015248 | 0.00011415 | 0.00022925 | 0.00011415 | 0 | 1.6398e-05 | 1.4769e-05 | 0.00011469 | 0.00011788 | 0.00011689 | -2.6074e-05 | -7.7085e-08 | -8.3715e-06 | -8.3715e-06 | 0.00011415 | 0.00011415 | 0.00011415 | 0.00011415 | 0.00011415 | 0.00011415 | 9.0148e-05 | 7.192e-05 | 6.0961e-05 | 5.5362e-05 | 0.00022929 | 0.00011415 | 0.00011415 | 0.00011415 | 0.00011415 | 2.6738e-07 | 2.9495e-05 | 5.6187e-05 | 7.1643e-05 | 0.00010394 | 0.00010494 | 8.8993e-05 | 8.1596e-05 | 0.00016956 | 0.000103 | 1.7257e-05 | 1.7257e-05
07/26 22:00:00 | 7 | 26 | 22 | 4966 | WE | 0 | 4.5514e-05 | 4.5514e-05 | 5.8741e-06 | 9.3267e-05 | 2.0697e-12 | 0.00011415 | 0 | 0 | 0.00034305 | 1.2719e-05 | 0 | 4.5514e-05 | 7.0584e-06 | 0.00014889 | 4.482e-06 | 0.00014889 | 0.00011415 | 0.00022925 | 0.00011415 | 0 | 1.6398e-05 | 1.3975e-05 | 0.00010594 | 0.00011899 | 0.00011496 | -2.2383e-05 | -3.4307e-07 | -7.3752e-06 | -7.3752e-06 | 0.00011415 | 0.00011415 | 0.00011415 | 0.00011415 | 0.00011415 | 0.00011415 | 9.0148e-05 | 6.8193e-05 | 5.8822e-05 | 5.4034e-05 | 0.00022929 | 0.00011415 | 0.00011415 | 0.00011415 | 0.00011415 | 2.6738e-07 | 2.591e-05 | 5.3784e-05 | 6.9926e-05 | 0.0001054 | 0.00010421 | 8.8416e-05 | 8.1091e-05 | 0.00017029 | 0.00010269 | 1.353e-05 | 1.353e-05
07/26 23:00:00 | 7 | 26 | 23 | 4967 | WE | 0 | 4.2304e-05 | 4.2304e-05 | 0.00099604 | 0.00014193 | 7.9772e-13 | 0.00011415 | 0 | 0 | 0.00034849 | 0 | 0 | 4.2304e-05 | 0 | 0.00013992 | 0 | 0.00013992 | 0.00011415 | 0.00022925 | 0.00011415 | 0 | 1.6398e-05 | 1.3975e-05 | 0.00013138 | 0.00012072 | 0.00012402 | -2.2846e-05 | 8.4643e-07 | -6.7129e-06 | -6.7129e-06 | 0.00011415 | 0.00011415 | 0.00011415 | 0.00011415 | 0.00011415 | 0.00011415 | 9.0148e-05 | 6.8114e-05 | 5.8122e-05 | 5.3017e-05 | 0.00022929 | 0.00011415 | 0.00011415 | 0.00011415 | 0.00011415 | 2.6738e-07 | 2.5458e-05 | 5.2785e-05 | 6.8609e-05 | 0.00010815 | 0.0001048 | 8.8385e-05 | 8.0772e-05 | 0.00017311 | 0.00010259 | 1.2842e-05 | 1.2842e-05
07/26 24:00:00 | 7 | 26 | 24 | 4968 | WE | 0 | 3.0554e-05 | 3.0554e-05 | 2.9354e-06 | 7.659e-05 | -1.3906e-12 | 0.00011415 | 0 | 0 | 0.00023959 | 0 | 0 | 3.0554e-05 | 0 | 0.00012686 | 0 | 0.00012686 | 0.00011415 | 0.00022925 | 0.00011415 | 0 | 1.6398e-05 | 1.3975e-05 | 0.0001071 | 0.00012184 | 0.00011729 | -1.8277e-05 | 1.2283e-06 | -4.995e-06 | -4.995e-06 | 0.00011415 | 0.00011415 | 0.00011415 | 0.00011415 | 0.00011415 | 0.00011415 | 9.0148e-05 | 6.7729e-05 | 5.9644e-05 | 5.5513e-05 | 0.00022929 | 0.00011415 | 0.00011415 | 0.00011415 | 0.00011415 | 2.6738e-07 | 2.3262e-05 | 5.4025e-05 | 7.184e-05 | 0.00010923 | 0.00010508 | 8.8956e-05 | 8.1478e-05 | 0.00017246 | 0.00010254 | 1.5679e-05 | 1.5679e-05
07/27 01:00:00 | 7 | 27 | 1 | 4969 | WD | 0 | 1.6082e-05 | 1.6082e-05 | -0.00097138 | 0 | 0.00025245 | 0.00011415 | 0 | 0 | 0.00013341 | 0 | 0 | 1.6082e-05 | 0 | 9.19e-05 | 0 | 9.19e-05 | 0.00011415 | 0.00022925 | 0.00011415 | 0 | 6.5591e-05 | 0.0001118 | 0.00010295 | 0.00012213 | 0.00011621 | 7.4784e-06 | 2.6377e-06 | 4.1822e-06 | 4.1822e-06 | 0.00011415 | 0.00011415 | 0.00011415 | 0.00011415 | 0.00011415 | 0.00011415 | 3.6079e-05 | 6.7924e-05 | 5.8637e-05 | 5.3892e-05 | 0.00022929 | 0.00011415 | 0.00011415 | 0.00011415 | 0.00011415 | 1.6195e-07 | 2.437e-05 | 5.3103e-05 | 6.9742e-05 | 8.4655e-05 | 0.00010532 | 9.4822e-05 | 8.9955e-05 | 0.00017942 | 0.0001025 | -3.4913e-05 | -3.4913e-05
07/27 02:00:00 | 7 | 27 | 2 | 4970 | WD | 0 | 2.3016e-05 | 2.3016e-05 | 0.00096917 | 7.4105e-05 | 0.00023244 | 0.00011415 | 0 | 0 | 5.4452e-05 | 0 | 0 | 2.3016e-05 | 0 | 8.5656e-05 | 0 | 8.5656e-05 | 0.00011415 | 0.00022925 | 0.00011415 | 0 | 6.5591e-05 | 0.0001118 | 0.00010325 | 0.0001221 | 0.00011627 | 1.6037e-05 | 3.8552e-06 | 7.7417e-06 | 7.7417e-06 | 0.00011415 | 0.00011415 | 0.00011415 | 0.00011415 | 0.00011415 | 0.00011415 | 3.6084e-05 | 6.819e-05 | 6.0618e-05 | 5.6748e-05 | 0.00022929 | 0.00011415 | 0.00011415 | 0.00011415 | 0.00011415 | 1.7352e-07 | 2.5894e-05 | 5.6002e-05 | 7.3438e-05 | 8.2855e-05 | 0.00010538 | 9.3543e-05 | 8.805e-05 | 0.00017683 | 0.00010245 | -1.7576e-05 | -1.7576e-05
07/27 03:00:00 | 7 | 27 | 3 | 4971 | WD | 0 | 1.4909e-05 | 1.4909e-05 | -0.00096778 | 0 | 0.00022975 | 0.00011415 | 0 | 0 | 2.1781e-05 | 0 | 0 | 1.4909e-05 | 0 | 8.3946e-05 | 0 | 8.3946e-05 | 0.00011415 | 0.00022925 | 0.00011415 | 0 | 6.5591e-05 | 0.0001118 | 0.00010418 | 0.00012208 | 0.00011655 | 1.7591e-05 | 3.5754e-06 | 8.0473e-06 | 8.0473e-06 | 0.00011415 | 0.00011415 | 0.00011415 | 0.00011415 | 0.00011415 | 0.00011415 | 4.5102e-05 | 6.8975e-05 | 6.1912e-05 | 5.8304e-05 | 0.00022929 | 0.00011415 | 0.00011415 | 0.00011415 | 0.00011415 | 2.089e-07 | 3.0373e-05 | 5.892e-05 | 7.5451e-05 | 8.8185e-05 | 0.00010561 | 9.3631e-05 | 8.8072e-05 | 0.00017724 | 0.00010242 | -1.8707e-05 | -1.8707e-05
07/27 04:00:00 | 7 | 27 | 4 | 4972 | WD | 0 | 2.2496e-05 | 2.2496e-05 | 0.00096821 | 7.3995e-05 | 0.00022651 | 0.00011415 | 0 | 0 | 2.1781e-05 | 0 | 0 | 2.2496e-05 | 0 | 8.2211e-05 | 0 | 8.2211e-05 | 0.00011415 | 0.00022925 | 0.00011415 | 0 | 6.5591e-05 | 0.0001118 | 0.00011792 | 0.00012221 | 0.00012088 | 1.8677e-05 | 4.7539e-06 | 9.1962e-06 | 9.1962e-06 | 0.00011415 | 0.00011415 | 0.00011415 | 0.00011415 | 0.00011415 | 0.00011415 | 5.4138e-05 | 7.0282e-05 | 7.6832e-05 | 8.0178e-05 | 0.00022929 | 0.00011415 | 0.00011415 | 0.00011415 | 0.00011415 | 2.9412e-07 | 3.7834e-05 | 7.9583e-05 | 0.00010376 | 9.3899e-05 | 0.00010605 | 9.8581e-05 | 9.5114e-05 | 0.00017734 | 0.00010244 | -1.8175e-05 | -1.8175e-05
07/27 05:00:00 | 7 | 27 | 5 | 4973 | WD | 0 | 1.6103e-05 | 1.6103e-05 | -0.00097045 | 0 | 0.00021796 | 0.00011415 | 0 | 0 | 6.5342e-05 | 0 | -3.0184e-05 | 1.6103e-05 | 0 | 8.1198e-05 | 0 | 8.1198e-05 | 0.00011415 | 0.00017194 | 0.00011415 | 1.9584e-06 | 6.5591e-05 | 0.0001118 | 0.00012002 | 0.00012515 | 0.00012356 | 1.9706e-05 | 2.7182e-06 | 8.1383e-06 | 8.1383e-06 | 0.00011415 | 0.00011415 | 0.00011415 | 0.00011415 | 0.00011415 | 0.00011415 | 9.0278e-05 | 9.2947e-05 | 0.00010218 | 0.0001069 | 0.00019014 | 0.00011415 | 0.00011415 | 0.00011415 | 0.00011415 | 2.592e-06 | 6.35e-05 | 0.00011097 | 0.00013846 | 0.00010922 | 0.00011202 | 0.00010431 | 0.00010074 | 0.00017076 | 0.00010247 | -1.4526e-05 | -1.4526e-05
07/27 06:00:00 | 7 | 27 | 6 | 4974 | WD | 2.9217e-05 | 2.7725e-05 | 2.7725e-05 | 2.2711e-06 | 7.6347e-05 | -1.5577e-12 | 0.00011415 | 0.0002031 | 0.0002031 | 0.00013613 | 0 | -0.001972 | 2.7725e-05 | 0 | 8.7512e-05 | 0 | 8.7512e-05 | 0.00011415 | 0 | 0.00011415 | 2.0851e-05 | 6.5591e-05 | 0.0001126 | 0.00012457 | 0.00013045 | 0.00012863 | 5.1948e-06 | 2.0986e-06 | 3.0865e-06 | 3.0865e-06 | 0.00011415 | 0.00011415 | 0.00011415 | 0.00011416 | 0.00011415 | 0.00011415 | 0.00012651 | 0.0001233 | 0.00013014 | 0.00013363 | 0 | 0.00011415 | 0.00011415 | 0.00011415 | 0.00011415 | 4.2365e-05 | 0.00010171 | 0.00014813 | 0.000175 | 0.00012353 | 0.00011877 | 0.00010381 | 9.6868e-05 | 0.00017296 | 0.00010566 | 4.2711e-05 | 4.2711e-05
07/27 07:00:00 | 7 | 27 | 7 | 4975 | WD | 0.00012688 | 3.7306e-05 | 3.7306e-05 | 0.0010096 | 0.00016023 | 7.5464e-14 | 0.00011415 | 0.00056579 | 0.00056579 | 0.00015247 | 0 | -0.0012812 | 3.7306e-05 | -8.7099e-05 | 9.9871e-05 | 0 | 9.9871e-05 | 0.00011415 | 0 | 0.00011415 | 5.1862e-05 | 6.5591e-05 | 0.0001126 | 0.0001236 | 0.00015119 | 0.00014266 | -3.4729e-08 | 1.5269e-06 | 1.0287e-06 | 1.0287e-06 | 0.00011415 | 0.00011415 | 0.00011415 | 0.00011416 | 0.00011415 | 0.00011415 | 0.00014472 | 0.00014024 | 0.00018893 | 0.00021381 | 0 | 0.00011415 | 0.00011415 | 0.00011415 | 0.00011415 | 0.00012115 | 0.0001567 | 0.00015111 | 0.00014787 | 0.000137 | 0.00013142 | 0.0001279 | 0.00012627 | 0.00017582 | 0.00010492 | 2.97e-05 | 2.97e-05
07/27 08:00:00 | 7 | 27 | 8 | 4976 | WD | 0.0002164 | 3.868e-05 | 3.868e-05 | 1.0559e-05 | 0.00016332 | 4.7973e-13 | 0.00011415 | 0.0008363 | 0.0008363 | 0.00013613 | 0 | -0.00055093 | 3.868e-05 | -5.5742e-05 | 0.00011103 | 0 | 0.00011103 | 0.00011415 | 0 | 0.00011415 | 0.00021464 | 0.00016398 | 0.0001685 | 0.00012737 | 0.00015418 | 0.00014589 | -5.046e-07 | 5.0449e-07 | 1.8254e-07 | 1.8254e-07 | 0.00011415 | 0.00011415 | 0.00011415 | 0.00011416 | 0.00011415 | 0.00011415 | 0.00016278 | 0.00015337 | 0.00019337 | 0.00021381 | 0 | 0.00011415 | 0.00011415 | 0.00011415 | 0.00011415 | 0.00022328 | 0.00021593 | 0.0001767 | 0.00015398 | 0.0001535 | 0.00013684 | 0.00016087 | 0.00017202 | 0.00017945 | 0.00010445 | 2.4217e-05 | 2.4217e-05
07/27 09:00:00 | 7 | 27 | 9 | 4977 | WD | 0.00029504 | 2.7259e-05 | 2.7259e-05 | 1.239e-05 | 8.1905e-05 | 1.5523e-12 | 0.00011415 | 0.00044872 | 0.00044872 | 5.9897e-05 | 0 | -0.00025117 | 2.7259e-05 | -3.6273e-05 | 0.00011108 | 0 | 0.00011108 | 0.00011415 | 0 | 0.00011415 | 0.00047113 | 0.00029516 | 0.0002244 | 0.00013173 | 0.00015686 | 0.00014909 | -3.7344e-07 | 3.8977e-07 | 1.4626e-07 | 1.4626e-07 | 0.00011415 | 0.00011415 | 0.00011415 | 0.00011415 | 0.00011415 | 0.00011415 | 0.0001808 | 0.00015456 | 0.00019377 | 0.00021381 | 0 | 0.00011415 | 0.00011415 | 0.00011415 | 0.00011415 | 0.00034044 | 0.00024645 | 0.0001912 | 0.0001592 | 0.00016807 | 0.00013851 | 0.00016875 | 0.00018278 | 0.000182 | 0.00010169 | 2.5205e-05 | 2.5205e-05
07/27 10:00:00 | 7 | 27 | 10 | 4978 | WD | 0.00037103 | 3.6138e-05 | 3.6138e-05 | 5.7406e-06 | 0.0001626 | 0.00021486 | 0.00011415 | 0.00030594 | 0.00030594 | 4.0839e-05 | -9.0777e-06 | 0 | 3.6138e-05 | -1.2238e-05 | 0.00011156 | 1.3574e-06 | 0.00011156 | 0.00011415 | 0 | 0.00011415 | 0.00047113 | 0.00029516 | 0.0002244 | 0.00013374 | 0.00016072 | 0.00015238 | -1.2977e-07 | 1.5682e-06 | 1.0264e-06 | 1.0264e-06 | 0.00011415 | 0.00011415 | 0.00011415 | 0.00011415 | 0.00011415 | 0.00011415 | 0.0001808 | 0.00015413 | 0.00019363 | 0.00021381 | 0 | 0.00011415 | 0.00011415 | 0.00011415 | 0.00011415 | 0.00042102 | 0.00024653 | 0.00019429 | 0.00016404 | 0.00017263 | 0.00013986 | 0.00016991 | 0.00018384 | 0.00017732 | 0.00010555 | 2.0872e-05 | 2.0872e-05
07/27 11:00:00 | 7 | 27 | 11 | 4979 | WD | 0.00042745 | 3.3498e-05 | 3.3498e-05 | 1.0431e-05 | 0.00014242 | 0.00021991 | 0.00011415 | 0 | 0 | 4.0839e-05 | 0 | 0 | 3.3498e-05 | 0 | 0.00011463 | 0 | 0.00011463 | 0.00011415 | 0 | 0.00011415 | 0.00047113 | 0.00029516 | 0.0002244 | 0.00016008 | 0.00016318 | 0.00016222 | 1.6003e-07 | 2.4413e-06 | 1.7134e-06 | 1.7134e-06 | 0.00011415 | 0.00011415 | 0.00011415 | 0.00011415 | 0.00011415 | 0.00011415 | 0.00018079 | 0.00015348 | 0.00019341 | 0.00021381 | 0 | 0.00011415 | 0.00011415 | 0.00011415 | 0.00011415 | 0.00046691 | 0.00024632 | 0.00019641 | 0.00016751 | 0.00017344 | 0.00014098 | 0.00017312 | 0.00018803 | 0.00017817 | 0.0001181 | 2.3224e-05 | 2.3224e-05
07/27 12:00:00 | 7 | 27 | 12 | 4980 | WD | 0.00045875 | 2.866e-05 | 2.866e-05 | 0.0010043 | 9.6844e-05 | 0.00021998 | 0.00011415 | 0 | 0 | 4.0839e-05 | 0 | 0 | 2.866e-05 | 0 | 0.00011458 | 0 | 0.00011458 | 0.00011415 | 0 | 0.00011415 | 0.00047113 | 0.00029516 | 0.0002244 | 0.00013735 | 0.00016198 | 0.00015437 | -9.8155e-08 | -2.6706e-06 | -1.8498e-06 | -1.8498e-06 | 0.00011415 | 0.00011415 | 0.00011415 | 0.00011415 | 0.00011415 | 0.00011415 | 0.00018078 | 0.0001532 | 0.00019331 | 0.00021381 | 0 | 0.00011415 | 0.00011415 | 0.00011415 | 0.00011415 | 0.00049087 | 0.00024586 | 0.00024025 | 0.00023701 | 0.00017194 | 0.00014071 | 0.00017723 | 0.00019416 | 0.00018676 | 0.00013175 | 2.239e-05 | 2.239e-05
07/27 13:00:00 | 7 | 27 | 13 | 4981 | WD | 0.00045948 | 2.6184e-05 | 2.6184e-05 | 4.2778e-06 | 7.8262e-05 | 0.00021627 | 0.00011415 | 0 | 0 | 4.0839e-05 | 0 | 0 | 2.6184e-05 | 0 | 0.00011115 | 0 | 0.00011115 | 0.00011415 | 0 | 0.00011415 | 0.00047113 | 0.00029516 | 0.0002244 | 0.00013907 | 0.00016637 | 0.00015794 | 2.9459e-07 | -1.4189e-06 | -8.7219e-07 | -8.7219e-07 | 0.00011415 | 0.00011415 | 0.00011415 | 0.00011415 | 0.00011415 | 0.00011415 | 0.00018074 | 0.00015279 | 0.00019317 | 0.00021381 | 0 | 0.00011415 | 0.00011415 | 0.00011415 | 0.00011415 | 0.00049713 | 0.00024525 | 0.00024033 | 0.00023747 | 0.00017233 | 0.00014259 | 0.00017703 | 0.00019301 | 0.00018699 | 0.00015637 | 2.1818e-05 | 2.1818e-05
07/27 14:00:00 | 7 | 27 | 14 | 4982 | WD | 0.00042978 | 2.6035e-05 | 2.6035e-05 | 4.2139e-06 | 7.7747e-05 | 0.00022375 | 0.00011415 | 0 | 0 | 4.0839e-05 | 0 | 0 | 2.6035e-05 | 0 | 0.00011051 | 0 | 0.00011051 | 0.00011415 | 0 | 0.00011415 | 0.00047113 | 0.00029516 | 0.0002244 | 0.00013994 | 0.00016762 | 0.00015907 | 2.3064e-07 | -5.5967e-07 | -3.0752e-07 | -3.0752e-07 | 0.00011415 | 0.00011415 | 0.00011415 | 0.00011415 | 0.00011415 | 0.00011415 | 0.00018064 | 0.00015218 | 0.00019297 | 0.00021381 | 0 | 0.00011415 | 0.00011415 | 0.00011415 | 0.00011415 | 0.00048493 | 0.00024314 | 0.00023884 | 0.00023635 | 0.00017486 | 0.00014315 | 0.00017606 | 0.00019133 | 0.00017409 | 0.00017523 | 1.8301e-05 | 1.8301e-05
07/27 15:00:00 | 7 | 27 | 15 | 4983 | WD | 0.00037287 | 2.5836e-05 | 2.5836e-05 | 3.8137e-06 | 7.7191e-05 | 0.00023635 | 0.00011415 | 0 | 0 | 4.0839e-05 | 0 | 0 | 2.5836e-05 | 0 | 0.00010956 | 0 | 0.00010956 | 0.00011415 | 0 | 0.00011415 | 0.00047113 | 0.00029516 | 0.0002244 | 0.00013803 | 0.00016446 | 0.00015629 | 8.8604e-07 | -2.1811e-07 | 1.3417e-07 | 1.3417e-07 | 0.00011415 | 0.00011415 | 0.00011415 | 0.00011415 | 0.00011415 | 0.00011415 | 0.00016254 | 0.00015069 | 0.00019246 | 0.00021381 | 0 | 0.00011415 | 0.00011415 | 0.00011415 | 0.00011415 | 0.00040405 | 0.00023592 | 0.00019173 | 0.00016615 | 0.00016477 | 0.00014198 | 0.00017671 | 0.00019282 | 0.00016749 | 0.00019474 | 2.1045e-05 | 2.1045e-05
07/27 16:00:00 | 7 | 27 | 16 | 4984 | WD | 0.00029448 | 2.7131e-05 | 2.7131e-05 | 4.121e-06 | 7.7143e-05 | 0.00024949 | 0.00011415 | 0 | 0 | 4.0839e-05 | 0 | 0 | 2.7131e-05 | 0 | 0.00011092 | 0 | 0.00011092 | 0.00011415 | 0 | 0.00011415 | 0.00047113 | 0.00029516 | 0.0002244 | 0.00013095 | 0.00016517 | 0.00015459 | 5.5933e-07 | -3.9808e-08 | 1.5135e-07 | 1.5135e-07 | 0.00011415 | 0.00011415 | 0.00011415 | 0.00011415 | 0.00011415 | 0.00011415 | 0.00014445 | 0.00014413 | 0.00015206 | 0.00015611 | 0 | 0.00011415 | 0.00011415 | 0.00011415 | 0.00011415 | 0.00030222 | 0.00021408 | 0.00015334 | 0.00011817 | 0.0001545 | 0.00014055 | 0.00016734 | 0.00017976 | 0.0001701 | 0.0002038 | 1.7553e-05 | 1.7553e-05
07/27 17:00:00 | 7 | 27 | 17 | 4985 | WD | 0.00021736 | 3.9737e-05 | 3.9737e-05 | 4.9636e-06 | 0.00015516 | -2.0051e-12 | 0.00011415 | 0.0010709 | 0.0010709 | 4.0839e-05 | 0 | 0 | 3.9737e-05 | 0 | 0.00012 | 0 | 0.00012 | 0.00011415 | 0 | 0.00011415 | 0.00044171 | 0.00029516 | 0.0002244 | 0.00012992 | 0.00016292 | 0.00015272 | 4.1697e-07 | -1.2377e-07 | 4.8757e-08 | 4.8757e-08 | 0.00011415 | 0.00011415 | 0.00011415 | 0.00011415 | 0.00011415 | 0.00011415 | 0.00012638 | 0.00013924 | 0.00012923 | 0.00012411 | 0 | 0.00011415 | 0.00011415 | 0.00011415 | 0.00011415 | 0.00020711 | 0.00018785 | 0.00012653 | 9.1021e-05 | 0.00014493 | 0.00013791 | 0.0001569 | 0.00016571 | 0.00017622 | 0.00018605 | 1.7222e-05 | 1.7222e-05
07/27 18:00:00 | 7 | 27 | 18 | 4986 | WD | 0.00013596 | 3.5883e-05 | 3.5883e-05 | 1.2599e-05 | 7.8497e-05 | -7.5459e-13 | 0.00011415 | 0.0010169 | 0.0010169 | 7.0788e-05 | 0 | 0 | 3.5883e-05 | 0 | 0.00013406 | 0 | 0.00013406 | 0.00011415 | 0 | 0.00011415 | 6.6923e-05 | 6.5591e-05 | 0.0001126 | 0.00012968 | 0.00016045 | 0.00015094 | 3.1048e-07 | 2.0491e-08 | 1.1301e-07 | 1.1301e-07 | 0.00011415 | 0.00011415 | 0.00011415 | 0.00011415 | 0.00011415 | 0.00011415 | 0.00012633 | 0.00012817 | 0.00011248 | 0.00010446 | 0 | 0.00011415 | 0.00011415 | 0.00011415 | 0.00011415 | 0.00014055 | 0.00013874 | 9.7641e-05 | 7.3844e-05 | 0.00014454 | 0.00013302 | 0.0001268 | 0.00012391 | 0.00016791 | 0.00016793 | 1.7275e-05 | 1.7275e-05
07/27 19:00:00 | 7 | 27 | 19 | 4987 | WD | 4.6008e-05 | 4.1698e-05 | 4.1698e-05 | 7.3928e-06 | 7.9538e-05 | -3.8268e-13 | 0.00011415 | 0.00067624 | 0.00067624 | 0.00015247 | 0 | 0 | 4.1698e-05 | 0 | 0.00014271 | 0 | 0.00014271 | 0.00011415 | 0 | 0.00011415 | 3.3059e-05 | 6.5591e-05 | 0.0001126 | 0.00014221 | 0.0001619 | 0.00015581 | 3.1688e-07 | 1.3297e-07 | 1.9165e-07 | 1.9165e-07 | 0.00011415 | 0.00011415 | 0.00011415 | 0.00011415 | 0.00011415 | 0.00011415 | 0.00010828 | 0.00011981 | 0.00010075 | 9.1006e-05 | 0 | 0.00011415 | 0.00011415 | 0.00011415 | 0.00011415 | 6.1601e-05 | 9.3104e-05 | 7.3186e-05 | 6.1651e-05 | 0.00013667 | 0.00013056 | 0.00012115 | 0.00011678 | 0.00016637 | 0.0001485 | 1.7079e-05 | 1.7079e-05
07/27 20:00:00 | 7 | 27 | 20 | 4988 | WD | 0 | 5.2835e-05 | 5.2835e-05 | 0.001011 | 0.00015949 | -2.8565e-13 | 0.00011415 | 7.3377e-05 | 7.3377e-05 | 0.00021236 | 0 | 0 | 5.2835e-05 | 0 | 0.00014653 | 0 | 0.00014653 | 0.00011415 | 0.00011463 | 0.00011415 | 2.9893e-06 | 6.5591e-05 | 0.0001126 | 0.00013751 | 0.00015636 | 0.00015054 | 2.7537e-07 | 8.8427e-07 | 6.9e-07 | 6.9e-07 | 0.00011415 | 0.00011415 | 0.00011415 | 0.00011415 | 0.00011415 | 0.00011415 | 0.00010824 | 0.00010464 | 8.5969e-05 | 7.6429e-05 | 7.8299e-05 | 0.00011415 | 0.00011415 | 0.00011415 | 0.00011415 | 7.5235e-06 | 6.1126e-05 | 8.5205e-05 | 9.9148e-05 | 0.00013364 | 0.00012703 | 0.00011211 | 0.00010519 | 0.00017057 | 0.00011796 | 1.7034e-05 | 1.7034e-05
07/27 21:00:00 | 7 | 27 | 21 | 4989 | WD | 0 | 4.468e-05 | 4.468e-05 | 6.7615e-06 | 7.9147e-05 | 0 | 0.00011415 | 0 | 0 | 0.00028587 | 0 | 0 | 4.468e-05 | 0 | 0.00014762 | 0 | 0.00014762 | 0.00011415 | 0.00022925 | 0.00011415 | 0 | 6.5591e-05 | 0.0001126 | 0.00012633 | 0.00013172 | 0.00013006 | 5.7051e-07 | 1.264e-08 | 1.9063e-07 | 1.9063e-07 | 0.00011415 | 0.00011415 | 0.00011415 | 0.00011415 | 0.00011415 | 0.00011415 | 0.00010818 | 9.2279e-05 | 7.4921e-05 | 6.6052e-05 | 0.00022929 | 0.00011415 | 0.00011415 | 0.00011415 | 0.00011415 | 3.2016e-07 | 4.5412e-05 | 7.0785e-05 | 8.5478e-05 | 0.00013091 | 0.00011642 | 0.00011045 | 0.00010768 | 0.00018078 | 0.00010313 | 1.3539e-05 | 1.3539e-05
07/27 22:00:00 | 7 | 27 | 22 | 4990 | WD | 0 | 4.0075e-05 | 4.0075e-05 | 1.1167e-05 | 7.8386e-05 | 2.0698e-12 | 0.00011415 | 0 | 0 | 0.00034305 | 0 | 0 | 4.0075e-05 | 0 | 0.00014405 | 0 | 0.00014405 | 0.00011415 | 0.00022925 | 0.00011415 | 0 | 6.5591e-05 | 0.0001118 | 0.00011525 | 0.0001271 | 0.00012344 | 2.9584e-06 | 7.2285e-07 | 1.4361e-06 | 1.4361e-06 | 0.00011415 | 0.00011415 | 0.00011415 | 0.00011415 | 0.00011415 | 0.00011415 | 0.00010814 | 6.9436e-05 | 6.3877e-05 | 6.1037e-05 | 0.00022929 | 0.00011415 | 0.00011415 | 0.00011415 | 0.00011415 | 2.0797e-07 | 3.3003e-05 | 6.2124e-05 | 7.8988e-05 | 0.00012899 | 0.00010752 | 0.00010223 | 9.9781e-05 | 0.0001835 | 0.00010332 | -3.0676e-05 | -3.0676e-05
07/27 23:00:00 | 7 | 27 | 23 | 4991 | WD | 0 | 3.7956e-05 | 3.7956e-05 | 4.0352e-06 | 0.00010617 | 7.9772e-13 | 0.00011415 | 0 | 0 | 0.00034849 | 0 | 0 | 3.7956e-05 | 0 | 0.00013614 | 0 | 0.00013614 | 0.00011415 | 0.00022925 | 0.00011415 | 0 | 6.5591e-05 | 0.0001118 | 0.00013885 | 0.00012763 | 0.0001311 | 5.2558e-06 | 7.8049e-07 | 2.2084e-06 | 2.2084e-06 | 0.00011415 | 0.00011415 | 0.00011415 | 0.00011415 | 0.00011415 | 0.00011415 | 9.9118e-05 | 6.8344e-05 | 6.1493e-05 | 5.7992e-05 | 0.00022929 | 0.00011415 | 0.00011415 | 0.00011415 | 0.00011415 | 1.729e-07 | 2.6771e-05 | 5.7344e-05 | 7.5048e-05 | 0.00012482 | 0.00010738 | 0.00010116 | 9.8269e-05 | 0.00017979 | 0.00010332 | -2.7538e-05 | -2.7538e-05
07/27 24:00:00 | 7 | 27 | 24 | 4992 | WD | 0 | 2.7363e-05 | 2.7363e-05 | 0.00097986 | 4.7141e-05 | -1.3906e-12 | 0.00011415 | 0 | 0 | 0.00023959 | 0 | 0 | 2.7363e-05 | 0 | 0.00012638 | 0 | 0.00012638 | 0.00011415 | 0.00022925 | 0.00011415 | 0 | 6.5591e-05 | 0.0001118 | 0.00010875 | 0.00012777 | 0.00012189 | 6.7415e-06 | 6.1534e-07 | 2.5699e-06 | 2.5699e-06 | 0.00011415 | 0.00011415 | 0.00011415 | 0.00011415 | 0.00011415 | 0.00011415 | 4.5083e-05 | 6.8027e-05 | 5.8924e-05 | 5.4272e-05 | 0.00022929 | 0.00011415 | 0.00011415 | 0.00011415 | 0.00011415 | 1.5915e-07 | 2.496e-05 | 5.3631e-05 | 7.0234e-05 | 0.00010042 | 0.00010733 | 9.4176e-05 | 8.8073e-05 | 0.00017702 | 0.00010332 | -2.1127e-05 | -2.1127e-05
07/28 01:00:00 | 7 | 28 | 1 | 4993 | WD | 0 | 2.3973e-05 | 2.3973e-05 | -0.00096998 | 7.4446e-05 | 0.00025245 | 0.00011415 | 0 | 0 | 0.00013341 | 0 | 0 | 2.3973e-05 | 0 | 9.19e-05 | 0 | 9.19e-05 | 0.00011415 | 0.00022925 | 0.00011415 | 0 | 6.5591e-05 | 0.0001118 | 0.0001079 | 0.00012799 | 0.00012178 | 8.1329e-06 | 4.9125e-07 | 2.9294e-06 | 2.9294e-06 | 0.00011415 | 0.00011415 | 0.00011415 | 0.00011415 | 0.00011415 | 0.00011415 | 3.6079e-05 | 6.7924e-05 | 5.8637e-05 | 5.3892e-05 | 0.00022929 | 0.00011415 | 0.00011415 | 0.00011415 | 0.00011415 | 1.6195e-07 | 2.437e-05 | 5.3103e-05 | 6.9742e-05 | 9.4941e-05 | 0.00010738 | 9.3816e-05 | 8.7524e-05 | 0.00017615 | 0.00010332 | -1.5766e-05 | -1.5766e-05
07/28 02:00:00 | 7 | 28 | 2 | 4994 | WD | 0 | 1.5162e-05 | 1.5162e-05 | 0.00096764 | 0 | 0.00023244 | 0.00011415 | 0 | 0 | 5.4452e-05 | 0 | 0 | 1.5162e-05 | 0 | 8.5656e-05 | 0 | 8.5656e-05 | 0.00011415 | 0.00022925 | 0.00011415 | 0 | 6.5591e-05 | 0.0001118 | 0.00010723 | 0.00012726 | 0.00012107 | 9.9383e-06 | 2.6967e-07 | 3.3545e-06 | 3.3545e-06 | 0.00011415 | 0.00011415 | 0.00011415 | 0.00011415 | 0.00011415 | 0.00011415 | 3.6084e-05 | 6.819e-05 | 6.0618e-05 | 5.6748e-05 | 0.00022929 | 0.00011415 | 0.00011415 | 0.00011415 | 0.00011415 | 1.7352e-07 | 2.5894e-05 | 5.6002e-05 | 7.3438e-05 | 9.1448e-05 | 0.0001072 | 9.4081e-05 | 8.7995e-05 | 0.00018262 | 0.00010332 | -1.7047e-05 | -1.7047e-05
07/28 03:00:00 | 7 | 28 | 3 | 4995 | WD | 0 | 2.2728e-05 | 2.2728e-05 | -0.00096647 | 7.3768e-05 | 0.00022975 | 0.00011415 | 0 | 0 | 2.1781e-05 | 0 | 0 | 2.2728e-05 | 0 | 8.3946e-05 | 0 | 8.3946e-05 | 0.00011415 | 0.00022925 | 0.00011415 | 0 | 6.5591e-05 | 0.0001118 | 0.00010804 | 0.00012722 | 0.00012129 | 1.2126e-05 | 1.8195e-07 | 3.9929e-06 | 3.9929e-06 | 0.00011415 | 0.00011415 | 0.00011415 | 0.00011415 | 0.00011415 | 0.00011415 | 4.5102e-05 | 6.8975e-05 | 6.1912e-05 | 5.8304e-05 | 0.00022929 | 0.00011415 | 0.00011415 | 0.00011415 | 0.00011415 | 2.089e-07 | 3.0373e-05 | 5.892e-05 | 7.5451e-05 | 9.6818e-05 | 0.00010743 | 9.4348e-05 | 8.8282e-05 | 0.0001842 | 0.00010332 | -1.2987e-05 | -1.2987e-05
07/28 04:00:00 | 7 | 28 | 4 | 4996 | WD | 0 | 1.4654e-05 | 1.4654e-05 | 0.0009672 | 0 | 0.00022651 | 0.00011415 | 0 | 0 | 2.1781e-05 | 0 | 0 | 1.4654e-05 | 0 | 8.2211e-05 | 0 | 8.2211e-05 | 0.00011415 | 0.00022925 | 0.00011415 | 0 | 6.5591e-05 | 0.0001118 | 0.00017487 | 0.00012669 | 0.00014158 | 1.2036e-05 | 1.8474e-07 | 3.966e-06 | 3.966e-06 | 0.00011415 | 0.00011415 | 0.00011415 | 0.00011415 | 0.00011415 | 0.00011415 | 5.4138e-05 | 7.0282e-05 | 7.6832e-05 | 8.0178e-05 | 0.00022929 | 0.00011415 | 0.00011415 | 0.00011415 | 0.00011415 | 2.9412e-07 | 3.7834e-05 | 7.9583e-05 | 0.00010376 | 0.00010382 | 0.00010763 | 9.9501e-05 | 9.5729e-05 | 0.0001801 | 0.00010332 | -1.7604e-05 | -1.7604e-05
07/28 05:00:00 | 7 | 28 | 5 | 4997 | WD | 0 | 2.3976e-05 | 2.3976e-05 | -0.00096931 | 7.4281e-05 | 0.00021796 | 0.00011415 | 0 | 0 | 6.5342e-05 | 0 | 0 | 2.3976e-05 | 0 | 8.1198e-05 | 0 | 8.1198e-05 | 0.00011415 | 0.00017194 | 0.00011415 | 1.9532e-06 | 6.5591e-05 | 0.0001118 | 0.00016672 | 0.00012951 | 0.00014101 | 1.767e-05 | 1.5657e-07 | 5.7443e-06 | 5.7443e-06 | 0.00011415 | 0.00011415 | 0.00011415 | 0.00011415 | 0.00011415 | 0.00011415 | 9.0278e-05 | 9.2947e-05 | 0.00010218 | 0.0001069 | 0.00019014 | 0.00011415 | 0.00011415 | 0.00011415 | 0.00011415 | 2.5929e-06 | 6.35e-05 | 0.00011097 | 0.00013846 | 0.00011992 | 0.00011356 | 0.00010526 | 0.0001014 | 0.0001787 | 0.00010332 | -1.5374e-05 | -1.5374e-05
07/28 06:00:00 | 7 | 28 | 6 | 4998 | WD | 2.8488e-05 | 2.7705e-05 | 2.7705e-05 | 2.1782e-06 | 7.6163e-05 | -1.5577e-12 | 0.00011415 | 0.00020303 | 0.00020303 | 0.00013613 | 0 | 0 | 2.7705e-05 | 0 | 8.7512e-05 | 0 | 8.7512e-05 | 0.00011415 | 0 | 0.00011415 | 2.0843e-05 | 6.5591e-05 | 0.0001126 | 0.00014913 | 0.00013551 | 0.00013972 | 7.1723e-06 | 1.1181e-07 | 2.3645e-06 | 2.3645e-06 | 0.00011415 | 0.00011415 | 0.00011415 | 0.00011416 | 0.00011415 | 0.00011415 | 0.00012651 | 0.0001233 | 0.00013014 | 0.00013363 | 0 | 0.00011415 | 0.00011415 | 0.00011415 | 0.00011415 | 4.2386e-05 | 0.00010173 | 0.00014813 | 0.000175 | 0.00012993 | 0.00012077 | 0.00010632 | 9.9608e-05 | 0.00017582 | 0.00010263 | 4.3493e-05 | 4.3493e-05
07/28 07:00:00 | 7 | 28 | 7 | 4999 | WD | 0.00012351 | 2.8793e-05 | 2.8793e-05 | 0.0010096 | 7.9913e-05 | 7.5464e-14 | 0.00011415 | 0.00056289 | 0.00056289 | 0.00015247 | 0 | 0 | 2.8793e-05 | 0 | 9.9871e-05 | 0 | 9.9871e-05 | 0.00011415 | 0 | 0.00011415 | 5.1596e-05 | 6.5591e-05 | 0.0001126 | 0.00012606 | 0.00015553 | 0.00014642 | 2.448e-06 | -1.1293e-06 | 1.2051e-08 | 1.2051e-08 | 0.00011415 | 0.00011415 | 0.00011415 | 0.00011415 | 0.00011415 | 0.00011415 | 0.00014472 | 0.00014024 | 0.00018893 | 0.00021381 | 0 | 0.00011415 | 0.00011415 | 0.00011415 | 0.00011415 | 0.00012061 | 0.00015641 | 0.00015097 | 0.00014782 | 0.00014018 | 0.00013287 | 0.00013046 | 0.00012935 | 0.00018003 | 0.00010252 | -0.00010115 | -0.00010115
07/28 08:00:00 | 7 | 28 | 8 | 5000 | WD | 0.00020849 | 3.8637e-05 | 3.8637e-05 | 1.3506e-05 | 0.00016292 | 4.7973e-13 | 0.00011415 | 0.00082528 | 0.00082528 | 0.00013613 | 0 | 0 | 3.8637e-05 | 0 | 0.00011103 | 0 | 0.00011103 | 0.00011415 | 0 | 0.00011415 | 0.00021181 | 0.00016398 | 0.0001685 | 0.00013058 | 0.00015913 | 0.00015031 | 1.9429e-06 | 1.5662e-07 | 7.2654e-07 | 7.2654e-07 | 0.00011415 | 0.00011415 | 0.00011415 | 0.00011415 | 0.00011415 | 0.00011415 | 0.00016278 | 0.00015337 | 0.00019337 | 0.00021381 | 0 | 0.00011415 | 0.00011415 | 0.00011415 | 0.00011415 | 0.00022029 | 0.00021458 | 0.00017607 | 0.00015377 | 0.000159 | 0.00013861 | 0.00016462 | 0.00017668 | 0.00018208 | 0.00010279 | -0.00010432 | -0.00010432
07/28 09:00:00 | 7 | 28 | 9 | 5001 | WD | 0.00028677 | 3.5895e-05 | 3.5895e-05 | -0.0010002 | 0.00016338 | 1.5523e-12 | 0.00011415 | 0.00044872 | 0.00044872 | 5.9897e-05 | 0 | 0 | 3.5895e-05 | 0 | 0.00011108 | 0 | 0.00011108 | 0.00011415 | 0 | 0.00011415 | 0.00047113 | 0.00029516 | 0.0002244 | 0.00013631 | 0.000164 | 0.00015544 | 2.8639e-06 | 1.8422e-06 | 2.1682e-06 | 2.1682e-06 | 0.00011415 | 0.00011415 | 0.00011415 | 0.00011415 | 0.00011415 | 0.00011415 | 0.0001808 | 0.00015456 | 0.00019377 | 0.00021381 | 0 | 0.00011415 | 0.00011415 | 0.00011415 | 0.00011415 | 0.00034007 | 0.00024645 | 0.00019118 | 0.00015917 | 0.0001745 | 0.00014166 | 0.00017389 | 0.00018883 | 0.00016847 | 0.00011859 | -0.00010257 | -0.00010257
07/28 10:00:00 | 7 | 28 | 10 | 5002 | WD | 0.00036237 | 2.6543e-05 | 2.6543e-05 | 0.001018 | 8.1074e-05 | 0.00021486 | 0.00011415 | 0.00030594 | 0.00030594 | 4.0839e-05 | 0 | 0 | 2.6543e-05 | 0 | 0.00011156 | 0 | 0.00011156 | 0.00011415 | 0 | 0.00011415 | 0.00047113 | 0.00029516 | 0.0002244 | 0.00013889 | 0.00016773 | 0.00015882 | 2.8991e-06 | 2.952e-06 | 2.9352e-06 | 2.9352e-06 | 0.00011415 | 0.00011415 | 0.00011415 | 0.00011415 | 0.00011415 | 0.00011415 | 0.0001808 | 0.00015413 | 0.00019363 | 0.00021381 | 0 | 0.00011415 | 0.00011415 | 0.00011415 | 0.00011415 | 0.00042096 | 0.00024653 | 0.00019429 | 0.00016403 | 0.0001791 | 0.00014339 | 0.00017522 | 0.00018998 | 0.00016315 | 0.00014699 | -0.00010681 | -0.00010681
07/28 11:00:00 | 7 | 28 | 11 | 5003 | WD | 0.00041617 | 3.5359e-05 | 3.5359e-05 | 1.3026e-05 | 0.00015998 | 0.00021991 | 0.00011415 | 0 | 0 | 4.0839e-05 | 0 | 0 | 3.5359e-05 | 0 | 0.00011463 | 0 | 0.00011463 | 0.00011415 | 0 | 0.00011415 | 0.00047113 | 0.00029516 | 0.0002244 | 0.00016519 | 0.00017098 | 0.00016919 | 2.0854e-06 | -4.0068e-07 | 3.925e-07 | 3.925e-07 | 0.00011415 | 0.00011415 | 0.00011415 | 0.00011415 | 0.00011415 | 0.00011415 | 0.00018079 | 0.00015348 | 0.00019341 | 0.00021381 | 0 | 0.00011415 | 0.00011415 | 0.00011415 | 0.00011415 | 0.0004667 | 0.00024632 | 0.0001964 | 0.00016749 | 0.00018152 | 0.00014547 | 0.00017939 | 0.00019512 | 0.00016552 | 0.0001959 | -0.00010436 | -0.00010436
07/28 12:00:00 | 7 | 28 | 12 | 5004 | WD | 0.00044856 | 2.6759e-05 | 2.6759e-05 | 5.8563e-06 | 7.8908e-05 | 0.00021998 | 0.00011415 | 0 | 0 | 4.0839e-05 | 0 | 0 | 2.6759e-05 | 0 | 0.00011458 | 0 | 0.00011458 | 0.00011415 | 0 | 0.00011415 | 0.00047113 | 0.00029516 | 0.0002244 | 0.00014207 | 0.0001705 | 0.00016171 | 5.9537e-07 | -1.3361e-06 | -7.1986e-07 | -7.1986e-07 | 0.00011415 | 0.00011415 | 0.00011415 | 0.00011415 | 0.00011415 | 0.00011415 | 0.00018078 | 0.0001532 | 0.00019331 | 0.00021381 | 0 | 0.00011415 | 0.00011415 | 0.00011415 | 0.00011415 | 0.00049057 | 0.00024586 | 0.00024024 | 0.00023698 | 0.00018089 | 0.00014561 | 0.00018403 | 0.00020185 | 0.00016728 | 0.00021936 | -0.00010545 | -0.00010545
07/28 13:00:00 | 7 | 28 | 13 | 5005 | WD | 0.00045007 | 2.9029e-05 | 2.9029e-05 | 0.00030253 | 0.0001051 | 0.00021627 | 0.00011415 | 0 | 0 | 4.0839e-05 | 0 | 0 | 2.9029e-05 | 0 | 0.00011115 | 0 | 0.00011115 | 0.00011415 | 0 | 0.00011415 | 0.00047113 | 0.00029516 | 0.0002244 | 0.00014253 | 0.00017528 | 0.00016516 | 6.0052e-07 | -9.7648e-07 | -4.7333e-07 | -4.7333e-07 | 0.00011415 | 0.00011415 | 0.00011415 | 0.00011415 | 0.00011415 | 0.00011415 | 0.00018074 | 0.00015279 | 0.00019317 | 0.00021381 | 0 | 0.00011415 | 0.00011415 | 0.00011415 | 0.00011415 | 0.00049682 | 0.00024525 | 0.00024031 | 0.00023744 | 0.0001807 | 0.00014785 | 0.00018383 | 0.00020051 | 0.00016038 | 0.00023666 | -0.00010638 | -0.00010638
07/28 14:00:00 | 7 | 28 | 14 | 5006 | WD | 0.00042079 | 3.1381e-05 | 3.1381e-05 | 0.0006994 | 0.00012819 | 0.00022375 | 0.00011415 | 0 | 0 | 4.0839e-05 | 0 | 0 | 3.1381e-05 | 0 | 0.00011051 | 0 | 0.00011051 | 0.00011415 | 0 | 0.00011415 | 0.00047113 | 0.00029516 | 0.0002244 | 0.00014304 | 0.00017649 | 0.00016615 | 5.6876e-07 | -2.9928e-07 | -2.233e-08 | -2.233e-08 | 0.00011415 | 0.00011415 | 0.00011415 | 0.00011415 | 0.00011415 | 0.00011415 | 0.00018064 | 0.00015218 | 0.00019297 | 0.00021381 | 0 | 0.00011415 | 0.00011415 | 0.00011415 | 0.00011415 | 0.00048423 | 0.00024314 | 0.0002388 | 0.00023629 | 0.00018283 | 0.00014885 | 0.00018286 | 0.00019864 | 0.00015495 | 0.0002523 | -0.00010774 | -0.00010774
07/28 15:00:00 | 7 | 28 | 15 | 5007 | WD | 0.00036215 | 2.7486e-05 | 2.7486e-05 | 4.9615e-06 | 7.6963e-05 | 0.00023635 | 0.00011415 | 0 | 0 | 4.0839e-05 | 2.9773e-05 | 0 | 2.7486e-05 | 0 | 0.00010956 | 2.3841e-06 | 0.00010956 | 0.00011415 | 0 | 0.00011415 | 0.00047113 | 0.00029516 | 0.0002244 | 0.00014183 | 0.0001726 | 0.00016309 | 5.4611e-07 | 8.9762e-08 | 2.3536e-07 | 2.3536e-07 | 0.00011415 | 0.00011415 | 0.00011415 | 0.00011415 | 0.00011415 | 0.00011415 | 0.00016254 | 0.00015069 | 0.00019246 | 0.00021381 | 0 | 0.00011415 | 0.00011415 | 0.00011415 | 0.00011415 | 0.00040124 | 0.00023592 | 0.0001916 | 0.00016594 | 0.00017443 | 0.00014805 | 0.00018355 | 0.00020002 | 0.00014171 | 0.00027366 | -0.00010801 | -0.00010801
07/28 16:00:00 | 7 | 28 | 16 | 5008 | WD | 0.0002913 | 3.1162e-05 | 3.1162e-05 | 5.3034e-06 | 7.6942e-05 | 0.00024949 | 0.00011415 | 0 | 0 | 4.0839e-05 | 7.2024e-05 | 0 | 3.1162e-05 | 0 | 0.00011092 | 5.7674e-06 | 0.00011092 | 0.00011415 | 0 | 0.00011415 | 0.00047113 | 0.00029516 | 0.0002244 | 0.00013966 | 0.00017254 | 0.00016238 | 4.9813e-07 | 1.465e-07 | 2.5869e-07 | 2.5869e-07 | 0.00011415 | 0.00011415 | 0.00011415 | 0.00011415 | 0.00011415 | 0.00011415 | 0.00014445 | 0.00014413 | 0.00015206 | 0.00015611 | 0 | 0.00011415 | 0.00011415 | 0.00011415 | 0.00011415 | 0.0003014 | 0.00021408 | 0.00015331 | 0.00011812 | 0.00016835 | 0.00014579 | 0.00017349 | 0.00018634 | 0.00014792 | 0.00026483 | -0.00010501 | -0.00010501
07/28 17:00:00 | 7 | 28 | 17 | 5009 | WD | 0.00021607 | 3.5397e-05 | 3.5397e-05 | 6.1246e-06 | 7.7454e-05 | -2.0051e-12 | 0.00011415 | 0.0010669 | 0.0010669 | 4.0839e-05 | -5.8965e-05 | 0 | 3.5397e-05 | 0 | 0.00012 | 5.5457e-06 | 0.00012 | 0.00011415 | 0 | 0.00011415 | 0.00044006 | 0.00029516 | 0.0002244 | 0.00013666 | 0.00017165 | 0.00016084 | 1.7929e-05 | -7.8391e-07 | 5.1867e-06 | 5.1867e-06 | 0.00011415 | 0.00011415 | 0.00011415 | 0.00011415 | 0.00011415 | 0.00011415 | 0.00012638 | 0.00013924 | 0.00012923 | 0.00012411 | 0 | 0.00011415 | 0.00011415 | 0.00011415 | 0.00011415 | 0.0002063 | 0.00018744 | 0.00012635 | 9.0978e-05 | 0.00015122 | 0.00014229 | 0.00016119 | 0.00016996 | 0.00017053 | 0.00022024 | -0.00011198 | -0.00011198
07/28 18:00:00 | 7 | 28 | 18 | 5010 | WD | 0.00013208 | 4.0572e-05 | 4.0572e-05 | 7.6026e-06 | 7.843e-05 | -7.5459e-13 | 0.00011415 | 0.00099645 | 0.00099645 | 7.0788e-05 | -2.5029e-05 | 0 | 4.0572e-05 | 0 | 0.00013406 | 6.6856e-06 | 0.00013406 | 0.00011415 | 0 | 0.00011415 | 6.5575e-05 | 6.5591e-05 | 0.0001126 | 0.00013062 | 0.00016428 | 0.00015388 | 2.8623e-06 | -1.4654e-06 | -8.4624e-08 | -8.4624e-08 | 0.00011415 | 0.00011415 | 0.00011415 | 0.00011415 | 0.00011415 | 0.00011415 | 0.00012633 | 0.00012817 | 0.00011248 | 0.00010446 | 0 | 0.00011415 | 0.00011415 | 0.00011415 | 0.00011415 | 0.00013783 | 0.00013733 | 9.7048e-05 | 7.3721e-05 | 0.0001432 | 0.00013495 | 0.00012848 | 0.00012547 | 0.00017159 | 0.00017974 | 1.8334e-05 | 1.8334e-05
07/28 19:00:00 | 7 | 28 | 19 | 5011 | WD | 4.3606e-05 | 5.2862e-05 | 5.2862e-05 | 0.0010108 | 0.00013843 | -3.8268e-13 | 0.00011415 | 0.00065288 | 0.00065288 | 0.00015247 | -9.9631e-06 | 0 | 5.2862e-05 | 0 | 0.00014271 | 7.0069e-06 | 0.00014271 | 0.00011415 | 0 | 0.00011415 | 3.1917e-05 | 6.5591e-05 | 0.0001126 | 0.00012683 | 0.00015748 | 0.00014801 | 2.2561e-06 | -6.0052e-07 | 3.1089e-07 | 3.1089e-07 | 0.00011415 | 0.00011415 | 0.00011415 | 0.00011415 | 0.00011415 | 0.00011415 | 0.00010828 | 0.00011981 | 0.00010075 | 9.1006e-05 | 0 | 0.00011415 | 0.00011415 | 0.00011415 | 0.00011415 | 5.9491e-05 | 9.2026e-05 | 7.2728e-05 | 6.1553e-05 | 0.00012988 | 0.00012895 | 0.00012018 | 0.00011611 | 0.00018451 | 0.00014403 | 1.7841e-05 | 1.7841e-05
07/28 20:00:00 | 7 | 28 | 20 | 5012 | WD | 0 | 5.0163e-05 | 5.0163e-05 | 9.1803e-06 | 0.00010027 | -2.8565e-13 | 0.00011415 | 6.9505e-05 | 6.9505e-05 | 0.00021236 | -6.1927e-06 | 0 | 5.0163e-05 | 0 | 0.00014653 | 5.1311e-06 | 0.00014653 | 0.00011415 | 0.00011463 | 0.00011415 | 2.8316e-06 | 6.5591e-05 | 0.0001126 | 0.00012374 | 0.00014961 | 0.00014162 | 2.1487e-06 | -4.1049e-07 | 4.0601e-07 | 4.0601e-07 | 0.00011415 | 0.00011415 | 0.00011415 | 0.00011415 | 0.00011415 | 0.00011415 | 0.00010824 | 0.00010464 | 8.597e-05 | 7.6429e-05 | 7.8299e-05 | 0.00011415 | 0.00011415 | 0.00011415 | 0.00011415 | 7.0563e-06 | 6.1016e-05 | 8.5153e-05 | 9.913e-05 | 0.00012821 | 0.00012471 | 0.00011134 | 0.00010515 | 0.00018753 | 0.00012157 | 1.4382e-05 | 1.4382e-05
07/28 21:00:00 | 7 | 28 | 21 | 5013 | WD | 0 | 4.7221e-05 | 4.7221e-05 | 1.5961e-05 | 7.9082e-05 | 0 | 0.00011415 | 0 | 0 | 0.00028587 | -4.5689e-06 | 0 | 4.7221e-05 | 0 | 0.00014762 | 3.627e-06 | 0.00014762 | 0.00011415 | 0.00022925 | 0.00011415 | 0 | 6.5591e-05 | 0.0001126 | 0.00011765 | 0.00012794 | 0.00012476 | 2.024e-06 | -6.3358e-07 | 2.1435e-07 | 2.1435e-07 | 0.00011415 | 0.00011415 | 0.00011415 | 0.00011415 | 0.00011415 | 0.00011415 | 0.00010818 | 9.2279e-05 | 7.4921e-05 | 6.6052e-05 | 0.00022929 | 0.00011415 | 0.00011415 | 0.00011415 | 0.00011415 | 3.2016e-07 | 4.5412e-05 | 7.0785e-05 | 8.5478e-05 | 0.00012931 | 0.00011514 | 0.00011111 | 0.00010925 | 0.00018536 | 0.00010294 | 1.7205e-05 | 1.7205e-05
07/28 22:00:00 | 7 | 28 | 22 | 5014 | WD | 0 | 4.9417e-05 | 4.9417e-05 | 6.9606e-06 | 0.00015661 | 2.0698e-12 | 0.00011415 | 0 | 0 | 0.00034305 | -3.2125e-06 | 0 | 4.9417e-05 | 0 | 0.00014405 | 1.4955e-06 | 0.00014405 | 0.00011415 | 0.00022925 | 0.00011415 | 0 | 6.5591e-05 | 0.0001118 | 0.00011654 | 0.00012475 | 0.00012221 | 2.121e-06 | -6.118e-07 | 2.6013e-07 | 2.6013e-07 | 0.00011415 | 0.00011415 | 0.00011415 | 0.00011415 | 0.00011415 | 0.00011415 | 0.00010814 | 6.9436e-05 | 6.3877e-05 | 6.1037e-05 | 0.00022929 | 0.00011415 | 0.00011415 | 0.00011415 | 0.00011415 | 2.0797e-07 | 3.3003e-05 | 6.2124e-05 | 7.8988e-05 | 0.00012685 | 0.00010669 | 0.00010285 | 0.00010107 | 0.00018473 | 0.00010332 | -3.715e-05 | -3.715e-05
07/28 23:00:00 | 7 | 28 | 23 | 5015 | WD | 0 | 3.4863e-05 | 3.4863e-05 | 4.6969e-06 | 7.6984e-05 | 7.9772e-13 | 0.00011415 | 0 | 0 | 0.00034849 | 0 | 0 | 3.4863e-05 | 0 | 0.00013614 | 0 | 0.00013614 | 0.00011415 | 0.00022925 | 0.00011415 | 0 | 6.5591e-05 | 0.0001118 | 0.00013885 | 0.00012344 | 0.0001282 | 2.3801e-06 | -9.9606e-07 | 8.1124e-08 | 8.1124e-08 | 0.00011415 | 0.00011415 | 0.00011415 | 0.00011415 | 0.00011415 | 0.00011415 | 9.9118e-05 | 6.8344e-05 | 6.1493e-05 | 5.7992e-05 | 0.00022929 | 0.00011415 | 0.00011415 | 0.00011415 | 0.00011415 | 1.729e-07 | 2.6771e-05 | 5.7344e-05 | 7.5048e-05 | 0.00011628 | 0.0001059 | 0.00010119 | 9.8999e-05 | 0.00016173 | 0.00010332 | -2.5137e-05 | -2.5137e-05
07/28 24:00:00 | 7 | 28 | 24 | 5016 | WD | 0 | 2.3982e-05 | 2.3982e-05 | 0.00057057 | 1.5247e-05 | -1.3906e-12 | 0.00011415 | 0 | 0 | 0.00023959 | 0 | 0 | 2.3982e-05 | 0 | 0.00012638 | 0 | 0.00012638 | 0.00011415 | 0.00022925 | 0.00011415 | 0 | 6.5591e-05 | 0.0001118 | 0.00010744 | 0.00011968 | 0.0001159 | 4.1407e-06 | -1.2075e-06 | 4.989e-07 | 4.989e-07 | 0.00011415 | 0.00011415 | 0.00011415 | 0.00011415 | 0.00011415 | 0.00011415 | 4.5083e-05 | 6.8027e-05 | 5.8924e-05 | 5.4272e-05 | 0.00022929 | 0.00011415 | 0.00011415 | 0.00011415 | 0.00011415 | 1.5915e-07 | 2.496e-05 | 5.3631e-05 | 7.0234e-05 | 8.9129e-05 | 0.00010448 | 9.358e-05 | 8.8524e-05 | 0.00016071 | 0.00010332 | -1.9799e-05 | -1.9799e-05
07/29 01:00:00 | 7 | 29 | 1 | 5017 | WD | 0 | 2.2381e-05 | 2.2381e-05 | 0.00040778 | 5.9421e-05 | 0.00025245 | 0.00011415 | 0 | 0 | 0.00013341 | 0 | 0 | 2.2381e-05 | 0 | 9.19e-05 | 0 | 9.19e-05 | 0.00011415 | 0.00022925 | 0.00011415 | 0 | 6.5591e-05 | 0.0001118 | 0.00010671 | 0.0001212 | 0.00011672 | 6.1043e-06 | -5.1188e-07 | 1.599e-06 | 1.599e-06 | 0.00011415 | 0.00011415 | 0.00011415 | 0.00011415 | 0.00011415 | 0.00011415 | 3.6079e-05 | 6.7924e-05 | 5.8637e-05 | 5.3892e-05 | 0.00022929 | 0.00011415 | 0.00011415 | 0.00011415 | 0.00011415 | 1.6195e-07 | 2.437e-05 | 5.3103e-05 | 6.9742e-05 | 8.3835e-05 | 0.00010499 | 9.3258e-05 | 8.7818e-05 | 0.00015953 | 0.00010332 | -1.5023e-05 | -1.5023e-05
07/29 02:00:00 | 7 | 29 | 2 | 5018 | WD | 0 | 2.2995e-05 | 2.2995e-05 | -0.00096695 | 7.3903e-05 | 0.00023244 | 0.00011415 | 0 | 0 | 5.4452e-05 | 0 | 0 | 2.2995e-05 | 0 | 8.5656e-05 | 0 | 8.5656e-05 | 0.00011415 | 0.00022925 | 0.00011415 | 0 | 6.5591e-05 | 0.0001118 | 0.00010578 | 0.00011795 | 0.00011419 | 8.1288e-06 | -8.8415e-07 | 1.9915e-06 | 1.9915e-06 | 0.00011415 | 0.00011415 | 0.00011415 | 0.00011415 | 0.00011415 | 0.00011415 | 3.6084e-05 | 6.819e-05 | 6.0618e-05 | 5.6748e-05 | 0.00022929 | 0.00011415 | 0.00011415 | 0.00011415 | 0.00011415 | 1.7352e-07 | 2.5894e-05 | 5.6002e-05 | 7.3438e-05 | 7.9427e-05 | 0.00010392 | 9.3232e-05 | 8.8274e-05 | 0.00013575 | 0.00010332 | -1.6527e-05 | -1.6527e-05
07/29 03:00:00 | 7 | 29 | 3 | 5019 | WD | 0 | 1.4909e-05 | 1.4909e-05 | 0.00096664 | 0 | 0.00022975 | 0.00011415 | 0 | 0 | 2.1781e-05 | 0 | 0 | 1.4909e-05 | 0 | 8.3946e-05 | 0 | 8.3946e-05 | 0.00011415 | 0.00022925 | 0.00011415 | 0 | 6.5591e-05 | 0.0001118 | 0.00010688 | 0.00011851 | 0.00011492 | 1.0133e-05 | -3.2454e-07 | 3.0121e-06 | 3.0121e-06 | 0.00011415 | 0.00011415 | 0.00011415 | 0.00011415 | 0.00011415 | 0.00011415 | 4.5102e-05 | 6.8975e-05 | 6.1912e-05 | 5.8304e-05 | 0.00022929 | 0.00011415 | 0.00011415 | 0.00011415 | 0.00011415 | 2.089e-07 | 3.0373e-05 | 5.892e-05 | 7.5451e-05 | 8.6844e-05 | 0.00010436 | 9.3554e-05 | 8.8544e-05 | 0.00015861 | 0.00010332 | -1.572e-05 | -1.572e-05
07/29 04:00:00 | 7 | 29 | 4 | 5020 | WD | 0 | 2.2474e-05 | 2.2474e-05 | 0 | 7.3784e-05 | 0.00022651 | 0.00011415 | 0 | 0 | 2.1781e-05 | 0 | 0 | 2.2474e-05 | 0 | 8.2211e-05 | 0 | 8.2211e-05 | 0.00011415 | 0.00022925 | 0.00011415 | 0 | 6.5591e-05 | 0.0001118 | 0.00012111 | 0.00012024 | 0.00012051 | 1.0705e-05 | 1.926e-07 | 3.5468e-06 | 3.5468e-06 | 0.00011415 | 0.00011415 | 0.00011415 | 0.00011415 | 0.00011415 | 0.00011415 | 5.4138e-05 | 7.0282e-05 | 7.6832e-05 | 8.0178e-05 | 0.00022929 | 0.00011415 | 0.00011415 | 0.00011415 | 0.00011415 | 2.9412e-07 | 3.7834e-05 | 7.9583e-05 | 0.00010376 | 9.4492e-05 | 0.00010536 | 9.8956e-05 | 9.5987e-05 | 0.00017819 | 0.00010332 | -1.4114e-05 | -1.4114e-05
07/29 05:00:00 | 7 | 29 | 5 | 5021 | WD | 0 | 1.6103e-05 | 1.6103e-05 | 1.0098e-06 | 0 | 0.00021796 | 0.00011415 | 0 | 0 | 6.5342e-05 | 0 | 0 | 1.6103e-05 | 0 | 8.1198e-05 | 0 | 8.1198e-05 | 0.00011415 | 0.00022925 | 0.00011415 | 0 | 6.5591e-05 | 0.0001118 | 0.00012376 | 0.00012677 | 0.00012584 | 1.4846e-05 | 4.1026e-07 | 5.0161e-06 | 5.0161e-06 | 0.00011415 | 0.00011415 | 0.00011415 | 0.00011415 | 0.00011415 | 0.00011415 | 9.0278e-05 | 9.299e-05 | 0.0001022 | 0.0001069 | 0.00022929 | 0.00011415 | 0.00011415 | 0.00011415 | 0.00011415 | 6.2108e-07 | 6.2531e-05 | 0.00011054 | 0.00013835 | 0.00011515 | 0.00011451 | 0.00010768 | 0.00010451 | 0.00018106 | 0.00010332 | -1.9719e-05 | -1.9719e-05
07/29 06:00:00 | 7 | 29 | 6 | 5022 | WD | 2.651e-05 | 2.7698e-05 | 2.7698e-05 | 2.6059e-06 | 7.6097e-05 | -1.5577e-12 | 0.00011415 | 0.00019067 | 0.00019067 | 0.00013613 | 0 | 0 | 2.7698e-05 | 0 | 8.7512e-05 | 0 | 8.7512e-05 | 0.00011415 | 0 | 0.00011415 | 1.9575e-05 | 6.5591e-05 | 0.0001126 | 0.00012851 | 0.00013432 | 0.00013252 | 5.8045e-06 | 3.269e-07 | 2.0746e-06 | 2.0746e-06 | 0.00011415 | 0.00011415 | 0.00011415 | 0.00011416 | 0.00011415 | 0.00011415 | 0.00012651 | 0.00012334 | 0.00013015 | 0.00013363 | 0 | 0.00011415 | 0.00011415 | 0.00011415 | 0.00011415 | 3.9756e-05 | 0.0001009 | 0.00014774 | 0.00017487 | 0.00013039 | 0.00012025 | 0.00010615 | 9.9613e-05 | 0.00018006 | 0.00010268 | 4.5265e-05 | 4.5265e-05
07/29 07:00:00 | 7 | 29 | 7 | 5023 | WD | 0.00011968 | 3.0323e-05 | 3.0323e-05 | 6.6319e-06 | 9.4342e-05 | 7.5464e-14 | 0.00011415 | 0.00054983 | 0.00054983 | 0.00015247 | 0 | 0 | 3.0323e-05 | 0 | 9.9871e-05 | 0 | 9.9871e-05 | 0.00011415 | 0 | 0.00011415 | 5.0399e-05 | 6.5591e-05 | 0.0001126 | 0.00012726 | 0.00015695 | 0.00014777 | 2.2329e-06 | 3.7753e-07 | 9.695e-07 | 9.695e-07 | 0.00011415 | 0.00011415 | 0.00011415 | 0.00011415 | 0.00011415 | 0.00011415 | 0.00014472 | 0.00014024 | 0.00018893 | 0.00021381 | 0 | 0.00011415 | 0.00011415 | 0.00011415 | 0.00011415 | 0.00011763 | 0.00015509 | 0.00015034 | 0.00014758 | 0.000144 | 0.00013337 | 0.00013122 | 0.00013023 | 0.00018285 | 0.0001033 | -0.00010409 | -0.00010409
07/29 08:00:00 | 7 | 29 | 8 | 5024 | WD | 0.00020731 | 3.7064e-05 | 3.7064e-05 | 1.6291e-05 | 0.00014808 | 4.7973e-13 | 0.00011415 | 0.00082417 | 0.00082417 | 0.00013613 | 0 | 0 | 3.7064e-05 | 0 | 0.00011103 | 0 | 0.00011103 | 0.00011415 | 0 | 0.00011415 | 0.00021153 | 0.00016398 | 0.0001685 | 0.00013216 | 0.00016218 | 0.0001529 | 2.4221e-06 | 9.5063e-07 | 1.4201e-06 | 1.4201e-06 | 0.00011415 | 0.00011415 | 0.00011415 | 0.00011415 | 0.00011415 | 0.00011415 | 0.00016278 | 0.00015337 | 0.00019337 | 0.00021381 | 0 | 0.00011415 | 0.00011415 | 0.00011415 | 0.00011415 | 0.00021991 | 0.00021444 | 0.000176 | 0.00015374 | 0.00016158 | 0.00013974 | 0.00016595 | 0.00017811 | 0.00017521 | 0.00010291 | -9.7772e-05 | -9.7772e-05
07/29 09:00:00 | 7 | 29 | 9 | 5025 | WD | 0.0002867 | 3.5886e-05 | 3.5886e-05 | 0.0010227 | 0.00016329 | 1.5523e-12 | 0.00011415 | 0.00044872 | 0.00044872 | 5.9897e-05 | 0 | 0 | 3.5886e-05 | 0 | 0.00011108 | 0 | 0.00011108 | 0.00011415 | 0 | 0.00011415 | 0.00047113 | 0.00029516 | 0.0002244 | 0.00013704 | 0.00016502 | 0.00015637 | 2.714e-06 | 1.5716e-06 | 1.9361e-06 | 1.9361e-06 | 0.00011415 | 0.00011415 | 0.00011415 | 0.00011415 | 0.00011415 | 0.00011415 | 0.0001808 | 0.00015456 | 0.00019377 | 0.00021381 | 0 | 0.00011415 | 0.00011415 | 0.00011415 | 0.00011415 | 0.00034018 | 0.00024645 | 0.00019118 | 0.00015918 | 0.00017389 | 0.00014199 | 0.00017424 | 0.0001892 | 0.00017206 | 0.00012512 | -0.00010244 | -0.00010244
07/29 10:00:00 | 7 | 29 | 10 | 5026 | WD | 0.00036107 | 3.0796e-05 | 3.0796e-05 | 1.6106e-05 | 0.0001212 | 0.00021486 | 0.00011415 | 0.00030594 | 0.00030594 | 4.0839e-05 | 0 | 0 | 3.0796e-05 | 0 | 0.00011156 | 0 | 0.00011156 | 0.00011415 | 0 | 0.00011415 | 0.00047113 | 0.00029516 | 0.0002244 | 0.00013931 | 0.00016618 | 0.00015788 | 2.8038e-06 | -2.3814e-06 | -7.2703e-07 | -7.2703e-07 | 0.00011415 | 0.00011415 | 0.00011415 | 0.00011415 | 0.00011415 | 0.00011415 | 0.0001808 | 0.00015413 | 0.00019363 | 0.00021381 | 0 | 0.00011415 | 0.00011415 | 0.00011415 | 0.00011415 | 0.0004214 | 0.00024653 | 0.00019431 | 0.00016406 | 0.00017568 | 0.00014298 | 0.00017494 | 0.00018977 | 0.00017621 | 0.00016045 | -9.947e-05 | -9.947e-05
07/29 11:00:00 | 7 | 29 | 11 | 5027 | WD | 0.00042035 | 3.1147e-05 | 3.1147e-05 | 7.3133e-06 | 0.00012024 | 0.00021991 | 0.00011415 | 0 | 0 | 4.0839e-05 | 0 | 0 | 3.1147e-05 | 0 | 0.00011463 | 0 | 0.00011463 | 0.00011415 | 0 | 0.00011415 | 0.00047113 | 0.00029516 | 0.0002244 | 0.00016407 | 0.00016347 | 0.00016365 | 1.8043e-06 | -1.8472e-06 | -6.8214e-07 | -6.8214e-07 | 0.00011415 | 0.00011415 | 0.00011415 | 0.00011415 | 0.00011415 | 0.00011415 | 0.00018079 | 0.00015348 | 0.00019341 | 0.00021381 | 0 | 0.00011415 | 0.00011415 | 0.00011415 | 0.00011415 | 0.00046684 | 0.00024632 | 0.00019641 | 0.0001675 | 0.00017665 | 0.00014205 | 0.00017668 | 0.00019275 | 0.00017381 | 0.00017653 | -0.00010503 | -0.00010503
07/29 12:00:00 | 7 | 29 | 12 | 5028 | WD | 0.00045426 | 2.6758e-05 | 2.6758e-05 | 1.308e-05 | 7.8904e-05 | 0.00021998 | 0.00011415 | 0 | 0 | 4.0839e-05 | 0 | 0 | 2.6758e-05 | 0 | 0.00011458 | 0 | 0.00011458 | 0.00011415 | 0 | 0.00011415 | 0.00047113 | 0.00029516 | 0.0002244 | 0.00014006 | 0.00016512 | 0.00015737 | 4.9706e-07 | -1.1551e-06 | -6.2797e-07 | -6.2797e-07 | 0.00011415 | 0.00011415 | 0.00011415 | 0.00011415 | 0.00011415 | 0.00011415 | 0.00018078 | 0.0001532 | 0.00019331 | 0.00021381 | 0 | 0.00011415 | 0.00011415 | 0.00011415 | 0.00011415 | 0.0004898 | 0.00024586 | 0.00024019 | 0.00023691 | 0.00017866 | 0.0001426 | 0.00018095 | 0.00019874 | 0.00016454 | 0.00018058 | -0.00010242 | -0.00010242
07/29 13:00:00 | 7 | 29 | 13 | 5029 | WD | 0.0004555 | 3.4439e-05 | 3.4439e-05 | 6.1713e-06 | 0.00015614 | 0.00021627 | 0.00011415 | 0 | 0 | 4.0839e-05 | 0 | 0 | 3.4439e-05 | 0 | 0.00011115 | 0 | 0.00011115 | 0.00011415 | 0 | 0.00011415 | 0.00047113 | 0.00029516 | 0.0002244 | 0.00014008 | 0.00017372 | 0.00016333 | 4.6443e-07 | -3.2666e-07 | -7.4255e-08 | -7.4255e-08 | 0.00011415 | 0.00011415 | 0.00011415 | 0.00011415 | 0.00011415 | 0.00011415 | 0.00018074 | 0.00015279 | 0.00019317 | 0.00021381 | 0 | 0.00011415 | 0.00011415 | 0.00011415 | 0.00011415 | 0.00049394 | 0.00024525 | 0.00024015 | 0.0002372 | 0.00017958 | 0.00014576 | 0.00018096 | 0.00019728 | 0.00016336 | 0.00019133 | -0.00010481 | -0.00010481
07/29 14:00:00 | 7 | 29 | 14 | 5030 | WD | 0.00043099 | 2.6019e-05 | 2.6019e-05 | 5.2847e-06 | 7.7592e-05 | 0.00022375 | 0.00011415 | 0 | 0 | 4.0839e-05 | 0 | 0 | 2.6019e-05 | 0 | 0.00011051 | 0 | 0.00011051 | 0.00011415 | 0 | 0.00011415 | 0.00047113 | 0.00029516 | 0.0002244 | 0.00013923 | 0.00017391 | 0.00016319 | 4.1091e-07 | 5.3233e-06 | 3.756e-06 | 3.756e-06 | 0.00011415 | 0.00011415 | 0.00011415 | 0.00011415 | 0.00011415 | 0.00011415 | 0.00018064 | 0.00015218 | 0.00019297 | 0.00021381 | 0 | 0.00011415 | 0.00011415 | 0.00011415 | 0.00011415 | 0.0004812 | 0.00024314 | 0.00023864 | 0.00023603 | 0.00018148 | 0.00014546 | 0.00017861 | 0.00019398 | 0.00016124 | 0.00018438 | -0.00010506 | -0.00010506
07/29 15:00:00 | 7 | 29 | 15 | 5031 | WD | 0.00037561 | 2.5821e-05 | 2.5821e-05 | 5.1271e-06 | 7.7055e-05 | 0.00023635 | 0.00011415 | 0 | 0 | 4.0839e-05 | 0 | 0 | 2.5821e-05 | 0 | 0.00010956 | 0 | 0.00010956 | 0.00011415 | 0 | 0.00011415 | 0.00047113 | 0.00029516 | 0.0002244 | 0.00013729 | 0.00016999 | 0.00015988 | 3.6617e-07 | 5.4911e-06 | 3.856e-06 | 3.856e-06 | 0.00011415 | 0.00011415 | 0.00011415 | 0.00011415 | 0.00011415 | 0.00011415 | 0.00016254 | 0.00015069 | 0.00019246 | 0.00021381 | 0 | 0.00011415 | 0.00011415 | 0.00011415 | 0.00011415 | 0.00039983 | 0.00023592 | 0.00019153 | 0.00016583 | 0.00017164 | 0.00014369 | 0.00017859 | 0.00019478 | 0.00016105 | 0.00018855 | -0.00010812 | -0.00010812
07/29 16:00:00 | 7 | 29 | 16 | 5032 | WD | 0.00030161 | 2.712e-05 | 2.712e-05 | 5.0952e-06 | 7.7033e-05 | 0.00024949 | 0.00011415 | 0 | 0 | 4.0839e-05 | 0 | 0 | 2.712e-05 | 0 | 0.00011092 | 0 | 0.00011092 | 0.00011415 | 0 | 0.00011415 | 0.00047113 | 0.00029516 | 0.0002244 | 0.00013499 | 0.00016901 | 0.00015849 | 1.0246e-05 | 5.2652e-06 | 6.8545e-06 | 6.8545e-06 | 0.00011415 | 0.00011415 | 0.00011415 | 0.00011415 | 0.00011415 | 0.00011415 | 0.00014445 | 0.00014413 | 0.00015206 | 0.00015611 | 0 | 0.00011415 | 0.00011415 | 0.00011415 | 0.00011415 | 0.00030017 | 0.00021408 | 0.00015327 | 0.00011805 | 0.00016042 | 0.00014104 | 0.00016766 | 0.00018001 | 0.00016206 | 0.00017237 | -0.00010699 | -0.00010699
07/29 17:00:00 | 7 | 29 | 17 | 5033 | WD | 0.00021928 | 3.1507e-05 | 3.1507e-05 | 5.8788e-06 | 7.7514e-05 | -2.0051e-12 | 0.00011415 | 0.0010554 | 0.0010554 | 4.0839e-05 | 0 | 0 | 3.1507e-05 | 0 | 0.00012 | 0 | 0.00012 | 0.00011415 | 0 | 0.00011415 | 0.00043532 | 0.00029516 | 0.0002244 | 0.0001281 | 0.00016788 | 0.00015559 | 5.9066e-06 | 4.9998e-06 | 5.2891e-06 | 5.2891e-06 | 0.00011415 | 0.00011415 | 0.00011415 | 0.00011415 | 0.00011415 | 0.00011415 | 0.00012638 | 0.00013924 | 0.00012923 | 0.00012411 | 0 | 0.00011415 | 0.00011415 | 0.00011415 | 0.00011415 | 0.00020279 | 0.00018625 | 0.00012582 | 9.0829e-05 | 0.0001501 | 0.00013865 | 0.0001568 | 0.00016521 | 0.00016155 | 0.00014637 | -0.00011177 | -0.00011177
07/29 18:00:00 | 7 | 29 | 18 | 5034 | WD | 0.00013589 | 3.5882e-05 | 3.5882e-05 | 0.0010031 | 7.8488e-05 | -7.5459e-13 | 0.00011415 | 0.00099162 | 0.00099162 | 7.0788e-05 | 0 | 0 | 3.5882e-05 | 0 | 0.00013406 | 0 | 0.00013406 | 0.00011415 | 0 | 0.00011415 | 6.5258e-05 | 6.5591e-05 | 0.0001126 | 0.00012777 | 0.0001643 | 0.00015301 | 1.9523e-06 | 4.3632e-06 | 3.594e-06 | 3.594e-06 | 0.00011415 | 0.00011415 | 0.00011415 | 0.00011415 | 0.00011415 | 0.00011415 | 0.00012633 | 0.00012817 | 0.00011248 | 0.00010446 | 0 | 0.00011415 | 0.00011415 | 0.00011415 | 0.00011415 | 0.00013703 | 0.000137 | 9.6904e-05 | 7.3685e-05 | 0.00014772 | 0.00013352 | 0.00012615 | 0.00012273 | 0.00016104 | 0.00012858 | 1.8926e-05 | 1.8926e-05
07/29 19:00:00 | 7 | 29 | 19 | 5035 | WD | 4.5085e-05 | 5.0127e-05 | 5.0127e-05 | 8.3895e-06 | 0.00015906 | -3.8268e-13 | 0.00011415 | 0.00064973 | 0.00064973 | 0.00015247 | 0 | 0 | 5.0127e-05 | 0 | 0.00014271 | 0 | 0.00014271 | 0.00011415 | 0 | 0.00011415 | 3.1763e-05 | 6.5591e-05 | 0.0001126 | 0.00013893 | 0.00016174 | 0.00015469 | 2.1114e-06 | 3.364e-06 | 2.9643e-06 | 2.9643e-06 | 0.00011415 | 0.00011415 | 0.00011415 | 0.00011415 | 0.00011415 | 0.00011415 | 0.00010828 | 0.00011981 | 0.00010075 | 9.1006e-05 | 0 | 0.00011415 | 0.00011415 | 0.00011415 | 0.00011415 | 5.9134e-05 | 9.1884e-05 | 7.2666e-05 | 6.1537e-05 | 0.00013754 | 0.00012967 | 0.0001195 | 0.00011478 | 0.00016178 | 0.00011054 | 1.5422e-05 | 1.5422e-05
07/29 20:00:00 | 7 | 29 | 20 | 5036 | WD | 0 | 4.4382e-05 | 4.4382e-05 | 0.0010116 | 7.974e-05 | -2.8565e-13 | 0.00011415 | 6.922e-05 | 6.922e-05 | 0.00021236 | 0 | 0 | 4.4382e-05 | 0 | 0.00014653 | 0 | 0.00014653 | 0.00011415 | 0.00011463 | 0.00011415 | 2.8199e-06 | 6.5591e-05 | 0.0001126 | 0.00013697 | 0.00015842 | 0.00015179 | 2.0531e-06 | 2.3426e-06 | 2.2503e-06 | 2.2503e-06 | 0.00011415 | 0.00011415 | 0.00011415 | 0.00011415 | 0.00011415 | 0.00011415 | 0.00010824 | 0.00010464 | 8.597e-05 | 7.6429e-05 | 7.8299e-05 | 0.00011415 | 0.00011415 | 0.00011415 | 0.00011415 | 7.0223e-06 | 6.1012e-05 | 8.515e-05 | 9.9129e-05 | 0.00013807 | 0.00012743 | 0.00011229 | 0.00010527 | 0.00016238 | 0.00010359 | 1.8486e-05 | 1.8486e-05
07/29 21:00:00 | 7 | 29 | 21 | 5037 | WD | 0 | 4.8506e-05 | 4.8506e-05 | -0.00098442 | 0.00011524 | 0 | 0.00011415 | 0 | 0 | 0.00028587 | 0 | 0 | 4.8506e-05 | 0 | 0.00014762 | 0 | 0.00014762 | 0.00011415 | 0.00022925 | 0.00011415 | 0 | 6.5591e-05 | 0.0001126 | 0.00012887 | 0.00013565 | 0.00013356 | 1.8991e-06 | 1.4457e-06 | 1.5904e-06 | 1.5904e-06 | 0.00011415 | 0.00011415 | 0.00011415 | 0.00011415 | 0.00011415 | 0.00011415 | 0.00010818 | 9.2279e-05 | 7.4921e-05 | 6.6052e-05 | 0.00022929 | 0.00011415 | 0.00011415 | 0.00011415 | 0.00011415 | 3.2016e-07 | 4.5412e-05 | 7.0785e-05 | 8.5478e-05 | 0.00014024 | 0.00011794 | 0.00011281 | 0.00011044 | 0.00016246 | 9.8935e-05 | 1.812e-05 | 1.812e-05
07/29 22:00:00 | 7 | 29 | 22 | 5038 | WD | 0 | 4.4579e-05 | 4.4579e-05 | 0.0010011 | 0.00012088 | 2.0698e-12 | 0.00011415 | 0 | 0 | 0.00034305 | 0 | 0 | 4.4579e-05 | 0 | 0.00014405 | 0 | 0.00014405 | 0.00011415 | 0.00022925 | 0.00011415 | 0 | 6.5591e-05 | 0.0001118 | 0.00011836 | 0.00013118 | 0.00012722 | 1.8516e-06 | 1.0629e-06 | 1.3145e-06 | 1.3145e-06 | 0.00011415 | 0.00011415 | 0.00011415 | 0.00011415 | 0.00011415 | 0.00011415 | 0.00010814 | 6.9436e-05 | 6.3877e-05 | 6.1037e-05 | 0.00022929 | 0.00011415 | 0.00011415 | 0.00011415 | 0.00011415 | 2.0797e-07 | 3.3003e-05 | 6.2124e-05 | 7.8988e-05 | 0.00013876 | 0.00010896 | 0.0001043 | 0.00010215 | 0.00016385 | 0.00010332 | -4.4397e-05 | -4.4397e-05
07/29 23:00:00 | 7 | 29 | 23 | 5039 | WD | 0 | 3.4866e-05 | 3.4866e-05 | 4.4057e-06 | 7.701e-05 | 7.9772e-13 | 0.00011415 | 0 | 0 | 0.00034849 | 0 | 0 | 3.4866e-05 | 0 | 0.00013614 | 0 | 0.00013614 | 0.00011415 | 0.00022925 | 0.00011415 | 0 | 6.5591e-05 | 0.0001118 | 0.00014179 | 0.00013222 | 0.00013518 | 1.9968e-06 | 7.0117e-07 | 1.1146e-06 | 1.1146e-06 | 0.00011415 | 0.00011415 | 0.00011415 | 0.00011415 | 0.00011415 | 0.00011415 | 9.9118e-05 | 6.8344e-05 | 6.1493e-05 | 5.7992e-05 | 0.00022929 | 0.00011415 | 0.00011415 | 0.00011415 | 0.00011415 | 1.729e-07 | 2.6771e-05 | 5.7344e-05 | 7.5048e-05 | 0.00013466 | 0.000109 | 0.00010333 | 0.0001007 | 0.00016455 | 0.00010332 | -3.8308e-05 | -3.8308e-05
07/29 24:00:00 | 7 | 29 | 24 | 5040 | WD | 0 | 3.0404e-05 | 3.0404e-05 | 0.00097968 | 7.5833e-05 | -1.3906e-12 | 0.00011415 | 0 | 0 | 0.00023959 | 0 | 0 | 3.0404e-05 | 0 | 0.00012638 | 0 | 0.00012638 | 0.00011415 | 0.00022925 | 0.00011415 | 0 | 6.5591e-05 | 0.0001118 | 0.00011256 | 0.00013289 | 0.00012661 | 1.3833e-06 | 5.1146e-07 | 7.8962e-07 | 7.8962e-07 | 0.00011415 | 0.00011415 | 0.00011415 | 0.00011415 | 0.00011415 | 0.00011415 | 4.5083e-05 | 6.8027e-05 | 5.8924e-05 | 5.4272e-05 | 0.00022929 | 0.00011415 | 0.00011415 | 0.00011415 | 0.00011415 | 1.5915e-07 | 2.496e-05 | 5.3631e-05 | 7.0234e-05 | 0.00011002 | 0.00010914 | 9.6574e-05 | 9.0746e-05 | 0.00016612 | 0.00010332 | -2.9253e-05 | -2.9253e-05
07/30 01:00:00 | 7 | 30 | 1 | 5041 | WD | 0 | 1.6082e-05 | 1.6082e-05 | -0.00096974 | 0 | 0.00025245 | 0.00011415 | 0 | 0 | 0.00013341 | 0 | 0 | 1.6082e-05 | 0 | 9.19e-05 | 0 | 9.19e-05 | 0.00011415 | 0.00022925 | 0.00011415 | 0 | 6.5591e-05 | 0.0001118 | 0.00011147 | 0.00013289 | 0.00012627 | 1.252e-06 | 3.8233e-07 | 6.598e-07 | 6.598e-07 | 0.00011415 | 0.00011415 | 0.00011415 | 0.00011415 | 0.00011415 | 0.00011415 | 3.6079e-05 | 6.7924e-05 | 5.8637e-05 | 5.3892e-05 | 0.00022929 | 0.00011415 | 0.00011415 | 0.00011415 | 0.00011415 | 1.6195e-07 | 2.437e-05 | 5.3103e-05 | 6.9742e-05 | 0.00010468 | 0.00010911 | 9.6163e-05 | 9.0159e-05 | 0.00016639 | 0.00010332 | -2.9589e-05 | -2.9589e-05
07/30 02:00:00 | 7 | 30 | 2 | 5042 | WD | 0 | 2.2994e-05 | 2.2994e-05 | 7.7225e-07 | 7.3898e-05 | 0.00023244 | 0.00011415 | 0 | 0 | 5.4452e-05 | 0 | 0 | 2.2994e-05 | 0 | 8.5656e-05 | 0 | 8.5656e-05 | 0.00011415 | 0.00022925 | 0.00011415 | 0 | 6.5591e-05 | 0.0001118 | 0.0001113 | 0.00013274 | 0.00012611 | 1.1958e-06 | 3.0585e-07 | 5.8978e-07 | 5.8978e-07 | 0.00011415 | 0.00011415 | 0.00011415 | 0.00011415 | 0.00011415 | 0.00011415 | 3.6084e-05 | 6.819e-05 | 6.0618e-05 | 5.6748e-05 | 0.00022929 | 0.00011415 | 0.00011415 | 0.00011415 | 0.00011415 | 1.7352e-07 | 2.5894e-05 | 5.6002e-05 | 7.3438e-05 | 0.00010373 | 0.00010914 | 9.6496e-05 | 9.0633e-05 | 0.0001661 | 0.00010332 | -2.4166e-05 | -2.4166e-05
07/30 03:00:00 | 7 | 30 | 3 | 5043 | WD | 0 | 1.4909e-05 | 1.4909e-05 | 0 | 0 | 0.00022975 | 0.00011415 | 0 | 0 | 2.1781e-05 | 0 | 0 | 1.4909e-05 | 0 | 8.3946e-05 | 0 | 8.3946e-05 | 0.00011415 | 0.00022925 | 0.00011415 | 0 | 6.5591e-05 | 0.0001118 | 0.00011237 | 0.00013303 | 0.00012665 | 1.1631e-06 | 2.8616e-07 | 5.6596e-07 | 5.6596e-07 | 0.00011415 | 0.00011415 | 0.00011415 | 0.00011415 | 0.00011415 | 0.00011415 | 4.5102e-05 | 6.8975e-05 | 6.1912e-05 | 5.8304e-05 | 0.00022929 | 0.00011415 | 0.00011415 | 0.00011415 | 0.00011415 | 2.089e-07 | 3.0373e-05 | 5.892e-05 | 7.5451e-05 | 0.00011035 | 0.00010948 | 9.6839e-05 | 9.0977e-05 | 0.00016563 | 0.00010332 | -2.6431e-05 | -2.6431e-05