## Table of Contents
Appendix F - EE Model Outputs
This Appendix is provided to supplement the Nova Scotia Energy Efficiency and Demand Response Potential Study Report for 2021-2045. This Appendix contains the tabular data behind the figures and tables provided in the potential study report, as well as additional details not included in the report. The table of contents below provides an brief overview of this file's tabs and the report figure table provides links to the figures and data provided in the report.
Tab | Description |  | Report Figures
Investment | Incremental annual investment by achievable scenario and investment type |  | Figure ES-3. EE Technical and Economic Potential Electricity Savings (GWh, gross at generator)
AcquisitionCosts | Acquisition cost ($/kWh) by achievable potential and sector |  | Figure ES-4. EE Market Potential Electricity Cumulative Savings (GWh, net at generator)
CostTests | Incremental annual cost test results and net benefits by test and sector |  | Figure ES-5. EE Technical and Economic Potential Electricity Savings as a Percent of Total Sales (%)
MeasureUnitIncentives | Modeled per unit measure incentive by achievable scenario in 2021 |  | Figure ES-6. EE Market Potential Electricity Cumulative Savings as a Percent of Total Sales (%)
ElecEnergy_AnnualMkt | Incremental electricity achievable potential by scenario and sector and as % of sales |  | Figure ES-7. EE Technical and Economic Potential Winter Peak Demand Savings (MW, gross at generator)
ElecEnergy_Sector | Electricity potential by potential type and sector (cumulative achievable) |  | Figure ES-8. EE Market Potential Winter Peak Demand Cumulative Savings (MW, net at generator)
ElecEnergy_CustSeg | Electricity potential by potential type and customer segment (cumulative achievable) |  | Figure ES-9. EE Technical and Economic Potential Winter Peak Demand Savings as a Percent of Total Load (%)
ElecEnergy_EndUse | Electricity potential by potential type and end-use (cumulative achievable) |  | Figure ES-10. EE Market Potential Winter Peak Demand Savings as a Percent of Total Load (%)
ElecEnergy_Pct | Electricity potential by potential type and sector as % of sales (cumulative achievable) |  | Figure ES-11. EE Total Portfolio Annual Investment, by Achievable Potential Scenario (Nominal$)
ElecEnergy_Top40 | Electricity top 40 measures by potential type and sector (base case achievable only) |  | Figure 4‑1. EE Technical Potential, Electricity Savings by Sector (GWh, gross at generator)
ElecEnergy_Top40 LI | Electricity top 40 Low Income measures by potential type and sector (base case achievable only) |  | Figure 4‑2. EE Technical Potential, Winter Peak Demand Savings by Sector (MW, gross at generator)
ElecEnergy_NonProg | Electricity non-programmatic savings by sector and end-use for base case |  | Figure 4‑3. EE Technical Potential, Electricity Savings by Sector as a Percent of Sector Sales (%)
ElecEnergy_FSA | Cumulative base case electricity potential by FSA code and sector |  | Figure 4‑4. EE Technical Potential, Winter Peak Demand Savings by Sector as a Percent of Sector Load (%)
ElecEnergy_Sensitivity | Model sensitivity analysis results by sector |  | Figure 4‑5. EE Technical Potential, Electricity Savings by End Use (GWh, gross at generator)
ElecDemand_AnnualMkt | Incremental winter peak demand achievable potential by scenario and sector and as % of load |  | Figure 4‑6. EE Technical Potential, Winter Peak Demand Savings by End Use (MW, gross at generator)
ElecDemand_Sector | Winter peak demand potential by potential type and sector (cumulative achievable) |  | Figure 4‑7. EE Technical Potential, 2021 Top 40 Residential Measures for Electricity Savings (GWh, gross at generator)
ElecDemand_CustSeg | Winter peak demand potential by potential type and customer segment (cumulative achievable) |  | Figure 4‑8. EE Technical Potential, 2021 Top 40 BNI Measures for Electricity Savings (GWh, gross at generator)
ElecDemand_EndUse | Winter peak demand potential by potential type and end-use (cumulative achievable) |  | Figure 4‑9. EE Technical Potential, 2021 Top 40 Residential Measures for Winter Peak Demand Savings (MW, gross at generator)
ElecDemand_Pct | Winter peak demand potential by potential type and sector as % of sales (cumulative achievable) |  | Figure 4‑10. EE Technical Potential, 2021 Top 40 BNI Measures for Winter Peak Demand Savings (MW, gross at generator)
ElecDemand_Top40 | Winter peak demand top 40 measures by potential type and sector (base case achievable only) |  | Figure 5‑1. EE Economic Potential, Electricity Savings by Sector (GWh, gross at generator)
ElecDemand_Top40 LI | Winter peak demand top 40 Low Income measures by potential type and sector (base case achievable only) |  | Figure 5‑2. EE Economic Potential, Winter Peak Demand Savings by Sector (MW, gross at generator)
PAC_Econ_Scenario_Sect | Electricity economic potential by sector for PAC screen scenario |  | Figure 5‑3. EE Economic Potential, Electricity Savings by Sector, PAC Test Screen (GWh, gross at generator)
Figure 5‑4. EE Economic Potential, PAC Screen, Winter Peak Demand Savings by Sector (MW, gross at generator)
Figure 5‑5. EE Economic Potential, Electricity Savings by Sector as a Percent of Sector Sales (%)
Figure 5‑6. EE Economic Potential, Winter Peak Demand Savings by Sector as a Percent of Load (%)
Figure 5‑7. EE Economic Potential, Electricity Savings by End Use (GWh, gross at generator)
Figure 5‑8. EE Economic Potential, Winter Peak Demand Savings by End Use (MW, gross at generator)
Figure 5‑9. EE Economic Potential, 2021 Top 40 Residential Measures for Electricity Savings (GWh, gross at generator)
Figure 5‑10. EE Economic Potential, 2021 Top 40 BNI Measures for Electricity Savings (GWh, gross at generator)
Figure 5‑11. EE Economic Potential, 2021 Top Residential 40 Measures for Winter Peak Demand Savings (MW, gross at generator)
Figure 5‑12. EE Economic Potential, 2021 Top BNI 40 Measures for Winter Peak Demand Savings (MW, gross at generator)
Figure 8‑1. EE Market Potential, Cumulative Electricity Savings, by Scenario (GWh, net at generator)
Figure 8‑2. EE Market Potential, Cumulative Electricity Savings, by Scenario, as a Percent of Sales (%)
Figure 8‑3. EE Market Potential, Incremental Electricity Savings by Scenario, as a Percent of Sales (%)
Figure 8‑4. EE Market Potential, Cumulative Winter Peak Demand Savings (MW, net at generator)
Figure 8‑5. EE Market Potential, Cumulative Winter Peak Demand Savings, by Scenario, as a Percent of Load (%)
Figure 8‑6. EE Market Potential, Incremental Winter Peak Demand Savings by Scenario, as a Percent of Load (%)
Figure 8‑7. EE Residential Market Potential, Cumulative Electricity Savings (GWh, net at generator)
Figure 8‑8. EE BNI Market Potential, Cumulative Electricity Savings (GWh, net at generator)
Figure 8‑9. EE Residential Market Potential, Cumulative Winter Peak Demand Savings (MW, net at generator)
Figure 8‑10. EE BNI Market Potential, Cumulative Winter Peak Demand Savings (MW, net at generator)
Figure 8‑11. EE Base Case Market Potential, Cumulative Electricity Savings by End Use (GWh, net at generator)
Figure 8‑12. EE Base Case Market Potential, Cumulative Winter Peak Demand Savings by End Use (MW, net at generator)
Figure 8‑13. EE Base Case Market Potential, Cumulative Electricity Savings by Customer Segment (GWh, net at generator)
Figure 8‑14. EE Base Case Market Potential, Cumulative Winter Peak Demand Savings by Customer Segment (MW, net at generator)
Figure 8‑15. EE Base Case Market Potential, 2021 Top 40 Residential Measures for Electricity Savings (GWh, net at generator)
Figure 8‑16. EE Market Potential, 2021 Top 40 BNI Measures for Electricity Savings (GWh, net at generator)
Figure 8‑17. EE Base Case Market Potential, 2021 Top 40 Residential Measures for Winter Peak Demand Savings (MW, net at generator)
Figure 8‑18. EE Market Potential, 2021 Top 40 BNI Measures for Winter Peak Demand Savings (MW, net at generator)
Figure 8‑19. EE Base Case Market Potential, Benefit-Cost Test Ratios for the Portfolio and by Sector
Figure 8‑20. EE Base Case Market Potential, Cost Test Net Benefits for the Portfolio and by Sector (Million $)
Figure 8‑21. EE Base Case Investment, by Investment Type for the Portfolio (nominal million $)
Figure 8‑22. Cumulative Achievable Potential (Base Case) and Non-Programmatic Electricity Savings (GWh, net at generator)
Figure 9‑1. EE Residential 2045 Cumulative Achievable Potential Sensitivity (GWh, net at generator)
Figure 9‑2. EE BNI 2045 Cumulative Achievable Potential Sensitivity (GWh, net at generator)

## Investment
Investment Breakdown for Achievable Potential ($/year)
Investment Type | Scenario | 2021 | 2022 | 2023 | 2024 | 2025 | 2026 | 2027 | 2028 | 2029 | 2030 | 2031 | 2032 | 2033 | 2034 | 2035 | 2036 | 2037 | 2038 | 2039 | 2040 | 2041 | 2042 | 2043 | 2044 | 2045 | Total | Figure 8‑21. EE Base Case Investment, by Investment Type for the Portfolio (nominal million $)
Incentives | Max Achievable | 140133165.063 | 152340507.6664 | 154215563.4534 | 156201268.0957 | 152631175.814 | 156052389.3486 | 150037205.5193 | 150825355.4763 | 133496305.4187 | 128650855.816 | 122273658.9953 | 120234435.8537 | 115127368.4111 | 114950790.2081 | 113132588.4566 | 114797571.9069 | 116375288.0024 | 116234317.87 | 117190709.9971 | 118399816.3981 | 115919005.5755 | 117353083.8704 | 118035659.2669 | 118810843.3439 | 119668547.1166 | 3233087476.9438 | Year | Incentives | Variable Program Administrative Costs | Fixed Program Administrative Costs | Portfolio Total
Incentives | Mid | 77088644.0079 | 84806584.3631 | 87946266.236 | 92446996.0988 | 93393576.9119 | 97630945.8766 | 96784858.291 | 100732017.1504 | 93193419.7423 | 92568335.6222 | 84235048.4523 | 82222838.0594 | 78338035.3585 | 77390694.1271 | 75631710.644 | 75685203.8611 | 75275956.0813 | 73707853.09 | 72849665.5438 | 72216687.0232 | 69387442.3413 | 68920312.282 | 68198110.6579 | 67618980.6063 | 67170606.5741 | 2025440789.0027 | 2021 | 32.7395 | 5.8373 | 5.9896 | 44.5664
Incentives | Base | 32739518.4944 | 36299127.0219 | 36926943.9979 | 39080012.7785 | 39492517.2701 | 43440695.1311 | 42974866.584 | 46239543.4278 | 42475606.0252 | 43992628.9831 | 37133351.6295 | 37229048.6653 | 36039410.7756 | 37212710.6201 | 37026241.8807 | 37847687.0555 | 38357006.0104 | 37917424.5024 | 37794468.1261 | 37685555.5137 | 36097062.2627 | 35763040.1075 | 35283937.9242 | 34836562.6091 | 34413430.8868 | 954298398.2836 | 2022 | 36.2991 | 6.5444 | 6.7254 | 49.5689
Incentives | Low | 10813795.5868 | 11976970.6113 | 11796804.4093 | 12228944.0643 | 12457887.0215 | 14409462.6911 | 14619571.2772 | 16289440.1129 | 14663962.159 | 15435515.5225 | 13600175.4463 | 14267476.8388 | 14051499.0109 | 15095519.2401 | 15456651.5176 | 16173944.6915 | 16755188.8522 | 16912427.4607 | 17187855.7796 | 17443173.5543 | 17037686.0241 | 17132136.6229 | 17154947.9977 | 17160439.0451 | 17153781.2272 | 377275256.7652 | 2023 | 36.9269 | 6.7335 | 6.9093 | 50.5697
[28 empty] | 2024 | 39.08 | 7.1692 | 7.3559 | 53.6051
Variable Program Admin | Max Achievable | 24068506.7625 | 26109000.3614 | 26067114.7482 | 26190678.074 | 25213827.2151 | 25094903.1714 | 23900914.4859 | 23531636.673 | 21022886.7905 | 19921500.5093 | 18691754.8554 | 18032922.8709 | 17045296.7805 | 16686493.1125 | 16160966.0271 | 16095099.7821 | 16051906.1476 | 15843979.5297 | 15766392.0987 | 15702211.0267 | 15298489.8954 | 15300419.3113 | 15251674.9329 | 15223122.0354 | 15212804.1024 | 483484501.2999 | 2025 | 39.4925 | 7.442 | 7.5023 | 54.4367
Variable Program Admin | Mid | 12954955.0716 | 14346531.4822 | 14752060.3806 | 15466532.1935 | 15825310.4385 | 16553757.1569 | 16606153.0293 | 17056078.3214 | 16102093.5851 | 15747134.2865 | 15213571.272 | 14758504.7674 | 14061271.3431 | 13663093.6778 | 13172411.0556 | 12902113.9801 | 12608720.0946 | 12216947.9026 | 11911816.5245 | 11627763.7028 | 11168034.0599 | 10967538.7534 | 10763740.2937 | 10594428.2154 | 10456686.571 | 341497248.1597 | 2026 | 43.4407 | 8.0597 | 8.2038 | 59.7042
Variable Program Admin | Base | 5837293.4648 | 6544370.8175 | 6733482.2161 | 7169210.6765 | 7441955.9931 | 8059743.6896 | 8274661.0609 | 8756234.4616 | 8512328.4159 | 8635852.8431 | 8683726.3455 | 8704855.1977 | 8580201.8832 | 8613777.671 | 8513580.3357 | 8489108.9827 | 8423276.8793 | 8262711.752 | 8115483.7591 | 7950622.4954 | 7668588.8032 | 7507808.1475 | 7336026.0602 | 7176557.0445 | 7030803.9728 | 197022262.9688 | 2027 | 42.9749 | 8.2747 | 8.4801 | 59.7296
Variable Program Admin | Low | 1759809.7151 | 1979319.136 | 1998763.4747 | 2131916.7544 | 2240233.966 | 2510433.1589 | 2626352.9302 | 2856250.9363 | 2837359.5397 | 2961259.7423 | 3043896.319 | 3222049.5506 | 3286550.6215 | 3414471.0751 | 3494907.9957 | 3598195.8055 | 3682132.0103 | 3721857.7893 | 3755770.17 | 3771048.2202 | 3729768.22 | 3719192.5611 | 3692283.1065 | 3657612.1253 | 3617083.0221 | 77308517.9457 | 2028 | 46.2395 | 8.7562 | 8.9815 | 63.9772
[28 empty] | 2029 | 42.4756 | 8.5123 | 8.7094 | 59.6973
Fixed Program Admin | Max Achievable | 5989592.79 | 6725366.09 | 6909300.04 | 7355852.02 | 7502250.58 | 8203792.43 | 8480064.13 | 8981462.81 | 8709351.11 | 8835652.04 | 8762798.31 | 8878026.37 | 8769771.9 | 8740587.52 | 8606860.78 | 8590066.78 | 8597931.35 | 8470808.71 | 8325307.82 | 8161095.85 | 7872419.52 | 7711265.42 | 7538816.97 | 7378553.32 | 7231986.08 | 201328980.74 | 2030 | 43.9926 | 8.6359 | 8.8357 | 61.4641
Fixed Program Admin | Mid | 5989592.79 | 6725366.09 | 6909300.04 | 7355852.02 | 7502250.58 | 8203792.43 | 8480064.13 | 8981462.81 | 8709351.11 | 8835652.04 | 8762798.31 | 8878026.37 | 8769771.9 | 8740587.52 | 8606860.78 | 8590066.78 | 8597931.35 | 8470808.71 | 8325307.82 | 8161095.85 | 7872419.52 | 7711265.42 | 7538816.97 | 7378553.32 | 7231986.08 | 201328980.74 | 2031 | 37.1334 | 8.6837 | 8.7628 | 54.5799
Fixed Program Admin | Base | 5989592.79 | 6725366.09 | 6909300.04 | 7355852.02 | 7502250.58 | 8203792.43 | 8480064.13 | 8981462.81 | 8709351.11 | 8835652.04 | 8762798.31 | 8878026.37 | 8769771.9 | 8740587.52 | 8606860.78 | 8590066.78 | 8597931.35 | 8470808.71 | 8325307.82 | 8161095.85 | 7872419.52 | 7711265.42 | 7538816.97 | 7378553.32 | 7231986.08 | 201328980.74 | 2032 | 37.229 | 8.7049 | 8.878 | 54.8119
Fixed Program Admin | Low | 5989592.79 | 6725366.09 | 6909300.04 | 7355852.02 | 7502250.58 | 8203792.43 | 8480064.13 | 8981462.81 | 8709351.11 | 8835652.04 | 8762798.31 | 8878026.37 | 8769771.9 | 8740587.52 | 8606860.78 | 8590066.78 | 8597931.35 | 8470808.71 | 8325307.82 | 8161095.85 | 7872419.52 | 7711265.42 | 7538816.97 | 7378553.32 | 7231986.08 | 201328980.74 | 2033 | 36.0394 | 8.5802 | 8.7698 | 53.3894
[28 empty] | 2034 | 37.2127 | 8.6138 | 8.7406 | 54.5671
Portfolio Total | Max Achievable | 170191264.6155 | 185174874.1178 | 187191978.2416 | 189747798.1897 | 185347253.6091 | 189351084.9499 | 182418184.1352 | 183338454.9593 | 163228543.3192 | 157408008.3654 | 149728212.1607 | 147145385.0946 | 140942437.0916 | 140377870.8406 | 137900415.2637 | 139482738.469 | 141025125.4999 | 140549106.1098 | 141282409.9158 | 142263123.2747 | 139089914.9909 | 140364768.6017 | 140826151.1697 | 141412518.6993 | 142113337.299 | 3917900958.9837 | 2035 | 37.0262 | 8.5136 | 8.6069 | 54.1467
Portfolio Total | Mid | 96033191.8695 | 105878481.9353 | 109607626.6566 | 115269380.3123 | 116721137.9305 | 122388495.4636 | 121871075.4503 | 126769558.2818 | 118004864.4374 | 117151121.9487 | 108211418.0343 | 105859369.1968 | 101169078.6016 | 99794375.3249 | 97410982.4796 | 97177384.6212 | 96482607.5259 | 94395609.7026 | 93086789.8883 | 92005546.576 | 88427895.9212 | 87599116.4554 | 86500667.9216 | 85591962.1418 | 84859279.2252 | 2568267017.9024 | 2036 | 37.8477 | 8.4891 | 8.5901 | 54.9269
Portfolio Total | Base | 44566404.7492 | 49568863.9294 | 50569726.254 | 53605075.475 | 54436723.8432 | 59704231.2506 | 59729591.7749 | 63977240.6994 | 59697285.5511 | 61464133.8662 | 54579876.2851 | 54811930.2331 | 53389384.5588 | 54567075.811 | 54146682.9964 | 54926862.8182 | 55378214.2397 | 54650944.9644 | 54235259.7051 | 53797273.8592 | 51638070.5859 | 50982113.675 | 50158780.9544 | 49391672.9736 | 48676220.9396 | 1352649641.9924 | 2037 | 38.357 | 8.4233 | 8.5979 | 55.3782
Portfolio Total | Low | 18563198.0919 | 20681655.8373 | 20704867.924 | 21716712.8387 | 22200371.5675 | 25123688.2801 | 25725988.3374 | 28127153.8592 | 26210672.8087 | 27232427.3048 | 25406870.0753 | 26367552.7594 | 26107821.5324 | 27250577.8352 | 27558420.2932 | 28362207.277 | 29035252.2125 | 29105093.96 | 29268933.7696 | 29375317.6245 | 28639873.764 | 28562594.604 | 28386048.0742 | 28196604.4904 | 28002850.3293 | 655912755.4509 | 2038 | 37.9174 | 8.2627 | 8.4708 | 54.6509
[28 empty] | 2039 | 37.7945 | 8.1155 | 8.3253 | 54.2353
Spending ($) | [27 empty] | 2040 | 37.6856 | 7.9506 | 8.1611 | 53.7973
[28 empty] | 2041 | 36.0971 | 7.6686 | 7.8724 | 51.6381
Figure ES-11. EE Total Portfolio Annual Investment, by Achievable Potential Scenario (Nominal$) | [27 empty] | 2042 | 35.763 | 7.5078 | 7.7113 | 50.9821
[28 empty] | 2043 | 35.2839 | 7.336 | 7.5388 | 50.1588
[28 empty] | 2044 | 34.8366 | 7.1766 | 7.3786 | 49.3917
[28 empty] | 2045 | 34.4134 | 7.0308 | 7.232 | 48.6762
[28 empty] | Total | 954.2984 | 197.0223 | 201.329 | 1352.6496
Investment Breakdown for Achievable Potential (Million $/year) | bar: 2021 to 2026
|  | 2021 | 2025 | 2030 | 2035 | 2040 | 2045
Max Achievable | Incentives | 140.1332 | 152.6312 | 128.6509 | 113.1326 | 118.3998 | 119.6685
| Admin | 24.0685 | 25.2138 | 28.7572 | 24.7678 | 23.8633 | 22.4448
Mid | Incentives | 77.0886 | 93.3936 | 92.5683 | 75.6317 | 72.2167 | 67.1706
| Admin | 12.955 | 15.8253 | 24.5828 | 21.7793 | 19.7889 | 17.6887
Base | Incentives | 32.7395 | 39.4925 | 43.9926 | 37.0262 | 37.6856 | 34.4134
| Admin | 5.8373 | 7.442 | 17.4715 | 8.5136 | 7.9506 | 7.0308
Low | Incentives | 10.8138 | 12.4579 | 15.4355 | 15.4567 | 17.4432 | 17.1538
| Admin | 1.7598 | 2.2402 | 11.7969 | 12.1018 | 11.9321 | 10.8491
Spending ($)

## AcquisitionCosts
Residential Acquisition Cost for Achievable Potential ($/kWh/year) |  |  |  |  | BNI Acquisition Cost for Achievable Potential ($/kWh/year) |  |  |  |  | Total Acquisition Cost for Achievable Potential ($/kWh/year)
| Max Achievable | Mid | Base | Low |  | Max Achievable | Mid | Base | Low |  | Max Achievable | Mid | Base | Low
2019 | 0.64073 | 0.516 | 0.23907 | 0.08699 | 2019 | 0.45416 | 0.35349 | 0.27371 | 0.15771 | 2019 | 0.55868 | 0.43553 | 0.25794 | 0.12935
2020 | 0.65502 | 0.52505 | 0.24358 | 0.090932 | 2020 | 0.44684 | 0.34945 | 0.27312 | 0.15836 | 2020 | 0.567 | 0.44061 | 0.25931 | 0.13079
2021 | 0.82009 | 0.66638 | 0.35885 | 0.19674 | 2021 | 0.5778 | 0.4755 | 0.38499 | 0.2664 | 2021 | 0.72567 | 0.58224 | 0.37162 | 0.23465
2022 | 0.85997 | 0.69549 | 0.37657 | 0.20695 | 2022 | 0.56 | 0.45774 | 0.37054 | 0.25675 | 2022 | 0.73659 | 0.58673 | 0.37352 | 0.23514
2023 | 0.89677 | 0.72049 | 0.38637 | 0.20967 | 2023 | 0.57564 | 0.47452 | 0.38687 | 0.27288 | 2023 | 0.77112 | 0.61529 | 0.38661 | 0.24297
2024 | 1.045 | 0.86037 | 0.47744 | 0.27422 | 2024 | 0.57217 | 0.47244 | 0.38768 | 0.2743 | 2024 | 0.84149 | 0.68111 | 0.4317 | 0.27427
2025 | 1.0922 | 0.85287 | 0.46375 | 0.26174 | 2025 | 0.5848 | 0.48555 | 0.40034 | 0.28692 | 2025 | 0.87456 | 0.6914 | 0.43348 | 0.27527
2026 | 1.1238 | 0.8466 | 0.45885 | 0.25994 | 2026 | 0.60634 | 0.50417 | 0.41634 | 0.29582 | 2026 | 0.88279 | 0.68871 | 0.43806 | 0.27923
2027 | 1.169 | 0.85778 | 0.4479 | 0.25793 | 2027 | 0.6085 | 0.50955 | 0.42232 | 0.30234 | 2027 | 0.89969 | 0.69812 | 0.43567 | 0.28093
2028 | 1.2415 | 0.88432 | 0.45326 | 0.26121 | 2028 | 0.59764 | 0.50096 | 0.41755 | 0.29878 | 2028 | 0.89515 | 0.69455 | 0.43528 | 0.28124
2029 | 1.3074 | 0.91458 | 0.46218 | 0.25286 | 2029 | 0.58552 | 0.49452 | 0.41786 | 0.30948 | 2029 | 0.93606 | 0.72265 | 0.44203 | 0.27931
2030 | 1.4122 | 0.962 | 0.48777 | 0.25974 | 2030 | 0.59586 | 0.50319 | 0.42826 | 0.31838 | 2030 | 0.97319 | 0.74883 | 0.46097 | 0.28615
2031 | 1.5222 | 0.92006 | 0.40395 | 0.22581 | 2031 | 0.59909 | 0.50676 | 0.43591 | 0.32718 | 2031 | 1.0135 | 0.72968 | 0.41777 | 0.26895
2032 | 1.6113 | 0.94712 | 0.41388 | 0.23285 | 2032 | 0.61144 | 0.51497 | 0.44581 | 0.33714 | 2032 | 1.05 | 0.74551 | 0.42759 | 0.27555
2033 | 1.7371 | 0.98562 | 0.42435 | 0.23347 | 2033 | 0.61787 | 0.51898 | 0.45319 | 0.34667 | 2033 | 1.1036 | 0.76849 | 0.43638 | 0.27715
2034 | 1.8924 | 1.0356 | 0.44502 | 0.24308 | 2034 | 0.62447 | 0.52325 | 0.45997 | 0.3517 | 2034 | 1.1356 | 0.78457 | 0.45142 | 0.28475
2035 | 2.1019 | 1.1097 | 0.4656 | 0.24922 | 2035 | 0.6388 | 0.53193 | 0.46874 | 0.35859 | 2035 | 1.2018 | 0.81874 | 0.46695 | 0.29016
2036 | 2.2871 | 1.1809 | 0.48409 | 0.25337 | 2036 | 0.66058 | 0.54536 | 0.4794 | 0.36305 | 2036 | 1.2459 | 0.84409 | 0.48199 | 0.29506
2037 | 2.4772 | 1.2568 | 0.50498 | 0.25872 | 2037 | 0.68099 | 0.55738 | 0.48904 | 0.36756 | 2037 | 1.2919 | 0.86916 | 0.49758 | 0.30066
2038 | 2.6838 | 1.345 | 0.52865 | 0.2647 | 2038 | 0.69585 | 0.56515 | 0.49605 | 0.37266 | 2038 | 1.3504 | 0.89953 | 0.51318 | 0.30625
2039 | 2.8878 | 1.4398 | 0.55428 | 0.27124 | 2039 | 0.71334 | 0.57441 | 0.50327 | 0.37649 | 2039 | 1.4044 | 0.92879 | 0.52933 | 0.31218
2040 | 3.0849 | 1.5395 | 0.58158 | 0.27836 | 2040 | 0.73334 | 0.58615 | 0.51225 | 0.38155 | 2040 | 1.4601 | 0.95997 | 0.54666 | 0.31897
2041 | 3.2515 | 1.6316 | 0.60624 | 0.28431 | 2041 | 0.7419 | 0.5882 | 0.51477 | 0.3862 | 2041 | 1.5246 | 0.99153 | 0.5598 | 0.32385
2042 | 3.4304 | 1.7375 | 0.63696 | 0.2929 | 2042 | 0.75967 | 0.59743 | 0.52164 | 0.39104 | 2042 | 1.5868 | 1.0248 | 0.57694 | 0.33142
2043 | 3.5929 | 1.8403 | 0.66806 | 0.30228 | 2043 | 0.77682 | 0.60624 | 0.52796 | 0.39562 | 2043 | 1.6438 | 1.0556 | 0.59332 | 0.33944
2044 | 3.75 | 1.9438 | 0.70072 | 0.3128 | 2044 | 0.79475 | 0.61573 | 0.53479 | 0.40048 | 2044 | 1.7018 | 1.0869 | 0.61004 | 0.34831
2045 | 3.9035 | 2.0476 | 0.73497 | 0.32464 | 2045 | 0.81313 | 0.62557 | 0.54189 | 0.40553 | 2045 | 1.7608 | 1.1186 | 0.62698 | 0.35804
$ per first year incremental kWh |  |  |  |  | $ per first year incremental kWh |  |  |  |  | $ per first year incremental kWh

## CostTests
Portfolio Benefit-Cost Ratios for Achievable Potential (ratio) |  |  |  |  | Residential Benefit-Cost Ratios for Achievable Potential (ratio) |  |  |  |  | BNI Benefit-Cost Ratios for Achievable Potential (ratio) |  |  |  |  | Figure 8‑19. EE Base Case Market Potential, Benefit-Cost Test Ratios for the Portfolio and by Sector
| Total Resource Cost Test | Utility Cost Test | Participant Cost Test | Rate Impact Measure Test |  | Total Resource Cost Test | Utility Cost Test | Participant Cost Test | Rate Impact Measure Test |  | Total Resource Cost Test | Utility Cost Test | Participant Cost Test | Rate Impact Measure Test | Sector | Year | Total Resource Cost Test | Utility Cost Test | Participant Cost Test | Rate Impact Measure Test
2021 | 3.3759 | 4.0873 | 4.0665 | 0.91769 | 2021 | 3.8662 | 5.4285 | 4.5016 | 0.85471 | 2021 | 3.6678 | 3.9466 | 3.3736 | 1.1101 | BNI | 2021 | 3.6678 | 3.9466 | 3.3736 | 1.1101
2022 | 3.4369 | 4.1541 | 4.0885 | 0.93356 | 2022 | 3.8693 | 5.3683 | 4.5142 | 0.85766 | 2022 | 3.8146 | 4.1668 | 3.4406 | 1.1357 |  | 2025 | 4.1122 | 4.6161 | 3.6842 | 1.151
2023 | 3.4544 | 4.2174 | 4.1701 | 0.92231 | 2023 | 3.8466 | 5.3262 | 4.5208 | 0.85338 | 2023 | 3.9083 | 4.2927 | 3.5228 | 1.1386 |  | 2030 | 4.6119 | 5.474 | 3.9674 | 1.2018
2024 | 3.474 | 4.2479 | 4.2169 | 0.91889 | 2024 | 3.8292 | 5.2452 | 4.5377 | 0.84718 | 2024 | 3.9956 | 4.4461 | 3.5933 | 1.144 |  | 2035 | 4.823 | 5.8732 | 4.0526 | 1.2247
2025 | 3.4804 | 4.3494 | 4.2464 | 0.91111 | 2025 | 3.7811 | 5.3112 | 4.4963 | 0.84156 | 2025 | 4.1122 | 4.6161 | 3.6842 | 1.151 |  | 2040 | 4.5934 | 5.6256 | 4.0058 | 1.1749
2026 | 3.4919 | 4.4318 | 4.2427 | 0.91775 | 2026 | 3.7723 | 5.4404 | 4.4977 | 0.84153 | 2026 | 4.1535 | 4.7295 | 3.6949 | 1.1598 |  | 2045 | 4.5596 | 5.7217 | 4.13 | 1.1309
2027 | 3.5191 | 4.5862 | 4.2793 | 0.92102 | 2027 | 3.7758 | 5.6815 | 4.5035 | 0.84604 | 2027 | 4.2609 | 4.8919 | 3.7664 | 1.1689 | Residential | 2021 | 3.8662 | 5.4285 | 4.5016 | 0.85471
2028 | 3.5452 | 4.657 | 4.2657 | 0.93245 | 2028 | 3.77 | 5.7417 | 4.5058 | 0.8462 | 2028 | 4.3061 | 5.0297 | 3.7618 | 1.1788 |  | 2025 | 3.7811 | 5.3112 | 4.4963 | 0.84156
2029 | 3.5708 | 4.7424 | 4.3579 | 0.9197 | 2029 | 3.7509 | 5.6423 | 4.5017 | 0.84209 | 2029 | 4.5781 | 5.4195 | 3.96 | 1.1961 |  | 2030 | 3.7314 | 5.455 | 4.5055 | 0.83598
2030 | 3.5653 | 4.6714 | 4.366 | 0.91581 | 2030 | 3.7314 | 5.455 | 4.5055 | 0.83598 | 2030 | 4.6119 | 5.474 | 3.9674 | 1.2018 |  | 2035 | 3.5878 | 6.5349 | 4.3333 | 0.84349
2031 | 3.5618 | 5.2568 | 4.3221 | 0.93074 | 2031 | 3.7114 | 6.7483 | 4.4196 | 0.85871 | 2031 | 4.6887 | 5.5988 | 4.0194 | 1.2066 |  | 2040 | 3.3518 | 5.8294 | 4.2999 | 0.78312
2032 | 3.5376 | 5.2474 | 4.3036 | 0.929 | 2032 | 3.6686 | 6.712 | 4.3902 | 0.85549 | 2032 | 4.7194 | 5.6538 | 4.0295 | 1.2106 |  | 2045 | 3.1789 | 5.1207 | 4.3262 | 0.72106
2033 | 3.5201 | 5.261 | 4.3059 | 0.9228 | 2033 | 3.6331 | 6.6496 | 4.3683 | 0.85022 | 2033 | 4.8054 | 5.8012 | 4.0919 | 1.2147 | Portfolio | 2021 | 3.3759 | 4.0873 | 4.0665 | 0.91769
2034 | 3.5252 | 5.2574 | 4.2772 | 0.9288 | 2034 | 3.6201 | 6.6164 | 4.3492 | 0.84951 | 2034 | 4.8019 | 5.8261 | 4.0391 | 1.2241 |  | 2025 | 3.4804 | 4.3494 | 4.2464 | 0.91111
2035 | 3.5112 | 5.2334 | 4.2687 | 0.92536 | 2035 | 3.5878 | 6.5349 | 4.3333 | 0.84349 | 2035 | 4.823 | 5.8732 | 4.0526 | 1.2247 |  | 2030 | 3.5653 | 4.6714 | 4.366 | 0.91581
2036 | 3.485 | 5.1452 | 4.2449 | 0.92211 | 2036 | 3.5422 | 6.4173 | 4.3206 | 0.83346 | 2036 | 4.7495 | 5.7718 | 4.0089 | 1.2171 |  | 2035 | 3.5112 | 5.2334 | 4.2687 | 0.92536
2037 | 3.4569 | 5.0555 | 4.229 | 0.91716 | 2037 | 3.4966 | 6.2873 | 4.3113 | 0.82248 | 2037 | 4.693 | 5.7026 | 3.9868 | 1.2078 |  | 2040 | 3.3741 | 4.8223 | 4.2206 | 0.89236
2038 | 3.4301 | 4.9881 | 4.227 | 0.90928 | 2038 | 3.45 | 6.1461 | 4.3048 | 0.8105 | 2038 | 4.6796 | 5.7069 | 4.001 | 1.1997 |  | 2045 | 3.3029 | 4.5527 | 4.2713 | 0.85355
2039 | 3.4003 | 4.9048 | 4.2239 | 0.90037 | 2039 | 3.3971 | 5.984 | 4.301 | 0.79628 | 2039 | 4.6405 | 5.6745 | 4.0074 | 1.1873
2040 | 3.3741 | 4.8223 | 4.2206 | 0.89236 | 2040 | 3.3518 | 5.8294 | 4.2999 | 0.78312 | 2040 | 4.5934 | 5.6256 | 4.0058 | 1.1749
2041 | 3.3561 | 4.7875 | 4.2375 | 0.88247 | 2041 | 3.3112 | 5.6944 | 4.302 | 0.77051 | 2041 | 4.6274 | 5.7143 | 4.0581 | 1.1691
2042 | 3.338 | 4.717 | 4.2434 | 0.87448 | 2042 | 3.2722 | 5.5307 | 4.3053 | 0.75739 | 2042 | 4.6077 | 5.7114 | 4.0743 | 1.1592
2043 | 3.3243 | 4.6586 | 4.2518 | 0.86722 | 2043 | 3.2379 | 5.3875 | 4.311 | 0.74492 | 2043 | 4.592 | 5.7156 | 4.0933 | 1.1497
2044 | 3.3125 | 4.6031 | 4.2608 | 0.86027 | 2044 | 3.2068 | 5.2503 | 4.3181 | 0.73279 | 2044 | 4.5747 | 5.7171 | 4.1106 | 1.1402
2045 | 3.3029 | 4.5527 | 4.2713 | 0.85355 | 2045 | 3.1789 | 5.1207 | 4.3262 | 0.72106 | 2045 | 4.5596 | 5.7217 | 4.13 | 1.1309
[5 empty] | *Sector level Results do not contain portoflio admin spending |  |  |  |  | *Sector level Results do not contain portoflio admin spending
Portfolio Net Benefits for Achievable Potential ($) |  |  |  |  | Residential Net Benefits for Achievable Potential ($) |  |  |  |  | BNI Net Benefits for Achievable Potential ($) |  |  |  |  | Figure 8‑20. EE Base Case Market Potential, Cost Test Net Benefits for the Portfolio and by Sector (Million $)
| Total Resource Cost Test | Utility Cost Test | Participant Cost Test | Rate Impact Measure Test |  | Total Resource Cost Test | Utility Cost Test | Participant Cost Test | Rate Impact Measure Test |  | Total Resource Cost Test | Utility Cost Test | Participant Cost Test | Rate Impact Measure Test | Sector | Year | Total Resource Cost Test | Utility Cost Test | Participant Cost Test | Rate Impact Measure Test
2021 | 132701431.8713 | 142833293.7345 | 196195820.3703 | -16960198.6692 | 2021 | 81871548.5036 | 90092730.0304 | 137622554.9117 | -18772731.0878 | 2021 | 56819476.1577 | 58730156.4941 | 58573265.4586 | 7802125.2086 | BNI | 2021 | 56.8195 | 58.7302 | 58.5733 | 7.8021
2022 | 154355110.1904 | 165722792.1737 | 225951009.6539 | -15533785.0655 | 2022 | 90633402.4573 | 99454023.1801 | 155155465.7532 | -20283514.5243 | 2022 | 70447073.8231 | 72994135.0836 | 70795543.9006 | 11475095.5488 |  | 2025 | 69.6085 | 72.486 | 69.674 | 12.1422
2023 | 157510551.5195 | 169559506.7705 | 239016523.7295 | -18720740.9039 | 2023 | 97984883.144 | 107547131.9653 | 172187740.0748 | -22749065.9718 | 2023 | 66434968.4155 | 68921674.8451 | 66828783.6547 | 10937625.1079 |  | 2030 | 81.19 | 86.5682 | 77.7529 | 17.7856
2024 | 168653494.1938 | 181504060.987 | 260863371.9656 | -20954765.2556 | 2024 | 104892049.0694 | 114900989.859 | 189431003.6352 | -25608383.8736 | 2024 | 71117297.1444 | 73958923.148 | 71432368.3304 | 12009470.638 |  | 2035 | 77.4244 | 83.4255 | 72.4316 | 18.4502
2025 | 172926472.748 | 187283915.0246 | 273836262.9619 | -23725817.9382 | 2025 | 110820216.2771 | 122300183.279 | 204162295.4193 | -28365775.5569 | 2025 | 69608507.0509 | 72485982.3255 | 69673967.5427 | 12142208.1987 |  | 2040 | 83.8417 | 90.2705 | 82.8319 | 16.3443
2026 | 189349962.8063 | 205883414.9281 | 300131662.8636 | -23828861.5832 | 2026 | 117774437.7958 | 130800376.1668 | 220893158.6174 | -30178574.7228 | 2026 | 79779317.4405 | 83286831.1913 | 79238504.2461 | 14553505.5697 |  | 2045 | 79.2932 | 85.8295 | 82.8134 | 12.042
2027 | 195624410.9031 | 214124757.2073 | 312469086.4388 | -23481434.7428 | 2027 | 122871523.5805 | 137719120.876 | 232290148.1267 | -30415402.2195 | 2027 | 81232951.4526 | 84885700.4614 | 80178938.3121 | 15414031.6067 | Residential | 2021 | 81.8715 | 90.0927 | 137.6226 | -18.7727
2028 | 211523551.7772 | 233196990.2539 | 334326107.6628 | -21511602.2315 | 2028 | 126858242.018 | 142585584.7456 | 243085139.6274 | -31381957.1661 | 2028 | 93646772.5692 | 99592868.3183 | 91240968.0354 | 18851817.7446 |  | 2025 | 110.8202 | 122.3002 | 204.1623 | -28.3658
2029 | 201198973.9294 | 222347074.2154 | 330827289.0319 | -24600316.3 | 2029 | 129551408.9926 | 145338604.7537 | 253416133.1634 | -33124121.8201 | 2029 | 80356916.0468 | 85717820.5717 | 77411155.8685 | 17233156.6302 |  | 2030 | 131.1974 | 146.3745 | 262.5282 | -35.1646
2030 | 203551794.3162 | 224107045.1049 | 340281120.4798 | -26214639.8396 | 2030 | 131197442.1319 | 146374506.8204 | 262528205.6932 | -35164622.7525 | 2030 | 81190004.2243 | 86568190.3245 | 77752914.7865 | 17785634.9529 |  | 2035 | 123.4536 | 144.9683 | 264.4195 | -31.7596
2031 | 201307375.4199 | 228429080.1745 | 337879148.6885 | -20992171.2869 | 2031 | 131695311.3933 | 153554001.5847 | 263071861.0911 | -29661777.6195 | 2031 | 78374862.3366 | 83637876.8998 | 74807287.5974 | 17432404.6426 |  | 2040 | 96.1728 | 113.5524 | 246.4215 | -37.9588
2032 | 200617020.8067 | 228120095.8933 | 339442994.0615 | -21539241.2881 | 2032 | 130874693.1321 | 153111476.1402 | 264693864.4376 | -30391338.3634 | 2032 | 78620354.0446 | 83886646.1232 | 74749129.6239 | 17730123.4453 |  | 2045 | 72.136 | 84.6907 | 226.3384 | -40.712
2033 | 195078071.2436 | 222379620.3232 | 337159290.141 | -22970044.693 | 2033 | 128830924.0628 | 151025588.4836 | 265984428.6992 | -31314931.4706 | 2033 | 75016919.0808 | 80123803.7396 | 71174861.4418 | 17114658.6776 | Portfolio | 2021 | 132.7014 | 142.8333 | 196.1958 | -16.9602
2034 | 196312100.4675 | 224314950.0392 | 338837221.0662 | -21233444.937 | 2034 | 126993341.3686 | 148942938.0771 | 265817643.3453 | -31081785.9932 | 2034 | 78059346.6189 | 84112599.4821 | 73019577.7208 | 18588928.5762 |  | 2025 | 172.9265 | 187.2839 | 273.8363 | -23.7258
2035 | 192271102.0354 | 219786882.6846 | 336851139.6902 | -21916224.1856 | 2035 | 123453584.0885 | 144968252.5216 | 264419502.8081 | -31759552.2487 | 2035 | 77424378.7269 | 83425490.943 | 72431636.8821 | 18450188.8431 |  | 2030 | 203.5518 | 224.107 | 340.2811 | -26.2146
2036 | 190922768.0535 | 217985578.3178 | 338121975.8305 | -22854209.5316 | 2036 | 118664559.9327 | 139577083.2011 | 261965387.9254 | -33037682.4909 | 2036 | 80848274.9008 | 86998561.8967 | 76156587.9051 | 18773539.7393 |  | 2035 | 192.2711 | 219.7869 | 336.8511 | -21.9162
2037 | 188258406.3965 | 214711082.8749 | 338117074.9384 | -24174905.4227 | 2037 | 113438273.4215 | 133606096.8802 | 258767139.1313 | -34291180.5549 | 2037 | 83418064.3251 | 89702917.3446 | 79349935.8071 | 18714206.4822 |  | 2040 | 171.8534 | 195.6619 | 329.2534 | -29.7757
2038 | 182368121.8841 | 207989764.7595 | 334610350.3883 | -25954387.0331 | 2038 | 107850425.4901 | 127161225.994 | 254914853.533 | -35508559.5269 | 2038 | 82988505.1041 | 89299347.4755 | 79695496.8553 | 18024981.2037 |  | 2045 | 144.1972 | 163.2882 | 309.1518 | -35.902
2039 | 177025226.2734 | 201787980.2907 | 332109799.4992 | -28047379.2337 | 2039 | 101864501.3774 | 120234983.9733 | 250783704.8293 | -36932675.4685 | 2039 | 83486032.7161 | 89878304.1374 | 81326094.67 | 17210604.0547
2040 | 171853393.1614 | 195661893.472 | 329253439.8236 | -29775655.7114 | 2040 | 96172797.2193 | 113552446.2306 | 246421503.8212 | -37958829.3936 | 2040 | 83841691.7921 | 90270543.0914 | 82831936.0024 | 16344269.5322
2041 | 162978125.9193 | 185695302.7919 | 320804438.9705 | -31260799.7502 | 2041 | 90451715.5712 | 106830783.9807 | 240700129.2918 | -38596590.9599 | 2041 | 80398829.8682 | 86736938.3311 | 80104309.6786 | 15208210.7298
2042 | 157920178.0839 | 179662553.8914 | 318300015.1511 | -32724885.1803 | 2042 | 85467124.7955 | 100826472.3514 | 237465808.7207 | -39425230.8679 | 2042 | 80164318.7084 | 86547346.96 | 80834206.4305 | 14411611.1076
2043 | 152923882.5987 | 173725368.8096 | 314807176.3436 | -33868429.5203 | 2043 | 80627513.81 | 95003134.2285 | 233354657.3216 | -39946045.5198 | 2043 | 79835185.7587 | 86261051.5511 | 81452519.022 | 13616432.9695
2044 | 148356155.9195 | 168282747.194 | 311752131.2133 | -34920650.4243 | 2044 | 76180890.3618 | 89616881.6312 | 229629916.0263 | -40367597.9889 | 2044 | 79553818.8777 | 86044418.8829 | 82122215.1871 | 12825500.8846
2045 | 144197230.8394 | 163288170.7007 | 309151806.5399 | -35901995.8505 | 2045 | 72136014.1722 | 84690683.5366 | 226338399.1748 | -40711991.9724 | 2045 | 79293202.7471 | 85829473.2442 | 82813407.3651 | 12041982.2019
2021 - 2045 | 4449784913.3581 | 4978383922.6172 | 7751096257.5038 | -623666586.5783 | 2021 - 2045 | 2699156824.1671 | 3099815300.491 | 5835100645.1791 | -807029920.1346 | 2021 - 2045 | 1951957069.931 | 2079897602.8662 | 1915995612.3247 | 384692314.2962
[5 empty] | *Sector level Results do not contain portoflio admin spending |  |  |  |  | *Sector level Results do not contain portoflio admin spending

## MeasureUnitIncentives
Per Unit Incentives by Measure (2021)
Common Measure Name | Max Achievable | Mid | Base | Low
1/2 Size Hot Food Holding Cabinet | 527.2019 | 439.744 | 352.2861 | 177.3703
Advanced Lighting Design (Performance Lighting) | 17611.869 | 17096.8721 | 16581.8752 | 15551.8814
Advanced Smart (Tier 2) Power Strip | 20.808 | 12.0783 | 4.0665 | 2.0808
Air Conditioner retirement | 25.1361 | 2.5136 | 2.5136 | 2.5136
Air Source Heat Pump | 13402.4328 | 1756.914 | 1340.2433 | 1340.2433
Air-Entraining Air Nozzle | 60.8842 | 15.5247 | 6.0884 | 6.0884
ASHP and AWHP - Electrical | 12226.7808 | 11159.8492 | 10092.9176 | 7959.0545
Behavioral | 0 | 0 | 0 | 0
BNI ETS System | 3342.613 | 2284.9713 | 1227.3296 | 679.499
BNI VFD (~20hp avg) | 4952.8866 | 495.2887 | 495.2887 | 495.2887
Case Lighting for Sign Retrofits | 750.6798 | 649.5272 | 548.3745 | 346.0692
CEE Tier 2 Commercial Washing Machine | 535.5043 | 387.1991 | 238.894 | 53.5504
CEE Tier 3 Commercial Washing Machine | 577.0162 | 405.7446 | 234.473 | 57.7016
Circulation Fan (Agriculture) | 207.5598 | 194.9148 | 182.2698 | 156.9798
Clothes Dryer replacement | 957.168 | 912.5697 | 867.9714 | 778.7748
Clothes Dryers | 780.3 | 749.8547 | 719.4093 | 658.5187
Clothes Washer replacement | 1113.228 | 1081.9598 | 1050.6916 | 988.1553
Clothes Washers | 977.976 | 957.2403 | 936.5045 | 895.033
Clothes-line | 63.9014 | 39.216 | 14.5306 | 6.3901
Cold Climate Air-Source Heat Pump | 12403.7261 | 8420.1749 | 4436.6236 | 1240.3726
Combined Heat and Power (CHP) | 0.20029 | 0.20029 | 0.20029 | 0.20029
Cooler Night Covers for Display Cases | 278.8272 | 212.1809 | 145.5347 | 31.1087
Custom Energy Efficiency | 382.7545 | 251.0519 | 119.3494 | 38.2982
Cycling Refrigerated Air Dryer | 1259.5617 | 1196.0978 | 1132.6339 | 1005.706
Dairy Scroll Compressor | 1066.6493 | 106.6649 | 106.6649 | 106.6649
Daylight Controls | 154.7283 | 140.3334 | 125.9385 | 97.1486
Decorative Lamp | 5.4413 | 0.54413 | 0.54413 | 0.54413
Dehumidifier | 239.0423 | 225.6628 | 212.2833 | 185.5243
Dehumidifier replacement (Low income only) | 317.7886 | 209.1728 | 100.557 | 31.7789
Dimmer Switch | 14.6592 | 14.0857 | 13.5122 | 12.3651
Dishwasher replacement | 1092.42 | 1050.208 | 1007.9959 | 923.5718
Door Heater Controls | 1751.9608 | 1237.4931 | 723.0254 | 175.1961
Double Heat Pad (Agriculture) | 267.0603 | 181.5899 | 96.1196 | 26.706
Downlight Luminaire | 54.0796 | 42.5047 | 30.9297 | 9.8741
Drain Water Heat Recovery | 936.36 | 671.4033 | 406.4466 | 93.636
Dual Enthalpy Economizer Controls | 1315.9291 | 660.3077 | 133.5763 | 131.5929
Ductless Heat Pump Controller | 166.464 | 49.9695 | 16.6464 | 16.6464
EC Motor for Refrigeration Applications | 210.4498 | 183.4051 | 156.3603 | 102.2709
ECM Circulator Pump | 326.4359 | 289.8604 | 253.2848 | 180.1337
Efficient clothes washer | 280.6687 | 249.7297 | 218.7906 | 156.9125
Efficient refrigerator | 27.0504 | 23.0185 | 18.9865 | 10.9226
Electric Combination Oven | 2191.8315 | 1789.4255 | 1387.0195 | 587.8296
Electric Combination Oven with Gas | 15438.2979 | 15345.5143 | 15252.7307 | 15067.1635
Electric Convection Oven | 1393.4181 | 1271.0144 | 1148.6107 | 903.8033
Electric Convection Oven with Gas | 6017.8505 | 5989.3704 | 5960.8904 | 5903.9302
Electric Fryer Replacement with Gas | 2682.6402 | 2604.9502 | 2527.2601 | 2371.8801
Electric Griddle | 894.744 | 774.1135 | 653.483 | 412.2221
Electric Griddle Replacement with Gas | 4259.1271 | 4248.4967 | 4237.8663 | 4216.6054
Electric Steam Cooker | 2948.7329 | 2318.9049 | 1689.0769 | 546.6356
Electric Steam Cooker Replacement with Gas | 11949.9096 | 11949.9096 | 11949.9096 | 11949.9096
Electric to Natural Gas - Water Heater | 1934.4573 | 1509.4097 | 1084.3622 | 329.8694
Energy Management Information Systems | 0.0097211 | 0.005482 | 0.0016807 | 0.00097211
Energy Star Dryer | 132.4741 | 106.143 | 79.8119 | 27.1497
ENERGY STAR Manufactured Home | 5729.7616 | 5132.2786 | 4534.7955 | 3339.8295
ENERGY STAR Pool Pump | 485.4298 | 245.853 | 51.0864 | 48.543
ENERGY STAR Washing Machine | 262.9091 | 211.9011 | 160.893 | 61.5938
Engine Block Heater Timer (Agriculture) | 41.616 | 4.1616 | 4.1616 | 4.1616
EV: Level 1/2 Energy Star Electric Vehicle Charging | 1523.3017 | 1516.009 | 1508.7164 | 1494.1312
Evaporator Fan Motor Controls | 1707.5253 | 1540.8553 | 1374.1854 | 1040.8455
Faucet Aerators | 16.8095 | 1.681 | 1.681 | 1.681
Faucet Aerators - MURB | 16.8095 | 1.681 | 1.681 | 1.681
Flood Luminaire | 689.7312 | 606.6387 | 523.5462 | 357.3611
Freezer replacement | 683.38 | 683.38 | 683.38 | 683.38
Freezer replacement (Low income only) | 678.4344 | 678.4344 | 678.4344 | 678.4344
Freezer retirement | 115.46 | 115.46 | 115.46 | 115.46
Full Size Hot Food Holding Cabinet | 938.4408 | 694.2057 | 449.9706 | 93.8441
General Use Lamp (A,G Types) | 4.7962 | 0.47962 | 0.47962 | 0.47962
Glass Door Freezer | 0 | 0 | 0 | 0
Glass Door Refrigerator | 0 | 0 | 0 | 0
Ground Source Heat Pump | 19536.9641 | 5565.5296 | 1953.6964 | 1953.6964
GSHP | 21423.9168 | 18099.2865 | 14774.6561 | 8125.3955
Heat Pump Clothes Dryer | 885.5885 | 777.481 | 669.3735 | 453.1586
Heat Pump Dryer (ventless) | 1139.238 | 1065.8401 | 992.4421 | 845.6463
Heat Pump Water Heater | 2415.1901 | 2180.8957 | 1946.6013 | 1478.0125
Heat Reclaimer Unit (Agriculture) | 4812.6199 | 4155.0653 | 3497.5108 | 2182.4017
Heavy duty timer | 25.2609 | 5.1834 | 2.5261 | 2.5261
High Bay Luminaire | 247.5908 | 213.365 | 179.1391 | 110.6874
High Efficiency Circulator Pump | 1676.4982 | 1335.1209 | 993.7437 | 355.4905
High Volume Low Speed Fan (Agriculture) | 4605.0601 | 3828.0402 | 3051.0204 | 1496.9807
Holiday Lights Exchange | 28.6526 | 25.3662 | 22.0797 | 15.5068
Horticulture Interior LED Grow Lighting | 5417.4085 | 5045.1486 | 4672.8887 | 3928.3688
Hot Water Tank Wrap | 31.0616 | 3.1062 | 3.1062 | 3.1062
Hot Water Tank Wrap - MURB | 31.0616 | 3.1062 | 3.1062 | 3.1062
HVAC Hotel Occupancy Sensor | 152.2105 | 36.9182 | 15.2211 | 15.2211
Hybrid Heat Pump Dryer | 624.24 | 587.3765 | 550.5129 | 476.7858
Indoor motion sensor | 26.7383 | 25.193 | 23.6477 | 20.5571
Induction Cooktop Stove | 342.4946 | 335.5991 | 328.7037 | 314.9128
Intelligent Freezer Defrost Controls | 78.03 | 34.0177 | 7.803 | 7.803
Interior Occupancy Sensor | 104.4522 | 86.271 | 68.0898 | 31.7275
LED - ENERGY STAR Fixture with Motion Sensor | 48.5555 | 27.2149 | 5.8744 | 4.8555
LED - ENERGY STAR Fixture without Motion Sensor | 38.3804 | 32.4485 | 26.5166 | 14.6527
LED Night Lights | 1.7298 | 0.17298 | 0.17298 | 0.17298
LED Troffer | 209.1256 | 199.0115 | 188.8974 | 168.6692
Linear Ambient Luminaire | 169.9774 | 162.1158 | 154.2542 | 138.5311
Linear Replacement Lamp (High) | 38.0605 | 25.6799 | 13.2993 | 3.806
Linear Replacement Lamp (Low) | 38.0605 | 25.6799 | 13.2993 | 3.806
Low-bay Luminaire | 177.1177 | 156.6317 | 136.1457 | 95.1738
Low-flow showerhead | 45.3879 | 4.5388 | 4.5388 | 4.5388
Low-flow showerhead - MURB | 45.3879 | 4.5388 | 4.5388 | 4.5388
Low/Zero Energy Livestock Waterer | 1089.6942 | 1007.8497 | 926.0052 | 762.3162
Luminaire Level Lighting Control (LLLC) - High Impact Application | 105.3613 | 92.9424 | 80.5235 | 55.6856
Luminaire Level Lighting Control (LLLC) - Low Impact Application | 253.3062 | 227.9363 | 202.5665 | 151.8267
Milk Pre-cooler | 4765.573 | 4334.632 | 3903.6909 | 3041.8088
Mini freezer retirement | 57.73 | 57.73 | 57.73 | 57.73
Mini fridge retirement | 57.73 | 57.73 | 57.73 | 57.73
Motion sensor with dimmer switch | 26.7383 | 24.9301 | 23.1219 | 19.5055
MSHP - Fully Electrical | 6092.5824 | 5124.3385 | 4156.0947 | 2219.6069
MSHP - Mainly Electrical | 6092.5824 | 5745.8347 | 5399.0871 | 4705.5918
Multi-Tank Conveyor Dishwasher - High Temp | 1342.22 | 134.222 | 134.222 | 134.222
Multi-Tank Conveyor Dishwasher - Low Temp | 1342.22 | 219.8679 | 134.222 | 134.222
Natural Barn Ventiliation - Summer Only | 624.24 | 460.9194 | 297.5987 | 62.424
Natural Barn Ventiliation - Year-Round | 4462.5357 | 4085.8114 | 3709.0872 | 2955.6387
Networked / Connected Plug | 80.527 | 50.5424 | 20.5579 | 8.0527
Networked/ Connected - Indoor LED Lamp | 68.9369 | 66.389 | 63.8411 | 58.7453
Networked/Connected - High Impact Application | 161.8966 | 147.3082 | 132.7198 | 103.543
Networked/Connected - Low Impact Application | 441.4313 | 412.5973 | 383.7632 | 326.0952
No-Loss Drain | 345.933 | 195.6807 | 60.5318 | 34.5933
Occupancy Sensor (Exterior) | 141.1407 | 133.8001 | 126.4595 | 111.7782
Open to Closed Cooler Conversion | 3202.9798 | 3134.0505 | 3065.1211 | 2927.2624
Outdoor motion sensor | 43.6864 | 37.1448 | 30.6031 | 17.5199
Outside Air Economizer | 2703.2505 | 2055.5987 | 1407.9469 | 298.1113
Ozonated Laundry ¦ BNI | 27258.2316 | 19115.2179 | 10972.2043 | 2725.8232
Packaged Terminal Heat Pump (12kBTU/hr) | 334.6134 | 33.4613 | 33.4613 | 33.4613
Pellet Boiler/Furnace | 8302.392 | 4368.4309 | 830.2392 | 830.2392
Pellet Stove | 4561.1136 | 2223.1131 | 456.1114 | 456.1114
Pipe Insulation | 1.5069 | 0.15069 | 0.15069 | 0.15069
Pipe Insulation - MURB | 1.5069 | 0.15069 | 0.15069 | 0.15069
Pole/Arm-Mounted Area Luminaire | 566.5385 | 498.9325 | 431.3264 | 296.1143
Pole/Arm-Mounted Decorative Luminaire | 113.3706 | 77.5074 | 41.6442 | 11.3371
Power bar with timer | 26.8423 | 18.0049 | 9.1676 | 2.6842
Premium High Bay Luminaire | 569.7827 | 517.4247 | 465.0666 | 360.3506
Programmable thermostat | 16.3924 | 1.6392 | 1.6392 | 1.6392
Range / Stove replacement | 1165.248 | 1131.0587 | 1096.8694 | 1028.4909
Reflector Lamp | 10.8341 | 1.0834 | 1.0834 | 1.0834
Refrigerated Case Luminaire | 161.8966 | 134.4903 | 107.0841 | 52.2715
Refrigerated Vending Machine Controls | 350.2923 | 232.3715 | 114.4508 | 35.0292
Refrigerator replacement | 900.42 | 900.42 | 900.42 | 900.42
Refrigerator replacement (Low income only) | 882.2729 | 882.2729 | 882.2729 | 882.2729
Refrigerator retirement | 115.46 | 115.46 | 115.46 | 115.46
Residential DHW Timer | 208.08 | 208.08 | 208.08 | 208.08
Residential ETS System (Central) | 5202 | 5202 | 5202 | 5202
Residential ETS System (Room) | 2080.8 | 2080.8 | 2080.8 | 2080.8
Room air purifier | 220.003 | 141.0097 | 62.0164 | 22.0003
Screw-in LED Bulb | 6.2961 | 4.0238 | 1.7515 | 0.62961
Self-Contained Ice Maker | 230.9688 | 206.0723 | 181.1758 | 131.3829
Server Virtualization and Decommissioning | 428.2078 | 42.8208 | 42.8208 | 42.8208
Server-based Power Management Software | 10.404 | 5.3606 | 1.1247 | 1.0404
Single -Tank Conveyor Dishwasher - High Temp | 2836.6506 | 2254.5578 | 1672.4649 | 591.5428
Single -Tank Conveyor Dishwasher - Low Temp | 0 | 0 | 0 | 0
Single Heat Pad (Agriculture) | 116.6913 | 73.9561 | 31.2209 | 11.6691
Single-Tank Door type Dishwasher - High Temp | 2660.9166 | 1911.2587 | 1161.6008 | 266.0917
Single-Tank Door type Dishwasher - Low Temp | 19.3722 | 1.9372 | 1.9372 | 1.9372
Smart power bar | 26.8423 | 17.9885 | 9.1347 | 2.6842
Smart Power Controllers | 72.5086 | 38.9618 | 7.2509 | 7.2509
Solar air heating | 6918.66 | 6604.1967 | 6289.7335 | 5660.807
Solar DHW System | 1140.7986 | 994.7987 | 848.7988 | 556.799
Solar Domestic Hot Water | 4217.5504 | 3244.9374 | 2272.3244 | 421.755
Solid Door Freezer | 0 | 0 | 0 | 0
Solid Door Refrigerator | 0 | 0 | 0 | 0
Standard Capacity Electric Fryer | 290.5837 | 93.0488 | 29.0584 | 29.0584
Strategic Energy Management | 0.00090547 | 9.0547e-05 | 9.0547e-05 | 9.0547e-05
Strip-Curtains for Display Cases | 105.507 | 10.5507 | 10.5507 | 10.5507
Surface Mounted Exterior LED | 56.7226 | 45.4318 | 34.141 | 12.7896
Track/Mono-point Direction Luminaire | 18.5295 | 5.0097 | 1.853 | 1.853
Unconverted D | 563.8968 | 56.3897 | 56.3897 | 56.3897
Under-Counter Dishwasher - HighTemp | 166.0478 | 16.6048 | 16.6048 | 16.6048
Under-Counter Dishwasher - Low Temp | 69.1866 | 6.9187 | 6.9187 | 6.9187
Variable Speed Kitchen Exhaust Fan | 6531.215 | 5111.9466 | 3692.6781 | 1123.742
Ventilation Fan (Agriculture) | 1126.3578 | 1111.6302 | 1096.9026 | 1067.4474
VFD Milk Transfer Pump | 4151.196 | 4004.7801 | 3858.3643 | 3565.5325
VFD Milk Vacuum Pump | 6985.0791 | 6472.1648 | 5959.2504 | 4933.4216
Whole home - tier 1 (45% better than code target) | 10153.2636 | 8530.5678 | 6907.872 | 3662.4804
Whole home - tier 2 (60% better than code target) | 14258.682 | 11853.3468 | 9448.0116 | 4637.3412
Whole home - tier 3 (70% better than code target) | 20620.728 | 17578.8293 | 14536.9307 | 8453.1334
Whole Home | 5729.7637 | 3329.0316 | 928.2994 | 572.9764
Whole Home - tier 0 (22% better than code on average) | 7384.5823 | 6177.518 | 4970.4537 | 2556.3252
Whole Home First Nations Retrofit | 11964.6 | 9858.7704 | 7752.9408 | 3541.2816
Wi-Fi Thermostat | 268.4232 | 173.4921 | 78.5609 | 26.8423
Wood Boiler/Furnace | 18242.1967 | 14281.0311 | 10319.8655 | 2397.5342
Wood Stove | 3688.218 | 1136.785 | 368.8218 | 368.8218
Zero-Energy Doors for Reach-In Coolers | 401.2823 | 313.151 | 225.0197 | 67.9971
$ per unit

## ElecEnergy_AnnualMkt
Residential Electricity Annual Incremental Achievable Potential by Scenario (GWh/year) | [5 empty] | BNI Electricity Annual Incremental Achievable Potential by Scenario (GWh/year) | [5 empty] | Total Electricity Annual Incremental Achievable Potential by Scenario (GWh/year)
| Max Achievable | Mid | Base | Low |  |  | Max Achievable | Mid | Base | Low |  |  | Max Achievable | Mid | Base | Low
2021 | 143.1331 | 92.2296 | 61.373 | 36.0532 |  | 2021 | 91.397 | 72.709 | 58.5528 | 43.0564 |  | 2021 | 234.5301 | 164.9386 | 119.9257 | 79.1095
2022 | 147.9945 | 97.9034 | 65.6004 | 38.1686 |  | 2022 | 103.4 | 82.5517 | 67.1075 | 49.7873 |  | 2022 | 251.3945 | 180.4551 | 132.7079 | 87.9559
2023 | 147.7694 | 101.9499 | 69.3197 | 40.3207 |  | 2023 | 94.9844 | 76.1908 | 61.4839 | 44.8954 |  | 2023 | 242.7539 | 178.1408 | 130.8036 | 85.216
2024 | 128.4326 | 91.0339 | 60.9016 | 32.9743 |  | 2024 | 97.0575 | 78.2034 | 63.27 | 46.2064 |  | 2024 | 225.4901 | 169.2373 | 124.1716 | 79.1807
2025 | 121.0236 | 94.6092 | 65.6237 | 37.3196 |  | 2025 | 90.909 | 74.2083 | 59.9578 | 43.3312 |  | 2025 | 211.9327 | 168.8176 | 125.5815 | 80.6507
2026 | 114.5955 | 95.7675 | 69.6399 | 41.613 |  | 2026 | 99.8952 | 81.9391 | 66.652 | 48.3632 |  | 2026 | 214.4907 | 177.7066 | 136.2918 | 89.9762
2027 | 105.3388 | 94.5319 | 71.5761 | 44.1511 |  | 2027 | 97.4178 | 80.0391 | 65.5211 | 47.424 |  | 2027 | 202.7566 | 174.571 | 137.0972 | 91.5751
2028 | 94.6395 | 92.1682 | 72.9773 | 46.7018 |  | 2028 | 110.1738 | 90.3526 | 74.002 | 53.3096 |  | 2028 | 204.8133 | 182.5208 | 146.9793 | 100.0114
2029 | 84.6762 | 88.6826 | 73.6555 | 50.0102 |  | 2029 | 89.7028 | 74.6115 | 61.3969 | 43.8321 |  | 2029 | 174.3789 | 163.2942 | 135.0525 | 93.8423
2030 | 74.7633 | 83.7592 | 73.2937 | 52.3138 |  | 2030 | 86.9807 | 72.6856 | 60.0433 | 42.8555 |  | 2030 | 161.744 | 156.4448 | 133.337 | 95.1693
2031 | 66.3256 | 79.9893 | 74.1166 | 54.2632 |  | 2031 | 81.4031 | 68.3102 | 56.5278 | 40.2037 |  | 2031 | 147.7287 | 148.2994 | 130.6444 | 94.4668
2032 | 61.4701 | 75.7512 | 73.1625 | 56.5136 |  | 2032 | 78.6626 | 66.2438 | 55.0263 | 39.1768 |  | 2032 | 140.1328 | 141.995 | 128.1887 | 95.6904
2033 | 55.4213 | 70.3906 | 71.2896 | 57.8513 |  | 2033 | 72.2931 | 61.2567 | 51.0556 | 36.3508 |  | 2033 | 127.7144 | 131.6473 | 122.3451 | 94.2021
2034 | 49.8275 | 64.8783 | 69.0975 | 58.9872 |  | 2034 | 73.7935 | 62.3186 | 51.78 | 36.7129 |  | 2034 | 123.621 | 127.1969 | 120.8775 | 95.7001
2035 | 44.156 | 59.0629 | 65.9873 | 59.418 |  | 2035 | 70.5843 | 59.9136 | 49.97 | 35.5573 |  | 2035 | 114.7403 | 118.9765 | 115.9573 | 94.9753
2036 | 40.286 | 54.114 | 62.9078 | 59.5806 |  | 2036 | 71.6704 | 61.0126 | 51.0517 | 36.5417 |  | 2036 | 111.9563 | 115.1266 | 113.9595 | 96.1223
2037 | 37.1286 | 49.4825 | 59.6309 | 59.3521 |  | 2037 | 72.0284 | 61.5243 | 51.6641 | 37.2182 |  | 2037 | 109.157 | 111.0068 | 111.295 | 96.5704
2038 | 34.2697 | 44.9973 | 55.9604 | 58.4586 |  | 2038 | 69.808 | 59.9421 | 50.5336 | 36.5778 |  | 2038 | 104.0777 | 104.9393 | 106.494 | 95.0363
2039 | 31.9706 | 41.0394 | 52.344 | 57.2846 |  | 2039 | 68.6309 | 59.1848 | 50.1165 | 36.472 |  | 2039 | 100.6015 | 100.2242 | 102.4605 | 93.7566
2040 | 30.1136 | 37.5821 | 48.84 | 55.8509 |  | 2040 | 67.3183 | 58.2604 | 49.5716 | 36.2438 |  | 2040 | 97.4319 | 95.8425 | 98.4116 | 92.0947
2041 | 28.4539 | 34.474 | 45.4069 | 54.1218 |  | 2041 | 62.775 | 54.709 | 46.8371 | 34.3148 |  | 2041 | 91.2289 | 89.183 | 92.2441 | 88.4366
2042 | 27.3953 | 32.0417 | 42.3746 | 52.3545 |  | 2042 | 61.0634 | 53.4415 | 45.9921 | 33.8271 |  | 2042 | 88.4587 | 85.4832 | 88.3667 | 86.1816
2043 | 26.3762 | 29.8381 | 39.4392 | 50.3312 |  | 2043 | 59.2925 | 52.1085 | 45.1005 | 33.2942 |  | 2043 | 85.6686 | 81.9466 | 84.5397 | 83.6254
2044 | 25.5048 | 27.9376 | 36.7167 | 48.1681 |  | 2044 | 57.5887 | 50.8144 | 44.2481 | 32.784 |  | 2044 | 83.0935 | 78.752 | 80.9648 | 80.9521
2045 | 24.75 | 26.3012 | 34.2151 | 45.9146 |  | 2045 | 55.9574 | 49.5635 | 43.4204 | 32.2964 |  | 2045 | 80.7074 | 75.8647 | 77.6354 | 78.2111
Totals | 1745.8156 | 1660.5155 | 1515.4499 | 1248.0765 |  | Totals | 1984.7879 | 1662.0951 | 1380.8827 | 1000.6324 |  | Totals | 3730.6035 | 3322.6106 | 2896.3326 | 2248.7089
Incremental Annual Electricity Savings Potential (GWh/year) | [5 empty] | Incremental Annual Electricity Savings Potential (GWh/year) | [5 empty] | Incremental Annual Electricity Savings Potential (GWh/year)
[5 empty] | Residential Electricity Annual Incremental Achievable Potential by Scenario (GWh/year) | [5 empty] | BNI Electricity Annual Incremental Achievable Potential by Scenario (GWh/year)
Electricity Achievable Potential Incremental Percent of Sales by Scenario
| Max Achievable | Mid | Base | Low
2019
2020
2021 | 2.063% | 1.451% | 1.055% | 0.696%
2022 | 2.192% | 1.574% | 1.157% | 0.767%
2023 | 2.109% | 1.548% | 1.136% | 0.7404%
2024 | 1.945% | 1.46% | 1.071% | 0.6829%
2025 | 1.826% | 1.455% | 1.082% | 0.695%
2026 | 1.84% | 1.525% | 1.169% | 0.772%
2027 | 1.733% | 1.492% | 1.172% | 0.7827%
2028 | 1.736% | 1.547% | 1.245% | 0.8475%
2029 | 1.486% | 1.391% | 1.151% | 0.7997%
2030 | 1.383% | 1.338% | 1.14% | 0.8138%
2031 | 1.269% | 1.274% | 1.122% | 0.8114%
2032 | 1.209% | 1.225% | 1.106% | 0.8253%
2033 | 1.107% | 1.141% | 1.06% | 0.8163%
2034 | 1.086% | 1.117% | 1.062% | 0.8407%
2035 | 1.021% | 1.059% | 1.032% | 0.8455%
2036 | 1.008% | 1.037% | 1.026% | 0.8658%
2037 | 0.9827% | 0.9994% | 1.002% | 0.8694% | Figure 8‑3. EE Market Potential, Incremental Electricity Savings by Scenario, as a Percent of Sales (%)
2038 | 0.9367% | 0.9445% | 0.9585% | 0.8554%
2039 | 0.9043% | 0.9009% | 0.921% | 0.8428%
2040 | 0.8742% | 0.8599% | 0.883% | 0.8263%
2041 | 0.8249% | 0.8064% | 0.8341% | 0.7997%
2042 | 0.7994% | 0.7725% | 0.7986% | 0.7788%
2043 | 0.7737% | 0.7401% | 0.7635% | 0.7553%
2044 | 0.75% | 0.7108% | 0.7308% | 0.7307%
2045 | 0.7281% | 0.6844% | 0.7004% | 0.7055%
Totals | 1.311% | 1.168% | 1.018% | 0.7905%
Incremental Annual Achievable Electricity Potential as Percent of Sales
Electricity Annual Sales Forecast at Generator (GWh/year)
| Residential | BNI | Total
2019
2020
2021 | 5032.7684 | 6333.8481 | 11366.6165
2022 | 5060.0803 | 6407.5979 | 11467.6782
2023 | 5077.6676 | 6431.7511 | 11509.4187
2024 | 5135.6121 | 6458.7554 | 11594.3675
2025 | 5142.0577 | 6462.4056 | 11604.4633
2026 | 5164.8112 | 6490.2601 | 11655.0713
2027 | 5191.4292 | 6508.3183 | 11699.7476
2028 | 5252.1628 | 6548.7691 | 11800.9319
2029 | 5222.6735 | 6512.5275 | 11735.201
2030 | 5214.9465 | 6479.7517 | 11694.6982
2031 | 5208.9937 | 6433.3559 | 11642.3496
2032 | 5205.1553 | 6388.8396 | 11593.9949
2033 | 5204.0289 | 6335.9135 | 11539.9424
2034 | 5143.8102 | 6239.1067 | 11382.9169
2035 | 5088.8446 | 6143.7514 | 11232.596
2036 | 5040.3982 | 6061.4117 | 11101.8099
2037 | 5054.4773 | 6053.1332 | 11107.6105
2038 | 5067.4637 | 6043.3467 | 11110.8104
2039 | 5085.4597 | 6039.3374 | 11124.7971
2040 | 5105.0624 | 6040.7115 | 11145.7739
2041 | 5089.7502 | 5969.1242 | 11058.8745
2042 | 5102.5883 | 5962.8742 | 11065.4625
2043 | 5115.4422 | 5956.5961 | 11072.0384
2044 | 5128.3121 | 5950.2901 | 11078.6021
2045 | 5141.1978 | 5943.956 | 11085.1537
Totals | 128275.194 | 156195.733 | 284470.927

## ElecEnergy_Sector
Electricity Technical Potential by Sector (GWh) | [5 empty] | Total Electricity Potential by Potential Type (GWh)
| Residential | BNI |  | Figure 4‑1. EE Technical Potential, Electricity Savings by Sector (GWh, gross at generator) |  |  | Technical | Economic | Base | Max Achievable | Mid | Low | Figure ES-3. EE Technical and Economic Potential Electricity Savings (GWh, gross at generator)
2019 | [5 empty] | 2019
2020 | [5 empty] | 2020
2021 | 3973.2614 | 4488.3514 |  |  |  | 2021 | 8461.6128 | 7664.5188 | 119.82 | 234.4243 | 164.8328 | 79.0038 | Figure ES-4. EE Market Potential Electricity Cumulative Savings (GWh, net at generator)
2022 | 3990.2185 | 4505.8451 |  |  |  | 2022 | 8496.0635 | 7716.4836 | 251.5188 | 484.5529 | 344.1532 | 166.0305 | Figure 8‑1. EE Market Potential, Cumulative Electricity Savings, by Scenario (GWh, net at generator)
2023 | 4007.2842 | 4523.4058 |  |  |  | 2023 | 8530.69 | 7818.6166 | 382.1524 | 727.1187 | 522.1171 | 251.0845
2024 | 3761.1558 | 4542.3659 |  |  |  | 2024 | 8303.5217 | 7658.9628 | 505.8704 | 951.8508 | 690.7526 | 329.9302
2025 | 3776.4954 | 4544.5129 |  |  |  | 2025 | 8321.0083 | 7685.5853 | 629.9257 | 1161.6601 | 857.7457 | 409.326
2026 | 3791.9345 | 4563.2792 |  |  |  | 2026 | 8355.2137 | 7719.7291 | 764.4259 | 1372.8129 | 1032.975 | 497.9895
2027 | 3807.4556 | 4575.2212 |  |  |  | 2027 | 8382.6768 | 7747.7971 | 899.2646 | 1571.9784 | 1204.6088 | 587.9746
2028 | 3830.4679 | 4602.3795 |  |  |  | 2028 | 8432.8474 | 7793.4431 | 1044.0886 | 1772.9768 | 1384.1796 | 686.4993
2029 | 3853.5727 | 4576.5674 |  |  |  | 2029 | 8430.1401 | 7792.1828 | 1175.2546 | 1939.9381 | 1541.9781 | 777.7982
2030 | 3873.7258 | 4553.2956 |  |  |  | 2030 | 8427.0214 | 7788.5579 | 1305.0665 | 2095.2373 | 1693.4307 | 870.7919
2031 | 3893.9869 | 4521.4087 |  |  |  | 2031 | 8415.3956 | 7788.8234 | 1430.2085 | 2233.7548 | 1834.3561 | 961.5712
2032 | 3914.3403 | 4490.8905 |  |  |  | 2032 | 8405.2307 | 7779.4074 | 1553.2779 | 2364.8991 | 1969.3023 | 1054.044
2033 | 3934.7938 | 4454.0922 |  |  |  | 2033 | 8388.886 | 7765.7462 | 1668.6967 | 2481.5296 | 2091.8938 | 1143.444
2034 | 3955.3396 | 4383.9361 |  |  |  | 2034 | 8339.2757 | 7763.0562 | 1779.5158 | 2589.5855 | 2206.2404 | 1231.9737
2035 | 3972.9447 | 4314.7052 |  |  |  | 2035 | 8287.6499 | 7720.7928 | 1887.6303 | 2693.3195 | 2315.357 | 1321.5175
2036 | 3990.6415 | 4255.0265 |  |  |  | 2036 | 8245.668 | 7679.1673 | 1993.0734 | 2793.2295 | 2419.9262 | 1411.668
2037 | 4008.4445 | 4248.9685 |  |  |  | 2037 | 8257.413 | 7689.9701 | 2091.2278 | 2884.0745 | 2515.3907 | 1498.6317
2038 | 4026.3319 | 4241.8839 |  |  |  | 2038 | 8268.2158 | 7699.8508 | 2185.7089 | 2971.7123 | 2605.9625 | 1584.8646
2039 | 4044.3327 | 4238.8456 |  |  |  | 2039 | 8283.1783 | 7713.7249 | 2272.9638 | 3045.0827 | 2686.7887 | 1668.1287
2040 | 4062.4178 | 4239.5022 |  |  |  | 2040 | 8301.9201 | 7731.187 | 2356.7878 | 3122.8103 | 2765.7478 | 1749.5245
2041 | 4080.1561 | 4184.9586 |  |  |  | 2041 | 8265.1147 | 7686.3129 | 2435.3474 | 3196.6276 | 2839.6271 | 1827.5379
2042 | 4098.2604 | 4180.3592 |  |  |  | 2042 | 8278.6196 | 7698.8775 | 2504.3829 | 3252.9465 | 2901.5941 | 1899.7902
2043 | 4116.3687 | 4175.7462 |  |  |  | 2043 | 8292.115 | 7711.4286 | 2571.4461 | 3309.516 | 2962.051 | 1970.909
2044 | 4134.4816 | 4171.1196 |  |  |  | 2044 | 8305.6012 | 7723.9665 | 2632.8507 | 3361.8956 | 3016.3418 | 2037.6599
2045 | 4152.5986 | 4166.4793 |  |  |  | 2045 | 8319.078 | 7736.4908 | 2691.2795 | 3414.3807 | 3069.5345 | 2101.4365
Savings Potential (GWh/year)
[8 empty] | 25-year average | 107.6512 | 136.5752 | 122.7814 | 84.0575
Electricity Economic Potential by Sector (GWh)
| Residential | BNI |  | Figure 5‑1. EE Economic Potential, Electricity Savings by Sector (GWh, gross at generator)
2019
2020
2021 | 3495.271 | 4169.2478
2022 | 3515.232 | 4201.2517
2023 | 3535.2893 | 4283.3273
2024 | 3324.552 | 4334.4108
2025 | 3342.9174 | 4342.6679
2026 | 3361.3719 | 4358.3573
2027 | 3379.8993 | 4367.8978
2028 | 3402.2845 | 4391.1585
2029 | 3424.7518 | 4367.4311
2030 | 3444.2574 | 4344.3005
2031 | 3463.8594 | 4324.964
2032 | 3483.5432 | 4295.8642
2033 | 3503.3163 | 4262.43
2034 | 3569.2531 | 4193.8031
2035 | 3586.4191 | 4134.3737
2036 | 3603.6676 | 4075.4997
2037 | 3621.0124 | 4068.9577
2038 | 3638.4328 | 4061.418
2039 | 3655.9563 | 4057.7686
2040 | 3673.5555 | 4057.6316
2041 | 3690.8264 | 3995.4865
2042 | 3708.4369 | 3990.4406
2043 | 3726.0481 | 3985.3805
2044 | 3743.6602 | 3980.3062
2045 | 3761.2731 | 3975.2177
Savings Potential (GWh/year)
Res Total Electricity Potential by Potential Type (GWh)
| Max Achievable | Mid | Base | Low | Figure 8‑7. EE Residential Market Potential, Cumulative Electricity Savings (GWh, net at generator)
2019
2020
2021 | 143.0274 | 92.1238 | 61.2672 | 35.9474
2022 | 291.0175 | 190.0247 | 126.8659 | 74.1151
2023 | 438.6791 | 291.8655 | 196.0754 | 114.3256
2024 | 567.0059 | 382.7936 | 256.8713 | 147.194
2025 | 687.9191 | 477.2944 | 322.3873 | 184.4069
2026 | 800.6213 | 571.8341 | 391.2989 | 225.6229
2027 | 904.5522 | 665.2288 | 462.0403 | 269.2804
2028 | 997.853 | 756.4821 | 534.4436 | 315.6403
2029 | 1078.2769 | 842.1279 | 606.0612 | 364.4092
2030 | 1149.028 | 922.921 | 677.4143 | 415.6781
2031 | 1210.7757 | 999.4472 | 749.1871 | 468.6214
2032 | 1266.1464 | 1070.4123 | 818.9392 | 523.0772
2033 | 1315.4236 | 1135.8222 | 886.5679 | 578.5222
2034 | 1358.7069 | 1195.2298 | 951.5331 | 634.6895
2035 | 1396.968 | 1248.632 | 1012.9981 | 691.0932
2036 | 1430.6677 | 1296.7471 | 1071.0219 | 747.3242
2037 | 1460.8057 | 1339.8965 | 1125.1083 | 802.7946
2038 | 1488.5089 | 1378.7842 | 1175.7618 | 857.3389
2039 | 1503.8422 | 1409.343 | 1220.2239 | 909.4784
2040 | 1528.3333 | 1441.2423 | 1263.4835 | 960.9844
2041 | 1551.6363 | 1470.335 | 1303.3795 | 1010.644
2042 | 1560.5579 | 1489.9105 | 1335.4646 | 1055.5194
2043 | 1571.7478 | 1509.6341 | 1366.6878 | 1099.8806
2044 | 1579.5021 | 1523.8103 | 1392.6727 | 1140.1779
2045 | 1588.8386 | 1538.144 | 1416.5814 | 1178.0373
Savings Potential (GWh/year)
BNI Total Electricity Potential by Potential Type (GWh)
| Max Achievable | Mid | Base | Low | Figure 8‑8. EE BNI Market Potential, Cumulative Electricity Savings (GWh, net at generator)
2019
2020
2021 | 91.397 | 72.709 | 58.5528 | 43.0564
2022 | 193.5354 | 154.1285 | 124.6529 | 91.9155
2023 | 288.4396 | 230.2516 | 186.0769 | 136.759
2024 | 384.8449 | 307.959 | 248.9991 | 182.7362
2025 | 473.741 | 380.4513 | 307.5384 | 224.9192
2026 | 572.1917 | 461.1409 | 373.1269 | 272.3666
2027 | 667.4261 | 539.38 | 437.2242 | 318.6942
2028 | 775.1238 | 627.6976 | 509.6449 | 370.8589
2029 | 861.6612 | 699.8502 | 569.1935 | 413.389
2030 | 946.2094 | 770.5097 | 627.6522 | 455.1138
2031 | 1022.9791 | 834.9088 | 681.0214 | 492.9499
2032 | 1098.7527 | 898.8899 | 734.3387 | 530.9667
2033 | 1166.106 | 956.0716 | 782.1288 | 564.9218
2034 | 1230.8786 | 1011.0106 | 827.9827 | 597.2842
2035 | 1296.3515 | 1066.725 | 874.6321 | 630.4243
2036 | 1362.5619 | 1123.179 | 922.0515 | 664.3438
2037 | 1423.2688 | 1175.4942 | 966.1195 | 695.8371
2038 | 1483.2034 | 1227.1783 | 1009.9471 | 727.5257
2039 | 1541.2404 | 1277.4457 | 1052.7399 | 758.6503
2040 | 1594.477 | 1324.5055 | 1093.3043 | 788.5401
2041 | 1644.9914 | 1369.2921 | 1131.9679 | 816.8939
2042 | 1692.3885 | 1411.6836 | 1168.9182 | 844.2708
2043 | 1737.7682 | 1452.4169 | 1204.7584 | 871.0284
2044 | 1782.3935 | 1492.5316 | 1240.178 | 897.482
2045 | 1825.5421 | 1531.3904 | 1274.6981 | 923.3992
Savings Potential (GWh/year)

## ElecEnergy_CustSeg
Electricity Technical Potential by Customer Segment (GWh)
Year | Mi'kmaw | Industrial | Institutional | Large Commercial | MF Low Income | MF Market Rate | SF Low Income | SF Market Rate | Small Commercial
2019
2020
2021 | 97.6178 | 1397.4764 | 241.6023 | 2302.2371 | 322.6425 | 187.7414 | 165.3719 | 3199.8879 | 547.0356
2022 | 97.9879 | 1417.4954 | 243.189 | 2300.9534 | 325.7982 | 189.9443 | 165.858 | 3210.6301 | 544.2072 |  | Electricity Technical Potential by Customer Segment (GWh)
2023 | 98.3606 | 1439.8208 | 244.9567 | 2295.9258 | 328.9631 | 192.1527 | 166.3485 | 3221.4593 | 542.7024
2024 | 96.1644 | 1459.4487 | 246.5783 | 2294.2799 | 314.9881 | 184.6319 | 160.4463 | 3004.9251 | 542.059
2025 | 96.5021 | 1471.6318 | 246.929 | 2284.6956 | 318.0132 | 186.7208 | 160.8829 | 3014.3764 | 541.2564
2026 | 96.8424 | 1485.8801 | 248.4678 | 2288.1127 | 321.0469 | 188.8148 | 161.3236 | 3023.9068 | 540.8185
2027 | 97.1849 | 1500.6665 | 249.2625 | 2284.3109 | 324.0873 | 190.9126 | 161.768 | 3033.5029 | 540.9813
2028 | 97.6147 | 1518.5967 | 251.0565 | 2290.5982 | 327.5036 | 193.3204 | 162.4999 | 3049.5292 | 542.1281
2029 | 98.0469 | 1523.9844 | 249.6109 | 2264.2278 | 330.9278 | 195.7328 | 163.2357 | 3065.6294 | 538.7443
2030 | 98.4102 | 1529.6426 | 248.39 | 2240.1026 | 334.051 | 197.8937 | 163.8726 | 3079.4982 | 535.1604
2031 | 98.7763 | 1529.6854 | 247.2698 | 2216.7737 | 337.184 | 200.0604 | 164.5141 | 3093.4522 | 527.6797
2032 | 99.1447 | 1529.9575 | 246.2621 | 2194.4597 | 340.3247 | 202.2317 | 165.1595 | 3107.4797 | 520.2112
2033 | 99.5156 | 1525.751 | 244.7026 | 2170.8237 | 343.4743 | 204.4082 | 165.809 | 3121.5867 | 512.8149
2034 | 99.8889 | 1526.1903 | 240.2573 | 2109.4334 | 346.6318 | 206.5893 | 166.4626 | 3135.7672 | 508.055
2035 | 100.1935 | 1526.9108 | 235.888 | 2048.4357 | 349.4898 | 208.5198 | 167.0175 | 3147.7242 | 503.4706
2036 | 100.5004 | 1533.0863 | 232.3573 | 1990.5667 | 352.3556 | 210.4549 | 167.5764 | 3159.7542 | 499.0162
2037 | 100.81 | 1542.1274 | 232.3039 | 1977.7187 | 355.2311 | 212.3958 | 168.1397 | 3171.8679 | 496.8185
2038 | 101.1218 | 1551.2438 | 232.1926 | 1963.9463 | 358.1135 | 214.3407 | 168.7067 | 3184.0492 | 494.5013
2039 | 101.4364 | 1561.0829 | 232.3482 | 1952.9149 | 361.0066 | 216.2919 | 169.2783 | 3196.3194 | 492.4995
2040 | 101.7532 | 1571.5288 | 232.7583 | 1944.4382 | 363.9066 | 218.2473 | 169.8536 | 3208.6572 | 490.777
2041 | 102.0628 | 1579.5205 | 233.2543 | 1884.3257 | 366.7605 | 220.1725 | 170.4165 | 3220.7438 | 487.858
2042 | 102.3807 | 1587.532 | 233.9398 | 1873.9526 | 369.6562 | 222.1241 | 170.9935 | 3233.1059 | 484.9348
2043 | 102.699 | 1595.5633 | 234.6269 | 1863.552 | 372.549 | 224.0735 | 171.571 | 3245.4762 | 482.004
2044 | 103.0178 | 1603.6144 | 235.3157 | 1853.1239 | 375.439 | 226.0207 | 172.1493 | 3257.8548 | 479.0655
2045 | 103.3371 | 1611.6852 | 236.0062 | 1842.6684 | 378.3263 | 227.9656 | 172.7281 | 3270.2416 | 476.1195
Savings Potential (GWh/year)
Electricity Economic Potential by Customer Segment (GWh)
Year | Mi'kmaw | Industrial | Institutional | Large Commercial | MF Low Income | MF Market Rate | SF Low Income | SF Market Rate | Small Commercial |  | Electricity Economic Potential by Customer Segment (GWh)
2019
2020
2021 | 91.1332 | 1251.7546 | 227.1352 | 2175.806 | 296.9092 | 150.6272 | 150.4076 | 2806.1939 | 514.552
2022 | 91.5752 | 1269.7282 | 228.4433 | 2174.0084 | 300.4179 | 153.1189 | 150.8302 | 2819.2898 | 529.0717
2023 | 92.0197 | 1289.8161 | 229.9508 | 2236.053 | 303.9351 | 155.6151 | 151.2569 | 2832.4626 | 527.5073
2024 | 90.2323 | 1342.6726 | 231.329 | 2233.6996 | 291.7817 | 149.2377 | 146.1127 | 2647.1876 | 526.7096
2025 | 90.6422 | 1353.5492 | 239.1053 | 2224.2325 | 295.1588 | 151.6133 | 146.4863 | 2659.0169 | 525.7808
2026 | 91.0545 | 1366.2916 | 240.3865 | 2226.5001 | 298.544 | 153.9931 | 146.8637 | 2670.9166 | 525.179
2027 | 91.4689 | 1379.5205 | 241.0037 | 2222.2585 | 301.9354 | 156.376 | 147.2445 | 2682.8746 | 525.1151
2028 | 91.8856 | 1395.5892 | 242.5139 | 2227.1238 | 305.335 | 158.7633 | 147.79 | 2698.5106 | 525.9317
2029 | 92.3046 | 1400.3315 | 241.1067 | 2201.4006 | 308.7419 | 161.1542 | 148.3392 | 2714.2118 | 524.5922
2030 | 92.6546 | 1405.4249 | 239.9184 | 2177.8675 | 311.8474 | 163.2928 | 148.7891 | 2727.6735 | 521.0898
2031 | 93.0071 | 1409.4132 | 238.8273 | 2162.5399 | 314.962 | 165.4364 | 149.243 | 2741.2109 | 514.1836
2032 | 93.3619 | 1409.5999 | 238.6901 | 2140.6953 | 318.0838 | 167.5836 | 149.7006 | 2754.8133 | 506.8789
2033 | 93.719 | 1406.5252 | 237.1662 | 2119.0937 | 321.2139 | 169.7352 | 150.1619 | 2768.4861 | 499.6448
2034 | 95.1236 | 1406.8666 | 232.9977 | 2058.9496 | 327.227 | 176.62 | 152.7721 | 2817.5104 | 494.9892
2035 | 95.4201 | 1407.529 | 228.7248 | 1999.19 | 330.0808 | 178.5508 | 153.1503 | 2829.217 | 498.9299
2036 | 95.7189 | 1413.237 | 225.2719 | 1942.4956 | 332.942 | 180.4856 | 153.5321 | 2840.989 | 494.4952
2037 | 96.0201 | 1421.5954 | 225.1609 | 1929.9084 | 335.8124 | 182.4253 | 153.918 | 2852.8365 | 492.293
2038 | 96.3235 | 1430.0236 | 224.9969 | 1916.4156 | 338.6893 | 184.3684 | 154.3072 | 2864.7444 | 489.9819
2039 | 96.6295 | 1439.1202 | 225.0786 | 1905.6081 | 341.5762 | 186.3171 | 154.7007 | 2876.7328 | 487.9617
2040 | 96.9376 | 1448.7781 | 225.3944 | 1897.2601 | 344.4697 | 188.2691 | 155.0976 | 2888.7815 | 486.199
2041 | 97.2388 | 1456.166 | 225.7895 | 1838.3677 | 347.3178 | 190.1921 | 155.4846 | 2900.593 | 475.1632
2042 | 97.548 | 1463.5723 | 226.359 | 1828.2052 | 350.2065 | 192.1397 | 155.8836 | 2912.6591 | 472.3041
2043 | 97.8575 | 1470.9969 | 226.9304 | 1818.0157 | 353.0921 | 194.0847 | 156.2835 | 2924.7303 | 469.4375
2044 | 98.1674 | 1478.4398 | 227.5035 | 1807.7993 | 355.9748 | 196.0271 | 156.6843 | 2936.8066 | 466.5635
2045 | 98.4778 | 1485.901 | 228.0786 | 1797.556 | 358.8543 | 197.967 | 157.086 | 2948.888 | 463.6821
Savings Potential (GWh/year)
Electricity Achievable Potential by Customer Segment and Potential Type (GWh)
| Year | Mi'kmaw | Industrial | Institutional | Large Commercial | MF Low Income | MF Market Rate | SF Low Income | SF Market Rate | Small Commercial
Max Achievable | 2021 | 5.9486 | 29.9428 | 4.957 | 44.876 | 8.6908 | 4.8693 | 8.328 | 115.1908 | 11.6211
Max Achievable | 2022 | 12.0768 | 64.3501 | 10.605 | 95.3459 | 18.2865 | 10.1132 | 16.9142 | 233.6268 | 23.2345
Max Achievable | 2023 | 18.1725 | 98.554 | 15.8545 | 140.0816 | 28.4846 | 15.5399 | 25.4681 | 351.0139 | 33.9494 | Figure 8‑13. EE Base Case Market Potential, Cumulative Electricity Savings by Customer Segment (GWh, net at generator)
Max Achievable | 2024 | 23.8996 | 132.8802 | 21.0826 | 186.0819 | 37.9904 | 20.4132 | 33.3755 | 451.3272 | 44.8002
Max Achievable | 2025 | 29.2346 | 164.6982 | 25.7143 | 228.0234 | 47.705 | 25.2354 | 40.7782 | 544.9661 | 55.305
Max Achievable | 2026 | 34.0948 | 198.9628 | 30.8704 | 276.4285 | 57.61 | 30.0469 | 47.568 | 631.3017 | 65.93
Max Achievable | 2027 | 38.4485 | 233.976 | 35.8111 | 320.9394 | 67.7071 | 34.902 | 53.6891 | 709.8055 | 76.6997
Max Achievable | 2028 | 42.2101 | 271.1633 | 41.7372 | 374.355 | 77.4879 | 39.4503 | 59.0472 | 779.6575 | 87.8682
Max Achievable | 2029 | 45.3671 | 301.7907 | 46.0104 | 417.0295 | 86.754 | 43.5335 | 63.5864 | 839.036 | 96.8306
Max Achievable | 2030 | 48.0215 | 332.3877 | 50.1541 | 458.2272 | 95.6812 | 47.3601 | 67.4656 | 890.4996 | 105.4404
Max Achievable | 2031 | 50.2043 | 358.5035 | 54.0093 | 496.7087 | 104.0745 | 50.8563 | 70.6884 | 934.9522 | 113.7576
Max Achievable | 2032 | 52.07 | 384.732 | 57.8751 | 534.1505 | 112.222 | 54.1513 | 73.4964 | 974.2068 | 121.995
Max Achievable | 2033 | 53.6331 | 406.8524 | 61.3349 | 568.2866 | 119.9512 | 57.1858 | 75.8961 | 1008.7574 | 129.6321
Max Achievable | 2034 | 54.9157 | 431.7844 | 64.4599 | 598.1372 | 126.8321 | 59.9504 | 77.8887 | 1039.1198 | 136.4971
Max Achievable | 2035 | 55.9762 | 457.4983 | 67.5468 | 627.9867 | 133.5199 | 62.4114 | 79.5766 | 1065.4839 | 143.3196
Max Achievable | 2036 | 56.8564 | 485.9169 | 70.5046 | 656.3123 | 139.7428 | 64.598 | 81.0159 | 1088.4545 | 149.8281
Max Achievable | 2037 | 57.6087 | 513.43 | 73.7441 | 680.4012 | 145.2249 | 66.6043 | 82.2799 | 1109.0878 | 155.6935
Max Achievable | 2038 | 58.2657 | 540.8538 | 76.9343 | 704.0257 | 150.3391 | 68.4729 | 83.413 | 1128.0181 | 161.3896
Max Achievable | 2039 | 58.1605 | 567.9181 | 80.1686 | 726.181 | 155.0311 | 70.1476 | 83.5745 | 1136.9285 | 166.9727
Max Achievable | 2040 | 58.6991 | 593.903 | 83.2383 | 745.1881 | 159.5768 | 71.8462 | 84.5466 | 1153.6646 | 172.1476
Max Achievable | 2041 | 59.1985 | 618.0054 | 86.4216 | 763.6025 | 163.8732 | 73.48 | 85.4634 | 1169.6212 | 176.9619
Max Achievable | 2042 | 58.9364 | 641.0943 | 89.5542 | 780.4167 | 167.8645 | 74.976 | 85.3751 | 1173.4058 | 181.3232
Max Achievable | 2043 | 58.7015 | 663.656 | 92.6042 | 796.1442 | 171.4544 | 76.3126 | 85.357 | 1179.9223 | 185.3637
Max Achievable | 2044 | 58.432 | 686.0587 | 95.6306 | 811.4114 | 175.0139 | 77.6589 | 85.2503 | 1183.1471 | 189.2928
Max Achievable | 2045 | 58.2345 | 707.9005 | 98.5977 | 826.0127 | 178.4403 | 79.014 | 85.237 | 1187.9128 | 193.0313
Mid | 2021 | 3.5495 | 23.9133 | 3.9267 | 35.7052 | 6.3467 | 3.3866 | 5.1091 | 73.7318 | 9.1639
Mid | 2022 | 7.3254 | 51.3502 | 8.4093 | 75.9587 | 13.4526 | 7.1016 | 10.5315 | 151.6136 | 18.4103
Mid | 2023 | 11.2682 | 78.7306 | 12.6096 | 111.9002 | 21.1651 | 11.0476 | 16.18 | 232.2047 | 27.0111
Mid | 2024 | 15.1923 | 106.2625 | 16.8178 | 149.0707 | 28.418 | 14.6244 | 21.6528 | 302.9061 | 35.808
Mid | 2025 | 19.2164 | 132.0117 | 20.5964 | 183.414 | 36.2891 | 18.4993 | 27.2651 | 376.0245 | 44.4293
Mid | 2026 | 23.2286 | 159.9238 | 24.8321 | 223.1621 | 44.4665 | 22.4486 | 32.8606 | 448.8298 | 53.223
Mid | 2027 | 27.1826 | 188.4906 | 28.8943 | 259.8362 | 52.9234 | 26.4853 | 38.3669 | 520.2707 | 62.1589
Mid | 2028 | 30.9997 | 218.9761 | 33.7215 | 303.4795 | 61.4118 | 30.4554 | 43.7009 | 589.9143 | 71.5205
Mid | 2029 | 34.5926 | 244.4807 | 37.2741 | 338.9491 | 69.7082 | 34.1914 | 48.7169 | 654.9187 | 79.1463
Mid | 2030 | 37.9548 | 270.0021 | 40.7268 | 373.307 | 77.8939 | 37.8079 | 53.4292 | 715.8352 | 86.4737
Mid | 2031 | 41.07 | 291.9184 | 43.9469 | 405.531 | 85.937 | 41.3477 | 57.7944 | 773.2981 | 93.5125
Mid | 2032 | 43.9364 | 314.0485 | 47.198 | 437.1347 | 93.7936 | 44.7104 | 61.8276 | 826.1443 | 100.5088
Mid | 2033 | 46.5296 | 332.8652 | 50.1175 | 466.0692 | 101.3638 | 47.88 | 65.4937 | 874.5551 | 107.0197
Mid | 2034 | 48.8334 | 353.7059 | 52.7734 | 491.587 | 108.2855 | 50.8396 | 68.7523 | 918.5191 | 112.9443
Mid | 2035 | 50.8572 | 375.3055 | 55.4017 | 517.1763 | 115.0249 | 53.5165 | 71.6316 | 957.6017 | 118.8415
Mid | 2036 | 52.634 | 399.176 | 57.9295 | 541.5842 | 121.3929 | 55.9717 | 74.1775 | 992.5709 | 124.4893
Mid | 2037 | 54.1928 | 422.491 | 60.6994 | 562.6742 | 127.113 | 58.2435 | 76.4304 | 1023.9169 | 129.6295
Mid | 2038 | 55.5532 | 445.7638 | 63.423 | 583.365 | 132.4429 | 60.332 | 78.4153 | 1052.0408 | 134.6265
Mid | 2039 | 56.354 | 468.8501 | 66.1847 | 602.8775 | 137.3655 | 62.2187 | 79.6787 | 1073.7261 | 139.5334
Mid | 2040 | 57.3968 | 491.3485 | 68.8615 | 620.1427 | 142.0326 | 64.0243 | 81.2372 | 1096.5515 | 144.1528
Mid | 2041 | 58.3132 | 512.3796 | 71.6256 | 636.8289 | 146.4003 | 65.7132 | 82.6252 | 1117.283 | 148.4581
Mid | 2042 | 58.6918 | 532.6784 | 74.3565 | 652.2465 | 150.4686 | 67.2637 | 83.2933 | 1130.193 | 152.4022
Mid | 2043 | 58.9963 | 552.593 | 77.0181 | 666.7192 | 154.1329 | 68.6369 | 83.8943 | 1143.9737 | 156.0866
Mid | 2044 | 59.1734 | 572.4108 | 79.661 | 680.7915 | 157.7002 | 69.9768 | 84.294 | 1152.6659 | 159.6682
Mid | 2045 | 59.3065 | 591.7992 | 82.2531 | 694.2524 | 161.0814 | 71.2767 | 84.6373 | 1161.8422 | 163.0857
Base | 2021 | 1.9949 | 19.4925 | 3.1806 | 28.5527 | 4.4985 | 2.3159 | 2.9912 | 49.4667 | 7.3269
Base | 2022 | 4.1414 | 41.9275 | 6.8664 | 61.0869 | 9.5417 | 4.8753 | 6.1939 | 102.1137 | 14.7721
Base | 2023 | 6.4234 | 64.2128 | 10.309 | 89.8603 | 15.0595 | 7.6297 | 9.5825 | 157.3803 | 21.6949
Base | 2024 | 8.7195 | 86.5538 | 13.7718 | 119.7813 | 20.2113 | 10.107 | 12.862 | 204.9714 | 28.8921
Base | 2025 | 11.1697 | 107.3782 | 16.8733 | 147.3682 | 25.9302 | 12.8818 | 16.4207 | 255.9849 | 35.9188
Base | 2026 | 13.7259 | 129.9851 | 20.3875 | 179.6098 | 32.0292 | 15.8147 | 20.324 | 309.4052 | 43.1445
Base | 2027 | 16.3708 | 153.2915 | 23.7737 | 209.5819 | 38.4671 | 18.8884 | 24.3613 | 363.9527 | 50.5772
Base | 2028 | 19.0762 | 178.3861 | 27.7657 | 245.0323 | 45.1125 | 22.0244 | 28.5056 | 419.725 | 58.4608
Base | 2029 | 21.7931 | 199.5419 | 30.7158 | 274.0042 | 51.8133 | 25.1056 | 32.6604 | 474.6887 | 64.9316
Base | 2030 | 24.5215 | 220.7598 | 33.5889 | 302.1419 | 58.6247 | 28.2089 | 36.8363 | 529.2229 | 71.1616
Base | 2031 | 27.2611 | 239.0045 | 36.278 | 328.6372 | 65.5789 | 31.4051 | 41.0089 | 583.9331 | 77.1017
Base | 2032 | 29.9698 | 257.5131 | 39.01 | 354.7958 | 72.5069 | 34.5234 | 45.1153 | 636.8239 | 83.0197
Base | 2033 | 32.6208 | 273.2845 | 41.469 | 378.825 | 79.3549 | 37.5643 | 49.1138 | 687.9141 | 88.5504
Base | 2034 | 35.1889 | 290.4709 | 43.7185 | 400.164 | 85.8577 | 40.5251 | 52.9524 | 737.0089 | 93.6293
Base | 2035 | 37.6445 | 308.3614 | 45.9495 | 421.6277 | 92.3154 | 43.3115 | 56.5937 | 783.133 | 98.6935
Base | 2036 | 39.9859 | 328.2105 | 48.1001 | 442.184 | 98.5569 | 45.9572 | 60.0326 | 826.4893 | 103.5569
Base | 2037 | 42.2075 | 347.6504 | 50.4537 | 460.0263 | 104.3419 | 48.4752 | 63.2608 | 866.8229 | 107.989
Base | 2038 | 44.2961 | 367.1853 | 52.7789 | 477.6617 | 109.8329 | 50.8416 | 66.2599 | 904.5312 | 112.3213
Base | 2039 | 46.0508 | 386.6514 | 55.1388 | 494.3733 | 115.0085 | 53.043 | 68.7778 | 937.3437 | 116.5765
Base | 2040 | 47.8706 | 405.7555 | 57.4543 | 509.4612 | 119.9361 | 55.1379 | 71.3255 | 969.2134 | 120.6333
Base | 2041 | 49.5567 | 423.6958 | 59.8359 | 524.0315 | 124.5811 | 57.1047 | 73.6544 | 998.4826 | 124.4047
Base | 2042 | 50.882 | 441.1582 | 62.2066 | 537.655 | 128.9512 | 58.9369 | 75.4575 | 1021.237 | 127.8985
Base | 2043 | 52.0961 | 458.4225 | 64.5328 | 550.5948 | 132.9373 | 60.5859 | 77.1123 | 1043.9562 | 131.2083
Base | 2044 | 53.1476 | 475.6785 | 66.8478 | 563.2147 | 136.789 | 62.174 | 78.5037 | 1062.0584 | 134.437
Base | 2045 | 54.0926 | 492.6588 | 69.1287 | 575.3758 | 140.4146 | 63.6803 | 79.7301 | 1078.6638 | 137.5348
Low | 2021 | 0.70711 | 14.5346 | 2.3842 | 20.6952 | 2.9573 | 1.3785 | 1.6388 | 29.2657 | 5.4424
Low | 2022 | 1.4627 | 31.2475 | 5.1893 | 44.508 | 6.2373 | 2.8894 | 3.3973 | 60.1284 | 10.9707
Low | 2023 | 2.2616 | 47.7234 | 7.7974 | 65.1853 | 9.8158 | 4.5141 | 5.2711 | 92.4629 | 16.0529
Low | 2024 | 3.0143 | 64.1666 | 10.4281 | 86.7632 | 13.0875 | 5.9124 | 7.0361 | 118.1437 | 21.3782
Low | 2025 | 3.8477 | 79.2583 | 12.7481 | 106.3527 | 16.8055 | 7.5479 | 9.0429 | 147.1628 | 26.5601
Low | 2026 | 4.7423 | 95.5175 | 15.4108 | 129.5246 | 20.8808 | 9.3504 | 11.3138 | 179.3356 | 31.9137
Low | 2027 | 5.6882 | 112.2855 | 17.9538 | 150.9822 | 25.2673 | 11.2862 | 13.739 | 213.2996 | 37.4727
Low | 2028 | 6.681 | 130.4228 | 20.9083 | 176.0936 | 29.9164 | 13.3277 | 16.324 | 249.3912 | 43.4342
Low | 2029 | 7.7249 | 145.6504 | 23.0585 | 196.4026 | 34.8479 | 15.4939 | 19.0588 | 287.2838 | 48.2775
Low | 2030 | 8.8181 | 160.91 | 25.1522 | 216.1146 | 40.0503 | 17.7901 | 21.9516 | 327.068 | 52.937
Low | 2031 | 9.9419 | 173.921 | 27.1069 | 234.6212 | 45.4246 | 20.1545 | 24.9573 | 368.1431 | 57.3007
Low | 2032 | 11.1079 | 187.1868 | 29.1093 | 253.0044 | 50.9932 | 22.5964 | 28.0814 | 410.2984 | 61.6663
Low | 2033 | 12.2981 | 198.4111 | 30.9074 | 269.8668 | 56.6752 | 25.0709 | 31.2916 | 453.1865 | 65.7366
Low | 2034 | 13.5098 | 210.3863 | 32.5537 | 284.8433 | 62.286 | 27.5863 | 34.5652 | 496.7421 | 69.5009
Low | 2035 | 14.7315 | 222.946 | 34.1951 | 300.0106 | 68.0772 | 30.0886 | 37.8734 | 540.3225 | 73.2726
Low | 2036 | 15.9611 | 237.043 | 35.7847 | 314.6074 | 73.874 | 32.5738 | 41.195 | 583.7204 | 76.9087
Low | 2037 | 17.1967 | 250.8682 | 37.5375 | 327.2176 | 79.4714 | 35.0393 | 44.5086 | 626.5788 | 80.2139
Low | 2038 | 18.4272 | 264.9222 | 39.2855 | 339.8436 | 84.97 | 37.4485 | 47.778 | 668.7151 | 83.4743
Low | 2039 | 19.6061 | 279.0174 | 41.071 | 351.866 | 90.3476 | 39.7927 | 50.8612 | 708.8708 | 86.6959
Low | 2040 | 20.8206 | 292.9343 | 42.8513 | 362.9499 | 95.6026 | 42.0796 | 53.9781 | 748.5035 | 89.8046
Low | 2041 | 22.0223 | 305.9884 | 44.6695 | 373.5839 | 100.6993 | 44.2932 | 56.986 | 786.6433 | 92.6522
Low | 2042 | 23.1465 | 318.8038 | 46.4999 | 383.6506 | 105.6403 | 46.4315 | 59.6956 | 820.6055 | 95.3165
Low | 2043 | 24.2722 | 331.5536 | 48.3048 | 393.3004 | 110.3018 | 48.4317 | 62.3039 | 854.5711 | 97.8696
Low | 2044 | 25.3541 | 344.325 | 50.0987 | 402.6985 | 114.8704 | 50.39 | 64.6985 | 884.8649 | 100.3598
Low | 2045 | 26.4213 | 356.9487 | 51.8728 | 411.8214 | 119.2282 | 52.2565 | 66.9242 | 913.2071 | 102.7563

## ElecEnergy_EndUse
Electricity Technical Potential by End Use (GWh) | [28 empty] | Electricity Economic Potential by End Use (GWh) | [28 empty] | Electricity Achievable Potential by End Use (GWh)
| 2019 | 2020 | 2021 | 2022 | 2023 | 2024 | 2025 | 2026 | 2027 | 2028 | 2029 | 2030 | 2031 | 2032 | 2033 | 2034 | 2035 | 2036 | 2037 | 2038 | 2039 | 2040 | 2041 | 2042 | 2043 | 2044 | 2045 | Figure 4‑5. EE Technical Potential, Electricity Savings by End Use (GWh, gross at generator) |  | 2019 | 2020 | 2021 | 2022 | 2023 | 2024 | 2025 | 2026 | 2027 | 2028 | 2029 | 2030 | 2031 | 2032 | 2033 | 2034 | 2035 | 2036 | 2037 | 2038 | 2039 | 2040 | 2041 | 2042 | 2043 | 2044 | 2045 | Figure 5‑7. EE Economic Potential, Electricity Savings by End Use (GWh, gross at generator) |  | 2019 | 2020 | 2021 | 2022 | 2023 | 2024 | 2025 | 2026 | 2027 | 2028 | 2029 | 2030 | 2031 | 2032 | 2033 | 2034 | 2035 | 2036 | 2037 | 2038 | 2039 | 2040 | 2041 | 2042 | 2043 | 2044 | 2045 | Figure 8‑11. EE Base Case Market Potential, Cumulative Electricity Savings by End Use (GWh, net at generator)
BNI Cooking and Laundry |  |  | 331.5891 | 332.1822 | 331.7267 | 331.3289 | 330.4225 | 330.048 | 329.4595 | 329.3568 | 326.8426 | 324.5153 | 321.7697 | 319.1151 | 316.1939 | 310.4965 | 304.8616 | 299.7108 | 298.5158 | 297.248 | 296.2344 | 295.4197 | 290.5465 | 289.4926 | 288.4381 | 287.3828 | 286.3269 |  | BNI Cooking and Laundry |  |  | 128.4354 | 147.3034 | 214.8729 | 250.2526 | 257.2704 | 257.2616 | 257.0371 | 257.2964 | 255.4295 | 253.7095 | 251.6282 | 249.6195 | 247.3734 | 243.0092 | 247.1201 | 243.1397 | 242.286 | 241.3749 | 240.6699 | 240.1331 | 228.288 | 227.5815 | 226.8744 | 226.1666 | 225.4582 |  | BNI Cooking and Laundry |  |  | 1.5224 | 3.2861 | 4.9888 | 6.7815 | 8.5361 | 10.4626 | 12.3903 | 16.3139 | 19.8625 | 23.3571 | 26.8318 | 30.3403 | 33.6755 | 37.5689 | 41.3979 | 45.1908 | 48.8652 | 52.4406 | 55.9456 | 59.0698 | 62.0852 | 65.0308 | 67.8687 | 70.6548 | 73.3819
BNI Domestic Hot Water (DHW) |  |  | 5.0094 | 4.799 | 4.8026 | 4.8109 | 4.8098 | 4.8191 | 4.8273 | 4.8487 | 4.8193 | 4.7901 | 4.7378 | 4.6864 | 4.6319 | 4.5759 | 4.5214 | 4.4728 | 4.4599 | 4.4458 | 4.4356 | 4.429 | 4.4154 | 4.4029 | 4.3905 | 4.378 | 4.3654 |  | BNI Domestic Hot Water (DHW) |  |  | 5.0094 | 4.799 | 4.8026 | 4.8109 | 4.8098 | 4.8191 | 4.8273 | 4.8487 | 4.8193 | 4.7901 | 4.7378 | 4.6864 | 4.6319 | 4.5759 | 4.5214 | 4.4728 | 4.4599 | 4.4458 | 4.4356 | 4.429 | 4.4154 | 4.4029 | 4.3905 | 4.378 | 4.3654 |  | BNI Domestic Hot Water (DHW) |  |  | 0.045371 | 0.095403 | 0.13382 | 0.1738 | 0.21051 | 0.25138 | 0.29249 | 0.33919 | 0.36787 | 0.39689 | 0.42573 | 0.45414 | 0.48217 | 0.50414 | 0.53175 | 0.55924 | 0.58378 | 0.60901 | 0.63536 | 0.66419 | 0.69047 | 0.71675 | 0.74225 | 0.77002 | 0.7977
BNI Electronics and Information Technology (IT) |  |  | 175.2828 | 174.4064 | 173.5344 | 172.6667 | 171.8034 | 170.9444 | 170.0896 | 169.2392 | 167.7191 | 166.2927 | 164.7326 | 163.2157 | 161.6303 | 158.4991 | 155.396 | 152.4641 | 151.5646 | 150.6293 | 149.8074 | 149.0584 | 146.2188 | 145.403 | 144.587 | 143.7709 | 142.9547 |  | BNI Electronics and Information Technology (IT) |  |  | 175.2828 | 174.4064 | 173.5344 | 172.6667 | 171.8034 | 170.9444 | 170.0896 | 169.2392 | 167.7191 | 166.2927 | 164.7326 | 163.2157 | 161.6303 | 158.4991 | 155.396 | 152.4641 | 151.5646 | 150.6293 | 149.8074 | 149.0584 | 146.2188 | 145.403 | 144.587 | 143.7709 | 142.9547 |  | BNI Electronics and Information Technology (IT) |  |  | 4.6062 | 9.0403 | 13.3086 | 17.2798 | 21.2562 | 25.0826 | 28.609 | 31.9879 | 35.227 | 38.3293 | 41.301 | 44.146 | 46.8425 | 48.8677 | 51.2907 | 53.6202 | 55.3497 | 57.0144 | 58.6141 | 60.1254 | 61.5787 | 62.9765 | 64.3226 | 65.6186 | 66.8676
BNI Energy Management |  |  | 334.7185 | 338.7483 | 340.0522 | 341.5175 | 341.7072 | 343.2231 | 344.2046 | 346.4147 | 344.4138 | 342.6017 | 340.0326 | 337.5664 | 334.6425 | 329.3214 | 324.0802 | 319.5489 | 319.0815 | 318.5309 | 318.2976 | 318.3599 | 314.4145 | 314.0551 | 313.6941 | 313.3315 | 312.9673 |  | BNI Energy Management |  |  | 334.7185 | 338.7483 | 340.0522 | 341.5175 | 341.7072 | 343.2231 | 344.2046 | 346.4147 | 344.4138 | 342.6017 | 340.0326 | 337.5664 | 334.6425 | 329.3214 | 324.0802 | 319.5489 | 319.0815 | 318.5309 | 318.2976 | 318.3599 | 314.4145 | 314.0551 | 313.6941 | 313.3315 | 312.9673 |  | BNI Energy Management |  |  | 6.716 | 13.0413 | 19.7286 | 26.3833 | 31.6333 | 37.3435 | 42.8629 | 48.8043 | 53.6056 | 58.3211 | 62.7299 | 67.1725 | 71.3303 | 75.4874 | 79.5172 | 83.658 | 87.8721 | 92.0202 | 96.1391 | 100.212 | 104.078 | 107.8815 | 111.6167 | 115.3081 | 118.9373
BNI HVAC |  |  | 2057.1619 | 2072.0326 | 2079.2941 | 2087.3285 | 2087.8598 | 2096.0966 | 2101.1378 | 2113.2103 | 2100.7221 | 2089.4697 | 2074.2371 | 2059.6446 | 2042.2504 | 2008.9465 | 1976.1063 | 1947.6111 | 1944.5016 | 1940.8971 | 1939.1991 | 1939.2465 | 1913.3353 | 1910.9523 | 1908.5611 | 1906.162 | 1903.7548 |  | BNI HVAC |  |  | 2057.1619 | 2072.0326 | 2079.2941 | 2087.3285 | 2087.8598 | 2096.0966 | 2101.1378 | 2113.2103 | 2100.7221 | 2089.4697 | 2074.2371 | 2059.6446 | 2042.2504 | 2008.9465 | 1976.1063 | 1947.6111 | 1944.5016 | 1940.8971 | 1939.1991 | 1939.2465 | 1913.3353 | 1910.9523 | 1908.5611 | 1906.162 | 1903.7548 |  | BNI HVAC |  |  | 9.6876 | 22.7667 | 35.2819 | 49.1147 | 62.8406 | 79.1363 | 95.9061 | 115.7689 | 132.8041 | 149.4744 | 164.9676 | 179.8832 | 193.6065 | 206.5699 | 219.7537 | 233.2739 | 245.4026 | 257.7424 | 269.8563 | 281.0246 | 291.4357 | 301.5391 | 311.2018 | 320.5995 | 329.9776
BNI Lighting |  |  | 776.5088 | 791.1664 | 797.1389 | 803.5375 | 805.5818 | 811.873 | 816.3905 | 824.7827 | 820.9685 | 817.5295 | 812.2176 | 807.1685 | 800.756 | 788.6473 | 776.6654 | 766.6308 | 766.4119 | 765.9956 | 766.3759 | 767.5322 | 758.6698 | 758.6932 | 758.7126 | 758.7281 | 758.7398 |  | BNI Lighting |  |  | 769.1851 | 776.8515 | 779.1321 | 781.6844 | 781.613 | 784.2387 | 785.7476 | 789.7178 | 784.8958 | 780.534 | 775.1445 | 769.5813 | 765.392 | 752.9343 | 740.4691 | 729.5822 | 728.2225 | 726.6782 | 725.8376 | 725.6324 | 715.6813 | 714.6017 | 713.5193 | 712.434 | 711.3459 |  | BNI Lighting |  |  | 25.2181 | 53.1603 | 77.2871 | 101.2653 | 122.6394 | 146.7775 | 169.5664 | 194.1394 | 212.4237 | 230.1666 | 245.061 | 260.6162 | 273.1099 | 285.7601 | 297.699 | 309.8712 | 321.903 | 333.8234 | 345.1991 | 355.9063 | 366.528 | 376.1272 | 385.5704 | 394.9724 | 403.8502
BNI Other |  |  | 397.6487 | 403.1267 | 405.2604 | 407.4887 | 407.9229 | 410.1594 | 411.5878 | 414.5923 | 412.3513 | 410.4055 | 407.8948 | 405.5238 | 402.4835 | 395.7628 | 389.1264 | 383.48 | 383.2027 | 382.8303 | 382.8488 | 383.2328 | 377.5466 | 377.4226 | 377.2973 | 377.1708 | 377.0431 |  | BNI Other |  |  | 397.6487 | 403.1267 | 405.2604 | 407.4887 | 407.9229 | 410.1594 | 411.5878 | 414.5923 | 412.3513 | 410.4055 | 407.8948 | 405.5238 | 402.4835 | 395.7628 | 389.1264 | 383.48 | 383.2027 | 382.8303 | 382.8488 | 383.2328 | 377.5466 | 377.4226 | 377.2973 | 377.1708 | 377.0431 |  | BNI Other |  |  | 7.5694 | 16.566 | 25.1232 | 34.0959 | 42.7332 | 52.2701 | 61.6842 | 71.8923 | 80.6016 | 89.2947 | 97.5985 | 105.8033 | 113.5172 | 120.1503 | 127.7111 | 135.3066 | 141.8085 | 148.2274 | 154.5112 | 160.687 | 166.3558 | 171.8653 | 177.1427 | 182.451 | 187.6088
BNI Process |  |  | 273.9256 | 277.2562 | 279.1565 | 280.896 | 281.6341 | 282.9825 | 284.1871 | 286.0458 | 285.5412 | 285.135 | 284.0678 | 283.0547 | 281.5345 | 279.5334 | 277.5865 | 276.314 | 276.6385 | 276.9432 | 277.4111 | 278.0259 | 277.0484 | 277.336 | 277.626 | 277.9183 | 278.2129 |  | BNI Process |  |  | 181.3767 | 184.6541 | 186.6722 | 188.5402 | 189.5165 | 191.0248 | 192.4097 | 194.3684 | 196.1976 | 196.1432 | 206.9254 | 207.0877 | 205.9168 | 204.231 | 202.5954 | 201.5942 | 202.1683 | 202.7206 | 203.4294 | 204.2793 | 203.5525 | 204.0893 | 204.6267 | 205.1648 | 205.7036 |  | BNI Process |  |  | 1.4481 | 3.3177 | 5.3355 | 7.4245 | 9.6176 | 12.0605 | 14.548 | 17.2806 | 19.713 | 22.2428 | 24.6941 | 27.137 | 29.4666 | 31.7821 | 34.2229 | 36.8208 | 39.3602 | 41.8987 | 44.4729 | 47.0723 | 49.5541 | 52.0195 | 54.4542 | 56.9051 | 59.3356
BNI Refrigeration |  |  | 136.5064 | 112.1272 | 112.4399 | 112.7912 | 112.7713 | 113.1331 | 113.3369 | 113.889 | 113.1895 | 112.5562 | 111.7186 | 110.9151 | 109.9693 | 108.1532 | 106.3615 | 104.7941 | 104.592 | 104.3636 | 104.2355 | 104.1978 | 102.7632 | 102.6016 | 102.4396 | 102.2771 | 102.1143 |  | BNI Refrigeration |  |  | 120.4292 | 99.3297 | 99.7064 | 100.1214 | 100.1648 | 100.5896 | 100.8562 | 101.4707 | 100.8827 | 100.354 | 99.631 | 98.9388 | 98.1093 | 96.5229 | 94.9589 | 93.6067 | 93.4706 | 93.3108 | 93.243 | 93.2603 | 92.0341 | 91.9323 | 91.8302 | 91.7276 | 91.6247 |  | BNI Refrigeration |  |  | 1.7396 | 3.3791 | 4.8894 | 6.4803 | 8.0716 | 9.7424 | 11.365 | 13.1186 | 14.588 | 16.0693 | 17.4118 | 18.7861 | 20.0982 | 21.2923 | 22.5079 | 23.7507 | 24.9744 | 26.1709 | 27.3662 | 28.5427 | 29.6619 | 30.7616 | 31.839 | 32.8985 | 33.9414
Res Domestic Hot Water (DHW) |  |  | 296.8845 | 296.1491 | 295.4212 | 291.4048 | 290.6969 | 289.9964 | 289.303 | 288.617 | 287.9382 | 287.2663 | 286.602 | 285.9447 | 285.2947 | 284.6517 | 284.0159 | 283.3871 | 282.7656 | 282.151 | 281.5437 | 280.9431 | 280.3401 | 279.7498 | 279.1645 | 278.5841 | 278.0086 |  | Res Domestic Hot Water (DHW) |  |  | 241.024 | 240.0086 | 238.9994 | 235.801 | 234.8147 | 233.8343 | 232.8597 | 231.891 | 230.9281 | 229.971 | 229.0197 | 228.0741 | 227.1343 | 226.2001 | 225.2717 | 224.3489 | 223.4317 | 222.5201 | 221.6142 | 220.7137 | 219.8163 | 218.926 | 218.0405 | 217.1601 | 216.2845 |  | Res Domestic Hot Water (DHW) |  |  | 5.2739 | 11.0132 | 17.2116 | 23.8089 | 30.8044 | 38.0821 | 45.6921 | 53.4892 | 60.9118 | 68.7226 | 76.4226 | 83.4809 | 90.2186 | 96.5402 | 102.4663 | 107.939 | 112.9148 | 117.4329 | 121.2151 | 124.8833 | 128.1722 | 130.7984 | 133.0941 | 135.0998 | 136.8421
Res Heating, Ventilation and Air-Conditioning |  |  | 1833.8534 | 1858.3239 | 1882.848 | 1907.4117 | 1930.5052 | 1953.6524 | 1976.84 | 2000.0816 | 2023.3707 | 2043.6648 | 2064.0185 | 2084.4197 | 2104.8746 | 2125.3772 | 2142.8929 | 2160.4559 | 2178.0774 | 2195.7409 | 2213.4685 | 2231.2384 | 2248.7269 | 2266.4693 | 2284.1942 | 2301.9017 | 2319.5919 |  | Res Heating, Ventilation and Air-Conditioning |  |  | 1831.1214 | 1855.2538 | 1879.4396 | 1903.665 | 1926.4201 | 1949.2288 | 1972.0778 | 1994.9808 | 2017.931 | 2037.8863 | 2057.9008 | 2077.9628 | 2098.0783 | 2118.2414 | 2135.4173 | 2152.6405 | 2169.9219 | 2187.2452 | 2204.6323 | 2222.0616 | 2239.2137 | 2256.6169 | 2274.0033 | 2291.373 | 2308.7262 |  | Res Heating, Ventilation and Air-Conditioning |  |  | 21.4286 | 44.6707 | 69.4239 | 95.6692 | 125.1281 | 157.5113 | 191.1607 | 225.7937 | 260.9789 | 296.3118 | 331.6428 | 366.5763 | 400.8923 | 434.3261 | 465.9444 | 496.1061 | 524.4946 | 551.3927 | 574.2834 | 597.4796 | 619.0468 | 636.7873 | 653.2635 | 668.1431 | 681.777
Res Lighting |  |  | 481.4587 | 474.3289 | 467.2108 | 200.1151 | 192.615 | 185.118 | 177.623 | 177.5226 | 177.4264 | 177.3342 | 177.2466 | 177.1632 | 177.0841 | 177.0092 | 176.9386 | 176.8722 | 176.8102 | 176.7521 | 176.6987 | 176.6492 | 176.5945 | 176.5497 | 176.5072 | 176.4668 | 176.4287 |  | Res Lighting |  |  | 404.2164 | 400.572 | 396.9378 | 164.6342 | 160.6659 | 156.7007 | 152.7381 | 152.5471 | 152.3597 | 152.1758 | 151.9958 | 151.8194 | 151.6468 | 151.4777 | 151.3123 | 151.1505 | 150.9925 | 150.838 | 150.6873 | 150.54 | 150.3896 | 150.2469 | 150.1063 | 149.9679 | 149.8316 |  | Res Lighting |  |  | 21.1017 | 42.1059 | 62.8849 | 71.7641 | 80.4199 | 88.7377 | 96.6097 | 104.1074 | 110.8936 | 117.4088 | 123.3659 | 128.5176 | 133.1323 | 137.4128 | 141.3075 | 144.7854 | 147.8967 | 150.665 | 153.1379 | 155.358 | 157.3569 | 157.0668 | 158.4978 | 157.4829 | 156.7218
Res Other |  |  | 1154.9581 | 1156.1468 | 1157.366 | 1158.6126 | 1159.8882 | 1161.194 | 1162.5272 | 1163.8906 | 1165.2826 | 1166.7018 | 1168.1525 | 1169.6317 | 1171.1408 | 1172.6783 | 1174.2456 | 1175.8411 | 1177.4679 | 1179.1213 | 1180.8073 | 1182.5199 | 1184.1723 | 1185.9079 | 1187.6539 | 1189.4102 | 1191.1767 |  | Res Other |  |  | 812.8025 | 814.1276 | 815.4743 | 816.8403 | 818.2266 | 819.6344 | 821.0613 | 822.5096 | 823.9781 | 825.4657 | 826.9757 | 828.5059 | 830.0572 | 877.7106 | 879.566 | 881.4425 | 883.3428 | 885.263 | 887.208 | 889.1729 | 891.0844 | 893.0636 | 895.0489 | 897.0404 | 899.0381 |  | Res Other |  |  | 8.1985 | 18.1626 | 29.6753 | 42.5522 | 56.6303 | 71.2123 | 87.2742 | 103.666 | 120.0731 | 137.0513 | 155.6107 | 174.359 | 192.8917 | 210.8889 | 228.3765 | 245.1098 | 260.8631 | 275.7524 | 289.7265 | 302.7593 | 314.8265 | 325.9978 | 336.2943 | 345.7778 | 354.516
Res Refrigeration |  |  | 206.1068 | 205.2699 | 204.4382 | 203.6116 | 202.7901 | 201.9737 | 201.1624 | 200.3561 | 199.5548 | 198.7586 | 197.9673 | 197.181 | 196.3997 | 195.6233 | 194.8518 | 194.0852 | 193.3235 | 192.5665 | 191.8145 | 191.0673 | 190.3223 | 189.5836 | 188.8491 | 188.1188 | 187.3927 |  | Res Refrigeration |  |  | 206.1068 | 205.2699 | 204.4382 | 203.6116 | 202.7901 | 201.9737 | 201.1624 | 200.3561 | 199.5548 | 198.7586 | 197.9673 | 197.181 | 196.3997 | 195.6233 | 194.8518 | 194.0852 | 193.3235 | 192.5665 | 191.8145 | 191.0673 | 190.3223 | 189.5836 | 188.8491 | 188.1188 | 187.3927 |  | Res Refrigeration |  |  | 5.2643 | 10.9135 | 16.8797 | 23.0769 | 29.4047 | 35.7556 | 41.3036 | 47.3873 | 53.2038 | 57.9197 | 62.1451 | 66.0055 | 69.433 | 72.3651 | 74.9035 | 77.0815 | 78.9391 | 80.5187 | 81.861 | 83.0033 | 83.9772 | 84.8144 | 85.538 | 86.169 | 86.7245
Savings Potential (GWh/year) | [28 empty] | Savings Potential (GWh/year) | [28 empty] | Savings Potential (GWh/year)
Residential Electricity Technical Potential by End Use (GWh) | [28 empty] | Residential Electricity Economic Potential by End Use (GWh) | [28 empty] | Residential Electricity Achievable Potential by End Use (GWh)
| 2019 | 2020 | 2021 | 2022 | 2023 | 2024 | 2025 | 2026 | 2027 | 2028 | 2029 | 2030 | 2031 | 2032 | 2033 | 2034 | 2035 | 2036 | 2037 | 2038 | 2039 | 2040 | 2041 | 2042 | 2043 | 2044 | 2045 |  |  | 2019 | 2020 | 2021 | 2022 | 2023 | 2024 | 2025 | 2026 | 2027 | 2028 | 2029 | 2030 | 2031 | 2032 | 2033 | 2034 | 2035 | 2036 | 2037 | 2038 | 2039 | 2040 | 2041 | 2042 | 2043 | 2044 | 2045 |  |  | 2019 | 2020 | 2021 | 2022 | 2023 | 2024 | 2025 | 2026 | 2027 | 2028 | 2029 | 2030 | 2031 | 2032 | 2033 | 2034 | 2035 | 2036 | 2037 | 2038 | 2039 | 2040 | 2041 | 2042 | 2043 | 2044 | 2045
BNI Cooking and Laundry | [28 empty] | BNI Cooking and Laundry | [28 empty] | BNI Cooking and Laundry
BNI Domestic Hot Water (DHW) | [28 empty] | BNI Domestic Hot Water (DHW) | [28 empty] | BNI Domestic Hot Water (DHW)
BNI Electronics and Information Technology (IT) | [28 empty] | BNI Electronics and Information Technology (IT) | [28 empty] | BNI Electronics and Information Technology (IT)
BNI Energy Management | [28 empty] | BNI Energy Management | [28 empty] | BNI Energy Management
BNI HVAC | [28 empty] | BNI HVAC | [28 empty] | BNI HVAC
BNI Lighting | [28 empty] | BNI Lighting | [28 empty] | BNI Lighting
BNI Other | [28 empty] | BNI Other | [28 empty] | BNI Other
BNI Process | [28 empty] | BNI Process | [28 empty] | BNI Process
BNI Refrigeration | [28 empty] | BNI Refrigeration | [28 empty] | BNI Refrigeration
Res Domestic Hot Water (DHW) |  |  | 296.8845 | 296.1491 | 295.4212 | 291.4048 | 290.6969 | 289.9964 | 289.303 | 288.617 | 287.9382 | 287.2663 | 286.602 | 285.9447 | 285.2947 | 284.6517 | 284.0159 | 283.3871 | 282.7656 | 282.151 | 281.5437 | 280.9431 | 280.3401 | 279.7498 | 279.1645 | 278.5841 | 278.0086 |  | Res Domestic Hot Water (DHW) |  |  | 241.024 | 240.0086 | 238.9994 | 235.801 | 234.8147 | 233.8343 | 232.8597 | 231.891 | 230.9281 | 229.971 | 229.0197 | 228.0741 | 227.1343 | 226.2001 | 225.2717 | 224.3489 | 223.4317 | 222.5201 | 221.6142 | 220.7137 | 219.8163 | 218.926 | 218.0405 | 217.1601 | 216.2845 |  | Res Domestic Hot Water (DHW) |  |  | 5.2739 | 11.0132 | 17.2116 | 23.8089 | 30.8044 | 38.0821 | 45.6921 | 53.4892 | 60.9118 | 68.7226 | 76.4226 | 83.4809 | 90.2186 | 96.5402 | 102.4663 | 107.939 | 112.9148 | 117.4329 | 121.2151 | 124.8833 | 128.1722 | 130.7984 | 133.0941 | 135.0998 | 136.8421
Res Heating, Ventilation and Air-Conditioning |  |  | 1833.8534 | 1858.3239 | 1882.848 | 1907.4117 | 1930.5052 | 1953.6524 | 1976.84 | 2000.0816 | 2023.3707 | 2043.6648 | 2064.0185 | 2084.4197 | 2104.8746 | 2125.3772 | 2142.8929 | 2160.4559 | 2178.0774 | 2195.7409 | 2213.4685 | 2231.2384 | 2248.7269 | 2266.4693 | 2284.1942 | 2301.9017 | 2319.5919 |  | Res Heating, Ventilation and Air-Conditioning |  |  | 1831.1214 | 1855.2538 | 1879.4396 | 1903.665 | 1926.4201 | 1949.2288 | 1972.0778 | 1994.9808 | 2017.931 | 2037.8863 | 2057.9008 | 2077.9628 | 2098.0783 | 2118.2414 | 2135.4173 | 2152.6405 | 2169.9219 | 2187.2452 | 2204.6323 | 2222.0616 | 2239.2137 | 2256.6169 | 2274.0033 | 2291.373 | 2308.7262 |  | Res Heating, Ventilation and Air-Conditioning |  |  | 21.4286 | 44.6707 | 69.4239 | 95.6692 | 125.1281 | 157.5113 | 191.1607 | 225.7937 | 260.9789 | 296.3118 | 331.6428 | 366.5763 | 400.8923 | 434.3261 | 465.9444 | 496.1061 | 524.4946 | 551.3927 | 574.2834 | 597.4796 | 619.0468 | 636.7873 | 653.2635 | 668.1431 | 681.777
Res Lighting |  |  | 481.4587 | 474.3289 | 467.2108 | 200.1151 | 192.615 | 185.118 | 177.623 | 177.5226 | 177.4264 | 177.3342 | 177.2466 | 177.1632 | 177.0841 | 177.0092 | 176.9386 | 176.8722 | 176.8102 | 176.7521 | 176.6987 | 176.6492 | 176.5945 | 176.5497 | 176.5072 | 176.4668 | 176.4287 |  | Res Lighting |  |  | 404.2164 | 400.572 | 396.9378 | 164.6342 | 160.6659 | 156.7007 | 152.7381 | 152.5471 | 152.3597 | 152.1758 | 151.9958 | 151.8194 | 151.6468 | 151.4777 | 151.3123 | 151.1505 | 150.9925 | 150.838 | 150.6873 | 150.54 | 150.3896 | 150.2469 | 150.1063 | 149.9679 | 149.8316 |  | Res Lighting |  |  | 21.1017 | 42.1059 | 62.8849 | 71.7641 | 80.4199 | 88.7377 | 96.6097 | 104.1074 | 110.8936 | 117.4088 | 123.3659 | 128.5176 | 133.1323 | 137.4128 | 141.3075 | 144.7854 | 147.8967 | 150.665 | 153.1379 | 155.358 | 157.3569 | 157.0668 | 158.4978 | 157.4829 | 156.7218
Res Other |  |  | 1154.9581 | 1156.1468 | 1157.366 | 1158.6126 | 1159.8882 | 1161.194 | 1162.5272 | 1163.8906 | 1165.2826 | 1166.7018 | 1168.1525 | 1169.6317 | 1171.1408 | 1172.6783 | 1174.2456 | 1175.8411 | 1177.4679 | 1179.1213 | 1180.8073 | 1182.5199 | 1184.1723 | 1185.9079 | 1187.6539 | 1189.4102 | 1191.1767 |  | Res Other |  |  | 812.8025 | 814.1276 | 815.4743 | 816.8403 | 818.2266 | 819.6344 | 821.0613 | 822.5096 | 823.9781 | 825.4657 | 826.9757 | 828.5059 | 830.0572 | 877.7106 | 879.566 | 881.4425 | 883.3428 | 885.263 | 887.208 | 889.1729 | 891.0844 | 893.0636 | 895.0489 | 897.0404 | 899.0381 |  | Res Other |  |  | 8.1985 | 18.1626 | 29.6753 | 42.5522 | 56.6303 | 71.2123 | 87.2742 | 103.666 | 120.0731 | 137.0513 | 155.6107 | 174.359 | 192.8917 | 210.8889 | 228.3765 | 245.1098 | 260.8631 | 275.7524 | 289.7265 | 302.7593 | 314.8265 | 325.9978 | 336.2943 | 345.7778 | 354.516
Res Refrigeration |  |  | 206.1068 | 205.2699 | 204.4382 | 203.6116 | 202.7901 | 201.9737 | 201.1624 | 200.3561 | 199.5548 | 198.7586 | 197.9673 | 197.181 | 196.3997 | 195.6233 | 194.8518 | 194.0852 | 193.3235 | 192.5665 | 191.8145 | 191.0673 | 190.3223 | 189.5836 | 188.8491 | 188.1188 | 187.3927 |  | Res Refrigeration |  |  | 206.1068 | 205.2699 | 204.4382 | 203.6116 | 202.7901 | 201.9737 | 201.1624 | 200.3561 | 199.5548 | 198.7586 | 197.9673 | 197.181 | 196.3997 | 195.6233 | 194.8518 | 194.0852 | 193.3235 | 192.5665 | 191.8145 | 191.0673 | 190.3223 | 189.5836 | 188.8491 | 188.1188 | 187.3927 |  | Res Refrigeration |  |  | 5.2643 | 10.9135 | 16.8797 | 23.0769 | 29.4047 | 35.7556 | 41.3036 | 47.3873 | 53.2038 | 57.9197 | 62.1451 | 66.0055 | 69.433 | 72.3651 | 74.9035 | 77.0815 | 78.9391 | 80.5187 | 81.861 | 83.0033 | 83.9772 | 84.8144 | 85.538 | 86.169 | 86.7245
Savings Potential (GWh/year) | [28 empty] | Savings Potential (GWh/year) | [28 empty] | Savings Potential (GWh/year)
BNI Electricity Technical Potential by End Use (GWh) | [28 empty] | BNI Electricity Economic Potential by End Use (GWh)
| 2019 | 2020 | 2021 | 2022 | 2023 | 2024 | 2025 | 2026 | 2027 | 2028 | 2029 | 2030 | 2031 | 2032 | 2033 | 2034 | 2035 | 2036 | 2037 | 2038 | 2039 | 2040 | 2041 | 2042 | 2043 | 2044 | 2045 |  |  | 2019 | 2020 | 2021 | 2022 | 2023 | 2024 | 2025 | 2026 | 2027 | 2028 | 2029 | 2030 | 2031 | 2032 | 2033 | 2034 | 2035 | 2036 | 2037 | 2038 | 2039 | 2040 | 2041 | 2042 | 2043 | 2044 | 2045 |  |  | 2019 | 2020 | 2021 | 2022 | 2023 | 2024 | 2025 | 2026 | 2027 | 2028 | 2029 | 2030 | 2031 | 2032 | 2033 | 2034 | 2035 | 2036 | 2037 | 2038 | 2039 | 2040 | 2041 | 2042 | 2043 | 2044 | 2045
BNI Cooking and Laundry |  |  | 331.5891 | 332.1822 | 331.7267 | 331.3289 | 330.4225 | 330.048 | 329.4595 | 329.3568 | 326.8426 | 324.5153 | 321.7697 | 319.1151 | 316.1939 | 310.4965 | 304.8616 | 299.7108 | 298.5158 | 297.248 | 296.2344 | 295.4197 | 290.5465 | 289.4926 | 288.4381 | 287.3828 | 286.3269 |  | BNI Cooking and Laundry |  |  | 128.4354 | 147.3034 | 214.8729 | 250.2526 | 257.2704 | 257.2616 | 257.0371 | 257.2964 | 255.4295 | 253.7095 | 251.6282 | 249.6195 | 247.3734 | 243.0092 | 247.1201 | 243.1397 | 242.286 | 241.3749 | 240.6699 | 240.1331 | 228.288 | 227.5815 | 226.8744 | 226.1666 | 225.4582 |  | BNI Cooking and Laundry |  |  | 1.5224 | 3.2861 | 4.9888 | 6.7815 | 8.5361 | 10.4626 | 12.3903 | 16.3139 | 19.8625 | 23.3571 | 26.8318 | 30.3403 | 33.6755 | 37.5689 | 41.3979 | 45.1908 | 48.8652 | 52.4406 | 55.9456 | 59.0698 | 62.0852 | 65.0308 | 67.8687 | 70.6548 | 73.3819
BNI Domestic Hot Water (DHW) |  |  | 5.0094 | 4.799 | 4.8026 | 4.8109 | 4.8098 | 4.8191 | 4.8273 | 4.8487 | 4.8193 | 4.7901 | 4.7378 | 4.6864 | 4.6319 | 4.5759 | 4.5214 | 4.4728 | 4.4599 | 4.4458 | 4.4356 | 4.429 | 4.4154 | 4.4029 | 4.3905 | 4.378 | 4.3654 |  | BNI Domestic Hot Water (DHW) |  |  | 5.0094 | 4.799 | 4.8026 | 4.8109 | 4.8098 | 4.8191 | 4.8273 | 4.8487 | 4.8193 | 4.7901 | 4.7378 | 4.6864 | 4.6319 | 4.5759 | 4.5214 | 4.4728 | 4.4599 | 4.4458 | 4.4356 | 4.429 | 4.4154 | 4.4029 | 4.3905 | 4.378 | 4.3654 |  | BNI Domestic Hot Water (DHW) |  |  | 0.045371 | 0.095403 | 0.13382 | 0.1738 | 0.21051 | 0.25138 | 0.29249 | 0.33919 | 0.36787 | 0.39689 | 0.42573 | 0.45414 | 0.48217 | 0.50414 | 0.53175 | 0.55924 | 0.58378 | 0.60901 | 0.63536 | 0.66419 | 0.69047 | 0.71675 | 0.74225 | 0.77002 | 0.7977
BNI Electronics and Information Technology (IT) |  |  | 175.2828 | 174.4064 | 173.5344 | 172.6667 | 171.8034 | 170.9444 | 170.0896 | 169.2392 | 167.7191 | 166.2927 | 164.7326 | 163.2157 | 161.6303 | 158.4991 | 155.396 | 152.4641 | 151.5646 | 150.6293 | 149.8074 | 149.0584 | 146.2188 | 145.403 | 144.587 | 143.7709 | 142.9547 |  | BNI Electronics and Information Technology (IT) |  |  | 175.2828 | 174.4064 | 173.5344 | 172.6667 | 171.8034 | 170.9444 | 170.0896 | 169.2392 | 167.7191 | 166.2927 | 164.7326 | 163.2157 | 161.6303 | 158.4991 | 155.396 | 152.4641 | 151.5646 | 150.6293 | 149.8074 | 149.0584 | 146.2188 | 145.403 | 144.587 | 143.7709 | 142.9547 |  | BNI Electronics and Information Technology (IT) |  |  | 4.6062 | 9.0403 | 13.3086 | 17.2798 | 21.2562 | 25.0826 | 28.609 | 31.9879 | 35.227 | 38.3293 | 41.301 | 44.146 | 46.8425 | 48.8677 | 51.2907 | 53.6202 | 55.3497 | 57.0144 | 58.6141 | 60.1254 | 61.5787 | 62.9765 | 64.3226 | 65.6186 | 66.8676
BNI Energy Management |  |  | 334.7185 | 338.7483 | 340.0522 | 341.5175 | 341.7072 | 343.2231 | 344.2046 | 346.4147 | 344.4138 | 342.6017 | 340.0326 | 337.5664 | 334.6425 | 329.3214 | 324.0802 | 319.5489 | 319.0815 | 318.5309 | 318.2976 | 318.3599 | 314.4145 | 314.0551 | 313.6941 | 313.3315 | 312.9673 |  | BNI Energy Management |  |  | 334.7185 | 338.7483 | 340.0522 | 341.5175 | 341.7072 | 343.2231 | 344.2046 | 346.4147 | 344.4138 | 342.6017 | 340.0326 | 337.5664 | 334.6425 | 329.3214 | 324.0802 | 319.5489 | 319.0815 | 318.5309 | 318.2976 | 318.3599 | 314.4145 | 314.0551 | 313.6941 | 313.3315 | 312.9673 |  | BNI Energy Management |  |  | 6.716 | 13.0413 | 19.7286 | 26.3833 | 31.6333 | 37.3435 | 42.8629 | 48.8043 | 53.6056 | 58.3211 | 62.7299 | 67.1725 | 71.3303 | 75.4874 | 79.5172 | 83.658 | 87.8721 | 92.0202 | 96.1391 | 100.212 | 104.078 | 107.8815 | 111.6167 | 115.3081 | 118.9373
BNI HVAC |  |  | 2057.1619 | 2072.0326 | 2079.2941 | 2087.3285 | 2087.8598 | 2096.0966 | 2101.1378 | 2113.2103 | 2100.7221 | 2089.4697 | 2074.2371 | 2059.6446 | 2042.2504 | 2008.9465 | 1976.1063 | 1947.6111 | 1944.5016 | 1940.8971 | 1939.1991 | 1939.2465 | 1913.3353 | 1910.9523 | 1908.5611 | 1906.162 | 1903.7548 |  | BNI HVAC |  |  | 2057.1619 | 2072.0326 | 2079.2941 | 2087.3285 | 2087.8598 | 2096.0966 | 2101.1378 | 2113.2103 | 2100.7221 | 2089.4697 | 2074.2371 | 2059.6446 | 2042.2504 | 2008.9465 | 1976.1063 | 1947.6111 | 1944.5016 | 1940.8971 | 1939.1991 | 1939.2465 | 1913.3353 | 1910.9523 | 1908.5611 | 1906.162 | 1903.7548 |  | BNI HVAC |  |  | 9.6876 | 22.7667 | 35.2819 | 49.1147 | 62.8406 | 79.1363 | 95.9061 | 115.7689 | 132.8041 | 149.4744 | 164.9676 | 179.8832 | 193.6065 | 206.5699 | 219.7537 | 233.2739 | 245.4026 | 257.7424 | 269.8563 | 281.0246 | 291.4357 | 301.5391 | 311.2018 | 320.5995 | 329.9776
BNI Lighting |  |  | 776.5088 | 791.1664 | 797.1389 | 803.5375 | 805.5818 | 811.873 | 816.3905 | 824.7827 | 820.9685 | 817.5295 | 812.2176 | 807.1685 | 800.756 | 788.6473 | 776.6654 | 766.6308 | 766.4119 | 765.9956 | 766.3759 | 767.5322 | 758.6698 | 758.6932 | 758.7126 | 758.7281 | 758.7398 |  | BNI Lighting |  |  | 769.1851 | 776.8515 | 779.1321 | 781.6844 | 781.613 | 784.2387 | 785.7476 | 789.7178 | 784.8958 | 780.534 | 775.1445 | 769.5813 | 765.392 | 752.9343 | 740.4691 | 729.5822 | 728.2225 | 726.6782 | 725.8376 | 725.6324 | 715.6813 | 714.6017 | 713.5193 | 712.434 | 711.3459 |  | BNI Lighting |  |  | 25.2181 | 53.1603 | 77.2871 | 101.2653 | 122.6394 | 146.7775 | 169.5664 | 194.1394 | 212.4237 | 230.1666 | 245.061 | 260.6162 | 273.1099 | 285.7601 | 297.699 | 309.8712 | 321.903 | 333.8234 | 345.1991 | 355.9063 | 366.528 | 376.1272 | 385.5704 | 394.9724 | 403.8502
BNI Other |  |  | 397.6487 | 403.1267 | 405.2604 | 407.4887 | 407.9229 | 410.1594 | 411.5878 | 414.5923 | 412.3513 | 410.4055 | 407.8948 | 405.5238 | 402.4835 | 395.7628 | 389.1264 | 383.48 | 383.2027 | 382.8303 | 382.8488 | 383.2328 | 377.5466 | 377.4226 | 377.2973 | 377.1708 | 377.0431 |  | BNI Other |  |  | 397.6487 | 403.1267 | 405.2604 | 407.4887 | 407.9229 | 410.1594 | 411.5878 | 414.5923 | 412.3513 | 410.4055 | 407.8948 | 405.5238 | 402.4835 | 395.7628 | 389.1264 | 383.48 | 383.2027 | 382.8303 | 382.8488 | 383.2328 | 377.5466 | 377.4226 | 377.2973 | 377.1708 | 377.0431 |  | BNI Other |  |  | 7.5694 | 16.566 | 25.1232 | 34.0959 | 42.7332 | 52.2701 | 61.6842 | 71.8923 | 80.6016 | 89.2947 | 97.5985 | 105.8033 | 113.5172 | 120.1503 | 127.7111 | 135.3066 | 141.8085 | 148.2274 | 154.5112 | 160.687 | 166.3558 | 171.8653 | 177.1427 | 182.451 | 187.6088
BNI Process |  |  | 273.9256 | 277.2562 | 279.1565 | 280.896 | 281.6341 | 282.9825 | 284.1871 | 286.0458 | 285.5412 | 285.135 | 284.0678 | 283.0547 | 281.5345 | 279.5334 | 277.5865 | 276.314 | 276.6385 | 276.9432 | 277.4111 | 278.0259 | 277.0484 | 277.336 | 277.626 | 277.9183 | 278.2129 |  | BNI Process |  |  | 181.3767 | 184.6541 | 186.6722 | 188.5402 | 189.5165 | 191.0248 | 192.4097 | 194.3684 | 196.1976 | 196.1432 | 206.9254 | 207.0877 | 205.9168 | 204.231 | 202.5954 | 201.5942 | 202.1683 | 202.7206 | 203.4294 | 204.2793 | 203.5525 | 204.0893 | 204.6267 | 205.1648 | 205.7036 |  | BNI Process |  |  | 1.4481 | 3.3177 | 5.3355 | 7.4245 | 9.6176 | 12.0605 | 14.548 | 17.2806 | 19.713 | 22.2428 | 24.6941 | 27.137 | 29.4666 | 31.7821 | 34.2229 | 36.8208 | 39.3602 | 41.8987 | 44.4729 | 47.0723 | 49.5541 | 52.0195 | 54.4542 | 56.9051 | 59.3356
BNI Refrigeration |  |  | 136.5064 | 112.1272 | 112.4399 | 112.7912 | 112.7713 | 113.1331 | 113.3369 | 113.889 | 113.1895 | 112.5562 | 111.7186 | 110.9151 | 109.9693 | 108.1532 | 106.3615 | 104.7941 | 104.592 | 104.3636 | 104.2355 | 104.1978 | 102.7632 | 102.6016 | 102.4396 | 102.2771 | 102.1143 |  | BNI Refrigeration |  |  | 120.4292 | 99.3297 | 99.7064 | 100.1214 | 100.1648 | 100.5896 | 100.8562 | 101.4707 | 100.8827 | 100.354 | 99.631 | 98.9388 | 98.1093 | 96.5229 | 94.9589 | 93.6067 | 93.4706 | 93.3108 | 93.243 | 93.2603 | 92.0341 | 91.9323 | 91.8302 | 91.7276 | 91.6247 |  | BNI Refrigeration |  |  | 1.7396 | 3.3791 | 4.8894 | 6.4803 | 8.0716 | 9.7424 | 11.365 | 13.1186 | 14.588 | 16.0693 | 17.4118 | 18.7861 | 20.0982 | 21.2923 | 22.5079 | 23.7507 | 24.9744 | 26.1709 | 27.3662 | 28.5427 | 29.6619 | 30.7616 | 31.839 | 32.8985 | 33.9414
Res Domestic Hot Water (DHW) | [28 empty] | Res Domestic Hot Water (DHW) | [28 empty] | Res Domestic Hot Water (DHW)
Res Heating, Ventilation and Air-Conditioning | [28 empty] | Res Heating, Ventilation and Air-Conditioning | [28 empty] | Res Heating, Ventilation and Air-Conditioning
Res Lighting | [28 empty] | Res Lighting | [28 empty] | Res Lighting
Res Other | [28 empty] | Res Other | [28 empty] | Res Other
Res Refrigeration | [28 empty] | Res Refrigeration | [28 empty] | Res Refrigeration
Savings Potential (GWh/year) | [28 empty] | Savings Potential (GWh/year) | [28 empty] | Savings Potential (GWh/year)

## ElecEnergy_Pct
Electricity Technical Potential by Sector as a Percent of Total Consumption (%) | [6 empty] | Electricity Potential by Potential Type as a Percent of Total Consumption (%)
| All | Residential | BNI |  | Figure 4‑3. EE Technical Potential, Electricity Savings by Sector as a Percent of Sector Sales (%) |  |  | Technical | Economic | Base | Max Achievable | Mid | Low | Figure ES-5. EE Technical and Economic Potential Electricity Savings as a Percent of Total Sales (%)
2019 | [6 empty] | 2019
2020 | [6 empty] | 2020
2021 | 74.44% | 78.95% | 70.86% |  |  |  | 2021 | 74.44% | 67.43% | 1.054% | 2.062% | 1.45% | 0.6951% | Figure ES-6. EE Market Potential Electricity Cumulative Savings as a Percent of Total Sales (%)
2022 | 74.09% | 78.86% | 70.32% |  |  |  | 2022 | 74.09% | 67.29% | 2.193% | 4.225% | 3.001% | 1.448% | Figure 8‑2. EE Market Potential, Cumulative Electricity Savings, by Scenario, as a Percent of Sales (%)
2023 | 74.12% | 78.92% | 70.33% |  |  |  | 2023 | 74.12% | 67.93% | 3.32% | 6.318% | 4.536% | 2.182%
2024 | 71.62% | 73.24% | 70.33% |  |  |  | 2024 | 71.62% | 66.06% | 4.363% | 8.21% | 5.958% | 2.846%
2025 | 71.71% | 73.44% | 70.32% |  |  |  | 2025 | 71.71% | 66.23% | 5.428% | 10.01% | 7.392% | 3.527%
2026 | 71.69% | 73.42% | 70.31% |  |  |  | 2026 | 71.69% | 66.23% | 6.559% | 11.78% | 8.863% | 4.273%
2027 | 71.65% | 73.34% | 70.3% |  |  |  | 2027 | 71.65% | 66.22% | 7.686% | 13.44% | 10.3% | 5.026%
2028 | 71.46% | 72.93% | 70.28% |  |  |  | 2028 | 71.46% | 66.04% | 8.848% | 15.02% | 11.73% | 5.817%
2029 | 71.84% | 73.79% | 70.27% |  |  |  | 2029 | 71.84% | 66.4% | 10.01% | 16.53% | 13.14% | 6.628%
2030 | 72.06% | 74.28% | 70.27% |  |  |  | 2030 | 72.06% | 66.6% | 11.16% | 17.92% | 14.48% | 7.446%
2031 | 72.28% | 74.76% | 70.28% |  |  |  | 2031 | 72.28% | 66.9% | 12.28% | 19.19% | 15.76% | 8.259%
2032 | 72.5% | 75.2% | 70.29% |  |  |  | 2032 | 72.5% | 67.1% | 13.4% | 20.4% | 16.99% | 9.091%
2033 | 72.69% | 75.61% | 70.3% |  |  |  | 2033 | 72.69% | 67.29% | 14.46% | 21.5% | 18.13% | 9.909%
2034 | 73.26% | 76.9% | 70.27% |  |  |  | 2034 | 73.26% | 68.2% | 15.63% | 22.75% | 19.38% | 10.82%
2035 | 73.78% | 78.07% | 70.23% |  |  |  | 2035 | 73.78% | 68.74% | 16.8% | 23.98% | 20.61% | 11.77%
2036 | 74.27% | 79.17% | 70.2% |  |  |  | 2036 | 74.27% | 69.17% | 17.95% | 25.16% | 21.8% | 12.72%
2037 | 74.34% | 79.3% | 70.19% |  |  |  | 2037 | 74.34% | 69.23% | 18.83% | 25.96% | 22.65% | 13.49%
2038 | 74.42% | 79.45% | 70.19% |  |  |  | 2038 | 74.42% | 69.3% | 19.67% | 26.75% | 23.45% | 14.26%
2039 | 74.46% | 79.53% | 70.19% |  |  |  | 2039 | 74.46% | 69.34% | 20.43% | 27.37% | 24.15% | 14.99%
2040 | 74.48% | 79.58% | 70.18% |  |  |  | 2040 | 74.48% | 69.36% | 21.15% | 28.02% | 24.81% | 15.7%
2041 | 74.74% | 80.16% | 70.11% |  |  |  | 2041 | 74.74% | 69.5% | 22.02% | 28.91% | 25.68% | 16.53%
2042 | 74.81% | 80.32% | 70.11% |  |  |  | 2042 | 74.81% | 69.58% | 22.63% | 29.4% | 26.22% | 17.17%
2043 | 74.89% | 80.47% | 70.1% |  |  |  | 2043 | 74.89% | 69.65% | 23.22% | 29.89% | 26.75% | 17.8%
2044 | 74.97% | 80.62% | 70.1% |  |  |  | 2044 | 74.97% | 69.72% | 23.77% | 30.35% | 27.23% | 18.39%
2045 | 75.05% | 80.77% | 70.1% |  |  |  | 2045 | 75.05% | 69.79% | 24.28% | 30.8% | 27.69% | 18.96%
Potential as % of Sales | [6 empty] | Potential as % of Sales
[9 empty] | 25-year average | 0.9711% | 1.232% | 1.108% | 0.7583%
Electricity Economic Potential by Sector as a Percent of Total Consumption (%)
| All | Residential | BNI |  | Figure 5‑5. EE Economic Potential, Electricity Savings by Sector as a Percent of Sector Sales (%)
2019
2020
2021 | 67.43% | 69.45% | 65.82%
2022 | 67.29% | 69.47% | 65.57%
2023 | 67.93% | 69.62% | 66.6%
2024 | 66.06% | 64.74% | 67.11%
2025 | 66.23% | 65.01% | 67.2%
2026 | 66.23% | 65.08% | 67.15%
2027 | 66.22% | 65.11% | 67.11%
2028 | 66.04% | 64.78% | 67.05%
2029 | 66.4% | 65.57% | 67.06%
2030 | 66.6% | 66.05% | 67.04%
2031 | 66.9% | 66.5% | 67.23%
2032 | 67.1% | 66.92% | 67.24%
2033 | 67.29% | 67.32% | 67.27%
2034 | 68.2% | 69.39% | 67.22%
2035 | 68.74% | 70.48% | 67.29%
2036 | 69.17% | 71.5% | 67.24%
2037 | 69.23% | 71.64% | 67.22%
2038 | 69.3% | 71.8% | 67.2%
2039 | 69.34% | 71.89% | 67.19%
2040 | 69.36% | 71.96% | 67.17%
2041 | 69.5% | 72.51% | 66.94%
2042 | 69.58% | 72.68% | 66.92%
2043 | 69.65% | 72.84% | 66.91%
2044 | 69.72% | 73% | 66.89%
2045 | 69.79% | 73.16% | 66.88%
Potential as % of Sales
Res Electricity Achievable Potential by Scenario as a Percent of Total Consumption (%)
| Max Achievable | Mid | Base | Low
2019
2020
2021 | 2.842% | 1.83% | 1.217% | 0.7143% |  | Res Electricity Achievable Potential by Scenario as a Percent of Total Consumption (%)
2022 | 5.751% | 3.755% | 2.507% | 1.465%
2023 | 8.639% | 5.748% | 3.862% | 2.252%
2024 | 11.04% | 7.454% | 5.002% | 2.866%
2025 | 13.38% | 9.282% | 6.27% | 3.586%
2026 | 15.5% | 11.07% | 7.576% | 4.368%
2027 | 17.42% | 12.81% | 8.9% | 5.187%
2028 | 19% | 14.4% | 10.18% | 6.01%
2029 | 20.65% | 16.12% | 11.6% | 6.977%
2030 | 22.03% | 17.7% | 12.99% | 7.971%
2031 | 23.24% | 19.19% | 14.38% | 8.996%
2032 | 24.32% | 20.56% | 15.73% | 10.05%
2033 | 25.28% | 21.83% | 17.04% | 11.12%
2034 | 26.41% | 23.24% | 18.5% | 12.34%
2035 | 27.45% | 24.54% | 19.91% | 13.58%
2036 | 28.38% | 25.73% | 21.25% | 14.83%
2037 | 28.9% | 26.51% | 22.26% | 15.88%
2038 | 29.37% | 27.21% | 23.2% | 16.92%
2039 | 29.57% | 27.71% | 23.99% | 17.88%
2040 | 29.94% | 28.23% | 24.75% | 18.82%
2041 | 30.49% | 28.89% | 25.61% | 19.86%
2042 | 30.58% | 29.2% | 26.17% | 20.69%
2043 | 30.73% | 29.51% | 26.72% | 21.5%
2044 | 30.8% | 29.71% | 27.16% | 22.23%
2045 | 30.9% | 29.92% | 27.55% | 22.91%
Potential as % of Sales
BNI Electricity Achievable Potential by Scenario as a Percent of Total Consumption (%)
| Max Achievable | Mid | Base | Low
2019
2020
2021 | 1.443% | 1.148% | 0.9244% | 0.6798% |  | BNI Electricity Achievable Potential by Scenario as a Percent of Total Consumption (%)
2022 | 3.02% | 2.405% | 1.945% | 1.434%
2023 | 4.485% | 3.58% | 2.893% | 2.126%
2024 | 5.959% | 4.768% | 3.855% | 2.829%
2025 | 7.331% | 5.887% | 4.759% | 3.48%
2026 | 8.816% | 7.105% | 5.749% | 4.197%
2027 | 10.25% | 8.288% | 6.718% | 4.897%
2028 | 11.84% | 9.585% | 7.782% | 5.663%
2029 | 13.23% | 10.75% | 8.74% | 6.348%
2030 | 14.6% | 11.89% | 9.686% | 7.024%
2031 | 15.9% | 12.98% | 10.59% | 7.662%
2032 | 17.2% | 14.07% | 11.49% | 8.311%
2033 | 18.4% | 15.09% | 12.34% | 8.916%
2034 | 19.73% | 16.2% | 13.27% | 9.573%
2035 | 21.1% | 17.36% | 14.24% | 10.26%
2036 | 22.48% | 18.53% | 15.21% | 10.96%
2037 | 23.51% | 19.42% | 15.96% | 11.5%
2038 | 24.54% | 20.31% | 16.71% | 12.04%
2039 | 25.52% | 21.15% | 17.43% | 12.56%
2040 | 26.4% | 21.93% | 18.1% | 13.05%
2041 | 27.56% | 22.94% | 18.96% | 13.69%
2042 | 28.38% | 23.67% | 19.6% | 14.16%
2043 | 29.17% | 24.38% | 20.23% | 14.62%
2044 | 29.95% | 25.08% | 20.84% | 15.08%
2045 | 30.71% | 25.76% | 21.45% | 15.54%
Potential as % of Sales

## ElecEnergy_Top40
Top Measures Ranked by Electricity Technical Potential in 2021 (GWh) |  |  |  | Top Residential Measures Ranked by Electricity Technical Potential in 2021 (GWh) |  |  |  | Top BNI Measures Ranked by Electricity Technical Potential in 2021 (GWh)
Rank | Measure | Technical Potential | Top Measures Ranked by Electricity Technical Potential in 2021 (GWh) | Rank | Measure | Technical Potential | Figure 4‑7. EE Technical Potential, 2021 Top 40 Residential Measures for Electricity Savings (GWh, gross at generator) | Rank | Measure | Technical Potential | Figure 4‑8. EE Technical Potential, 2021 Top 40 BNI Measures for Electricity Savings (GWh, gross at generator)
1 | Air Source Heat Pump | 1152.5625 |  | 1 | Wood Boiler/Furnace | 1137.0327 |  | 1 | Air Source Heat Pump | 1152.5625
2 | Wood Boiler/Furnace | 1137.0327 |  | 2 | Wi-Fi Thermostat | 431.898 |  | 2 | Custom Energy Efficiency | 397.6487
3 | Custom Energy Efficiency | 506.5024 |  | 3 | Networked/ Connected - Indoor LED Lamp | 329.8768 |  | 3 | Packaged Terminal Heat Pump (12kBTU/hr) | 393.496
4 | Wi-Fi Thermostat | 431.898 |  | 4 | Smart Power Controllers | 303.6849 |  | 4 | Strategic Energy Management | 334.7185
5 | Packaged Terminal Heat Pump (12kBTU/hr) | 393.496 |  | 5 | Networked / Connected Plug | 258.397 |  | 5 | BNI VFD (~20hp avg) | 334.252
6 | Strategic Energy Management | 334.7185 |  | 6 | Freezer retirement | 145.7638 |  | 6 | Networked/Connected - High Impact Application | 180.5861
7 | BNI VFD (~20hp avg) | 334.252 |  | 7 | Heat Pump Dryer (ventless) | 137.8128 |  | 7 | Dual Enthalpy Economizer Controls | 171.8165
8 | Networked/ Connected - Indoor LED Lamp | 329.8768 |  | 8 | Solar Domestic Hot Water | 111.4197 |  | 8 | Networked/Connected - Low Impact Application | 153.4943
9 | Smart Power Controllers | 303.6849 |  | 9 | Custom Energy Efficiency | 108.8537 |  | 9 | Server Virtualization and Decommissioning | 130.2985
10 | Networked / Connected Plug | 258.397 |  | 10 | Clothes Dryer replacement | 82.5731 |  | 10 | Electric Fryer Replacement with Gas | 128.5201
11 | Networked/Connected - High Impact Application | 180.5861 |  | 11 | Whole Home | 77.5998 |  | 11 | Surface Mounted Exterior LED | 82.3473
12 | Dual Enthalpy Economizer Controls | 171.8165 |  | 12 | Behavioral | 71.9719 |  | 12 | Electric Griddle Replacement with Gas | 69.8411
13 | Networked/Connected - Low Impact Application | 153.4943 |  | 13 | Heat Pump Water Heater | 55.8605 |  | 13 | Combined Heat and Power (CHP) | 68.7827
14 | Freezer retirement | 145.7638 |  | 14 | Efficient clothes washer | 49.1509 |  | 14 | Flood Luminaire | 65.7246
15 | Heat Pump Dryer (ventless) | 137.8128 |  | 15 | Clothes-line | 48.236 |  | 15 | Pole/Arm-Mounted Area Luminaire | 50.6275
16 | Server Virtualization and Decommissioning | 130.2985 |  | 16 | LED - ENERGY STAR Fixture with Motion Sensor | 48.1452 |  | 16 | Variable Speed Kitchen Exhaust Fan | 49.2977
17 | Electric Fryer Replacement with Gas | 128.5201 |  | 17 | Clothes Washer replacement | 48.0634 |  | 17 | LED Troffer | 49.0143
18 | Solar Domestic Hot Water | 111.4197 |  | 18 | Whole Home First Nations Retrofit | 47.1609 |  | 18 | Advanced Smart (Tier 2) Power Strip | 44.9844
19 | Clothes Dryer replacement | 82.5731 |  | 19 | Outdoor motion sensor | 39.0228 |  | 19 | High Volume Low Speed Fan (Agriculture) | 44.1052
20 | Surface Mounted Exterior LED | 82.3473 |  | 20 | Drain Water Heat Recovery | 37.7343 |  | 20 | Dairy Scroll Compressor | 41.2948
21 | Whole Home | 77.5998 |  | 21 | Dimmer Switch | 37.5165 |  | 21 | Strip-Curtains for Display Cases | 38.5129
22 | Behavioral | 71.9719 |  | 22 | Faucet Aerators | 34.0823 |  | 22 | General Use Lamp (A,G Types) | 38.3406
23 | Electric Griddle Replacement with Gas | 69.8411 |  | 23 | Range / Stove replacement | 32.6426 |  | 23 | Server-based Power Management Software | 30.1504
24 | Combined Heat and Power (CHP) | 68.7827 |  | 24 | Whole home - tier 3 (70% better than code target) | 28.8256 |  | 24 | Door Heater Controls | 26.8957
25 | Flood Luminaire | 65.7246 |  | 25 | Ductless Heat Pump Controller | 28.2809 |  | 25 | Occupancy Sensor (Exterior) | 21.6883
26 | Heat Pump Water Heater | 55.8605 |  | 26 | Low-flow showerhead | 26.6377 |  | 26 | Electric Convection Oven | 21.504
27 | Pole/Arm-Mounted Area Luminaire | 50.6275 |  | 27 | Refrigerator retirement | 25.3283 |  | 27 | Premium High Bay Luminaire | 21.3788
28 | Variable Speed Kitchen Exhaust Fan | 49.2977 |  | 28 | Room air purifier | 25.2581 |  | 28 | Natural Barn Ventiliation - Year-Round | 19.2731
29 | Efficient clothes washer | 49.1509 |  | 29 | Holiday Lights Exchange | 20.8075 |  | 29 | Pole/Arm-Mounted Decorative Luminaire | 18.9393
30 | LED Troffer | 49.0143 |  | 30 | Dishwasher replacement | 20.6387 |  | 30 | Outside Air Economizer | 16.852
31 | Clothes-line | 48.236 |  | 31 | Efficient refrigerator | 19.3437 |  | 31 | Standard Capacity Electric Fryer | 16.7382
32 | LED - ENERGY STAR Fixture with Motion Sensor | 48.1452 |  | 32 | Dehumidifier replacement (Low income only) | 14.9806 |  | 32 | Open to Closed Cooler Conversion | 16.0772
33 | Clothes Washer replacement | 48.0634 |  | 33 | Dehumidifier | 11.6254 |  | 33 | Cycling Refrigerated Air Dryer | 15.2547
34 | Whole Home First Nations Retrofit | 47.1609 |  | 34 | Hot Water Tank Wrap | 10.5497 |  | 34 | Downlight Luminaire | 15.0186
35 | Advanced Smart (Tier 2) Power Strip | 44.9844 |  | 35 | Mini freezer retirement | 9.622 |  | 35 | Daylight Controls | 14.9808
36 | High Volume Low Speed Fan (Agriculture) | 44.1052 |  | 36 | Unconverted D | 8.3517 |  | 36 | Refrigerated Case Luminaire | 14.1475
37 | Dairy Scroll Compressor | 41.2948 |  | 37 | Low-flow showerhead - MURB | 6.9856 |  | 37 | High Bay Luminaire | 13.975
38 | Outdoor motion sensor | 39.0228 |  | 38 | Induction Cooktop Stove | 6.6498 |  | 38 | Refrigerated Vending Machine Controls | 12.2346
39 | Strip-Curtains for Display Cases | 38.5129 |  | 39 | Faucet Aerators - MURB | 6.2036 |  | 39 | Air-Entraining Air Nozzle | 11.78
40 | General Use Lamp (A,G Types) | 38.3406 |  | 40 | LED Night Lights | 6.09 |  | 40 | No-Loss Drain | 11.1641
Measure Names |  |  |  | Measure Names
Top Measures Ranked by Electricity Economic Potential in 2021 (GWh) |  |  |  | Top Residential Measures Ranked by Electricity Economic Potential in 2021 (GWh) |  |  |  | Top BNI Measures Ranked by Electricity Economic Potential in 2021 (GWh)
Rank | Measure | Economic Potential | Top Measures Ranked by Electricity Economic Potential in 2021 (GWh) | Rank | Measure | Economic Potential | Figure 5‑9. EE Economic Potential, 2021 Top 40 Residential Measures for Electricity Savings (GWh, gross at generator) | Rank | Measure | Economic Potential | Figure 5‑10. EE Economic Potential, 2021 Top 40 BNI Measures for Electricity Savings (GWh, gross at generator)
1 | Air Source Heat Pump | 1152.5625 |  | 1 | Wood Boiler/Furnace | 1137.0327 |  | 1 | Air Source Heat Pump | 1152.5625
2 | Wood Boiler/Furnace | 1137.0327 |  | 2 | Wi-Fi Thermostat | 431.898 |  | 2 | Custom Energy Efficiency | 397.6487
3 | Custom Energy Efficiency | 506.5024 |  | 3 | Smart Power Controllers | 303.6849 |  | 3 | Packaged Terminal Heat Pump (12kBTU/hr) | 393.496
4 | Wi-Fi Thermostat | 431.898 |  | 4 | Screw-in LED Bulb | 290.151 |  | 4 | Strategic Energy Management | 334.7185
5 | Packaged Terminal Heat Pump (12kBTU/hr) | 393.496 |  | 5 | Networked / Connected Plug | 258.397 |  | 5 | BNI VFD (~20hp avg) | 334.252
6 | Strategic Energy Management | 334.7185 |  | 6 | Freezer retirement | 145.7638 |  | 6 | Networked/Connected - High Impact Application | 180.5861
7 | BNI VFD (~20hp avg) | 334.252 |  | 7 | Solar Domestic Hot Water | 111.4197 |  | 7 | Dual Enthalpy Economizer Controls | 171.8165
8 | Smart Power Controllers | 303.6849 |  | 8 | Custom Energy Efficiency | 108.8537 |  | 8 | Networked/Connected - Low Impact Application | 153.4943
9 | Screw-in LED Bulb | 290.151 |  | 9 | Whole Home | 77.5998 |  | 9 | Server Virtualization and Decommissioning | 130.2985
10 | Networked / Connected Plug | 258.397 |  | 10 | Behavioral | 71.9719 |  | 10 | Surface Mounted Exterior LED | 82.3473
11 | Networked/Connected - High Impact Application | 180.5861 |  | 11 | Energy Star Dryer | 49.4396 |  | 11 | Flood Luminaire | 65.7246
12 | Dual Enthalpy Economizer Controls | 171.8165 |  | 12 | Clothes-line | 48.236 |  | 12 | Pole/Arm-Mounted Area Luminaire | 50.6275
13 | Networked/Connected - Low Impact Application | 153.4943 |  | 13 | LED - ENERGY STAR Fixture with Motion Sensor | 48.1452 |  | 13 | Variable Speed Kitchen Exhaust Fan | 49.2977
14 | Freezer retirement | 145.7638 |  | 14 | Whole Home First Nations Retrofit | 47.1609 |  | 14 | LED Troffer | 49.0143
15 | Server Virtualization and Decommissioning | 130.2985 |  | 15 | Outdoor motion sensor | 39.0228 |  | 15 | Advanced Smart (Tier 2) Power Strip | 44.9844
16 | Solar Domestic Hot Water | 111.4197 |  | 16 | Drain Water Heat Recovery | 37.7343 |  | 16 | High Volume Low Speed Fan (Agriculture) | 44.1052
17 | Surface Mounted Exterior LED | 82.3473 |  | 17 | Faucet Aerators | 34.0823 |  | 17 | Dairy Scroll Compressor | 41.2948
18 | Whole Home | 77.5998 |  | 18 | Whole home - tier 3 (70% better than code target) | 28.8256 |  | 18 | Strip-Curtains for Display Cases | 38.5129
19 | Behavioral | 71.9719 |  | 19 | Ductless Heat Pump Controller | 28.2809 |  | 19 | General Use Lamp (A,G Types) | 38.3406
20 | Flood Luminaire | 65.7246 |  | 20 | Low-flow showerhead | 26.6377 |  | 20 | Server-based Power Management Software | 30.1504
21 | Pole/Arm-Mounted Area Luminaire | 50.6275 |  | 21 | Refrigerator retirement | 25.3283 |  | 21 | Door Heater Controls | 26.8957
22 | Energy Star Dryer | 49.4396 |  | 22 | Room air purifier | 25.2581 |  | 22 | Occupancy Sensor (Exterior) | 21.6883
23 | Variable Speed Kitchen Exhaust Fan | 49.2977 |  | 23 | Holiday Lights Exchange | 20.8075 |  | 23 | Electric Convection Oven | 21.504
24 | LED Troffer | 49.0143 |  | 24 | Efficient refrigerator | 19.3437 |  | 24 | Premium High Bay Luminaire | 21.3788
25 | Clothes-line | 48.236 |  | 25 | Dehumidifier replacement (Low income only) | 14.9806 |  | 25 | Natural Barn Ventiliation - Year-Round | 19.2731
26 | LED - ENERGY STAR Fixture with Motion Sensor | 48.1452 |  | 26 | Hot Water Tank Wrap | 10.5497 |  | 26 | Pole/Arm-Mounted Decorative Luminaire | 18.9393
27 | Whole Home First Nations Retrofit | 47.1609 |  | 27 | Mini freezer retirement | 9.622 |  | 27 | Outside Air Economizer | 16.852
28 | Advanced Smart (Tier 2) Power Strip | 44.9844 |  | 28 | Unconverted D | 8.3517 |  | 28 | Standard Capacity Electric Fryer | 16.7382
29 | High Volume Low Speed Fan (Agriculture) | 44.1052 |  | 29 | Low-flow showerhead - MURB | 6.9856 |  | 29 | Downlight Luminaire | 15.0186
30 | Dairy Scroll Compressor | 41.2948 |  | 30 | Faucet Aerators - MURB | 6.2036 |  | 30 | Daylight Controls | 14.9808
31 | Outdoor motion sensor | 39.0228 |  | 31 | LED Night Lights | 6.09 |  | 31 | Refrigerated Case Luminaire | 14.1475
32 | Strip-Curtains for Display Cases | 38.5129 |  | 32 | Mini fridge retirement | 6.049 |  | 32 | High Bay Luminaire | 13.975
33 | General Use Lamp (A,G Types) | 38.3406 |  | 33 | Pipe Insulation | 5.057 |  | 33 | Refrigerated Vending Machine Controls | 12.2346
34 | Drain Water Heat Recovery | 37.7343 |  | 34 | Heavy duty timer | 2.8889 |  | 34 | Air-Entraining Air Nozzle | 11.78
35 | Faucet Aerators | 34.0823 |  | 35 | Hot Water Tank Wrap - MURB | 1.4902 |  | 35 | No-Loss Drain | 11.1641
36 | Server-based Power Management Software | 30.1504 |  | 36 | Air Conditioner retirement | 1.0637 |  | 36 | Zero-Energy Doors for Reach-In Coolers | 11.0247
37 | Whole home - tier 3 (70% better than code target) | 28.8256 |  | 37 | Pipe Insulation - MURB | 0.8638 |  | 37 | Case Lighting for Sign Retrofits | 9.5361
38 | Ductless Heat Pump Controller | 28.2809 |  | 38 | ASHP and AWHP - Electrical | 0 |  | 38 | Track/Mono-point Direction Luminaire | 9.4154
39 | Door Heater Controls | 26.8957 |  | 39 | Clothes Dryer replacement | 0 |  | 39 | Reflector Lamp | 8.0945
40 | Low-flow showerhead | 26.6377 |  | 40 | Clothes Dryers | 0 |  | 40 | Full Size Hot Food Holding Cabinet | 7.1858
Measure Names |  |  |  | Measure Names
Top Measures Ranked by Electricity Achievable Potential in 2021 (GWh) |  |  |  | Top Residential Measures Ranked by Electricity Achievable Potential in 2021 (GWh) |  |  |  | Top BNI Measures Ranked by Electricity Achievable Potential in 2021 (GWh)
Rank | Measure | Achievable Potential (Base) | Top Measures Ranked by Electricity Achievable Potential in 2021 (GWh) | Rank | Measure | Achievable Potential (Base) | Figure 8‑15. EE Base Case Market Potential, 2021 Top 40 Residential Measures for Electricity Savings (GWh, net at generator) | Rank | Measure | Achievable Potential (Base) | Figure 8‑16. EE Market Potential, 2021 Top 40 BNI Measures for Electricity Savings (GWh, net at generator)
1 | Screw-in LED Bulb | 15.2853 |  | 1 | Screw-in LED Bulb | 15.2853 |  | 1 | Custom Energy Efficiency | 7.5694
2 | Whole Home | 13.9618 |  | 2 | Whole Home | 13.9618 |  | 2 | LED Troffer | 5.5964
3 | Custom Energy Efficiency | 8.9064 |  | 3 | Networked / Connected Plug | 3.6905 |  | 3 | Air Source Heat Pump | 4.2284
4 | LED Troffer | 5.5964 |  | 4 | Freezer retirement | 3.6203 |  | 4 | Linear Replacement Lamp (Low) | 4.0638
5 | Air Source Heat Pump | 4.2284 |  | 5 | LED - ENERGY STAR Fixture with Motion Sensor | 2.6022 |  | 5 | Strategic Energy Management | 4.0318
6 | Linear Replacement Lamp (Low) | 4.0638 |  | 6 | Outdoor motion sensor | 1.6762 |  | 6 | Server Virtualization and Decommissioning | 3.5319
7 | Strategic Energy Management | 4.0318 |  | 7 | Solar Domestic Hot Water | 1.6401 |  | 7 | Linear Replacement Lamp (High) | 3.1298
8 | Networked / Connected Plug | 3.6905 |  | 8 | Clothes-line | 1.6012 |  | 8 | Packaged Terminal Heat Pump (12kBTU/hr) | 3.0957
9 | Freezer retirement | 3.6203 |  | 9 | GSHP | 1.3657 |  | 9 | Energy Management Information Systems | 2.6843
10 | Server Virtualization and Decommissioning | 3.5319 |  | 10 | Custom Energy Efficiency | 1.337 |  | 10 | Surface Mounted Exterior LED | 2.4058
11 | Linear Replacement Lamp (High) | 3.1298 |  | 11 | Whole Home First Nations Retrofit | 1.2831 |  | 11 | Flood Luminaire | 2.2929
12 | Packaged Terminal Heat Pump (12kBTU/hr) | 3.0957 |  | 12 | Faucet Aerators | 1.2106 |  | 12 | Pole/Arm-Mounted Area Luminaire | 2.0103
13 | Energy Management Information Systems | 2.6843 |  | 13 | Holiday Lights Exchange | 1.1696 |  | 13 | General Use Lamp (A,G Types) | 1.7387
14 | LED - ENERGY STAR Fixture with Motion Sensor | 2.6022 |  | 14 | Pellet Boiler/Furnace | 0.99073 |  | 14 | BNI VFD (~20hp avg) | 1.7044
15 | Surface Mounted Exterior LED | 2.4058 |  | 15 | Low-flow showerhead | 0.98584 |  | 15 | Advanced Smart (Tier 2) Power Strip | 1.0743
16 | Flood Luminaire | 2.2929 |  | 16 | Refrigerator retirement | 0.95992 |  | 16 | Pole/Arm-Mounted Decorative Luminaire | 0.76954
17 | Pole/Arm-Mounted Area Luminaire | 2.0103 |  | 17 | Ductless Heat Pump Controller | 0.82052 |  | 17 | Downlight Luminaire | 0.58489
18 | General Use Lamp (A,G Types) | 1.7387 |  | 18 | Pellet Stove | 0.7769 |  | 18 | Track/Mono-point Direction Luminaire | 0.54692
19 | BNI VFD (~20hp avg) | 1.7044 |  | 19 | Whole home - tier 3 (70% better than code target) | 0.65766 |  | 19 | Dual Enthalpy Economizer Controls | 0.52475
20 | Outdoor motion sensor | 1.6762 |  | 20 | Behavioral | 0.59936 |  | 20 | Variable Speed Kitchen Exhaust Fan | 0.44834
21 | Solar Domestic Hot Water | 1.6401 |  | 21 | Efficient clothes washer | 0.52325 |  | 21 | Electric Fryer Replacement with Gas | 0.41267
22 | Clothes-line | 1.6012 |  | 22 | Efficient refrigerator | 0.47305 |  | 22 | Strip-Curtains for Display Cases | 0.39909
23 | GSHP | 1.3657 |  | 23 | Dehumidifier replacement (Low income only) | 0.42748 |  | 23 | Server-based Power Management Software | 0.38477
24 | Whole Home First Nations Retrofit | 1.2831 |  | 24 | LED Night Lights | 0.36845 |  | 24 | Door Heater Controls | 0.37509
25 | Faucet Aerators | 1.2106 |  | 25 | Hot Water Tank Wrap | 0.35745 |  | 25 | Reflector Lamp | 0.36048
26 | Holiday Lights Exchange | 1.1696 |  | 26 | Drain Water Heat Recovery | 0.342 |  | 26 | Low-bay Luminaire | 0.34149
27 | Advanced Smart (Tier 2) Power Strip | 1.0743 |  | 27 | Room air purifier | 0.32312 |  | 27 | High Volume Low Speed Fan (Agriculture) | 0.32023
28 | Pellet Boiler/Furnace | 0.99073 |  | 28 | Low-flow showerhead - MURB | 0.25583 |  | 28 | Refrigerated Vending Machine Controls | 0.31674
29 | Low-flow showerhead | 0.98584 |  | 29 | Unconverted D | 0.25063 |  | 29 | Occupancy Sensor (Exterior) | 0.30939
30 | Refrigerator retirement | 0.95992 |  | 30 | Faucet Aerators - MURB | 0.21942 |  | 30 | Case Lighting for Sign Retrofits | 0.25495
31 | Ductless Heat Pump Controller | 0.82052 |  | 31 | Energy Star Dryer | 0.21199 |  | 31 | Dairy Scroll Compressor | 0.25475
32 | Pellet Stove | 0.7769 |  | 32 | Pipe Insulation | 0.1844 |  | 32 | Interior Occupancy Sensor | 0.25101
33 | Pole/Arm-Mounted Decorative Luminaire | 0.76954 |  | 33 | Wood Stove | 0.16261 |  | 33 | Outside Air Economizer | 0.19711
34 | Whole home - tier 3 (70% better than code target) | 0.65766 |  | 34 | Whole home - tier 2 (60% better than code target) | 0.16177 |  | 34 | Premium High Bay Luminaire | 0.15953
35 | Behavioral | 0.59936 |  | 35 | Mini freezer retirement | 0.12957 |  | 35 | Zero-Energy Doors for Reach-In Coolers | 0.15688
36 | Downlight Luminaire | 0.58489 |  | 36 | MSHP - Fully Electrical | 0.12452 |  | 36 | Cycling Refrigerated Air Dryer | 0.15527
37 | Track/Mono-point Direction Luminaire | 0.54692 |  | 37 | Whole home - tier 1 (45% better than code target) | 0.095654 |  | 37 | Refrigerated Case Luminaire | 0.13843
38 | Dual Enthalpy Economizer Controls | 0.52475 |  | 38 | Mini fridge retirement | 0.081458 |  | 38 | EC Motor for Refrigeration Applications | 0.13187
39 | Efficient clothes washer | 0.52325 |  | 39 | Whole Home - tier 0 (22% better than code on average) | 0.075103 |  | 39 | Ground Source Heat Pump | 0.12877
40 | Efficient refrigerator | 0.47305 |  | 40 | Hot Water Tank Wrap - MURB | 0.046874 |  | 40 | Self-Contained Ice Maker | 0.1171
Measure Names |  |  |  | Measure Names

## ElecEnergy_Top40 LI
Top Low Income Residential Measures Ranked by Electricity Technical Potential in 2021 (GWh)
Rank | Measure | Technical Potential | Top Low Income Residential Measures Ranked by Electricity Technical Potential in 2021 (GWh)
1 | Custom Energy Efficiency | 108.8537
2 | Whole Home | 77.5998
3 | Wi-Fi Thermostat | 58.3749
4 | Smart Power Controllers | 41.0458
5 | Networked / Connected Plug | 34.9247
6 | Networked/ Connected - Indoor LED Lamp | 29.3075
7 | Solar Domestic Hot Water | 15.0586
8 | Dehumidifier replacement (Low income only) | 12.6307
9 | Behavioral | 9.7277
10 | Freezer retirement | 8.0708
11 | Heat Pump Water Heater | 7.5496
12 | Clothes-line | 6.5195
13 | LED - ENERGY STAR Fixture with Motion Sensor | 6.5073
14 | Clothes Washer replacement | 5.3583
15 | Efficient clothes washer | 5.3552
16 | Drain Water Heat Recovery | 5.0999
17 | Dimmer Switch | 5.0707
18 | Heat Pump Dryer (ventless) | 4.8602
19 | Range / Stove replacement | 4.4119
20 | Whole home - tier 3 (70% better than code target) | 3.896
21 | Ductless Heat Pump Controller | 3.8224
22 | Room air purifier | 3.4139
23 | Low-flow showerhead - MURB | 3.3397
24 | Faucet Aerators - MURB | 3.2342
25 | Clothes Dryer replacement | 2.9237
26 | Holiday Lights Exchange | 2.8123
27 | Dishwasher replacement | 2.7894
28 | Efficient refrigerator | 2.6145
29 | Outdoor motion sensor | 1.6668
30 | Low-flow showerhead | 1.381
31 | Mini freezer retirement | 1.3005
32 | Faucet Aerators | 1.1513
33 | Unconverted D | 1.1288
34 | LED Night Lights | 0.95964
35 | Induction Cooktop Stove | 0.89877
36 | Mini fridge retirement | 0.81758
37 | Refrigerator retirement | 0.70296
38 | Hot Water Tank Wrap - MURB | 0.6533
39 | Pipe Insulation - MURB | 0.472
40 | Hot Water Tank Wrap | 0.46078
Measure Names
Top Low Income Residential Measures Ranked by Electricity Economic Potential in 2021 (GWh)
Rank | Measure | Economic Potential | Top Low Income Residential Measures Ranked by Electricity Economic Potential in 2021 (GWh)
1 | Custom Energy Efficiency | 108.8537
2 | Whole Home | 77.5998
3 | Wi-Fi Thermostat | 58.3749
4 | Smart Power Controllers | 41.0458
5 | Networked / Connected Plug | 34.9247
6 | Screw-in LED Bulb | 26.5882
7 | Solar Domestic Hot Water | 15.0586
8 | Dehumidifier replacement (Low income only) | 12.6307
9 | Behavioral | 9.7277
10 | Freezer retirement | 8.0708
11 | Clothes-line | 6.5195
12 | LED - ENERGY STAR Fixture with Motion Sensor | 6.5073
13 | Drain Water Heat Recovery | 5.0999
14 | Whole home - tier 3 (70% better than code target) | 3.896
15 | Ductless Heat Pump Controller | 3.8224
16 | Room air purifier | 3.4139
17 | Low-flow showerhead - MURB | 3.3397
18 | Faucet Aerators - MURB | 3.2342
19 | Holiday Lights Exchange | 2.8123
20 | Efficient refrigerator | 2.6145
21 | Energy Star Dryer | 1.7436
22 | Outdoor motion sensor | 1.6668
23 | Low-flow showerhead | 1.381
24 | Mini freezer retirement | 1.3005
25 | Faucet Aerators | 1.1513
26 | Unconverted D | 1.1288
27 | LED Night Lights | 0.95964
28 | Mini fridge retirement | 0.81758
29 | Refrigerator retirement | 0.70296
30 | Hot Water Tank Wrap - MURB | 0.6533
31 | Pipe Insulation - MURB | 0.472
32 | Hot Water Tank Wrap | 0.46078
33 | Heavy duty timer | 0.39046
34 | Pipe Insulation | 0.20978
35 | Air Conditioner retirement | 0.14377
36 | Clothes Dryer replacement | 0
37 | Clothes Washer replacement | 0
38 | Dimmer Switch | 0
39 | Dishwasher replacement | 0
40 | ECM Circulator Pump | 0
Measure Names
Top Low Income Residential Measures Ranked by Electricity Achievable Potential in 2021 (GWh)
Rank | Measure | Achievable Potential (Base) | Top Low Income Residential Measures Ranked by Electricity Achievable Potential in 2021 (GWh)
1 | Whole Home | 1.6046
2 | Screw-in LED Bulb | 1.3774
3 | Custom Energy Efficiency | 1.337
4 | Networked / Connected Plug | 0.49881
5 | Dehumidifier replacement (Low income only) | 0.36043
6 | LED - ENERGY STAR Fixture with Motion Sensor | 0.35171
7 | Solar Domestic Hot Water | 0.22166
8 | Clothes-line | 0.21642
9 | Freezer retirement | 0.20032
10 | Holiday Lights Exchange | 0.15808
11 | Low-flow showerhead - MURB | 0.12231
12 | Faucet Aerators - MURB | 0.11439
13 | Ductless Heat Pump Controller | 0.1109
14 | Whole home - tier 3 (70% better than code target) | 0.088889
15 | Behavioral | 0.081009
16 | Outdoor motion sensor | 0.071596
17 | Efficient refrigerator | 0.063937
18 | LED Night Lights | 0.058059
19 | Low-flow showerhead | 0.05111
20 | Drain Water Heat Recovery | 0.046222
21 | Room air purifier | 0.043673
22 | Faucet Aerators | 0.040894
23 | Efficient clothes washer | 0.039834
24 | Unconverted D | 0.033875
25 | Refrigerator retirement | 0.026641
26 | Whole home - tier 2 (60% better than code target) | 0.021865
27 | Hot Water Tank Wrap - MURB | 0.02055
28 | Mini freezer retirement | 0.017513
29 | Pipe Insulation - MURB | 0.017211
30 | ENERGY STAR Manufactured Home | 0.016471
31 | Hot Water Tank Wrap | 0.015612
32 | Whole home - tier 1 (45% better than code target) | 0.012929
33 | Mini fridge retirement | 0.01101
34 | Whole Home - tier 0 (22% better than code on average) | 0.010151
35 | Energy Star Dryer | 0.0076781
36 | Pipe Insulation | 0.0076493
37 | Heavy duty timer | 0.0058431
38 | Smart Power Controllers | 0.0039634
39 | Air Conditioner retirement | 0.0015377
40 | Networked/ Connected - Indoor LED Lamp | 7.9151e-09
Measure Names

## ElecEnergy_NonProg
Residential Non-Programmatic Cumulative Achievable Electricity Savings (GWh) |  |  | BNI Non-Programmatic Cumulative Achievable Electricity Savings (GWh) |  |  |  | All Sector Non-Programmatic Cumulative Achievable Electricity Savings (GWh) |  |  | End Use Non-Programmatic Cumulative Achievable Electricity Savings (GWh)
Year | Cumulative Achievable Potential (Base) | Non-Programmatic (1-NTG + C&S) | Year | Cumulative Achievable Potential (Base) | Non-Programmatic (1-NTG + C&S) |  | Year | Cumulative Achievable Potential (Base) | Non-Programmatic (1-NTG + C&S) | End Use | Year | Cumulative Achievable Potential (Base) | Non-Programmatic (1-NTG + C&S)
2019 |  |  | 2019 |  |  |  | 2019
2020 |  |  | 2020 |  |  |  | 2020
2021 | 61.2672 | 8.0243 | 2021 | 58.5528 | 6.4844 |  | 2021 | 119.82 | 14.5087 | BNI Cooking and Laundry | 2021 | 1.5224 | 0.21157
2022 | 126.8659 | 16.9712 | 2022 | 124.6529 | 14.7091 |  | 2022 | 251.5188 | 31.6803 | BNI Cooking and Laundry | 2022 | 3.2861 | 0.45661
2023 | 196.0754 | 26.7523 | 2023 | 186.0769 | 21.909 |  | 2023 | 382.1524 | 48.6612 | BNI Cooking and Laundry | 2023 | 4.9888 | 0.6931
2024 | 256.8713 | 76.1397 | 2024 | 248.9991 | 29.3277 |  | 2024 | 505.8704 | 105.4674 | BNI Cooking and Laundry | 2024 | 6.7815 | 0.94205
2025 | 322.3873 | 90.0307 | 2025 | 307.5384 | 36.3822 |  | 2025 | 629.9257 | 126.4128 | BNI Cooking and Laundry | 2025 | 8.5361 | 1.1857
2026 | 391.2989 | 104.1147 | 2026 | 373.1269 | 44.3456 |  | 2026 | 764.4259 | 148.4603 | BNI Cooking and Laundry | 2026 | 10.4626 | 1.4531
2027 | 462.0403 | 118.0058 | 2027 | 437.2242 | 52.1342 |  | 2027 | 899.2646 | 170.14 | BNI Cooking and Laundry | 2027 | 12.3903 | 1.7207
2028 | 534.4436 | 131.9126 | 2028 | 509.6449 | 61.0245 |  | 2028 | 1044.0886 | 192.9372 | BNI Cooking and Laundry | 2028 | 16.3139 | 2.2676
2029 | 606.0612 | 145.6175 | 2029 | 569.1935 | 68.2862 |  | 2029 | 1175.2546 | 213.9036 | BNI Cooking and Laundry | 2029 | 19.8625 | 2.7622
2030 | 677.4143 | 160.831 | 2030 | 627.6522 | 75.8238 |  | 2030 | 1305.0665 | 236.6548 | BNI Cooking and Laundry | 2030 | 23.3571 | 3.2492
2031 | 749.1871 | 174.0518 | 2031 | 681.0214 | 82.2957 |  | 2031 | 1430.2085 | 256.3476 | BNI Cooking and Laundry | 2031 | 26.8318 | 3.7338
2032 | 818.9392 | 186.7029 | 2032 | 734.3387 | 88.7719 |  | 2032 | 1553.2779 | 275.4747 | BNI Cooking and Laundry | 2032 | 30.3403 | 4.2228
2033 | 886.5679 | 198.9516 | 2033 | 782.1288 | 94.5222 |  | 2033 | 1668.6967 | 293.4739 | BNI Cooking and Laundry | 2033 | 33.6755 | 4.6877
2034 | 951.5331 | 210.8661 | 2034 | 827.9827 | 100.0822 |  | 2034 | 1779.5158 | 310.9483 | BNI Cooking and Laundry | 2034 | 37.5689 | 5.231
2035 | 1012.9981 | 225.5447 | 2035 | 874.6321 | 106.2178 |  | 2035 | 1887.6303 | 331.7625 | BNI Cooking and Laundry | 2035 | 41.3979 | 5.7653
2036 | 1071.0219 | 236.4924 | 2036 | 922.0515 | 112.0067 |  | 2036 | 1993.0734 | 348.499 | BNI Cooking and Laundry | 2036 | 45.1908 | 6.2945
2037 | 1125.1083 | 246.8011 | 2037 | 966.1195 | 117.4346 |  | 2037 | 2091.2278 | 364.2358 | BNI Cooking and Laundry | 2037 | 48.8652 | 6.8071
2038 | 1175.7618 | 256.6853 | 2038 | 1009.9471 | 122.8325 |  | 2038 | 2185.7089 | 379.5178 | BNI Cooking and Laundry | 2038 | 52.4406 | 7.3059
2039 | 1220.2239 | 265.4499 | 2039 | 1052.7399 | 128.1098 |  | 2039 | 2272.9638 | 393.5598 | BNI Cooking and Laundry | 2039 | 55.9456 | 7.7949
2040 | 1263.4835 | 274.1848 | 2040 | 1093.3043 | 133.1163 |  | 2040 | 2356.7878 | 407.3011 | BNI Cooking and Laundry | 2040 | 59.0698 | 8.2306
2041 | 1303.3795 | 282.3948 | 2041 | 1131.9679 | 137.8403 |  | 2041 | 2435.3474 | 420.2351 | BNI Cooking and Laundry | 2041 | 62.0852 | 8.651
2042 | 1335.4646 | 288.0246 | 2042 | 1168.9182 | 142.3541 |  | 2042 | 2504.3829 | 430.3787 | BNI Cooking and Laundry | 2042 | 65.0308 | 9.0618
2043 | 1366.6878 | 294.6199 | 2043 | 1204.7584 | 146.7067 |  | 2043 | 2571.4461 | 441.3266 | BNI Cooking and Laundry | 2043 | 67.8687 | 9.4575
2044 | 1392.6727 | 299.4155 | 2044 | 1240.178 | 151.0511 |  | 2044 | 2632.8507 | 450.4666 | BNI Cooking and Laundry | 2044 | 70.6548 | 9.846
2045 | 1416.5814 | 303.7497 | 2045 | 1274.6981 | 155.2942 |  | 2045 | 2691.2795 | 459.0438 | BNI Cooking and Laundry | 2045 | 73.3819 | 10.2262
[10 empty] | BNI Domestic Hot Water (DHW) | 2021 | 0.045371 | 0.0063236
[6 empty] | Figure 8‑22. Cumulative Achievable Potential (Base Case) and Non-Programmatic Electricity Savings (GWh, net at generator) |  |  |  | BNI Domestic Hot Water (DHW) | 2022 | 0.095403 | 0.018068
[10 empty] | BNI Domestic Hot Water (DHW) | 2023 | 0.13382 | 0.025346
[10 empty] | BNI Domestic Hot Water (DHW) | 2024 | 0.1738 | 0.03292
[10 empty] | BNI Domestic Hot Water (DHW) | 2025 | 0.21051 | 0.039876
[10 empty] | BNI Domestic Hot Water (DHW) | 2026 | 0.25138 | 0.047619
[10 empty] | BNI Domestic Hot Water (DHW) | 2027 | 0.29249 | 0.055408
[10 empty] | BNI Domestic Hot Water (DHW) | 2028 | 0.33919 | 0.064259
[10 empty] | BNI Domestic Hot Water (DHW) | 2029 | 0.36787 | 0.069695
[10 empty] | BNI Domestic Hot Water (DHW) | 2030 | 0.39689 | 0.075196
[10 empty] | BNI Domestic Hot Water (DHW) | 2031 | 0.42573 | 0.080663
[10 empty] | BNI Domestic Hot Water (DHW) | 2032 | 0.45414 | 0.086049
[10 empty] | BNI Domestic Hot Water (DHW) | 2033 | 0.48217 | 0.091364
[10 empty] | BNI Domestic Hot Water (DHW) | 2034 | 0.50414 | 0.095526
[10 empty] | BNI Domestic Hot Water (DHW) | 2035 | 0.53175 | 0.10076
[10 empty] | BNI Domestic Hot Water (DHW) | 2036 | 0.55924 | 0.10597
[10 empty] | BNI Domestic Hot Water (DHW) | 2037 | 0.58378 | 0.11063
[10 empty] | BNI Domestic Hot Water (DHW) | 2038 | 0.60901 | 0.11541
[10 empty] | BNI Domestic Hot Water (DHW) | 2039 | 0.63536 | 0.12041
[10 empty] | BNI Domestic Hot Water (DHW) | 2040 | 0.66419 | 0.12587
[10 empty] | BNI Domestic Hot Water (DHW) | 2041 | 0.69047 | 0.13086
[10 empty] | BNI Domestic Hot Water (DHW) | 2042 | 0.71675 | 0.13584
[10 empty] | BNI Domestic Hot Water (DHW) | 2043 | 0.74225 | 0.14068
[10 empty] | BNI Domestic Hot Water (DHW) | 2044 | 0.77002 | 0.14595
[10 empty] | BNI Domestic Hot Water (DHW) | 2045 | 0.7977 | 0.1512
[10 empty] | BNI Electronics and Information Technology (IT) | 2021 | 4.6062 | 0.64487
[10 empty] | BNI Electronics and Information Technology (IT) | 2022 | 9.0403 | 1.2656
[10 empty] | BNI Electronics and Information Technology (IT) | 2023 | 13.3086 | 1.8632
[10 empty] | BNI Electronics and Information Technology (IT) | 2024 | 17.2798 | 2.4192
[10 empty] | BNI Electronics and Information Technology (IT) | 2025 | 21.2562 | 2.9759
[10 empty] | BNI Electronics and Information Technology (IT) | 2026 | 25.0826 | 3.5116
[10 empty] | BNI Electronics and Information Technology (IT) | 2027 | 28.609 | 4.0053
[10 empty] | BNI Electronics and Information Technology (IT) | 2028 | 31.9879 | 4.4783
[10 empty] | BNI Electronics and Information Technology (IT) | 2029 | 35.227 | 4.9318
[10 empty] | BNI Electronics and Information Technology (IT) | 2030 | 38.3293 | 5.3661
[10 empty] | BNI Electronics and Information Technology (IT) | 2031 | 41.301 | 5.7821
[10 empty] | BNI Electronics and Information Technology (IT) | 2032 | 44.146 | 6.1804
[10 empty] | BNI Electronics and Information Technology (IT) | 2033 | 46.8425 | 6.5579
[10 empty] | BNI Electronics and Information Technology (IT) | 2034 | 48.8677 | 6.8415
[10 empty] | BNI Electronics and Information Technology (IT) | 2035 | 51.2907 | 7.1807
[10 empty] | BNI Electronics and Information Technology (IT) | 2036 | 53.6202 | 7.5068
[10 empty] | BNI Electronics and Information Technology (IT) | 2037 | 55.3497 | 7.749
[10 empty] | BNI Electronics and Information Technology (IT) | 2038 | 57.0144 | 7.982
[10 empty] | BNI Electronics and Information Technology (IT) | 2039 | 58.6141 | 8.206
[10 empty] | BNI Electronics and Information Technology (IT) | 2040 | 60.1254 | 8.4176
[10 empty] | BNI Electronics and Information Technology (IT) | 2041 | 61.5787 | 8.621
[10 empty] | BNI Electronics and Information Technology (IT) | 2042 | 62.9765 | 8.8167
[10 empty] | BNI Electronics and Information Technology (IT) | 2043 | 64.3226 | 9.0052
[10 empty] | BNI Electronics and Information Technology (IT) | 2044 | 65.6186 | 9.1866
[10 empty] | BNI Electronics and Information Technology (IT) | 2045 | 66.8676 | 9.3615
[10 empty] | BNI Energy Management | 2021 | 6.716 | 0
[10 empty] | BNI Energy Management | 2022 | 13.0413 | 0
[10 empty] | BNI Energy Management | 2023 | 19.7286 | 0
[10 empty] | BNI Energy Management | 2024 | 26.3833 | 0
[10 empty] | BNI Energy Management | 2025 | 31.6333 | 0
[10 empty] | BNI Energy Management | 2026 | 37.3435 | 0
[10 empty] | BNI Energy Management | 2027 | 42.8629 | 0
[10 empty] | BNI Energy Management | 2028 | 48.8043 | 0
[10 empty] | BNI Energy Management | 2029 | 53.6056 | 0
[10 empty] | BNI Energy Management | 2030 | 58.3211 | 0
[10 empty] | BNI Energy Management | 2031 | 62.7299 | 0
[10 empty] | BNI Energy Management | 2032 | 67.1725 | 0
[10 empty] | BNI Energy Management | 2033 | 71.3303 | 0
[10 empty] | BNI Energy Management | 2034 | 75.4874 | 0
[10 empty] | BNI Energy Management | 2035 | 79.5172 | 0
[10 empty] | BNI Energy Management | 2036 | 83.658 | 0
[10 empty] | BNI Energy Management | 2037 | 87.8721 | 0
[10 empty] | BNI Energy Management | 2038 | 92.0202 | 0
[10 empty] | BNI Energy Management | 2039 | 96.1391 | 0
[10 empty] | BNI Energy Management | 2040 | 100.212 | 0
[10 empty] | BNI Energy Management | 2041 | 104.078 | 0
[10 empty] | BNI Energy Management | 2042 | 107.8815 | 0
[10 empty] | BNI Energy Management | 2043 | 111.6167 | 0
[10 empty] | BNI Energy Management | 2044 | 115.3081 | 0
[10 empty] | BNI Energy Management | 2045 | 118.9373 | 0
[10 empty] | BNI HVAC | 2021 | 9.6876 | 1.3127
[10 empty] | BNI HVAC | 2022 | 22.7667 | 3.2393
[10 empty] | BNI HVAC | 2023 | 35.2819 | 5.0571
[10 empty] | BNI HVAC | 2024 | 49.1147 | 7.0764
[10 empty] | BNI HVAC | 2025 | 62.8406 | 9.085
[10 empty] | BNI HVAC | 2026 | 79.1363 | 11.4523
[10 empty] | BNI HVAC | 2027 | 95.9061 | 13.8856
[10 empty] | BNI HVAC | 2028 | 115.7689 | 16.7489
[10 empty] | BNI HVAC | 2029 | 132.8041 | 19.2143
[10 empty] | BNI HVAC | 2030 | 149.4744 | 21.6244
[10 empty] | BNI HVAC | 2031 | 164.9676 | 23.8652
[10 empty] | BNI HVAC | 2032 | 179.8832 | 26.0207
[10 empty] | BNI HVAC | 2033 | 193.6065 | 28.0041
[10 empty] | BNI HVAC | 2034 | 206.5699 | 29.867
[10 empty] | BNI HVAC | 2035 | 219.7537 | 31.7655
[10 empty] | BNI HVAC | 2036 | 233.2739 | 33.7074
[10 empty] | BNI HVAC | 2037 | 245.4026 | 35.4435
[10 empty] | BNI HVAC | 2038 | 257.7424 | 37.1972
[10 empty] | BNI HVAC | 2039 | 269.8563 | 38.9135
[10 empty] | BNI HVAC | 2040 | 281.0246 | 40.5025
[10 empty] | BNI HVAC | 2041 | 291.4357 | 41.9795
[10 empty] | BNI HVAC | 2042 | 301.5391 | 43.4116
[10 empty] | BNI HVAC | 2043 | 311.2018 | 44.7782
[10 empty] | BNI HVAC | 2044 | 320.5995 | 46.1109
[10 empty] | BNI HVAC | 2045 | 329.9776 | 47.4387
[10 empty] | BNI Lighting | 2021 | 25.2181 | 3.4116
[10 empty] | BNI Lighting | 2022 | 53.1603 | 7.201
[10 empty] | BNI Lighting | 2023 | 77.2871 | 10.4705
[10 empty] | BNI Lighting | 2024 | 101.2653 | 13.7237
[10 empty] | BNI Lighting | 2025 | 122.6394 | 16.6328
[10 empty] | BNI Lighting | 2026 | 146.7775 | 19.9728
[10 empty] | BNI Lighting | 2027 | 169.5664 | 23.1304
[10 empty] | BNI Lighting | 2028 | 194.1394 | 26.5738
[10 empty] | BNI Lighting | 2029 | 212.4237 | 29.0858
[10 empty] | BNI Lighting | 2030 | 230.1666 | 31.9398
[10 empty] | BNI Lighting | 2031 | 245.061 | 33.9978
[10 empty] | BNI Lighting | 2032 | 260.6162 | 36.1529
[10 empty] | BNI Lighting | 2033 | 273.1099 | 37.8641
[10 empty] | BNI Lighting | 2034 | 285.7601 | 39.6239
[10 empty] | BNI Lighting | 2035 | 297.699 | 41.7982
[10 empty] | BNI Lighting | 2036 | 309.8712 | 43.5668
[10 empty] | BNI Lighting | 2037 | 321.903 | 45.3574
[10 empty] | BNI Lighting | 2038 | 333.8234 | 47.1367
[10 empty] | BNI Lighting | 2039 | 345.1991 | 48.855
[10 empty] | BNI Lighting | 2040 | 355.9063 | 50.5035
[10 empty] | BNI Lighting | 2041 | 366.528 | 52.0709
[10 empty] | BNI Lighting | 2042 | 376.1272 | 53.5084
[10 empty] | BNI Lighting | 2043 | 385.5704 | 54.8981
[10 empty] | BNI Lighting | 2044 | 394.9724 | 56.3288
[10 empty] | BNI Lighting | 2045 | 403.8502 | 57.6948
[10 empty] | BNI Other | 2021 | 7.5694 | 0.45416
[10 empty] | BNI Other | 2022 | 16.566 | 0.99396
[10 empty] | BNI Other | 2023 | 25.1232 | 1.5074
[10 empty] | BNI Other | 2024 | 34.0959 | 2.0458
[10 empty] | BNI Other | 2025 | 42.7332 | 2.564
[10 empty] | BNI Other | 2026 | 52.2701 | 3.1362
[10 empty] | BNI Other | 2027 | 61.6842 | 3.7011
[10 empty] | BNI Other | 2028 | 71.8923 | 4.3135
[10 empty] | BNI Other | 2029 | 80.6016 | 4.8361
[10 empty] | BNI Other | 2030 | 89.2947 | 5.3577
[10 empty] | BNI Other | 2031 | 97.5985 | 5.8559
[10 empty] | BNI Other | 2032 | 105.8033 | 6.3482
[10 empty] | BNI Other | 2033 | 113.5172 | 6.811
[10 empty] | BNI Other | 2034 | 120.1503 | 7.209
[10 empty] | BNI Other | 2035 | 127.7111 | 7.6627
[10 empty] | BNI Other | 2036 | 135.3066 | 8.1184
[10 empty] | BNI Other | 2037 | 141.8085 | 8.5085
[10 empty] | BNI Other | 2038 | 148.2274 | 8.8936
[10 empty] | BNI Other | 2039 | 154.5112 | 9.2707
[10 empty] | BNI Other | 2040 | 160.687 | 9.6412
[10 empty] | BNI Other | 2041 | 166.3558 | 9.9813
[10 empty] | BNI Other | 2042 | 171.8653 | 10.3119
[10 empty] | BNI Other | 2043 | 177.1427 | 10.6286
[10 empty] | BNI Other | 2044 | 182.451 | 10.9471
[10 empty] | BNI Other | 2045 | 187.6088 | 11.2565
[10 empty] | BNI Process | 2021 | 1.4481 | 0.20274
[10 empty] | BNI Process | 2022 | 3.3177 | 0.46447
[10 empty] | BNI Process | 2023 | 5.3355 | 0.74697
[10 empty] | BNI Process | 2024 | 7.4245 | 1.0394
[10 empty] | BNI Process | 2025 | 9.6176 | 1.3465
[10 empty] | BNI Process | 2026 | 12.0605 | 1.6885
[10 empty] | BNI Process | 2027 | 14.548 | 2.0367
[10 empty] | BNI Process | 2028 | 17.2806 | 2.4193
[10 empty] | BNI Process | 2029 | 19.713 | 2.7598
[10 empty] | BNI Process | 2030 | 22.2428 | 3.114
[10 empty] | BNI Process | 2031 | 24.6941 | 3.4572
[10 empty] | BNI Process | 2032 | 27.137 | 3.7992
[10 empty] | BNI Process | 2033 | 29.4666 | 4.1253
[10 empty] | BNI Process | 2034 | 31.7821 | 4.4495
[10 empty] | BNI Process | 2035 | 34.2229 | 4.7912
[10 empty] | BNI Process | 2036 | 36.8208 | 5.1549
[10 empty] | BNI Process | 2037 | 39.3602 | 5.5104
[10 empty] | BNI Process | 2038 | 41.8987 | 5.8658
[10 empty] | BNI Process | 2039 | 44.4729 | 6.2262
[10 empty] | BNI Process | 2040 | 47.0723 | 6.5901
[10 empty] | BNI Process | 2041 | 49.5541 | 6.9376
[10 empty] | BNI Process | 2042 | 52.0195 | 7.2827
[10 empty] | BNI Process | 2043 | 54.4542 | 7.6236
[10 empty] | BNI Process | 2044 | 56.9051 | 7.9667
[10 empty] | BNI Process | 2045 | 59.3356 | 8.307
[10 empty] | BNI Refrigeration | 2021 | 1.7396 | 0.2404
[10 empty] | BNI Refrigeration | 2022 | 3.3791 | 1.0701
[10 empty] | BNI Refrigeration | 2023 | 4.8894 | 1.5453
[10 empty] | BNI Refrigeration | 2024 | 6.4803 | 2.0483
[10 empty] | BNI Refrigeration | 2025 | 8.0716 | 2.5525
[10 empty] | BNI Refrigeration | 2026 | 9.7424 | 3.0835
[10 empty] | BNI Refrigeration | 2027 | 11.365 | 3.599
[10 empty] | BNI Refrigeration | 2028 | 13.1186 | 4.1588
[10 empty] | BNI Refrigeration | 2029 | 14.588 | 4.6264
[10 empty] | BNI Refrigeration | 2030 | 16.0693 | 5.0975
[10 empty] | BNI Refrigeration | 2031 | 17.4118 | 5.5231
[10 empty] | BNI Refrigeration | 2032 | 18.7861 | 5.9616
[10 empty] | BNI Refrigeration | 2033 | 20.0982 | 6.3806
[10 empty] | BNI Refrigeration | 2034 | 21.2923 | 6.7648
[10 empty] | BNI Refrigeration | 2035 | 22.5079 | 7.1535
[10 empty] | BNI Refrigeration | 2036 | 23.7507 | 7.5519
[10 empty] | BNI Refrigeration | 2037 | 24.9744 | 7.9481
[10 empty] | BNI Refrigeration | 2038 | 26.1709 | 8.3358
[10 empty] | BNI Refrigeration | 2039 | 27.3662 | 8.7233
[10 empty] | BNI Refrigeration | 2040 | 28.5427 | 9.1051
[10 empty] | BNI Refrigeration | 2041 | 29.6619 | 9.4681
[10 empty] | BNI Refrigeration | 2042 | 30.7616 | 9.8251
[10 empty] | BNI Refrigeration | 2043 | 31.839 | 10.1749
[10 empty] | BNI Refrigeration | 2044 | 32.8985 | 10.5192
[10 empty] | BNI Refrigeration | 2045 | 33.9414 | 10.8583
[10 empty] | Res Domestic Hot Water (DHW) | 2021 | 5.2739 | 0.46543
[10 empty] | Res Domestic Hot Water (DHW) | 2022 | 11.0132 | 0.96439
[10 empty] | Res Domestic Hot Water (DHW) | 2023 | 17.2116 | 1.497
[10 empty] | Res Domestic Hot Water (DHW) | 2024 | 23.8089 | 2.1933
[10 empty] | Res Domestic Hot Water (DHW) | 2025 | 30.8044 | 2.8186
[10 empty] | Res Domestic Hot Water (DHW) | 2026 | 38.0821 | 3.48
[10 empty] | Res Domestic Hot Water (DHW) | 2027 | 45.6921 | 4.1714
[10 empty] | Res Domestic Hot Water (DHW) | 2028 | 53.4892 | 4.8934
[10 empty] | Res Domestic Hot Water (DHW) | 2029 | 60.9118 | 5.6622
[10 empty] | Res Domestic Hot Water (DHW) | 2030 | 68.7226 | 6.4402
[10 empty] | Res Domestic Hot Water (DHW) | 2031 | 76.4226 | 7.2391
[10 empty] | Res Domestic Hot Water (DHW) | 2032 | 83.4809 | 8.0718
[10 empty] | Res Domestic Hot Water (DHW) | 2033 | 90.2186 | 8.9163
[10 empty] | Res Domestic Hot Water (DHW) | 2034 | 96.5402 | 9.7676
[10 empty] | Res Domestic Hot Water (DHW) | 2035 | 102.4663 | 10.6161
[10 empty] | Res Domestic Hot Water (DHW) | 2036 | 107.939 | 11.4559
[10 empty] | Res Domestic Hot Water (DHW) | 2037 | 112.9148 | 12.2813
[10 empty] | Res Domestic Hot Water (DHW) | 2038 | 117.4329 | 13.0843
[10 empty] | Res Domestic Hot Water (DHW) | 2039 | 121.2151 | 13.7643
[10 empty] | Res Domestic Hot Water (DHW) | 2040 | 124.8833 | 14.505
[10 empty] | Res Domestic Hot Water (DHW) | 2041 | 128.1722 | 15.2077
[10 empty] | Res Domestic Hot Water (DHW) | 2042 | 130.7984 | 15.7677
[10 empty] | Res Domestic Hot Water (DHW) | 2043 | 133.0941 | 16.2773
[10 empty] | Res Domestic Hot Water (DHW) | 2044 | 135.0998 | 16.7381
[10 empty] | Res Domestic Hot Water (DHW) | 2045 | 136.8421 | 17.1481
[10 empty] | Res Heating, Ventilation and Air-Conditioning | 2021 | 21.4286 | 5.3245
[10 empty] | Res Heating, Ventilation and Air-Conditioning | 2022 | 44.6707 | 11.1522
[10 empty] | Res Heating, Ventilation and Air-Conditioning | 2023 | 69.4239 | 17.4723
[10 empty] | Res Heating, Ventilation and Air-Conditioning | 2024 | 95.6692 | 24.2629
[10 empty] | Res Heating, Ventilation and Air-Conditioning | 2025 | 125.1281 | 31.6723
[10 empty] | Res Heating, Ventilation and Air-Conditioning | 2026 | 157.5113 | 39.3336
[10 empty] | Res Heating, Ventilation and Air-Conditioning | 2027 | 191.1607 | 47.2815
[10 empty] | Res Heating, Ventilation and Air-Conditioning | 2028 | 225.7937 | 55.4749
[10 empty] | Res Heating, Ventilation and Air-Conditioning | 2029 | 260.9789 | 63.8618
[10 empty] | Res Heating, Ventilation and Air-Conditioning | 2030 | 296.3118 | 74.1727
[10 empty] | Res Heating, Ventilation and Air-Conditioning | 2031 | 331.6428 | 82.8078
[10 empty] | Res Heating, Ventilation and Air-Conditioning | 2032 | 366.5763 | 91.3387
[10 empty] | Res Heating, Ventilation and Air-Conditioning | 2033 | 400.8923 | 99.76
[10 empty] | Res Heating, Ventilation and Air-Conditioning | 2034 | 434.3261 | 108.0089
[10 empty] | Res Heating, Ventilation and Air-Conditioning | 2035 | 465.9444 | 119.228
[10 empty] | Res Heating, Ventilation and Air-Conditioning | 2036 | 496.1061 | 126.966
[10 empty] | Res Heating, Ventilation and Air-Conditioning | 2037 | 524.4946 | 134.2928
[10 empty] | Res Heating, Ventilation and Air-Conditioning | 2038 | 551.3927 | 141.4227
[10 empty] | Res Heating, Ventilation and Air-Conditioning | 2039 | 574.2834 | 147.733
[10 empty] | Res Heating, Ventilation and Air-Conditioning | 2040 | 597.4796 | 154.1047
[10 empty] | Res Heating, Ventilation and Air-Conditioning | 2041 | 619.0468 | 160.1245
[10 empty] | Res Heating, Ventilation and Air-Conditioning | 2042 | 636.7873 | 165.3357
[10 empty] | Res Heating, Ventilation and Air-Conditioning | 2043 | 653.2635 | 170.3185
[10 empty] | Res Heating, Ventilation and Air-Conditioning | 2044 | 668.1431 | 174.9258
[10 empty] | Res Heating, Ventilation and Air-Conditioning | 2045 | 681.777 | 179.3189
[10 empty] | Res Lighting | 2021 | 21.1017 | -0.050097
[10 empty] | Res Lighting | 2022 | 42.1059 | 0.12621
[10 empty] | Res Lighting | 2023 | 62.8849 | 0.47623
[10 empty] | Res Lighting | 2024 | 71.7641 | 39.701
[10 empty] | Res Lighting | 2025 | 80.4199 | 42.827
[10 empty] | Res Lighting | 2026 | 88.7377 | 45.8479
[10 empty] | Res Lighting | 2027 | 96.6097 | 48.7197
[10 empty] | Res Lighting | 2028 | 104.1074 | 51.0837
[10 empty] | Res Lighting | 2029 | 110.8936 | 53.1191
[10 empty] | Res Lighting | 2030 | 117.4088 | 55.2189
[10 empty] | Res Lighting | 2031 | 123.3659 | 57.1777
[10 empty] | Res Lighting | 2032 | 128.5176 | 58.8067
[10 empty] | Res Lighting | 2033 | 133.1323 | 60.3157
[10 empty] | Res Lighting | 2034 | 137.4128 | 61.8511
[10 empty] | Res Lighting | 2035 | 141.3075 | 63.3486
[10 empty] | Res Lighting | 2036 | 144.7854 | 64.7559
[10 empty] | Res Lighting | 2037 | 147.8967 | 66.0838
[10 empty] | Res Lighting | 2038 | 150.665 | 67.3223
[10 empty] | Res Lighting | 2039 | 153.1379 | 68.4821
[10 empty] | Res Lighting | 2040 | 155.358 | 69.5726
[10 empty] | Res Lighting | 2041 | 157.3569 | 70.5975
[10 empty] | Res Lighting | 2042 | 157.0668 | 70.0493
[10 empty] | Res Lighting | 2043 | 158.4978 | 70.7915
[10 empty] | Res Lighting | 2044 | 157.4829 | 70.1957
[10 empty] | Res Lighting | 2045 | 156.7218 | 69.4339
[10 empty] | Res Other | 2021 | 8.1985 | 0.11786
[10 empty] | Res Other | 2022 | 18.1626 | 0.24896
[10 empty] | Res Other | 2023 | 29.6753 | 0.39465
[10 empty] | Res Other | 2024 | 42.5522 | 0.55213
[10 empty] | Res Other | 2025 | 56.6303 | 0.71898
[10 empty] | Res Other | 2026 | 71.2123 | 0.89521
[10 empty] | Res Other | 2027 | 87.2742 | 1.0792
[10 empty] | Res Other | 2028 | 103.666 | 1.2696
[10 empty] | Res Other | 2029 | 120.0731 | 1.4651
[10 empty] | Res Other | 2030 | 137.0513 | 1.6645
[10 empty] | Res Other | 2031 | 155.6107 | 1.8496
[10 empty] | Res Other | 2032 | 174.359 | 2.0533
[10 empty] | Res Other | 2033 | 192.8917 | 2.2582
[10 empty] | Res Other | 2034 | 210.8889 | 2.4448
[10 empty] | Res Other | 2035 | 228.3765 | 2.6294
[10 empty] | Res Other | 2036 | 245.1098 | 2.8118
[10 empty] | Res Other | 2037 | 260.8631 | 2.9917
[10 empty] | Res Other | 2038 | 275.7524 | 3.1691
[10 empty] | Res Other | 2039 | 289.7265 | 3.3439
[10 empty] | Res Other | 2040 | 302.7593 | 3.5163
[10 empty] | Res Other | 2041 | 314.8265 | 3.6852
[10 empty] | Res Other | 2042 | 325.9978 | 3.8524
[10 empty] | Res Other | 2043 | 336.2943 | 4.0172
[10 empty] | Res Other | 2044 | 345.7778 | 4.1797
[10 empty] | Res Other | 2045 | 354.516 | 4.34
[10 empty] | Res Refrigeration | 2021 | 5.2643 | 2.1666
[10 empty] | Res Refrigeration | 2022 | 10.9135 | 4.4794
[10 empty] | Res Refrigeration | 2023 | 16.8797 | 6.9121
[10 empty] | Res Refrigeration | 2024 | 23.0769 | 9.4304
[10 empty] | Res Refrigeration | 2025 | 29.4047 | 11.9938
[10 empty] | Res Refrigeration | 2026 | 35.7556 | 14.558
[10 empty] | Res Refrigeration | 2027 | 41.3036 | 16.7541
[10 empty] | Res Refrigeration | 2028 | 47.3873 | 19.1911
[10 empty] | Res Refrigeration | 2029 | 53.2038 | 21.5093
[10 empty] | Res Refrigeration | 2030 | 57.9197 | 23.3347
[10 empty] | Res Refrigeration | 2031 | 62.1451 | 24.9777
[10 empty] | Res Refrigeration | 2032 | 66.0055 | 26.4324
[10 empty] | Res Refrigeration | 2033 | 69.433 | 27.7014
[10 empty] | Res Refrigeration | 2034 | 72.3651 | 28.7936
[10 empty] | Res Refrigeration | 2035 | 74.9035 | 29.7225
[10 empty] | Res Refrigeration | 2036 | 77.0815 | 30.5027
[10 empty] | Res Refrigeration | 2037 | 78.9391 | 31.1514
[10 empty] | Res Refrigeration | 2038 | 80.5187 | 31.687
[10 empty] | Res Refrigeration | 2039 | 81.861 | 32.1266
[10 empty] | Res Refrigeration | 2040 | 83.0033 | 32.4862
[10 empty] | Res Refrigeration | 2041 | 83.9772 | 32.7798
[10 empty] | Res Refrigeration | 2042 | 84.8144 | 33.0195
[10 empty] | Res Refrigeration | 2043 | 85.538 | 33.2154
[10 empty] | Res Refrigeration | 2044 | 86.169 | 33.3762
[10 empty] | Res Refrigeration | 2045 | 86.7245 | 33.5088

## ElecEnergy_FSA
Cumulative Electricity by FSA Code as a % of Achievable (Base) Potential |  |  | Residential 2045 Cumulative Achievable (Base) Electricity Potential by FSA Code (GWh) |  |  |  |  | BNI 2045 Cumulative Achievable (Base) Electricity Potential by FSA Code (GWh)
Service Postal Code FSA | Percent BNI Sales | Percent Residential | Service Postal Code FSA | Max Achievable | Mid | Base | Low | Service Postal Code FSA | Max Achievable | Mid | Base | Low
Blank | 49.01% | 0% | Blank | 0 | 0 | 0 | 0 | Blank | 894.7672 | 750.5923 | 624.7777 | 452.5929
B0A | 0.001249% | 0% | B0A | 0 | 0 | 0 | 0 | B0A | 0.022792 | 0.019119 | 0.015915 | 0.011529
B0C | 0.004363% | 0.2787% | B0C | 4.4279 | 4.2866 | 3.9478 | 3.2831 | B0C | 0.079652 | 0.066817 | 0.055618 | 0.04029
B0E | 0.06666% | 2.743% | B0E | 43.577 | 42.1866 | 38.8525 | 32.3099 | B0E | 1.2169 | 1.0208 | 0.8497 | 0.61553
B0H | 0.03546% | 1.078% | B0H | 17.1258 | 16.5794 | 15.2691 | 12.6979 | B0H | 0.64726 | 0.54296 | 0.45195 | 0.3274
B0J | 0.6497% | 4.18% | B0J | 66.4186 | 64.2994 | 59.2177 | 49.2458 | B0J | 11.8601 | 9.9491 | 8.2814 | 5.9991
B0K | 0.6457% | 3.863% | B0K | 61.379 | 59.4206 | 54.7245 | 45.5092 | B0K | 11.7871 | 9.8878 | 8.2304 | 5.9622
B0L | 0.008495% | 0.1936% | B0L | 3.0754 | 2.9773 | 2.742 | 2.2803 | B0L | 0.15508 | 0.13009 | 0.10829 | 0.078444
B0M | 0.01264% | 1.837% | B0M | 29.1949 | 28.2634 | 26.0297 | 21.6464 | B0M | 0.23076 | 0.19358 | 0.16113 | 0.11672
B0N | 0.6905% | 4.223% | B0N | 67.0991 | 64.9582 | 59.8244 | 49.7504 | B0N | 12.6057 | 10.5745 | 8.802 | 6.3762
B0P | 0.3372% | 4.412% | B0P | 70.1056 | 67.8688 | 62.505 | 51.9795 | B0P | 6.1552 | 5.1634 | 4.2979 | 3.1135
B0R | 0.05647% | 0.662% | B0R | 10.5184 | 10.1828 | 9.3781 | 7.7988 | B0R | 1.0309 | 0.86478 | 0.71982 | 0.52144
B0S | 0.0825% | 1.905% | B0S | 30.2631 | 29.2975 | 26.9821 | 22.4384 | B0S | 1.506 | 1.2634 | 1.0516 | 0.76178
B0T | 0.09354% | 1.639% | B0T | 26.0333 | 25.2027 | 23.2109 | 19.3023 | B0T | 1.7077 | 1.4325 | 1.1924 | 0.86379
B0V | 0.05191% | 0.6148% | B0V | 9.769 | 9.4573 | 8.7098 | 7.2432 | B0V | 0.94764 | 0.79495 | 0.6617 | 0.47934
B0W | 0.3109% | 2.912% | B0W | 46.269 | 44.7927 | 41.2527 | 34.306 | B0W | 5.6749 | 4.7605 | 3.9625 | 2.8705
B1A | 0.7937% | 1.67% | B1A | 26.533 | 25.6864 | 23.6563 | 19.6728 | B1A | 14.4901 | 12.1553 | 10.1178 | 7.3294
B1B | 0.004429% | 0.1453% | B1B | 2.3087 | 2.2351 | 2.0584 | 1.7118 | B1B | 0.08086 | 0.067831 | 0.056461 | 0.040901
B1C | 0.09346% | 0.174% | B1C | 2.7653 | 2.6771 | 2.4655 | 2.0503 | B1C | 1.7061 | 1.4312 | 1.1913 | 0.86299
B1E | 0.01878% | 0.1551% | B1E | 2.4638 | 2.3852 | 2.1967 | 1.8268 | B1E | 0.3429 | 0.28764 | 0.23943 | 0.17344
B1G | 0.03706% | 0.2098% | B1G | 3.3339 | 3.2275 | 2.9724 | 2.4719 | B1G | 0.67653 | 0.56752 | 0.47239 | 0.3422
B1H | 0.215% | 1.038% | B1H | 16.4884 | 15.9623 | 14.7007 | 12.2252 | B1H | 3.925 | 3.2925 | 2.7406 | 1.9853
B1J | 0.002764% | 0.1296% | B1J | 2.0589 | 1.9932 | 1.8357 | 1.5266 | B1J | 0.050449 | 0.04232 | 0.035227 | 0.025518
B1K | 0.0308% | 0.3709% | B1K | 5.8924 | 5.7044 | 5.2536 | 4.3689 | B1K | 0.56231 | 0.4717 | 0.39263 | 0.28443
B1L | 0.0197% | 0.5162% | B1L | 8.2011 | 7.9394 | 7.312 | 6.0807 | B1L | 0.35961 | 0.30167 | 0.2511 | 0.1819
B1M | 0.1471% | 0.0732% | B1M | 1.163 | 1.1259 | 1.0369 | 0.86228 | B1M | 2.6854 | 2.2527 | 1.8751 | 1.3583
B1N | 0.09872% | 0.6311% | B1N | 10.0274 | 9.7075 | 8.9403 | 7.4348 | B1N | 1.8023 | 1.5119 | 1.2584 | 0.91162
B1P | 2.134% | 1.523% | B1P | 24.1984 | 23.4263 | 21.5749 | 17.9418 | B1P | 38.9503 | 32.6742 | 27.1973 | 19.7019
B1R | 0.02732% | 0.4885% | B1R | 7.7618 | 7.5141 | 6.9203 | 5.7549 | B1R | 0.49866 | 0.41831 | 0.34819 | 0.25223
B1S | 0.4418% | 0.9814% | B1S | 15.5924 | 15.0949 | 13.9019 | 11.5609 | B1S | 8.0644 | 6.765 | 5.6311 | 4.0792
B1T | 0.0009666% | 0.04988% | B1T | 0.79254 | 0.76726 | 0.70662 | 0.58763 | B1T | 0.017645 | 0.014802 | 0.012321 | 0.0089254
B1V | 0.1513% | 0.6805% | B1V | 10.8113 | 10.4664 | 9.6392 | 8.016 | B1V | 2.7621 | 2.3171 | 1.9287 | 1.3971
B1W | 0.0008924% | 0.3714% | B1W | 5.901 | 5.7127 | 5.2612 | 4.3753 | B1W | 0.01629 | 0.013665 | 0.011375 | 0.00824
B1X | 0.003964% | 0.1377% | B1X | 2.1881 | 2.1183 | 1.9509 | 1.6224 | B1X | 0.072371 | 0.06071 | 0.050534 | 0.036607
B1Y | 0.03931% | 0.6702% | B1Y | 10.6476 | 10.3079 | 9.4933 | 7.8947 | B1Y | 0.71769 | 0.60205 | 0.50113 | 0.36302
B2A | 0.683% | 0.8296% | B2A | 13.1803 | 12.7598 | 11.7514 | 9.7725 | B2A | 12.4683 | 10.4592 | 8.7061 | 6.3067
B2C | 0.01401% | 0.05368% | B2C | 0.85285 | 0.82563 | 0.76038 | 0.63234 | B2C | 0.25569 | 0.21449 | 0.17854 | 0.12934
B2G | 0.08189% | 1.537% | B2G | 24.4224 | 23.6432 | 21.7746 | 18.1079 | B2G | 1.495 | 1.2541 | 1.0439 | 0.75621
B2H | 0.7973% | 1.59% | B2H | 25.258 | 24.4521 | 22.5196 | 18.7274 | B2H | 14.5549 | 12.2096 | 10.163 | 7.3622
B2J | 0.0002335% | 0.0206% | B2J | 0.32735 | 0.31691 | 0.29186 | 0.24272 | B2J | 0.0042634 | 0.0035765 | 0.002977 | 0.0021565
B2N | 4.112% | 2.239% | B2N | 35.5783 | 34.4431 | 31.721 | 26.3794 | B2N | 75.0637 | 62.9686 | 52.4138 | 37.9688
B2R | 0.1398% | 0.3085% | B2R | 4.9017 | 4.7453 | 4.3703 | 3.6344 | B2R | 2.553 | 2.1416 | 1.7827 | 1.2914
B2S | 0.5081% | 0.7737% | B2S | 12.293 | 11.9008 | 10.9603 | 9.1146 | B2S | 9.2761 | 7.7815 | 6.4771 | 4.6921
B2T | 0.9316% | 1.868% | B2T | 29.6773 | 28.7304 | 26.4598 | 22.0041 | B2T | 17.0062 | 14.2659 | 11.8747 | 8.6021
B2V | 0.119% | 1.171% | B2V | 18.5989 | 18.0055 | 16.5825 | 13.7901 | B2V | 2.1732 | 1.823 | 1.5175 | 1.0993
B2W | 1.192% | 3.578% | B2W | 56.8478 | 55.0339 | 50.6845 | 42.1495 | B2W | 21.7601 | 18.2539 | 15.1942 | 11.0068
B2X | 0.3645% | 1.261% | B2X | 20.029 | 19.3899 | 17.8575 | 14.8504 | B2X | 6.6547 | 5.5824 | 4.6467 | 3.3661
B2Y | 1.062% | 1.624% | B2Y | 25.8007 | 24.9775 | 23.0035 | 19.1298 | B2Y | 19.3943 | 16.2692 | 13.5422 | 9.81
B2Z | 0.03768% | 0.9722% | B2Z | 15.446 | 14.9532 | 13.7714 | 11.4524 | B2Z | 0.6879 | 0.57706 | 0.48033 | 0.34796
B3A | 1.22% | 2.192% | B3A | 34.8288 | 33.7176 | 31.0528 | 25.8237 | B3A | 22.2711 | 18.6825 | 15.551 | 11.2652
B3B | 5.107% | 0.1426% | B3B | 2.2656 | 2.1934 | 2.02 | 1.6798 | B3B | 93.2386 | 78.215 | 65.1046 | 47.1622
B3E | 0.1473% | 0.6962% | B3E | 11.0612 | 10.7082 | 9.8619 | 8.2012 | B3E | 2.6896 | 2.2563 | 1.8781 | 1.3605
B3G | 0.05443% | 1.193% | B3G | 18.9607 | 18.3558 | 16.9051 | 14.0584 | B3G | 0.99361 | 0.83351 | 0.6938 | 0.50259
B3H | 2.635% | 2.06% | B3H | 32.7355 | 31.691 | 29.1864 | 24.2716 | B3H | 48.1034 | 40.3524 | 33.5885 | 24.3317
B3J | 4.072% | 0.6056% | B3J | 9.6225 | 9.3155 | 8.5793 | 7.1346 | B3J | 74.3304 | 62.3535 | 51.9018 | 37.598
B3K | 2.833% | 2.15% | B3K | 34.1569 | 33.0671 | 30.4537 | 25.3255 | B3K | 51.7125 | 43.38 | 36.1086 | 26.1573
B3L | 1.818% | 1.875% | B3L | 29.7979 | 28.8472 | 26.5673 | 22.0935 | B3L | 33.1827 | 27.836 | 23.1701 | 16.7846
B3M | 1.087% | 3.157% | B3M | 50.1542 | 48.554 | 44.7166 | 37.1866 | B3M | 19.8434 | 16.646 | 13.8558 | 10.0372
B3N | 0.2514% | 1.506% | B3N | 23.9314 | 23.1678 | 21.3368 | 17.7438 | B3N | 4.5892 | 3.8498 | 3.2045 | 2.3213
B3P | 0.267% | 0.9819% | B3P | 15.601 | 15.1033 | 13.9096 | 11.5673 | B3P | 4.8735 | 4.0882 | 3.403 | 2.4651
B3R | 0.2388% | 0.9814% | B3R | 15.5924 | 15.0949 | 13.9019 | 11.5609 | B3R | 4.3585 | 3.6562 | 3.0434 | 2.2046
B3S | 1.626% | 1.475% | B3S | 23.4403 | 22.6924 | 20.899 | 17.3797 | B3S | 29.678 | 24.896 | 20.7229 | 15.0118
B3T | 0.3175% | 1.797% | B3T | 28.5488 | 27.6379 | 25.4536 | 21.1674 | B3T | 5.7958 | 4.8619 | 4.0469 | 2.9316
B3V | 0.2817% | 0.6425% | B3V | 10.2083 | 9.8826 | 9.1016 | 7.5689 | B3V | 5.1434 | 4.3146 | 3.5914 | 2.6016
B3X | 0.001659% | 0% | B3X | 0 | 0 | 0 | 0 | B3X | 0.030282 | 0.025403 | 0.021145 | 0.015317
B3Z | 0.2469% | 1.872% | B3Z | 29.7462 | 28.7971 | 26.5212 | 22.0552 | B3Z | 4.5067 | 3.7805 | 3.1469 | 2.2796
B4A | 1.294% | 2.167% | B4A | 34.4326 | 33.3339 | 30.6995 | 25.5299 | B4A | 23.6271 | 19.82 | 16.4978 | 11.9511
B4B | 0.8367% | 1.411% | B4B | 22.4152 | 21.7 | 19.985 | 16.6196 | B4B | 15.2741 | 12.813 | 10.6653 | 7.726
B4C | 0.7222% | 2.045% | B4C | 32.4943 | 31.4575 | 28.9713 | 24.0927 | B4C | 13.1836 | 11.0593 | 9.2055 | 6.6686
B4E | 0.503% | 1.994% | B4E | 31.6845 | 30.6736 | 28.2494 | 23.4923 | B4E | 9.1819 | 7.7024 | 6.4113 | 4.6444
B4G | 0.03981% | 0.5238% | B4G | 8.3217 | 8.0562 | 7.4195 | 6.1701 | B4G | 0.72674 | 0.60964 | 0.50745 | 0.3676
B4H | 1.843% | 1.484% | B4H | 23.5782 | 22.8259 | 21.0219 | 17.4819 | B4H | 33.6402 | 28.2197 | 23.4895 | 17.0159
B4N | 2.038% | 1.968% | B4N | 31.271 | 30.2733 | 27.8807 | 23.1857 | B4N | 37.2078 | 31.2124 | 25.9806 | 18.8205
B4P | 0.2492% | 0.7889% | B4P | 12.5342 | 12.1343 | 11.1753 | 9.2935 | B4P | 4.5496 | 3.8165 | 3.1768 | 2.3013
B4R | 0.1866% | 0.2657% | B4R | 4.2212 | 4.0865 | 3.7635 | 3.1298 | B4R | 3.4071 | 2.8581 | 2.379 | 1.7234
B4V | 1.319% | 2.132% | B4V | 33.8726 | 32.7919 | 30.2002 | 25.1147 | B4V | 24.0802 | 20.2001 | 16.8142 | 12.1803
B4W | 0.001019% | 0% | B4W | 0 | 0 | 0 | 0 | B4W | 0.018599 | 0.015602 | 0.012987 | 0.0094079
B5A | 1.412% | 1.692% | B5A | 26.8776 | 26.02 | 23.9636 | 19.9282 | B5A | 25.7858 | 21.6309 | 18.0051 | 13.043
B6L | 0.1212% | 1.371% | B6L | 21.7777 | 21.0829 | 19.4166 | 16.147 | B6L | 2.2125 | 1.856 | 1.5449 | 1.1191
B9A | 0.8642% | 0.4473% | B9A | 7.107 | 6.8803 | 6.3365 | 5.2695 | B9A | 15.7768 | 13.2347 | 11.0163 | 7.9803

## ElecEnergy_Sensitivity
Residential 2045 Cumulative Achievable Potential (GWh) Sensitivity | [8 empty] | BNI 2045 Cumulative Achievable Potential (GWh) Sensitivity
| Incentive % Increm. Cost | Marketing Effect | Discount Rate | Avoided Costs | Achievable B/C Threshold | Incremental Costs | NTG | Cost of Carbon* |  | Incentive % Increm. Cost | Marketing Effect | Discount Rate | Avoided Costs | Achievable B/C Threshold | Incremental Costs | NTG | Cost of Carbon*
Low (-25%) | 1376.7729 | 1355.4234 | 1419.4619 | 1379.5639 | 1435.4007 | 1463.2834 | 1098.8955 | 1416.5814 | Low (-25%) | 1154.419 | 1158.6218 | 1278.5278 | 1263.015 | 1278.7893 | 1306.8337 | 978.0592 | 1274.8973
High (25%) | 1468.7838 | 1444.854 | 1406.0487 | 1430.7246 | NA | 1382.1062 | 1732.8289 | 1437.6573 | High (25%) | 1373.4149 | 1371.5543 | 1269.9745 | 1278.7525 | NA | 1238.3987 | 1550.6379 | 1279.7748
Default | 1416.5814 | 1416.5814 | 1416.5814 | 1416.5814 | 1416.5814 | 1416.5814 | 1416.5814 | 1416.5814 | Default | 1274.8973 | 1274.8973 | 1274.8973 | 1274.8973 | 1274.6981 | 1274.8973 | 1274.8973 | 1274.8973
Residential 2045 Cumulative Achievable Potential (GWh) Sensitivity | [8 empty] | BNI 2045 Cumulative Achievable Potential (GWh) Sensitivity
| Incentive % Increm. Cost | Marketing Effect | Discount Rate | Avoided Costs | Achievable B/C Threshold | Incremental Costs | NTG | Cost of Carbon* |  | Incentive % Increm. Cost | Marketing Effect | Discount Rate | Avoided Costs | Achievable B/C Threshold | Incremental Costs | NTG | Cost of Carbon*
Low (-25%) | -39.8085 | -61.158 | 2.8806 | -37.0175 | 18.8194 | 46.702 | -317.6858 | 0 | Low (-25%) | -120.4783 | -116.2754 | 3.6305 | -11.8823 | 4.0912 | 31.9364 | -296.838 | 0
High (25%) | 52.2024 | 28.2726 | -10.5327 | 14.1432 | 0 | -34.4752 | 316.2475 | 21.0759 | High (25%) | 98.5176 | 96.657 | -4.9227 | 3.8552 | 0 | -36.4985 | 275.7407 | 4.8776
Default | 0 | 0 | 0 | 0 | 0 | 0 | 0 | 0 | Default | 0 | 0 | 0 | 0 | 0 | 0 | 0 | 0
| Figure 9‑1. EE Residential 2045 Cumulative Achievable Potential Sensitivity (GWh, net at generator) | [8 empty] | Figure 9‑2. EE BNI 2045 Cumulative Achievable Potential Sensitivity (GWh, net at generator)
*The Cost of Carbon was varied from $0 to $100/metric tonne

## ElecDemand_AnnualMkt
Residential Electric Demand Annual Incremental Achievable Potential by Scenario (MW/year) | [5 empty] | BNI Electric Demand Annual Incremental Achievable Potential by Scenario (MW/year) | [5 empty] | Total Electric Demand Annual Incremental Achievable Potential by Scenario (MW/year)
| Max Achievable | Mid | Base | Low |  |  | Max Achievable | Mid | Base | Low |  |  | Max Achievable | Mid | Base | Low
2019 | [5 empty] | 2019 | [5 empty] | 2019
2020 | [5 empty] | 2020 | [5 empty] | 2020
2021 | 34.6516 | 20.0702 | 13.7875 | 7.3911 |  | 2021 | 14.8668 | 11.5279 | 9.1463 | 6.5913 |  | 2021 | 49.5184 | 31.5981 | 22.9338 | 13.9824
2022 | 35.9886 | 21.5619 | 14.965 | 8.0065 |  | 2022 | 16.8051 | 13.0043 | 10.3442 | 7.4455 |  | 2022 | 52.7937 | 34.5663 | 25.3092 | 15.452
2023 | 35.9859 | 22.6475 | 16.0163 | 8.6329 |  | 2023 | 15.2167 | 11.7943 | 9.2506 | 6.4666 |  | 2023 | 51.2026 | 34.4419 | 25.2669 | 15.0994
2024 | 32.807 | 21.508 | 15.3436 | 7.9589 |  | 2024 | 15.4702 | 12.0053 | 9.3986 | 6.5262 |  | 2024 | 48.2771 | 33.5133 | 24.7422 | 14.4851
2025 | 30.7478 | 20.8415 | 14.9015 | 7.9575 |  | 2025 | 14.3661 | 11.2974 | 8.8067 | 6.0145 |  | 2025 | 45.114 | 32.1389 | 23.7082 | 13.9719
2026 | 26.7702 | 20.2838 | 15.2369 | 8.5564 |  | 2026 | 15.7799 | 12.4784 | 9.7854 | 6.7068 |  | 2026 | 42.5501 | 32.7622 | 25.0223 | 15.2632
2027 | 23.0817 | 19.8025 | 15.6987 | 9.1471 |  | 2027 | 15.2418 | 12.0805 | 9.5251 | 6.4815 |  | 2027 | 38.3235 | 31.883 | 25.2238 | 15.6286
2028 | 20.0027 | 19.0223 | 15.9519 | 9.6921 |  | 2028 | 17.0212 | 13.4454 | 10.643 | 7.22 |  | 2028 | 37.0239 | 32.4677 | 26.595 | 16.9121
2029 | 17.2262 | 17.9947 | 15.9764 | 10.215 |  | 2029 | 13.5562 | 10.8136 | 8.573 | 5.7065 |  | 2029 | 30.7824 | 28.8082 | 24.5493 | 15.9215
2030 | 14.4969 | 16.6732 | 15.7291 | 10.6612 |  | 2030 | 13.2351 | 10.5955 | 8.4408 | 5.6312 |  | 2030 | 27.732 | 27.2688 | 24.1699 | 16.2924
2031 | 12.2101 | 15.3969 | 15.4088 | 11.0739 |  | 2031 | 12.4132 | 9.98 | 7.9732 | 5.3088 |  | 2031 | 24.6233 | 25.3769 | 23.382 | 16.3827
2032 | 10.178 | 14.0276 | 14.9547 | 11.5992 |  | 2032 | 12.065 | 9.7358 | 7.8157 | 5.2236 |  | 2032 | 22.243 | 23.7634 | 22.7704 | 16.8228
2033 | 8.4359 | 12.6162 | 14.3533 | 11.8719 |  | 2033 | 11.1036 | 9.0199 | 7.2744 | 4.8718 |  | 2033 | 19.5395 | 21.636 | 21.6277 | 16.7437
2034 | 6.9733 | 11.2193 | 13.6398 | 12.0539 |  | 2034 | 11.3509 | 9.2113 | 7.4297 | 4.9815 |  | 2034 | 18.3242 | 20.4307 | 21.0696 | 17.0354
2035 | 5.4716 | 9.6796 | 12.7086 | 12.0722 |  | 2035 | 10.908 | 8.9008 | 7.216 | 4.8688 |  | 2035 | 16.3795 | 18.5804 | 19.9246 | 16.941
2036 | 4.4974 | 8.4225 | 11.8364 | 12.0523 |  | 2036 | 11.1688 | 9.143 | 7.4453 | 5.068 |  | 2036 | 15.6661 | 17.5656 | 19.2817 | 17.1203
2037 | 3.7241 | 7.2745 | 10.9245 | 11.9307 |  | 2037 | 11.2971 | 9.2822 | 7.596 | 5.2173 |  | 2037 | 15.0212 | 16.5567 | 18.5205 | 17.1479
2038 | 3.0342 | 6.1627 | 9.9137 | 11.6276 |  | 2038 | 10.9817 | 9.0756 | 7.4678 | 5.1646 |  | 2038 | 14.0159 | 15.2383 | 17.3815 | 16.7921
2039 | 2.5012 | 5.1938 | 8.928 | 11.2508 |  | 2039 | 10.8348 | 8.9966 | 7.4481 | 5.1886 |  | 2039 | 13.3361 | 14.1904 | 16.3761 | 16.4394
2040 | 2.0948 | 4.3627 | 7.9844 | 10.8078 |  | 2040 | 10.6679 | 8.893 | 7.4093 | 5.1955 |  | 2040 | 12.7627 | 13.2557 | 15.3937 | 16.0033
2041 | 1.7708 | 3.6486 | 7.0899 | 10.3053 |  | 2041 | 9.9455 | 8.354 | 7.0144 | 4.9392 |  | 2041 | 11.7163 | 12.0026 | 14.1044 | 15.2445
2042 | 1.571 | 3.0806 | 6.2784 | 9.7651 |  | 2042 | 9.6945 | 8.1809 | 6.9151 | 4.8986 |  | 2042 | 11.2655 | 11.2615 | 13.1935 | 14.6637
2043 | 1.4032 | 2.5909 | 5.5164 | 9.1717 |  | 2043 | 9.4298 | 7.9946 | 6.806 | 4.849 |  | 2043 | 10.833 | 10.5855 | 12.3223 | 14.0208
2044 | 1.275 | 2.181 | 4.8161 | 8.5424 |  | 2044 | 9.1733 | 7.8124 | 6.7008 | 4.8008 |  | 2044 | 10.4483 | 9.9934 | 11.5169 | 13.3432
2045 | 1.1773 | 1.8399 | 4.1797 | 7.8912 |  | 2045 | 8.9264 | 7.6346 | 6.5971 | 4.7541 |  | 2045 | 10.1037 | 9.4745 | 10.7767 | 12.6453
Totals | 338.0764 | 308.1028 | 302.1395 | 250.2346 |  | Totals | 311.5196 | 251.2571 | 203.0225 | 140.1203 |  | Totals | 649.5961 | 559.3599 | 505.1619 | 390.355
Incremental Annual Winter Peak Demand Potential (MW/year) | [5 empty] | Incremental Annual Winter Peak Demand Potential (MW/year) | [5 empty] | Incremental Annual Winter Peak Demand Potential (MW/year)
[5 empty] | Residential Electric Demand Annual Incremental Achievable Potential by Scenario (MW/year) | [5 empty] | BNI Electric Demand Annual Incremental Achievable Potential by Scenario (MW/year)
Electric Demand Achievable Potential Incremental Percent of Sales by Sector
| Max Achievable | Mid | Base | Low
2019
2020
2021 | 2.208% | 1.409% | 1.022% | 0.6234%
2022 | 2.35% | 1.538% | 1.126% | 0.6877%
2023 | 2.277% | 1.531% | 1.123% | 0.6714%
2024 | 2.141% | 1.486% | 1.097% | 0.6424%
2025 | 2.001% | 1.425% | 1.051% | 0.6196%
2026 | 1.892% | 1.457% | 1.113% | 0.6787%
2027 | 1.708% | 1.421% | 1.124% | 0.6965%
2028 | 1.654% | 1.451% | 1.188% | 0.7557%
2029 | 1.382% | 1.294% | 1.102% | 0.7149%
2030 | 1.215% | 1.195% | 1.059% | 0.714%
2031 | 1.072% | 1.105% | 1.018% | 0.7134%
2032 | 0.9619% | 1.028% | 0.9847% | 0.7275%
2033 | 0.8392% | 0.9292% | 0.9289% | 0.7191%
2034 | 0.7808% | 0.8706% | 0.8978% | 0.7259%
2035 | 0.6946% | 0.788% | 0.845% | 0.7184%
2036 | 0.6606% | 0.7406% | 0.813% | 0.7219% | Figure 8‑6. EE Market Potential, Incremental Winter Peak Demand Savings by Scenario, as a Percent of Load (%)
2037 | 0.6302% | 0.6947% | 0.7771% | 0.7195%
2038 | 0.5851% | 0.6361% | 0.7256% | 0.7009%
2039 | 0.5536% | 0.5891% | 0.6798% | 0.6825%
2040 | 0.527% | 0.5473% | 0.6356% | 0.6608%
2041 | 0.4812% | 0.4929% | 0.5792% | 0.6261%
2042 | 0.4602% | 0.46% | 0.5389% | 0.599%
2043 | 0.4405% | 0.4304% | 0.5011% | 0.5701%
2044 | 0.4228% | 0.4044% | 0.466% | 0.5399%
2045 | 0.4067% | 0.3814% | 0.4338% | 0.509%
Totals | 0.9247% | 0.7963% | 0.7191% | 0.5557%
Incremental Annual Achievable Winter Peak Demand Potential as Percent of Sales
Electricity Annual Demand Forecast at Generator (MW/year)
| Residential | BNI | Total
2019
2020
2021 | 1454.7844 | 788.2156 | 2243
2022 | 1456.1241 | 790.8759 | 2247
2023 | 1459.8087 | 789.1913 | 2249
2024 | 1469.4724 | 785.5276 | 2255
2025 | 1471.682 | 783.318 | 2255
2026 | 1469.0486 | 779.9514 | 2249
2027 | 1468.7852 | 775.2148 | 2244
2028 | 1469.0396 | 768.9604 | 2238
2029 | 1464.0503 | 762.9497 | 2227
2030 | 1504.1254 | 777.6089 | 2281.7342
2031 | 1518.4601 | 778.0273 | 2296.4873
2032 | 1533.6926 | 778.7522 | 2312.4448
2033 | 1549.6127 | 778.7983 | 2328.411
2034 | 1568.1378 | 778.5725 | 2346.7103
2035 | 1582.6728 | 775.3307 | 2358.0035
2036 | 1598.9667 | 772.6893 | 2371.6559
2037 | 1611.1701 | 772.257 | 2383.4271
2038 | 1623.8117 | 771.818 | 2395.6298
2039 | 1637.003 | 771.7887 | 2408.7917
2040 | 1649.706 | 772.1716 | 2421.8776
2041 | 1662.3721 | 772.5907 | 2434.9628
2042 | 1675.0025 | 773.0485 | 2448.051
2043 | 1686.2697 | 772.9388 | 2459.2085
2044 | 1698.1713 | 773.1853 | 2471.3566
2045 | 1710.4527 | 773.6688 | 2484.1214
Totals | 1990.8222 | 822.7335 | 70247.4541

## ElecDemand_Sector
Electric Demand Technical Potential by Sector (MW) | [6 empty] | Total Electric Demand Potential by Potential Type (MW)
| Residential | BNI |  | Figure 4‑2. EE Technical Potential, Winter Peak Demand Savings by Sector (MW, gross at generator) |  |  |  | Technical | Economic | Base | Max Achievable | Mid | Low | Figure ES-7. EE Technical and Economic Potential Winter Peak Demand Savings (MW, gross at generator)
2019 | [6 empty] | 2019
2020 | [6 empty] | 2020
2021 | 1469.97 | 710.2452 |  |  |  |  | 2021 | 2180.2152 | 2063.6892 | 22.9031 | 49.4877 | 31.5674 | 13.9517 | Figure ES-8. EE Market Potential Winter Peak Demand Cumulative Savings (MW, net at generator)
2022 | 1476.1047 | 712.073 |  |  |  |  | 2022 | 2188.1777 | 2073.3613 | 48.0732 | 102.0717 | 65.972 | 29.2754 | Figure 8‑4. EE Market Potential, Cumulative Winter Peak Demand Savings (MW, net at generator)
2023 | 1482.2793 | 714.9678 |  |  |  |  | 2023 | 2197.2471 | 2090.1245 | 73.3017 | 153.234 | 100.3748 | 44.3373
2024 | 1458.5636 | 718.0594 |  |  |  |  | 2024 | 2176.6229 | 2071.9702 | 97.9551 | 201.3663 | 133.7731 | 58.7546
2025 | 1464.3055 | 718.4803 |  |  |  |  | 2025 | 2182.7859 | 2079.0885 | 121.4404 | 246.1359 | 165.6433 | 72.5391
2026 | 1470.0863 | 721.5046 |  |  |  |  | 2026 | 2191.5909 | 2087.7241 | 146.1065 | 287.8891 | 197.8686 | 87.5628
2027 | 1475.9002 | 723.4686 |  |  |  |  | 2027 | 2199.3688 | 2095.4305 | 170.9901 | 325.6321 | 229.3052 | 102.9489
2028 | 1482.332 | 727.8241 |  |  |  |  | 2028 | 2210.1561 | 2105.3401 | 197.1956 | 361.8632 | 261.2086 | 119.6032
2029 | 1488.7999 | 723.8278 |  |  |  |  | 2029 | 2212.6277 | 2107.8423 | 221.0434 | 391.1342 | 288.9628 | 135.0959
2030 | 1494.3895 | 720.2336 |  |  |  |  | 2030 | 2214.6231 | 2109.5702 | 244.5257 | 417.4618 | 315.2066 | 150.9815
2031 | 1500.0203 | 715.2595 |  |  |  |  | 2031 | 2215.2798 | 2111.8773 | 266.888 | 440.1983 | 339.1473 | 166.7133
2032 | 1505.687 | 710.5013 |  |  |  |  | 2032 | 2216.1883 | 2112.7161 | 288.7033 | 460.6095 | 361.5305 | 182.9688
2033 | 1511.3921 | 704.7295 |  |  |  |  | 2033 | 2216.1217 | 2112.849 | 309.0475 | 477.9438 | 381.4196 | 198.8916
2034 | 1517.1332 | 693.7527 |  |  |  |  | 2034 | 2210.8859 | 2114.2857 | 328.4522 | 493.5086 | 399.6238 | 214.8491
2035 | 1521.9996 | 682.9236 |  |  |  |  | 2035 | 2204.9232 | 2109.5583 | 347.1216 | 507.6985 | 416.5367 | 230.9852
2036 | 1526.9017 | 673.6279 |  |  |  |  | 2036 | 2200.5297 | 2105.0223 | 365.1039 | 521.3318 | 432.4332 | 247.2557
2037 | 1531.8443 | 672.7531 |  |  |  |  | 2037 | 2204.5973 | 2108.7503 | 381.5828 | 533.61 | 446.636 | 263.0295
2038 | 1536.82 | 671.7181 |  |  |  |  | 2038 | 2208.538 | 2112.3541 | 397.304 | 545.3393 | 459.8415 | 278.698
2039 | 1541.8384 | 671.3212 |  |  |  |  | 2039 | 2213.1596 | 2116.6128 | 411.2633 | 553.5651 | 470.7542 | 293.6407
2040 | 1546.89 | 671.506 |  |  |  |  | 2040 | 2218.396 | 2121.4571 | 424.5099 | 563.658 | 481.6508 | 308.1753
2041 | 1551.8308 | 663.0288 |  |  |  |  | 2041 | 2214.8595 | 2116.495 | 436.6411 | 573.1377 | 491.5946 | 322.0245
2042 | 1556.8985 | 662.3771 |  |  |  |  | 2042 | 2219.2756 | 2120.5732 | 446.7353 | 578.7756 | 499.0791 | 334.643
2043 | 1561.9725 | 661.7235 |  |  |  |  | 2043 | 2223.6959 | 2124.6553 | 456.3557 | 584.5569 | 506.2422 | 346.8982
2044 | 1567.0528 | 661.0678 |  |  |  |  | 2044 | 2228.1205 | 2128.7414 | 464.6536 | 589.3425 | 512.1277 | 358.1038
2045 | 1572.1393 | 660.41 |  |  |  |  | 2045 | 2232.5493 | 2132.8313 | 472.4481 | 594.7885 | 518.0441 | 368.641
Savings Potential (MW) | [6 empty] | Savings Potential (MW)
[9 empty] | 25-year average | 18.8979 | 23.7915 | 20.7218 | 14.7456
Electric Demand Economic Potential by Sector (MW)
| Residential | BNI |  | Figure 5‑2. EE Economic Potential, Winter Peak Demand Savings by Sector (MW, gross at generator)
2019
2020
2021 | 1396.4372 | 667.252
2022 | 1402.8935 | 670.4678
2023 | 1409.3879 | 680.7367
2024 | 1384.5446 | 687.4256
2025 | 1390.6022 | 688.4862
2026 | 1396.6968 | 691.0273
2027 | 1402.8231 | 692.6074
2028 | 1408.9863 | 696.3538
2029 | 1415.1838 | 692.6585
2030 | 1420.5014 | 689.0687
2031 | 1425.8581 | 686.0192
2032 | 1431.249 | 681.4671
2033 | 1436.6764 | 676.1726
2034 | 1448.8734 | 665.4123
2035 | 1453.4968 | 656.0615
2036 | 1458.1543 | 646.868
2037 | 1462.8504 | 645.9
2038 | 1467.5781 | 644.776
2039 | 1472.3467 | 644.2661
2040 | 1477.1469 | 644.3102
2041 | 1481.8415 | 634.6535
2042 | 1486.6572 | 633.916
2043 | 1491.479 | 633.1763
2044 | 1496.3069 | 632.4345
2045 | 1501.1407 | 631.6906
Savings Potential (MW)
Res Total Electric Demand Potential by Potential Type (MW)
| Max Achievable | Mid | Base | Low | Minimal | Figure 8‑9. EE Residential Market Potential, Cumulative Winter Peak Demand Savings (MW, net at generator)
2019 |  |  |  |  | 1.8174
2020 |  |  |  |  | 3.5411
2021 | 34.6209 | 20.0395 | 13.7568 | 7.3604
2022 | 70.6095 | 41.6015 | 28.7218 | 15.3669
2023 | 106.5642 | 64.2176 | 44.7065 | 23.9682
2024 | 139.3405 | 85.695 | 60.0194 | 31.8965
2025 | 170.0576 | 106.5058 | 74.8902 | 39.8232
2026 | 196.2665 | 126.4268 | 89.9143 | 48.2646
2027 | 219.1274 | 146.0478 | 105.4755 | 57.324
2028 | 238.7331 | 164.8001 | 121.2605 | 66.9188
2029 | 255.0791 | 182.1929 | 136.8681 | 76.9397
2030 | 268.5717 | 198.1405 | 152.1374 | 87.3559
2031 | 279.6234 | 212.6793 | 166.9859 | 98.1214
2032 | 288.5694 | 225.7594 | 181.304 | 109.3689
2033 | 295.7639 | 237.3817 | 194.9656 | 120.8459
2034 | 301.3874 | 247.4826 | 207.7996 | 132.4204
2035 | 305.6219 | 256.2382 | 219.8282 | 144.096
2036 | 309.1231 | 263.8197 | 231.0141 | 155.7568
2037 | 311.9329 | 270.1815 | 241.0562 | 167.1473
2038 | 314.1998 | 275.5409 | 250.27 | 178.3003
2039 | 313.2048 | 278.7737 | 257.8222 | 188.7585
2040 | 314.7755 | 282.4355 | 264.9626 | 198.9743
2041 | 316.1502 | 285.4687 | 271.2314 | 208.6724
2042 | 314.1183 | 286.3686 | 275.6793 | 217.2433
2043 | 312.4667 | 287.1282 | 279.7468 | 225.4714
2044 | 309.9862 | 286.7232 | 282.5594 | 232.6932
2045 | 308.3813 | 286.5257 | 284.987 | 239.3057
Savings Potential (MW)
BNI Total Electric Demand Potential by Potential Type (MW)
| Max Achievable | Mid | Base | Low | Minimal | Figure 8‑10. EE BNI Market Potential, Cumulative Winter Peak Demand Savings (MW, net at generator)
2019 |  |  |  |  | 6.7032
2020 |  |  |  |  | 13.2459
2021 | 14.8668 | 11.5279 | 9.1463 | 6.5913
2022 | 31.4622 | 24.3706 | 19.3515 | 13.9085
2023 | 46.6698 | 36.1571 | 28.5952 | 20.3691
2024 | 62.0258 | 48.0781 | 37.9357 | 26.8582
2025 | 76.0783 | 59.1375 | 46.5502 | 32.7158
2026 | 91.6226 | 71.4418 | 56.1922 | 39.2982
2027 | 106.5047 | 83.2574 | 65.5145 | 45.6249
2028 | 123.1301 | 96.4085 | 75.935 | 52.6844
2029 | 136.0551 | 106.77 | 84.1753 | 58.1562
2030 | 148.8901 | 117.0661 | 92.3882 | 63.6256
2031 | 160.5749 | 126.468 | 99.9022 | 68.5919
2032 | 172.0401 | 135.7711 | 107.3993 | 73.6
2033 | 182.1799 | 144.0379 | 114.0819 | 78.0456
2034 | 192.1212 | 152.1412 | 120.6526 | 82.4287
2035 | 202.0766 | 160.2985 | 127.2935 | 86.8892
2036 | 212.2087 | 168.6135 | 134.0898 | 91.4988
2037 | 221.677 | 176.4545 | 140.5266 | 95.8822
2038 | 231.1394 | 184.3006 | 147.034 | 100.3977
2039 | 240.3603 | 191.9805 | 153.4411 | 104.8822
2040 | 248.8826 | 199.2153 | 159.5472 | 109.201
2041 | 256.9875 | 206.1259 | 165.4097 | 113.3522
2042 | 264.6573 | 212.7105 | 171.056 | 117.3997
2043 | 272.0902 | 219.1139 | 176.609 | 121.4268
2044 | 279.3563 | 225.4045 | 182.0942 | 125.4106
2045 | 286.4072 | 231.5184 | 187.4612 | 129.3353
Savings Potential (MW)

## ElecDemand_CustSeg
Electric Demand Technical Potential by Customer Segment (MW)
Year | Mi'kmaw | Industrial | Institutional | Large Commercial | MF Low Income | MF Market Rate | SF Low Income | SF Market Rate | Small Commercial
2019
2020
2021 | 30.6914 | 225.6858 | 38.2651 | 361.2725 | 89.2125 | 58.6599 | 49.4914 | 1241.9148 | 85.0218
2022 | 30.8403 | 228.7224 | 38.4423 | 360.4836 | 90.252 | 59.4545 | 49.7763 | 1245.7816 | 84.4246
2023 | 30.9902 | 232.3699 | 38.7187 | 359.6892 | 91.2941 | 60.2508 | 50.0625 | 1249.6818 | 84.19 |  | Electric Demand Technical Potential by Customer Segment (MW)
2024 | 30.8474 | 235.5779 | 38.9722 | 359.4212 | 90.3862 | 59.9383 | 49.6221 | 1227.7695 | 84.0881
2025 | 30.9875 | 237.5746 | 39.0262 | 357.9178 | 91.3859 | 60.6987 | 49.894 | 1231.3394 | 83.9618
2026 | 31.1284 | 239.9077 | 39.2668 | 358.4384 | 92.3881 | 61.4608 | 50.1673 | 1234.9418 | 83.8917
2027 | 31.27 | 242.3285 | 39.3905 | 357.8353 | 93.3921 | 62.2242 | 50.4416 | 1238.5723 | 83.9142
2028 | 31.426 | 245.2615 | 39.6713 | 358.8028 | 94.4574 | 63.0379 | 50.7369 | 1242.6738 | 84.0885
2029 | 31.5828 | 246.1506 | 39.4427 | 354.671 | 95.525 | 63.8532 | 51.0334 | 1246.8056 | 83.5635
2030 | 31.7189 | 247.0854 | 39.2497 | 350.891 | 96.5021 | 64.593 | 51.3002 | 1250.2753 | 83.0075
2031 | 31.8559 | 247.1043 | 39.0726 | 347.2357 | 97.482 | 65.3347 | 51.5684 | 1253.7792 | 81.8469
2032 | 31.9937 | 247.1605 | 38.9132 | 343.7395 | 98.4642 | 66.078 | 51.8379 | 1257.3132 | 80.6881
2033 | 32.1323 | 246.4862 | 38.6666 | 340.0361 | 99.449 | 66.8229 | 52.1087 | 1260.8793 | 79.5406
2034 | 32.2716 | 246.5696 | 37.9638 | 330.4172 | 100.436 | 67.5694 | 52.3807 | 1264.4755 | 78.8021
2035 | 32.3904 | 246.6998 | 37.273 | 320.8599 | 101.333 | 68.2407 | 52.6232 | 1267.4123 | 78.0909
2036 | 32.5099 | 247.7206 | 36.7148 | 311.7928 | 102.2323 | 68.9136 | 52.8669 | 1270.379 | 77.3998
2037 | 32.6303 | 249.2091 | 36.7056 | 309.7797 | 103.1343 | 69.5883 | 53.1121 | 1273.3792 | 77.0587
2038 | 32.7514 | 250.7098 | 36.6873 | 307.6218 | 104.0384 | 70.2644 | 53.3584 | 1276.4073 | 76.6992
2039 | 32.8735 | 252.3285 | 36.711 | 305.8934 | 104.9456 | 70.9426 | 53.6061 | 1279.4707 | 76.3883
2040 | 32.9962 | 254.0462 | 36.7747 | 304.5645 | 105.8548 | 71.6221 | 53.855 | 1282.5619 | 76.1206
2041 | 33.1164 | 255.3632 | 36.852 | 295.1459 | 106.7498 | 72.2912 | 54.0992 | 1285.5741 | 75.6677
2042 | 33.2394 | 256.6833 | 36.959 | 293.5206 | 107.6574 | 72.9693 | 54.3484 | 1288.684 | 75.2142
2043 | 33.3624 | 258.0066 | 37.0664 | 291.891 | 108.564 | 73.6466 | 54.5975 | 1291.8019 | 74.7595
2044 | 33.4856 | 259.3331 | 37.174 | 290.2571 | 109.4697 | 74.3231 | 54.8467 | 1294.9277 | 74.3036
2045 | 33.6089 | 260.6627 | 37.2819 | 288.6189 | 110.3743 | 74.9987 | 55.0959 | 1298.0614 | 73.8465
Savings Potential (MW/year)
Electric Demand Economic Potential by Customer Segment (MW)
Year | Mi'kmaw | Industrial | Institutional | Large Commercial | MF Low Income | MF Market Rate | SF Low Income | SF Market Rate | Small Commercial |  | Electric Demand Economic Potential by Customer Segment (MW)
2019
2020
2021 | 29.486 | 205.4008 | 36.3634 | 344.6581 | 84.278 | 52.4374 | 47.0594 | 1183.1764 | 80.8298
2022 | 29.6427 | 208.0496 | 36.4916 | 343.7254 | 85.3669 | 53.2736 | 47.2679 | 1187.3424 | 82.2011
2023 | 29.8002 | 211.3206 | 36.7285 | 350.7297 | 86.4582 | 54.1114 | 47.4778 | 1191.5403 | 81.9579
2024 | 29.6562 | 218.2897 | 36.9448 | 350.3574 | 85.5962 | 53.8508 | 46.9273 | 1168.5142 | 81.8337
2025 | 29.8039 | 220.0668 | 37.8584 | 348.8719 | 86.6451 | 54.6526 | 47.1227 | 1172.3779 | 81.6892
2026 | 29.9525 | 222.1481 | 38.061 | 349.2228 | 87.6964 | 55.456 | 47.3194 | 1176.2726 | 81.5954
2027 | 30.1017 | 224.3088 | 38.1585 | 348.555 | 88.7495 | 56.2604 | 47.5171 | 1180.1943 | 81.5851
2028 | 30.2517 | 226.9325 | 38.3974 | 349.3124 | 89.8051 | 57.0665 | 47.7161 | 1184.147 | 81.7115
2029 | 30.4024 | 227.7092 | 38.1746 | 345.2776 | 90.8627 | 57.8738 | 47.9163 | 1188.1285 | 81.4972
2030 | 30.5325 | 228.5431 | 37.9864 | 341.5862 | 91.8298 | 58.6056 | 48.0868 | 1191.4467 | 80.953
2031 | 30.6634 | 229.1638 | 37.8137 | 339.1685 | 92.7996 | 59.3392 | 48.2585 | 1194.7974 | 79.8732
2032 | 30.795 | 229.1975 | 37.789 | 335.7422 | 93.7716 | 60.0741 | 48.4314 | 1198.1768 | 78.7385
2033 | 30.9275 | 228.6807 | 37.5477 | 332.3294 | 94.746 | 60.8105 | 48.6056 | 1201.5868 | 77.6147
2034 | 31.2134 | 228.7396 | 36.8847 | 322.8965 | 96.1428 | 62.2396 | 49.0945 | 1210.1831 | 76.8915
2035 | 31.3269 | 228.8507 | 36.2082 | 313.5239 | 97.0317 | 62.9062 | 49.2419 | 1212.9902 | 77.4786
2036 | 31.441 | 229.7844 | 35.6616 | 304.632 | 97.9226 | 63.5741 | 49.3906 | 1215.826 | 76.79
2037 | 31.5561 | 231.1502 | 35.6439 | 302.6578 | 98.8163 | 64.2437 | 49.5405 | 1218.6937 | 76.448
2038 | 31.6717 | 232.5274 | 35.6179 | 300.5416 | 99.7119 | 64.9146 | 49.6916 | 1221.5883 | 76.0891
2039 | 31.7883 | 234.0135 | 35.6307 | 298.8466 | 100.6105 | 65.5874 | 49.844 | 1224.5166 | 75.7753
2040 | 31.9056 | 235.591 | 35.6805 | 297.537 | 101.5109 | 66.2614 | 49.9974 | 1227.4715 | 75.5016
2041 | 32.0204 | 236.7986 | 35.7429 | 288.3004 | 102.3975 | 66.9253 | 50.1474 | 1230.3509 | 73.8116
2042 | 32.1379 | 238.009 | 35.8329 | 286.7066 | 103.2963 | 67.5978 | 50.3015 | 1233.3237 | 73.3674
2043 | 32.2555 | 239.2225 | 35.9232 | 285.1084 | 104.1941 | 68.2695 | 50.4558 | 1236.3042 | 72.9221
2044 | 32.3732 | 240.4389 | 36.0138 | 283.5061 | 105.0909 | 68.9402 | 50.6103 | 1239.2922 | 72.4757
2045 | 32.4911 | 241.6583 | 36.1046 | 281.8996 | 105.9867 | 69.6101 | 50.765 | 1242.2879 | 72.0281
Savings Potential (MW/year)
Electric Demand Achievable Potential by Customer Segment and Potential Type (MW)
| Year | Mi'kmaw | Industrial | Institutional | Large Commercial | MF Low Income | MF Market Rate | SF Low Income | SF Market Rate | Small Commercial
Max Achievable | 2021 | 1.6835 | 4.9872 | 0.82161 | 7.2251 | 1.8183 | 1.0382 | 2.2918 | 27.7891 | 1.8328
Max Achievable | 2022 | 3.4168 | 10.7267 | 1.7585 | 15.3253 | 3.8381 | 2.1726 | 4.6618 | 56.5201 | 3.6518
Max Achievable | 2023 | 5.1385 | 16.3938 | 2.6152 | 22.3586 | 5.9881 | 3.3559 | 7.0274 | 85.0544 | 5.3022 |  | Figure 8‑14. EE Base Case Market Potential, Cumulative Winter Peak Demand Savings by Customer Segment (MW, net at generator)
Max Achievable | 2024 | 6.7729 | 22.047 | 3.4614 | 29.55 | 8.0829 | 4.4819 | 9.2655 | 110.7373 | 6.9673
Max Achievable | 2025 | 8.2905 | 27.2672 | 4.2023 | 36.0374 | 10.2087 | 5.5964 | 11.3604 | 134.6017 | 8.5714
Max Achievable | 2026 | 9.6143 | 32.8629 | 5.0281 | 43.5457 | 12.1403 | 6.5244 | 13.2042 | 154.7833 | 10.1859
Max Achievable | 2027 | 10.7633 | 38.5454 | 5.8062 | 50.3441 | 14.0051 | 7.3827 | 14.8226 | 172.1538 | 11.8091
Max Achievable | 2028 | 11.7327 | 44.5623 | 6.7198 | 58.3636 | 15.7593 | 8.1481 | 16.2108 | 186.8822 | 13.4844
Max Achievable | 2029 | 12.5297 | 49.4039 | 7.3433 | 64.5319 | 17.3872 | 8.8101 | 17.3739 | 198.9783 | 14.776
Max Achievable | 2030 | 13.1748 | 54.3082 | 7.9597 | 70.582 | 18.8989 | 9.3881 | 18.3373 | 208.7727 | 16.0401
Max Achievable | 2031 | 13.6807 | 58.5028 | 8.537 | 76.2591 | 20.2642 | 9.8829 | 19.1083 | 216.6872 | 17.276
Max Achievable | 2032 | 14.0837 | 62.6873 | 9.113 | 81.7528 | 21.5258 | 10.2878 | 19.751 | 222.9212 | 18.487
Max Achievable | 2033 | 14.3958 | 66.1952 | 9.6263 | 86.7512 | 22.6698 | 10.6165 | 20.2726 | 227.8091 | 19.6071
Max Achievable | 2034 | 14.6254 | 70.1639 | 10.1008 | 91.2153 | 23.6194 | 10.8771 | 20.6742 | 231.5913 | 20.6412
Max Achievable | 2035 | 14.7908 | 74.2317 | 10.5643 | 95.6246 | 24.4968 | 11.0567 | 20.9885 | 234.2891 | 21.6559
Max Achievable | 2036 | 14.9159 | 78.7751 | 11.0076 | 99.8029 | 25.3086 | 11.2051 | 21.2488 | 236.4447 | 22.6232
Max Achievable | 2037 | 15.01 | 83.2391 | 11.5117 | 103.4181 | 25.9925 | 11.3265 | 21.4676 | 238.1363 | 23.5082
Max Achievable | 2038 | 15.0784 | 87.7318 | 12.0145 | 107.0134 | 26.602 | 11.4173 | 21.652 | 239.4501 | 24.3797
Max Achievable | 2039 | 14.9276 | 92.1868 | 12.5294 | 110.4041 | 27.1496 | 11.4852 | 21.5581 | 238.0843 | 25.24
Max Achievable | 2040 | 14.9655 | 96.474 | 13.0229 | 113.3435 | 27.6544 | 11.5435 | 21.7027 | 238.9093 | 26.0422
Max Achievable | 2041 | 14.9947 | 100.453 | 13.5367 | 116.211 | 28.1188 | 11.5931 | 21.8352 | 239.6085 | 26.7868
Max Achievable | 2042 | 14.81 | 104.2905 | 14.0471 | 118.8511 | 28.5513 | 11.6364 | 21.6915 | 237.4291 | 27.4685
Max Achievable | 2043 | 14.6303 | 108.0683 | 14.5493 | 121.3641 | 28.93 | 11.662 | 21.5589 | 235.6855 | 28.1084
Max Achievable | 2044 | 14.4402 | 111.8028 | 15.0437 | 123.7822 | 29.2524 | 11.6497 | 21.4043 | 233.2396 | 28.7276
Max Achievable | 2045 | 14.2804 | 115.4541 | 15.5297 | 126.1062 | 29.6068 | 11.683 | 21.29 | 231.521 | 29.3173
Mid | 2021 | 0.99801 | 3.8837 | 0.62943 | 5.6008 | 1.3349 | 0.73972 | 1.3811 | 15.5858 | 1.4139
Mid | 2022 | 2.0612 | 8.3324 | 1.3454 | 11.8723 | 2.8423 | 1.5652 | 2.8558 | 32.2769 | 2.8205
Mid | 2023 | 3.172 | 12.7227 | 2.0009 | 17.3352 | 4.4825 | 2.4492 | 4.3996 | 49.7143 | 4.0984
Mid | 2024 | 4.2959 | 17.0952 | 2.6499 | 22.937 | 6.1077 | 3.3073 | 5.945 | 66.0391 | 5.396
Mid | 2025 | 5.4084 | 21.1732 | 3.2274 | 28.0758 | 7.7082 | 4.1054 | 7.4776 | 81.8062 | 6.6611
Mid | 2026 | 6.4936 | 25.5833 | 3.8757 | 34.0387 | 9.2701 | 4.8392 | 8.9759 | 96.848 | 7.9441
Mid | 2027 | 7.557 | 30.0714 | 4.4877 | 39.4588 | 10.8717 | 5.5814 | 10.4476 | 111.5901 | 9.2394
Mid | 2028 | 8.5724 | 34.8267 | 5.1998 | 45.7989 | 12.4407 | 6.2818 | 11.8589 | 125.6463 | 10.583
Mid | 2029 | 9.522 | 38.6979 | 5.6939 | 50.7469 | 13.9453 | 6.9184 | 13.1834 | 138.6238 | 11.6313
Mid | 2030 | 10.3972 | 42.6211 | 6.1823 | 55.6067 | 15.3815 | 7.4973 | 14.409 | 150.4555 | 12.656
Mid | 2031 | 11.1877 | 45.9973 | 6.6399 | 60.1794 | 16.7269 | 8.02 | 15.5167 | 161.2279 | 13.6514
Mid | 2032 | 11.9014 | 49.3906 | 7.1002 | 64.6464 | 18.0055 | 8.4806 | 16.5283 | 170.8437 | 14.634
Mid | 2033 | 12.533 | 52.2588 | 7.5108 | 68.723 | 19.2 | 8.8842 | 17.4309 | 179.3336 | 15.5452
Mid | 2034 | 13.0784 | 55.4635 | 7.8929 | 72.3894 | 20.2419 | 9.2321 | 18.2124 | 186.7178 | 16.3954
Mid | 2035 | 13.5474 | 58.7691 | 8.2674 | 76.0293 | 21.239 | 9.5244 | 18.8919 | 193.0354 | 17.2328
Mid | 2036 | 13.9487 | 62.4569 | 8.6268 | 79.4951 | 22.1615 | 9.7749 | 19.4814 | 198.4531 | 18.0348
Mid | 2037 | 14.288 | 66.1085 | 9.0349 | 82.5353 | 22.9534 | 9.9838 | 19.9883 | 202.9681 | 18.7758
Mid | 2038 | 14.5707 | 69.7911 | 9.4418 | 85.5598 | 23.6597 | 10.1499 | 20.42 | 206.7406 | 19.5079
Mid | 2039 | 14.6919 | 73.4633 | 9.8585 | 88.4262 | 24.2898 | 10.2797 | 20.6443 | 208.868 | 20.2324
Mid | 2040 | 14.885 | 77.0509 | 10.2655 | 90.9805 | 24.8578 | 10.3833 | 20.9574 | 211.3519 | 20.9183
Mid | 2041 | 15.0434 | 80.4103 | 10.6886 | 93.4689 | 25.3683 | 10.4642 | 21.2243 | 213.3686 | 21.5581
Mid | 2042 | 15.0507 | 83.6713 | 11.1096 | 95.7803 | 25.8316 | 10.5266 | 21.2942 | 213.6655 | 22.1493
Mid | 2043 | 15.0339 | 86.8952 | 11.5245 | 97.9847 | 26.232 | 10.563 | 21.3369 | 213.9624 | 22.7094
Mid | 2044 | 14.9802 | 90.0963 | 11.9347 | 100.1203 | 26.5729 | 10.5615 | 21.3254 | 213.2831 | 23.2532
Mid | 2045 | 14.9213 | 93.2363 | 12.338 | 102.1714 | 26.9219 | 10.586 | 21.3085 | 212.788 | 23.7726
Base | 2021 | 0.54751 | 3.1178 | 0.50056 | 4.4079 | 0.91529 | 0.49181 | 0.77566 | 11.0265 | 1.12
Base | 2022 | 1.1386 | 6.6759 | 1.0743 | 9.3672 | 1.9549 | 1.0472 | 1.6145 | 22.9665 | 2.2341
Base | 2023 | 1.7687 | 10.148 | 1.5939 | 13.6157 | 3.1004 | 1.6527 | 2.5097 | 35.675 | 3.2376
Base | 2024 | 2.4195 | 13.5754 | 2.108 | 17.9824 | 4.2414 | 2.2458 | 3.4186 | 47.6941 | 4.2699
Base | 2025 | 3.0829 | 16.7493 | 2.5626 | 21.9682 | 5.3827 | 2.8062 | 4.3663 | 59.2521 | 5.2701
Base | 2026 | 3.7583 | 20.184 | 3.078 | 26.6387 | 6.5301 | 3.3417 | 5.3925 | 70.8916 | 6.2915
Base | 2027 | 4.4559 | 23.7015 | 3.5666 | 30.9121 | 7.7374 | 3.9006 | 6.4572 | 82.9244 | 7.3343
Base | 2028 | 5.1648 | 27.4636 | 4.1346 | 35.9089 | 8.9647 | 4.4551 | 7.5452 | 95.1307 | 8.4279
Base | 2029 | 5.8761 | 30.5424 | 4.5288 | 39.8197 | 10.1898 | 4.9891 | 8.6401 | 107.1729 | 9.2844
Base | 2030 | 6.5846 | 33.6713 | 4.9195 | 43.6733 | 11.4068 | 5.5039 | 9.7317 | 118.9105 | 10.124
Base | 2031 | 7.282 | 36.3658 | 5.2868 | 47.3161 | 12.5965 | 5.996 | 10.803 | 130.3084 | 10.9334
Base | 2032 | 7.9692 | 39.0942 | 5.66 | 50.9077 | 13.7683 | 6.46 | 11.8587 | 141.2478 | 11.7374
Base | 2033 | 8.6372 | 41.4044 | 5.9936 | 54.1976 | 14.9049 | 6.8941 | 12.8812 | 151.648 | 12.4863
Base | 2034 | 9.2772 | 43.9671 | 6.3069 | 57.1856 | 15.9501 | 7.2952 | 13.852 | 161.4252 | 13.193
Base | 2035 | 9.8883 | 46.6249 | 6.6147 | 60.1634 | 16.98 | 7.6619 | 14.7718 | 170.5261 | 13.8904
Base | 2036 | 10.4682 | 49.6045 | 6.9113 | 63.0132 | 17.9611 | 7.998 | 15.6363 | 178.9506 | 14.5609
Base | 2037 | 11.013 | 52.567 | 7.2484 | 65.5289 | 18.8433 | 8.2994 | 16.4396 | 186.4609 | 15.1823
Base | 2038 | 11.5189 | 55.5845 | 7.5876 | 68.0598 | 19.6531 | 8.5602 | 17.1768 | 193.361 | 15.802
Base | 2039 | 11.9277 | 58.6134 | 7.936 | 70.4749 | 20.3934 | 8.7837 | 17.7744 | 198.943 | 16.4169
Base | 2040 | 12.3555 | 61.5947 | 8.2799 | 72.6665 | 21.0695 | 8.9743 | 18.3816 | 204.1817 | 17.0062
Base | 2041 | 12.7452 | 64.4069 | 8.6373 | 74.8086 | 21.683 | 9.1348 | 18.9264 | 208.7419 | 17.5569
Base | 2042 | 13.0336 | 67.1634 | 8.9962 | 76.8243 | 22.2409 | 9.2682 | 19.3272 | 211.8094 | 18.0722
Base | 2043 | 13.2866 | 69.9143 | 9.353 | 78.7733 | 22.7288 | 9.3678 | 19.6771 | 214.6864 | 18.5684
Base | 2044 | 13.4927 | 72.6631 | 9.7072 | 80.6712 | 23.1558 | 9.43 | 19.9545 | 216.5265 | 19.0528
Base | 2045 | 13.6723 | 75.3773 | 10.0573 | 82.508 | 23.5631 | 9.4953 | 20.1906 | 218.0657 | 19.5186
Low | 2021 | 0.17288 | 2.2771 | 0.3661 | 3.1258 | 0.5535 | 0.26582 | 0.39554 | 5.9727 | 0.82227
Low | 2022 | 0.35928 | 4.8461 | 0.78802 | 6.6452 | 1.1788 | 0.56589 | 0.82726 | 12.4356 | 1.6292
Low | 2023 | 0.55763 | 7.3021 | 1.1637 | 9.5638 | 1.8689 | 0.89465 | 1.2941 | 19.353 | 2.3395
Low | 2024 | 0.75597 | 9.693 | 1.5339 | 12.5584 | 2.5484 | 1.2101 | 1.766 | 25.616 | 3.0729
Low | 2025 | 0.95274 | 11.8559 | 1.8534 | 15.23 | 3.2315 | 1.5032 | 2.2752 | 31.8607 | 3.7766
Low | 2026 | 1.152 | 14.1763 | 2.2206 | 18.4048 | 3.9347 | 1.7884 | 2.8428 | 38.5468 | 4.4965
Low | 2027 | 1.3629 | 16.5452 | 2.5639 | 21.2795 | 4.6965 | 2.0985 | 3.4539 | 45.7123 | 5.2363
Low | 2028 | 1.5829 | 19.0833 | 2.9592 | 24.6235 | 5.5018 | 2.423 | 4.1058 | 53.3053 | 6.0184
Low | 2029 | 1.8103 | 21.131 | 3.2251 | 27.1819 | 6.3424 | 2.7557 | 4.7945 | 61.2368 | 6.6181
Low | 2030 | 2.0453 | 23.2163 | 3.4898 | 29.712 | 7.2186 | 3.0995 | 5.5187 | 69.4738 | 7.2075
Low | 2031 | 2.2858 | 24.9905 | 3.738 | 32.099 | 8.119 | 3.4504 | 6.272 | 77.9942 | 7.7645
Low | 2032 | 2.5382 | 26.8045 | 3.9939 | 34.4777 | 9.0649 | 3.8208 | 7.0637 | 86.8813 | 8.3238
Low | 2033 | 2.7961 | 28.324 | 4.2221 | 36.6556 | 10.0288 | 4.1941 | 7.8795 | 95.9474 | 8.8439
Low | 2034 | 3.0566 | 29.9998 | 4.4386 | 38.6487 | 10.9694 | 4.5665 | 8.7096 | 105.1182 | 9.3416
Low | 2035 | 3.3209 | 31.7526 | 4.6523 | 40.6495 | 11.9437 | 4.9372 | 9.5521 | 114.3421 | 9.8349
Low | 2036 | 3.588 | 33.748 | 4.8598 | 42.5787 | 12.918 | 5.3036 | 10.4 | 123.5472 | 10.3124
Low | 2037 | 3.8558 | 35.7417 | 5.0995 | 44.2845 | 13.8491 | 5.6599 | 11.2449 | 132.5376 | 10.7565
Low | 2038 | 4.1212 | 37.8086 | 5.3449 | 46.037 | 14.7504 | 5.9959 | 12.0765 | 141.3562 | 11.2072
Low | 2039 | 4.371 | 39.9013 | 5.5991 | 47.7235 | 15.619 | 6.3117 | 12.8527 | 149.6041 | 11.6583
Low | 2040 | 4.6304 | 41.9708 | 5.8532 | 49.2813 | 16.4519 | 6.6064 | 13.6389 | 157.6468 | 12.0957
Low | 2041 | 4.886 | 43.9284 | 6.1169 | 50.8061 | 17.2449 | 6.8794 | 14.3932 | 165.2689 | 12.5008
Low | 2042 | 5.1214 | 45.8681 | 6.385 | 52.2618 | 17.9982 | 7.1303 | 15.066 | 171.9274 | 12.8848
Low | 2043 | 5.3541 | 47.8229 | 6.6539 | 53.69 | 18.6944 | 7.3505 | 15.7012 | 178.3711 | 13.2601
Low | 2044 | 5.5752 | 49.7835 | 6.9205 | 55.0796 | 19.3455 | 7.5429 | 16.2781 | 183.9514 | 13.627
Low | 2045 | 5.7937 | 51.7314 | 7.1854 | 56.4371 | 19.9595 | 7.7204 | 16.8074 | 189.0247 | 13.9814

## ElecDemand_EndUse
Electric Demand Technical Potential by End Use (MW) | [28 empty] | Electric Demand Economic Potential by End Use (MW) | [28 empty] | Electric Demand Achievable Potential by End Use (MW)
| 2019 | 2020 | 2021 | 2022 | 2023 | 2024 | 2025 | 2026 | 2027 | 2028 | 2029 | 2030 | 2031 | 2032 | 2033 | 2034 | 2035 | 2036 | 2037 | 2038 | 2039 | 2040 | 2041 | 2042 | 2043 | 2044 | 2045 | Figure 4‑6. EE Technical Potential, Winter Peak Demand Savings by End Use (MW, gross at generator) |  | 2019 | 2020 | 2021 | 2022 | 2023 | 2024 | 2025 | 2026 | 2027 | 2028 | 2029 | 2030 | 2031 | 2032 | 2033 | 2034 | 2035 | 2036 | 2037 | 2038 | 2039 | 2040 | 2041 | 2042 | 2043 | 2044 | 2045 | Figure 5‑8. EE Economic Potential, Winter Peak Demand Savings by End Use (MW, gross at generator) |  | 2019 | 2020 | 2021 | 2022 | 2023 | 2024 | 2025 | 2026 | 2027 | 2028 | 2029 | 2030 | 2031 | 2032 | 2033 | 2034 | 2035 | 2036 | 2037 | 2038 | 2039 | 2040 | 2041 | 2042 | 2043 | 2044 | 2045 | Figure 8‑12. EE Base Case Market Potential, Cumulative Winter Peak Demand Savings by End Use (MW, net at generator)
BNI Cooking and Laundry |  |  | 56.5445 | 56.7893 | 56.788 | 56.7995 | 56.6913 | 56.7073 | 56.6724 | 56.7509 | 56.3449 | 55.9715 | 55.5171 | 55.0788 | 54.5863 | 53.6277 | 52.6803 | 51.8259 | 51.6544 | 51.4702 | 51.3319 | 51.2315 | 50.4306 | 50.2823 | 50.1339 | 49.9854 | 49.8366 |  | BNI Cooking and Laundry |  |  | 30.0698 | 32.4196 | 40.3532 | 44.5404 | 45.368 | 45.4406 | 45.4621 | 45.5966 | 45.2909 | 45.0116 | 44.6599 | 44.3214 | 43.9333 | 43.1814 | 43.7225 | 43.0497 | 42.9312 | 42.8023 | 42.7118 | 42.6545 | 40.7947 | 40.7001 | 40.6055 | 40.5107 | 40.4157 |  | BNI Cooking and Laundry |  |  | 0.32363 | 0.70631 | 1.0775 | 1.4719 | 1.8597 | 2.2891 | 2.7206 | 3.4052 | 4.0143 | 4.6141 | 5.2201 | 5.83 | 6.4051 | 7.0324 | 7.6642 | 8.2978 | 8.9038 | 9.4968 | 10.0805 | 10.6201 | 11.1376 | 11.645 | 12.1345 | 12.6189 | 13.0939
BNI Domestic Hot Water (DHW) |  |  | 1.3513 | 1.2946 | 1.2957 | 1.2979 | 1.2977 | 1.3002 | 1.3024 | 1.3082 | 1.3003 | 1.2924 | 1.2784 | 1.2645 | 1.2499 | 1.2347 | 1.22 | 1.2068 | 1.2034 | 1.1996 | 1.1969 | 1.1951 | 1.1915 | 1.1882 | 1.1848 | 1.1815 | 1.1782 |  | BNI Domestic Hot Water (DHW) |  |  | 1.3513 | 1.2946 | 1.2957 | 1.2979 | 1.2977 | 1.3002 | 1.3024 | 1.3082 | 1.3003 | 1.2924 | 1.2784 | 1.2645 | 1.2499 | 1.2347 | 1.22 | 1.2068 | 1.2034 | 1.1996 | 1.1969 | 1.1951 | 1.1915 | 1.1882 | 1.1848 | 1.1815 | 1.1782 |  | BNI Domestic Hot Water (DHW) |  |  | 0.011379 | 0.023995 | 0.033757 | 0.043923 | 0.053269 | 0.063692 | 0.074204 | 0.08617 | 0.093547 | 0.10102 | 0.10845 | 0.11579 | 0.12305 | 0.12867 | 0.13583 | 0.14297 | 0.14928 | 0.15579 | 0.16271 | 0.17018 | 0.17698 | 0.18391 | 0.1906 | 0.19792 | 0.20521
BNI Electronics and Information Technology (IT) |  |  | 23.1608 | 23.045 | 22.9298 | 22.8151 | 22.7011 | 22.5876 | 22.4746 | 22.3622 | 22.1612 | 21.9726 | 21.7667 | 21.5666 | 21.3573 | 20.943 | 20.5323 | 20.1444 | 20.0255 | 19.9018 | 19.7932 | 19.6942 | 19.3183 | 19.2106 | 19.1028 | 18.995 | 18.8872 |  | BNI Electronics and Information Technology (IT) |  |  | 23.1608 | 23.045 | 22.9298 | 22.8151 | 22.7011 | 22.5876 | 22.4746 | 22.3622 | 22.1612 | 21.9726 | 21.7667 | 21.5666 | 21.3573 | 20.943 | 20.5323 | 20.1444 | 20.0255 | 19.9018 | 19.7932 | 19.6942 | 19.3183 | 19.2106 | 19.1028 | 18.995 | 18.8872 |  | BNI Electronics and Information Technology (IT) |  |  | 0.60091 | 1.1796 | 1.7369 | 2.2464 | 2.7657 | 3.2656 | 3.718 | 4.1517 | 4.5675 | 4.9659 | 5.3477 | 5.7133 | 6.0599 | 6.3281 | 6.6396 | 6.9393 | 7.1695 | 7.3912 | 7.6045 | 7.8063 | 8.0004 | 8.1872 | 8.3672 | 8.5406 | 8.7078
BNI Energy Management |  |  | 39.5358 | 40.0127 | 40.1674 | 40.3411 | 40.3636 | 40.5432 | 40.6593 | 40.9208 | 40.6844 | 40.4704 | 40.1677 | 39.8771 | 39.5323 | 38.9027 | 38.2825 | 37.7464 | 37.6914 | 37.6266 | 37.5993 | 37.607 | 37.1399 | 37.0979 | 37.0557 | 37.0134 | 36.9708 |  | BNI Energy Management |  |  | 39.5358 | 40.0127 | 40.1674 | 40.3411 | 40.3636 | 40.5432 | 40.6593 | 40.9208 | 40.6844 | 40.4704 | 40.1677 | 39.8771 | 39.5323 | 38.9027 | 38.2825 | 37.7464 | 37.6914 | 37.6266 | 37.5993 | 37.607 | 37.1399 | 37.0979 | 37.0557 | 37.0134 | 36.9708 |  | BNI Energy Management |  |  | 0.92682 | 1.7927 | 2.7029 | 3.6037 | 4.3087 | 5.0732 | 5.8097 | 6.6006 | 7.2376 | 7.8617 | 8.4441 | 9.0301 | 9.5779 | 10.1248 | 10.6544 | 11.1979 | 11.7506 | 12.2944 | 12.8342 | 13.368 | 13.8745 | 14.3727 | 14.862 | 15.3458 | 15.8217
BNI HVAC |  |  | 270.059 | 272.7702 | 273.5821 | 274.4891 | 274.4695 | 275.4025 | 275.9401 | 277.3462 | 275.6548 | 274.1259 | 272.0966 | 270.1507 | 267.8517 | 263.4285 | 259.0651 | 255.2556 | 254.7839 | 254.2476 | 253.9578 | 253.8908 | 250.4076 | 250.035 | 249.6614 | 249.2867 | 248.9111 |  | BNI HVAC |  |  | 270.059 | 272.7702 | 273.5821 | 274.4891 | 274.4695 | 275.4025 | 275.9401 | 277.3462 | 275.6548 | 274.1259 | 272.0966 | 270.1507 | 267.8517 | 263.4285 | 259.0651 | 255.2556 | 254.7839 | 254.2476 | 253.9578 | 253.8908 | 250.4076 | 250.035 | 249.6614 | 249.2867 | 248.9111 |  | BNI HVAC |  |  | 1.055 | 2.4472 | 3.5621 | 4.7336 | 5.8333 | 7.2194 | 8.5936 | 10.2687 | 11.4815 | 12.7162 | 13.8678 | 15.0002 | 16.0475 | 17.142 | 18.2398 | 19.4286 | 20.5621 | 21.8197 | 23.1063 | 24.2605 | 25.3788 | 26.4921 | 27.6072 | 28.6786 | 29.7725
BNI Lighting |  |  | 176.2916 | 179.2243 | 180.3715 | 181.6061 | 181.9512 | 183.1764 | 184.0338 | 185.6934 | 184.7677 | 183.9355 | 182.7031 | 181.5293 | 180.0641 | 177.2789 | 174.5267 | 172.1994 | 172.0933 | 171.9429 | 171.9691 | 172.1648 | 170.0914 | 170.043 | 169.9938 | 169.9438 | 169.893 |  | BNI Lighting |  |  | 175.234 | 177.1354 | 177.7377 | 178.4048 | 178.438 | 179.1224 | 179.5361 | 180.5436 | 179.469 | 178.5004 | 177.2526 | 176.0027 | 174.8496 | 172.0116 | 169.188 | 166.7349 | 166.4603 | 166.1434 | 165.9894 | 165.9841 | 163.7499 | 163.5387 | 163.3268 | 163.1142 | 162.9009 |  | BNI Lighting |  |  | 4.3728 | 9.2247 | 13.4274 | 17.6083 | 21.3575 | 25.5498 | 29.5148 | 33.7831 | 36.9639 | 40.0794 | 42.7282 | 45.4311 | 47.6098 | 49.8339 | 51.9264 | 54.0302 | 56.0922 | 58.1506 | 60.1085 | 61.9716 | 63.8003 | 65.475 | 67.134 | 68.7822 | 70.3445
BNI Other |  |  | 55.7536 | 56.5214 | 56.8203 | 57.1325 | 57.1932 | 57.5066 | 57.7067 | 58.1278 | 57.8133 | 57.5403 | 57.1881 | 56.8556 | 56.4292 | 55.4865 | 54.5556 | 53.7636 | 53.7245 | 53.6721 | 53.6745 | 53.7282 | 52.9305 | 52.9129 | 52.8952 | 52.8773 | 52.8592 |  | BNI Other |  |  | 55.7536 | 56.5214 | 56.8203 | 57.1325 | 57.1932 | 57.5066 | 57.7067 | 58.1278 | 57.8133 | 57.5403 | 57.1881 | 56.8556 | 56.4292 | 55.4865 | 54.5556 | 53.7636 | 53.7245 | 53.6721 | 53.6745 | 53.7282 | 52.9305 | 52.9129 | 52.8952 | 52.8773 | 52.8592 |  | BNI Other |  |  | 1.0612 | 2.3226 | 3.5223 | 4.7802 | 5.9912 | 7.3282 | 8.6481 | 10.0792 | 11.3003 | 12.519 | 13.6832 | 14.8335 | 15.915 | 16.8449 | 17.9049 | 18.9697 | 19.8812 | 20.781 | 21.6619 | 22.5277 | 23.3223 | 24.0946 | 24.8344 | 25.5785 | 26.3015
BNI Process |  |  | 55.0741 | 55.8983 | 56.4015 | 56.862 | 57.0892 | 57.4503 | 57.7829 | 58.2621 | 58.2076 | 58.1747 | 57.9854 | 57.808 | 57.5096 | 57.1272 | 56.757 | 56.5458 | 56.6756 | 56.8015 | 56.9635 | 57.158 | 57.0134 | 57.1313 | 57.2496 | 57.3683 | 57.4874 |  | BNI Process |  |  | 41.443 | 42.2082 | 42.6882 | 43.1306 | 43.3664 | 43.7212 | 44.0501 | 44.5091 | 44.7916 | 44.7936 | 46.4286 | 46.4208 | 46.1701 | 45.8241 | 45.4892 | 45.2999 | 45.4445 | 45.5847 | 45.7592 | 45.9646 | 45.8366 | 45.9708 | 46.1053 | 46.2399 | 46.3746 |  | BNI Process |  |  | 0.33257 | 0.76605 | 1.2375 | 1.725 | 2.2349 | 2.804 | 3.3889 | 4.0325 | 4.6083 | 5.2083 | 5.7898 | 6.3712 | 6.9259 | 7.4782 | 8.0631 | 8.6882 | 9.2988 | 9.9101 | 10.5307 | 11.1582 | 11.7572 | 12.3525 | 12.9406 | 13.5328 | 14.1203
BNI Refrigeration |  |  | 32.4744 | 26.5171 | 26.6116 | 26.716 | 26.7237 | 26.8307 | 26.8964 | 27.0525 | 26.8935 | 26.7503 | 26.5564 | 26.3707 | 26.149 | 25.7235 | 25.3039 | 24.9401 | 24.9011 | 24.8558 | 24.8349 | 24.8364 | 24.5056 | 24.4759 | 24.4462 | 24.4164 | 24.3865 |  | BNI Refrigeration |  |  | 30.6446 | 25.0606 | 25.1624 | 25.274 | 25.2889 | 25.4031 | 25.4759 | 25.6392 | 25.4928 | 25.3615 | 25.1807 | 25.0077 | 24.7992 | 24.3999 | 24.0062 | 23.6669 | 23.6354 | 23.598 | 23.5839 | 23.5917 | 23.2846 | 23.2618 | 23.2389 | 23.2159 | 23.1928 |  | BNI Refrigeration |  |  | 0.46189 | 0.88832 | 1.2948 | 1.7227 | 2.1461 | 2.5993 | 3.0465 | 3.5279 | 3.9084 | 4.3225 | 4.7127 | 5.074 | 5.4177 | 5.7396 | 6.0652 | 6.3951 | 6.7191 | 7.0343 | 7.3518 | 7.6648 | 7.9617 | 8.2531 | 8.5384 | 8.8188 | 9.0937
Res Domestic Hot Water (DHW) |  |  | 124.7235 | 125.1579 | 125.5957 | 125.582 | 126.0235 | 126.4683 | 126.916 | 127.3671 | 127.8213 | 128.2783 | 128.7389 | 129.2027 | 129.6697 | 130.1399 | 130.6133 | 131.0899 | 131.57 | 132.053 | 132.5397 | 133.0293 | 133.5086 | 133.9994 | 134.4906 | 134.9822 | 135.4743 |  | Res Domestic Hot Water (DHW) |  |  | 101.6629 | 101.9817 | 102.3033 | 102.6273 | 102.9539 | 103.2832 | 103.6148 | 103.9492 | 104.2861 | 104.6254 | 104.9675 | 105.3122 | 105.6596 | 106.0096 | 106.3622 | 106.7174 | 107.0754 | 107.4358 | 107.7993 | 108.165 | 108.5229 | 108.8898 | 109.2571 | 109.6249 | 109.993 |  | Res Domestic Hot Water (DHW) |  |  | 0.625 | 1.3095 | 2.0527 | 2.8513 | 3.6997 | 4.5792 | 5.4999 | 6.4389 | 7.3023 | 8.2239 | 9.1212 | 9.9063 | 10.6377 | 11.3027 | 11.9082 | 12.4474 | 12.9157 | 13.3222 | 13.6636 | 13.9637 | 14.2201 | 14.4301 | 14.6087 | 14.7614 | 14.8931
Res Heating, Ventilation and Air-Conditioning |  |  | 1007.3031 | 1013.8189 | 1020.3624 | 1026.929 | 1033.0655 | 1039.2297 | 1045.4171 | 1051.6322 | 1057.8728 | 1063.2251 | 1068.607 | 1074.0142 | 1079.449 | 1084.9091 | 1089.4836 | 1094.0834 | 1098.7122 | 1103.3643 | 1108.0473 | 1112.7535 | 1117.3676 | 1122.0803 | 1126.7946 | 1131.5109 | 1136.2288 |  | Res Heating, Ventilation and Air-Conditioning |  |  | 1006.5341 | 1012.8767 | 1019.2472 | 1025.6406 | 1031.6039 | 1037.595 | 1043.6091 | 1049.651 | 1055.7183 | 1060.8972 | 1066.1057 | 1071.3395 | 1076.6006 | 1081.8872 | 1086.2881 | 1090.7141 | 1095.169 | 1099.6472 | 1104.1562 | 1108.6884 | 1113.1306 | 1117.6699 | 1122.2113 | 1126.7549 | 1131.3007 |  | Res Heating, Ventilation and Air-Conditioning |  |  | 6.3924 | 13.3062 | 20.656 | 28.4383 | 35.371 | 42.3381 | 49.5742 | 56.9772 | 64.4206 | 71.7271 | 78.9055 | 85.8956 | 92.6094 | 98.9814 | 104.9474 | 110.5396 | 115.4969 | 120.0876 | 123.4716 | 126.859 | 129.7748 | 131.5327 | 132.9807 | 134.0275 | 134.6623
Res Lighting |  |  | 81.7696 | 81.0653 | 80.363 | 50.1926 | 49.4485 | 48.7054 | 47.9634 | 47.8015 | 47.6408 | 47.4813 | 47.323 | 47.1658 | 47.0098 | 46.8549 | 46.7013 | 46.5487 | 46.3973 | 46.2471 | 46.098 | 45.95 | 45.8023 | 45.6562 | 45.511 | 45.3668 | 45.2235 |  | Res Lighting |  |  | 78.1841 | 78.0501 | 77.9181 | 46.4181 | 46.2412 | 46.0655 | 45.8909 | 45.7175 | 45.5452 | 45.374 | 45.2039 | 45.035 | 44.8672 | 44.7005 | 44.5349 | 44.3703 | 44.2069 | 44.0446 | 43.8834 | 43.7233 | 43.5635 | 43.4053 | 43.248 | 43.0916 | 42.9361 |  | Res Lighting |  |  | 4.2401 | 8.581 | 12.9886 | 15.8375 | 18.6996 | 21.5253 | 24.265 | 26.8733 | 29.3122 | 31.5534 | 33.5797 | 35.3848 | 36.9718 | 38.3513 | 39.5394 | 40.5549 | 41.4184 | 42.15 | 42.7687 | 43.292 | 43.7348 | 43.82 | 44.1116 | 43.8015 | 43.7445
Res Other |  |  | 225.7323 | 225.7424 | 225.7584 | 225.7798 | 225.8068 | 225.8397 | 225.878 | 225.9221 | 225.9718 | 226.0268 | 226.0878 | 226.1544 | 226.2268 | 226.3047 | 226.3883 | 226.4774 | 226.5725 | 226.6727 | 226.7792 | 226.8908 | 226.9935 | 227.1106 | 227.2302 | 227.3524 | 227.477 |  | Res Other |  |  | 179.6147 | 179.6647 | 179.7194 | 179.7784 | 179.8419 | 179.91 | 179.9825 | 180.0595 | 180.1411 | 180.2268 | 180.3174 | 180.4124 | 180.512 | 187.3516 | 187.4986 | 187.6501 | 187.8067 | 187.9675 | 188.1335 | 188.3039 | 188.4658 | 188.6403 | 188.8167 | 188.995 | 189.1752 |  | Res Other |  |  | 1.722 | 3.9133 | 6.5161 | 9.483 | 12.7751 | 16.1878 | 20.0308 | 23.965 | 27.9657 | 32.066 | 36.1854 | 40.3491 | 44.4679 | 48.4489 | 52.3393 | 56.0531 | 59.5281 | 62.7762 | 65.7824 | 68.5399 | 71.0463 | 73.3142 | 75.3534 | 77.1803 | 78.8133
Res Refrigeration |  |  | 30.4415 | 30.3203 | 30.1999 | 30.0802 | 29.9613 | 29.8432 | 29.7258 | 29.6091 | 29.4932 | 29.378 | 29.2636 | 29.1499 | 29.0369 | 28.9246 | 28.8131 | 28.7023 | 28.5923 | 28.4829 | 28.3743 | 28.2663 | 28.1587 | 28.052 | 27.946 | 27.8405 | 27.7357 |  | Res Refrigeration |  |  | 30.4415 | 30.3203 | 30.1999 | 30.0802 | 29.9613 | 29.8432 | 29.7258 | 29.6091 | 29.4932 | 29.378 | 29.2636 | 29.1499 | 29.0369 | 28.9246 | 28.8131 | 28.7023 | 28.5923 | 28.4829 | 28.3743 | 28.2663 | 28.1587 | 28.052 | 27.946 | 27.8405 | 27.7357 |  | Res Refrigeration |  |  | 0.77725 | 1.6117 | 2.4932 | 3.4092 | 4.3447 | 5.2839 | 6.1057 | 7.0061 | 7.8672 | 8.5671 | 9.194 | 9.7682 | 10.2787 | 10.7153 | 11.0938 | 11.4192 | 11.6971 | 11.9341 | 12.1359 | 12.3081 | 12.4553 | 12.5823 | 12.6924 | 12.7887 | 12.8738
Savings Potential (MW) | [28 empty] | Savings Potential (MW) | [28 empty] | Savings Potential (MW)
Residential Electric Demand Technical Potential by End Use (MW) | [28 empty] | Residential Electric Demand Economic Potential by End Use (MW) | [28 empty] | Residential Electric Demand Achievable Potential by End Use (MW)
| 2019 | 2020 | 2021 | 2022 | 2023 | 2024 | 2025 | 2026 | 2027 | 2028 | 2029 | 2030 | 2031 | 2032 | 2033 | 2034 | 2035 | 2036 | 2037 | 2038 | 2039 | 2040 | 2041 | 2042 | 2043 | 2044 | 2045 |  |  | 2019 | 2020 | 2021 | 2022 | 2023 | 2024 | 2025 | 2026 | 2027 | 2028 | 2029 | 2030 | 2031 | 2032 | 2033 | 2034 | 2035 | 2036 | 2037 | 2038 | 2039 | 2040 | 2041 | 2042 | 2043 | 2044 | 2045 |  |  | 2019 | 2020 | 2021 | 2022 | 2023 | 2024 | 2025 | 2026 | 2027 | 2028 | 2029 | 2030 | 2031 | 2032 | 2033 | 2034 | 2035 | 2036 | 2037 | 2038 | 2039 | 2040 | 2041 | 2042 | 2043 | 2044 | 2045
BNI Cooking and Laundry | [28 empty] | BNI Cooking and Laundry | [28 empty] | BNI Cooking and Laundry
BNI Domestic Hot Water (DHW) | [28 empty] | BNI Domestic Hot Water (DHW) | [28 empty] | BNI Domestic Hot Water (DHW)
BNI Electronics and Information Technology (IT) | [28 empty] | BNI Electronics and Information Technology (IT) | [28 empty] | BNI Electronics and Information Technology (IT)
BNI Energy Management | [28 empty] | BNI Energy Management | [28 empty] | BNI Energy Management
BNI HVAC | [28 empty] | BNI HVAC | [28 empty] | BNI HVAC
BNI Lighting | [28 empty] | BNI Lighting | [28 empty] | BNI Lighting
BNI Other | [28 empty] | BNI Other | [28 empty] | BNI Other
BNI Process | [28 empty] | BNI Process | [28 empty] | BNI Process
BNI Refrigeration | [28 empty] | BNI Refrigeration | [28 empty] | BNI Refrigeration
Res Domestic Hot Water (DHW) |  |  | 124.7235 | 125.1579 | 125.5957 | 125.582 | 126.0235 | 126.4683 | 126.916 | 127.3671 | 127.8213 | 128.2783 | 128.7389 | 129.2027 | 129.6697 | 130.1399 | 130.6133 | 131.0899 | 131.57 | 132.053 | 132.5397 | 133.0293 | 133.5086 | 133.9994 | 134.4906 | 134.9822 | 135.4743 |  | Res Domestic Hot Water (DHW) |  |  | 101.6629 | 101.9817 | 102.3033 | 102.6273 | 102.9539 | 103.2832 | 103.6148 | 103.9492 | 104.2861 | 104.6254 | 104.9675 | 105.3122 | 105.6596 | 106.0096 | 106.3622 | 106.7174 | 107.0754 | 107.4358 | 107.7993 | 108.165 | 108.5229 | 108.8898 | 109.2571 | 109.6249 | 109.993 |  | Res Domestic Hot Water (DHW) |  |  | 0.625 | 1.3095 | 2.0527 | 2.8513 | 3.6997 | 4.5792 | 5.4999 | 6.4389 | 7.3023 | 8.2239 | 9.1212 | 9.9063 | 10.6377 | 11.3027 | 11.9082 | 12.4474 | 12.9157 | 13.3222 | 13.6636 | 13.9637 | 14.2201 | 14.4301 | 14.6087 | 14.7614 | 14.8931
Res Heating, Ventilation and Air-Conditioning |  |  | 1007.3031 | 1013.8189 | 1020.3624 | 1026.929 | 1033.0655 | 1039.2297 | 1045.4171 | 1051.6322 | 1057.8728 | 1063.2251 | 1068.607 | 1074.0142 | 1079.449 | 1084.9091 | 1089.4836 | 1094.0834 | 1098.7122 | 1103.3643 | 1108.0473 | 1112.7535 | 1117.3676 | 1122.0803 | 1126.7946 | 1131.5109 | 1136.2288 |  | Res Heating, Ventilation and Air-Conditioning |  |  | 1006.5341 | 1012.8767 | 1019.2472 | 1025.6406 | 1031.6039 | 1037.595 | 1043.6091 | 1049.651 | 1055.7183 | 1060.8972 | 1066.1057 | 1071.3395 | 1076.6006 | 1081.8872 | 1086.2881 | 1090.7141 | 1095.169 | 1099.6472 | 1104.1562 | 1108.6884 | 1113.1306 | 1117.6699 | 1122.2113 | 1126.7549 | 1131.3007 |  | Res Heating, Ventilation and Air-Conditioning |  |  | 6.3924 | 13.3062 | 20.656 | 28.4383 | 35.371 | 42.3381 | 49.5742 | 56.9772 | 64.4206 | 71.7271 | 78.9055 | 85.8956 | 92.6094 | 98.9814 | 104.9474 | 110.5396 | 115.4969 | 120.0876 | 123.4716 | 126.859 | 129.7748 | 131.5327 | 132.9807 | 134.0275 | 134.6623
Res Lighting |  |  | 81.7696 | 81.0653 | 80.363 | 50.1926 | 49.4485 | 48.7054 | 47.9634 | 47.8015 | 47.6408 | 47.4813 | 47.323 | 47.1658 | 47.0098 | 46.8549 | 46.7013 | 46.5487 | 46.3973 | 46.2471 | 46.098 | 45.95 | 45.8023 | 45.6562 | 45.511 | 45.3668 | 45.2235 |  | Res Lighting |  |  | 78.1841 | 78.0501 | 77.9181 | 46.4181 | 46.2412 | 46.0655 | 45.8909 | 45.7175 | 45.5452 | 45.374 | 45.2039 | 45.035 | 44.8672 | 44.7005 | 44.5349 | 44.3703 | 44.2069 | 44.0446 | 43.8834 | 43.7233 | 43.5635 | 43.4053 | 43.248 | 43.0916 | 42.9361 |  | Res Lighting |  |  | 4.2401 | 8.581 | 12.9886 | 15.8375 | 18.6996 | 21.5253 | 24.265 | 26.8733 | 29.3122 | 31.5534 | 33.5797 | 35.3848 | 36.9718 | 38.3513 | 39.5394 | 40.5549 | 41.4184 | 42.15 | 42.7687 | 43.292 | 43.7348 | 43.82 | 44.1116 | 43.8015 | 43.7445
Res Other |  |  | 225.7323 | 225.7424 | 225.7584 | 225.7798 | 225.8068 | 225.8397 | 225.878 | 225.9221 | 225.9718 | 226.0268 | 226.0878 | 226.1544 | 226.2268 | 226.3047 | 226.3883 | 226.4774 | 226.5725 | 226.6727 | 226.7792 | 226.8908 | 226.9935 | 227.1106 | 227.2302 | 227.3524 | 227.477 |  | Res Other |  |  | 179.6147 | 179.6647 | 179.7194 | 179.7784 | 179.8419 | 179.91 | 179.9825 | 180.0595 | 180.1411 | 180.2268 | 180.3174 | 180.4124 | 180.512 | 187.3516 | 187.4986 | 187.6501 | 187.8067 | 187.9675 | 188.1335 | 188.3039 | 188.4658 | 188.6403 | 188.8167 | 188.995 | 189.1752 |  | Res Other |  |  | 1.722 | 3.9133 | 6.5161 | 9.483 | 12.7751 | 16.1878 | 20.0308 | 23.965 | 27.9657 | 32.066 | 36.1854 | 40.3491 | 44.4679 | 48.4489 | 52.3393 | 56.0531 | 59.5281 | 62.7762 | 65.7824 | 68.5399 | 71.0463 | 73.3142 | 75.3534 | 77.1803 | 78.8133
Res Refrigeration |  |  | 30.4415 | 30.3203 | 30.1999 | 30.0802 | 29.9613 | 29.8432 | 29.7258 | 29.6091 | 29.4932 | 29.378 | 29.2636 | 29.1499 | 29.0369 | 28.9246 | 28.8131 | 28.7023 | 28.5923 | 28.4829 | 28.3743 | 28.2663 | 28.1587 | 28.052 | 27.946 | 27.8405 | 27.7357 |  | Res Refrigeration |  |  | 30.4415 | 30.3203 | 30.1999 | 30.0802 | 29.9613 | 29.8432 | 29.7258 | 29.6091 | 29.4932 | 29.378 | 29.2636 | 29.1499 | 29.0369 | 28.9246 | 28.8131 | 28.7023 | 28.5923 | 28.4829 | 28.3743 | 28.2663 | 28.1587 | 28.052 | 27.946 | 27.8405 | 27.7357 |  | Res Refrigeration |  |  | 0.77725 | 1.6117 | 2.4932 | 3.4092 | 4.3447 | 5.2839 | 6.1057 | 7.0061 | 7.8672 | 8.5671 | 9.194 | 9.7682 | 10.2787 | 10.7153 | 11.0938 | 11.4192 | 11.6971 | 11.9341 | 12.1359 | 12.3081 | 12.4553 | 12.5823 | 12.6924 | 12.7887 | 12.8738
Savings Potential (MW) | [28 empty] | Savings Potential (MW) | [28 empty] | Savings Potential (MW)
BNI Electric Demand Technical Potential by End Use (MW) | [28 empty] | BNI Electric Demand Economic Potential by End Use (MW) | [28 empty] | BNI Electric Demand Achievable Potential by End Use (MW)
| 2019 | 2020 | 2021 | 2022 | 2023 | 2024 | 2025 | 2026 | 2027 | 2028 | 2029 | 2030 | 2031 | 2032 | 2033 | 2034 | 2035 | 2036 | 2037 | 2038 | 2039 | 2040 | 2041 | 2042 | 2043 | 2044 | 2045 |  |  | 2019 | 2020 | 2021 | 2022 | 2023 | 2024 | 2025 | 2026 | 2027 | 2028 | 2029 | 2030 | 2031 | 2032 | 2033 | 2034 | 2035 | 2036 | 2037 | 2038 | 2039 | 2040 | 2041 | 2042 | 2043 | 2044 | 2045 |  |  | 2019 | 2020 | 2021 | 2022 | 2023 | 2024 | 2025 | 2026 | 2027 | 2028 | 2029 | 2030 | 2031 | 2032 | 2033 | 2034 | 2035 | 2036 | 2037 | 2038 | 2039 | 2040 | 2041 | 2042 | 2043 | 2044 | 2045
BNI Cooking and Laundry |  |  | 56.5445 | 56.7893 | 56.788 | 56.7995 | 56.6913 | 56.7073 | 56.6724 | 56.7509 | 56.3449 | 55.9715 | 55.5171 | 55.0788 | 54.5863 | 53.6277 | 52.6803 | 51.8259 | 51.6544 | 51.4702 | 51.3319 | 51.2315 | 50.4306 | 50.2823 | 50.1339 | 49.9854 | 49.8366 |  | BNI Cooking and Laundry |  |  | 30.0698 | 32.4196 | 40.3532 | 44.5404 | 45.368 | 45.4406 | 45.4621 | 45.5966 | 45.2909 | 45.0116 | 44.6599 | 44.3214 | 43.9333 | 43.1814 | 43.7225 | 43.0497 | 42.9312 | 42.8023 | 42.7118 | 42.6545 | 40.7947 | 40.7001 | 40.6055 | 40.5107 | 40.4157 |  | BNI Cooking and Laundry |  |  | 0.32363 | 0.70631 | 1.0775 | 1.4719 | 1.8597 | 2.2891 | 2.7206 | 3.4052 | 4.0143 | 4.6141 | 5.2201 | 5.83 | 6.4051 | 7.0324 | 7.6642 | 8.2978 | 8.9038 | 9.4968 | 10.0805 | 10.6201 | 11.1376 | 11.645 | 12.1345 | 12.6189 | 13.0939
BNI Domestic Hot Water (DHW) |  |  | 1.3513 | 1.2946 | 1.2957 | 1.2979 | 1.2977 | 1.3002 | 1.3024 | 1.3082 | 1.3003 | 1.2924 | 1.2784 | 1.2645 | 1.2499 | 1.2347 | 1.22 | 1.2068 | 1.2034 | 1.1996 | 1.1969 | 1.1951 | 1.1915 | 1.1882 | 1.1848 | 1.1815 | 1.1782 |  | BNI Domestic Hot Water (DHW) |  |  | 1.3513 | 1.2946 | 1.2957 | 1.2979 | 1.2977 | 1.3002 | 1.3024 | 1.3082 | 1.3003 | 1.2924 | 1.2784 | 1.2645 | 1.2499 | 1.2347 | 1.22 | 1.2068 | 1.2034 | 1.1996 | 1.1969 | 1.1951 | 1.1915 | 1.1882 | 1.1848 | 1.1815 | 1.1782 |  | BNI Domestic Hot Water (DHW) |  |  | 0.011379 | 0.023995 | 0.033757 | 0.043923 | 0.053269 | 0.063692 | 0.074204 | 0.08617 | 0.093547 | 0.10102 | 0.10845 | 0.11579 | 0.12305 | 0.12867 | 0.13583 | 0.14297 | 0.14928 | 0.15579 | 0.16271 | 0.17018 | 0.17698 | 0.18391 | 0.1906 | 0.19792 | 0.20521
BNI Electronics and Information Technology (IT) |  |  | 23.1608 | 23.045 | 22.9298 | 22.8151 | 22.7011 | 22.5876 | 22.4746 | 22.3622 | 22.1612 | 21.9726 | 21.7667 | 21.5666 | 21.3573 | 20.943 | 20.5323 | 20.1444 | 20.0255 | 19.9018 | 19.7932 | 19.6942 | 19.3183 | 19.2106 | 19.1028 | 18.995 | 18.8872 |  | BNI Electronics and Information Technology (IT) |  |  | 23.1608 | 23.045 | 22.9298 | 22.8151 | 22.7011 | 22.5876 | 22.4746 | 22.3622 | 22.1612 | 21.9726 | 21.7667 | 21.5666 | 21.3573 | 20.943 | 20.5323 | 20.1444 | 20.0255 | 19.9018 | 19.7932 | 19.6942 | 19.3183 | 19.2106 | 19.1028 | 18.995 | 18.8872 |  | BNI Electronics and Information Technology (IT) |  |  | 0.60091 | 1.1796 | 1.7369 | 2.2464 | 2.7657 | 3.2656 | 3.718 | 4.1517 | 4.5675 | 4.9659 | 5.3477 | 5.7133 | 6.0599 | 6.3281 | 6.6396 | 6.9393 | 7.1695 | 7.3912 | 7.6045 | 7.8063 | 8.0004 | 8.1872 | 8.3672 | 8.5406 | 8.7078
BNI Energy Management |  |  | 39.5358 | 40.0127 | 40.1674 | 40.3411 | 40.3636 | 40.5432 | 40.6593 | 40.9208 | 40.6844 | 40.4704 | 40.1677 | 39.8771 | 39.5323 | 38.9027 | 38.2825 | 37.7464 | 37.6914 | 37.6266 | 37.5993 | 37.607 | 37.1399 | 37.0979 | 37.0557 | 37.0134 | 36.9708 |  | BNI Energy Management |  |  | 39.5358 | 40.0127 | 40.1674 | 40.3411 | 40.3636 | 40.5432 | 40.6593 | 40.9208 | 40.6844 | 40.4704 | 40.1677 | 39.8771 | 39.5323 | 38.9027 | 38.2825 | 37.7464 | 37.6914 | 37.6266 | 37.5993 | 37.607 | 37.1399 | 37.0979 | 37.0557 | 37.0134 | 36.9708 |  | BNI Energy Management |  |  | 0.92682 | 1.7927 | 2.7029 | 3.6037 | 4.3087 | 5.0732 | 5.8097 | 6.6006 | 7.2376 | 7.8617 | 8.4441 | 9.0301 | 9.5779 | 10.1248 | 10.6544 | 11.1979 | 11.7506 | 12.2944 | 12.8342 | 13.368 | 13.8745 | 14.3727 | 14.862 | 15.3458 | 15.8217
BNI HVAC |  |  | 270.059 | 272.7702 | 273.5821 | 274.4891 | 274.4695 | 275.4025 | 275.9401 | 277.3462 | 275.6548 | 274.1259 | 272.0966 | 270.1507 | 267.8517 | 263.4285 | 259.0651 | 255.2556 | 254.7839 | 254.2476 | 253.9578 | 253.8908 | 250.4076 | 250.035 | 249.6614 | 249.2867 | 248.9111 |  | BNI HVAC |  |  | 270.059 | 272.7702 | 273.5821 | 274.4891 | 274.4695 | 275.4025 | 275.9401 | 277.3462 | 275.6548 | 274.1259 | 272.0966 | 270.1507 | 267.8517 | 263.4285 | 259.0651 | 255.2556 | 254.7839 | 254.2476 | 253.9578 | 253.8908 | 250.4076 | 250.035 | 249.6614 | 249.2867 | 248.9111 |  | BNI HVAC |  |  | 1.055 | 2.4472 | 3.5621 | 4.7336 | 5.8333 | 7.2194 | 8.5936 | 10.2687 | 11.4815 | 12.7162 | 13.8678 | 15.0002 | 16.0475 | 17.142 | 18.2398 | 19.4286 | 20.5621 | 21.8197 | 23.1063 | 24.2605 | 25.3788 | 26.4921 | 27.6072 | 28.6786 | 29.7725
BNI Lighting |  |  | 176.2916 | 179.2243 | 180.3715 | 181.6061 | 181.9512 | 183.1764 | 184.0338 | 185.6934 | 184.7677 | 183.9355 | 182.7031 | 181.5293 | 180.0641 | 177.2789 | 174.5267 | 172.1994 | 172.0933 | 171.9429 | 171.9691 | 172.1648 | 170.0914 | 170.043 | 169.9938 | 169.9438 | 169.893 |  | BNI Lighting |  |  | 175.234 | 177.1354 | 177.7377 | 178.4048 | 178.438 | 179.1224 | 179.5361 | 180.5436 | 179.469 | 178.5004 | 177.2526 | 176.0027 | 174.8496 | 172.0116 | 169.188 | 166.7349 | 166.4603 | 166.1434 | 165.9894 | 165.9841 | 163.7499 | 163.5387 | 163.3268 | 163.1142 | 162.9009 |  | BNI Lighting |  |  | 4.3728 | 9.2247 | 13.4274 | 17.6083 | 21.3575 | 25.5498 | 29.5148 | 33.7831 | 36.9639 | 40.0794 | 42.7282 | 45.4311 | 47.6098 | 49.8339 | 51.9264 | 54.0302 | 56.0922 | 58.1506 | 60.1085 | 61.9716 | 63.8003 | 65.475 | 67.134 | 68.7822 | 70.3445
BNI Other |  |  | 55.7536 | 56.5214 | 56.8203 | 57.1325 | 57.1932 | 57.5066 | 57.7067 | 58.1278 | 57.8133 | 57.5403 | 57.1881 | 56.8556 | 56.4292 | 55.4865 | 54.5556 | 53.7636 | 53.7245 | 53.6721 | 53.6745 | 53.7282 | 52.9305 | 52.9129 | 52.8952 | 52.8773 | 52.8592 |  | BNI Other |  |  | 55.7536 | 56.5214 | 56.8203 | 57.1325 | 57.1932 | 57.5066 | 57.7067 | 58.1278 | 57.8133 | 57.5403 | 57.1881 | 56.8556 | 56.4292 | 55.4865 | 54.5556 | 53.7636 | 53.7245 | 53.6721 | 53.6745 | 53.7282 | 52.9305 | 52.9129 | 52.8952 | 52.8773 | 52.8592 |  | BNI Other |  |  | 1.0612 | 2.3226 | 3.5223 | 4.7802 | 5.9912 | 7.3282 | 8.6481 | 10.0792 | 11.3003 | 12.519 | 13.6832 | 14.8335 | 15.915 | 16.8449 | 17.9049 | 18.9697 | 19.8812 | 20.781 | 21.6619 | 22.5277 | 23.3223 | 24.0946 | 24.8344 | 25.5785 | 26.3015
BNI Process |  |  | 55.0741 | 55.8983 | 56.4015 | 56.862 | 57.0892 | 57.4503 | 57.7829 | 58.2621 | 58.2076 | 58.1747 | 57.9854 | 57.808 | 57.5096 | 57.1272 | 56.757 | 56.5458 | 56.6756 | 56.8015 | 56.9635 | 57.158 | 57.0134 | 57.1313 | 57.2496 | 57.3683 | 57.4874 |  | BNI Process |  |  | 41.443 | 42.2082 | 42.6882 | 43.1306 | 43.3664 | 43.7212 | 44.0501 | 44.5091 | 44.7916 | 44.7936 | 46.4286 | 46.4208 | 46.1701 | 45.8241 | 45.4892 | 45.2999 | 45.4445 | 45.5847 | 45.7592 | 45.9646 | 45.8366 | 45.9708 | 46.1053 | 46.2399 | 46.3746 |  | BNI Process |  |  | 0.33257 | 0.76605 | 1.2375 | 1.725 | 2.2349 | 2.804 | 3.3889 | 4.0325 | 4.6083 | 5.2083 | 5.7898 | 6.3712 | 6.9259 | 7.4782 | 8.0631 | 8.6882 | 9.2988 | 9.9101 | 10.5307 | 11.1582 | 11.7572 | 12.3525 | 12.9406 | 13.5328 | 14.1203
BNI Refrigeration |  |  | 32.4744 | 26.5171 | 26.6116 | 26.716 | 26.7237 | 26.8307 | 26.8964 | 27.0525 | 26.8935 | 26.7503 | 26.5564 | 26.3707 | 26.149 | 25.7235 | 25.3039 | 24.9401 | 24.9011 | 24.8558 | 24.8349 | 24.8364 | 24.5056 | 24.4759 | 24.4462 | 24.4164 | 24.3865 |  | BNI Refrigeration |  |  | 30.6446 | 25.0606 | 25.1624 | 25.274 | 25.2889 | 25.4031 | 25.4759 | 25.6392 | 25.4928 | 25.3615 | 25.1807 | 25.0077 | 24.7992 | 24.3999 | 24.0062 | 23.6669 | 23.6354 | 23.598 | 23.5839 | 23.5917 | 23.2846 | 23.2618 | 23.2389 | 23.2159 | 23.1928 |  | BNI Refrigeration |  |  | 0.46189 | 0.88832 | 1.2948 | 1.7227 | 2.1461 | 2.5993 | 3.0465 | 3.5279 | 3.9084 | 4.3225 | 4.7127 | 5.074 | 5.4177 | 5.7396 | 6.0652 | 6.3951 | 6.7191 | 7.0343 | 7.3518 | 7.6648 | 7.9617 | 8.2531 | 8.5384 | 8.8188 | 9.0937
Res Domestic Hot Water (DHW) | [28 empty] | Res Domestic Hot Water (DHW) | [28 empty] | Res Domestic Hot Water (DHW)
Res Heating, Ventilation and Air-Conditioning | [28 empty] | Res Heating, Ventilation and Air-Conditioning | [28 empty] | Res Heating, Ventilation and Air-Conditioning
Res Lighting | [28 empty] | Res Lighting | [28 empty] | Res Lighting
Res Other | [28 empty] | Res Other | [28 empty] | Res Other
Res Refrigeration | [28 empty] | Res Refrigeration | [28 empty] | Res Refrigeration
Savings Potential (MW) | [28 empty] | Savings Potential (MW) | [28 empty] | Savings Potential (MW)

## ElecDemand_Pct
Electric Demand Technical Potential by Sector as a Percent of Total Load (%) | [6 empty] | Electric Demand Potential by Potential Type as a Percent of Total Consumption (%)
| All | Residential | BNI |  | Figure 4‑4. EE Technical Potential, Winter Peak Demand Savings by Sector as a Percent of Sector Load (%) |  |  | Technical | Economic | Base | Max Achievable | Mid | Low | Figure ES-9. EE Technical and Economic Potential Winter Peak Demand Savings as a Percent of Total Load (%)
2019 | [6 empty] | 2019
2020 | [6 empty] | 2020
2021 | 97.2% | 101% | 90.11% |  |  |  | 2021 | 97.2% | 92.01% | 1.021% | 2.206% | 1.407% | 0.622% | Figure ES-10. EE Market Potential Winter Peak Demand Savings as a Percent of Total Load (%)
2022 | 97.38% | 101.4% | 90.04% |  |  |  | 2022 | 97.38% | 92.27% | 2.139% | 4.543% | 2.936% | 1.303% | Figure 8‑5. EE Market Potential, Cumulative Winter Peak Demand Savings, by Scenario, as a Percent of Load (%)
2023 | 97.7% | 101.5% | 90.59% |  |  |  | 2023 | 97.7% | 92.94% | 3.259% | 6.813% | 4.463% | 1.971%
2024 | 96.52% | 99.26% | 91.41% |  |  |  | 2024 | 96.52% | 91.88% | 4.344% | 8.93% | 5.932% | 2.606%
2025 | 96.8% | 99.5% | 91.72% |  |  |  | 2025 | 96.8% | 92.2% | 5.385% | 10.92% | 7.346% | 3.217%
2026 | 97.45% | 100.1% | 92.51% |  |  |  | 2026 | 97.45% | 92.83% | 6.497% | 12.8% | 8.798% | 3.893%
2027 | 98.01% | 100.5% | 93.32% |  |  |  | 2027 | 98.01% | 93.38% | 7.62% | 14.51% | 10.22% | 4.588%
2028 | 98.76% | 100.9% | 94.65% |  |  |  | 2028 | 98.76% | 94.07% | 8.811% | 16.17% | 11.67% | 5.344%
2029 | 99.35% | 101.7% | 94.87% |  |  |  | 2029 | 99.35% | 94.65% | 9.926% | 17.56% | 12.98% | 6.066%
2030 | 97.06% | 99.35% | 92.62% |  |  |  | 2030 | 97.06% | 92.45% | 10.72% | 18.3% | 13.81% | 6.617%
2031 | 96.46% | 98.79% | 91.93% |  |  |  | 2031 | 96.46% | 91.96% | 11.62% | 19.17% | 14.77% | 7.259%
2032 | 95.84% | 98.17% | 91.24% |  |  |  | 2032 | 95.84% | 91.36% | 12.48% | 19.92% | 15.63% | 7.912%
2033 | 95.18% | 97.53% | 90.49% |  |  |  | 2033 | 95.18% | 90.74% | 13.27% | 20.53% | 16.38% | 8.542%
2034 | 94.21% | 96.75% | 89.11% |  |  |  | 2034 | 94.21% | 90.1% | 14% | 21.03% | 17.03% | 9.155%
2035 | 93.51% | 96.17% | 88.08% |  |  |  | 2035 | 93.51% | 89.46% | 14.72% | 21.53% | 17.66% | 9.796%
2036 | 92.78% | 95.49% | 87.18% |  |  |  | 2036 | 92.78% | 88.76% | 15.39% | 21.98% | 18.23% | 10.43%
2037 | 92.5% | 95.08% | 87.12% |  |  |  | 2037 | 92.5% | 88.48% | 16.01% | 22.39% | 18.74% | 11.04%
2038 | 92.19% | 94.64% | 87.03% |  |  |  | 2038 | 92.19% | 88.18% | 16.58% | 22.76% | 19.2% | 11.63%
2039 | 91.88% | 94.19% | 86.98% |  |  |  | 2039 | 91.88% | 87.87% | 17.07% | 22.98% | 19.54% | 12.19%
2040 | 91.6% | 93.77% | 86.96% |  |  |  | 2040 | 91.6% | 87.6% | 17.53% | 23.27% | 19.89% | 12.72%
2041 | 90.96% | 93.35% | 85.82% |  |  |  | 2041 | 90.96% | 86.92% | 17.93% | 23.54% | 20.19% | 13.23%
2042 | 90.65% | 92.95% | 85.68% |  |  |  | 2042 | 90.65% | 86.62% | 18.25% | 23.64% | 20.39% | 13.67%
2043 | 90.42% | 92.63% | 85.61% |  |  |  | 2043 | 90.42% | 86.4% | 18.56% | 23.77% | 20.59% | 14.11%
2044 | 90.16% | 92.28% | 85.5% |  |  |  | 2044 | 90.16% | 86.14% | 18.8% | 23.85% | 20.72% | 14.49%
2045 | 89.87% | 91.91% | 85.36% |  |  |  | 2045 | 89.87% | 85.86% | 19.02% | 23.94% | 20.85% | 14.84%
Potential as % of Load | [6 empty] | Potential as % of Load
[9 empty] | 25-year average | 0.7607% | 0.9577% | 0.8342% | 0.5936%
Electric Demand Economic Potential by Sector as a Percent of Total Load (%)
| All | Residential | BNI |  | Figure 5‑6. EE Economic Potential, Winter Peak Demand Savings by Sector as a Percent of Load (%)
2019
2020
2021 | 92.01% | 95.99% | 84.65%
2022 | 92.27% | 96.34% | 84.78%
2023 | 92.94% | 96.55% | 86.26%
2024 | 91.88% | 94.22% | 87.51%
2025 | 92.2% | 94.49% | 87.89%
2026 | 92.83% | 95.07% | 88.6%
2027 | 93.38% | 95.51% | 89.34%
2028 | 94.07% | 95.91% | 90.56%
2029 | 94.65% | 96.66% | 90.79%
2030 | 92.45% | 94.44% | 88.61%
2031 | 91.96% | 93.9% | 88.17%
2032 | 91.36% | 93.32% | 87.51%
2033 | 90.74% | 92.71% | 86.82%
2034 | 90.1% | 92.39% | 85.47%
2035 | 89.46% | 91.84% | 84.62%
2036 | 88.76% | 91.19% | 83.72%
2037 | 88.48% | 90.79% | 83.64%
2038 | 88.18% | 90.38% | 83.54%
2039 | 87.87% | 89.94% | 83.48%
2040 | 87.6% | 89.54% | 83.44%
2041 | 86.92% | 89.14% | 82.15%
2042 | 86.62% | 88.76% | 82%
2043 | 86.4% | 88.45% | 81.92%
2044 | 86.14% | 88.11% | 81.8%
2045 | 85.86% | 87.76% | 81.65%
Potential as % of Load
Res Electric Demand Achievable Potential by Scenario as a Percent of Total Consumption (%)
| Max Achievable | Mid | Base | Low
2019
2020
2021 | 2.38% | 1.377% | 0.9456% | 0.5059% |  | Res Electric Demand Achievable Potential by Scenario as a Percent of Total Consumption (%)
2022 | 4.849% | 2.857% | 1.972% | 1.055%
2023 | 7.3% | 4.399% | 3.062% | 1.642%
2024 | 9.482% | 5.832% | 4.084% | 2.171%
2025 | 11.56% | 7.237% | 5.089% | 2.706%
2026 | 13.36% | 8.606% | 6.121% | 3.285%
2027 | 14.92% | 9.943% | 7.181% | 3.903%
2028 | 16.25% | 11.22% | 8.254% | 4.555%
2029 | 17.42% | 12.44% | 9.349% | 5.255%
2030 | 17.86% | 13.17% | 10.11% | 5.808%
2031 | 18.41% | 14.01% | 11% | 6.462%
2032 | 18.82% | 14.72% | 11.82% | 7.131%
2033 | 19.09% | 15.32% | 12.58% | 7.798%
2034 | 19.22% | 15.78% | 13.25% | 8.444%
2035 | 19.31% | 16.19% | 13.89% | 9.105%
2036 | 19.33% | 16.5% | 14.45% | 9.741%
2037 | 19.36% | 16.77% | 14.96% | 10.37%
2038 | 19.35% | 16.97% | 15.41% | 10.98%
2039 | 19.13% | 17.03% | 15.75% | 11.53%
2040 | 19.08% | 17.12% | 16.06% | 12.06%
2041 | 19.02% | 17.17% | 16.32% | 12.55%
2042 | 18.75% | 17.1% | 16.46% | 12.97%
2043 | 18.53% | 17.03% | 16.59% | 13.37%
2044 | 18.25% | 16.88% | 16.64% | 13.7%
2045 | 18.03% | 16.75% | 16.66% | 13.99%
Potential as % of Load
BNI Electric Demand Achievable Potential by Scenario as a Percent of Total Consumption (%)
| Max Achievable | Mid | Base | Low | Minimal
2019 |  |  |  |  | 0.6945%
2020 |  |  |  |  | 1.374%
2021 | 1.886% | 1.463% | 1.16% | 0.8362% |  | BNI Electric Demand Achievable Potential by Scenario as a Percent of Total Consumption (%)
2022 | 3.978% | 3.081% | 2.447% | 1.759%
2023 | 5.914% | 4.582% | 3.623% | 2.581%
2024 | 7.896% | 6.12% | 4.829% | 3.419%
2025 | 9.712% | 7.55% | 5.943% | 4.177%
2026 | 11.75% | 9.16% | 7.205% | 5.039%
2027 | 13.74% | 10.74% | 8.451% | 5.885%
2028 | 16.01% | 12.54% | 9.875% | 6.851%
2029 | 17.83% | 13.99% | 11.03% | 7.623%
2030 | 19.15% | 15.05% | 11.88% | 8.182%
2031 | 20.64% | 16.25% | 12.84% | 8.816%
2032 | 22.09% | 17.43% | 13.79% | 9.451%
2033 | 23.39% | 18.49% | 14.65% | 10.02%
2034 | 24.68% | 19.54% | 15.5% | 10.59%
2035 | 26.06% | 20.67% | 16.42% | 11.21%
2036 | 27.46% | 21.82% | 17.35% | 11.84%
2037 | 28.71% | 22.85% | 18.2% | 12.42%
2038 | 29.95% | 23.88% | 19.05% | 13.01%
2039 | 31.14% | 24.87% | 19.88% | 13.59%
2040 | 32.23% | 25.8% | 20.66% | 14.14%
2041 | 33.26% | 26.68% | 21.41% | 14.67%
2042 | 34.24% | 27.52% | 22.13% | 15.19%
2043 | 35.2% | 28.35% | 22.85% | 15.71%
2044 | 36.13% | 29.15% | 23.55% | 16.22%
2045 | 37.02% | 29.92% | 24.23% | 16.72%
Potential as % of Load

## ElecDemand_Top40
Top Measures Ranked by Electric Demand Technical Potential in 2021 (MW) |  |  |  | Top Residential Measures Ranked by Electric Demand Technical Potential in 2021 (MW) |  |  |  | Top BNI Measures Ranked by Electric Demand Technical Potential in 2021 (MW)
Rank | Measure | Technical Potential | Top Measures Ranked by Electric Demand Technical Potential in 2021 (MW) | Rank | Measure | Technical Potential | Figure 4‑9. EE Technical Potential, 2021 Top 40 Residential Measures for Winter Peak Demand Savings (MW, gross at generator) | Rank | Measure | Technical Potential | Figure 4‑10. EE Technical Potential, 2021 Top 40 BNI Measures for Winter Peak Demand Savings (MW, gross at generator)
1 | Wood Boiler/Furnace | 669.4164 |  | 1 | Wood Boiler/Furnace | 669.4164 |  | 1 | Air Source Heat Pump | 217.9128
2 | Wi-Fi Thermostat | 267.6023 |  | 2 | Wi-Fi Thermostat | 267.6023 |  | 2 | Custom Energy Efficiency | 55.7536
3 | Air Source Heat Pump | 217.9128 |  | 3 | Networked / Connected Plug | 79.5815 |  | 3 | Networked/Connected - High Impact Application | 52.8556
4 | Networked / Connected Plug | 79.5815 |  | 4 | Residential DHW Timer | 79.3754 |  | 4 | Strategic Energy Management | 39.5358
5 | Residential DHW Timer | 79.3754 |  | 5 | Smart Power Controllers | 57.7525 |  | 5 | Networked/Connected - Low Impact Application | 39.2438
6 | Custom Energy Efficiency | 75.0129 |  | 6 | Networked/ Connected - Indoor LED Lamp | 37.3919 |  | 6 | Dual Enthalpy Economizer Controls | 38.5602
7 | Smart Power Controllers | 57.7525 |  | 7 | Holiday Lights Exchange | 29.4051 |  | 7 | Variable Speed Kitchen Exhaust Fan | 16.4955
8 | Networked/Connected - High Impact Application | 52.8556 |  | 8 | Whole Home | 23.2997 |  | 8 | Flood Luminaire | 14.9629
9 | Strategic Energy Management | 39.5358 |  | 9 | Heat Pump Water Heater | 23.0607 |  | 9 | Electric Fryer Replacement with Gas | 14.9221
10 | Networked/Connected - Low Impact Application | 39.2438 |  | 10 | Freezer retirement | 21.3427 |  | 10 | Server Virtualization and Decommissioning | 14.831
11 | Dual Enthalpy Economizer Controls | 38.5602 |  | 11 | Behavioral | 20.8931 |  | 11 | Intelligent Freezer Defrost Controls | 13.9855
12 | Networked/ Connected - Indoor LED Lamp | 37.3919 |  | 12 | Heat Pump Dryer (ventless) | 20.1775 |  | 12 | Surface Mounted Exterior LED | 12.9593
13 | Holiday Lights Exchange | 29.4051 |  | 13 | Custom Energy Efficiency | 19.2594 |  | 13 | High Volume Low Speed Fan (Agriculture) | 12.641
14 | Whole Home | 23.2997 |  | 14 | Whole Home First Nations Retrofit | 14.1602 |  | 14 | BNI VFD (~20hp avg) | 12.5478
15 | Heat Pump Water Heater | 23.0607 |  | 15 | Clothes Dryer replacement | 12.0897 |  | 15 | Dairy Scroll Compressor | 11.8526
16 | Freezer retirement | 21.3427 |  | 16 | Whole home - tier 3 (70% better than code target) | 8.6548 |  | 16 | Pole/Arm-Mounted Area Luminaire | 11.5259
17 | Behavioral | 20.8931 |  | 17 | LED - ENERGY STAR Fixture with Motion Sensor | 8.2327 |  | 17 | Electric Griddle Replacement with Gas | 10.8107
18 | Heat Pump Dryer (ventless) | 20.1775 |  | 18 | Efficient clothes washer | 7.1841 |  | 18 | Occupancy Sensor (Exterior) | 8.5068
19 | Variable Speed Kitchen Exhaust Fan | 16.4955 |  | 19 | Clothes Washer replacement | 7.0371 |  | 19 | Combined Heat and Power (CHP) | 8.3403
20 | Flood Luminaire | 14.9629 |  | 20 | Drain Water Heat Recovery | 6.4854 |  | 20 | Advanced Smart (Tier 2) Power Strip | 8.3299
21 | Electric Fryer Replacement with Gas | 14.9221 |  | 21 | Dimmer Switch | 5.9962 |  | 21 | LED Troffer | 6.8835
22 | Server Virtualization and Decommissioning | 14.831 |  | 22 | Faucet Aerators | 5.8668 |  | 22 | Outside Air Economizer | 5.6091
23 | Whole Home First Nations Retrofit | 14.1602 |  | 23 | Dehumidifier replacement (Low income only) | 5.3244 |  | 23 | General Use Lamp (A,G Types) | 4.6315
24 | Intelligent Freezer Defrost Controls | 13.9855 |  | 24 | Range / Stove replacement | 4.7793 |  | 24 | Strip-Curtains for Display Cases | 4.4193
25 | Surface Mounted Exterior LED | 12.9593 |  | 25 | Room air purifier | 4.5836 |  | 25 | Server-based Power Management Software | 4.3762
26 | High Volume Low Speed Fan (Agriculture) | 12.641 |  | 26 | Low-flow showerhead | 4.5784 |  | 26 | Pole/Arm-Mounted Decorative Luminaire | 4.3117
27 | BNI VFD (~20hp avg) | 12.5478 |  | 27 | Dehumidifier | 4.1265 |  | 27 | Premium High Bay Luminaire | 4.1564
28 | Clothes Dryer replacement | 12.0897 |  | 28 | Refrigerator retirement | 3.707 |  | 28 | Downlight Luminaire | 3.7168
29 | Dairy Scroll Compressor | 11.8526 |  | 29 | Efficient refrigerator | 3.0994 |  | 29 | Electric Convection Oven | 3.3321
30 | Pole/Arm-Mounted Area Luminaire | 11.5259 |  | 30 | Dishwasher replacement | 3.0218 |  | 30 | Door Heater Controls | 3.0617
31 | Electric Griddle Replacement with Gas | 10.8107 |  | 31 | Unconverted D | 2.5076 |  | 31 | Heat Pump Clothes Dryer | 2.9003
32 | Whole home - tier 3 (70% better than code target) | 8.6548 |  | 32 | Hot Water Tank Wrap | 1.8104 |  | 32 | High Bay Luminaire | 2.7174
33 | Occupancy Sensor (Exterior) | 8.5068 |  | 33 | Mini freezer retirement | 1.408 |  | 33 | Case Lighting for Sign Retrofits | 2.6055
34 | Combined Heat and Power (CHP) | 8.3403 |  | 34 | Low-flow showerhead - MURB | 1.2003 |  | 34 | Standard Capacity Electric Fryer | 2.5896
35 | Advanced Smart (Tier 2) Power Strip | 8.3299 |  | 35 | Faucet Aerators - MURB | 1.0669 |  | 35 | Ventilation Fan (Agriculture) | 2.5863
36 | LED - ENERGY STAR Fixture with Motion Sensor | 8.2327 |  | 36 | Mini fridge retirement | 0.88436 |  | 36 | Cycling Refrigerated Air Dryer | 2.3584
37 | Efficient clothes washer | 7.1841 |  | 37 | Pipe Insulation | 0.87319 |  | 37 | Refrigerated Case Luminaire | 2.3444
38 | Clothes Washer replacement | 7.0371 |  | 38 | LED Night Lights | 0.74362 |  | 38 | Low/Zero Energy Livestock Waterer | 2.2164
39 | LED Troffer | 6.8835 |  | 39 | Induction Cooktop Stove | 0.67352 |  | 39 | Track/Mono-point Direction Luminaire | 2.129
40 | Drain Water Heat Recovery | 6.4854 |  | 40 | ECM Circulator Pump | 0.59893 |  | 40 | Air-Entraining Air Nozzle | 2.1096
Measures
Top Measures Ranked by Electric Demand Economic Potential in 2021 (MW) |  |  |  | Top Residential Measures Ranked by Electric Demand Economic Potential in 2021 (MW) |  |  |  | Top BNI Measures Ranked by Electric Demand Economic Potential in 2021 (MW)
Rank | Measure | Economic Potential | Top Measures Ranked by Electric Demand Economic Potential in 2021 (MW) | Rank | Measure | Economic Potential | Figure 5‑11. EE Economic Potential, 2021 Top Residential 40 Measures for Winter Peak Demand Savings (MW, gross at generator) | Rank | Measure | Economic Potential | Figure 5‑12. EE Economic Potential, 2021 Top BNI 40 Measures for Winter Peak Demand Savings (MW, gross at generator)
1 | Wood Boiler/Furnace | 669.4164 |  | 1 | Wood Boiler/Furnace | 669.4164 |  | 1 | Air Source Heat Pump | 217.9128
2 | Wi-Fi Thermostat | 267.6023 |  | 2 | Wi-Fi Thermostat | 267.6023 |  | 2 | Custom Energy Efficiency | 55.7536
3 | Air Source Heat Pump | 217.9128 |  | 3 | Networked / Connected Plug | 79.5815 |  | 3 | Networked/Connected - High Impact Application | 52.8556
4 | Networked / Connected Plug | 79.5815 |  | 4 | Residential DHW Timer | 79.3754 |  | 4 | Strategic Energy Management | 39.5358
5 | Residential DHW Timer | 79.3754 |  | 5 | Smart Power Controllers | 57.7525 |  | 5 | Networked/Connected - Low Impact Application | 39.2438
6 | Custom Energy Efficiency | 75.0129 |  | 6 | Screw-in LED Bulb | 39.8026 |  | 6 | Dual Enthalpy Economizer Controls | 38.5602
7 | Smart Power Controllers | 57.7525 |  | 7 | Holiday Lights Exchange | 29.4051 |  | 7 | Variable Speed Kitchen Exhaust Fan | 16.4955
8 | Networked/Connected - High Impact Application | 52.8556 |  | 8 | Whole Home | 23.2997 |  | 8 | Flood Luminaire | 14.9629
9 | Screw-in LED Bulb | 39.8026 |  | 9 | Freezer retirement | 21.3427 |  | 9 | Server Virtualization and Decommissioning | 14.831
10 | Strategic Energy Management | 39.5358 |  | 10 | Behavioral | 20.8931 |  | 10 | Intelligent Freezer Defrost Controls | 13.9855
11 | Networked/Connected - Low Impact Application | 39.2438 |  | 11 | Custom Energy Efficiency | 19.2594 |  | 11 | Surface Mounted Exterior LED | 12.9593
12 | Dual Enthalpy Economizer Controls | 38.5602 |  | 12 | Whole Home First Nations Retrofit | 14.1602 |  | 12 | High Volume Low Speed Fan (Agriculture) | 12.641
13 | Holiday Lights Exchange | 29.4051 |  | 13 | Energy Star Dryer | 13.1134 |  | 13 | BNI VFD (~20hp avg) | 12.5478
14 | Whole Home | 23.2997 |  | 14 | Whole home - tier 3 (70% better than code target) | 8.6548 |  | 14 | Dairy Scroll Compressor | 11.8526
15 | Freezer retirement | 21.3427 |  | 15 | LED - ENERGY STAR Fixture with Motion Sensor | 8.2327 |  | 15 | Pole/Arm-Mounted Area Luminaire | 11.5259
16 | Behavioral | 20.8931 |  | 16 | Drain Water Heat Recovery | 6.4854 |  | 16 | Occupancy Sensor (Exterior) | 8.5068
17 | Variable Speed Kitchen Exhaust Fan | 16.4955 |  | 17 | Faucet Aerators | 5.8668 |  | 17 | Advanced Smart (Tier 2) Power Strip | 8.3299
18 | Flood Luminaire | 14.9629 |  | 18 | Dehumidifier replacement (Low income only) | 5.3244 |  | 18 | LED Troffer | 6.8835
19 | Server Virtualization and Decommissioning | 14.831 |  | 19 | Room air purifier | 4.5836 |  | 19 | Outside Air Economizer | 5.6091
20 | Whole Home First Nations Retrofit | 14.1602 |  | 20 | Low-flow showerhead | 4.5784 |  | 20 | General Use Lamp (A,G Types) | 4.6315
21 | Intelligent Freezer Defrost Controls | 13.9855 |  | 21 | Refrigerator retirement | 3.707 |  | 21 | Strip-Curtains for Display Cases | 4.4193
22 | Energy Star Dryer | 13.1134 |  | 22 | Efficient refrigerator | 3.0994 |  | 22 | Server-based Power Management Software | 4.3762
23 | Surface Mounted Exterior LED | 12.9593 |  | 23 | Unconverted D | 2.5076 |  | 23 | Pole/Arm-Mounted Decorative Luminaire | 4.3117
24 | High Volume Low Speed Fan (Agriculture) | 12.641 |  | 24 | Hot Water Tank Wrap | 1.8104 |  | 24 | Premium High Bay Luminaire | 4.1564
25 | BNI VFD (~20hp avg) | 12.5478 |  | 25 | Mini freezer retirement | 1.408 |  | 25 | Downlight Luminaire | 3.7168
26 | Dairy Scroll Compressor | 11.8526 |  | 26 | Low-flow showerhead - MURB | 1.2003 |  | 26 | Electric Convection Oven | 3.3321
27 | Pole/Arm-Mounted Area Luminaire | 11.5259 |  | 27 | Faucet Aerators - MURB | 1.0669 |  | 27 | Door Heater Controls | 3.0617
28 | Whole home - tier 3 (70% better than code target) | 8.6548 |  | 28 | Mini fridge retirement | 0.88436 |  | 28 | Heat Pump Clothes Dryer | 2.9003
29 | Occupancy Sensor (Exterior) | 8.5068 |  | 29 | Pipe Insulation | 0.87319 |  | 29 | High Bay Luminaire | 2.7174
30 | Advanced Smart (Tier 2) Power Strip | 8.3299 |  | 30 | LED Night Lights | 0.74362 |  | 30 | Case Lighting for Sign Retrofits | 2.6055
31 | LED - ENERGY STAR Fixture with Motion Sensor | 8.2327 |  | 31 | Hot Water Tank Wrap - MURB | 0.25689 |  | 31 | Standard Capacity Electric Fryer | 2.5896
32 | LED Troffer | 6.8835 |  | 32 | Pipe Insulation - MURB | 0.14915 |  | 32 | Refrigerated Case Luminaire | 2.3444
33 | Drain Water Heat Recovery | 6.4854 |  | 33 | Air Conditioner retirement | 0 |  | 33 | Low/Zero Energy Livestock Waterer | 2.2164
34 | Faucet Aerators | 5.8668 |  | 34 | ASHP and AWHP - Electrical | 0 |  | 34 | Track/Mono-point Direction Luminaire | 2.129
35 | Outside Air Economizer | 5.6091 |  | 35 | Clothes Dryer replacement | 0 |  | 35 | Air-Entraining Air Nozzle | 2.1096
36 | Dehumidifier replacement (Low income only) | 5.3244 |  | 36 | Clothes Dryers | 0 |  | 36 | No-Loss Drain | 2.0659
37 | General Use Lamp (A,G Types) | 4.6315 |  | 37 | Clothes Washer replacement | 0 |  | 37 | Natural Barn Ventiliation - Year-Round | 1.8478
38 | Room air purifier | 4.5836 |  | 38 | Clothes Washers | 0 |  | 38 | Engine Block Heater Timer (Agriculture) | 1.7059
39 | Low-flow showerhead | 4.5784 |  | 39 | Clothes-line | 0 |  | 39 | Refrigerated Vending Machine Controls | 1.3934
40 | Strip-Curtains for Display Cases | 4.4193 |  | 40 | Dehumidifier | 0 |  | 40 | Electric to Natural Gas - Water Heater | 1.3513
Measures |  |  |  | Measures |  |  |  | Measures
Top Measures Ranked by Electric Demand Achievable Potential in 2021 (MW) |  |  |  | Top Residential Measures Ranked by Electric Demand Achievable Potential in 2021 (MW) |  |  |  | Top BNI Measures Ranked by Electric Demand Achievable Potential in 2021 (MW)
Rank | Measure | Achievable Potential (Base) | Top Measures Ranked by Electric Demand Achievable Potential in 2021 (MW) | Rank | Measure | Achievable Potential (Base) | Figure 8‑17. EE Base Case Market Potential, 2021 Top 40 Residential Measures for Winter Peak Demand Savings (MW, net at generator) | Rank | Measure | Achievable Potential (Base) | Figure 8‑18. EE Market Potential, 2021 Top 40 BNI Measures for Winter Peak Demand Savings (MW, net at generator)
1 | Whole Home | 4.1921 |  | 1 | Whole Home | 4.1921 |  | 1 | Custom Energy Efficiency | 1.0612
2 | Screw-in LED Bulb | 2.0973 |  | 2 | Screw-in LED Bulb | 2.0973 |  | 2 | Air Source Heat Pump | 0.79925
3 | Holiday Lights Exchange | 1.6529 |  | 3 | Holiday Lights Exchange | 1.6529 |  | 3 | LED Troffer | 0.78595
4 | Custom Energy Efficiency | 1.2978 |  | 4 | Networked / Connected Plug | 1.1366 |  | 4 | Linear Replacement Lamp (Low) | 0.56967
5 | Networked / Connected Plug | 1.1366 |  | 5 | Pellet Boiler/Furnace | 0.59181 |  | 5 | Flood Luminaire | 0.52203
6 | Air Source Heat Pump | 0.79925 |  | 6 | Freezer retirement | 0.53009 |  | 6 | Strategic Energy Management | 0.47645
7 | LED Troffer | 0.78595 |  | 7 | LED - ENERGY STAR Fixture with Motion Sensor | 0.44497 |  | 7 | Pole/Arm-Mounted Area Luminaire | 0.4577
8 | Pellet Boiler/Furnace | 0.59181 |  | 8 | Pellet Stove | 0.38789 |  | 8 | Energy Management Information Systems | 0.45038
9 | Linear Replacement Lamp (Low) | 0.56967 |  | 9 | Whole Home First Nations Retrofit | 0.38525 |  | 9 | Linear Replacement Lamp (High) | 0.43871
10 | Freezer retirement | 0.53009 |  | 10 | Custom Energy Efficiency | 0.23655 |  | 10 | Server Virtualization and Decommissioning | 0.402
11 | Flood Luminaire | 0.52203 |  | 11 | Faucet Aerators | 0.20838 |  | 11 | Surface Mounted Exterior LED | 0.37864
12 | Strategic Energy Management | 0.47645 |  | 12 | Whole home - tier 3 (70% better than code target) | 0.19746 |  | 12 | Intelligent Freezer Defrost Controls | 0.23325
13 | Pole/Arm-Mounted Area Luminaire | 0.4577 |  | 13 | Behavioral | 0.17399 |  | 13 | General Use Lamp (A,G Types) | 0.21003
14 | Energy Management Information Systems | 0.45038 |  | 14 | Low-flow showerhead | 0.16944 |  | 14 | Advanced Smart (Tier 2) Power Strip | 0.19891
15 | LED - ENERGY STAR Fixture with Motion Sensor | 0.44497 |  | 15 | Dehumidifier replacement (Low income only) | 0.15194 |  | 15 | Pole/Arm-Mounted Decorative Luminaire | 0.17521
16 | Linear Replacement Lamp (High) | 0.43871 |  | 16 | Refrigerator retirement | 0.14049 |  | 16 | Interior Occupancy Sensor | 0.16831
17 | Server Virtualization and Decommissioning | 0.402 |  | 17 | MSHP - Fully Electrical | 0.09706 |  | 17 | Variable Speed Kitchen Exhaust Fan | 0.15003
18 | Pellet Stove | 0.38789 |  | 18 | Efficient clothes washer | 0.076481 |  | 18 | Downlight Luminaire | 0.14475
19 | Whole Home First Nations Retrofit | 0.38525 |  | 19 | Efficient refrigerator | 0.075795 |  | 19 | Track/Mono-point Direction Luminaire | 0.12366
20 | Surface Mounted Exterior LED | 0.37864 |  | 20 | Unconverted D | 0.075253 |  | 20 | Occupancy Sensor (Exterior) | 0.12136
21 | Intelligent Freezer Defrost Controls | 0.23325 |  | 21 | Wood Stove | 0.067523 |  | 21 | Dual Enthalpy Economizer Controls | 0.11769
22 | General Use Lamp (A,G Types) | 0.21003 |  | 22 | Hot Water Tank Wrap | 0.06134 |  | 22 | High Volume Low Speed Fan (Agriculture) | 0.091782
23 | Faucet Aerators | 0.20838 |  | 23 | Drain Water Heat Recovery | 0.058777 |  | 23 | Dairy Scroll Compressor | 0.073121
24 | Advanced Smart (Tier 2) Power Strip | 0.19891 |  | 24 | Room air purifier | 0.058636 |  | 24 | Ground Source Heat Pump | 0.072128
25 | Whole home - tier 3 (70% better than code target) | 0.19746 |  | 25 | Energy Star Dryer | 0.056228 |  | 25 | Case Lighting for Sign Retrofits | 0.069663
26 | Pole/Arm-Mounted Decorative Luminaire | 0.17521 |  | 26 | Whole home - tier 2 (60% better than code target) | 0.048573 |  | 26 | Outside Air Economizer | 0.065611
27 | Behavioral | 0.17399 |  | 27 | LED Night Lights | 0.044989 |  | 27 | BNI VFD (~20hp avg) | 0.063986
28 | Low-flow showerhead | 0.16944 |  | 28 | Low-flow showerhead - MURB | 0.043959 |  | 28 | Server-based Power Management Software | 0.055844
29 | Interior Occupancy Sensor | 0.16831 |  | 29 | ASHP and AWHP - Electrical | 0.039967 |  | 29 | Reflector Lamp | 0.052745
30 | Dehumidifier replacement (Low income only) | 0.15194 |  | 30 | Faucet Aerators - MURB | 0.037738 |  | 30 | Heat Pump Clothes Dryer | 0.048129
31 | Variable Speed Kitchen Exhaust Fan | 0.15003 |  | 31 | GSHP | 0.037655 |  | 31 | Low-bay Luminaire | 0.04797
32 | Downlight Luminaire | 0.14475 |  | 32 | Pipe Insulation | 0.03184 |  | 32 | Electric Fryer Replacement with Gas | 0.047164
33 | Refrigerator retirement | 0.14049 |  | 33 | Whole home - tier 1 (45% better than code target) | 0.028721 |  | 33 | Strip-Curtains for Display Cases | 0.045797
34 | Track/Mono-point Direction Luminaire | 0.12366 |  | 34 | Whole Home - tier 0 (22% better than code on average) | 0.022551 |  | 34 | Door Heater Controls | 0.042701
35 | Occupancy Sensor (Exterior) | 0.12136 |  | 35 | Mini freezer retirement | 0.01896 |  | 35 | Refrigerated Vending Machine Controls | 0.036076
36 | Dual Enthalpy Economizer Controls | 0.11769 |  | 36 | MSHP - Mainly Electrical | 0.017255 |  | 36 | Premium High Bay Luminaire | 0.031018
37 | MSHP - Fully Electrical | 0.09706 |  | 37 | ENERGY STAR Manufactured Home | 0.015656 |  | 37 | Engine Block Heater Timer (Agriculture) | 0.026125
38 | High Volume Low Speed Fan (Agriculture) | 0.091782 |  | 38 | Wood Boiler/Furnace | 0.013685 |  | 38 | Cycling Refrigerated Air Dryer | 0.024006
39 | Efficient clothes washer | 0.076481 |  | 39 | Mini fridge retirement | 0.011909 |  | 39 | Refrigerated Case Luminaire | 0.02294
40 | Efficient refrigerator | 0.075795 |  | 40 | Hot Water Tank Wrap - MURB | 0.0080805 |  | 40 | High Bay Luminaire | 0.02028
Measures |  |  |  | Measures |  |  |  | Measures

## ElecDemand_Top40 Low Income
Top Low Income Residential Measures Ranked by Electric Demand Technical Potential in 2021 (MW)
Rank | Measure | Technical Potential | Top Low Income Residential Measures Ranked by Electric Demand Technical Potential in 2021 (MW)
1 | Wi-Fi Thermostat | 36.1689
2 | Whole Home | 23.2997
3 | Custom Energy Efficiency | 19.2594
4 | Networked / Connected Plug | 10.7562
5 | Residential DHW Timer | 10.7277
6 | Smart Power Controllers | 7.8058
7 | Dehumidifier replacement (Low income only) | 4.4892
8 | Holiday Lights Exchange | 3.9744
9 | Networked/ Connected - Indoor LED Lamp | 3.322
10 | Heat Pump Water Heater | 3.1167
11 | Behavioral | 2.8239
12 | Freezer retirement | 1.1817
13 | Whole home - tier 3 (70% better than code target) | 1.1698
14 | LED - ENERGY STAR Fixture with Motion Sensor | 1.1127
15 | Drain Water Heat Recovery | 0.87651
16 | Dimmer Switch | 0.81044
17 | Clothes Washer replacement | 0.78452
18 | Efficient clothes washer | 0.78275
19 | Heat Pump Dryer (ventless) | 0.71159
20 | Range / Stove replacement | 0.64596
21 | Room air purifier | 0.61951
22 | Low-flow showerhead - MURB | 0.57386
23 | Faucet Aerators - MURB | 0.55624
24 | Clothes Dryer replacement | 0.42807
25 | Efficient refrigerator | 0.41891
26 | Dishwasher replacement | 0.4084
27 | Unconverted D | 0.33893
28 | Low-flow showerhead | 0.23736
29 | Faucet Aerators | 0.19819
30 | Mini freezer retirement | 0.1903
31 | Mini fridge retirement | 0.11953
32 | LED Night Lights | 0.11718
33 | Hot Water Tank Wrap - MURB | 0.11262
34 | Refrigerator retirement | 0.10289
35 | ENERGY STAR Manufactured Home | 0.093342
36 | Induction Cooktop Stove | 0.091032
37 | Pipe Insulation - MURB | 0.081501
38 | ECM Circulator Pump | 0.080951
39 | Hot Water Tank Wrap | 0.079072
40 | Pipe Insulation | 0.036223
Top Low Income Residential Measures Ranked by Electric Demand Economic Potential in 2021 (MW)
Rank | Measure | Economic Potential | Top Low Income Residential Measures Ranked by Electric Demand Economic Potential in 2021 (MW)
1 | Wi-Fi Thermostat | 36.1689
2 | Whole Home | 23.2997
3 | Custom Energy Efficiency | 19.2594
4 | Networked / Connected Plug | 10.7562
5 | Residential DHW Timer | 10.7277
6 | Smart Power Controllers | 7.8058
7 | Dehumidifier replacement (Low income only) | 4.4892
8 | Holiday Lights Exchange | 3.9744
9 | Screw-in LED Bulb | 3.4468
10 | Behavioral | 2.8239
11 | Freezer retirement | 1.1817
12 | Whole home - tier 3 (70% better than code target) | 1.1698
13 | LED - ENERGY STAR Fixture with Motion Sensor | 1.1127
14 | Drain Water Heat Recovery | 0.87651
15 | Room air purifier | 0.61951
16 | Low-flow showerhead - MURB | 0.57386
17 | Faucet Aerators - MURB | 0.55624
18 | Energy Star Dryer | 0.46246
19 | Efficient refrigerator | 0.41891
20 | Unconverted D | 0.33893
21 | Low-flow showerhead | 0.23736
22 | Faucet Aerators | 0.19819
23 | Mini freezer retirement | 0.1903
24 | Mini fridge retirement | 0.11953
25 | LED Night Lights | 0.11718
26 | Hot Water Tank Wrap - MURB | 0.11262
27 | Refrigerator retirement | 0.10289
28 | Pipe Insulation - MURB | 0.081501
29 | Hot Water Tank Wrap | 0.079072
30 | Pipe Insulation | 0.036223
31 | Air Conditioner retirement | 0
32 | Clothes Dryer replacement | 0
33 | Clothes Washer replacement | 0
34 | Clothes-line | 0
35 | Dimmer Switch | 0
36 | Dishwasher replacement | 0
37 | Ductless Heat Pump Controller | 0
38 | ECM Circulator Pump | 0
39 | Efficient clothes washer | 0
40 | ENERGY STAR Manufactured Home | 0
Measures
Top Low Income Residential Measures Ranked by Electric Demand Achievable Potential in 2021 (MW)
Rank | Measure | Achievable Potential (Base) | Top Low Income Residential Measures Ranked by Electric Demand Achievable Potential in 2021 (MW)
1 | Whole Home | 0.48177
2 | Custom Energy Efficiency | 0.23655
3 | Holiday Lights Exchange | 0.2234
4 | Screw-in LED Bulb | 0.17865
5 | Networked / Connected Plug | 0.15362
6 | Dehumidifier replacement (Low income only) | 0.1281
7 | LED - ENERGY STAR Fixture with Motion Sensor | 0.060142
8 | Freezer retirement | 0.029331
9 | Whole home - tier 3 (70% better than code target) | 0.026689
10 | Behavioral | 0.023517
11 | Low-flow showerhead - MURB | 0.021016
12 | Faucet Aerators - MURB | 0.019674
13 | Efficient refrigerator | 0.010244
14 | Unconverted D | 0.010171
15 | Low-flow showerhead | 0.0087846
16 | ENERGY STAR Manufactured Home | 0.0085907
17 | Drain Water Heat Recovery | 0.0079438
18 | Room air purifier | 0.0079252
19 | LED Night Lights | 0.0070893
20 | Faucet Aerators | 0.0070393
21 | Whole home - tier 2 (60% better than code target) | 0.0065651
22 | Efficient clothes washer | 0.0058223
23 | Refrigerator retirement | 0.0038991
24 | Whole home - tier 1 (45% better than code target) | 0.0038819
25 | Hot Water Tank Wrap - MURB | 0.0035426
26 | Whole Home - tier 0 (22% better than code on average) | 0.0030479
27 | Pipe Insulation - MURB | 0.0029718
28 | Hot Water Tank Wrap | 0.0026791
29 | Mini freezer retirement | 0.0025626
30 | Energy Star Dryer | 0.0020365
31 | Mini fridge retirement | 0.0016096
32 | Pipe Insulation | 0.0013208
33 | Smart Power Controllers | 0.00075373
34 | Networked/ Connected - Indoor LED Lamp | 8.9719e-10
35 | LED - ENERGY STAR Fixture without Motion Sensor | 8.097e-10
36 | Residential DHW Timer | 9.4352e-12
37 | Refrigerator replacement (Low income only) | 3.1503e-12
38 | Freezer replacement (Low income only) | 2.0405e-12
39 | Wi-Fi Thermostat | 2.8336e-15
40 | Air Conditioner retirement | 0
Measures

## PAC_Econ_Scenario_Sect
Electricity Economic Potential by Sector (GWh) PAC Screen |  |  |  | Electric Demand Economic Potential by Sector (MW) PAC Screen
| Residential | BNI | Figure 5‑3. EE Economic Potential, Electricity Savings by Sector, PAC Test Screen (GWh, gross at generator) |  | Residential | BNI | Figure 5‑4. EE Economic Potential, PAC Screen, Winter Peak Demand Savings by Sector (MW, gross at generator)
2019 |  |  |  | 2019
2020 |  |  |  | 2020
2021 | 3583.6079 | 4456.8731 |  | 2021 | 1401.4122 | 704.4854
2022 | 3604.1965 | 4473.2517 |  | 2022 | 1408.071 | 705.9789
2023 | 3624.8839 | 4487.0401 |  | 2023 | 1414.768 | 708.2835
2024 | 3384.3225 | 4502.093 |  | 2024 | 1391.9965 | 710.7688
2025 | 3403.2765 | 4502.1007 |  | 2025 | 1398.26 | 710.8546
2026 | 3422.3213 | 4517.1766 |  | 2026 | 1404.5607 | 713.3118
2027 | 3441.4403 | 4526.0757 |  | 2027 | 1410.8931 | 714.8037
2028 | 3466.7425 | 4548.7677 |  | 2028 | 1417.8413 | 718.473
2029 | 3489.8169 | 4521.998 |  | 2029 | 1424.2486 | 714.3231
2030 | 3509.931 | 4497.8463 |  | 2030 | 1429.7761 | 710.5866
2031 | 3530.1435 | 4465.5622 |  | 2031 | 1435.3431 | 705.5488
2032 | 3550.4394 | 4434.6173 |  | 2032 | 1440.9443 | 700.7224
2033 | 3570.8261 | 4398.8999 |  | 2033 | 1446.5825 | 695.2665
2034 | 3591.2963 | 4328.4383 |  | 2034 | 1452.2549 | 684.2353
2035 | 3617.6444 | 4258.9425 |  | 2035 | 1457.0511 | 673.3575
2036 | 3635.2984 | 4198.5844 |  | 2036 | 1461.8813 | 663.9455
2037 | 3653.0493 | 4191.392 |  | 2037 | 1466.7503 | 662.8886
2038 | 3670.8764 | 4183.188 |  | 2038 | 1471.651 | 661.6736
2039 | 3688.8074 | 4177.8307 |  | 2039 | 1476.5927 | 660.7662
2040 | 3706.8146 | 4177.1016 |  | 2040 | 1481.566 | 660.7291
2041 | 3724.4877 | 4121.6157 |  | 2041 | 1486.4315 | 652.0935
2042 | 3742.5051 | 4115.9113 |  | 2042 | 1491.4197 | 651.2645
2043 | 3760.5224 | 4110.1943 |  | 2043 | 1496.4134 | 650.4335
2044 | 3778.54 | 4104.4645 |  | 2044 | 1501.4129 | 649.6006
2045 | 3796.5577 | 4098.7219 |  | 2045 | 1506.4179 | 648.7658
Savings Potential (GWh/year) |  |  |  | Savings Potential (MW)

## Export_Guide_Base (hidden)
| Export? | Description | Data | Row Index | (Value) Column Index | Workbook | Sheet | Start Cell | Is Start Cell Named Range? | Start Cell Based on Last Entry? | Export Row Headers? | Export Column Headers? | Export Title? | Export Units? | Clear Tab? | Handle to Variable | Save After Writing?
1 | TRUE | 'EE Tech Pot by Sector' | Handle(EE_Tech_Pot_by_Secto) | Handle(Annual_Time) | Handle(Sectors_no_St_Light) | TableChart_File_Name | 'ElecEnergy_Sector' | 'A2' | No | No | Yes | Yes | No | No | No | Handle(EE_Tech_Pot_by_Secto) | FALSE
2 | TRUE | 'EE Econ Pot by Sector' | Handle(EE_Econ_Pot_by_Secto) | Handle(Annual_Time) | Handle(Sectors_no_St_Light) | TableChart_File_Name | 'ElecEnergy_Sector' | 'A33' | No | No | Yes | Yes | No | No | No | Handle(EE_Econ_Pot_by_Secto) | FALSE
3 | TRUE | 'EE Res Achiev Pot by Sector' | Handle(EE_Ahiev_Pot_Res) | Handle(Annual_Time) | Handle(Scen_Friendly_Name) | TableChart_File_Name | 'ElecEnergy_Sector' | 'A64' | No | No | Yes | Yes | No | No | No | Handle(EE_Ahiev_Pot_Res) | FALSE
4 | TRUE | 'ED Tech Pot by Sector' | Handle(ED_Tech_Pot_by_Secto) | Handle(Annual_Time) | Handle(Sectors_no_St_Light) | TableChart_File_Name | 'ElecDemand_Sector' | 'A2' | No | No | Yes | Yes | No | No | No | Handle(ED_Tech_Pot_by_Secto) | FALSE
5 | TRUE | 'ED Econ Pot by Sector' | Handle(ED_Econ_Pot_by_Secto) | Handle(Annual_Time) | Handle(Sectors_no_St_Light) | TableChart_File_Name | 'ElecDemand_Sector' | 'A33' | No | No | Yes | Yes | No | No | No | Handle(ED_Econ_Pot_by_Secto) | FALSE
6 | TRUE | 'ED Achiev Pot by Sector' | Handle(ED_Ahiev_Pot_by_Sect) | Handle(Annual_Time) | Handle(Scen_Friendly_Name) | TableChart_File_Name | 'ElecDemand_Sector' | 'A64' | No | No | Yes | Yes | No | No | No | Handle(ED_Ahiev_Pot_by_Sect) | FALSE
7 | FALSE | 'GE Tech Pot by Sector' | Handle(GE_Tech_Pot_by_Secto) | Handle(Annual_Time) | Handle(Sectors_no_St_Light) | TableChart_File_Name | 'GasEnergy_Sector' | 'A2' | No | No | Yes | Yes | No | No | No | Handle(GE_Tech_Pot_by_Secto) | FALSE
8 | FALSE | 'GE Econ Pot by Sector' | Handle(GE_Econ_Pot_by_Secto) | Handle(Annual_Time) | Handle(Sectors_no_St_Light) | TableChart_File_Name | 'GasEnergy_Sector' | 'A26' | No | No | Yes | Yes | No | No | No | Handle(GE_Econ_Pot_by_Secto) | FALSE
9 | FALSE | 'GE Achiev Pot by Sector' | Handle(GE_Ahiev_Pot_by_Sect) | Handle(Annual_Time) | Handle(Sectors_no_St_Light) | TableChart_File_Name | 'GasEnergy_Sector' | 'A50' | No | No | Yes | Yes | No | No | No | Handle(GE_Ahiev_Pot_by_Sect) | FALSE
10 | FALSE | 'GD Tech Pot by Sector' | Handle(GD_Tech_Pot_by_Secto) | Handle(Annual_Time) | Handle(Sectors_no_St_Light) | TableChart_File_Name | 'GasDemand_Sector' | 'A2' | No | No | Yes | Yes | No | No | No | Handle(GD_Tech_Pot_by_Secto) | FALSE
11 | FALSE | 'GD Econ Pot by Sector' | Handle(GD_Econ_Pot_by_Secto) | Handle(Annual_Time) | Handle(Sectors_no_St_Light) | TableChart_File_Name | 'GasDemand_Sector' | 'A26' | No | No | Yes | Yes | No | No | No | Handle(GD_Econ_Pot_by_Secto) | FALSE
12 | TRUE | 'EE Pot by Pot Type' | Handle(EE_Pot_by_Pot_Type) | Handle(Annual_Time) | Handle(Selected_Pot_Type) | TableChart_File_Name | 'ElecEnergy_Sector' | 'P3' | No | No | Yes | No | No | No | No | Handle(EE_Pot_by_Pot_Type) | FALSE
13 | TRUE | 'ED Pot by Pot Type' | Handle(ED_Pot_by_Pot_Type) | Handle(Annual_Time) | Handle(Selected_Pot_Type) | TableChart_File_Name | 'ElecDemand_Sector' | 'P3' | No | No | Yes | No | No | No | No | Handle(ED_Pot_by_Pot_Type) | FALSE
14 | FALSE | 'GE Pot by Pot Type' | Handle(GE_Pot_by_Pot_Type) | Handle(Annual_Time) | Handle(Potential_Type) | TableChart_File_Name | 'GasEnergy_Sector' | 'Q3' | No | No | Yes | No | No | No | No | Handle(GE_Pot_by_Pot_Type) | FALSE
15 | FALSE | 'GD Pot by Pot Type' | Handle(GD_Pot_by_Pot_Type) | Handle(Annual_Time) | Handle(Potential_Type) | TableChart_File_Name | 'GasDemand_Sector' | 'Q3' | No | No | Yes | No | No | No | No | Handle(GD_Pot_by_Pot_Type) | FALSE
16 | TRUE | 'EE Tot Tech Pot by EU' | Handle(EETotTechPotByEU) | Handle(Selected_End_Use) | Handle(Annual_Time) | TableChart_File_Name | 'ElecEnergy_EndUse' | 'A2' | No | No | Yes | Yes | No | No | No | Handle(EETotTechPotByEU) | FALSE
17 | TRUE | 'EE Tot Econ Pot by EU' | Handle(EETotEconPotByEU) | Handle(Selected_End_Use) | Handle(Annual_Time) | TableChart_File_Name | 'ElecEnergy_EndUse' | 'AO2' | No | No | Yes | Yes | No | No | No | Handle(EETotEconPotByEU) | FALSE
18 | TRUE | 'EE Tot Achiev Pot by EU' | Handle(EETotAchievPotByEU) | Handle(Selected_End_Use) | Handle(Annual_Time) | TableChart_File_Name | 'ElecEnergy_EndUse' | 'CC2' | No | No | Yes | Yes | No | No | No | Handle(EETotAchievPotByEU) | FALSE
19 | TRUE | 'EE Res Tech Pot by EU' | Handle(EEResTechPotByEU) | Handle(Selected_End_Use) | Handle(Annual_Time) | TableChart_File_Name | 'ElecEnergy_EndUse' | 'A20' | No | No | Yes | Yes | No | No | No | Handle(EEResTechPotByEU) | FALSE
20 | TRUE | 'EE Res Econ Pot by EU' | Handle(EEResEconPotByEU) | Handle(Selected_End_Use) | Handle(Annual_Time) | TableChart_File_Name | 'ElecEnergy_EndUse' | 'AO20' | No | No | Yes | Yes | No | No | No | Handle(EEResEconPotByEU) | FALSE
21 | TRUE | 'EE Res Achiev Pot by EU' | Handle(EEResAchievPotByEU) | Handle(Selected_End_Use) | Handle(Annual_Time) | TableChart_File_Name | 'ElecEnergy_EndUse' | 'CC20' | No | No | Yes | Yes | No | No | No | Handle(EEResAchievPotByEU) | FALSE
22 | TRUE | 'EE Com Tech Pot by EU' | Handle(EEComTechPotByEU) | Handle(Selected_End_Use) | Handle(Annual_Time) | TableChart_File_Name | 'ElecEnergy_EndUse' | 'A40' | No | No | Yes | Yes | No | No | No | Handle(EEComTechPotByEU) | FALSE
23 | TRUE | 'EE Com Econ Pot by EU' | Handle(EEComEconPotByEU) | Handle(Selected_End_Use) | Handle(Annual_Time) | TableChart_File_Name | 'ElecEnergy_EndUse' | 'AO40' | No | No | Yes | Yes | No | No | No | Handle(EEComEconPotByEU) | FALSE
24 | TRUE | 'EE Com Achiev Pot by EU' | Handle(EEComAchievPotByEU) | Handle(Selected_End_Use) | Handle(Annual_Time) | TableChart_File_Name | 'ElecEnergy_EndUse' | 'CC40' | No | No | Yes | Yes | No | No | No | Handle(EEComAchievPotByEU) | FALSE
25 | FALSE | 'EE Ind Tech Pot by EU' | Handle(EEIndTechPotByEU) | Handle(Selected_End_Use) | Handle(Annual_Time) | TableChart_File_Name | 'ElecEnergy_EndUse' | 'A90' | No | No | Yes | Yes | No | No | No | Handle(EEIndTechPotByEU) | FALSE
26 | FALSE | 'EE Ind Econ Pot by EU' | Handle(EEIndEconPotByEU) | Handle(Selected_End_Use) | Handle(Annual_Time) | TableChart_File_Name | 'ElecEnergy_EndUse' | 'AJ90' | No | No | Yes | Yes | No | No | No | Handle(EEIndEconPotByEU) | FALSE
27 | FALSE | 'EE Ind Achiev Pot by EU' | Handle(EEIndAchievPotByEU) | Handle(Selected_End_Use) | Handle(Annual_Time) | TableChart_File_Name | 'ElecEnergy_EndUse' | 'BS90' | No | No | Yes | Yes | No | No | No | Handle(EEIndAchievPotByEU) | FALSE
28 | TRUE | 'ED Tot Tech Pot by EU' | Handle(EDTotTechPotByEU) | Handle(Selected_End_Use) | Handle(Annual_Time) | TableChart_File_Name | 'ElecDemand_EndUse' | 'A2' | No | No | Yes | Yes | No | No | No | Handle(EDTotTechPotByEU) | FALSE
29 | TRUE | 'ED Tot Econ Pot by EU' | Handle(EDTotEconPotByEU) | Handle(Selected_End_Use) | Handle(Annual_Time) | TableChart_File_Name | 'ElecDemand_EndUse' | 'AO2' | No | No | Yes | Yes | No | No | No | Handle(EDTotEconPotByEU) | FALSE
30 | TRUE | 'ED Tot Achiev Pot by EU' | Handle(EDTotAchievPotByEU) | Handle(Selected_End_Use) | Handle(Annual_Time) | TableChart_File_Name | 'ElecDemand_EndUse' | 'CC2' | No | No | Yes | Yes | No | No | No | Handle(EDTotAchievPotByEU) | FALSE
31 | TRUE | 'ED Res Tech Pot by EU' | Handle(EDResTechPotByEU) | Handle(Selected_End_Use) | Handle(Annual_Time) | TableChart_File_Name | 'ElecDemand_EndUse' | 'A20' | No | No | Yes | Yes | No | No | No | Handle(EDResTechPotByEU) | FALSE
32 | TRUE | 'ED Res Econ Pot by EU' | Handle(EDResEconPotByEU) | Handle(Selected_End_Use) | Handle(Annual_Time) | TableChart_File_Name | 'ElecDemand_EndUse' | 'AO20' | No | No | Yes | Yes | No | No | No | Handle(EDResEconPotByEU) | FALSE
33 | TRUE | 'ED Res Achiev Pot by EU' | Handle(EDResAchievPotByEU) | Handle(Selected_End_Use) | Handle(Annual_Time) | TableChart_File_Name | 'ElecDemand_EndUse' | 'CC20' | No | No | Yes | Yes | No | No | No | Handle(EDResAchievPotByEU) | FALSE
34 | TRUE | 'ED Com Tech Pot by EU' | Handle(EDComTechPotByEU) | Handle(Selected_End_Use) | Handle(Annual_Time) | TableChart_File_Name | 'ElecDemand_EndUse' | 'A40' | No | No | Yes | Yes | No | No | No | Handle(EDComTechPotByEU) | FALSE
35 | TRUE | 'ED Com Econ Pot by EU' | Handle(EDComEconPotByEU) | Handle(Selected_End_Use) | Handle(Annual_Time) | TableChart_File_Name | 'ElecDemand_EndUse' | 'AO40' | No | No | Yes | Yes | No | No | No | Handle(EDComEconPotByEU) | FALSE
36 | TRUE | 'ED Com Achiev Pot by EU' | Handle(EDComAchievPotByEU) | Handle(Selected_End_Use) | Handle(Annual_Time) | TableChart_File_Name | 'ElecDemand_EndUse' | 'CC40' | No | No | Yes | Yes | No | No | No | Handle(EDComAchievPotByEU) | FALSE
37 | FALSE | 'ED Ind Tech Pot by EU' | Handle(EDIndTechPotByEU) | Handle(Selected_End_Use) | Handle(Annual_Time) | TableChart_File_Name | 'ElecDemand_EndUse' | 'A90' | No | No | Yes | Yes | No | No | No | Handle(EDIndTechPotByEU) | FALSE
38 | FALSE | 'ED Ind Econ Pot by EU' | Handle(EDIndEconPotByEU) | Handle(Selected_End_Use) | Handle(Annual_Time) | TableChart_File_Name | 'ElecDemand_EndUse' | 'AJ90' | No | No | Yes | Yes | No | No | No | Handle(EDIndEconPotByEU) | FALSE
39 | FALSE | 'ED Ind Achiev Pot by EU' | Handle(EDIndAchievPotByEU) | Handle(Selected_End_Use) | Handle(Annual_Time) | TableChart_File_Name | 'ElecDemand_EndUse' | 'BS90' | No | No | Yes | Yes | No | No | No | Handle(EDIndAchievPotByEU) | FALSE
40 | FALSE | 'GE Tot Tech Pot by EU' | Handle(GETotTechPotByEU) | Handle(End_Use_Friendly_Na1) | Handle(Annual_Time) | TableChart_File_Name | 'GasEnergy_EndUse' | 'A2' | No | No | Yes | Yes | No | No | No | Handle(GETotTechPotByEU) | FALSE
41 | FALSE | 'GE Tot Econ Pot by EU' | Handle(GETotEconPotByEU) | Handle(End_Use_Friendly_Na1) | Handle(Annual_Time) | TableChart_File_Name | 'GasEnergy_EndUse' | 'AH2' | No | No | Yes | Yes | No | No | No | Handle(GETotEconPotByEU) | FALSE
42 | FALSE | 'GE Tot Achiev Pot by EU' | Handle(GETotAchievPotByEU) | Handle(End_Use_Friendly_Na1) | Handle(Annual_Time) | TableChart_File_Name | 'GasEnergy_EndUse' | 'BO2' | No | No | Yes | Yes | No | No | No | Handle(GETotAchievPotByEU) | FALSE
43 | FALSE | 'GE Res Tech Pot by EU' | Handle(GEResTechPotByEU) | Handle(End_Use_Friendly_Na1) | Handle(Annual_Time) | TableChart_File_Name | 'GasEnergy_EndUse' | 'A29' | No | No | Yes | Yes | No | No | No | Handle(GEResTechPotByEU) | FALSE
44 | FALSE | 'GE Res Econ Pot by EU' | Handle(GEResEconPotByEU) | Handle(End_Use_Friendly_Na1) | Handle(Annual_Time) | TableChart_File_Name | 'GasEnergy_EndUse' | 'AH29' | No | No | Yes | Yes | No | No | No | Handle(GEResEconPotByEU) | FALSE
45 | FALSE | 'GE Res Achiev Pot by EU' | Handle(GEResAchievPotByEU) | Handle(End_Use_Friendly_Na1) | Handle(Annual_Time) | TableChart_File_Name | 'GasEnergy_EndUse' | 'BO29' | No | No | Yes | Yes | No | No | No | Handle(GEResAchievPotByEU) | FALSE
46 | FALSE | 'GE Com Tech Pot by EU' | Handle(GEComTechPotByEU) | Handle(End_Use_Friendly_Na1) | Handle(Annual_Time) | TableChart_File_Name | 'GasEnergy_EndUse' | 'A56' | No | No | Yes | Yes | No | No | No | Handle(GEComTechPotByEU) | FALSE
47 | FALSE | 'GE Com Econ Pot by EU' | Handle(GEComEconPotByEU) | Handle(End_Use_Friendly_Na1) | Handle(Annual_Time) | TableChart_File_Name | 'GasEnergy_EndUse' | 'AH56' | No | No | Yes | Yes | No | No | No | Handle(GEComEconPotByEU) | FALSE
48 | FALSE | 'GE Com Achiev Pot by EU' | Handle(GEComAchievPotByEU) | Handle(End_Use_Friendly_Na1) | Handle(Annual_Time) | TableChart_File_Name | 'GasEnergy_EndUse' | 'BO56' | No | No | Yes | Yes | No | No | No | Handle(GEComAchievPotByEU) | FALSE
49 | FALSE | 'GE Ind Tech Pot by EU' | Handle(GEIndTechPotByEU) | Handle(End_Use_Friendly_Na1) | Handle(Annual_Time) | TableChart_File_Name | 'GasEnergy_EndUse' | 'A83' | No | No | Yes | Yes | No | No | No | Handle(GEIndTechPotByEU) | FALSE
50 | FALSE | 'GE Ind Econ Pot by EU' | Handle(GEIndEconPotByEU) | Handle(End_Use_Friendly_Na1) | Handle(Annual_Time) | TableChart_File_Name | 'GasEnergy_EndUse' | 'AH83' | No | No | Yes | Yes | No | No | No | Handle(GEIndEconPotByEU) | FALSE
51 | FALSE | 'GE Ind Achiev Pot by EU' | Handle(GEIndAchievPotByEU) | Handle(End_Use_Friendly_Na1) | Handle(Annual_Time) | TableChart_File_Name | 'GasEnergy_EndUse' | 'BO83' | No | No | Yes | Yes | No | No | No | Handle(GEIndAchievPotByEU) | FALSE
52 | FALSE | 'GD Tot Tech Pot by EU' | Handle(GDTotTechPotByEU) | Handle(End_Use_Friendly_Na1) | Handle(Annual_Time) | TableChart_File_Name | 'GasDemand_EndUse' | 'A2' | No | No | Yes | Yes | No | No | No | Handle(GDTotTechPotByEU) | FALSE
53 | FALSE | 'GD Tot Econ Pot by EU' | Handle(GDTotEconPotByEU) | Handle(End_Use_Friendly_Na1) | Handle(Annual_Time) | TableChart_File_Name | 'GasDemand_EndUse' | 'AH2' | No | No | Yes | Yes | No | No | No | Handle(GDTotEconPotByEU) | FALSE
54 | FALSE | 'GD Res Tech Pot by EU' | Handle(GDResTechPotByEU) | Handle(End_Use_Friendly_Na1) | Handle(Annual_Time) | TableChart_File_Name | 'GasDemand_EndUse' | 'A29' | No | No | Yes | Yes | No | No | No | Handle(GDResTechPotByEU) | FALSE
55 | FALSE | 'GD Res Econ Pot by EU' | Handle(GDResEconPotByEU) | Handle(End_Use_Friendly_Na1) | Handle(Annual_Time) | TableChart_File_Name | 'GasDemand_EndUse' | 'AH29' | No | No | Yes | Yes | No | No | No | Handle(GDResEconPotByEU) | FALSE
56 | FALSE | 'GD Com Tech Pot by EU' | Handle(GDComTechPotByEU) | Handle(End_Use_Friendly_Na1) | Handle(Annual_Time) | TableChart_File_Name | 'GasDemand_EndUse' | 'A56' | No | No | Yes | Yes | No | No | No | Handle(GDComTechPotByEU) | FALSE
57 | FALSE | 'GD Com Econ Pot by EU' | Handle(GDComEconPotByEU) | Handle(End_Use_Friendly_Na1) | Handle(Annual_Time) | TableChart_File_Name | 'GasDemand_EndUse' | 'AH56' | No | No | Yes | Yes | No | No | No | Handle(GDComEconPotByEU) | FALSE
58 | FALSE | 'GD Ind Tech Pot by EU' | Handle(GDIndTechPotByEU) | Handle(End_Use_Friendly_Na1) | Handle(Annual_Time) | TableChart_File_Name | 'GasDemand_EndUse' | 'A83' | No | No | Yes | Yes | No | No | No | Handle(GDIndTechPotByEU) | FALSE
59 | FALSE | 'GD Ind Econ Pot by EU' | Handle(GDIndEconPotByEU) | Handle(End_Use_Friendly_Na1) | Handle(Annual_Time) | TableChart_File_Name | 'GasDemand_EndUse' | 'AH83' | No | No | Yes | Yes | No | No | No | Handle(GDIndEconPotByEU) | FALSE
60 | FALSE | 'EE Tot Tech Pot by Cust Seg' | Handle(EETotTechPotByCustSe) | Handle(Cust_Seg_Frndly_Name) | Handle(Annual_Time) | TableChart_File_Name | 'ElecEnergy_CustSeg' | 'A2' | No | No | Yes | Yes | No | No | No | Handle(EETotTechPotByCustSe) | FALSE
61 | FALSE | 'EE Tot Econ Pot by Cust Seg' | Handle(EETotEconPotByCustSe) | Handle(Cust_Seg_Frndly_Name) | Handle(Annual_Time) | TableChart_File_Name | 'ElecEnergy_CustSeg' | 'AJ2' | No | No | Yes | Yes | No | No | No | Handle(EETotEconPotByCustSe) | FALSE
62 | FALSE | 'EE Tot Achiev Pot by Cust Seg' | Handle(EETotAchievPotByCust) | Handle(Cust_Seg_Frndly_Name) | Handle(Annual_Time) | TableChart_File_Name | 'ElecEnergy_CustSeg' | 'BS2' | No | No | Yes | Yes | No | No | No | Handle(EETotAchievPotByCust) | FALSE
63 | FALSE | 'ED Tot Tech Pot by Cust Seg' | Handle(EDTotTechPotByCustSe) | Handle(Cust_Seg_Frndly_Name) | Handle(Annual_Time) | TableChart_File_Name | 'ElecDemand_CustSeg' | 'A2' | No | No | Yes | Yes | No | No | No | Handle(EDTotTechPotByCustSe) | FALSE
64 | FALSE | 'ED Tot Econ Pot by Cust Seg' | Handle(EDTotEconPotByCustSe) | Handle(Cust_Seg_Frndly_Name) | Handle(Annual_Time) | TableChart_File_Name | 'ElecDemand_CustSeg' | 'AJ2' | No | No | Yes | Yes | No | No | No | Handle(EDTotEconPotByCustSe) | FALSE
65 | FALSE | 'ED Tot Achiev Pot by Cust Seg' | Handle(EDTotAchievPotByCust) | Handle(Cust_Seg_Frndly_Name) | Handle(Annual_Time) | TableChart_File_Name | 'ElecDemand_CustSeg' | 'BS2' | No | No | Yes | Yes | No | No | No | Handle(EDTotAchievPotByCust) | FALSE
66 | FALSE | 'GE Tot Tech Pot by Cust Seg' | Handle(GETotTechPotByCustSe) | Handle(Cust_Seg_Frndly_Name) | Handle(Annual_Time) | TableChart_File_Name | 'GasEnergy_CustSeg' | 'A2' | No | No | Yes | Yes | No | No | No | Handle(GETotTechPotByCustSe) | FALSE
67 | FALSE | 'GE Tot Econ Pot by Cust Seg' | Handle(GETotEconPotByCustSe) | Handle(Cust_Seg_Frndly_Name) | Handle(Annual_Time) | TableChart_File_Name | 'GasEnergy_CustSeg' | 'AH2' | No | No | Yes | Yes | No | No | No | Handle(GETotEconPotByCustSe) | FALSE
68 | FALSE | 'GE Tot Achiev Pot by Cust Seg' | Handle(GETotAchievPotByCust) | Handle(Cust_Seg_Frndly_Name) | Handle(Annual_Time) | TableChart_File_Name | 'GasEnergy_CustSeg' | 'BO2' | No | No | Yes | Yes | No | No | No | Handle(GETotAchievPotByCust) | FALSE
69 | FALSE | 'GD Tot Tech Pot by Cust Seg' | Handle(GDTotTechPotByCustSe) | Handle(Cust_Seg_Frndly_Name) | Handle(Annual_Time) | TableChart_File_Name | 'GasDemand_CustSeg' | 'A2' | No | No | Yes | Yes | No | No | No | Handle(GDTotTechPotByCustSe) | FALSE
70 | FALSE | 'GD Tot Econ Pot by Cust Seg' | Handle(GDTotEconPotByCustSe) | Handle(Cust_Seg_Frndly_Name) | Handle(Annual_Time) | TableChart_File_Name | 'GasDemand_CustSeg' | 'AH2' | No | No | Yes | Yes | No | No | No | Handle(GDTotEconPotByCustSe) | FALSE
71 | TRUE | 'EE Tot Tech Pot as Pct of Sales' | Handle(EETotTechPotPctSales) | Handle(Annual_Time) | Handle(Sectors_Plus_All_No_) | TableChart_File_Name | 'ElecEnergy_Pct' | 'A2' | No | No | Yes | Yes | No | No | No | Handle(EETotTechPotPctSales) | FALSE
72 | TRUE | 'EE Tot Econ Pot as Pct of Sales' | Handle(EETotEconPotPctSales) | Handle(Annual_Time) | Handle(Sectors_Plus_All_No_) | TableChart_File_Name | 'ElecEnergy_Pct' | 'A33' | No | No | Yes | Yes | No | No | No | Handle(EETotEconPotPctSales) | FALSE
73 | TRUE | 'EE Tot Achiev Pot as Pct of Sales' | Handle(EETotAchievPotPctRes) | Handle(Annual_Time) | Handle(Scen_Friendly_Name) | TableChart_File_Name | 'ElecEnergy_Pct' | 'A64' | No | No | Yes | Yes | No | No | No | Handle(EETotAchievPotPctRes) | FALSE
74 | TRUE | 'EE Tot Pot as Pct of Sales' | Handle(EETotPotPctSales) | Handle(Annual_Time) | Handle(Selected_Pot_Type) | TableChart_File_Name | 'ElecEnergy_Pct' | 'Q3' | No | No | Yes | No | No | No | No | Handle(EETotPotPctSales) | FALSE
75 | TRUE | 'ED Tot Tech Pot as Pct of Sales' | Handle(EDTotTechPotPctSales) | Handle(Annual_Time) | Handle(Sectors_Plus_All_No_) | TableChart_File_Name | 'ElecDemand_Pct' | 'A2' | No | No | Yes | Yes | No | No | No | Handle(EDTotTechPotPctSales) | FALSE
76 | TRUE | 'ED Tot Econ Pot as Pct of Sales' | Handle(EDTotEconPotPctSales) | Handle(Annual_Time) | Handle(Sectors_Plus_All_No_) | TableChart_File_Name | 'ElecDemand_Pct' | 'A33' | No | No | Yes | Yes | No | No | No | Handle(EDTotEconPotPctSales) | FALSE
77 | TRUE | 'ED Tot Achiev Pot as Pct of Sales' | Handle(EDTotAchievPotPctRes) | Handle(Annual_Time) | Handle(Scen_Friendly_Name) | TableChart_File_Name | 'ElecDemand_Pct' | 'A64' | No | No | Yes | Yes | No | No | No | Handle(EDTotAchievPotPctRes) | FALSE
78 | TRUE | 'ED Tot Pot as Pct of Sales' | Handle(EDTotPotPctSales) | Handle(Annual_Time) | Handle(Selected_Pot_Type) | TableChart_File_Name | 'ElecDemand_Pct' | 'Q3' | No | No | Yes | No | No | No | No | Handle(EDTotPotPctSales) | FALSE
79 | FALSE | 'GE Tot Tech Pot as Pct of Sales' | Handle(GETotTechPotPctSales) | Handle(Annual_Time) | Handle(Sectors_Plus_All_No_) | TableChart_File_Name | 'GasEnergy_Pct' | 'A2' | No | No | Yes | Yes | No | No | No | Handle(GETotTechPotPctSales) | FALSE
80 | FALSE | 'GE Tot Econ Pot as Pct of Sales' | Handle(GETotEconPotPctSales) | Handle(Annual_Time) | Handle(Sectors_Plus_All_No_) | TableChart_File_Name | 'GasEnergy_Pct' | 'A26' | No | No | Yes | Yes | No | No | No | Handle(GETotEconPotPctSales) | FALSE
81 | FALSE | 'GE Tot Achiev Pot as Pct of Sales' | Handle(GETotAchievPotPctSal) | Handle(Annual_Time) | Handle(Sectors_Plus_All_No_) | TableChart_File_Name | 'GasEnergy_Pct' | 'A50' | No | No | Yes | Yes | No | No | No | Handle(GETotAchievPotPctSal) | FALSE
82 | FALSE | 'GE Tot Pot as Pct of Sales' | Handle(GETotPotPctSales) | Handle(Annual_Time) | Handle(Potential_Type) | TableChart_File_Name | 'GasEnergy_Pct' | 'R2' | No | No | Yes | Yes | No | No | No | Handle(GETotPotPctSales) | FALSE
83 | FALSE | 'GD Tot Tech Pot as Pct of Sales' | Handle(GDTotTechPotPctSales) | Handle(Annual_Time) | Handle(Sectors_Plus_All_No_) | TableChart_File_Name | 'GasDemand_Pct' | 'A2' | No | No | Yes | Yes | No | No | No | Handle(GDTotTechPotPctSales) | FALSE
84 | FALSE | 'GD Tot Econ Pot as Pct of Sales' | Handle(GDTotEconPotPctSales) | Handle(Annual_Time) | Handle(Sectors_Plus_All_No_) | TableChart_File_Name | 'GasDemand_Pct' | 'A26' | No | No | Yes | Yes | No | No | No | Handle(GDTotEconPotPctSales) | FALSE
85 | FALSE | 'GD Tot Pot as Pct of Sales' | Handle(GDTotPotPctSales) | Handle(Annual_Time) | Handle(Potential_Type) | TableChart_File_Name | 'GasDemand_Pct' | 'R2' | No | No | Yes | Yes | No | No | No | Handle(GDTotPotPctSales) | FALSE
86 | TRUE | 'EE Tech Pot Top Measures' | Handle(EETechPotTopMeas) | Handle(Rank_in_Measures) | Handle(Histogram_Fields) | TableChart_File_Name | 'ElecEnergy_Top40' | 'A3' | No | No | Yes | No | No | No | No | Handle(EETechPotTopMeas) | FALSE
87 | TRUE | 'EE Econ Pot Top Measures' | Handle(EEEconPotTopMeas) | Handle(Rank_in_Measures) | Handle(Histogram_Fields) | TableChart_File_Name | 'ElecEnergy_Top40' | 'A47' | No | No | Yes | No | No | No | No | Handle(EEEconPotTopMeas) | FALSE
88 | TRUE | 'EE Achiev Pot Top Measures' | Handle(EEAchievPotTopMeas) | Handle(Rank_in_Measures) | Handle(Histogram_Fields) | TableChart_File_Name | 'ElecEnergy_Top40' | 'A91' | No | No | Yes | No | No | No | No | Handle(EEAchievPotTopMeas) | FALSE
89 | TRUE | 'EE Tech Pot Top Res Measures' | Handle(EETechPotTopResMeas) | Handle(Rank_in_Measures) | Handle(Histogram_Fields) | TableChart_File_Name | 'ElecEnergy_Top40' | 'Q3' | No | No | Yes | No | No | No | No | Handle(EETechPotTopResMeas) | FALSE
90 | TRUE | 'EE Econ Pot Top Res Measures' | Handle(EEEconPotTopResMeas) | Handle(Rank_in_Measures) | Handle(Histogram_Fields) | TableChart_File_Name | 'ElecEnergy_Top40' | 'Q47' | No | No | Yes | No | No | No | No | Handle(EEEconPotTopResMeas) | FALSE
91 | TRUE | 'EE Achiev Pot Top Res Measures' | Handle(EEAchievPotTopResMea) | Handle(Rank_in_Measures) | Handle(Histogram_Fields) | TableChart_File_Name | 'ElecEnergy_Top40' | 'Q91' | No | No | Yes | No | No | No | No | Handle(EEAchievPotTopResMea) | FALSE
92 | TRUE | 'EE Tech Pot Top Com Measures' | Handle(EETechPotTopComMeas) | Handle(Rank_in_Measures) | Handle(Histogram_Fields) | TableChart_File_Name | 'ElecEnergy_Top40' | 'AF3' | No | No | Yes | No | No | No | No | Handle(EETechPotTopComMeas) | FALSE
93 | TRUE | 'EE Econ Pot Top Com Measures' | Handle(EEEconPotTopComMeas) | Handle(Rank_in_Measures) | Handle(Histogram_Fields) | TableChart_File_Name | 'ElecEnergy_Top40' | 'AF47' | No | No | Yes | No | No | No | No | Handle(EEEconPotTopComMeas) | FALSE
94 | TRUE | 'EE Achiev Pot Top Com Measures' | Handle(EEAchievPotTopComMea) | Handle(Rank_in_Measures) | Handle(Histogram_Fields) | TableChart_File_Name | 'ElecEnergy_Top40' | 'AF91' | No | No | Yes | No | No | No | No | Handle(EEAchievPotTopComMea) | FALSE
95 | FALSE | 'EE Tech Pot Top Ind Measures' | Handle(EETechPotTopIndMeas) | Handle(Rank_in_Measures) | Handle(Histogram_Fields) | TableChart_File_Name | 'ElecEnergy_Top40' | 'AU3' | No | No | Yes | No | No | No | No | Handle(EETechPotTopIndMeas) | FALSE
96 | FALSE | 'EE Econ Pot Top Ind Measures' | Handle(EEEconPotTopIndMeas) | Handle(Rank_in_Measures) | Handle(Histogram_Fields) | TableChart_File_Name | 'ElecEnergy_Top40' | 'AU47' | No | No | Yes | No | No | No | No | Handle(EEEconPotTopIndMeas) | FALSE
97 | FALSE | 'EE Achiev Pot Top Ind Measures' | Handle(EEAchievPotTopIndMea) | Handle(Rank_in_Measures) | Handle(Histogram_Fields) | TableChart_File_Name | 'ElecEnergy_Top40' | 'AU91' | No | No | Yes | No | No | No | No | Handle(EEAchievPotTopIndMea) | FALSE
98 | TRUE | 'ED Tech Pot Top Measures' | Handle(EDTechPotTopMeas) | Handle(Rank_in_Measures) | Handle(Histogram_Fields) | TableChart_File_Name | 'ElecDemand_Top40' | 'A3' | No | No | Yes | No | No | No | No | Handle(EDTechPotTopMeas) | FALSE
99 | TRUE | 'ED Econ Pot Top Measures' | Handle(EDEconPotTopMeas) | Handle(Rank_in_Measures) | Handle(Histogram_Fields) | TableChart_File_Name | 'ElecDemand_Top40' | 'A47' | No | No | Yes | No | No | No | No | Handle(EDEconPotTopMeas) | FALSE
100 | TRUE | 'ED Achiev Pot Top Measures' | Handle(EDAchievPotTopMeas) | Handle(Rank_in_Measures) | Handle(Histogram_Fields) | TableChart_File_Name | 'ElecDemand_Top40' | 'A91' | No | No | Yes | No | No | No | No | Handle(EDAchievPotTopMeas) | FALSE
101 | TRUE | 'ED Tech Pot Top Res Measures' | Handle(EDTechPotTopResMeas) | Handle(Rank_in_Measures) | Handle(Histogram_Fields) | TableChart_File_Name | 'ElecDemand_Top40' | 'Q3' | No | No | Yes | No | No | No | No | Handle(EDTechPotTopResMeas) | FALSE
102 | TRUE | 'ED Econ Pot Top Res Measures' | Handle(EDEconPotTopResMeas) | Handle(Rank_in_Measures) | Handle(Histogram_Fields) | TableChart_File_Name | 'ElecDemand_Top40' | 'Q47' | No | No | Yes | No | No | No | No | Handle(EDEconPotTopResMeas) | FALSE
103 | TRUE | 'ED Achiev Pot Top Res Measures' | Handle(EDAchievPotTopResMea) | Handle(Rank_in_Measures) | Handle(Histogram_Fields) | TableChart_File_Name | 'ElecDemand_Top40' | 'Q91' | No | No | Yes | No | No | No | No | Handle(EDAchievPotTopResMea) | FALSE
104 | TRUE | 'ED Tech Pot Top Com Measures' | Handle(EDTechPotTopComMeas) | Handle(Rank_in_Measures) | Handle(Histogram_Fields) | TableChart_File_Name | 'ElecDemand_Top40' | 'AF3' | No | No | Yes | No | No | No | No | Handle(EDTechPotTopComMeas) | FALSE
105 | TRUE | 'ED Econ Pot Top Com Measures' | Handle(EDEconPotTopComMeas) | Handle(Rank_in_Measures) | Handle(Histogram_Fields) | TableChart_File_Name | 'ElecDemand_Top40' | 'AF47' | No | No | Yes | No | No | No | No | Handle(EDEconPotTopComMeas) | FALSE
106 | TRUE | 'ED Achiev Pot Top Com Measures' | Handle(EDAchievPotTopComMea) | Handle(Rank_in_Measures) | Handle(Histogram_Fields) | TableChart_File_Name | 'ElecDemand_Top40' | 'AF91' | No | No | Yes | No | No | No | No | Handle(EDAchievPotTopComMea) | FALSE
107 | FALSE | 'ED Tech Pot Top Ind Measures' | Handle(EDTechPotTopIndMeas) | Handle(Rank_in_Measures) | Handle(Histogram_Fields) | TableChart_File_Name | 'ElecDemand_Top40' | 'AU3' | No | No | Yes | No | No | No | No | Handle(EDTechPotTopIndMeas) | FALSE
108 | FALSE | 'ED Econ Pot Top Ind Measures' | Handle(EDEconPotTopIndMeas) | Handle(Rank_in_Measures) | Handle(Histogram_Fields) | TableChart_File_Name | 'ElecDemand_Top40' | 'AU47' | No | No | Yes | No | No | No | No | Handle(EDEconPotTopIndMeas) | FALSE
109 | FALSE | 'ED Achiev Pot Top Ind Measures' | Handle(EDAchievPotTopIndMea) | Handle(Rank_in_Measures) | Handle(Histogram_Fields) | TableChart_File_Name | 'ElecDemand_Top40' | 'AU91' | No | No | Yes | No | No | No | No | Handle(EDAchievPotTopIndMea) | FALSE
110 | FALSE | 'GE Tech Pot Top Measures' | Handle(GETechPotTopMeas) | Handle(Rank_in_Measures) | Handle(Histogram_Fields) | TableChart_File_Name | 'GasEnergy_Top40' | 'A3' | No | No | Yes | No | No | No | No | Handle(GETechPotTopMeas) | FALSE
111 | FALSE | 'GE Econ Pot Top Measures' | Handle(GEEconPotTopMeas) | Handle(Rank_in_Measures) | Handle(Histogram_Fields) | TableChart_File_Name | 'GasEnergy_Top40' | 'A47' | No | No | Yes | No | No | No | No | Handle(GEEconPotTopMeas) | FALSE
112 | FALSE | 'GE Achiev Pot Top Measures' | Handle(GEAchievPotTopMeas) | Handle(Rank_in_Measures) | Handle(Histogram_Fields) | TableChart_File_Name | 'GasEnergy_Top40' | 'A91' | No | No | Yes | No | No | No | No | Handle(GEAchievPotTopMeas) | FALSE
113 | FALSE | 'GE Tech Pot Top Res Measures' | Handle(GETechPotTopResMeas) | Handle(Rank_in_Measures) | Handle(Histogram_Fields) | TableChart_File_Name | 'GasEnergy_Top40' | 'Q3' | No | No | Yes | No | No | No | No | Handle(GETechPotTopResMeas) | FALSE
114 | FALSE | 'GE Econ Pot Top Res Measures' | Handle(GEEconPotTopResMeas) | Handle(Rank_in_Measures) | Handle(Histogram_Fields) | TableChart_File_Name | 'GasEnergy_Top40' | 'Q47' | No | No | Yes | No | No | No | No | Handle(GEEconPotTopResMeas) | FALSE
115 | FALSE | 'GE Achiev Pot Top Res Measures' | Handle(GEAchievPotTopResMea) | Handle(Rank_in_Measures) | Handle(Histogram_Fields) | TableChart_File_Name | 'GasEnergy_Top40' | 'Q91' | No | No | Yes | No | No | No | No | Handle(GEAchievPotTopResMea) | FALSE
116 | FALSE | 'GE Tech Pot Top Com Measures' | Handle(GETechPotTopComMeas) | Handle(Rank_in_Measures) | Handle(Histogram_Fields) | TableChart_File_Name | 'GasEnergy_Top40' | 'AF3' | No | No | Yes | No | No | No | No | Handle(GETechPotTopComMeas) | FALSE
117 | FALSE | 'GE Econ Pot Top Com Measures' | Handle(GEEconPotTopComMeas) | Handle(Rank_in_Measures) | Handle(Histogram_Fields) | TableChart_File_Name | 'GasEnergy_Top40' | 'AF47' | No | No | Yes | No | No | No | No | Handle(GEEconPotTopComMeas) | FALSE
118 | FALSE | 'GE Achiev Pot Top Com Measures' | Handle(GEAchievPotTopComMea) | Handle(Rank_in_Measures) | Handle(Histogram_Fields) | TableChart_File_Name | 'GasEnergy_Top40' | 'AF91' | No | No | Yes | No | No | No | No | Handle(GEAchievPotTopComMea) | FALSE
119 | FALSE | 'GE Tech Pot Top Ind Measures' | Handle(GETechPotTopIndMeas) | Handle(Rank_in_Measures) | Handle(Histogram_Fields) | TableChart_File_Name | 'GasEnergy_Top40' | 'AU3' | No | No | Yes | No | No | No | No | Handle(GETechPotTopIndMeas) | FALSE
120 | FALSE | 'GE Econ Pot Top Ind Measures' | Handle(GEEconPotTopIndMeas) | Handle(Rank_in_Measures) | Handle(Histogram_Fields) | TableChart_File_Name | 'GasEnergy_Top40' | 'AU47' | No | No | Yes | No | No | No | No | Handle(GEEconPotTopIndMeas) | FALSE
121 | FALSE | 'GE Achiev Pot Top Ind Measures' | Handle(GEAchievPotTopIndMea) | Handle(Rank_in_Measures) | Handle(Histogram_Fields) | TableChart_File_Name | 'GasEnergy_Top40' | 'AU91' | No | No | Yes | No | No | No | No | Handle(GEAchievPotTopIndMea) | FALSE
122 | FALSE | 'GD Tech Pot Top Measures' | Handle(GDTechPotTopMeas) | Handle(Rank_in_Measures) | Handle(Histogram_Fields) | TableChart_File_Name | 'GasDemand_Top40' | 'A3' | No | No | Yes | No | No | No | No | Handle(GDTechPotTopMeas) | FALSE
123 | FALSE | 'GD Econ Pot Top Measures' | Handle(GDEconPotTopMeas) | Handle(Rank_in_Measures) | Handle(Histogram_Fields) | TableChart_File_Name | 'GasDemand_Top40' | 'A47' | No | No | Yes | No | No | No | No | Handle(GDEconPotTopMeas) | FALSE
124 | FALSE | 'GD Tech Pot Top Res Measures' | Handle(GDTechPotTopResMeas) | Handle(Rank_in_Measures) | Handle(Histogram_Fields) | TableChart_File_Name | 'GasDemand_Top40' | 'Q3' | No | No | Yes | No | No | No | No | Handle(GDTechPotTopResMeas) | FALSE
125 | FALSE | 'GD Econ Pot Top Res Measures' | Handle(GDEconPotTopResMeas) | Handle(Rank_in_Measures) | Handle(Histogram_Fields) | TableChart_File_Name | 'GasDemand_Top40' | 'Q47' | No | No | Yes | No | No | No | No | Handle(GDEconPotTopResMeas) | FALSE
126 | FALSE | 'GD Tech Pot Top Com Measures' | Handle(GDTechPotTopComMeas) | Handle(Rank_in_Measures) | Handle(Histogram_Fields) | TableChart_File_Name | 'GasDemand_Top40' | 'AF3' | No | No | Yes | No | No | No | No | Handle(GDTechPotTopComMeas) | FALSE
127 | FALSE | 'GD Econ Pot Top Com Measures' | Handle(GDEconPotTopComMeas) | Handle(Rank_in_Measures) | Handle(Histogram_Fields) | TableChart_File_Name | 'GasDemand_Top40' | 'AF47' | No | No | Yes | No | No | No | No | Handle(GDEconPotTopComMeas) | FALSE
128 | FALSE | 'GD Tech Pot Top Ind Measures' | Handle(GDTechPotTopIndMeas) | Handle(Rank_in_Measures) | Handle(Histogram_Fields) | TableChart_File_Name | 'GasDemand_Top40' | 'AU3' | No | No | Yes | No | No | No | No | Handle(GDTechPotTopIndMeas) | FALSE
129 | FALSE | 'GD Econ Pot Top Ind Measures' | Handle(GDEconPotTopIndMeas) | Handle(Rank_in_Measures) | Handle(Histogram_Fields) | TableChart_File_Name | 'GasDemand_Top40' | 'AU47' | No | No | Yes | No | No | No | No | Handle(GDEconPotTopIndMeas) | FALSE
130 | TRUE | 'EE LCOE Tech Pot Supply Curve' | Handle(EELCOETechSuppCurve) | Handle(Supply_Curve_Steps) | Handle(Supply_Curve_Fields) | TableChart_File_Name | 'ElecEnergy_LCOE' | 'A3' | No | No | Yes | No | No | No | No | Handle(EELCOETechSuppCurve) | FALSE
131 | TRUE | 'ED LCOE Tech Pot Supply Curve' | Handle(EDLCOETechSuppCurve) | Handle(Supply_Curve_Steps) | Handle(Supply_Curve_Fields) | TableChart_File_Name | 'ElecDemand_LCOE' | 'A3' | No | No | Yes | No | No | No | No | Handle(EDLCOETechSuppCurve) | FALSE
132 | FALSE | 'GE LCOE Tech Pot Supply Curve' | Handle(GELCOETechSuppCurve) | Handle(Supply_Curve_Steps) | Handle(Supply_Curve_Fields) | TableChart_File_Name | 'GasEnergy_LCOE' | 'A3' | No | No | Yes | No | No | No | No | Handle(GELCOETechSuppCurve) | FALSE
133 | FALSE | 'GD LCOE Tech Pot Supply Curve' | Handle(GDLCOETechSuppCurve) | Handle(Supply_Curve_Steps) | Handle(Supply_Curve_Fields) | TableChart_File_Name | 'GasDemand_LCOE' | 'A3' | No | No | Yes | No | No | No | No | Handle(GDLCOETechSuppCurve) | FALSE
134 | TRUE | 'EE LCOE Econ Pot Supply Curve' | Handle(EELCOEEconSuppCurve) | Handle(Supply_Curve_Steps) | Handle(Supply_Curve_Fields) | TableChart_File_Name | 'ElecEnergy_LCOE' | 'Q3' | No | No | Yes | No | No | No | No | Handle(EELCOEEconSuppCurve) | FALSE
135 | TRUE | 'ED LCOE Econ Pot Supply Curve' | Handle(EDLCOEEconSuppCurve) | Handle(Supply_Curve_Steps) | Handle(Supply_Curve_Fields) | TableChart_File_Name | 'ElecDemand_LCOE' | 'Q3' | No | No | Yes | No | No | No | No | Handle(EDLCOEEconSuppCurve) | FALSE
136 | FALSE | 'GE LCOE Econ Pot Supply Curve' | Handle(GELCOEEconSuppCurve) | Handle(Supply_Curve_Steps) | Handle(Supply_Curve_Fields) | TableChart_File_Name | 'GasEnergy_LCOE' | 'Q3' | No | No | Yes | No | No | No | No | Handle(GELCOEEconSuppCurve) | FALSE
137 | FALSE | 'GD LCOE Econ Pot Supply Curve' | Handle(GDLCOEEconSuppCurve) | Handle(Supply_Curve_Steps) | Handle(Supply_Curve_Fields) | TableChart_File_Name | 'GasDemand_LCOE' | 'Q3' | No | No | Yes | No | No | No | No | Handle(GDLCOEEconSuppCurve) | FALSE
138 | TRUE | 'EE LCOE Achiev Pot Supply Curve' | Handle(EELCOEAchievSuppCurv) | Handle(Supply_Curve_Steps) | Handle(Supply_Curve_Fields) | TableChart_File_Name | 'ElecEnergy_LCOE' | 'AG3' | No | No | Yes | No | No | No | No | Handle(EELCOEAchievSuppCurv) | FALSE
139 | TRUE | 'ED LCOE Achiev Pot Supply Curve' | Handle(EDLCOEAchievSuppCurv) | Handle(Supply_Curve_Steps) | Handle(Supply_Curve_Fields) | TableChart_File_Name | 'ElecDemand_LCOE' | 'AG3' | No | No | Yes | No | No | No | No | Handle(EDLCOEAchievSuppCurv) | FALSE
140 | FALSE | 'GE LCOE Achiev Pot Supply Curve' | Handle(GELCOEAchievSuppCurv) | Handle(Supply_Curve_Steps) | Handle(Supply_Curve_Fields) | TableChart_File_Name | 'GasEnergy_LCOE' | 'AG3' | No | No | Yes | No | No | No | No | Handle(GELCOEAchievSuppCurv) | FALSE
141 | TRUE | 'EE BC Ratio Tech Pot Supply Curve' | Handle(EEBCRatioTechSuppCur) | Handle(Supply_Curve_Steps) | Handle(BC_Sup_Curve_Fields) | TableChart_File_Name | 'ElecEnergy_BC' | 'A3' | No | No | Yes | No | No | No | No | Handle(EEBCRatioTechSuppCur) | FALSE
142 | TRUE | 'ED BC Ratio Tech Pot Supply Curve' | Handle(EDBCRatioTechSuppCur) | Handle(Supply_Curve_Steps) | Handle(BC_Sup_Curve_Fields) | TableChart_File_Name | 'ElecDemand_BC' | 'A3' | No | No | Yes | No | No | No | No | Handle(EDBCRatioTechSuppCur) | FALSE
143 | FALSE | 'GE BC Ratio Tech Pot Supply Curve' | Handle(GEBCRatioTechSuppCur) | Handle(Supply_Curve_Steps) | Handle(BC_Sup_Curve_Fields) | TableChart_File_Name | 'GasEnergy_BC' | 'A3' | No | No | Yes | No | No | No | No | Handle(GEBCRatioTechSuppCur) | FALSE
144 | FALSE | 'GD BC Ratio Tech Pot Supply Curve' | Handle(GDBCRatioTechSuppCur) | Handle(Supply_Curve_Steps) | Handle(BC_Sup_Curve_Fields) | TableChart_File_Name | 'GasDemand_BC' | 'A3' | No | No | Yes | No | No | No | No | Handle(GDBCRatioTechSuppCur) | FALSE
145 | TRUE | 'EE BC Ratio Econ Pot Supply Curve' | Handle(EEBCRatioEconSuppCur) | Handle(Supply_Curve_Steps) | Handle(BC_Sup_Curve_Fields) | TableChart_File_Name | 'ElecEnergy_BC' | 'Q3' | No | No | Yes | No | No | No | No | Handle(EEBCRatioEconSuppCur) | FALSE
146 | TRUE | 'ED BC Ratio Econ Pot Supply Curve' | Handle(EDBCRatioEconSuppCur) | Handle(Supply_Curve_Steps) | Handle(BC_Sup_Curve_Fields) | TableChart_File_Name | 'ElecDemand_BC' | 'Q3' | No | No | Yes | No | No | No | No | Handle(EDBCRatioEconSuppCur) | FALSE
147 | FALSE | 'GE BC Ratio Econ Pot Supply Curve' | Handle(GEBCRatioEconSuppCur) | Handle(Supply_Curve_Steps) | Handle(BC_Sup_Curve_Fields) | TableChart_File_Name | 'GasEnergy_BC' | 'Q3' | No | No | Yes | No | No | No | No | Handle(GEBCRatioEconSuppCur) | FALSE
148 | FALSE | 'GD BC Ratio Econ Pot Supply Curve' | Handle(GDBCRatioEconSuppCur) | Handle(Supply_Curve_Steps) | Handle(BC_Sup_Curve_Fields) | TableChart_File_Name | 'GasDemand_BC' | 'Q3' | No | No | Yes | No | No | No | No | Handle(GDBCRatioEconSuppCur) | FALSE
149 | TRUE | 'EE BC Ratio Achiev Pot Supply Curve' | Handle(EEBCRatioAchievSuppC) | Handle(Supply_Curve_Steps) | Handle(BC_Sup_Curve_Fields) | TableChart_File_Name | 'ElecEnergy_BC' | 'AG3' | No | No | Yes | No | No | No | No | Handle(EEBCRatioAchievSuppC) | FALSE
150 | TRUE | 'ED BC Ratio Achiev Pot Supply Curve' | Handle(EDBCRatioAchievSuppC) | Handle(Supply_Curve_Steps) | Handle(BC_Sup_Curve_Fields) | TableChart_File_Name | 'ElecDemand_BC' | 'AG3' | No | No | Yes | No | No | No | No | Handle(EDBCRatioAchievSuppC) | FALSE
151 | FALSE | 'GE BC Ratio Achiev Pot Supply Curve' | Handle(GEBCRatioAchievSuppC) | Handle(Supply_Curve_Steps) | Handle(BC_Sup_Curve_Fields) | TableChart_File_Name | 'GasEnergy_BC' | 'AG3' | No | No | Yes | No | No | No | No | Handle(GEBCRatioAchievSuppC) | FALSE
152 | FALSE | 'EE Tot Tech Natural Change' | Handle(EETotNatChange_Plot) | Handle(Annual_Time) | Handle(Comp_Nat_Change_Plot) | TableChart_File_Name | 'ElecEnergy_NatChange' | 'A2' | No | No | Yes | Yes | No | No | No | Handle(EETotNatChange_Plot) | FALSE
153 | FALSE | 'EE Res Tech Natural Change' | Handle(EETotNC_Res_Plot) | Handle(Annual_Time) | Handle(Comp_Nat_Change_Plot) | TableChart_File_Name | 'ElecEnergy_NatChange' | 'A26' | No | No | Yes | Yes | No | No | No | Handle(EETotNC_Res_Plot) | FALSE
154 | FALSE | 'EE Com Tech Natural Change' | Handle(EETotNC_Com_Plot) | Handle(Annual_Time) | Handle(Comp_Nat_Change_Plot) | TableChart_File_Name | 'ElecEnergy_NatChange' | 'A50' | No | No | Yes | Yes | No | No | No | Handle(EETotNC_Com_Plot) | FALSE
155 | FALSE | 'EE Ind Tech Natural Change' | Handle(EETotNC_Ind_Plot) | Handle(Annual_Time) | Handle(Comp_Nat_Change_Plot) | TableChart_File_Name | 'ElecEnergy_NatChange' | 'A74' | No | No | Yes | Yes | No | No | No | Handle(EETotNC_Ind_Plot) | FALSE
156 | FALSE | 'EE Tot Econ Natural Change' | Handle(EETotNatChange_Plot1) | Handle(Annual_Time) | Handle(Comp_Nat_Change_Plot) | TableChart_File_Name | 'ElecEnergy_NatChange' | 'Q2' | No | No | Yes | Yes | No | No | No | Handle(EETotNatChange_Plot1) | FALSE
157 | FALSE | 'EE Res Econ Natural Change' | Handle(EETotNC_Res_Plot1) | Handle(Annual_Time) | Handle(Comp_Nat_Change_Plot) | TableChart_File_Name | 'ElecEnergy_NatChange' | 'Q26' | No | No | Yes | Yes | No | No | No | Handle(EETotNC_Res_Plot1) | FALSE
158 | FALSE | 'EE Com Econ Natural Change' | Handle(EETotNC_Com_Plot1) | Handle(Annual_Time) | Handle(Comp_Nat_Change_Plot) | TableChart_File_Name | 'ElecEnergy_NatChange' | 'Q50' | No | No | Yes | Yes | No | No | No | Handle(EETotNC_Com_Plot1) | FALSE
159 | FALSE | 'EE Ind Econ Natural Change' | Handle(EETotNC_Ind_Plot1) | Handle(Annual_Time) | Handle(Comp_Nat_Change_Plot) | TableChart_File_Name | 'ElecEnergy_NatChange' | 'Q74' | No | No | Yes | Yes | No | No | No | Handle(EETotNC_Ind_Plot1) | FALSE
160 | FALSE | 'EE Tot Achiev Natural Change' | Handle(EETotNatChange_Plot2) | Handle(Annual_Time) | Handle(Comp_Nat_Change_Plot) | TableChart_File_Name | 'ElecEnergy_NatChange' | 'AG2' | No | No | Yes | Yes | No | No | No | Handle(EETotNatChange_Plot2) | FALSE
161 | FALSE | 'EE Res Achiev Natural Change' | Handle(EETotNC_Res_Plot2) | Handle(Annual_Time) | Handle(Comp_Nat_Change_Plot) | TableChart_File_Name | 'ElecEnergy_NatChange' | 'AG26' | No | No | Yes | Yes | No | No | No | Handle(EETotNC_Res_Plot2) | FALSE
162 | FALSE | 'EE Com Achiev Natural Change' | Handle(EETotNC_Com_Plot2) | Handle(Annual_Time) | Handle(Comp_Nat_Change_Plot) | TableChart_File_Name | 'ElecEnergy_NatChange' | 'AG50' | No | No | Yes | Yes | No | No | No | Handle(EETotNC_Com_Plot2) | FALSE
163 | FALSE | 'EE Ind Achiev Natural Change' | Handle(EETotNC_Ind_Plot2) | Handle(Annual_Time) | Handle(Comp_Nat_Change_Plot) | TableChart_File_Name | 'ElecEnergy_NatChange' | 'AG74' | No | No | Yes | Yes | No | No | No | Handle(EETotNC_Ind_Plot2) | FALSE
164 | FALSE | 'ED Tot Tech Natural Change' | Handle(EDTotNatChange_Plot) | Handle(Annual_Time) | Handle(Comp_Nat_Change_Plot) | TableChart_File_Name | 'ElecDemand_NatChange' | 'A2' | No | No | Yes | Yes | No | No | No | Handle(EDTotNatChange_Plot) | FALSE
165 | FALSE | 'ED Res Tech Natural Change' | Handle(EDTotNC_Res_Plot) | Handle(Annual_Time) | Handle(Comp_Nat_Change_Plot) | TableChart_File_Name | 'ElecDemand_NatChange' | 'A26' | No | No | Yes | Yes | No | No | No | Handle(EDTotNC_Res_Plot) | FALSE
166 | FALSE | 'ED Com Tech Natural Change' | Handle(EDTotNC_Com_Plot) | Handle(Annual_Time) | Handle(Comp_Nat_Change_Plot) | TableChart_File_Name | 'ElecDemand_NatChange' | 'A50' | No | No | Yes | Yes | No | No | No | Handle(EDTotNC_Com_Plot) | FALSE
167 | FALSE | 'ED Ind Tech Natural Change' | Handle(EDTotNC_Ind_Plot) | Handle(Annual_Time) | Handle(Comp_Nat_Change_Plot) | TableChart_File_Name | 'ElecDemand_NatChange' | 'A74' | No | No | Yes | Yes | No | No | No | Handle(EDTotNC_Ind_Plot) | FALSE
168 | FALSE | 'ED Tot Econ Natural Change' | Handle(EDTotNatChange_Plot1) | Handle(Annual_Time) | Handle(Comp_Nat_Change_Plot) | TableChart_File_Name | 'ElecDemand_NatChange' | 'Q2' | No | No | Yes | Yes | No | No | No | Handle(EDTotNatChange_Plot1) | FALSE
169 | FALSE | 'ED Res Econ Natural Change' | Handle(EDTotNC_Res_Plot1) | Handle(Annual_Time) | Handle(Comp_Nat_Change_Plot) | TableChart_File_Name | 'ElecDemand_NatChange' | 'Q26' | No | No | Yes | Yes | No | No | No | Handle(EDTotNC_Res_Plot1) | FALSE
170 | FALSE | 'ED Com Econ Natural Change' | Handle(EDTotNC_Com_Plot1) | Handle(Annual_Time) | Handle(Comp_Nat_Change_Plot) | TableChart_File_Name | 'ElecDemand_NatChange' | 'Q50' | No | No | Yes | Yes | No | No | No | Handle(EDTotNC_Com_Plot1) | FALSE
171 | FALSE | 'ED Ind Econ Natural Change' | Handle(EDTotNC_Ind_Plot1) | Handle(Annual_Time) | Handle(Comp_Nat_Change_Plot) | TableChart_File_Name | 'ElecDemand_NatChange' | 'Q74' | No | No | Yes | Yes | No | No | No | Handle(EDTotNC_Ind_Plot1) | FALSE
172 | FALSE | 'ED Tot Achiev Natural Change' | Handle(EDTotNatChange_Plot2) | Handle(Annual_Time) | Handle(Comp_Nat_Change_Plot) | TableChart_File_Name | 'ElecDemand_NatChange' | 'AG2' | No | No | Yes | Yes | No | No | No | Handle(EDTotNatChange_Plot2) | FALSE
173 | FALSE | 'ED Res Achiev Natural Change' | Handle(EDTotNC_Res_Plot2) | Handle(Annual_Time) | Handle(Comp_Nat_Change_Plot) | TableChart_File_Name | 'ElecDemand_NatChange' | 'AG26' | No | No | Yes | Yes | No | No | No | Handle(EDTotNC_Res_Plot2) | FALSE
174 | FALSE | 'ED Com Achiev Natural Change' | Handle(EDTotNC_Com_Plot2) | Handle(Annual_Time) | Handle(Comp_Nat_Change_Plot) | TableChart_File_Name | 'ElecDemand_NatChange' | 'AG50' | No | No | Yes | Yes | No | No | No | Handle(EDTotNC_Com_Plot2) | FALSE
175 | FALSE | 'ED Ind Achiev Natural Change' | Handle(EDTotNC_Ind_Plot2) | Handle(Annual_Time) | Handle(Comp_Nat_Change_Plot) | TableChart_File_Name | 'ElecDemand_NatChange' | 'AG74' | No | No | Yes | Yes | No | No | No | Handle(EDTotNC_Ind_Plot2) | FALSE
176 | FALSE | 'GE Tot Tech Natural Change' | Handle(GETotNatChange_Plot) | Handle(Annual_Time) | Handle(Comp_Nat_Change_Plot) | TableChart_File_Name | 'GasEnergy_NatChange' | 'A2' | No | No | Yes | Yes | No | No | No | Handle(GETotNatChange_Plot) | FALSE
177 | FALSE | 'GE Res Tech Natural Change' | Handle(GETotNC_Res_Plot) | Handle(Annual_Time) | Handle(Comp_Nat_Change_Plot) | TableChart_File_Name | 'GasEnergy_NatChange' | 'A26' | No | No | Yes | Yes | No | No | No | Handle(GETotNC_Res_Plot) | FALSE
178 | FALSE | 'GE Com Tech Natural Change' | Handle(GETotNC_Com_Plot) | Handle(Annual_Time) | Handle(Comp_Nat_Change_Plot) | TableChart_File_Name | 'GasEnergy_NatChange' | 'A50' | No | No | Yes | Yes | No | No | No | Handle(GETotNC_Com_Plot) | FALSE
179 | FALSE | 'GE Ind Tech Natural Change' | Handle(GETotNC_Ind_Plot) | Handle(Annual_Time) | Handle(Comp_Nat_Change_Plot) | TableChart_File_Name | 'GasEnergy_NatChange' | 'A74' | No | No | Yes | Yes | No | No | No | Handle(GETotNC_Ind_Plot) | FALSE
180 | FALSE | 'GE Tot Econ Natural Change' | Handle(GETotEconNatChange) | Handle(Annual_Time) | Handle(Comp_Nat_Change_Plot) | TableChart_File_Name | 'GasEnergy_NatChange' | 'Q2' | No | No | Yes | Yes | No | No | No | Handle(GETotEconNatChange) | FALSE
181 | FALSE | 'GE Res Econ Natural Change' | Handle(GEResEconNatChange) | Handle(Annual_Time) | Handle(Comp_Nat_Change_Plot) | TableChart_File_Name | 'GasEnergy_NatChange' | 'Q26' | No | No | Yes | Yes | No | No | No | Handle(GEResEconNatChange) | FALSE
182 | FALSE | 'GE Com Econ Natural Change' | Handle(GEComEconNatChange) | Handle(Annual_Time) | Handle(Comp_Nat_Change_Plot) | TableChart_File_Name | 'GasEnergy_NatChange' | 'Q50' | No | No | Yes | Yes | No | No | No | Handle(GEComEconNatChange) | FALSE
183 | FALSE | 'GE Ind Econ Natural Change' | Handle(GEIndEconNatChange) | Handle(Annual_Time) | Handle(Comp_Nat_Change_Plot) | TableChart_File_Name | 'GasEnergy_NatChange' | 'Q74' | No | No | Yes | Yes | No | No | No | Handle(GEIndEconNatChange) | FALSE
184 | FALSE | 'GE Tot Achiev Natural Change' | Handle(GETotAchievNatChange) | Handle(Annual_Time) | Handle(Comp_Nat_Change_Plot) | TableChart_File_Name | 'GasEnergy_NatChange' | 'AG2' | No | No | Yes | Yes | No | No | No | Handle(GETotAchievNatChange) | FALSE
185 | FALSE | 'GE Res Achiev Natural Change' | Handle(GEResAchievNatChange) | Handle(Annual_Time) | Handle(Comp_Nat_Change_Plot) | TableChart_File_Name | 'GasEnergy_NatChange' | 'AG26' | No | No | Yes | Yes | No | No | No | Handle(GEResAchievNatChange) | FALSE
186 | FALSE | 'GE Com Achiev Natural Change' | Handle(GEComAchievNatChange) | Handle(Annual_Time) | Handle(Comp_Nat_Change_Plot) | TableChart_File_Name | 'GasEnergy_NatChange' | 'AG50' | No | No | Yes | Yes | No | No | No | Handle(GEComAchievNatChange) | FALSE
187 | FALSE | 'GE Ind Achiev Natural Change' | Handle(GEIndAchievNatChange) | Handle(Annual_Time) | Handle(Comp_Nat_Change_Plot) | TableChart_File_Name | 'GasEnergy_NatChange' | 'AG74' | No | No | Yes | Yes | No | No | No | Handle(GEIndAchievNatChange) | FALSE
188 | FALSE | 'GD Tot Natural Change' | Handle(GDTotNatChange_Plot) | Handle(Annual_Time) | Handle(Comp_Nat_Change_Plot) | TableChart_File_Name | 'GasDemand_NatChange' | 'A2' | No | No | Yes | Yes | No | No | No | Handle(GDTotNatChange_Plot) | FALSE
189 | FALSE | 'GD Res Natural Change' | Handle(GDTotNC_Res_Plot) | Handle(Annual_Time) | Handle(Comp_Nat_Change_Plot) | TableChart_File_Name | 'GasDemand_NatChange' | 'A26' | No | No | Yes | Yes | No | No | No | Handle(GDTotNC_Res_Plot) | FALSE
190 | FALSE | 'GD Com Natural Change' | Handle(GDTotNC_Com_Plot) | Handle(Annual_Time) | Handle(Comp_Nat_Change_Plot) | TableChart_File_Name | 'GasDemand_NatChange' | 'A50' | No | No | Yes | Yes | No | No | No | Handle(GDTotNC_Com_Plot) | FALSE
191 | FALSE | 'GD Ind Natural Change' | Handle(GDTotNC_Ind_Plot) | Handle(Annual_Time) | Handle(Comp_Nat_Change_Plot) | TableChart_File_Name | 'GasDemand_NatChange' | 'A74' | No | No | Yes | Yes | No | No | No | Handle(GDTotNC_Ind_Plot) | FALSE
192 | FALSE | 'Flat Potential Before CG' | Handle(Flat_Pot_Before_CG_f) | Handle(Flat_Pot_Bef_CG_Rows) | Handle(Flat_Potential_Cols) | Flat_Table_File_Name | 'Potential Before CG' | 'A3' | No | No | No | No | No | No | No | Handle(Flat_Pot_Before_CG_f) | FALSE
193 | TRUE | 'Flat Potential After CG' | Handle(Flat_Potent_Export) | Handle(Flat_Potential_Rows) | Handle(Flat_Potential_Cols) | Flat_Table_File_Name | 'Potential After CG' | 'A2' | No | No | Yes | Yes | No | No | No | Handle(Flat_Potent_Export) | FALSE
194 | FALSE | 'Flat Gross B/C Ratio' | Handle(Flat_B_C_Ratio_for_E) | Handle(Flat_BC_Ratio_Rows) | Handle(Flat_Final_BC_Ratio_) | Flat_Table_File_Name | 'Gross Benefit-Cost Ratios' | 'A3' | No | No | No | No | No | No | No | Handle(Flat_B_C_Ratio_for_E) | FALSE
195 | TRUE | Budget Incentives by Scenario | Handle(Achievable_Incentive) | Handle(Scen_Friendly_Name) | Handle(Time) | TableChart_File_Name | 'Spending' | 'B3' | No | No | Yes | No | No | No | No | Handle(Achievable_Incentive) | FALSE
196 | TRUE | Budget Fixed Admin by Scenario | Handle(Achievable_Var_Admin) | Handle(Scen_Friendly_Name) | Handle(Time) | TableChart_File_Name | 'Spending' | 'B8' | No | No | Yes | No | No | No | No | Handle(Achievable_Var_Admin) | FALSE
197 | TRUE | Budget Variable Admin by Scenario | Handle(Achievable_Fixed_Adm) | Handle(Scen_Friendly_Name) | Handle(Time) | TableChart_File_Name | 'Spending' | 'B13' | No | No | Yes | No | No | No | No | Handle(Achievable_Fixed_Adm) | FALSE
198 | FALSE | Max Budget Admin | Handle(Max_Achiev_Var_Admin) | Handle(Selected_Sectors) | Handle(Time) | TableChart_File_Name | 'Spending_M_Achievable' | 'C6' | No | No | No | No | No | No | No | Handle(Achievable_Incentive) | FALSE
199 | TRUE | 'Port BC Ratio' | Handle(Port_BC_Ratio) | Handle(Ann_Time_and_Total) | Handle(Cost_Tests) | TableChart_File_Name | 'CostTests' | 'A2' | No | No | Yes | Yes | No | No | No | Handle(Port_BC_Ratio) | FALSE
200 | TRUE | 'Res BC Ratio' | Handle(Res_BC_Ratio) | Handle(Ann_Time_and_Total) | Handle(Cost_Tests) | TableChart_File_Name | 'CostTests' | 'I2' | No | No | Yes | Yes | No | No | No | Handle(Res_BC_Ratio) | FALSE
201 | TRUE | 'Com BC Ratio' | Handle(Com_BC_Ratio) | Handle(Ann_Time_and_Total) | Handle(Cost_Tests) | TableChart_File_Name | 'CostTests' | 'Q2' | No | No | Yes | Yes | No | No | No | Handle(Com_BC_Ratio) | FALSE
202 | FALSE | 'Ind BC Ratio' | Handle(Ind_BC_Ratio) | Handle(Ann_Time_and_Total) | Handle(Cost_Tests) | TableChart_File_Name | 'CostTests' | 'Z3' | No | No | No | No | No | No | No | Handle(Ind_BC_Ratio) | FALSE
203 | TRUE | 'Port Net Benefits' | Handle(Port_Net_Benefits) | Handle(Ann_Time_and_Total) | Handle(Cost_Tests) | TableChart_File_Name | 'CostTests' | 'A34' | No | No | Yes | Yes | No | No | No | Handle(Port_Net_Benefits) | FALSE
204 | TRUE | 'Res Net Benefits' | Handle(Res_Net_Benefits) | Handle(Ann_Time_and_Total) | Handle(Cost_Tests) | TableChart_File_Name | 'CostTests' | 'I34' | No | No | Yes | Yes | No | No | No | Handle(Res_Net_Benefits) | FALSE
205 | TRUE | 'Com Net Benefits' | Handle(Com_Net_Benefits) | Handle(Ann_Time_and_Total) | Handle(Cost_Tests) | TableChart_File_Name | 'CostTests' | 'Q34' | No | No | Yes | Yes | No | No | No | Handle(Com_Net_Benefits) | FALSE
206 | FALSE | 'Ind Net Benefits' | Handle(Ind_Net_Benefits) | Handle(Ann_Time_and_Total) | Handle(Cost_Tests) | TableChart_File_Name | 'CostTests' | 'Z35' | No | No | No | No | No | No | No | Handle(Ind_Net_Benefits) | FALSE
207 | FALSE | 'Flat FS Potential Before CG' | Handle(Flat_Pot_FS_Bef_CG) | Handle(FlatFS_Pot_BefCG_Row) | Handle(Flat_FS_Potent_Cols) | Flat_Table_File_Name | 'FS Potential Before CG' | 'A3' | No | No | No | No | No | No | No | Handle(Flat_Pot_FS_Bef_CG) | FALSE
208 | FALSE | 'Flat FS Potential After CG' | Handle(Flat_FS_Pot_Export) | Handle(Flat_FS_Potent_Rows) | Handle(Flat_FS_Potent_Cols) | Flat_Table_File_Name | 'FS Potential After CG' | 'A3' | No | No | No | No | No | No | No | Handle(Flat_FS_Pot_Export) | FALSE
209 | FALSE | 'Flat FS Sector Potential' | Handle(Flat_FS_Sect_Export) | Handle(Flat_FS_Row_Number) | Handle(Flat_FS_Indices) | TableChart_File_Name | 'FS Breakdown' | 'D228' | No | No | No | Yes | No | No | No | Handle(Flat_FS_Sect_Export) | FALSE
210 | FALSE | 'Flat NPV' | Handle(Flat_NPV_for_Export) | Handle(Flat_NPV_Rows) | Handle(Flat_Final_NPV_Cols) | Flat_Table_File_Name | 'Gross Cost Test NPV' | 'A3' | No | No | No | No | No | No | No | Handle(Flat_NPV_for_Export) | FALSE
211 | FALSE | 'Flat Measure CO2' | Handle(Flat_CO2_Sav_Export) | Handle(Flat_CO2_Rows) | Handle(Flat_FS_Potent_Cols) | Flat_Table_File_Name | 'CO2 Savings' | 'A3' | No | No | No | No | No | No | No | Handle(Flat_CO2_Sav_Export) | FALSE
212 | FALSE | 'Flat Sector CO2' | Handle(Flat_Sect_CO2_Export) | Handle(Flat_CO2_Row_Number) | Handle(Flat_CO2_Indices) | TableChart_File_Name | 'CO2 Breakdown' | 'D228' | No | No | No | Yes | No | No | No | Handle(Flat_Sect_CO2_Export) | FALSE
213 | FALSE | 'Other Fuels Potential' | Handle(Null) | Handle(Null) | Handle(Null) | TableChart_File_Name | 'OtherFuels' | 'C131' | No | No | No | Yes | No | No | No | Handle(Null) | FALSE
214 | FALSE | 'Other Fuels Electric Consumption' | Handle(Null) | Handle(Null) | Handle(Null) | TableChart_File_Name | 'OtherFuels' | 'D231' | No | No | No | Yes | No | No | No | Handle(Null) | FALSE
215 | FALSE | 'Tech Port FS Potent Breakdown' | Handle(Null) | Handle(Null) | Handle(Null) | TableChart_File_Name | 'FS Breakdown' | 'C4' | No | No | No | No | No | No | No | Handle(Null) | FALSE
216 | FALSE | 'Tech Res FS Potent Breakdown' | Handle(Null) | Handle(Null) | Handle(Null) | TableChart_File_Name | 'FS Breakdown' | 'C28' | No | No | No | No | No | No | No | Handle(Null) | FALSE
217 | FALSE | 'Tech Com FS Potent Breakdown' | Handle(Null) | Handle(Null) | Handle(Null) | TableChart_File_Name | 'FS Breakdown' | 'C54' | No | No | No | No | No | No | No | Handle(Null) | FALSE
218 | FALSE | 'Econ Port FS Potent Breakdown' | Handle(Null) | Handle(Null) | Handle(Null) | TableChart_File_Name | 'FS Breakdown' | 'U4' | No | No | No | No | No | No | No | Handle(Null) | FALSE
219 | FALSE | 'Econ Res FS Potent Breakdown' | Handle(Null) | Handle(Null) | Handle(Null) | TableChart_File_Name | 'FS Breakdown' | 'U28' | No | No | No | No | No | No | No | Handle(Null) | FALSE
220 | FALSE | 'Econ Com FS Potent Breakdown' | Handle(Null) | Handle(Null) | Handle(Null) | TableChart_File_Name | 'FS Breakdown' | 'U54' | No | No | No | No | No | No | No | Handle(Null) | FALSE
221 | FALSE | 'Achiev Port FS Potent Breakdown' | Handle(Null) | Handle(Null) | Handle(Null) | TableChart_File_Name | 'FS Breakdown' | 'AM4' | No | No | No | No | No | No | No | Handle(Null) | FALSE
222 | FALSE | 'Achiev Res FS Potent Breakdown' | Handle(Null) | Handle(Null) | Handle(Null) | TableChart_File_Name | 'FS Breakdown' | 'AM28' | No | No | No | No | No | No | No | Handle(Null) | FALSE
223 | FALSE | 'Achiev Com FS Potent Breakdown' | Handle(Null) | Handle(Null) | Handle(Null) | TableChart_File_Name | 'FS Breakdown' | 'AM54' | No | No | No | No | No | No | No | Handle(Null) | FALSE
224 | FALSE | 'Tech Port FS Potent Totals' | Handle(Null) | Handle(Null) | Handle(Null) | TableChart_File_Name | 'FS Breakdown' | 'BE3' | No | No | No | No | No | No | No | Handle(Null) | FALSE
225 | FALSE | 'Tech Res FS Potent Totals' | Handle(Null) | Handle(Null) | Handle(Null) | TableChart_File_Name | 'FS Breakdown' | 'BE27' | No | No | No | No | No | No | No | Handle(Null) | FALSE
226 | FALSE | 'Tech Com FS Potent Totals' | Handle(Null) | Handle(Null) | Handle(Null) | TableChart_File_Name | 'FS Breakdown' | 'BE52' | No | No | No | No | No | No | No | Handle(Null) | FALSE
227 | FALSE | 'Econ Port FS Potent Totals' | Handle(Null) | Handle(Null) | Handle(Null) | TableChart_File_Name | 'FS Breakdown' | 'BQ3' | No | No | No | No | No | No | No | Handle(Null) | FALSE
228 | FALSE | 'Econ Res FS Potent Totals' | Handle(Null) | Handle(Null) | Handle(Null) | TableChart_File_Name | 'FS Breakdown' | 'BQ27' | No | No | No | No | No | No | No | Handle(Null) | FALSE
229 | FALSE | 'Econ Com FS Potent Totals' | Handle(Null) | Handle(Null) | Handle(Null) | TableChart_File_Name | 'FS Breakdown' | 'BQ52' | No | No | No | No | No | No | No | Handle(Null) | FALSE
230 | FALSE | 'Achiev Port FS Potent Totals' | Handle(Null) | Handle(Null) | Handle(Null) | TableChart_File_Name | 'FS Breakdown' | 'CC3' | No | No | No | No | No | No | No | Handle(Null) | FALSE
231 | FALSE | 'Achiev Res FS Potent Totals' | Handle(Null) | Handle(Null) | Handle(Null) | TableChart_File_Name | 'FS Breakdown' | 'CC27' | No | No | No | No | No | No | No | Handle(Null) | FALSE
232 | FALSE | 'Achiev Com FS Potent Totals' | Handle(Null) | Handle(Null) | Handle(Null) | TableChart_File_Name | 'FS Breakdown' | 'CC52' | No | No | No | No | No | No | No | Handle(Null) | FALSE
233 | FALSE | 'Tech Port FS Pct Breakdown' | Handle(Null) | Handle(Null) | Handle(Null) | TableChart_File_Name | 'FS Pct Breakdown' | 'C4' | No | No | No | No | No | No | No | Handle(Null) | FALSE
234 | FALSE | 'Tech Res FS Pct Breakdown' | Handle(Null) | Handle(Null) | Handle(Null) | TableChart_File_Name | 'FS Pct Breakdown' | 'C21' | No | No | No | No | No | No | No | Handle(Null) | FALSE
235 | FALSE | 'Tech Com FS Pct Breakdown' | Handle(Null) | Handle(Null) | Handle(Null) | TableChart_File_Name | 'FS Pct Breakdown' | 'C40' | No | No | No | No | No | No | No | Handle(Null) | FALSE
236 | FALSE | 'Econ Port FS Pct Breakdown' | Handle(Null) | Handle(Null) | Handle(Null) | TableChart_File_Name | 'FS Pct Breakdown' | 'U4' | No | No | No | No | No | No | No | Handle(Null) | FALSE
237 | FALSE | 'Econ Res FS Pct Breakdown' | Handle(Null) | Handle(Null) | Handle(Null) | TableChart_File_Name | 'FS Pct Breakdown' | 'U21' | No | No | No | No | No | No | No | Handle(Null) | FALSE
238 | FALSE | 'Econ Com FS Pct Breakdown' | Handle(Null) | Handle(Null) | Handle(Null) | TableChart_File_Name | 'FS Pct Breakdown' | 'U40' | No | No | No | No | No | No | No | Handle(Null) | FALSE
239 | FALSE | 'Achiev Port FS Pct Breakdown' | Handle(Null) | Handle(Null) | Handle(Null) | TableChart_File_Name | 'FS Pct Breakdown' | 'AM4' | No | No | No | No | No | No | No | Handle(Null) | FALSE
240 | FALSE | 'Achiev Res FS Pct Breakdown' | Handle(Null) | Handle(Null) | Handle(Null) | TableChart_File_Name | 'FS Pct Breakdown' | 'AM21' | No | No | No | No | No | No | No | Handle(Null) | FALSE
241 | FALSE | 'Achiev Com FS Pct Breakdown' | Handle(Null) | Handle(Null) | Handle(Null) | TableChart_File_Name | 'FS Pct Breakdown' | 'AM40' | No | No | No | No | No | No | No | Handle(Null) | FALSE
242 | FALSE | 'Tech Port FS Pct Totals' | Handle(Null) | Handle(Null) | Handle(Null) | TableChart_File_Name | 'FS Pct Breakdown' | 'BE3' | No | No | No | No | No | No | No | Handle(Null) | FALSE
243 | FALSE | 'Tech Res FS Pct Totals' | Handle(Null) | Handle(Null) | Handle(Null) | TableChart_File_Name | 'FS Pct Breakdown' | 'BE27' | No | No | No | No | No | No | No | Handle(Null) | FALSE
244 | FALSE | 'Tech Com FS Pct Totals' | Handle(Null) | Handle(Null) | Handle(Null) | TableChart_File_Name | 'FS Pct Breakdown' | 'BE52' | No | No | No | No | No | No | No | Handle(Null) | FALSE
245 | FALSE | 'Econ Port FS Pct Totals' | Handle(Null) | Handle(Null) | Handle(Null) | TableChart_File_Name | 'FS Pct Breakdown' | 'BQ3' | No | No | No | No | No | No | No | Handle(Null) | FALSE
246 | FALSE | 'Econ Res FS Pct Totals' | Handle(Null) | Handle(Null) | Handle(Null) | TableChart_File_Name | 'FS Pct Breakdown' | 'BQ27' | No | No | No | No | No | No | No | Handle(Null) | FALSE
247 | FALSE | 'Econ Com FS Pct Totals' | Handle(Null) | Handle(Null) | Handle(Null) | TableChart_File_Name | 'FS Pct Breakdown' | 'BQ52' | No | No | No | No | No | No | No | Handle(Null) | FALSE
248 | FALSE | 'Achiev Port FS Pct Totals' | Handle(Null) | Handle(Null) | Handle(Null) | TableChart_File_Name | 'FS Pct Breakdown' | 'CC3' | No | No | No | No | No | No | No | Handle(Null) | FALSE
249 | FALSE | 'Achiev Res FS Pct Totals' | Handle(Null) | Handle(Null) | Handle(Null) | TableChart_File_Name | 'FS Pct Breakdown' | 'CC27' | No | No | No | No | No | No | No | Handle(Null) | FALSE
250 | FALSE | 'Achiev Com FS Pct Totals' | Handle(Null) | Handle(Null) | Handle(Null) | TableChart_File_Name | 'FS Pct Breakdown' | 'CC52' | No | No | No | No | No | No | No | Handle(Null) | FALSE
251 | FALSE | 'Tech Port FS CO2 Breakdown' | Handle(Null) | Handle(Null) | Handle(Null) | TableChart_File_Name | 'CO2 Breakdown' | 'C4' | No | No | No | No | No | No | No | Handle(Null) | FALSE
252 | FALSE | 'Tech Res FS CO2 Breakdown' | Handle(Null) | Handle(Null) | Handle(Null) | TableChart_File_Name | 'CO2 Breakdown' | 'C19' | No | No | No | No | No | No | No | Handle(Null) | FALSE
253 | FALSE | 'Tech Com FS CO2 Breakdown' | Handle(Null) | Handle(Null) | Handle(Null) | TableChart_File_Name | 'CO2 Breakdown' | 'C34' | No | No | No | No | No | No | No | Handle(Null) | FALSE
254 | FALSE | 'Econ Port FS CO2 Breakdown' | Handle(Null) | Handle(Null) | Handle(Null) | TableChart_File_Name | 'CO2 Breakdown' | 'U4' | No | No | No | No | No | No | No | Handle(Null) | FALSE
255 | FALSE | 'Econ Res FS CO2 Breakdown' | Handle(Null) | Handle(Null) | Handle(Null) | TableChart_File_Name | 'CO2 Breakdown' | 'U19' | No | No | No | No | No | No | No | Handle(Null) | FALSE
256 | FALSE | 'Econ Com FS CO2 Breakdown' | Handle(Null) | Handle(Null) | Handle(Null) | TableChart_File_Name | 'CO2 Breakdown' | 'U34' | No | No | No | No | No | No | No | Handle(Null) | FALSE
257 | FALSE | 'Achiev Port FS CO2 Breakdown' | Handle(Null) | Handle(Null) | Handle(Null) | TableChart_File_Name | 'CO2 Breakdown' | 'AM4' | No | No | No | No | No | No | No | Handle(Null) | FALSE
258 | FALSE | 'Achiev Res FS CO2 Breakdown' | Handle(Null) | Handle(Null) | Handle(Null) | TableChart_File_Name | 'CO2 Breakdown' | 'AM19' | No | No | No | No | No | No | No | Handle(Null) | FALSE
259 | FALSE | 'Achiev Com FS CO2 Breakdown' | Handle(Null) | Handle(Null) | Handle(Null) | TableChart_File_Name | 'CO2 Breakdown' | 'AM34' | No | No | No | No | No | No | No | Handle(Null) | FALSE
260 | FALSE | 'Tech Port FS CO2 Totals' | Handle(Null) | Handle(Null) | Handle(Null) | TableChart_File_Name | 'CO2 Breakdown' | 'BE3' | No | No | No | No | No | No | No | Handle(Null) | FALSE
261 | FALSE | 'Max Achiev. Port BC Ratio' | Handle(M_Achiev_Port_BC_Rat) | Handle(Ann_Time_and_Total) | Handle(Cost_Tests) | TableChart_File_Name | 'CostTests_M_Achievable' | 'B3' | No | No | No | No | No | No | No | Handle(Port_BC_Ratio) | FALSE
262 | FALSE | 'Max Achiev. Res BC Ratio' | Handle(M_Achiev_Res_BC_Rat) | Handle(Ann_Time_and_Total) | Handle(Cost_Tests) | TableChart_File_Name | 'CostTests_M_Achievable' | 'J3' | No | No | No | No | No | No | No | Handle(Res_BC_Ratio) | FALSE
263 | FALSE | 'Max Achiev. Com BC Ratio' | Handle(M_Achiev_Com_BC_Rat) | Handle(Ann_Time_and_Total) | Handle(Cost_Tests) | TableChart_File_Name | 'CostTests_M_Achievable' | 'R3' | No | No | No | No | No | No | No | Handle(Com_BC_Ratio) | FALSE
264 | FALSE | 'Max Achiev. Ind BC Ratio' | Handle(M_Achiev_Ind_BC_Rat) | Handle(Ann_Time_and_Total) | Handle(Cost_Tests) | TableChart_File_Name | 'CostTests_M_Achievable' | 'Z3' | No | No | No | No | No | No | No | Handle(Ind_BC_Ratio) | FALSE
265 | FALSE | 'Max Achiev. Port Net Benefits' | Handle(Max_Achiev_Port_Net) | Handle(Ann_Time_and_Total) | Handle(Cost_Tests) | TableChart_File_Name | 'CostTests_M_Achievable' | 'B30' | No | No | No | No | No | No | No | Handle(Port_Net_Benefits) | FALSE
266 | FALSE | 'Max Achiev. Res Net Benefits' | Handle(Max_Achiev_Res_Net) | Handle(Ann_Time_and_Total) | Handle(Cost_Tests) | TableChart_File_Name | 'CostTests_M_Achievable' | 'J30' | No | No | No | No | No | No | No | Handle(Res_Net_Benefits) | FALSE
267 | FALSE | 'Max Achiev. Com Net Benefits' | Handle(Max_Achiev_Com_Net) | Handle(Ann_Time_and_Total) | Handle(Cost_Tests) | TableChart_File_Name | 'CostTests_M_Achievable' | 'R30' | No | No | No | No | No | No | No | Handle(Com_Net_Benefits) | FALSE
268 | FALSE | 'Max Achiev. Ind Net Benefits' | Handle(Max_Achiev_Ind_Net) | Handle(Ann_Time_and_Total) | Handle(Cost_Tests) | TableChart_File_Name | 'CostTests_M_Achievable' | 'Z30' | No | No | No | No | No | No | No | Handle(Ind_Net_Benefits) | FALSE
269 | TRUE | 'EE BNI Achiev Pot by Sector' | Handle(EE_Ahiev_Pot_BNI) | Handle(Annual_Time) | Handle(Scen_Friendly_Name) | TableChart_File_Name | 'ElecEnergy_Sector' | 'A95' | No | No | Yes | Yes | No | No | No | Handle(EE_Ahiev_Pot_BNI) | FALSE
270 | TRUE | 'ED BNI Achiev Pot by Sector' | Handle(ED_Ahiev_Pot_BNI) | Handle(Annual_Time) | Handle(Scen_Friendly_Name) | TableChart_File_Name | 'ElecDemand_Sector' | 'A95' | No | No | Yes | Yes | No | No | No | Handle(ED_Ahiev_Pot_BNI) | FALSE
271 | FALSE | 'EE Tot Max Achiev Pot by EU' | Handle(EETotMAchievPotByEU) | Handle(End_Use_Friendly_Na1) | Handle(Annual_Time) | TableChart_File_Name | 'ElecEnergy_EndUse' | 'DB2' | No | No | Yes | Yes | No | No | No | Handle(EETotMAchievPotByEU) | FALSE
272 | FALSE | 'EE Res Max Achiev Pot by EU' | Handle(EEResMAchievPotByEU) | Handle(End_Use_Friendly_Na1) | Handle(Annual_Time) | TableChart_File_Name | 'ElecEnergy_EndUse' | 'DB31' | No | No | Yes | Yes | No | No | No | Handle(EEResMAchievPotByEU) | FALSE
273 | FALSE | 'EE Com Max Achiev Pot by EU' | Handle(EEComMAchievPotByEU) | Handle(End_Use_Friendly_Na1) | Handle(Annual_Time) | TableChart_File_Name | 'ElecEnergy_EndUse' | 'DB60' | No | No | Yes | Yes | No | No | No | Handle(EEComMAchievPotByEU) | FALSE
274 | FALSE | 'EE Ind Max Achiev Pot by EU' | Handle(EEIndMAchievPotByEU) | Handle(End_Use_Friendly_Na1) | Handle(Annual_Time) | TableChart_File_Name | 'ElecEnergy_EndUse' | 'DB90' | No | No | Yes | Yes | No | No | No | Handle(EEIndMAchievPotByEU) | FALSE
275 | FALSE | 'ED Tot Max Achiev Pot by EU' | Handle(EDTotMAchievPotByEU) | Handle(End_Use_Friendly_Na1) | Handle(Annual_Time) | TableChart_File_Name | 'ElecDemand_EndUse' | 'DB2' | No | No | Yes | Yes | No | No | No | Handle(EDTotMAchievPotByEU) | FALSE
276 | FALSE | 'ED Res Max Achiev Pot by EU' | Handle(EDResMAchievPotByEU) | Handle(End_Use_Friendly_Na1) | Handle(Annual_Time) | TableChart_File_Name | 'ElecDemand_EndUse' | 'DB31' | No | No | Yes | Yes | No | No | No | Handle(EDResMAchievPotByEU) | FALSE
277 | FALSE | 'ED Com Max Achiev Pot by EU' | Handle(EDComMAchievPotByEU) | Handle(End_Use_Friendly_Na1) | Handle(Annual_Time) | TableChart_File_Name | 'ElecDemand_EndUse' | 'DB60' | No | No | Yes | Yes | No | No | No | Handle(EDComMAchievPotByEU) | FALSE
278 | FALSE | 'ED Ind Max Achiev Pot by EU' | Handle(EDIndMAchievPotByEU) | Handle(End_Use_Friendly_Na1) | Handle(Annual_Time) | TableChart_File_Name | 'ElecDemand_EndUse' | 'DB90' | No | No | Yes | Yes | No | No | No | Handle(EDIndMAchievPotByEU) | FALSE
279 | FALSE | 'EE Tot Max Achiev Pot by Cust Seg' | Handle(EETotMAchievPotByCust) | Handle(Cust_Seg_Frndly_Name) | Handle(Annual_Time) | TableChart_File_Name | 'ElecEnergy_CustSeg' | 'DB2' | No | No | Yes | Yes | No | No | No | Handle(EETotMAchievPotByCust) | FALSE
280 | FALSE | 'ED Tot Max Achiev Pot by Cust Seg' | Handle(EDTotMAchievPotByCust) | Handle(Cust_Seg_Frndly_Name) | Handle(Annual_Time) | TableChart_File_Name | 'ElecDemand_CustSeg' | 'DB2' | No | No | Yes | Yes | No | No | No | Handle(EDTotMAchievPotByCust) | FALSE
281 | TRUE | 'EE Tot BNI Achiev Pot as Pct of Sales' | Handle(EETotAchievPotPctBNI) | Handle(Annual_Time) | Handle(Scen_Friendly_Name) | TableChart_File_Name | 'ElecEnergy_Pct' | 'A95' | No | No | Yes | Yes | No | No | No | Handle(EETotAchievPotPctBNI) | FALSE
282 | TRUE | 'ED Tot BNI Achiev Pot as Pct of Sales' | Handle(EDTotAchievPotPctBNI) | Handle(Annual_Time) | Handle(Scen_Friendly_Name) | TableChart_File_Name | 'ElecDemand_Pct' | 'A95' | No | No | Yes | Yes | No | No | No | Handle(EDTotAchievPotPctBNI) | FALSE
283 | FALSE | 'EE Max Achiev Pot Top Measures' | Handle(EEMAchievPotTopMeas) | Handle(Rank_in_Measures) | Handle(Histogram_Fields) | TableChart_File_Name | 'ElecEnergy_Top40' | 'A135' | No | No | Yes | No | No | No | No | Handle(EEMAchievPotTopMeas) | FALSE
284 | FALSE | 'EE Max Achiev Pot Top Res Measures' | Handle(EEMAchievPotTopResMea) | Handle(Rank_in_Measures) | Handle(Histogram_Fields) | TableChart_File_Name | 'ElecEnergy_Top40' | 'Q135' | No | No | Yes | No | No | No | No | Handle(EEMAchievPotTopResMea) | FALSE
285 | FALSE | 'EE Max Achiev Pot Top Com Measures' | Handle(EEMAchievPotTopComMea) | Handle(Rank_in_Measures) | Handle(Histogram_Fields) | TableChart_File_Name | 'ElecEnergy_Top40' | 'AF135' | No | No | Yes | No | No | No | No | Handle(EEMAchievPotTopComMea) | FALSE
286 | FALSE | 'EE Max Achiev Pot Top Ind Measures' | Handle(EEMAchievPotTopIndMea) | Handle(Rank_in_Measures) | Handle(Histogram_Fields) | TableChart_File_Name | 'ElecEnergy_Top40' | 'AU135' | No | No | Yes | No | No | No | No | Handle(EEMAchievPotTopIndMea) | FALSE
287 | FALSE | 'ED Max Achiev Pot Top Measures' | Handle(EDMAchievPotTopMeas) | Handle(Rank_in_Measures) | Handle(Histogram_Fields) | TableChart_File_Name | 'ElecDemand_Top40' | 'A135' | No | No | Yes | No | No | No | No | Handle(EDMAchievPotTopMeas) | FALSE
288 | FALSE | 'ED Max Achiev Pot Top Res Measures' | Handle(EDMAchievPotTopResMea) | Handle(Rank_in_Measures) | Handle(Histogram_Fields) | TableChart_File_Name | 'ElecDemand_Top40' | 'Q135' | No | No | Yes | No | No | No | No | Handle(EDMAchievPotTopResMea) | FALSE
289 | FALSE | 'ED Max Achiev Pot Top Com Measures' | Handle(EDMAchievPotTopComMea) | Handle(Rank_in_Measures) | Handle(Histogram_Fields) | TableChart_File_Name | 'ElecDemand_Top40' | 'AF135' | No | No | Yes | No | No | No | No | Handle(EDMAchievPotTopComMea) | FALSE
290 | FALSE | 'ED Max Achiev Pot Top Ind Measures' | Handle(EDMAchievPotTopIndMea) | Handle(Rank_in_Measures) | Handle(Histogram_Fields) | TableChart_File_Name | 'ElecDemand_Top40' | 'AU135' | No | No | Yes | No | No | No | No | Handle(EDMAchievPotTopIndMea) | FALSE
291 | FALSE | 'EE LCOE Max Achiev Pot Supply Curve' | Handle(EELCOEMAchievSuppCur) | Handle(Supply_Curve_Steps) | Handle(Supply_Curve_Fields) | TableChart_File_Name | 'ElecEnergy_LCOE' | 'AW3' | No | No | Yes | No | No | No | No | Handle(EELCOEMAchievSuppCur) | FALSE
292 | FALSE | 'ED LCOE Max Achiev Pot Supply Curve' | Handle(EDLCOEMAchievSuppCur) | Handle(Supply_Curve_Steps) | Handle(Supply_Curve_Fields) | TableChart_File_Name | 'ElecDemand_LCOE' | 'AW3' | No | No | Yes | No | No | No | No | Handle(EDLCOEMAchievSuppCur) | FALSE
293 | FALSE | 'EE BC Ratio Max Achiev Pot Supply Curve' | Handle(EEBCRatioMAchievSupp) | Handle(Supply_Curve_Steps) | Handle(BC_Sup_Curve_Fields) | TableChart_File_Name | 'ElecEnergy_BC' | 'AW3' | No | No | Yes | No | No | No | No | Handle(EEBCRatioMAchievSupp) | FALSE
294 | FALSE | 'ED BC Ratio Max Achiev Pot Supply Curve' | Handle(EDBCRatioMAchievSupp) | Handle(Supply_Curve_Steps) | Handle(BC_Sup_Curve_Fields) | TableChart_File_Name | 'ElecDemand_BC' | 'AW3' | No | No | Yes | No | No | No | No | Handle(EDBCRatioMAchievSupp) | FALSE
295 | TRUE | 'EE Incremental Achiev Pot Res' | Handle(EE_Incr_Ach_Res) | Handle(Time) | Handle(Scen_Friendly_Name) | TableChart_File_Name | 'ElecEnergy_AnnualMkt' | 'A2' | No | No | Yes | Yes | No | No | No | Handle(EE_Incr_Ach_Res) | FALSE
296 | TRUE | 'EE Incremental Achiev Pot Com' | Handle(EE_Incr_Ach_Com) | Handle(Time) | Handle(Scen_Friendly_Name) | TableChart_File_Name | 'ElecEnergy_AnnualMkt' | 'J2' | No | No | Yes | Yes | No | No | No | Handle(EE_Incr_Ach_Com) | FALSE
297 | TRUE | 'EE Incremental Achiev Pot Total' | Handle(EE_Incr_Ach_Tot) | Handle(Time) | Handle(Scen_Friendly_Name) | TableChart_File_Name | 'ElecEnergy_AnnualMkt' | 'S2' | No | No | Yes | Yes | No | No | No | Handle(EE_Incr_Ach_Tot) | FALSE
298 | TRUE | 'ED Incremental Achiev Pot Res' | Handle(ED_Incr_Ach_Res) | Handle(Time) | Handle(Scen_Friendly_Name) | TableChart_File_Name | 'ElecDemand_AnnualMkt' | 'A2' | No | No | Yes | Yes | No | No | No | Handle(ED_Incr_Ach_Res) | FALSE
299 | TRUE | 'ED Incremental Achiev Pot Com' | Handle(ED_Incr_Ach_Com) | Handle(Time) | Handle(Scen_Friendly_Name) | TableChart_File_Name | 'ElecDemand_AnnualMkt' | 'J2' | No | No | Yes | Yes | No | No | No | Handle(ED_Incr_Ach_Com) | FALSE
300 | TRUE | 'ED Incremental Achiev Pot Total' | Handle(ED_Incr_Ach_Tot) | Handle(Time) | Handle(Scen_Friendly_Name) | TableChart_File_Name | 'ElecDemand_AnnualMkt' | 'S2' | No | No | Yes | Yes | No | No | No | Handle(ED_Incr_Ach_Tot) | FALSE
301 | TRUE | 'Flat Achievable Spending' | Handle(Flat_Spend_for_Exprt) | Handle(Flat_Spending_Rows) | Handle(Flat_Spending_Cols) | Flat_Table_File_Name | 'Spending' | 'A2' | No | No | No | Yes | No | No | Yes | Handle(Flat_Spend_for_Exprt) | FALSE
302 | TRUE | 'Residential Acquisition Cost' | Handle(Res_Acq_Export) | Handle(Time) | Handle(Scen_Friendly_Name) | TableChart_File_Name | 'AcquisitionCosts' | 'A2' | No | No | Yes | Yes | No | No | No | Handle(Res_Acq_Export) | FALSE
303 | TRUE | 'Commercial Acquisition Cost' | Handle(Com_Acq_Export) | Handle(Time) | Handle(Scen_Friendly_Name) | TableChart_File_Name | 'AcquisitionCosts' | 'H2' | No | No | Yes | Yes | No | No | No | Handle(Com_Acq_Export) | FALSE
304 | TRUE | 'Portfolio Acquisition Cost' | Handle(Port_Acq_Export) | Handle(Time) | Handle(Scen_Friendly_Name) | TableChart_File_Name | 'AcquisitionCosts' | 'O2' | No | No | Yes | Yes | No | No | No | Handle(Port_Acq_Export) | FALSE
305 | TRUE | 'EE Res Non Programmatic Savings - NTG + C&S' | Handle(Stack_Pot_Non_Pro_R) | Handle(Annual_Time) | Handle(Prog_or_Non_Prog) | TableChart_File_Name | 'ElecEnergy_NonProg' | 'A3' | No | No | Yes | No | No | No | No | Handle(Stack_Pot_Non_Pro_R) | FALSE
306 | TRUE | 'EE Res Non Programmatic Savings - NTG + C&S' | Handle(Stack_Pot_Non_Pro_C) | Handle(Annual_Time) | Handle(Prog_or_Non_Prog) | TableChart_File_Name | 'ElecEnergy_NonProg' | 'F3' | No | No | Yes | No | No | No | No | Handle(Stack_Pot_Non_Pro_C) | FALSE
307 | FALSE | Null | Handle(Null) | Handle(Null) | Handle(Null) | Null | Null | Null | No | No | No | No | No | No | No | Handle(Null) | FALSE
308 | FALSE | Null | Handle(Null) | Handle(Null) | Handle(Null) | Null | Null | Null | No | No | No | No | No | No | No | Handle(Null) | FALSE
309 | FALSE | Null | Handle(Null) | Handle(Null) | Handle(Null) | Null | Null | Null | No | No | No | No | No | No | No | Handle(Null) | FALSE
310 | FALSE | Null | Handle(Null) | Handle(Null) | Handle(Null) | Null | Null | Null | No | No | No | No | No | No | No | Handle(Null) | FALSE
311 | FALSE | Null | Handle(Null) | Handle(Null) | Handle(Null) | Null | Null | Null | No | No | No | No | No | No | No | Handle(Null) | FALSE
312 | FALSE | Null | Handle(Null) | Handle(Null) | Handle(Null) | Null | Null | Null | No | No | No | No | No | No | No | Handle(Null) | FALSE
313 | FALSE | Null | Handle(Null) | Handle(Null) | Handle(Null) | Null | Null | Null | No | No | No | No | No | No | No | Handle(Null) | FALSE
314 | FALSE | Null | Handle(Null) | Handle(Null) | Handle(Null) | Null | Null | Null | No | No | No | No | No | No | No | Handle(Null) | FALSE
315 | FALSE | Null | Handle(Null) | Handle(Null) | Handle(Null) | Null | Null | Null | No | No | No | No | No | No | No | Handle(Null) | FALSE
316 | FALSE | Null | Handle(Null) | Handle(Null) | Handle(Null) | Null | Null | Null | No | No | No | No | No | No | No | Handle(Null) | FALSE
317 | FALSE | Null | Handle(Null) | Handle(Null) | Handle(Null) | Null | Null | Null | No | No | No | No | No | No | No | Handle(Null) | FALSE
318 | FALSE | Null | Handle(Null) | Handle(Null) | Handle(Null) | Null | Null | Null | No | No | No | No | No | No | No | Handle(Null) | FALSE
319 | FALSE | Null | Handle(Null) | Handle(Null) | Handle(Null) | Null | Null | Null | No | No | No | No | No | No | No | Handle(Null) | FALSE
320 | FALSE | Null | Handle(Null) | Handle(Null) | Handle(Null) | Null | Null | Null | No | No | No | No | No | No | No | Handle(Null) | FALSE
321 | FALSE | Null | Handle(Null) | Handle(Null) | Handle(Null) | Null | Null | Null | No | No | No | No | No | No | No | Handle(Null) | FALSE
322 | FALSE | Null | Handle(Null) | Handle(Null) | Handle(Null) | Null | Null | Null | No | No | No | No | No | No | No | Handle(Null) | FALSE
323 | FALSE | Null | Handle(Null) | Handle(Null) | Handle(Null) | Null | Null | Null | No | No | No | No | No | No | No | Handle(Null) | FALSE
324 | FALSE | Null | Handle(Null) | Handle(Null) | Handle(Null) | Null | Null | Null | No | No | No | No | No | No | No | Handle(Null) | FALSE
325 | FALSE | Null | Handle(Null) | Handle(Null) | Handle(Null) | Null | Null | Null | No | No | No | No | No | No | No | Handle(Null) | FALSE
326 | FALSE | Null | Handle(Null) | Handle(Null) | Handle(Null) | Null | Null | Null | No | No | No | No | No | No | No | Handle(Null) | FALSE
327 | FALSE | Null | Handle(Null) | Handle(Null) | Handle(Null) | Null | Null | Null | No | No | No | No | No | No | No | Handle(Null) | FALSE
328 | FALSE | Null | Handle(Null) | Handle(Null) | Handle(Null) | Null | Null | Null | No | No | No | No | No | No | No | Handle(Null) | FALSE
329 | FALSE | Null | Handle(Null) | Handle(Null) | Handle(Null) | Null | Null | Null | No | No | No | No | No | No | No | Handle(Null) | FALSE
330 | FALSE | Null | Handle(Null) | Handle(Null) | Handle(Null) | Null | Null | Null | No | No | No | No | No | No | No | Handle(Null) | FALSE
331 | FALSE | Null | Handle(Null) | Handle(Null) | Handle(Null) | Null | Null | Null | No | No | No | No | No | No | No | Handle(Null) | FALSE
332 | FALSE | Null | Handle(Null) | Handle(Null) | Handle(Null) | Null | Null | Null | No | No | No | No | No | No | No | Handle(Null) | FALSE
333 | FALSE | Null | Handle(Null) | Handle(Null) | Handle(Null) | Null | Null | Null | No | No | No | No | No | No | No | Handle(Null) | FALSE
334 | FALSE | Null | Handle(Null) | Handle(Null) | Handle(Null) | Null | Null | Null | No | No | No | No | No | No | No | Handle(Null) | FALSE
335 | FALSE | Null | Handle(Null) | Handle(Null) | Handle(Null) | Null | Null | Null | No | No | No | No | No | No | No | Handle(Null) | FALSE
336 | FALSE | Null | Handle(Null) | Handle(Null) | Handle(Null) | Null | Null | Null | No | No | No | No | No | No | No | Handle(Null) | FALSE
337 | FALSE | Null | Handle(Null) | Handle(Null) | Handle(Null) | Null | Null | Null | No | No | No | No | No | No | No | Handle(Null) | FALSE
338 | FALSE | Null | Handle(Null) | Handle(Null) | Handle(Null) | Null | Null | Null | No | No | No | No | No | No | No | Handle(Null) | FALSE
339 | FALSE | Null | Handle(Null) | Handle(Null) | Handle(Null) | Null | Null | Null | No | No | No | No | No | No | No | Handle(Null) | FALSE
340 | FALSE | Null | Handle(Null) | Handle(Null) | Handle(Null) | Null | Null | Null | No | No | No | No | No | No | No | Handle(Null) | FALSE
341 | FALSE | Null | Handle(Null) | Handle(Null) | Handle(Null) | Null | Null | Null | No | No | No | No | No | No | No | Handle(Null) | FALSE
342 | FALSE | Null | Handle(Null) | Handle(Null) | Handle(Null) | Null | Null | Null | No | No | No | No | No | No | No | Handle(Null) | FALSE
343 | FALSE | Null | Handle(Null) | Handle(Null) | Handle(Null) | Null | Null | Null | No | No | No | No | No | No | No | Handle(Null) | FALSE
344 | FALSE | Null | Handle(Null) | Handle(Null) | Handle(Null) | Null | Null | Null | No | No | No | No | No | No | No | Handle(Null) | FALSE
345 | FALSE | Null | Handle(Null) | Handle(Null) | Handle(Null) | Null | Null | Null | No | No | No | No | No | No | No | Handle(Null) | FALSE
346 | FALSE | Null | Handle(Null) | Handle(Null) | Handle(Null) | Null | Null | Null | No | No | No | No | No | No | No | Handle(Null) | FALSE
347 | FALSE | Null | Handle(Null) | Handle(Null) | Handle(Null) | Null | Null | Null | No | No | No | No | No | No | No | Handle(Null) | FALSE
348 | FALSE | Null | Handle(Null) | Handle(Null) | Handle(Null) | Null | Null | Null | No | No | No | No | No | No | No | Handle(Null) | FALSE
349 | FALSE | Null | Handle(Null) | Handle(Null) | Handle(Null) | Null | Null | Null | No | No | No | No | No | No | No | Handle(Null) | FALSE
350 | FALSE | Null | Handle(Null) | Handle(Null) | Handle(Null) | Null | Null | Null | No | No | No | No | No | No | No | Handle(Null) | FALSE
351 | FALSE | Null | Handle(Null) | Handle(Null) | Handle(Null) | Null | Null | Null | No | No | No | No | No | No | No | Handle(Null) | FALSE
352 | FALSE | Null | Handle(Null) | Handle(Null) | Handle(Null) | Null | Null | Null | No | No | No | No | No | No | No | Handle(Null) | FALSE
353 | FALSE | Null | Handle(Null) | Handle(Null) | Handle(Null) | Null | Null | Null | No | No | No | No | No | No | No | Handle(Null) | FALSE
354 | FALSE | Null | Handle(Null) | Handle(Null) | Handle(Null) | Null | Null | Null | No | No | No | No | No | No | No | Handle(Null) | FALSE
355 | FALSE | Null | Handle(Null) | Handle(Null) | Handle(Null) | Null | Null | Null | No | No | No | No | No | No | No | Handle(Null) | FALSE
356 | FALSE | Null | Handle(Null) | Handle(Null) | Handle(Null) | Null | Null | Null | No | No | No | No | No | No | No | Handle(Null) | FALSE
357 | FALSE | Null | Handle(Null) | Handle(Null) | Handle(Null) | Null | Null | Null | No | No | No | No | No | No | No | Handle(Null) | FALSE
358 | FALSE | Null | Handle(Null) | Handle(Null) | Handle(Null) | Null | Null | Null | No | No | No | No | No | No | No | Handle(Null) | FALSE
359 | FALSE | Null | Handle(Null) | Handle(Null) | Handle(Null) | Null | Null | Null | No | No | No | No | No | No | No | Handle(Null) | FALSE
360 | FALSE | Null | Handle(Null) | Handle(Null) | Handle(Null) | Null | Null | Null | No | No | No | No | No | No | No | Handle(Null) | FALSE
361 | FALSE | Null | Handle(Null) | Handle(Null) | Handle(Null) | Null | Null | Null | No | No | No | No | No | No | No | Handle(Null) | FALSE
362 | FALSE | Null | Handle(Null) | Handle(Null) | Handle(Null) | Null | Null | Null | No | No | No | No | No | No | No | Handle(Null) | FALSE
363 | FALSE | Null | Handle(Null) | Handle(Null) | Handle(Null) | Null | Null | Null | No | No | No | No | No | No | No | Handle(Null) | FALSE
364 | FALSE | Null | Handle(Null) | Handle(Null) | Handle(Null) | Null | Null | Null | No | No | No | No | No | No | No | Handle(Null) | FALSE
365 | FALSE | Null | Handle(Null) | Handle(Null) | Handle(Null) | Null | Null | Null | No | No | No | No | No | No | No | Handle(Null) | FALSE
366 | FALSE | Null | Handle(Null) | Handle(Null) | Handle(Null) | Null | Null | Null | No | No | No | No | No | No | No | Handle(Null) | FALSE
367 | FALSE | Null | Handle(Null) | Handle(Null) | Handle(Null) | Null | Null | Null | No | No | No | No | No | No | No | Handle(Null) | FALSE
368 | FALSE | Null | Handle(Null) | Handle(Null) | Handle(Null) | Null | Null | Null | No | No | No | No | No | No | No | Handle(Null) | FALSE
369 | FALSE | Null | Handle(Null) | Handle(Null) | Handle(Null) | Null | Null | Null | No | No | No | No | No | No | No | Handle(Null) | FALSE
370 | FALSE | Null | Handle(Null) | Handle(Null) | Handle(Null) | Null | Null | Null | No | No | No | No | No | No | No | Handle(Null) | FALSE
371 | FALSE | Null | Handle(Null) | Handle(Null) | Handle(Null) | Null | Null | Null | No | No | No | No | No | No | No | Handle(Null) | FALSE
372 | FALSE | Null | Handle(Null) | Handle(Null) | Handle(Null) | Null | Null | Null | No | No | No | No | No | No | No | Handle(Null) | FALSE
373 | FALSE | Null | Handle(Null) | Handle(Null) | Handle(Null) | Null | Null | Null | No | No | No | No | No | No | No | Handle(Null) | FALSE
374 | FALSE | Null | Handle(Null) | Handle(Null) | Handle(Null) | Null | Null | Null | No | No | No | No | No | No | No | Handle(Null) | FALSE
375 | FALSE | Null | Handle(Null) | Handle(Null) | Handle(Null) | Null | Null | Null | No | No | No | No | No | No | No | Handle(Null) | FALSE
376 | FALSE | Null | Handle(Null) | Handle(Null) | Handle(Null) | Null | Null | Null | No | No | No | No | No | No | No | Handle(Null) | FALSE
377 | FALSE | Null | Handle(Null) | Handle(Null) | Handle(Null) | Null | Null | Null | No | No | No | No | No | No | No | Handle(Null) | FALSE
378 | FALSE | Null | Handle(Null) | Handle(Null) | Handle(Null) | Null | Null | Null | No | No | No | No | No | No | No | Handle(Null) | FALSE
379 | FALSE | Null | Handle(Null) | Handle(Null) | Handle(Null) | Null | Null | Null | No | No | No | No | No | No | No | Handle(Null) | FALSE
380 | FALSE | Null | Handle(Null) | Handle(Null) | Handle(Null) | Null | Null | Null | No | No | No | No | No | No | No | Handle(Null) | FALSE
381 | FALSE | Null | Handle(Null) | Handle(Null) | Handle(Null) | Null | Null | Null | No | No | No | No | No | No | No | Handle(Null) | FALSE
382 | FALSE | Null | Handle(Null) | Handle(Null) | Handle(Null) | Null | Null | Null | No | No | No | No | No | No | No | Handle(Null) | FALSE
383 | FALSE | Null | Handle(Null) | Handle(Null) | Handle(Null) | Null | Null | Null | No | No | No | No | No | No | No | Handle(Null) | FALSE
384 | FALSE | Null | Handle(Null) | Handle(Null) | Handle(Null) | Null | Null | Null | No | No | No | No | No | No | No | Handle(Null) | FALSE
385 | FALSE | Null | Handle(Null) | Handle(Null) | Handle(Null) | Null | Null | Null | No | No | No | No | No | No | No | Handle(Null) | FALSE
386 | FALSE | Null | Handle(Null) | Handle(Null) | Handle(Null) | Null | Null | Null | No | No | No | No | No | No | No | Handle(Null) | FALSE
387 | FALSE | Null | Handle(Null) | Handle(Null) | Handle(Null) | Null | Null | Null | No | No | No | No | No | No | No | Handle(Null) | FALSE
388 | FALSE | Null | Handle(Null) | Handle(Null) | Handle(Null) | Null | Null | Null | No | No | No | No | No | No | No | Handle(Null) | FALSE
389 | FALSE | Null | Handle(Null) | Handle(Null) | Handle(Null) | Null | Null | Null | No | No | No | No | No | No | No | Handle(Null) | FALSE
390 | FALSE | Null | Handle(Null) | Handle(Null) | Handle(Null) | Null | Null | Null | No | No | No | No | No | No | No | Handle(Null) | FALSE
391 | FALSE | Null | Handle(Null) | Handle(Null) | Handle(Null) | Null | Null | Null | No | No | No | No | No | No | No | Handle(Null) | FALSE
392 | FALSE | Null | Handle(Null) | Handle(Null) | Handle(Null) | Null | Null | Null | No | No | No | No | No | No | No | Handle(Null) | FALSE
393 | FALSE | Null | Handle(Null) | Handle(Null) | Handle(Null) | Null | Null | Null | No | No | No | No | No | No | No | Handle(Null) | FALSE
394 | FALSE | Null | Handle(Null) | Handle(Null) | Handle(Null) | Null | Null | Null | No | No | No | No | No | No | No | Handle(Null) | FALSE
395 | FALSE | Null | Handle(Null) | Handle(Null) | Handle(Null) | Null | Null | Null | No | No | No | No | No | No | No | Handle(Null) | FALSE
396 | FALSE | Null | Handle(Null) | Handle(Null) | Handle(Null) | Null | Null | Null | No | No | No | No | No | No | No | Handle(Null) | FALSE
397 | FALSE | Null | Handle(Null) | Handle(Null) | Handle(Null) | Null | Null | Null | No | No | No | No | No | No | No | Handle(Null) | FALSE
398 | FALSE | Null | Handle(Null) | Handle(Null) | Handle(Null) | Null | Null | Null | No | No | No | No | No | No | No | Handle(Null) | FALSE
399 | FALSE | Null | Handle(Null) | Handle(Null) | Handle(Null) | Null | Null | Null | No | No | No | No | No | No | No | Handle(Null) | FALSE
400 | FALSE | Null | Handle(Null) | Handle(Null) | Handle(Null) | Null | Null | Null | No | No | No | No | No | No | No | Handle(Null) | FALSE

## Mappings (hidden)
Sheet | Table Row | Table Column | Table Title | Units | Sheet | Table Row | Table Column | Col Header 1 | Col Header 2 | Col Header 3 | Col Header 4 | Year for Export
ElecEnergy_Sector | 1 | 1 | Electricity Technical Potential by Sector | GWh | ElecEnergy_Top40 | 1 | 1 | Rank | Measure | Technical Potential |  | 2021
ElecEnergy_Sector | 2 | 1 | Electricity Economic Potential by Sector | GWh | ElecEnergy_Top40 | 2 | 1 | Rank | Measure | Economic Potential
ElecEnergy_Sector | 1 | 2 | Total Electricity Potential by Potential Type | GWh | ElecEnergy_Top40 | 1 | 2 | Rank | Measure | Technical Potential
ElecEnergy_EndUse | 1 | 1 | Electricity Technical Potential by End Use | GWh | ElecEnergy_Top40 | 2 | 2 | Rank | Measure | Economic Potential
ElecEnergy_EndUse | 2 | 1 | Residential Electricity Technical Potential by End Use | GWh | ElecEnergy_Top40 | 1 | 3 | Rank | Measure | Technical Potential
ElecEnergy_EndUse | 3 | 1 | BNI Electricity Technical Potential by End Use | GWh | ElecEnergy_Top40 | 2 | 3 | Rank | Measure | Economic Potential
ElecEnergy_EndUse | 4 | 1 | Industrial Electricity Technical Potential by End Use | GWh | ElecEnergy_Top40 | 1 | 4 | Rank | Measure | Technical Potential
ElecEnergy_EndUse | 1 | 2 | Electricity Economic Potential by End Use | GWh | ElecEnergy_Top40 | 2 | 4 | Rank | Measure | Economic Potential
ElecEnergy_EndUse | 2 | 2 | Residential Electricity Economic Potential by End Use | GWh | ElecEnergy_LCOE | 1 | 1 |  | Measure | Levelized Cost ($/kWh) | Cumulative Potential (GWh/year)
ElecEnergy_EndUse | 3 | 2 | BNI Electricity Economic Potential by End Use | GWh | ElecEnergy_LCOE | 1 | 2 |  | Measure | Levelized Cost ($/kWh) | Cumulative Potential (GWh/year)
ElecEnergy_EndUse | 4 | 2 | Industrial Electricity Economic Potential by End Use | GWh | ElecEnergy_BC | 1 | 1 |  | Measure | TRC Ratio | Cumulative Potential (GWh/year)
ElecEnergy_CustSeg | 1 | 1 | Electricity Technical Potential by Customer Segment | GWh | ElecEnergy_BC | 1 | 2 |  | Measure | TRC Ratio | Cumulative Potential (GWh/year)
ElecEnergy_CustSeg | 1 | 2 | Electricity Economic Potential by Customer Segment | GWh | ElecDemand_Top40 | 1 | 1 | Rank | Measure | Technical Potential
ElecEnergy_Pct | 1 | 1 | Electricity Technical Potential by Sector as a Percent of Total Consumption | % | ElecDemand_Top40 | 2 | 1 | Rank | Measure | Economic Potential
ElecEnergy_Pct | 2 | 1 | Electricity Economic Potential by Sector as a Percent of Total Consumption | % | ElecDemand_Top40 | 3 | 1 | Rank | Measure | Achievable Potential
ElecEnergy_Pct | 1 | 2 | Electricity Potential by Potential Type as a Percent of Total Consumption | % | ElecDemand_Top40 | 1 | 2 | Rank | Measure | Technical Potential
ElecEnergy_Top40 | 1 | 1 | Top Measures Ranked by Electricity Technical Potential in 2021 | GWh | ElecDemand_Top40 | 2 | 2 | Rank | Measure | Economic Potential
ElecEnergy_Top40 | 2 | 1 | Top Measures Ranked by Electricity Economic Potential in 2021 | GWh | ElecDemand_Top40 | 3 | 2 | Rank | Measure | Achievable Potential
ElecEnergy_Top40 | 1 | 2 | Top Residential Measures Ranked by Electricity Technical Potential in 2021 | GWh | ElecDemand_Top40 | 1 | 3 | Rank | Measure | Technical Potential
ElecEnergy_Top40 | 2 | 2 | Top Residential Measures Ranked by Electricity Economic Potential in 2021 | GWh | ElecDemand_Top40 | 2 | 3 | Rank | Measure | Economic Potential
ElecEnergy_Top40 | 1 | 3 | Top BNI Measures Ranked by Electricity Technical Potential in 2021 | GWh | ElecDemand_Top40 | 3 | 3 | Rank | Measure | Achievable Potential
ElecEnergy_Top40 | 2 | 3 | Top BNI Measures Ranked by Electricity Economic Potential in 2021 | GWh | ElecDemand_Top40 | 1 | 4 | Rank | Measure | Technical Potential
ElecEnergy_Top40 | 1 | 4 | Top Industrial Measures Ranked by Electricity Technical Potential in 2021 | GWh | ElecDemand_Top40 | 2 | 4 | Rank | Measure | Economic Potential
ElecEnergy_Top40 | 2 | 4 | Top Industrial Measures Ranked by Electricity Economic Potential in 2021 | GWh | ElecDemand_Top40 | 3 | 4 | Rank | Measure | Achievable Potential
ElecEnergy_LCOE | 1 | 1 | Electricity Technical Potential LCOE Supply Curve in 2021 |  | ElecDemand_LCOE | 1 | 1 |  | Measure | Levelized Cost ($/kW) | Cumulative Potential (MW)
ElecEnergy_LCOE | 1 | 2 | Electricity Economic Potential LCOE Supply Curve in 2021 |  | ElecDemand_LCOE | 1 | 2 |  | Measure | Levelized Cost ($/kW) | Cumulative Potential (MW)
ElecEnergy_BC | 1 | 1 | Electricity Technical Potential TRC Supply Curve in 2021 |  | ElecDemand_LCOE | 1 | 3 |  | Measure | Levelized Cost ($/kW) | Cumulative Potential (MW)
ElecEnergy_BC | 1 | 2 | Electricity Economic Potential TRC Supply Curve in 2021 |  | ElecDemand_BC | 1 | 1 |  | Measure | TRC Ratio | Cumulative Potential (MW)
ElecEnergy_NatChange | 1 | 1 | Total Electricity Technical Potential with Natural Change | GWh | ElecDemand_BC | 1 | 2 |  | Measure | TRC Ratio | Cumulative Potential (MW)
ElecEnergy_NatChange | 2 | 1 | Residential Electricity Technical Potential with Natural Change | GWh | ElecDemand_BC | 1 | 3 |  | Measure | TRC Ratio | Cumulative Potential (MW)
ElecEnergy_NatChange | 3 | 1 | Commercial Electricity Technical Potential with Natural Change | GWh | GasEnergy_Top40 | 1 | 1 | Rank | Measure | Technical Potential
ElecEnergy_NatChange | 4 | 1 | Industrial Electricity Technical Potential with Natural Change | GWh | GasEnergy_Top40 | 2 | 1 | Rank | Measure | Economic Potential
ElecEnergy_NatChange | 1 | 2 | Total Electricity Economic Potential with Natural Change | GWh | GasEnergy_Top40 | 1 | 2 | Rank | Measure | Technical Potential
ElecEnergy_NatChange | 2 | 2 | Residential Electricity Economic Potential with Natural Change | GWh | GasEnergy_Top40 | 2 | 2 | Rank | Measure | Economic Potential
ElecEnergy_NatChange | 3 | 2 | Commercial Electricity Economic Potential with Natural Change | GWh | GasEnergy_Top40 | 1 | 3 | Rank | Measure | Technical Potential
ElecEnergy_NatChange | 4 | 2 | Industrial Electricity Economic Potential with Natural Change | GWh | GasEnergy_Top40 | 2 | 3 | Rank | Measure | Economic Potential
ElecEnergy_NatChange | 1 | 3 | Total Electricity Achievable Potential with Natural Change | GWh | GasEnergy_Top40 | 1 | 4 | Rank | Measure | Technical Potential
ElecEnergy_NatChange | 2 | 3 | Residential Electricity Achievable Potential with Natural Change | GWh | GasEnergy_Top40 | 2 | 4 | Rank | Measure | Economic Potential
ElecEnergy_NatChange | 3 | 3 | Commercial Electricity Achievable Potential with Natural Change | GWh | GasEnergy_LCOE | 1 | 1 |  | Measure | Levelized Cost ($/GJ) | Cumulative Potential (TJ/year)
ElecEnergy_NatChange | 4 | 3 | Industrial Electricity Achievable Potential with Natural Change | GWh | GasEnergy_LCOE | 1 | 2 |  | Measure | Levelized Cost ($/GJ) | Cumulative Potential (TJ/year)
ElecDemand_Sector | 1 | 1 | Electric Demand Technical Potential by Sector | MW | GasEnergy_BC | 1 | 1 |  | Measure | TRC Ratio | Cumulative Potential (TJ/year)
ElecDemand_Sector | 2 | 1 | Electric Demand Economic Potential by Sector | MW | GasEnergy_BC | 1 | 2 |  | Measure | TRC Ratio | Cumulative Potential (TJ/year)
ElecDemand_Sector | 3 | 1 | Electric Demand Achievable Potential by Sector | MW | GasDemand_Top40 | 1 | 1 | Rank | Measure | Technical Potential
ElecDemand_Sector | 1 | 2 | Total Electric Demand Potential by Potential Type | MW | GasDemand_Top40 | 2 | 1 | Rank | Measure | Economic Potential
ElecDemand_EndUse | 1 | 1 | Electric Demand Technical Potential by End Use | MW | GasDemand_Top40 | 1 | 2 | Rank | Measure | Technical Potential
ElecDemand_EndUse | 2 | 1 | Residential Electric Demand Technical Potential by End Use | MW | GasDemand_Top40 | 2 | 2 | Rank | Measure | Economic Potential
ElecDemand_EndUse | 3 | 1 | BNI Electric Demand Technical Potential by End Use | MW | GasDemand_Top40 | 1 | 3 | Rank | Measure | Technical Potential
ElecDemand_EndUse | 4 | 1 | Industrial Electric Demand Technical Potential by End Use | MW | GasDemand_Top40 | 2 | 3 | Rank | Measure | Economic Potential
ElecDemand_EndUse | 1 | 2 | Electric Demand Economic Potential by End Use | MW | GasDemand_Top40 | 1 | 4 | Rank | Measure | Technical Potential
ElecDemand_EndUse | 2 | 2 | Residential Electric Demand Economic Potential by End Use | MW | GasDemand_Top40 | 2 | 4 | Rank | Measure | Economic Potential
ElecDemand_EndUse | 3 | 2 | BNI Electric Demand Economic Potential by End Use | MW | GasDemand_LCOE | 1 | 1 |  | Measure | Levelized Cost ($/MJ/day) | Cumulative Potential (GJ/day)
ElecDemand_EndUse | 4 | 2 | Industrial Electric Demand Economic Potential by End Use | MW | GasDemand_LCOE | 1 | 2 |  | Measure | Levelized Cost ($/MJ/day) | Cumulative Potential (GJ/day)
ElecDemand_EndUse | 1 | 3 | Electric Demand Achievable Potential by End Use | MW | GasDemand_BC | 1 | 1 |  | Measure | TRC Ratio | Cumulative Potential (GJ/day)
ElecDemand_EndUse | 2 | 3 | Residential Electric Demand Achievable Potential by End Use | MW | GasDemand_BC | 1 | 2 |  | Measure | TRC Ratio | Cumulative Potential (GJ/day)
ElecDemand_EndUse | 3 | 3 | BNI Electric Demand Achievable Potential by End Use | MW | GasEnergy_Top40 | 3 | 1 | Rank | Measure | Achievable Potential
ElecDemand_EndUse | 4 | 3 | Industrial Electric Demand Achievable Potential by End Use | MW | GasEnergy_Top40 | 3 | 2 | Rank | Measure | Achievable Potential
ElecDemand_CustSeg | 1 | 1 | Electric Demand Technical Potential by Customer Segment | MW | GasEnergy_Top40 | 3 | 3 | Rank | Measure | Achievable Potential
ElecDemand_CustSeg | 1 | 2 | Electric Demand Economic Potential by Customer Segment | MW | GasEnergy_Top40 | 3 | 4 | Rank | Measure | Achievable Potential
ElecDemand_CustSeg | 1 | 3 | Electric Demand Achievable Potential by Customer Segment | MW | GaEnergy_LCOE | 1 | 3 |  | Measure | Levelized Cost ($/GJ) | Cumulative Potential (TJ/year)
ElecDemand_Pct | 1 | 1 | Electric Demand Technical Potential by Sector as a Percent of Total Load | % | GasEnergy_BC | 1 | 3 |  | Measure | TRC Ratio | Cumulative Potential (TJ/year)
ElecDemand_Pct | 2 | 1 | Electric Demand Economic Potential by Sector as a Percent of Total Load | % | ElecEnergy_Top40 | 4 | 1 | Rank | Measure | Max Achievable Potential
ElecDemand_Pct | 1 | 2 | Electric Demand Potential by Potential Type as a Percent of Total Load | % | ElecEnergy_Top40 | 4 | 2 | Rank | Measure | Max Achievable Potential
ElecDemand_Top40 | 1 | 1 | Top Measures Ranked by Electric Demand Technical Potential in 2021 | MW | ElecEnergy_Top40 | 4 | 3 | Rank | Measure | Max Achievable Potential
ElecDemand_Top40 | 2 | 1 | Top Measures Ranked by Electric Demand Economic Potential in 2021 | MW | ElecEnergy_Top40 | 4 | 4 | Rank | Measure | Max Achievable Potential
ElecDemand_Top40 | 3 | 1 | Top Measures Ranked by Electric Demand Achievable Potential in 2021 | MW | ElecEnergy_Top40 | 3 | 1 | Rank | Measure | Achievable Potential (Base)
ElecDemand_Top40 | 1 | 2 | Top Residential Measures Ranked by Electric Demand Technical Potential in 2021 | MW | ElecEnergy_Top40 | 3 | 2 | Rank | Measure | Achievable Potential (Base)
ElecDemand_Top40 | 2 | 2 | Top Residential Measures Ranked by Electric Demand Economic Potential in 2021 | MW | ElecEnergy_Top40 | 3 | 3 | Rank | Measure | Achievable Potential (Base)
ElecDemand_Top40 | 3 | 2 | Top Residential Measures Ranked by Electric Demand Achievable Potential in 2021 | MW | ElecEnergy_Top40 | 3 | 4 | Rank | Measure | Achievable Potential (Base)
ElecDemand_Top40 | 1 | 3 | Top BNI Measures Ranked by Electric Demand Technical Potential in 2021 | MW | ElecEnergy_LCOE | 1 | 3 |  | Measure | Levelized Cost ($/kWh) | Cumulative Potential (GWh/year)
ElecDemand_Top40 | 2 | 3 | Top BNI Measures Ranked by Electric Demand Economic Potential in 2021 | MW | ElecEnergy_BC | 1 | 3 |  | Measure | TRC Ratio | Cumulative Potential (GWh/year)
ElecDemand_Top40 | 3 | 3 | Top BNI Measures Ranked by Electric Demand Achievable Potential in 2021 | MW
ElecDemand_Top40 | 1 | 4 | Top Industrial Measures Ranked by Electric Demand Technical Potential in 2021 | MW
ElecDemand_Top40 | 2 | 4 | Top Industrial Measures Ranked by Electric Demand Economic Potential in 2021 | MW
ElecDemand_Top40 | 3 | 4 | Top Industrial Measures Ranked by Electric Demand Achievable Potential in 2021 | MW
ElecDemand_LCOE | 1 | 1 | Electric Demand Technical Potential LCOE Supply Curve in 2021
ElecDemand_LCOE | 1 | 2 | Electric Demand Economic Potential LCOE Supply Curve in 2021
ElecDemand_LCOE | 1 | 2 | Electric Demand Achievable Potential LCOE Supply Curve in 2021
ElecDemand_BC | 1 | 1 | Electric Demand Technical Potential TRC Supply Curve in 2021
ElecDemand_BC | 1 | 2 | Electric Demand Economic Potential TRC Supply Curve in 2021
ElecDemand_BC | 1 | 2 | Electric Demand Achievable Potential TRC Supply Curve in 2021
ElecDemand_NatChange | 1 | 1 | Total Electric Demand Technical Potential with Natural Change | MW
ElecDemand_NatChange | 2 | 1 | Residential Electric Demand Technical Potential with Natural Change | MW
ElecDemand_NatChange | 3 | 1 | BNI Electric Demand Technical Potential with Natural Change | MW
ElecDemand_NatChange | 4 | 1 | Industrial Electric Demand Technical Potential with Natural Change | MW
GasEnergy_Sector | 1 | 1 | Gas Energy Technical Potential by Sector | TJ/year
GasEnergy_Sector | 2 | 1 | Gas Energy Economic Potential by Sector | TJ/year
GasEnergy_Sector | 1 | 2 | Total Gas Energy Potential by Potential Type | TJ/year
GasEnergy_EndUse | 1 | 1 | Gas Energy Technical Potential by End Use | TJ/year
GasEnergy_EndUse | 2 | 1 | Residential Gas Energy Technical Potential by End Use | TJ/year
GasEnergy_EndUse | 3 | 1 | Commercial Gas Energy Technical Potential by End Use | TJ/year
GasEnergy_EndUse | 4 | 1 | Industrial Gas Energy Technical Potential by End Use | TJ/year
GasEnergy_EndUse | 1 | 2 | Gas Energy Economic Potential by End Use | TJ/year
GasEnergy_EndUse | 2 | 2 | Residential Gas Energy Economic Potential by End Use | TJ/year
GasEnergy_EndUse | 3 | 2 | Commercial Gas Energy Economic Potential by End Use | TJ/year
GasEnergy_EndUse | 4 | 2 | Industrial Gas Energy Economic Potential by End Use | TJ/year
GasEnergy_CustSeg | 1 | 1 | Gas Energy Technical Potential by Customer Segment | TJ/year
GasEnergy_CustSeg | 1 | 2 | Gas Energy Economic Potential by Customer Segment | TJ/year
GasEnergy_Pct | 1 | 1 | Gas Energy Technical Potential by Sector as a Percent of Total Consumption | %
GasEnergy_Pct | 2 | 1 | Gas Energy Economic Potential by Sector as a Percent of Total Consumption | %
GasEnergy_Pct | 1 | 2 | Gas Energy Potential by Potential Type as a Percent of Total Consumption | %
GasEnergy_Top40 | 1 | 1 | Top Measures Ranked by Gas Energy Technical Potential in 2025 | TJ/year
GasEnergy_Top40 | 2 | 1 | Top Measures Ranked by Gas Energy Economic Potential in 2025 | TJ/year
GasEnergy_Top40 | 1 | 2 | Top Residential Measures Ranked by Gas Energy Technical Potential in 2025 | TJ/year
GasEnergy_Top40 | 2 | 2 | Top Residential Measures Ranked by Gas Energy Economic Potential in 2025 | TJ/year
GasEnergy_Top40 | 1 | 3 | Top Commercial Measures Ranked by Gas Energy Technical Potential in 2025 | TJ/year
GasEnergy_Top40 | 2 | 3 | Top Commercial Measures Ranked by Gas Energy Economic Potential in 2025 | TJ/year
GasEnergy_Top40 | 1 | 4 | Top Industrial Measures Ranked by Gas Energy Technical Potential in 2025 | TJ/year
GasEnergy_Top40 | 2 | 4 | Top Industrial Measures Ranked by Gas Energy Economic Potential in 2025 | TJ/year
GasEnergy_LCOE | 1 | 1 | Gas Energy Technical Potential LCOE Supply Curve in 2021
GasEnergy_LCOE | 1 | 2 | Gas Energy Economic Potential LCOE Supply Curve in 2021
GasEnergy_BC | 1 | 1 | Gas Energy Technical Potential TRC Supply Curve in 2021
GasEnergy_BC | 1 | 2 | Gas Energy Economic Potential TRC Supply Curve in 2021
GasEnergy_NatChange | 1 | 1 | Total Gas Energy Technical Potential with Natural Change | TJ/year
GasEnergy_NatChange | 2 | 1 | Residential Gas Energy Technical Potential with Natural Change | TJ/year
GasEnergy_NatChange | 3 | 1 | Commercial Gas Energy Technical Potential with Natural Change | TJ/year
GasEnergy_NatChange | 4 | 1 | Industrial Gas Energy Technical Potential with Natural Change | TJ/year
GasDemand_Sector | 1 | 1 | Gas Demand Technical Potential by Sector | GJ/day
GasDemand_Sector | 2 | 1 | Gas Demand Economic Potential by Sector | GJ/day
GasDemand_Sector | 1 | 2 | Total Gas Demand Potential by Potential Type | GJ/day
GasDemand_EndUse | 1 | 1 | Gas Demand Technical Potential by End Use | GJ/day
GasDemand_EndUse | 2 | 1 | Residential Gas Demand Technical Potential by End Use | GJ/day
GasDemand_EndUse | 3 | 1 | Commercial Gas Demand Technical Potential by End Use | GJ/day
GasDemand_EndUse | 4 | 1 | Industrial Gas Demand Technical Potential by End Use | GJ/day
GasDemand_EndUse | 1 | 2 | Gas Demand Economic Potential by End Use | GJ/day
GasDemand_EndUse | 2 | 2 | Residential Gas Demand Economic Potential by End Use | GJ/day
GasDemand_EndUse | 3 | 2 | Commercial Gas Demand Economic Potential by End Use | GJ/day
GasDemand_EndUse | 4 | 2 | Industrial Gas Demand Economic Potential by End Use | GJ/day
GasDemand_CustSeg | 1 | 1 | Gas Demand Technical Potential by Customer Segment | GJ/day
GasDemand_CustSeg | 1 | 2 | Gas Demand Economic Potential by Customer Segment | GJ/day
GasDemand_Pct | 1 | 1 | Gas Demand Technical Potential by Sector as a Percent of Total Load | %
GasDemand_Pct | 2 | 1 | Gas Demand Economic Potential by Sector as a Percent of Total Load | %
GasDemand_Pct | 1 | 2 | Gas Demand Potential by Potential Type as a Percent of Total Load | %
GasDemand_Top40 | 1 | 1 | Top Measures Ranked by Gas Demand Technical Potential in 2025 | GJ/day
GasDemand_Top40 | 2 | 1 | Top Measures Ranked by Gas Demand Economic Potential in 2025 | GJ/day
GasDemand_Top40 | 1 | 2 | Top Residential Measures Ranked by Gas Demand Technical Potential in 2025 | GJ/day
GasDemand_Top40 | 2 | 2 | Top Residential Measures Ranked by Gas Demand Economic Potential in 2025 | GJ/day
GasDemand_Top40 | 1 | 3 | Top Commercial Measures Ranked by Gas Demand Technical Potential in 2025 | GJ/day
GasDemand_Top40 | 2 | 3 | Top Commercial Measures Ranked by Gas Demand Economic Potential in 2025 | GJ/day
GasDemand_Top40 | 1 | 4 | Top Industrial Measures Ranked by Gas Demand Technical Potential in 2025 | GJ/day
GasDemand_Top40 | 2 | 4 | Top Industrial Measures Ranked by Gas Demand Economic Potential in 2025 | GJ/day
GasDemand_LCOE | 1 | 1 | Gas Demand Technical Potential LCOE Supply Curve in 2021
GasDemand_LCOE | 1 | 2 | Gas Demand Economic Potential LCOE Supply Curve in 2021
GasDemand_BC | 1 | 1 | Gas Demand Technical Potential TRC Supply Curve in 2021
GasDemand_BC | 1 | 2 | Gas Demand Economic Potential TRC Supply Curve in 2021
GasDemand_NatChange | 1 | 1 | Total Gas Demand Technical Potential with Natural Change | GJ/day
GasEnergy_Sector | 3 | 1 | Gas Energy Achievable Potential by Sector | TJ/year
GasEnergy_EndUse | 1 | 3 | Gas Energy Achievable Potential by End Use | TJ/year
GasEnergy_EndUse | 2 | 3 | Residential Gas Energy Achievable Potential by End Use | TJ/year
GasEnergy_EndUse | 3 | 3 | Commercial Gas Energy Achievable Potential by End Use | TJ/year
GasEnergy_EndUse | 4 | 3 | Industrial Gas Energy Achievable Potential by End Use | TJ/year
GasEnergy_CustSeg | 1 | 3 | Gas Energy Achievable Potential by Customer Segment | TJ/year
GasEnergy_Pct | 1 | 3 | Gas Energy Achievable Potential by Sector as a Percent of Total Consumption | %
GasEnergy_Top40 | 3 | 1 | Top Measures Ranked by Gas Energy Achievable Potential in 2025 | TJ/year
GasEnergy_Top40 | 3 | 2 | Top Residential Measures Ranked by Gas Energy Achievable Potential in 2025 | TJ/year
GasEnergy_Top40 | 3 | 3 | Top Commercial Measures Ranked by Gas Energy Achievable Potential in 2025 | TJ/year
GasEnergy_Top40 | 3 | 4 | Top Industrial Measures Ranked by Gas Energy Achievable Potential in 2025 | TJ/year
GaEnergy_LCOE | 1 | 3 | Gas Energy Achievable Potential LCOE Supply Curve in 2025
GasEnergy_BC | 1 | 3 | Gas Energy Achievable Potential TRC Supply Curve in 2025
GasEnergy_NatChange | 1 | 2 | Total Gas Energy Economic Potential with Natural Change | TJ/year
GasEnergy_NatChange | 2 | 2 | Residential Gas Energy Economic Potential with Natural Change | TJ/year
GasEnergy_NatChange | 3 | 2 | Commercial Gas Energy Economic Potential with Natural Change | TJ/year
GasEnergy_NatChange | 4 | 2 | Industrial Gas Energy Economic Potential with Natural Change | TJ/year
GasEnergy_NatChange | 1 | 3 | Total Gas Energy Achievable Potential with Natural Change | TJ/year
GasEnergy_NatChange | 2 | 3 | Residential Gas Energy Achievable Potential with Natural Change | TJ/year
GasEnergy_NatChange | 3 | 3 | Commercial Gas Energy Achievable Potential with Natural Change | TJ/year
GasEnergy_NatChange | 4 | 3 | Industrial Gas Energy Achievable Potential with Natural Change | TJ/year
ElecEnergy_Sector | 3 | 1 | Electricity Achievable Potential by Sector | GWh
ElecEnergy_EndUse | 1 | 3 | Electricity Achievable Potential by End Use | GWh
ElecEnergy_EndUse | 2 | 3 | Residential Electricity Achievable Potential by End Use | GWh
ElecEnergy_EndUse | 3 | 3 | BNI Electricity Achievable Potential by End Use | GWh
ElecEnergy_EndUse | 4 | 3 | Industrial Electricity Achievable Potential by End Use | GWh
ElecEnergy_CustSeg | 1 | 3 | Electricity Achievable Potential by Customer Segment | GWh
ElecEnergy_Pct | 3 | 1 | Electricity Achievable Potential by Sector as a Percent of Total Consumption | %
ElecEnergy_Top40 | 3 | 1 | Top Measures Ranked by Electricity Achievable Potential in 2021 | GWh
ElecEnergy_Top40 | 3 | 2 | Top Residential Measures Ranked by Electricity Achievable Potential in 2021 | GWh
ElecEnergy_Top40 | 3 | 3 | Top BNI Measures Ranked by Electricity Achievable Potential in 2021 | GWh
ElecEnergy_Top40 | 3 | 4 | Top Industrial Measures Ranked by Electricity Achievable Potential in 2020 | GWh
ElecEnergy_LCOE | 1 | 3 | Electricity Achievable Potential LCOE Supply Curve 2020
ElecEnergy_BC | 1 | 3 | Electricity Achievable Potential TRC Supply Curve in 2020
ElecEnergy_Sector | 4 | 1 | Electricity Max Acheivable Potential by Sector | GWh
ElecDemand_Sector | 4 | 1 | Electric Demand Max Acheivable Potential by Sector | MW
ElecEnergy_EndUse | 1 | 4 | Electricity Max Achievable Potential by End Use | GWh
ElecEnergy_EndUse | 2 | 4 | Residential Electricity Max Achievable Potential by End Use | GWh
ElecEnergy_EndUse | 3 | 4 | BNI Electricity Max Achievable Potential by End Use | GWh
ElecEnergy_EndUse | 4 | 4 | Industrial Electricity Max Achievable Potential by End Use | GWh
ElecDemand_EndUse | 1 | 4 | Electric Demand Max Achievable Potential by End Use | MW
ElecDemand_EndUse | 2 | 4 | Residential Electricity Max Achievable Potential by End Use | MW
ElecDemand_EndUse | 3 | 4 | Commercial Electricity Max Achievable Potential by End Use | MW
ElecDemand_EndUse | 4 | 4 | Industrial Electricity Max Achievable Potential by End Use | MW
ElecEnergy_CustSeg | 1 | 4 | Electricity Max Achievable Potential by Customer Segment | GWh
ElecDemand_CustSeg | 1 | 4 | Electric Demand Max Achievable Potential by Customer Segment | MW
ElecEnergy_Pct | 4 | 1 | Electricity Max Achievable Potential by Sector as a Percent of Total Consumption | %
ElecDemand_Pct | 4 | 1 | Electric Demand Max Achievable Potential by Sector as a Percent of Total Consumption | %
ElecEnergy_Top40 | 4 | 1 | Top Measures Ranked by Electricity Max Achievable Potential in 2020 | GWh
ElecEnergy_Top40 | 4 | 2 | Top Residential Measures Ranked by Electricity Max Achievable Potential in 2020 | GWh
ElecEnergy_Top40 | 4 | 3 | Top Commercial Measures Ranked by Electricity Max Achievable Potential in 2020 | GWh
ElecEnergy_Top40 | 4 | 4 | Top Industrial Measures Ranked by Electricity Max Achievable Potential in 2020 | GWh
ElecDemand_Top40 | 4 | 1 | Top Measures Ranked by Electric Demand Max Achievable Potential in 2020 | MW
ElecDemand_Top40 | 4 | 2 | Top Residential Measures Ranked by Electric Demand Max Achievable Potential in 2020 | MW
ElecDemand_Top40 | 4 | 3 | Top Commercial Measures Ranked by Electric Demand Max Achievable Potential in 2020 | MW
ElecDemand_Top40 | 4 | 4 | Top Industrial Measures Ranked by Electric Demand Max Achievable Potential in 2020 | MW
ElecDemand_LCOE | 1 | 4 | Electric Demand Max Achievable Potential LCOE Supply Curve in 2021
ElecEnergy_LCOE | 1 | 4 | Electricity Max Achievable Potential LCOE Supply Curve in 2021
ElecEnergy_BC | 1 | 4 | Electricity Max Achievable Potential TRC Supply Curve in 2021
ElecDemand_BC | 1 | 4 | Electric Demand Max Achievable Potential TRC Supply Curve in 2021
The below mappings are used to dynamically link the title and units fields of all tables in this workbook. The values for Table Row and Table Column denote the position of the table as an element of a "matrix" of tables within the sheet.
Link to these values for particular sheets where table colum headers should be hard-coded.
The below mappings are used to dynamically link the title and units fields of all tables in this workbook. The values for Table Row and Table Column denote the position of the table as an element of a "matrix" of tables within the sheet.
Link to these values for particular sheets where table colum headers should be hard-coded.
Note: This tab should be hidden once setup is complete.