## Tech Tables
Affordable MultiFamily Housing and Non-Profit Organizations
[26 empty] | Program Year 2020 | [11 empty] | Program Year 2021 | [11 empty] | Program Year 2022
Measure Name | Program | Technology Type | Decision Type | Measure Life | Gross Annual Energy Savings per Unit at Meter (kWh) Pre-RUL | Gross Peak Demand Savings per Unit at Meter (Watts) Pre-RUL | Gross Annual Energy Savings per Unit at Meter (kWh) Post-RUL | Gross Peak Demand Savings per Unit at Meter (Watts) Post-RUL | Gross Per Unit One-Time Per Unit Incremental Measure Cost ($) | 2020 Incentive as a Percent of Incremental Measure Cost (%) | Per Unit Program Administrative Cost ($) | Per Unit Direct Installation Cost ($) | Per Unit DSM Administrator Cost (Incentive + Administrative) ($) | Per Unit DSM Customer Cost (Incremental Measure Cost - Incentive) ($) | Total Per Unit DSM Cost ($) | Per Unit Present Value Avoided Cost Benefits ($) | Per Unit Present Value Non-Energy Benefits ($) | Total Per Unit Present Value Benefits ($) | Net-To-Gross Ratio | Net Total Resource Benefit-Cost Ratio (TRC) | Net Program Administrator Benefit-Cost Ratio (PAC) | Net First-Year Unit Cost / kWh at Generator ($/kWh) | Net Lifetime Unit Cost / kWh at Generator ($/kWh) | Net Unit Cost / Watt at Generator ($/W) | Measure Name | Participation (Units) | Peak Demand Savings (kW) | First Year Energy Savings (MWh) | Cumulative Peak Demand Savings (kW) | Cumulative Energy Savings (MWh) | Lifetime Energy Savings (MWh) | Total Avoided Cost Benefits ($) | TRC Costs ($) | Total Net Resource Benefits ($) | TRC (Ratio) | PAC Costs ($) | PAC (Ratio) | Participation (Units) | Peak Demand Savings (kW) | First Year Energy Savings (MWh) | Cumulative Peak Demand Savings (kW) | Cumulative Energy Savings (MWh) | Lifetime Energy Savings (MWh) | Total Avoided Cost Benefits ($) | TRC Costs ($) | Total Net Resource Benefits ($) | TRC (Ratio) | PAC Costs ($) | PAC (Ratio) | Participation (Units) | Peak Demand Savings (kW) | First Year Energy Savings (MWh) | Cumulative Peak Demand Savings (kW) | Cumulative Energy Savings (MWh) | Lifetime Energy Savings (MWh) | Total Avoided Cost Benefits ($) | TRC Costs ($) | Total Net Resource Benefits ($) | TRC (Ratio) | PAC Costs ($) | PAC (Ratio)
Custom Energy Efficiency | Existing Residential | Res Other | ROB/NEW | 15 | 1000000 | 166763.3 | 1000000 | 166763.3 | 459665 | 108.8% | 200000 | 0 | 700000 | -40335 | 659665 | 1371219.332 | 0 | 1371219.332 | 1 | 2.0787 | 1.9589 | 0.63 | 0.06409 | 3.7778 | Custom Energy Efficiency | 1.4286 | 264.7037 | 1587.3016 | 264.7037 | 1587.3016 | 23809.5238 | 1958884.76 | 942378.5714 | 1016506.1886 | 2.0787 | 1000000 | 1.9589 | 1.4286 | 264.7037 | 1587.3016 | 529.4073 | 3174.6032 | 23809.5238 | 2044459.8391 | 942378.5714 | 1102081.2676 | 2.1695 | 1000000 | 2.0445 | 1.4286 | 264.7037 | 1587.3016 | 794.111 | 4761.9048 | 23809.5238 | 2140448.0052 | 942378.5714 | 1198069.4338 | 2.2713 | 1000000 | 2.1404
[25 empty] | Sub-Total | 1.4286 | 264.7037 | 1587.3016 | 264.7037 | 1587.3016 | 23809.5238 | 1958884.76 | 942378.5714 | 1016506.1886 | 2.0787 | 1000000 | 1.9589 | 1.4286 | 264.7037 | 1587.3016 | 529.4073 | 3174.6032 | 23809.5238 | 2044459.8391 | 942378.5714 | 1102081.2676 | 2.1695 | 1000000 | 2.0445 | 1.4286 | 264.7037 | 1587.3016 | 794.111 | 4761.9048 | 23809.5238 | 2140448.0052 | 942378.5714 | 1198069.4338 | 2.2713 | 1000000 | 2.1404
Appliance Retirement
Measure Name | Program | Technology Type | Decision Type | Measure Life | Gross Annual Energy Savings per Unit at Meter (kWh) Pre-RUL | Gross Peak Demand Savings per Unit at Meter (Watts) Pre-RUL | Gross Annual Energy Savings per Unit at Meter (kWh) Post-RUL | Gross Peak Demand Savings per Unit at Meter (Watts) Post-RUL | Gross Per Unit One-Time Per Unit Incremental Measure Cost ($) | 2020 Incentive as a Percent of Incremental Measure Cost (%) | Per Unit Program Administrative Cost ($) | Per Unit Direct Installation Cost ($) | Per Unit DSM Administrator Cost (Incentive + Administrative) ($) | Per Unit DSM Customer Cost (Incremental Measure Cost - Incentive) ($) | Total Per Unit DSM Cost ($) | Per Unit Present Value Avoided Cost Benefits ($) | Per Unit Present Value Non-Energy Benefits ($) | Total Per Unit Present Value Benefits ($) | Net-To-Gross Ratio | Net Total Resource Benefit-Cost Ratio (TRC) | Net Program Administrator Benefit-Cost Ratio (PAC) | Net First-Year Unit Cost / kWh at Generator ($/kWh) | Net Lifetime Unit Cost / kWh at Generator ($/kWh) | Net Unit Cost / Watt at Generator ($/W) | Measure Name | Participation (Units) | Peak Demand Savings (kW) | First Year Energy Savings (MWh) | Cumulative Peak Demand Savings (kW) | Cumulative Energy Savings (MWh) | Lifetime Energy Savings (MWh) | Total Avoided Cost Benefits ($) | TRC Costs ($) | Total Net Resource Benefits ($) | TRC (Ratio) | PAC Costs ($) | PAC (Ratio) | Participation (Units) | Peak Demand Savings (kW) | First Year Energy Savings (MWh) | Cumulative Peak Demand Savings (kW) | Cumulative Energy Savings (MWh) | Lifetime Energy Savings (MWh) | Total Avoided Cost Benefits ($) | TRC Costs ($) | Total Net Resource Benefits ($) | TRC (Ratio) | PAC Costs ($) | PAC (Ratio) | Participation (Units) | Peak Demand Savings (kW) | First Year Energy Savings (MWh) | Cumulative Peak Demand Savings (kW) | Cumulative Energy Savings (MWh) | Lifetime Energy Savings (MWh) | Total Avoided Cost Benefits ($) | TRC Costs ($) | Total Net Resource Benefits ($) | TRC (Ratio) | PAC Costs ($) | PAC (Ratio)
Air Conditioner retirement | Residential Efficient Product Rebates | Res Other | RET | 3 | 215 | 0 | 215 | 0 | 24.1567 | 141.4% | 32.6377 | 0 | 66.7944 | -10 | 56.7944 | 14.6118 | 0 | 14.6118 | 0.32 | 0.36197 | 0.21876 | 0.87376 | 0.31072 | N/A | Air Conditioner retirement | 94.6969 | 0 | 7.2391 | 0 | 7.2391 | 21.7172 | 1383.6881 | 3822.7073 | -2439.0192 | 0.36197 | 6325.221 | 0.21876 | 79.7824 | 0 | 6.0989 | 0 | 13.338 | 18.2968 | 1308.5449 | 3220.6417 | -1912.0967 | 0.4063 | 5363.7076 | 0.24396 | 66.9899 | 0 | 5.121 | 0 | 18.459 | 15.363 | 1218.8814 | 2704.2342 | -1485.3528 | 0.45073 | 4533.3274 | 0.26887
Dehumidifier replacement (Low income only) | Residential Efficient Product Rebates | Res Other | RET | 12 | 660 | 221.1 | 81 | 27.135 | 0 | N/A | 406.2373 | 306.0472 | 406.2373 | 0 | 406.2373 | 451.6609 | 0 | 451.6609 | 1 | 1.1118 | 1.1118 | 0.55396 | 0.13075 | 1.6536 | Dehumidifier replacement (Low income only) | 90.7512 | 22.2945 | 66.5509 | 22.2945 | 66.5509 | 331.5444 | 40988.7684 | 36866.5175 | 4122.2509 | 1.1118 | 36866.5175 | 1.1118 | 76.3136 | 18.7477 | 55.9633 | 41.0423 | 122.5142 | 278.799 | 36041.1452 | 31421.83 | 4619.3152 | 1.147 | 31421.83 | 1.147 | 73.6888 | 18.1029 | 54.0385 | 59.1451 | 176.5527 | 269.2099 | 36823.3441 | 30754.3403 | 6069.0038 | 1.1973 | 30754.3403 | 1.1973
Freezer replacement (Low income only) | Residential Efficient Product Rebates | Res Refrigeration | RET | 12 | 1399 | 193.062 | 46 | 6.348 | 0 | N/A | 893.2167 | 680.8441 | 893.2167 | 0 | 893.2167 | 598.885 | 0 | 598.885 | 1 | 0.67048 | 0.67048 | 0.57462 | 0.15146 | 4.1639 | Freezer replacement (Low income only) | 118.3711 | 25.3922 | 184.0013 | 25.3922 | 184.0013 | 784.406 | 70890.6934 | 105731.0667 | -34840.3733 | 0.67048 | 105731.0667 | 0.67048 | 107.5328 | 23.0672 | 167.1538 | 48.4594 | 351.1551 | 712.5841 | 68690.3029 | 97367.9346 | -28677.6316 | 0.70547 | 97367.9346 | 0.70547 | 103.8343 | 22.2738 | 161.4046 | 70.7332 | 512.5597 | 688.0751 | 71100.18 | 95314.4299 | -24214.2499 | 0.74595 | 95314.4299 | 0.74595
Freezer retirement | Residential Efficient Product Rebates | Res Refrigeration | RET | 8 | 863 | 119.094 | 863 | 119.094 | 115.4569 | 126% | 131.0061 | 0 | 276.4629 | -30 | 246.4629 | 367.2034 | 0 | 367.2034 | 0.55 | 1.8879 | 1.3282 | 0.52421 | 0.081659 | 3.7986 | Freezer retirement | 954.8604 | 69.4944 | 503.5828 | 69.4944 | 503.5828 | 4028.6622 | 350628.0104 | 185727.3813 | 164900.6291 | 1.8879 | 263983.5254 | 1.3282 | 797.824 | 58.0654 | 420.7635 | 127.5598 | 924.3463 | 3366.1083 | 306942.1121 | 155182.6522 | 151759.4599 | 1.9779 | 222226.8458 | 1.3812 | 710.0924 | 51.6803 | 374.4949 | 179.2401 | 1298.8412 | 2995.9589 | 287327.4384 | 138118.2086 | 149209.2298 | 2.0803 | 199292.275 | 1.4417
Mini freezer retirement | Residential Efficient Product Rebates | Res Refrigeration | RET | 8 | 327 | 45.126 | 327 | 45.126 | 57.7336 | 117.3% | 49.6396 | 0 | 117.3732 | -10 | 107.3732 | 126.4885 | 0 | 126.4885 | 0.5 | 1.6112 | 1.0777 | 0.64609 | 0.10065 | 4.6818 | Mini freezer retirement | 43.4027 | 1.0881 | 7.8848 | 1.0881 | 7.8848 | 63.0787 | 5489.9476 | 3407.3944 | 2082.5532 | 1.6112 | 5094.3205 | 1.0777 | 34.688 | 0.86963 | 6.3017 | 1.9577 | 14.1865 | 50.4132 | 4596.9832 | 2723.231 | 1873.7521 | 1.6881 | 4107.4908 | 1.1192 | 26.7959 | 0.67177 | 4.8679 | 2.6295 | 19.0544 | 38.9434 | 3734.8701 | 2103.6536 | 1631.2165 | 1.7754 | 3201.3204 | 1.1667
Mini fridge retirement | Residential Efficient Product Rebates | Res Refrigeration | RET | 8 | 209 | 28.842 | 209 | 28.842 | 57.7336 | 117.3% | 31.7269 | 0 | 99.4605 | -10 | 89.4605 | 80.8443 | 0 | 80.8443 | 0.5 | 1.3342 | 0.81283 | 0.8566 | 0.13344 | 6.2072 | Mini fridge retirement | 47.3485 | 0.75868 | 5.4977 | 0.75868 | 5.4977 | 43.9814 | 3827.8534 | 2869.0158 | 958.8376 | 1.3342 | 4709.2987 | 0.81283 | 34.688 | 0.55582 | 4.0277 | 1.3145 | 9.5253 | 32.2213 | 2938.133 | 2101.8729 | 836.2601 | 1.3979 | 3486.1327 | 0.84281 | 26.7959 | 0.42936 | 3.1113 | 1.7439 | 12.6367 | 24.8905 | 2387.1188 | 1623.6641 | 763.4547 | 1.4702 | 2721.3309 | 0.87719
Refrigerator replacement (Low income only) | Residential Efficient Product Rebates | Res Refrigeration | RET | 12 | 705 | 97.29 | 56 | 7.728 | 0 | N/A | 1005.2032 | 898.182 | 1005.2032 | 0 | 1005.2032 | 324.3542 | 0 | 324.3542 | 1 | 0.32268 | 0.32268 | 1.2832 | 0.31895 | 9.2988 | Refrigerator replacement (Low income only) | 35.5113 | 3.8388 | 27.8172 | 3.8388 | 27.8172 | 128.9456 | 11518.2523 | 35696.1106 | -24177.8582 | 0.32268 | 35696.1106 | 0.32268 | 31.2192 | 3.3748 | 24.455 | 7.2136 | 52.2723 | 113.3604 | 10775.4767 | 31886.3714 | -21110.8947 | 0.33793 | 31886.3714 | 0.33793 | 30.1454 | 3.2587 | 23.6139 | 10.4723 | 75.8862 | 109.4614 | 11119.292 | 31285.7986 | -20166.5065 | 0.35541 | 31285.7986 | 0.35541
Refrigerator retirement | Residential Efficient Product Rebates | Res Refrigeration | RET | 8 | 751 | 103.638 | 751 | 103.638 | 115.4569 | 126% | 114.0041 | 0 | 259.461 | -30 | 229.461 | 319.5478 | 0 | 319.5478 | 0.55 | 1.8002 | 1.2316 | 0.56534 | 0.088067 | 4.0967 | Refrigerator retirement | 2884.3098 | 182.6758 | 1323.7379 | 182.6758 | 1323.7379 | 10589.9035 | 921674.8981 | 511980.598 | 409694.3001 | 1.8002 | 748365.8928 | 1.2316 | 2521.8177 | 159.7176 | 1157.3742 | 342.3935 | 2481.1122 | 9258.994 | 844291.0652 | 447636.3045 | 396654.7607 | 1.8861 | 659554.2555 | 1.2801 | 2384.8388 | 151.0422 | 1094.5085 | 493.4357 | 3575.6207 | 8756.068 | 839750.701 | 423321.7925 | 416428.9085 | 1.9837 | 628774.3173 | 1.3355
Clothes Dryer replacement | Residential Efficient Product Rebates | Res Other | RET | 12 | 271 | 37.398 | 36 | 4.968 | 920 | 16.3% | 41.1386 | 0 | 191.1386 | 770 | 961.1386 | 100.9717 | 0 | 100.9717 | 0.75 | 0.1381 | 0.52826 | 0.84637 | 0.19745 | 6.1331 | Clothes Dryer replacement | 94.1859 | 2.9353 | 21.2703 | 2.9353 | 21.2703 | 107.6858 | 9510.1091 | 68862.9324 | -59352.8233 | 0.1381 | 18002.5604 | 0.52826 | 183.4146 | 5.7161 | 41.4211 | 8.6514 | 62.6914 | 209.704 | 19661.7473 | 134101.4999 | -114439.7526 | 0.14662 | 35057.6176 | 0.56084 | 292.4719 | 9.1149 | 66.0499 | 17.7663 | 128.7413 | 334.3929 | 33402.8583 | 213837.5269 | -180434.6686 | 0.15621 | 55902.6875 | 0.59752
Clothes Washer replacement | Residential Efficient Product Rebates | Res Other | RET | 12 | 190 | 26.22 | 188 | 25.944 | 1070 | 16.36% | 28.8426 | 0 | 203.8426 | 895 | 1098.8426 | 154.6932 | 0 | 154.6932 | 0.75 | 0.18608 | 0.75889 | 1.2874 | 0.15134 | 9.3292 | Clothes Washer replacement | 94.1859 | 2.058 | 14.9128 | 2.058 | 14.9128 | 177.6973 | 14569.9175 | 78300.7287 | -63730.8112 | 0.18608 | 19199.0928 | 0.75889 | 183.4146 | 4.0076 | 29.0406 | 6.0656 | 43.9534 | 346.0422 | 29647.5188 | 152480.3665 | -122832.8477 | 0.19443 | 37387.707 | 0.79298 | 292.4719 | 6.3905 | 46.3081 | 12.4561 | 90.2615 | 551.797 | 49298.2798 | 243144.3682 | -193846.0884 | 0.20275 | 59618.2354 | 0.8269
Dishwasher replacement | Residential Efficient Product Rebates | Res Other | RET | 12 | 256.5 | 35.397 | 30 | 25.944 | 1050 | 19.05% | 38.9375 | 0 | 238.9375 | 850 | 1088.9375 | 112.9228 | 0 | 112.9228 | 0.75 | 0.13664 | 0.4726 | 1.1178 | 0.26563 | 8.1003 | Dishwasher replacement | 19.8286 | 0.58489 | 4.2384 | 0.58489 | 4.2384 | 20.9192 | 2239.1022 | 16387.1028 | -14148.0006 | 0.13664 | 4737.7973 | 0.4726 | 24.7858 | 0.73112 | 5.298 | 1.316 | 9.5363 | 26.149 | 2941.2209 | 20483.8785 | -17542.6577 | 0.14359 | 5922.2467 | 0.49664 | 29.7429 | 0.87734 | 6.3575 | 2.1934 | 15.8939 | 31.3788 | 3717.3265 | 24580.6542 | -20863.3277 | 0.15123 | 7106.696 | 0.52307
Freezer replacement | Residential Efficient Product Rebates | Res Refrigeration | RET | 12 | 1399 | 193.062 | 46 | 6.348 | 683.382 | 29.27% | 212.3726 | 0 | 412.3726 | 483.382 | 895.7546 | 449.1638 | 0 | 449.1638 | 0.75 | 0.61961 | 1.0892 | 0.35371 | 0.09323 | 2.5632 | Freezer replacement | 148.7145 | 23.9259 | 173.3764 | 23.9259 | 173.3764 | 739.1113 | 66797.1815 | 107804.5167 | -41007.3352 | 0.61961 | 61325.7955 | 1.0892 | 322.2148 | 51.8395 | 375.6488 | 75.7655 | 549.0252 | 1601.4077 | 154369.4096 | 233576.4528 | -79207.0432 | 0.66089 | 132872.5568 | 1.1618 | 322.2148 | 51.8395 | 375.6488 | 127.605 | 924.6739 | 1601.4077 | 165476.6689 | 233576.4528 | -68099.7839 | 0.70845 | 132872.5568 | 1.2454
Fridge replacement | Residential Efficient Product Rebates | Res Refrigeration | RET | 12 | 705 | 97.29 | 49 | 6.762 | 900.417 | 38.87% | 107.0212 | 0 | 457.0212 | 550.417 | 1007.4382 | 239.6572 | 0 | 239.6572 | 0.75 | 0.30634 | 0.52439 | 0.77791 | 0.19573 | 5.637 | Fridge replacement | 247.8576 | 20.0951 | 145.6163 | 20.0951 | 145.6163 | 663.4321 | 59400.8586 | 193907.3864 | -134506.5278 | 0.30634 | 113276.1609 | 0.52439 | 495.7151 | 40.1901 | 291.2326 | 60.2852 | 436.849 | 1326.8642 | 126480.2422 | 387814.7728 | -261334.5307 | 0.32614 | 226552.3218 | 0.55828 | 644.4297 | 52.2471 | 378.6024 | 112.5323 | 815.4514 | 1724.9234 | 175823.3822 | 504159.2047 | -328335.8225 | 0.34875 | 294518.0184 | 0.59699
Range / Stove replacement | Residential Efficient Product Rebates | Res Other | RET | 12 | 207.75 | 28.6695 | 25 | 3.45 | 1120 | 17.86% | 31.5371 | 0 | 231.5371 | 920 | 1151.5371 | 76.0663 | 0 | 76.0663 | 0.75 | 0.087278 | 0.32853 | 1.3374 | 0.31655 | 9.6913 | Range / Stove replacement | 19.8286 | 0.47373 | 3.4328 | 0.47373 | 3.4328 | 17.0361 | 1508.2887 | 17281.3649 | -15773.0762 | 0.087278 | 4591.0577 | 0.32853 | 24.7858 | 0.59216 | 4.291 | 1.0659 | 7.7239 | 21.2951 | 2002.6511 | 21601.7061 | -19599.0551 | 0.092708 | 5738.8221 | 0.34897 | 29.7429 | 0.7106 | 5.1492 | 1.7765 | 12.8731 | 25.5541 | 2562.0761 | 25922.0474 | -23359.9712 | 0.098838 | 6886.5865 | 0.37204
[25 empty] | Sub-Total | 4893.853 | 355.6154 | 2489.1587 | 355.6154 | 2489.1587 | 17718.1207 | 1560427.5691 | 1368644.8234 | 191782.7456 | 1.1401 | 1427904.4177 | 1.0928 | 4918.1965 | 367.4748 | 2589.0703 | 723.0903 | 5078.229 | 17362.2392 | 1610686.5529 | 1721599.5148 | -110912.962 | 0.93558 | 1498945.8402 | 1.0745 | 5034.2556 | 368.6391 | 2599.2766 | 1091.7293 | 7677.5056 | 17167.4241 | 1683742.4177 | 1970446.3758 | -286703.9582 | 0.8545 | 1552781.9204 | 1.0843
Business Energy Rebates
Measure Name | Program | Technology Type | Decision Type | Measure Life | Gross Annual Energy Savings per Unit at Meter (kWh) Pre-RUL | Gross Peak Demand Savings per Unit at Meter (Watts) Pre-RUL | Gross Annual Energy Savings per Unit at Meter (kWh) Post-RUL | Gross Peak Demand Savings per Unit at Meter (Watts) Post-RUL | Gross Per Unit One-Time Per Unit Incremental Measure Cost ($) | 2020 Incentive as a Percent of Incremental Measure Cost (%) | Per Unit Program Administrative Cost ($) | Per Unit Direct Installation Cost ($) | Per Unit DSM Administrator Cost (Incentive + Administrative) ($) | Per Unit DSM Customer Cost (Incremental Measure Cost - Incentive) ($) | Total Per Unit DSM Cost ($) | Per Unit Present Value Avoided Cost Benefits ($) | Per Unit Present Value Non-Energy Benefits ($) | Total Per Unit Present Value Benefits ($) | Net-To-Gross Ratio | Net Total Resource Benefit-Cost Ratio (TRC) | Net Program Administrator Benefit-Cost Ratio (PAC) | Net First-Year Unit Cost / kWh at Generator ($/kWh) | Net Lifetime Unit Cost / kWh at Generator ($/kWh) | Net Unit Cost / Watt at Generator ($/W) | Measure Name | Participation (Units) | Peak Demand Savings (kW) | First Year Energy Savings (MWh) | Cumulative Peak Demand Savings (kW) | Cumulative Energy Savings (MWh) | Lifetime Energy Savings (MWh) | Total Avoided Cost Benefits ($) | TRC Costs ($) | Total Net Resource Benefits ($) | TRC (Ratio) | PAC Costs ($) | PAC (Ratio) | Participation (Units) | Peak Demand Savings (kW) | First Year Energy Savings (MWh) | Cumulative Peak Demand Savings (kW) | Cumulative Energy Savings (MWh) | Lifetime Energy Savings (MWh) | Total Avoided Cost Benefits ($) | TRC Costs ($) | Total Net Resource Benefits ($) | TRC (Ratio) | PAC Costs ($) | PAC (Ratio) | Participation (Units) | Peak Demand Savings (kW) | First Year Energy Savings (MWh) | Cumulative Peak Demand Savings (kW) | Cumulative Energy Savings (MWh) | Lifetime Energy Savings (MWh) | Total Avoided Cost Benefits ($) | TRC Costs ($) | Total Net Resource Benefits ($) | TRC (Ratio) | PAC Costs ($) | PAC (Ratio)
1/2 Size Hot Food Holding Cabinet | BNI Efficient Product Rebates | BNI Cooking and Laundry | ROB/NEW | 12 | 1384 | 215 | 1384 | 215 | 506.73 | 57.23% | 37.8877 | 0 | 327.8877 | 216.73 | 544.6177 | 1281.4025 | 0 | 1281.4025 | 0.86 | 2.7052 | 3.9081 | 0.25868 | 0.030223 | 1.6652 | 1/2 Size Hot Food Holding Cabinet | 12.2361 | 2.4094 | 15.51 | 2.4094 | 15.51 | 186.1195 | 15679.3214 | 5795.9237 | 9883.3977 | 2.7052 | 4012.055 | 3.9081 | 12.4417 | 2.4499 | 15.7707 | 4.8593 | 31.2806 | 189.2478 | 16635.8133 | 5893.3418 | 10742.4714 | 2.8228 | 4079.4898 | 4.0779 | 12.6482 | 2.4906 | 16.0323 | 7.3499 | 47.3129 | 192.388 | 17617.8225 | 5991.1301 | 11626.6924 | 2.9407 | 4147.1808 | 4.2481
Advanced Lighting Design (Performance Lighting) | BNI Efficient Product Rebates | BNI Lighting | ROB/NEW | 15 | 797.5356 | 117.9423 | 797.5356 | 117.9423 | 1572.6585 | 11.13% | 21.833 | 0 | 196.833 | 1397.6585 | 1594.4915 | 909.3747 | 0 | 909.3747 | 0.9 | 0.63273 | 4.62 | 0.2575 | 0.026195 | 1.7412 | Advanced Lighting Design (Performance Lighting) | 12.2361 | 1.3832 | 9.3534 | 1.3832 | 9.3534 | 140.3007 | 11127.1658 | 17585.9829 | -6458.8171 | 0.63273 | 2408.4605 | 4.62 | 24.8835 | 2.8129 | 19.0212 | 4.1961 | 28.3746 | 285.3178 | 23649.5766 | 35763.1377 | -12113.5611 | 0.66128 | 4897.8841 | 4.8285 | 37.9445 | 4.2894 | 29.0052 | 8.4855 | 57.3798 | 435.0782 | 37801.0638 | 54534.8337 | -16733.7699 | 0.69315 | 7468.7321 | 5.0612
Air-Entraining Air Nozzle | BNI Efficient Product Rebates | BNI Process | ROB/NEW | 15 | 723.84 | 130 | 723.84 | 130 | 58.52 | 85.44% | 19.8155 | 0 | 69.8155 | 8.52 | 78.3355 | 832.0307 | 0 | 832.0307 | 0.86 | 11.862 | 11.9176 | 0.10531 | 0.010713 | 0.58638 | Air-Entraining Air Nozzle | 12.2361 | 1.4569 | 8.1118 | 1.4569 | 8.1118 | 121.677 | 10180.7798 | 858.2706 | 9322.5092 | 11.862 | 854.267 | 11.9176 | 12.4417 | 1.4813 | 8.2481 | 2.9382 | 16.3599 | 123.7221 | 10795.3521 | 872.6964 | 9922.6557 | 12.3701 | 868.6255 | 12.4281 | 12.6482 | 1.5059 | 8.385 | 4.4441 | 24.7449 | 125.775 | 11482.082 | 887.1771 | 10594.9049 | 12.9423 | 883.0386 | 13.0029
Case Lighting for Sign Retrofits | BNI Efficient Product Rebates | BNI Lighting | ROB/NEW | 11.3 | 1583.1875 | 433.75 | 1583.1875 | 433.75 | 721.525 | 17.32% | 43.3406 | 0 | 168.3406 | 596.525 | 764.8656 | 1692.6035 | 0 | 1692.6035 | 0.86 | 2.5497 | 10.0546 | 0.1161 | 0.014123 | 0.42376 | Case Lighting for Sign Retrofits | 611.8031 | 243.0435 | 887.1089 | 243.0435 | 887.1089 | 10024.33 | 1035540.1305 | 406146.8044 | 629393.3261 | 2.5497 | 102991.3127 | 10.0546 | 622.0864 | 247.1286 | 902.0194 | 490.1721 | 1789.1283 | 10192.8194 | 1090460.4906 | 412973.3372 | 677487.1534 | 2.6405 | 104722.3951 | 10.4129 | 632.4086 | 251.2292 | 916.9866 | 741.4013 | 2706.1149 | 10361.9489 | 1152809.8622 | 419825.8077 | 732984.0545 | 2.7459 | 106460.0548 | 10.8286
CEE Tier 2 Commercial Washing Machine | BNI Efficient Product Rebates | BNI Cooking and Laundry | ROB/NEW | 11 | 2315.143 | 700 | 2315.143 | 700 | 514.71 | 87.43% | 63.3783 | 0 | 513.3783 | 64.71 | 578.0883 | 2530.5474 | 0 | 2530.5474 | 0.86 | 5.0008 | 4.9292 | 0.24212 | 0.029981 | 0.80077 | CEE Tier 2 Commercial Washing Machine | 3.6708 | 2.3534 | 7.7835 | 2.3534 | 7.7835 | 85.6182 | 9289.1812 | 1857.5404 | 7431.6409 | 5.0008 | 1884.5187 | 4.9292 | 8.7092 | 5.5835 | 18.4667 | 7.9369 | 26.2502 | 203.1337 | 22790.2029 | 4407.1113 | 18383.0917 | 5.1712 | 4471.1187 | 5.0972 | 16.4426 | 10.5415 | 34.8644 | 18.4784 | 61.1146 | 383.5081 | 44756.9758 | 8320.443 | 36436.5328 | 5.3792 | 8441.2864 | 5.3022
CEE Tier 3 Commercial Washing Machine | BNI Efficient Product Rebates | BNI Cooking and Laundry | ROB/NEW | 11 | 2673.506 | 810 | 2673.506 | 810 | 554.61 | 99.17% | 73.1887 | 0 | 623.1887 | 4.61 | 627.7987 | 2924.0549 | 0 | 2924.0549 | 0.86 | 5.315 | 4.6921 | 0.25451 | 0.031515 | 0.84004 | CEE Tier 3 Commercial Washing Machine | 3.6708 | 2.7232 | 8.9883 | 2.7232 | 8.9883 | 98.8712 | 10733.6759 | 2019.513 | 8714.1629 | 5.315 | 2287.6127 | 4.6921 | 8.7092 | 6.461 | 21.3252 | 9.1842 | 30.3135 | 234.577 | 26333.4676 | 4791.3997 | 21542.0679 | 5.496 | 5427.4803 | 4.8519 | 24.0315 | 17.8279 | 58.8431 | 27.012 | 89.1566 | 647.2739 | 75582.6762 | 13221.0237 | 62361.6525 | 5.7169 | 14976.176 | 5.0469
Circulation Fan (Agriculture) | BNI Efficient Product Rebates | BNI Process | ROB/NEW | 15 | 228 | 0 | 228 | 0 | 199.5 | 25.06% | 6.2416 | 0 | 56.2416 | 149.5 | 205.7416 | 184.7202 | 0 | 184.7202 | 0.86 | 1.0389 | 3.2844 | 0.26933 | 0.027399 | N/A | Circulation Fan (Agriculture) | 39.1554 | 0 | 8.1763 | 0 | 8.1763 | 122.6452 | 7232.7934 | 6962.2854 | 270.508 | 1.0389 | 2202.1633 | 3.2844 | 39.8135 | 0 | 8.3138 | 0 | 16.4901 | 124.7067 | 7797.7247 | 7079.3078 | 718.417 | 1.1015 | 2239.1773 | 3.4824 | 40.4742 | 0 | 8.4517 | 0 | 24.9419 | 126.7759 | 8409.3579 | 7196.7748 | 1212.5831 | 1.1685 | 2276.332 | 3.6943
Cold Climate Air-Source Heat Pump (24kBTU/hr) | BNI Efficient Product Rebates | BNI HVAC | ROB/NEW | 18 | 8956.361 | 2931 | 8956.361 | 2931 | 6884.08 | 11.62% | 245.1852 | 0 | 1045.1852 | 6084.08 | 7129.2652 | 14658.703 | 0 | 14658.703 | 0.86 | 2.3775 | 14.025 | 0.12742 | 0.011719 | 0.38935 | Cold Climate Air-Source Heat Pump (24kBTU/hr) | 26.9193 | 72.2625 | 220.8151 | 72.2625 | 220.8151 | 3974.6723 | 394602.5829 | 165971.0178 | 228631.5651 | 2.3775 | 28135.6937 | 14.025 | 49.7669 | 133.5947 | 408.2302 | 205.8572 | 629.0453 | 7348.1433 | 754592.2142 | 306837.574 | 447754.6402 | 2.4593 | 52015.6356 | 14.507 | 75.889 | 203.7172 | 622.5059 | 409.5745 | 1251.5512 | 11205.1066 | 1193109.2474 | 467893.3992 | 725215.8482 | 2.55 | 79318.0974 | 15.0421
Cold Climate Air-Source Heat Pump (48kBTU/hr) | BNI Efficient Product Rebates | BNI HVAC | ROB/NEW | 18 | 17912.722 | 5862 | 17912.722 | 5862 | 13768.16 | 11.62% | 490.3704 | 0 | 2090.3704 | 12168.16 | 14258.5304 | 29317.406 | 0 | 29317.406 | 0.86 | 2.3775 | 14.025 | 0.12742 | 0.011719 | 0.38935 | Cold Climate Air-Source Heat Pump (48kBTU/hr) | 6.118 | 32.8466 | 100.3705 | 32.8466 | 100.3705 | 1806.6692 | 179364.8104 | 75441.3717 | 103923.4387 | 2.3775 | 12788.9517 | 14.025 | 6.2209 | 33.3987 | 102.0575 | 66.2453 | 202.4281 | 1837.0358 | 188648.0536 | 76709.3935 | 111938.66 | 2.4593 | 13003.9089 | 14.507 | 12.6482 | 67.9057 | 207.502 | 134.151 | 409.93 | 3735.0355 | 397703.0825 | 155964.4664 | 241738.6161 | 2.55 | 26439.3658 | 15.0421
Cycling Refrigerated Air Dryer - 50 CFM | BNI Efficient Product Rebates | BNI Process | ROB/NEW | 10 | 585.86 | 110 | 585.86 | 110 | 563.255 | 8.877% | 16.0382 | 0 | 66.0382 | 513.255 | 579.2932 | 493.7308 | 0 | 493.7308 | 0.86 | 0.9866 | 7.4764 | 0.12307 | 0.01628 | 0.6555 | Cycling Refrigerated Air Dryer - 50 CFM | 6.118 | 0.61636 | 3.2828 | 0.61636 | 3.2828 | 32.8275 | 3020.6606 | 3061.6925 | -41.032 | 0.9866 | 404.024 | 7.4764 | 6.2209 | 0.62672 | 3.3379 | 1.2431 | 6.6207 | 33.3793 | 3200.3194 | 3113.1536 | 87.1658 | 1.028 | 410.8148 | 7.7902 | 6.3241 | 0.63712 | 3.3933 | 1.8802 | 10.014 | 33.9332 | 3403.6074 | 3164.8102 | 238.7973 | 1.0755 | 417.6315 | 8.1498
Dairy Scroll Compressor | BNI Efficient Product Rebates | BNI Process | ROB/NEW | 15 | 23624 | 6800 | 23624 | 6800 | 1025.2305 | 24.38% | 646.7197 | 0 | 896.7197 | 775.2305 | 1671.9502 | 31985.9912 | 0 | 31985.9912 | 0.86 | 20.9275 | 35.67 | 0.041445 | 0.0042162 | 0.14398 | Dairy Scroll Compressor | 2.4472 | 15.241 | 52.949 | 15.241 | 52.949 | 794.2354 | 78276.5194 | 3740.3635 | 74536.1558 | 20.9275 | 2194.4637 | 35.67 | 3.7325 | 23.2458 | 80.7585 | 38.4868 | 133.7075 | 1211.3774 | 123751.3867 | 5704.8476 | 118046.5391 | 21.6923 | 3347.0225 | 36.9736 | 2.5296 | 15.7543 | 54.7323 | 54.2411 | 188.4399 | 820.9852 | 87297.9285 | 3866.3388 | 83431.5897 | 22.579 | 2268.3731 | 38.4848
Daylighting Controls - Ceiling Mounted | BNI Efficient Product Rebates | BNI Lighting | ROB/NEW | 10 | 247.2255 | 0 | 247.2255 | 0 | 148.7206 | 33.62% | 6.7679 | 0 | 56.7679 | 98.7206 | 155.4885 | 140.5954 | 0 | 140.5954 | 0.86 | 1.044 | 2.4767 | 0.25071 | 0.033164 | N/A | Daylighting Controls - Ceiling Mounted | 18.3541 | 0 | 4.1558 | 0 | 4.1558 | 41.5584 | 2580.5014 | 2471.7027 | 108.7987 | 1.044 | 1041.924 | 2.4767 | 24.8835 | 0 | 5.6343 | 0 | 9.7901 | 56.3426 | 3714.7693 | 3350.9962 | 363.773 | 1.1086 | 1412.5822 | 2.6298 | 31.6204 | 0 | 7.1597 | 0 | 16.9498 | 71.5969 | 5014.0803 | 4258.2492 | 755.8311 | 1.1775 | 1795.0265 | 2.7933
Daylighting Controls - Switch-Mounted | BNI Efficient Product Rebates | BNI Lighting | ROB/NEW | 10 | 86.3911 | 0 | 86.3911 | 0 | 148.7206 | 6.724% | 2.365 | 0 | 12.365 | 138.7206 | 151.0856 | 49.13 | 0 | 49.13 | 0.86 | 0.37716 | 3.9733 | 0.15628 | 0.020672 | N/A | Daylighting Controls - Switch-Mounted | 1.8923 | 0 | 0.14973 | 0 | 0.14973 | 1.4973 | 92.9697 | 246.5027 | -153.533 | 0.37716 | 23.3986 | 3.9733 | 1.9241 | 0 | 0.15224 | 0 | 0.30197 | 1.5224 | 100.3762 | 250.6459 | -150.2698 | 0.40047 | 23.7918 | 4.2189 | 1.9561 | 0 | 0.15477 | 0 | 0.45674 | 1.5477 | 108.3877 | 254.8049 | -146.4172 | 0.42538 | 24.1866 | 4.4813
Door Heater Controls | BNI Efficient Product Rebates | BNI Refrigeration | ROB/NEW | 12 | 8172.73 | 933 | 8172.73 | 933 | 1683.9263 | 14.01% | 223.7329 | 0 | 459.7329 | 1447.9263 | 1907.6592 | 7011.9285 | 0 | 7011.9285 | 0.86 | 4.194 | 15.2522 | 0.061419 | 0.0071762 | 0.53801 | Door Heater Controls | 183.5409 | 156.8366 | 1373.8299 | 156.8366 | 1373.8299 | 16485.9589 | 1286975.959 | 306863.8431 | 980112.1159 | 4.194 | 84379.8047 | 15.2522 | 186.6259 | 159.4727 | 1396.9213 | 316.3093 | 2770.7512 | 16763.0556 | 1370064.1853 | 312021.6237 | 1058042.5616 | 4.3909 | 85798.0641 | 15.9685 | 189.7226 | 162.1189 | 1420.1004 | 478.4282 | 4190.8516 | 17041.2051 | 1454208.8962 | 317199.0014 | 1137009.8948 | 4.5845 | 87221.7122 | 16.6726
Double Heat Pad (Agriculture) | BNI Efficient Product Rebates | BNI Process | ROB/NEW | 10 | 1518 | 180 | 1518 | 180 | 256.69 | 46.75% | N/A | 0 | N/A | 136.69 | N/A | 1126.0044 | 0 | 1126.0044 | 0.86 | N/A | N/A | N/A | 0 | N/A | Double Heat Pad (Agriculture) | 0 | 0 | 0 | 0 | 0 | 0 | 0 | N/A | N/A | N/A | 0 | N/A | 8.7092 | 1.4358 | 12.1083 | 1.4358 | 12.1083 | 121.083 | 10273.1275 | 2284.5079 | 7988.6196 | 4.4969 | 1407.0255 | 7.3013 | 17.7074 | 2.9192 | 24.6184 | 4.3549 | 36.7267 | 246.1844 | 21947.2344 | 4644.8296 | 17302.4048 | 4.7251 | 2860.7446 | 7.6719
Dual Enthalpy Economizer Controls | BNI Efficient Product Rebates | BNI HVAC | RET | 10 | 2577 | 580 | 2577 | 580 | 1264.83 | 39.53% | 70.5468 | 0 | 570.5468 | 764.83 | 1335.3768 | 2312.0916 | 0 | 2312.0916 | 0.86 | 1.9961 | 4.0524 | 0.24174 | 0.031977 | 1.0741 | Dual Enthalpy Economizer Controls | 3.6708 | 1.95 | 8.6638 | 1.95 | 8.6638 | 86.6384 | 8487.2696 | 4251.9115 | 4235.358 | 1.9961 | 2094.3738 | 4.0524 | 6.2209 | 3.3045 | 14.6824 | 5.2545 | 23.3463 | 146.8243 | 14950.8045 | 7205.6297 | 7745.1748 | 2.0749 | 3549.2935 | 4.2123 | 10.1185 | 5.375 | 23.8817 | 10.6295 | 47.228 | 238.8169 | 25390.6462 | 11720.3085 | 13670.3377 | 2.1664 | 5773.0992 | 4.3981
EC Motor for Refrigeration Applications | BNI Efficient Product Rebates | BNI Refrigeration | RET | 15 | 341.64 | 39 | 341.64 | 39 | 178.7653 | 33.56% | 9.3526 | 0 | 69.3526 | 118.7653 | 188.1179 | 350.4664 | 0 | 350.4664 | 0.86 | 2.1489 | 5.0534 | 0.22165 | 0.022548 | 1.9416 | EC Motor for Refrigeration Applications | 856.5244 | 30.5941 | 268.004 | 30.5941 | 268.004 | 4020.0603 | 300183.0522 | 139691.1946 | 160491.8576 | 2.1489 | 59402.1754 | 5.0534 | 870.9209 | 31.1083 | 272.5086 | 61.7024 | 540.5127 | 4087.6297 | 319836.469 | 142039.1302 | 177797.3388 | 2.2517 | 60400.6097 | 5.2953 | 885.3721 | 31.6245 | 277.0304 | 93.3268 | 817.543 | 4155.4557 | 341562.9902 | 144395.9868 | 197167.0034 | 2.3655 | 61402.8376 | 5.5627
EC Motor for Refrigeration Applications | BNI Efficient Product Rebates | BNI Refrigeration | RET | 15 | 1047.696 | 119.6 | 1047.696 | 119.6 | 367.4125 | 48.99% | 28.6812 | 0 | 208.6812 | 187.4125 | 396.0937 | 1074.7637 | 0 | 1074.7637 | 0.86 | 3.1184 | 5.1503 | 0.21748 | 0.022124 | 1.9051 | EC Motor for Refrigeration Applications | 122.3606 | 13.4031 | 117.4113 | 13.4031 | 117.4113 | 1761.1693 | 131508.7657 | 42172.3235 | 89336.4422 | 3.1184 | 25534.3677 | 5.1503 | 124.4173 | 13.6284 | 119.3847 | 27.0315 | 236.796 | 1790.7711 | 140118.834 | 42881.1577 | 97237.6763 | 3.2676 | 25963.5504 | 5.3968 | 126.4817 | 13.8545 | 121.3657 | 40.886 | 358.1617 | 1820.4854 | 149637.1195 | 43592.6851 | 106044.4344 | 3.4326 | 26394.3639 | 5.6693
Electric Combination Oven | BNI Efficient Product Rebates | BNI Cooking and Laundry | ROB/NEW | 12 | 6368 | 989 | 6368 | 989 | 2106.72 | 66.45% | 174.3274 | 0 | 1574.3274 | 706.72 | 2281.0474 | 5895.5231 | 0 | 5895.5231 | 0.86 | 2.9684 | 3.7448 | 0.26993 | 0.031539 | 1.7381 | Electric Combination Oven | 14.8581 | 13.4583 | 86.6558 | 13.4583 | 86.6558 | 1039.8699 | 87595.981 | 29509.6729 | 58086.3081 | 2.9684 | 23391.4367 | 3.7448 | 15.1078 | 13.6845 | 88.1123 | 27.1429 | 174.7682 | 1057.3481 | 92939.9072 | 30005.6728 | 62934.2344 | 3.0974 | 23784.6009 | 3.9076 | 15.3585 | 13.9116 | 89.5744 | 41.0545 | 264.3425 | 1074.8926 | 98426.3297 | 30503.5572 | 67922.7725 | 3.2267 | 24179.259 | 4.0707
Electric Combination Oven with Gas | BNI Efficient Product Rebates | BNI Cooking and Laundry | RET | 12 | 18282 | 2838 | 18282 | 2838 | 14838.81 | 13.48% | 500.4796 | 0 | 2500.4796 | 12838.81 | 15339.2896 | 4815.7531 | 0 | 4815.7531 | 0.86 | 0.36313 | 1.9259 | 0.14934 | 0.017448 | 0.96201 | Electric Combination Oven with Gas | 1.2236 | 3.1804 | 20.4879 | 3.1804 | 20.4879 | 245.8553 | 5892.5857 | 16227.2905 | -10334.7048 | 0.36313 | 3059.6025 | 1.9259 | 1.2442 | 3.2339 | 20.8323 | 6.4143 | 41.3202 | 249.9876 | 6605.7119 | 16500.0395 | -9894.3276 | 0.40035 | 3111.0284 | 2.1233 | 2.5296 | 6.5751 | 42.3559 | 12.9894 | 83.6762 | 508.2713 | 14670.8529 | 33547.6496 | -18876.7967 | 0.43731 | 6325.2995 | 2.3194
Electric Convection Oven | BNI Efficient Product Rebates | BNI Cooking and Laundry | ROB/NEW | 12 | 1937 | 301 | 1937 | 301 | 1339.31 | 29.87% | 53.0264 | 0 | 453.0264 | 939.31 | 1392.3364 | 1793.5616 | 0 | 1793.5616 | 0.86 | 1.4886 | 3.9591 | 0.25536 | 0.029837 | 1.6433 | Electric Convection Oven | 5.677 | 1.565 | 10.0711 | 1.565 | 10.0711 | 120.8537 | 10181.9849 | 6839.7937 | 3342.1912 | 1.4886 | 2571.8147 | 3.9591 | 5.7724 | 1.5913 | 10.2404 | 3.1563 | 20.3116 | 122.885 | 10803.0814 | 6954.7572 | 3848.3241 | 1.5533 | 2615.0418 | 4.1311 | 5.8682 | 1.6177 | 10.4103 | 4.774 | 30.7219 | 124.924 | 11440.7574 | 7070.1576 | 4370.5998 | 1.6182 | 2658.4332 | 4.3036
Electric Convection Oven with Gas | BNI Efficient Product Rebates | BNI Cooking and Laundry | RET | 12 | 12059 | 1872 | 12059 | 1872 | 5784.17 | 34.58% | 330.1216 | 0 | 2330.1216 | 3784.17 | 6114.2916 | 1780.936 | 0 | 1780.936 | 0.86 | 0.33574 | 0.76431 | 0.21098 | 0.02465 | 1.3591 | Electric Convection Oven with Gas | 4.8944 | 8.3915 | 54.0562 | 8.3915 | 54.0562 | 648.6749 | 8716.6581 | 25962.5162 | -17245.8581 | 0.33574 | 11404.6057 | 0.76431 | 4.9767 | 8.5326 | 54.9648 | 16.9241 | 109.0211 | 659.5778 | 10344.4791 | 26398.8953 | -16054.4162 | 0.39185 | 11596.2948 | 0.89205 | 10.1185 | 17.3483 | 111.7537 | 34.2724 | 220.7748 | 1341.0445 | 24016.3992 | 53673.8649 | -29657.4657 | 0.44745 | 23577.4245 | 1.0186
Electric Fryer Replacement with Gas | BNI Efficient Product Rebates | BNI Cooking and Laundry | RET | 12 | 18189 | 2117.9 | 18189 | 2824 | 2578.471 | 77.57% | N/A | 0 | N/A | 578.471 | N/A | 3791.3499 | 0 | 3791.3499 | 0.86 | N/A | N/A | N/A | 0 | N/A | Electric Fryer Replacement with Gas | 0 | 0 | 0 | 0 | 0 | 0 | 0 | N/A | N/A | N/A | 0 | N/A | 0 | 0 | 0 | 0 | 0 | 0 | 0 | N/A | N/A | N/A | 0 | N/A | 5.0593 | 9.8135 | 84.281 | 9.8135 | 84.281 | 1011.3715 | 20522.8675 | 13738.034 | 6784.8335 | 1.4939 | 12637.7185 | 1.6239
Electric Griddle Replacement with Gas | BNI Efficient Product Rebates | BNI Cooking and Laundry | RET | 12 | 15815 | 2455 | 15815 | 2455 | 4093.74 | 61.07% | N/A | 0 | N/A | 1593.74 | N/A | 1128.2959 | 0 | 1128.2959 | 0.86 | N/A | N/A | N/A | 0 | N/A | Electric Griddle Replacement with Gas | 0 | 0 | 0 | 0 | 0 | 0 | 0 | N/A | N/A | N/A | 0 | N/A | 3.7325 | 8.3924 | 54.0635 | 8.3924 | 54.0635 | 648.7617 | 5578.2846 | 14756.7363 | -9178.4517 | 0.37802 | 10947.2671 | 0.50956 | 6.3241 | 14.2194 | 91.6009 | 22.6118 | 145.6644 | 1099.2111 | 11741.6653 | 25002.6582 | -13260.9929 | 0.46962 | 18548.192 | 0.63304
Electric Steam Cooker | BNI Efficient Product Rebates | BNI Cooking and Laundry | ROB/NEW | 12 | 9967 | 1547 | 9967 | 1547 | 2834.23 | 31.75% | 272.852 | 0 | 1172.852 | 1934.23 | 3107.082 | 9225.9228 | 0 | 9225.9228 | 0.86 | 3.404 | 7.8662 | 0.12848 | 0.015012 | 0.82779 | Electric Steam Cooker | 3.6708 | 5.201 | 33.5089 | 5.201 | 33.5089 | 402.1069 | 33866.6911 | 9948.9828 | 23917.7084 | 3.404 | 4305.3271 | 7.8662 | 6.2209 | 8.814 | 56.7869 | 14.015 | 90.2958 | 681.4425 | 59888.399 | 16860.3429 | 43028.0561 | 3.552 | 7296.1521 | 8.2082 | 12.6482 | 17.9205 | 115.4583 | 31.9355 | 205.7541 | 1385.4994 | 126848.071 | 34280.2134 | 92567.8577 | 3.7003 | 14834.4345 | 8.5509
Electric Steam Cooker Replacement with Gas | BNI Efficient Product Rebates | BNI Cooking and Laundry | RET | 12 | 17599 | 2732 | 17599 | 2732 | 11485.88 | 15.67% | N/A | 0 | N/A | 9685.88 | N/A | -7116.8214 | 0 | -7116.8214 | 0.86 | N/A | N/A | N/A | 0 | N/A | Electric Steam Cooker Replacement with Gas | 0 | 0 | 0 | 0 | 0 | 0 | 0 | N/A | N/A | N/A | 0 | N/A | 0 | 0 | 0 | 0 | 0 | 0 | 0 | N/A | N/A | N/A | 0 | N/A | 5.0593 | 12.6591 | 81.5471 | 12.6591 | 81.5471 | 978.5654 | -33616.5409 | N/A | N/A | 0 | 11544.1496 | 0
Electric to Natural Gas - Water Heater | BNI Efficient Product Rebates | BNI Domestic Hot Water (DHW) | ROB/NEW | 15 | 6146.172 | 1680 | 6146.172 | 1680 | 1859.34 | 53.78% | 168.2548 | 0 | 1168.2548 | 859.34 | 2027.5948 | 8149.3753 | 0 | 8149.3753 | 0.86 | 4.6112 | 6.9757 | 0.20754 | 0.021113 | 0.75927 | Electric to Natural Gas - Water Heater | 12.2361 | 18.8271 | 68.8778 | 18.8271 | 68.8778 | 1033.167 | 99716.2679 | 21624.6367 | 78091.6312 | 4.6112 | 14294.8386 | 6.9757 | 24.8835 | 38.2871 | 140.071 | 57.1142 | 208.9488 | 2101.065 | 210345.2699 | 43976.209 | 166369.0609 | 4.7832 | 29070.2137 | 7.2358 | 37.9445 | 58.3836 | 213.5928 | 115.4979 | 422.5416 | 3203.892 | 334068.2875 | 67058.86 | 267009.4275 | 4.9817 | 44328.8641 | 7.5361
ENERGY STAR Pool Pump | BNI Efficient Product Rebates | BNI Process | RET | 15 | 3847 | 0 | 3847 | 0 | 466.5773 | 75.01% | 105.3137 | 0 | 455.3137 | 116.5773 | 571.891 | 3116.7482 | 0 | 3116.7482 | 0.86 | 6.1526 | 6.8453 | 0.12923 | 0.013146 | N/A | ENERGY STAR Pool Pump | 2.4472 | 0 | 8.6224 | 0 | 8.6224 | 129.3356 | 7627.3455 | 1239.6849 | 6387.6606 | 6.1526 | 1114.2494 | 6.8453 | 4.9767 | 0 | 17.5346 | 0 | 26.157 | 263.0189 | 16446.1881 | 2521.0431 | 13925.145 | 6.5236 | 2265.9555 | 7.2579 | 6.3241 | 0 | 22.2819 | 0 | 48.4389 | 334.229 | 22170.2301 | 3203.5935 | 18966.6366 | 6.9204 | 2879.4431 | 7.6995
ENERGY STAR Uninteruptible Power Supplies (UPS) | BNI Efficient Product Rebates | BNI Process | ROB/NEW | 10 | 6120 | 0 | 6120 | 0 | 42500 | 3.059% | 167.5383 | 0 | 1467.5383 | 41200 | 42667.5383 | 3480.4004 | 0 | 3480.4004 | 0.86 | 0.094789 | 2.3716 | 0.26182 | 0.034633 | N/A | ENERGY STAR Uninteruptible Power Supplies (UPS) | 2.4472 | 0 | 13.7169 | 0 | 13.7169 | 137.169 | 8517.2797 | 89855.6209 | -81338.3412 | 0.094789 | 3591.3781 | 2.3716 | 4.9767 | 0 | 27.8949 | 0 | 41.6118 | 278.9491 | 18391.6171 | 182731.836 | -164340.2189 | 0.10065 | 7303.4843 | 2.5182 | 6.3241 | 0 | 35.4472 | 0 | 77.059 | 354.4721 | 24824.4339 | 232204.8838 | -207380.45 | 0.10691 | 9280.8389 | 2.6748
ENERGY STAR Washing Machine | BNI Efficient Product Rebates | BNI Cooking and Laundry | ROB/NEW | 11 | 782.143 | 390 | 782.143 | 390 | 252.7 | 59.36% | 21.4116 | 0 | 171.4116 | 102.7 | 274.1116 | 1094.301 | 0 | 1094.301 | 0.86 | 4.5838 | 6.3841 | 0.23929 | 0.02963 | 0.47989 | ENERGY STAR Washing Machine | 3.7846 | 1.3518 | 2.7111 | 1.3518 | 2.7111 | 29.822 | 4141.5383 | 903.5213 | 3238.017 | 4.5838 | 648.7316 | 6.3841 | 3.8483 | 1.3746 | 2.7567 | 2.7264 | 5.4677 | 30.3232 | 4322.8678 | 918.7077 | 3404.16 | 4.7054 | 659.6355 | 6.5534 | 3.9121 | 1.3974 | 2.8024 | 4.1237 | 8.2701 | 30.8264 | 4542.886 | 933.9519 | 3608.9341 | 4.8642 | 670.5808 | 6.7746
Evaporator Fan Motor Controls | BNI Efficient Product Rebates | BNI Refrigeration | ROB/NEW | 10 | 2647.71 | 302 | 2647.71 | 302 | 1641.22 | 30.47% | 72.4825 | 0 | 572.4825 | 1141.22 | 1713.7025 | 1946.5341 | 0 | 1946.5341 | 0.86 | 1.3117 | 3.4002 | 0.23608 | 0.031228 | 2.0698 | Evaporator Fan Motor Controls | 19.5777 | 5.415 | 47.475 | 5.415 | 47.475 | 474.75 | 38108.6619 | 29051.97 | 9056.6918 | 1.3117 | 11207.8906 | 3.4002 | 22.3951 | 6.1943 | 54.3071 | 11.6093 | 101.7821 | 543.0708 | 45684.9368 | 33232.8114 | 12452.1254 | 1.3747 | 12820.8075 | 3.5633 | 25.2963 | 6.9968 | 61.3424 | 18.6061 | 163.1245 | 613.4244 | 54239.884 | 37538.0486 | 16701.8354 | 1.4449 | 14481.7147 | 3.7454
Flood Luminaire (10000 lumen) | BNI Efficient Product Rebates | BNI Lighting | ROB/NEW | 17.1 | 893.9182 | 204.0909 | 893.9182 | 204.0909 | 354.046 | 28.24% | 24.4715 | 0 | 124.4715 | 254.046 | 378.5175 | 1229.2876 | 0 | 1229.2876 | 0.86 | 3.737 | 9.8761 | 0.15203 | 0.01437 | 0.66591 | Flood Luminaire (10000 lumen) | 1223.6063 | 228.7169 | 1001.7799 | 228.7169 | 1001.7799 | 17130.4368 | 1504163.993 | 402506.5712 | 1101657.4218 | 3.737 | 152304.0974 | 9.8761 | 1244.1727 | 232.5612 | 1018.6179 | 461.278 | 2020.3978 | 17418.3659 | 1589302.3151 | 409271.9188 | 1180030.3963 | 3.8832 | 154864.0311 | 10.2626 | 1264.8173 | 236.4201 | 1035.5198 | 697.6981 | 3055.9176 | 17707.389 | 1684859.3922 | 416062.9716 | 1268796.4207 | 4.0495 | 157433.6915 | 10.702
Flood Luminaire (48000 lumen) | BNI Efficient Product Rebates | BNI Lighting | ROB/NEW | 17.1 | 2819.1273 | 643.6364 | 2819.1273 | 643.6364 | 1797.096 | 26.71% | 77.1751 | 0 | 557.1751 | 1317.096 | 1874.2711 | 3876.7733 | 0 | 3876.7733 | 0.86 | 2.3891 | 6.9579 | 0.2158 | 0.020396 | 0.94519 | Flood Luminaire (48000 lumen) | 401.1721 | 236.4853 | 1035.8057 | 236.4853 | 1035.8057 | 17712.2772 | 1555253.3706 | 650973.0531 | 904280.3175 | 2.3891 | 223523.1278 | 6.9579 | 407.915 | 240.4602 | 1053.2156 | 476.9455 | 2089.0212 | 18009.9859 | 1643283.4411 | 661914.6359 | 981368.8052 | 2.4826 | 227280.114 | 7.2302 | 414.6836 | 244.4501 | 1070.6916 | 721.3956 | 3159.7128 | 18308.8258 | 1742086.1429 | 672897.7917 | 1069188.3511 | 2.5889 | 231051.3751 | 7.5398
Four Pin Replacement Lamps for CFLs | BNI Efficient Product Rebates | BNI Lighting | ROB/NEW | 11.4 | 76.3569 | 10.7585 | 76.3569 | 10.7585 | 22.876 | 21.86% | 2.0903 | 0 | 7.0903 | 17.876 | 24.9663 | 66.0045 | 0 | 66.0045 | 0.86 | 3.0328 | 9.3091 | 0.10139 | 0.012261 | 0.71958 | Four Pin Replacement Lamps for CFLs | 183.5409 | 1.8085 | 12.8355 | 1.8085 | 12.8355 | 146.3252 | 12114.5228 | 3994.5249 | 8119.9979 | 3.0328 | 1301.3626 | 9.3091 | 186.6259 | 1.8389 | 13.0513 | 3.6474 | 25.8868 | 148.7847 | 12866.7758 | 4061.6651 | 8805.1107 | 3.1679 | 1323.236 | 9.7237 | 189.7226 | 1.8694 | 13.2678 | 5.5168 | 39.1547 | 151.2535 | 13685.6105 | 4129.0603 | 9556.5501 | 3.3145 | 1345.1924 | 10.1737
Ground Source Heat Pump (60kBTU/hr) | BNI Efficient Product Rebates | BNI HVAC | ROB/NEW | 25 | 33285 | 12505.8617 | 33285 | 12505.8617 | 11736.45 | 51.12% | 911.1948 | 0 | 6911.1948 | 5736.45 | 12647.6448 | 71569.7546 | 0 | 71569.7546 | 0.86 | 6.5037 | 10.3556 | 0.22671 | 0.017947 | 0.6034 | Ground Source Heat Pump (60kBTU/hr) | 6.118 | 70.0742 | 186.5061 | 70.0742 | 186.5061 | 4662.6534 | 437866.0058 | 67326.132 | 370539.8738 | 6.5037 | 42282.9065 | 10.3556 | 9.9534 | 114.0032 | 303.4255 | 184.0774 | 489.9316 | 7585.6375 | 733839.0282 | 109532.404 | 624306.6242 | 6.6997 | 68789.7591 | 10.6679 | 10.1185 | 115.8949 | 308.4602 | 299.9723 | 798.3919 | 7711.5061 | 770985.6971 | 111349.8762 | 659635.8208 | 6.924 | 69931.1882 | 11.0249
Heat Pump Clothes Dryer | BNI Efficient Product Rebates | BNI Cooking and Laundry | ROB/NEW | 11 | 1630.19 | 1117 | 1630.19 | 1117 | 851.2 | 41.12% | 44.6273 | 0 | 394.6273 | 501.2 | 895.8273 | 2750.8263 | 0 | 2750.8263 | 0.86 | 3.5419 | 6.9707 | 0.26431 | 0.032729 | 0.38575 | Heat Pump Clothes Dryer | 6.118 | 6.2589 | 9.1345 | 6.2589 | 9.1345 | 100.479 | 16829.6417 | 4751.6262 | 12078.0155 | 3.5419 | 2414.3424 | 6.9707 | 6.2209 | 6.3641 | 9.288 | 12.623 | 18.4224 | 102.1679 | 17487.0872 | 4831.4917 | 12655.5955 | 3.6194 | 2454.9227 | 7.1233 | 6.3241 | 6.4697 | 9.4421 | 19.0927 | 27.8646 | 103.8632 | 18305.8908 | 4911.6607 | 13394.2301 | 3.727 | 2495.6573 | 7.3351
Heat Pump Water Heater | BNI Efficient Product Rebates | BNI Domestic Hot Water (DHW) | ROB/NEW | 10 | 2688.952 | 660 | 2688.952 | 660 | 1012.13 | 69.16% | 73.6115 | 0 | 773.6115 | 312.13 | 1085.7415 | 2492.5262 | 0 | 2492.5262 | 0.86 | 2.6403 | 3.2219 | 0.31413 | 0.041552 | 1.2798 | Heat Pump Water Heater | 61.1803 | 36.9818 | 150.6703 | 36.9818 | 150.6703 | 1506.7029 | 152493.5377 | 57756.8659 | 94736.6718 | 2.6403 | 47329.7948 | 3.2219 | 62.2086 | 37.6034 | 153.2028 | 74.5853 | 303.873 | 1532.0276 | 160983.0102 | 58727.6457 | 102255.3644 | 2.7412 | 48125.316 | 3.3451 | 63.2409 | 38.2274 | 155.7449 | 112.8127 | 459.6179 | 1557.4485 | 170703.136 | 59702.1141 | 111001.0219 | 2.8592 | 48923.8599 | 3.4892
Heat Reclaimer Unit (Agriculture) | BNI Efficient Product Rebates | BNI Process | ROB/NEW | 15 | 11434 | 3290 | 11434 | 3290 | 4625.74 | 54.05% | 313.0119 | 0 | 2813.0119 | 2125.74 | 4938.7519 | 15478.9398 | 0 | 15478.9398 | 0.86 | 3.6072 | 5.5026 | 0.26862 | 0.027327 | 0.93356 | Heat Reclaimer Unit (Agriculture) | 550.6228 | 1659.1397 | 5766.141 | 1659.1397 | 5766.141 | 86492.115 | 8523057.5547 | 2362804.1999 | 6160253.3547 | 3.6072 | 1548908.5579 | 5.5026 | 590.982 | 1780.7503 | 6188.784 | 3439.8901 | 11954.925 | 92831.7603 | 9482131.8061 | 2535991.5531 | 6946140.253 | 3.739 | 1662439.4943 | 5.7037 | 632.4086 | 1905.5772 | 6622.6048 | 5345.4673 | 18577.5298 | 99339.0722 | 10561591.3029 | 2713759.2473 | 7847832.0556 | 3.8919 | 1778973.0195 | 5.9369
High Bay Luminaire (15 000 lumen) | BNI Efficient Product Rebates | BNI Lighting | ROB/NEW | 22.7 | 387.6923 | 75.6044 | 387.6923 | 75.6044 | 222.11 | 31.52% | 10.6133 | 0 | 80.6133 | 152.11 | 232.7233 | 623.7626 | 0 | 623.7626 | 0.86 | 3.0936 | 7.7377 | 0.22703 | 0.018702 | 1.1642 | High Bay Luminaire (15 000 lumen) | 1590.6882 | 110.145 | 564.8135 | 110.145 | 564.8135 | 12821.2672 | 992211.7996 | 320727.0906 | 671484.709 | 3.0936 | 128230.5986 | 7.7377 | 1617.4245 | 111.9964 | 574.3069 | 222.1414 | 1139.1205 | 13036.7676 | 1048613.307 | 326117.8852 | 722495.4218 | 3.2154 | 130385.904 | 8.0424 | 1644.2625 | 113.8547 | 583.8364 | 335.9961 | 1722.9569 | 13253.0868 | 1110332.3954 | 331529.1623 | 778803.2331 | 3.3491 | 124328.0862 | 8.9307
High Efficiency Circulator Pump 1.5kW | BNI Efficient Product Rebates | BNI HVAC | ROB/NEW | 15 | 2558 | 532 | 2558 | 532 | 3375.54 | 14.81% | 70.0266 | 0 | 570.0266 | 2875.54 | 3445.5666 | 3077.4718 | 0 | 3077.4718 | 0.86 | 1.0351 | 5.3988 | 0.24331 | 0.024752 | 1.1699 | High Efficiency Circulator Pump 1.5kW | 9.7889 | 4.7695 | 22.9332 | 4.7695 | 22.9332 | 343.9983 | 30124.9104 | 29102.1639 | 1022.7465 | 1.0351 | 5579.9053 | 5.3988 | 12.4417 | 6.0621 | 29.1484 | 10.8317 | 52.0816 | 437.2253 | 39858.2024 | 36989.1429 | 2869.0595 | 1.0776 | 7092.1157 | 5.6201 | 15.1778 | 7.3953 | 35.5584 | 18.2269 | 87.64 | 533.3763 | 50795.6237 | 45123.4849 | 5672.1388 | 1.1257 | 8651.7543 | 5.8711
High Efficiency Circulator Pump 100W | BNI Efficient Product Rebates | BNI HVAC | ROB/NEW | 15 | 422 | 87.8 | 422 | 87.8 | 120.4448 | 66.42% | 11.5525 | 0 | 91.5525 | 40.4448 | 131.9973 | 507.7639 | 0 | 507.7639 | 0.86 | 4.4102 | 5.5462 | 0.23688 | 0.024097 | 1.1385 | High Efficiency Circulator Pump 100W | 8.5652 | 0.68876 | 3.3104 | 0.68876 | 3.3104 | 49.6565 | 4349.1218 | 986.1594 | 3362.9624 | 4.4102 | 784.1693 | 5.5462 | 8.7092 | 0.70034 | 3.3661 | 1.3891 | 6.6765 | 50.4912 | 4603.4281 | 1002.7348 | 3600.6933 | 4.5909 | 797.3496 | 5.7734 | 8.8537 | 0.71196 | 3.4219 | 2.1011 | 10.0984 | 51.329 | 4888.8521 | 1019.3732 | 3869.4789 | 4.7959 | 810.5801 | 6.0313
High Efficiency Circulator Pump 300W | BNI Efficient Product Rebates | BNI HVAC | ROB/NEW | 15 | 795 | 165 | 795 | 165 | 1008.14 | 15.87% | 21.7636 | 0 | 181.7636 | 848.14 | 1029.9036 | 955.8039 | 0 | 955.8039 | 0.86 | 1.0754 | 5.2585 | 0.24964 | 0.025395 | 1.2028 | High Efficiency Circulator Pump 300W | 7.3416 | 1.1095 | 5.3456 | 1.1095 | 5.3456 | 80.1833 | 7017.1663 | 6524.9829 | 492.1833 | 1.0754 | 1334.4421 | 5.2585 | 7.465 | 1.1281 | 5.4354 | 2.2376 | 10.781 | 81.5311 | 7427.7086 | 6634.6551 | 793.0535 | 1.1195 | 1356.8715 | 5.4741 | 7.5889 | 1.1468 | 5.5256 | 3.3844 | 16.3066 | 82.8839 | 7888.4502 | 6744.744 | 1143.7062 | 1.1696 | 1379.3861 | 5.7188
High Volume Low Speed Fan (Agriculture) | BNI Efficient Product Rebates | BNI Process | ROB/NEW | 15 | 13512.72 | 3877 | 13512.72 | 3877 | 4426.24 | 56.48% | 369.918 | 0 | 2869.918 | 1926.24 | 4796.158 | 18272.0148 | 0 | 18272.0148 | 0.86 | 4.375 | 6.3667 | 0.2319 | 0.023591 | 0.80824 | High Volume Low Speed Fan (Agriculture) | 4.8944 | 17.3792 | 60.5728 | 17.3792 | 60.5728 | 908.5913 | 89431.0084 | 20441.49 | 68989.5184 | 4.375 | 14046.5986 | 6.3667 | 4.9767 | 17.6713 | 61.5909 | 35.0506 | 122.1636 | 923.863 | 94261.566 | 20785.0714 | 73476.4945 | 4.5351 | 14282.6944 | 6.5997 | 5.0593 | 17.9646 | 62.6128 | 53.0151 | 184.7765 | 939.1926 | 99746.1702 | 21129.9583 | 78616.2119 | 4.7206 | 14519.6873 | 6.8697
HVAC Hotel Occupancy Sensor | BNI Efficient Product Rebates | BNI HVAC | ROB/NEW | 8 | 438 | 90 | 438 | 90 | 146.3 | 61.52% | 11.9905 | 0 | 101.9905 | 56.3 | 158.2905 | 314.8886 | 0 | 314.8886 | 0.86 | 2.285 | 3.0874 | 0.25425 | 0.039605 | 1.2373 | HVAC Hotel Occupancy Sensor | 216.0184 | 17.806 | 86.6558 | 17.806 | 86.6558 | 693.2466 | 68021.73 | 29769.171 | 38252.559 | 2.285 | 22031.8233 | 3.0874 | 219.6493 | 18.1053 | 88.1123 | 35.9113 | 174.7682 | 704.8987 | 72093.9333 | 30269.5325 | 41824.4008 | 2.3817 | 22402.1351 | 3.2182 | 223.2939 | 18.4057 | 89.5744 | 54.317 | 264.3425 | 716.5951 | 76785.8908 | 30771.7951 | 46014.0958 | 2.4953 | 22773.8539 | 3.3717
Ice-Making Head | BNI Efficient Product Rebates | BNI Cooking and Laundry | ROB/NEW | 10 | 1216 | 189 | 1216 | 189 | 363.09 | 39.94% | 33.2887 | 0 | 178.2887 | 218.09 | 396.3787 | 967.3956 | 0 | 967.3956 | 0.86 | 2.7996 | 5.426 | 0.16009 | 0.021176 | 1.03 | Ice-Making Head | 6.118 | 1.059 | 6.8136 | 1.059 | 6.8136 | 68.1362 | 5918.5568 | 2114.0616 | 3804.4952 | 2.7996 | 1090.7756 | 5.426 | 7.465 | 1.2922 | 8.3138 | 2.3512 | 15.1274 | 83.1378 | 7542.3363 | 2579.5138 | 4962.8225 | 2.9239 | 1330.9313 | 5.667 | 8.8537 | 1.5326 | 9.8603 | 3.8838 | 24.9877 | 98.6035 | 9376.2825 | 3059.3683 | 6316.9142 | 3.0648 | 1578.518 | 5.9399
LED Replacement Lamps for HID (10000 lumen) | BNI Efficient Product Rebates | BNI Lighting | ROB/NEW | 11.4 | 185.0032 | 33.9927 | 185.0032 | 33.9927 | 99.75 | 60.15% | 5.0646 | 0 | 65.0646 | 39.75 | 104.8146 | 172.5575 | 0 | 172.5575 | 0.86 | 1.8994 | 2.6521 | 0.384 | 0.046439 | 2.0899 | LED Replacement Lamps for HID (10000 lumen) | 73.4164 | 2.2857 | 12.4396 | 2.2857 | 12.4396 | 141.811 | 12668.5486 | 6669.8457 | 5998.7029 | 1.8994 | 4776.8044 | 2.6521 | 80.8712 | 2.5178 | 13.7027 | 4.8034 | 26.1423 | 156.2108 | 14530.3643 | 7347.1155 | 7183.2488 | 1.9777 | 5261.8509 | 2.7615 | 88.5372 | 2.7564 | 15.0016 | 7.5598 | 41.1439 | 171.0184 | 16603.5625 | 8043.5667 | 8559.9958 | 2.0642 | 5760.6348 | 2.8822
LED Replacement Lamps for HID (4000 lumen) | BNI Efficient Product Rebates | BNI Lighting | ROB/NEW | 11.4 | 74.0013 | 13.5971 | 74.0013 | 13.5971 | 70.49 | 42.56% | 2.0258 | 0 | 32.0258 | 40.49 | 72.5158 | 69.023 | 0 | 69.023 | 0.86 | 1.1018 | 2.1552 | 0.47253 | 0.057145 | 2.5717 | LED Replacement Lamps for HID (4000 lumen) | 80.758 | 1.0057 | 5.4734 | 1.0057 | 5.4734 | 62.3968 | 5574.1614 | 5059.2655 | 514.8959 | 1.1018 | 2586.342 | 2.1552 | 82.1154 | 1.0226 | 5.5654 | 2.0283 | 11.0388 | 63.4456 | 5901.5633 | 5144.3018 | 757.2615 | 1.1472 | 2629.8134 | 2.2441 | 83.4779 | 1.0396 | 5.6578 | 3.0678 | 16.6966 | 64.4984 | 6261.915 | 5229.6613 | 1032.2537 | 1.1974 | 2673.4499 | 2.3423
LED Troffer (1x4) | BNI Efficient Product Rebates | BNI Lighting | RET | 20.4 | 146.1904 | 20.5979 | 146.1904 | 26.2253 | 196.84 | 12.7% | 4.002 | 0 | 29.002 | 171.84 | 200.842 | 206.8789 | 0 | 206.8789 | 0.86 | 1.1939 | 7.1333 | 0.21661 | 0.018726 | 1.5374 | LED Troffer (1x4) | 4240.6921 | 80.0004 | 567.7909 | 80.0004 | 567.7909 | 11582.9349 | 877309.5878 | 734845.9628 | 142463.6251 | 1.1939 | 122988.7254 | 7.1333 | 4311.9699 | 81.3451 | 577.3344 | 161.3455 | 1145.1253 | 11777.6214 | 902189.7794 | 747197.285 | 154992.4945 | 1.2074 | 125055.9251 | 7.2143 | 4383.5184 | 82.6948 | 586.9141 | 244.0403 | 1732.0394 | 11973.0476 | 959320.6135 | 759595.5366 | 199725.0769 | 1.2629 | 127130.9793 | 7.5459
LED Troffer (2x2) | BNI Efficient Product Rebates | BNI Lighting | RET | 20.4 | 116.1396 | 16.3638 | 116.1396 | 20.9497 | 172.235 | 14.52% | 3.1794 | 0 | 28.1794 | 147.235 | 175.4144 | 164.4828 | 0 | 164.4828 | 0.86 | 1.0871 | 5.837 | 0.26492 | 0.022903 | 1.8802 | LED Troffer (2x2) | 12236.0628 | 183.3828 | 1301.5316 | 183.3828 | 1301.5316 | 26551.2445 | 2012621.3717 | 1851334.4447 | 161286.927 | 1.0871 | 344804.6965 | 5.837 | 12441.7271 | 186.4651 | 1323.4078 | 369.8479 | 2624.9394 | 26997.5189 | 2068064.9171 | 1882451.7528 | 185613.1643 | 1.0986 | 350600.1885 | 5.8986 | 12648.1728 | 189.5591 | 1345.3671 | 559.407 | 3970.3065 | 27445.489 | 2199024.363 | 1913687.2925 | 285337.0705 | 1.1491 | 356417.7008 | 6.1698
LED Troffer (4x2) | BNI Efficient Product Rebates | BNI Lighting | RET | 20.4 | 193.352 | 27.2429 | 193.352 | 34.9 | 221.445 | 13.55% | 5.2931 | 0 | 35.2931 | 191.445 | 226.7381 | 273.8604 | 0 | 273.8604 | 0.86 | 1.3991 | 7.7596 | 0.1993 | 0.01723 | 1.4145 | LED Troffer (4x2) | 17655.3581 | 440.5163 | 3126.498 | 440.5163 | 3126.498 | 63780.5582 | 4835102.6161 | 3455785.9252 | 1379316.6909 | 1.3991 | 623112.6009 | 7.7596 | 17952.1101 | 447.9205 | 3179.0483 | 888.4368 | 6305.5462 | 64852.5845 | 4967840.0185 | 3513870.9221 | 1453969.0964 | 1.4138 | 633585.904 | 7.8408 | 18249.9897 | 455.3529 | 3231.7982 | 1343.7897 | 9537.3445 | 65928.6841 | 5282426.65 | 3572176.6155 | 1710250.0345 | 1.4788 | 644099.0009 | 8.2013
Linear Ambient Luminaire (10000 lumen) | BNI Efficient Product Rebates | BNI Lighting | ROB/NEW | 11.3 | 448.14 | 63.1419 | 448.14 | 63.1419 | 509.39 | 9.816% | 12.2681 | 0 | 62.2681 | 459.39 | 521.6581 | 384.5708 | 0 | 384.5708 | 0.86 | 0.85395 | 6.1761 | 0.15171 | 0.018455 | 1.0768 | Linear Ambient Luminaire (10000 lumen) | 73.4164 | 4.2456 | 30.1328 | 4.2456 | 30.1328 | 340.5007 | 28233.7949 | 33062.5861 | -4828.7913 | 0.85395 | 4571.4963 | 6.1761 | 111.9755 | 6.4755 | 45.9589 | 10.7211 | 76.0917 | 519.3357 | 44979.7574 | 50427.4552 | -5447.6978 | 0.89197 | 6972.5013 | 6.451 | 151.7781 | 8.7773 | 62.2953 | 19.4984 | 138.3871 | 703.9374 | 63829.7101 | 68352.2646 | -4522.5545 | 0.93383 | 9450.9282 | 6.7538
Linear Ambient Luminaire (4000 lumen) | BNI Efficient Product Rebates | BNI Lighting | ROB/NEW | 11.3 | 85.1466 | 11.997 | 85.1466 | 11.997 | 54.53 | 27.51% | 2.3309 | 0 | 17.3309 | 39.53 | 56.8609 | 73.0685 | 0 | 73.0685 | 0.86 | 1.4843 | 4.2161 | 0.22224 | 0.027034 | 1.5773 | Linear Ambient Luminaire (4000 lumen) | 978.885 | 10.7556 | 76.3364 | 10.7556 | 76.3364 | 862.6017 | 71525.6137 | 48187.3126 | 23338.301 | 1.4843 | 16964.9917 | 4.2161 | 1119.7554 | 12.3035 | 87.3219 | 23.0591 | 163.6584 | 986.7379 | 85461.5391 | 55121.9029 | 30339.6362 | 1.5504 | 19406.4075 | 4.4038 | 1264.8173 | 13.8973 | 98.6343 | 36.9564 | 262.2927 | 1114.5676 | 101063.7077 | 62262.8235 | 38800.8842 | 1.6232 | 21920.4646 | 4.6105
Linear Ambient Luminaire (8000 lumen) | BNI Efficient Product Rebates | BNI Lighting | ROB/NEW | 11.3 | 153.1824 | 21.583 | 153.1824 | 21.583 | 387.562 | 7.741% | 4.1935 | 0 | 34.1935 | 357.562 | 391.7555 | 131.4533 | 0 | 131.4533 | 0.86 | 0.38949 | 3.8444 | 0.24373 | 0.029648 | 1.7298 | Linear Ambient Luminaire (8000 lumen) | 342.6098 | 6.7724 | 48.0664 | 6.7724 | 48.0664 | 543.1501 | 45037.1807 | 115629.687 | -70592.5064 | 0.38949 | 11715.0098 | 3.8444 | 348.3684 | 6.8863 | 48.8743 | 13.6587 | 96.9407 | 552.2794 | 47833.0188 | 117573.1957 | -69740.1769 | 0.40684 | 11911.9162 | 4.0156 | 354.1488 | 7.0005 | 49.6853 | 20.6593 | 146.6259 | 561.4434 | 50909.0294 | 119524.0889 | -68615.0595 | 0.42593 | 12109.5707 | 4.204
Linear Replacement Lamp (2 foot) | BNI Efficient Product Rebates | BNI Lighting | ROB/NEW | 11.3 | 29.0884 | 4.0985 | 29.0884 | 4.0985 | 11.7971 | 21.19% | 0.79631 | 0 | 3.2963 | 9.2971 | 12.5934 | 24.9621 | 0 | 24.9621 | 0.86 | 2.2814 | 7.5728 | 0.12373 | 0.015051 | 0.87816 | Linear Replacement Lamp (2 foot) | 611.8031 | 2.2965 | 16.2991 | 2.2965 | 16.2991 | 184.1799 | 15271.9163 | 6694.2371 | 8577.6792 | 2.2814 | 2016.6925 | 7.5728 | 622.0864 | 2.3351 | 16.5731 | 4.6316 | 32.8722 | 187.2756 | 16219.9731 | 6806.7541 | 9413.219 | 2.3829 | 2050.5891 | 7.9099 | 632.4086 | 2.3739 | 16.8481 | 7.0055 | 49.7202 | 190.3831 | 17263.0352 | 6919.6986 | 10343.3366 | 2.4948 | 2084.6146 | 8.2812
Linear Replacement Lamp (4 foot) | BNI Efficient Product Rebates | BNI Lighting | ROB/NEW | 11.3 | 49.0866 | 6.9162 | 49.0866 | 6.9162 | 9.1371 | 43.78% | 1.3438 | 0 | 5.3438 | 5.1371 | 10.4809 | 42.1236 | 0 | 42.1236 | 0.86 | 4.5778 | 7.8827 | 0.11886 | 0.014459 | 0.84362 | Linear Replacement Lamp (4 foot) | 330534.8747 | 2093.7123 | 14859.8069 | 2093.7123 | 14859.8069 | 167915.8178 | 13923323.1824 | 3041475.5663 | 10881847.6161 | 4.5778 | 1766303.09 | 7.8827 | 316751.7634 | 2006.4057 | 14240.1616 | 4100.118 | 29099.9685 | 160913.8263 | 13936774.6834 | 2914647.8113 | 11022126.8721 | 4.7816 | 1534273.4009 | 9.0836 | 301098.3448 | 1907.252 | 13536.4332 | 6007.37 | 42636.4017 | 152961.6954 | 13869841.9797 | 2770610.0892 | 11099231.8905 | 5.0061 | 1458451.8059 | 9.51
Low/Zero Energy Livestock Waterer | BNI Efficient Product Rebates | BNI Process | ROB/NEW | 10 | 1400 | 590 | 1400 | 590 | 1047.375 | 28.64% | 38.3258 | 0 | 338.3258 | 747.375 | 1085.7008 | 1657.3362 | 0 | 1657.3362 | 0.86 | 1.7649 | 4.8986 | 0.26386 | 0.034903 | 0.62611 | Low/Zero Energy Livestock Waterer | 1.9065 | 1.0302 | 2.4446 | 1.0302 | 2.4446 | 24.4461 | 3159.7931 | 1790.3799 | 1369.4132 | 1.7649 | 645.0347 | 4.8986 | 3.8483 | 2.0795 | 4.9343 | 3.1097 | 7.3789 | 49.3429 | 6569.7812 | 3613.7742 | 2956.007 | 1.818 | 1301.9638 | 5.0461 | 3.9121 | 2.114 | 5.0162 | 5.2236 | 12.3951 | 50.1617 | 6921.1305 | 3673.7376 | 3247.3929 | 1.8839 | 1323.5673 | 5.2291
Low-bay Luminaire (10,000 lumen) | BNI Efficient Product Rebates | BNI Lighting | ROB/NEW | 11.3 | 448.14 | 63.1419 | 448.14 | 63.1419 | 170.24 | 29.37% | 12.2681 | 0 | 62.2681 | 120.24 | 182.5081 | 384.5708 | 0 | 384.5708 | 0.86 | 2.4236 | 6.1761 | 0.15171 | 0.018455 | 1.0768 | Low-bay Luminaire (10,000 lumen) | 177.8782 | 10.2866 | 73.0078 | 10.2866 | 73.0078 | 824.9882 | 68406.7642 | 28224.7306 | 40182.0336 | 2.4236 | 11076.1332 | 6.1761 | 180.868 | 10.4595 | 74.2349 | 20.7462 | 147.2427 | 838.8547 | 72653.3498 | 28699.1331 | 43954.2167 | 2.5316 | 11262.3013 | 6.451 | 183.8691 | 10.6331 | 75.4667 | 31.3792 | 222.7094 | 852.7738 | 77325.488 | 29175.3381 | 48150.1499 | 2.6504 | 11449.1767 | 6.7538
Low-bay Luminaire (5000 lumen) | BNI Efficient Product Rebates | BNI Lighting | ROB/NEW | 11.3 | 275.4024 | 38.8036 | 275.4024 | 38.8036 | 170.24 | 17.62% | 7.5393 | 0 | 37.5393 | 140.24 | 177.7793 | 236.3362 | 0 | 236.3362 | 0.86 | 1.5352 | 6.2957 | 0.14883 | 0.018104 | 1.0563 | Low-bay Luminaire (5000 lumen) | 1769.3205 | 62.8798 | 446.2796 | 62.8798 | 446.2796 | 5042.96 | 418154.5396 | 272379.2556 | 145775.284 | 1.5352 | 66419.0312 | 6.2957 | 1799.0593 | 63.9367 | 453.7807 | 126.8164 | 900.0604 | 5127.7223 | 444112.9231 | 276957.4177 | 167155.5054 | 1.6035 | 67535.4051 | 6.576 | 1828.9111 | 64.9976 | 461.3103 | 191.814 | 1361.3707 | 5212.8066 | 472672.6105 | 281552.9748 | 191119.6357 | 1.6788 | 68656.0207 | 6.8846
Luminaire Level Lighting Control (LLLC) - High Impact Application | BNI Efficient Product Rebates | BNI Lighting | ROB/NEW | 15 | 194.0315 | 56.9493 | 194.0315 | 56.9493 | 101.2662 | 39.5% | 5.3117 | 0 | 45.3117 | 61.2662 | 106.5779 | 277.1026 | 0 | 277.1026 | 0.9 | 2.873 | 6.1155 | 0.24365 | 0.024786 | 0.83013 | Luminaire Level Lighting Control (LLLC) - High Impact Application | 1.2236 | 0.066789 | 0.22756 | 0.066789 | 0.22756 | 3.4134 | 339.0645 | 118.0184 | 221.0461 | 2.873 | 55.4437 | 6.1155 | 12.4417 | 0.67912 | 2.3138 | 0.74591 | 2.5414 | 34.7073 | 3572.6749 | 1200.0207 | 2372.6541 | 2.9772 | 563.756 | 6.3373 | 25.2963 | 1.3808 | 4.7044 | 2.1267 | 7.2458 | 70.5665 | 7559.0823 | 2439.8653 | 5119.2169 | 3.0982 | 1146.2209 | 6.5948
Luminaire Level Lighting Control (LLLC) - Low Impact Application | BNI Efficient Product Rebates | BNI Lighting | ROB/NEW | 15 | 397.7159 | 101.9975 | 397.7159 | 101.9975 | 243.4698 | 34.91% | 10.8877 | 0 | 95.8877 | 158.4698 | 254.3575 | 538.8604 | 0 | 538.8604 | 0.9 | 2.3428 | 5.6197 | 0.25154 | 0.025589 | 0.98084 | Luminaire Level Lighting Control (LLLC) - Low Impact Application | 1.2236 | 0.11962 | 0.46644 | 0.11962 | 0.46644 | 6.9965 | 659.353 | 281.4423 | 377.9107 | 2.3428 | 117.3288 | 5.6197 | 6.2209 | 0.60816 | 2.3714 | 0.72778 | 2.8378 | 35.5707 | 3480.1139 | 1430.864 | 2049.25 | 2.4322 | 596.5042 | 5.8342 | 12.6482 | 1.2365 | 4.8215 | 1.9643 | 7.6593 | 72.3218 | 7374.7716 | 2909.2126 | 4465.559 | 2.535 | 1212.804 | 6.0808
Milk Pre-cooler | BNI Efficient Product Rebates | BNI Process | ROB/NEW | 15 | 7493 | 2160 | 7493 | 2160 | 4580.52 | 32.75% | 205.1249 | 0 | 1705.1249 | 3080.52 | 4785.6449 | 10151.2678 | 0 | 10151.2678 | 0.86 | 2.4494 | 5.9534 | 0.24847 | 0.025276 | 0.86193 | Milk Pre-cooler | 1.2236 | 2.4206 | 8.3971 | 2.4206 | 8.3971 | 125.9568 | 12421.1551 | 5071.0797 | 7350.0753 | 2.4494 | 2086.4015 | 5.9534 | 3.7325 | 7.3839 | 25.6148 | 9.8046 | 34.0119 | 384.2216 | 39273.6929 | 15468.944 | 23804.749 | 2.5389 | 6364.4096 | 6.1708 | 6.3241 | 12.5108 | 43.3997 | 22.3154 | 77.4116 | 650.995 | 69260.8902 | 26209.3672 | 43051.5231 | 2.6426 | 10783.3572 | 6.4229
Glass Door Refrigerator | BNI Efficient Product Rebates | BNI Cooking and Laundry | ROB/NEW | 12 | 774 | 60 | 774 | 60 | 0 | N/A | 21.1887 | 0 | 21.1887 | 0 | 21.1887 | 617.3105 | 0 | 617.3105 | 0.86 | 29.134 | 3.407 | 0.2556 | 0.029864 | 3.2972 | Glass Door Refrigerator | 7.5693 | 0.41595 | 5.3657 | 0.41595 | 5.3657 | 64.3887 | 4672.5991 | 160.3831 | 4512.2161 | 29.134 | 1371.4687 | 3.407 | 7.6965 | 0.42294 | 5.4559 | 0.83889 | 10.8216 | 65.471 | 4991.4328 | 163.0788 | 4828.354 | 30.6075 | 1394.5204 | 3.5793 | 7.8242 | 0.42996 | 5.5464 | 1.2688 | 16.3681 | 66.5574 | 5310.21 | 165.7848 | 5144.4253 | 32.0308 | 1417.6597 | 3.7458
Multi-Tank Conveyor Dishwasher - Low Temp | BNI Efficient Product Rebates | BNI Cooking and Laundry | ROB/NEW | 20 | 18811.2029 | 2920 | 18811.2029 | 2920 | 1290.1 | 85.26% | 514.9668 | 0 | 1614.9668 | 190.1 | 1805.0668 | 26042.705 | 0 | 26042.705 | 0.86 | 16.0317 | 16.1258 | 0.093738 | 0.008179 | 0.60388 | Multi-Tank Conveyor Dishwasher - Low Temp | 1.2236 | 3.2723 | 21.081 | 3.2723 | 21.081 | 421.6199 | 31866.0174 | 1987.6906 | 29878.3268 | 16.0317 | 1976.0835 | 16.1258 | 2.4883 | 6.6547 | 42.8707 | 9.927 | 63.9516 | 857.413 | 67542.7627 | 4042.1996 | 63500.5631 | 16.7094 | 4018.5952 | 16.8076 | 5.0593 | 13.5302 | 87.164 | 23.4572 | 151.1157 | 1743.2802 | 143516.3171 | 8218.5438 | 135297.7733 | 17.4625 | 8170.5516 | 17.5651
Networked/Connected - High Impact Application | BNI Efficient Product Rebates | BNI Lighting | ROB/NEW | 15 | 227.9228 | 66.8967 | 227.9228 | 66.8967 | 155.61 | 32.13% | 6.2395 | 0 | 56.2395 | 105.61 | 161.8495 | 325.504 | 0 | 325.504 | 0.9 | 2.2251 | 5.7878 | 0.25744 | 0.026189 | 0.87712 | Networked/Connected - High Impact Application | 1.2236 | 0.078455 | 0.2673 | 0.078455 | 0.2673 | 4.0096 | 398.2888 | 178.9995 | 219.2892 | 2.2251 | 68.815 | 5.7878 | 6.2209 | 0.39887 | 1.359 | 0.47733 | 1.6263 | 20.3848 | 2098.356 | 910.0409 | 1188.3152 | 2.3058 | 349.8583 | 5.9977 | 12.6482 | 0.81098 | 2.7631 | 1.2883 | 4.3894 | 41.4461 | 4439.7115 | 1850.2823 | 2589.4291 | 2.3995 | 711.327 | 6.2414
Networked/Connected - Low Impact Application | BNI Efficient Product Rebates | BNI Lighting | ROB/NEW | 15 | 452.0281 | 115.9263 | 452.0281 | 115.9263 | 424.2877 | 22.39% | 12.3745 | 0 | 107.3745 | 329.2877 | 436.6622 | 612.4474 | 0 | 612.4474 | 0.9 | 1.5535 | 5.7038 | 0.24783 | 0.025212 | 0.96637 | Networked/Connected - Low Impact Application | 1.2236 | 0.13596 | 0.53013 | 0.13596 | 0.53013 | 7.952 | 749.3944 | 482.3866 | 267.0079 | 1.5535 | 131.3841 | 5.7038 | 6.2209 | 0.69121 | 2.6952 | 0.82717 | 3.2253 | 40.4282 | 3955.3592 | 2452.4726 | 1502.8866 | 1.6128 | 667.9622 | 5.9215 | 12.6482 | 1.4054 | 5.4799 | 2.2325 | 8.7052 | 82.198 | 8381.8724 | 4986.3331 | 3395.5393 | 1.681 | 1358.0914 | 6.1718
No-Loss Drain | BNI Efficient Product Rebates | BNI Process | ROB/NEW | 15 | 2371.019 | 440 | 2371.019 | 440 | 332.5 | 48.12% | 64.9079 | 0 | 224.9079 | 172.5 | 397.4079 | 2752.1802 | 0 | 2752.1802 | 0.86 | 7.8441 | 12.2369 | 0.10357 | 0.010536 | 0.55811 | No-Loss Drain | 3.6708 | 1.4793 | 7.9713 | 1.4793 | 7.9713 | 119.57 | 10102.7548 | 1287.9359 | 8814.8189 | 7.8441 | 825.5962 | 12.2369 | 2.4883 | 1.0028 | 5.4035 | 2.482 | 13.3749 | 81.0531 | 7138.9694 | 873.0557 | 6265.9137 | 8.177 | 559.6486 | 12.7562 | 0 | 0 | 0 | 2.482 | 13.3749 | 0 | 0 | N/A | N/A | N/A | 0 | N/A
Occupancy Sensor (Ceiling Mounted) | BNI Efficient Product Rebates | BNI Lighting | ROB/NEW | 10 | 452.5247 | 304.2576 | 452.5247 | 304.2576 | 115.71 | 43.21% | N/A | 0 | N/A | 65.71 | N/A | 701.4431 | 0 | 701.4431 | 0.86 | N/A | N/A | N/A | 0 | N/A | Occupancy Sensor (Ceiling Mounted) | 0 | 0 | 0 | 0 | 0 | 0 | 0 | N/A | N/A | N/A | 0 | N/A | 155.5216 | 43.3376 | 64.4564 | 43.3376 | 64.4564 | 644.5637 | 111616.3538 | 17402.6647 | 94213.6891 | 6.4138 | 9702.6976 | 11.5036 | 158.1022 | 44.0567 | 65.5259 | 87.3943 | 129.9823 | 655.259 | 116919.1641 | 17691.4273 | 99227.7368 | 6.6088 | 9863.6945 | 11.8535
Occupancy Sensor (Wall Mounted) | BNI Efficient Product Rebates | BNI Lighting | ROB/NEW | 10 | 266.9633 | 179.4943 | 266.9633 | 179.4943 | 99.75 | 60.15% | 7.3083 | 0 | 67.3083 | 39.75 | 107.0583 | 413.8107 | 0 | 413.8107 | 0.86 | 4.4451 | 6.148 | 0.27529 | 0.036414 | 0.40943 | Occupancy Sensor (Wall Mounted) | 61.1803 | 10.0576 | 14.9588 | 10.0576 | 14.9588 | 149.5878 | 25317.0694 | 5695.4752 | 19621.5943 | 4.4451 | 4117.9408 | 6.148 | 62.2086 | 10.2267 | 15.2102 | 20.2843 | 30.169 | 152.1021 | 26338.8688 | 5791.2049 | 20547.6638 | 4.5481 | 4187.1553 | 6.2904 | 63.2409 | 10.3964 | 15.4626 | 30.6807 | 45.6316 | 154.6259 | 27590.2089 | 5887.2985 | 21702.9105 | 4.6864 | 4256.6328 | 6.4817
Occupancy Sensor (Exterior) | BNI Efficient Product Rebates | BNI Lighting | ROB/NEW | 10 | 113.6418 | 44.7265 | 113.6418 | 44.7265 | 135.66 | 7.371% | 3.111 | 0 | 13.111 | 125.66 | 138.771 | 129.9102 | 0 | 129.9102 | 0.86 | 1.0846 | 9.9085 | 0.12597 | 0.016663 | 0.32007 | Occupancy Sensor (Exterior) | 24.4721 | 1.0025 | 2.5471 | 1.0025 | 2.5471 | 25.4708 | 3179.1777 | 2931.2371 | 247.9407 | 1.0846 | 320.8541 | 9.9085 | 24.8835 | 1.0193 | 2.5899 | 2.0218 | 5.137 | 25.8989 | 3333.2647 | 2980.5054 | 352.7593 | 1.1184 | 326.2471 | 10.217 | 25.2963 | 1.0362 | 2.6329 | 3.058 | 7.7698 | 26.3287 | 3514.4986 | 3029.961 | 484.5377 | 1.1599 | 331.6605 | 10.5967
Open to Closed Cooler Conversion | BNI Efficient Product Rebates | BNI Refrigeration | RET | 12 | 18250 | 2083 | 18250 | 2083 | 51310.07 | 6.821% | 499.6036 | 0 | 3999.6036 | 47810.07 | 51809.6736 | 15657.1918 | 0 | 15657.1918 | 0.86 | 0.35085 | 3.9147 | 0.23929 | 0.027958 | 2.0965 | Open to Closed Cooler Conversion | 122.3606 | 233.4338 | 2045.2077 | 233.4338 | 2045.2077 | 24542.4927 | 1915823.8246 | 5460497.6599 | -3544673.8352 | 0.35085 | 489394.0026 | 3.9147 | 124.4173 | 237.3574 | 2079.5837 | 470.7913 | 4124.7914 | 24955.004 | 2039515.1209 | 5552277.9369 | -3512762.816 | 0.36733 | 497619.7579 | 4.0985 | 126.4817 | 241.2959 | 2114.0902 | 712.0871 | 6238.8816 | 25369.0826 | 2164778.1887 | 5644406.9372 | -3479628.7484 | 0.38353 | 505876.7672 | 4.2793
Outside Air Economizer | BNI Efficient Product Rebates | BNI Refrigeration | ROB/NEW | 15 | 10081.095 | 3365 | 10081.095 | 3365 | 2598.2773 | 76.97% | 275.9754 | 0 | 2275.9754 | 598.2773 | 2874.2527 | 14524.5363 | 0 | 14524.5363 | 0.86 | 5.7855 | 6.3817 | 0.24651 | 0.025077 | 0.7385 | Outside Air Economizer | 30.5902 | 94.2757 | 282.4374 | 94.2757 | 282.4374 | 4236.5617 | 444307.8448 | 76796.4017 | 367511.4431 | 5.7855 | 69622.4445 | 6.3817 | 37.3252 | 115.0323 | 344.6216 | 209.308 | 627.059 | 5169.324 | 560788.0212 | 93704.6387 | 467083.3825 | 5.9846 | 84951.1939 | 6.6013 | 44.2686 | 136.4312 | 408.7299 | 345.7392 | 1035.7889 | 6130.9484 | 691072.5218 | 111136.0607 | 579936.461 | 6.2183 | 100754.2548 | 6.859
Pole/Arm-Mounted Area Luminaire (20000 lumen) | BNI Efficient Product Rebates | BNI Lighting | ROB/NEW | 13.7 | 1156.32 | 264 | 1156.32 | 264 | 601.16 | 26.62% | 31.6549 | 0 | 191.6549 | 441.16 | 632.8149 | 1339.5051 | 0 | 1339.5051 | 0.86 | 2.4414 | 6.9892 | 0.18097 | 0.019445 | 0.79265 | Pole/Arm-Mounted Area Luminaire (20000 lumen) | 1345.9669 | 325.4402 | 1425.428 | 325.4402 | 1425.428 | 19528.3633 | 1802929.5031 | 738468.0838 | 1064461.4193 | 2.4414 | 257961.1278 | 6.9892 | 1866.2591 | 451.2412 | 1976.4363 | 776.6813 | 3401.8643 | 27077.1775 | 2591397.9573 | 1023927.6638 | 1567470.2935 | 2.5308 | 283027.2959 | 9.156 | 1897.2259 | 458.7286 | 2009.2313 | 1235.41 | 5411.0956 | 27526.4694 | 2749619.3754 | 1040917.7052 | 1708701.6702 | 2.6415 | 287723.5705 | 9.5565
Pole/Arm-Mounted Area Luminaire (60000 lumen) | BNI Efficient Product Rebates | BNI Lighting | ROB/NEW | 13.7 | 3889.44 | 888 | 3889.44 | 888 | 2335.48 | 10.7% | 106.4755 | 0 | 356.4755 | 2085.48 | 2441.9555 | 4505.608 | 0 | 4505.608 | 0.86 | 2.1303 | 12.6393 | 0.10007 | 0.010752 | 0.43831 | Pole/Arm-Mounted Area Luminaire (60000 lumen) | 18.3541 | 14.9272 | 65.3812 | 14.9272 | 65.3812 | 895.7224 | 82696.3532 | 38818.6947 | 43877.6586 | 2.1303 | 6542.7851 | 12.6393 | 22.3951 | 18.2137 | 79.7762 | 33.1409 | 145.1574 | 1092.9333 | 104598.2448 | 47365.3931 | 57232.8517 | 2.2083 | 6863.5523 | 15.2397 | 25.2963 | 20.5733 | 90.111 | 53.7142 | 235.2683 | 1234.5204 | 123316.2629 | 53501.4751 | 69814.7878 | 2.3049 | 7752.7104 | 15.9062
Pole/Arm-Mounted Decorative Luminaire (5000 lumen) | BNI Efficient Product Rebates | BNI Lighting | ROB/NEW | 13.7 | 571.152 | 130.4 | 571.152 | 130.4 | 117.04 | 64.08% | 15.6356 | 0 | 90.6356 | 42.04 | 132.6756 | 661.6343 | 0 | 661.6343 | 0.86 | 5.6895 | 7.2999 | 0.17327 | 0.018617 | 0.75891 | Pole/Arm-Mounted Decorative Luminaire (5000 lumen) | 49.2004 | 5.876 | 25.7367 | 5.876 | 25.7367 | 352.5927 | 32552.6435 | 5721.5089 | 26831.1346 | 5.6895 | 4459.3033 | 7.2999 | 50.0273 | 5.9747 | 26.1693 | 11.8507 | 51.906 | 358.5191 | 34311.7647 | 5817.6763 | 28494.0884 | 5.8978 | 4534.2555 | 7.5672 | 50.8574 | 6.0739 | 26.6035 | 17.9245 | 78.5095 | 364.468 | 36406.7174 | 5914.209 | 30492.5084 | 6.1558 | 4609.4924 | 7.8982
Pot, Pan and Utensil Dishwasher - High Temp | BNI Efficient Product Rebates | BNI Cooking and Laundry | ROB/NEW | 10 | 3310.7717 | 514 | 3310.7717 | 514 | 2274.3 | 21.98% | N/A | 0 | N/A | 1774.3 | N/A | 2634.4188 | 0 | 2634.4188 | 0.86 | N/A | N/A | N/A | 0 | N/A | Pot, Pan and Utensil Dishwasher - High Temp | 0 | 0 | 0 | 0 | 0 | 0 | 0 | N/A | N/A | N/A | 0 | N/A | 6.2209 | 2.9285 | 18.8631 | 2.9285 | 18.8631 | 188.6309 | 17116.1447 | 12731.1972 | 4384.9475 | 1.3444 | 3674.2545 | 4.6584 | 22.7667 | 10.7176 | 69.0339 | 13.6461 | 87.897 | 690.339 | 65657.6487 | 46592.806 | 19064.8426 | 1.4092 | 13446.7971 | 4.8828
Premium High Bay Luminaire (15 000 lumen) | BNI Efficient Product Rebates | BNI Lighting | ROB/NEW | 22.7 | 508.8462 | 99.2308 | 508.8462 | 99.2308 | 263.606 | 37.94% | 13.9299 | 0 | 113.9299 | 163.606 | 277.5359 | 818.6884 | 0 | 818.6884 | 0.86 | 3.4023 | 7.1859 | 0.24447 | 0.020138 | 1.2536 | Premium High Bay Luminaire (15 000 lumen) | 577.5422 | 52.4883 | 269.1554 | 52.4883 | 269.1554 | 6109.8269 | 472827.0845 | 138974.6044 | 333852.48 | 3.4023 | 65799.3423 | 7.1859 | 587.2495 | 53.3706 | 273.6793 | 105.8589 | 542.8347 | 6212.5212 | 499704.572 | 141310.4955 | 358394.0765 | 3.5362 | 55160.3101 | 9.0591 | 596.9938 | 54.2562 | 278.2205 | 160.1151 | 821.0552 | 6315.6056 | 529116.0915 | 143655.2619 | 385460.8296 | 3.6832 | 56075.5856 | 9.4358
Premium High Bay Luminaire (35 000 lumen) | BNI Efficient Product Rebates | BNI Lighting | ROB/NEW | 22.7 | 1187.3077 | 231.5385 | 1187.3077 | 231.5385 | 872.214 | 28.66% | 32.5032 | 0 | 282.5032 | 622.214 | 904.7172 | 1910.273 | 0 | 1910.273 | 0.86 | 2.4409 | 6.762 | 0.25979 | 0.021401 | 1.3322 | Premium High Bay Luminaire (35 000 lumen) | 291.2183 | 61.7554 | 316.6757 | 61.7554 | 316.6757 | 7188.5393 | 556306.4426 | 227909.5418 | 328396.9009 | 2.4409 | 82270.096 | 6.762 | 296.1131 | 62.7933 | 321.9984 | 124.5487 | 638.6742 | 7309.3646 | 587929.2493 | 231740.255 | 356188.9943 | 2.537 | 74769.5022 | 7.8632 | 301.0265 | 63.8353 | 327.3414 | 188.384 | 966.0155 | 7430.6489 | 622533.4805 | 235585.5233 | 386947.9573 | 2.6425 | 76010.1532 | 8.1901
Premium High Bay Luminaire (60 000 lumen) | BNI Efficient Product Rebates | BNI Lighting | ROB/NEW | 22.7 | 2035.3846 | 396.9231 | 2035.3846 | 396.9231 | 1632.974 | 27.56% | 55.7197 | 0 | 505.7197 | 1182.974 | 1688.6937 | 3274.7537 | 0 | 3274.7537 | 0.86 | 2.2429 | 6.4754 | 0.27129 | 0.022347 | 1.3911 | Premium High Bay Luminaire (60 000 lumen) | 84.4288 | 30.6923 | 157.3875 | 30.6923 | 157.3875 | 3572.6954 | 276483.6341 | 123272.6304 | 153211.0038 | 2.2429 | 42697.3283 | 6.4754 | 85.8479 | 31.2082 | 160.0328 | 61.9006 | 317.4203 | 3632.7454 | 292200.1311 | 125344.602 | 166855.5291 | 2.3312 | 43414.9868 | 6.7304 | 87.2724 | 31.7261 | 162.6883 | 93.6266 | 480.1086 | 3693.0236 | 309398.3925 | 127424.4462 | 181973.9463 | 2.4281 | 39771.7524 | 7.7794
Refrigerated Case Luminaire | BNI Efficient Product Rebates | BNI Lighting | ROB/NEW | 15.9 | 433.2597 | 71.982 | 433.2597 | 71.982 | 155.61 | 38.56% | 11.8607 | 0 | 71.8607 | 95.61 | 167.4707 | 510.5663 | 0 | 510.5663 | 0.86 | 3.5046 | 7.1049 | 0.1811 | 0.017818 | 1.09 | Refrigerated Case Luminaire | 220.2491 | 14.5201 | 87.3968 | 14.5201 | 87.3968 | 1389.6084 | 112451.7734 | 32087.0641 | 80364.7093 | 3.5046 | 15827.2602 | 7.1049 | 223.9511 | 14.7642 | 88.8657 | 29.2843 | 176.2625 | 1412.965 | 119304.4339 | 32626.3849 | 86678.049 | 3.6567 | 16093.2854 | 7.4133 | 227.6671 | 15.0092 | 90.3403 | 44.2935 | 266.6028 | 1436.4104 | 126925.4333 | 33167.7548 | 93757.6786 | 3.8268 | 16360.3215 | 7.7581
Remote Condensing Unit | BNI Efficient Product Rebates | BNI Cooking and Laundry | ROB/NEW | 10 | 3184 | 494 | 3184 | 494 | 679.63 | 35.31% | N/A | 0 | N/A | 439.63 | N/A | 2531.7623 | 0 | 2531.7623 | 0.86 | N/A | N/A | N/A | 0 | N/A | Remote Condensing Unit | 0 | 0 | 0 | 0 | 0 | 0 | 0 | N/A | N/A | N/A | 0 | N/A | 6.2209 | 2.8146 | 18.1408 | 2.8146 | 18.1408 | 181.4081 | 16449.4994 | 4178.2151 | 12271.2843 | 3.937 | 2035.2408 | 8.0823 | 12.6482 | 5.7225 | 36.8836 | 8.5371 | 55.0244 | 368.8363 | 35056.4719 | 8495.0884 | 26561.3835 | 4.1267 | 4138.0231 | 8.4718
Single Heat Pad (Agriculture) | BNI Efficient Product Rebates | BNI Process | ROB/NEW | 10 | 759 | 90 | 759 | 90 | 112.1633 | 53.49% | 20.778 | 0 | 80.778 | 52.1633 | 132.9414 | 563.0022 | 0 | 563.0022 | 0.86 | 4.8022 | 6.9697 | 0.1162 | 0.015371 | 0.97998 | Single Heat Pad (Agriculture) | 1.2236 | 0.10086 | 0.85058 | 0.10086 | 0.85058 | 8.5058 | 688.8931 | 143.4538 | 545.4393 | 4.8022 | 98.8405 | 6.9697 | 3.7325 | 0.30766 | 2.5946 | 0.40852 | 3.4452 | 25.9464 | 2201.3845 | 437.5948 | 1763.7897 | 5.0306 | 301.5055 | 7.3013 | 7.5889 | 0.62554 | 5.2754 | 1.0341 | 8.7206 | 52.7538 | 4702.9788 | 889.7117 | 3813.2671 | 5.286 | 613.0167 | 7.6719
Single -Tank Conveyor Dishwasher - High Temp | BNI Efficient Product Rebates | BNI Cooking and Laundry | ROB/NEW | 20 | 9211.5713 | 1430 | 9211.5713 | 1430 | 2726.5 | 36.68% | 252.1717 | 0 | 1252.1717 | 1726.5 | 2978.6717 | 12747.7515 | 0 | 12747.7515 | 0.86 | 4.9087 | 10.1805 | 0.14842 | 0.01295 | 0.95608 | Single -Tank Conveyor Dishwasher - High Temp | 2.4472 | 3.2051 | 20.6461 | 3.2051 | 20.6461 | 412.9222 | 31196.4576 | 6355.3173 | 24841.1402 | 4.9087 | 3064.3303 | 10.1805 | 2.4883 | 3.259 | 20.9931 | 6.4641 | 41.6392 | 419.8626 | 33062.0483 | 6462.1378 | 26599.9105 | 5.1163 | 3115.8357 | 10.611 | 2.5296 | 3.313 | 21.3415 | 9.7771 | 62.9807 | 426.8294 | 35125.7888 | 6569.3641 | 28556.4248 | 5.3469 | 3167.5368 | 11.0893
Linear Ambient Luminaire (2000 lumen) | BNI Efficient Product Rebates | BNI Lighting | ROB/NEW | 11.3 | 46.851 | 6.6012 | 46.851 | 6.6012 | 0 | N/A | 1.2826 | 0 | 1.2826 | 0 | 1.2826 | 40.2051 | 0 | 40.2051 | 0.86 | 31.3473 | 3.5635 | 0.26294 | 0.031985 | 1.8662 | Linear Ambient Luminaire (2000 lumen) | 73.4164 | 0.44386 | 3.1502 | 0.44386 | 3.1502 | 35.5978 | 2951.7149 | 94.1617 | 2857.5532 | 31.3473 | 828.3255 | 3.5635 | 111.9755 | 0.67698 | 4.8048 | 1.1208 | 7.955 | 54.2942 | 4702.4292 | 143.6166 | 4558.8126 | 32.7429 | 1263.3721 | 3.7221 | 151.7781 | 0.91762 | 6.5127 | 2.0385 | 14.4677 | 73.5935 | 6673.1061 | 194.6662 | 6478.4399 | 34.2797 | 1712.4469 | 3.8968
Single-Tank Door type Dishwasher - High Temp | BNI Efficient Product Rebates | BNI Cooking and Laundry | ROB/NEW | 15 | 11863.2391 | 1842 | 11863.2391 | 1842 | 2557.59 | 31.28% | 324.7625 | 0 | 1124.7625 | 1757.59 | 2882.3525 | 13097.3441 | 0 | 13097.3441 | 0.86 | 5.1885 | 11.6445 | 0.10352 | 0.010531 | 0.66671 | Single-Tank Door type Dishwasher - High Temp | 4.8944 | 8.257 | 53.1787 | 8.257 | 53.1787 | 797.6807 | 64103.9699 | 12354.9481 | 51749.0218 | 5.1885 | 5505.066 | 11.6445 | 4.9767 | 8.3958 | 54.0725 | 16.6529 | 107.2513 | 811.0882 | 68086.0148 | 12562.6106 | 55523.4042 | 5.4197 | 5597.5954 | 12.1634 | 5.0593 | 8.5351 | 54.9698 | 25.188 | 162.221 | 824.5466 | 72518.2069 | 12771.0621 | 59747.1448 | 5.6783 | 5690.4764 | 12.7438
Multi-Tank Conveyor Dishwasher - High Temp | BNI Efficient Product Rebates | BNI Cooking and Laundry | ROB/NEW | 20 | 27407.5971 | 4255 | 27407.5971 | 4255 | 1290.1 | 116.3% | 750.2977 | 0 | 2250.2977 | -209.9 | 2040.3977 | 37933.2162 | 0 | 37933.2162 | 0.86 | 20.3966 | 16.857 | 0.089647 | 0.0078221 | 0.57744 | Multi-Tank Conveyor Dishwasher - High Temp | 1.2236 | 4.7684 | 30.7146 | 4.7684 | 30.7146 | 614.2929 | 46415.3216 | 2275.643 | 44139.6786 | 20.3966 | 2753.4784 | 16.857 | 1.2442 | 4.8486 | 31.2309 | 9.617 | 61.9455 | 624.618 | 49190.8873 | 2313.8921 | 46876.9952 | 21.2589 | 2799.759 | 17.5697 | 1.2648 | 4.929 | 31.7491 | 14.546 | 93.6947 | 634.9823 | 52261.2453 | 2352.2865 | 49908.9588 | 22.2172 | 2846.2154 | 18.3617
Strip-Curtains for Display Cases | BNI Efficient Product Rebates | BNI Refrigeration | ROB/NEW | 4 | 1738 | 200 | 1738 | 200 | 101.4125 | 47.33% | 47.5787 | 0 | 95.5787 | 53.4125 | 148.9912 | 551.335 | 0 | 551.335 | 0.86 | 4.0902 | 5.7684 | 0.060045 | 0.016532 | 0.52179 | Strip-Curtains for Display Cases | 0.95327 | 0.17461 | 1.5174 | 0.17461 | 1.5174 | 6.0696 | 525.5737 | 128.4952 | 397.0785 | 4.0902 | 91.1127 | 5.7684 | 0.9693 | 0.17755 | 1.5429 | 0.35216 | 3.0603 | 6.1716 | 572.83 | 130.6549 | 442.1751 | 4.3843 | 92.6442 | 6.1831 | 0.98538 | 0.1805 | 1.5685 | 0.53266 | 4.6288 | 6.274 | 626.6314 | 132.8229 | 493.8086 | 4.7178 | 94.1814 | 6.6535
Track/Mono-point Direction Luminaire | BNI Efficient Product Rebates | BNI Lighting | ROB/NEW | 11.3 | 212.562 | 48.2 | 212.562 | 48.2 | 17.8087 | 84.23% | 5.819 | 0 | 20.819 | 2.8087 | 23.6277 | 211.3422 | 0 | 211.3422 | 0.86 | 9.9999 | 10.1514 | 0.10694 | 0.013009 | 0.47161 | Track/Mono-point Direction Luminaire | 97.8885 | 4.3213 | 19.0568 | 4.3213 | 19.0568 | 215.3419 | 20687.9695 | 2068.8227 | 18619.1468 | 9.9999 | 2037.9406 | 10.1514 | 99.5338 | 4.3939 | 19.3771 | 8.7152 | 38.4339 | 218.9614 | 21842.4555 | 2103.5955 | 19738.8599 | 10.3834 | 2072.1944 | 10.5407 | 101.1854 | 4.4668 | 19.6986 | 13.182 | 58.1326 | 222.5946 | 23139.3195 | 2138.5005 | 21000.819 | 10.8203 | 2106.5784 | 10.9843
Natural Barn Ventiliation - Year-Round | BNI Efficient Product Rebates | BNI Process | ROB/NEW | 15 | 6710 | 644 | 6710 | 644 | 4289.25 | 23.31% | 183.6899 | 0 | 1183.6899 | 3289.25 | 4472.9399 | 6652.9113 | 0 | 6652.9113 | 0.86 | 1.718 | 5.6205 | 0.19261 | 0.019594 | 2.0069 | Natural Barn Ventiliation - Year-Round | 1.2236 | 0.72171 | 7.5196 | 0.72171 | 7.5196 | 112.7946 | 8140.5441 | 4738.3478 | 3402.1963 | 1.718 | 1448.3703 | 5.6205 | 1.2442 | 0.73384 | 7.646 | 1.4555 | 15.1657 | 114.6905 | 8686.9021 | 4817.9902 | 3868.9119 | 1.803 | 1472.7146 | 5.8986 | 1.2648 | 0.74601 | 7.7729 | 2.2016 | 22.9386 | 116.5935 | 9289.0039 | 4897.9352 | 4391.0687 | 1.8965 | 1497.1514 | 6.2045
Ventilation Fan (Agriculture) | BNI Efficient Product Rebates | BNI Process | ROB/NEW | 15 | 254 | 90 | 254 | 90 | 1082.62 | 6.004% | 6.9534 | 0 | 71.9534 | 1017.62 | 1089.5734 | 375.8105 | 0 | 375.8105 | 0.86 | 0.40065 | 5.223 | 0.3093 | 0.031465 | 0.87292 | Ventilation Fan (Agriculture) | 18.3541 | 1.5129 | 4.2697 | 1.5129 | 4.2697 | 64.0458 | 6897.661 | 17216.2613 | -10318.6003 | 0.40065 | 1320.6392 | 5.223 | 12.4417 | 1.0255 | 2.8943 | 2.5384 | 7.164 | 43.4149 | 4832.5681 | 11670.4219 | -6837.8539 | 0.41409 | 895.2244 | 5.3982 | 12.6482 | 1.0426 | 2.9424 | 3.581 | 10.1064 | 44.1353 | 5100.8325 | 11864.0694 | -6763.2368 | 0.42994 | 910.0789 | 5.6048
VFD - 10 hp - Institutional - Make-up Air Fan | BNI Efficient Product Rebates | BNI HVAC | ROB/NEW | 15 | 39329.48 | 537.6 | 39329.48 | 537.6 | 3152.1 | 38.07% | 1076.6656 | 0 | 2276.6656 | 1952.1 | 4228.7656 | 32879.4329 | 0 | 32879.4329 | 0.86 | 8.6811 | 14.4419 | 0.063205 | 0.0064298 | 4.6239 | VFD - 10 hp - Institutional - Make-up Air Fan | 1.9065 | 0.93873 | 68.6751 | 0.93873 | 68.6751 | 1030.126 | 62686.2605 | 7221.0015 | 55465.2591 | 8.6811 | 4340.5753 | 14.4419 | 1.9386 | 0.95451 | 69.8294 | 1.8932 | 138.5044 | 1047.4404 | 67466.1115 | 7342.3724 | 60123.7391 | 9.1886 | 4413.5319 | 15.2862 | 1.9708 | 0.97035 | 70.988 | 2.8636 | 209.4925 | 1064.8206 | 72654.862 | 7464.2044 | 65190.6576 | 9.7338 | 4486.7657 | 16.1931
VFD - 10 hp - Retail - Supply Fan | BNI Efficient Product Rebates | BNI HVAC | ROB/NEW | 15 | 13248.555 | 554.4 | 13248.555 | 554.4 | 3640.21 | 43.95% | 362.6863 | 0 | 1962.6863 | 2040.21 | 4002.8963 | 11781.0236 | 0 | 11781.0236 | 0.86 | 3.3725 | 6.0025 | 0.16175 | 0.016455 | 3.8654 | VFD - 10 hp - Retail - Supply Fan | 1.9065 | 0.96806 | 23.1339 | 0.96806 | 23.1339 | 347.0089 | 22461.1026 | 6660.0857 | 15801.017 | 3.3725 | 3741.9582 | 6.0025 | 1.9386 | 0.98434 | 23.5228 | 1.9524 | 46.6567 | 352.8415 | 24095.4528 | 6772.0287 | 17323.4241 | 3.5581 | 3804.8532 | 6.3328 | 3.9121 | 1.9864 | 47.4692 | 3.9388 | 94.1259 | 712.0387 | 51371.9444 | 13666.0418 | 37705.9026 | 3.7591 | 7678.2433 | 6.6906
VFD - 20 hp - Institutional - Chilled Water Pump | BNI Efficient Product Rebates | BNI HVAC | ROB/NEW | 15 | 53813.747 | 4260 | 53813.747 | 4260 | 5894.56 | 59.38% | 1473.1802 | 0 | 4973.1802 | 2394.56 | 7367.7402 | 51646.5058 | 0 | 51646.5058 | 0.86 | 7.894 | 10.385 | 0.1009 | 0.010265 | 1.2747 | VFD - 20 hp - Institutional - Chilled Water Pump | 1.9065 | 7.4386 | 93.9667 | 7.4386 | 93.9667 | 1409.501 | 98466.6105 | 12473.6024 | 85993.0081 | 7.894 | 9481.6134 | 10.385 | 1.9386 | 7.5636 | 95.5461 | 15.0022 | 189.5129 | 1433.192 | 105235.3216 | 12683.2593 | 92552.0624 | 8.2972 | 9640.9807 | 10.9154 | 1.9708 | 7.6891 | 97.1315 | 22.6913 | 286.6444 | 1456.9729 | 112672.6111 | 12893.7127 | 99778.8984 | 8.7386 | 9800.9536 | 11.4961
VFD - 30 hp - Institutional - Make-up Air Fan | BNI Efficient Product Rebates | BNI HVAC | ROB/NEW | 15 | 98211.559 | 1500 | 98211.559 | 1500 | 6962.55 | 43.09% | 2688.5942 | 0 | 5688.5942 | 3962.55 | 9651.1442 | 82402.4396 | 0 | 82402.4396 | 0.86 | 9.4973 | 14.4856 | 0.063243 | 0.0064336 | 4.1408 | VFD - 30 hp - Institutional - Make-up Air Fan | 1.9065 | 2.6192 | 171.4919 | 2.6192 | 171.4919 | 2572.3779 | 157104.3152 | 16541.9601 | 140562.3551 | 9.4973 | 10845.5854 | 14.4856 | 1.9386 | 2.6632 | 174.3743 | 5.2825 | 345.8662 | 2615.6145 | 169050.5286 | 16819.9981 | 152230.5306 | 10.0506 | 11027.8784 | 15.3294 | 1.9708 | 2.7074 | 177.2677 | 7.9899 | 523.1339 | 2659.0154 | 182022.7012 | 17099.0924 | 164923.6088 | 10.6452 | 11210.8641 | 16.2363
VFD - 30 hp - Retail - Supply Fan | BNI Efficient Product Rebates | BNI HVAC | ROB/NEW | 15 | 37491.821 | 1550 | 37491.821 | 1550 | 6962.55 | 43.09% | 1026.3587 | 0 | 4026.3587 | 3962.55 | 7988.9087 | 33303.2054 | 0 | 33303.2054 | 0.86 | 4.748 | 8.2713 | 0.11726 | 0.011929 | 2.8363 | VFD - 30 hp - Retail - Supply Fan | 1.9065 | 2.7065 | 65.4662 | 2.7065 | 65.4662 | 981.9937 | 63494.2036 | 13372.8262 | 50121.3773 | 4.748 | 7676.4515 | 8.2713 | 1.9386 | 2.752 | 66.5666 | 5.4585 | 132.0329 | 998.4991 | 68117.9939 | 13597.5973 | 54520.3966 | 5.0096 | 7805.4776 | 8.7269 | 3.9121 | 5.5536 | 134.3323 | 11.0122 | 266.3651 | 2014.9841 | 145235.3882 | 27440.1279 | 117795.2603 | 5.2928 | 15751.5553 | 9.2204
Packaged Terminal Heat Pump (12kBTU/hr) | BNI Efficient Product Rebates | BNI HVAC | ROB/NEW | 15 | 5625.043 | 0 | 5625.043 | 0 | 321.6242 | 186.6% | 153.9886 | 0 | 753.9886 | -278.3758 | 475.6128 | 4557.2766 | 0 | 4557.2766 | 0.86 | 10.5839 | 6.0442 | 0.14635 | 0.014889 | N/A | Packaged Terminal Heat Pump (12kBTU/hr) | 122.3606 | 0 | 630.3771 | 0 | 630.3771 | 9455.656 | 557631.221 | 52686.6971 | 504944.5238 | 10.5839 | 92258.5154 | 6.0442 | 136.859 | 0 | 705.0697 | 0 | 1335.4468 | 10576.0457 | 661304.6957 | 58929.4831 | 602375.2125 | 11.222 | 103190.1205 | 6.4086 | 151.7781 | 0 | 781.9298 | 0 | 2117.3765 | 11728.9464 | 778009.8637 | 65353.4188 | 712656.4448 | 11.9047 | 114438.9329 | 6.7985
VFD - 5 hp - Institutional - Chilled Water Pump | BNI Efficient Product Rebates | BNI HVAC | ROB/NEW | 15 | 3630 | 1108.8 | 3630 | 1108.8 | 2738.47 | 27.39% | 99.3732 | 0 | 849.3732 | 1988.47 | 2837.8432 | 5035.6566 | 0 | 5035.6566 | 0.86 | 2.0516 | 5.9287 | 0.25548 | 0.02599 | 0.8364 | VFD - 5 hp - Institutional - Chilled Water Pump | 3.7846 | 3.8434 | 12.5824 | 3.8434 | 12.5824 | 188.7364 | 19058.1609 | 9289.2442 | 9768.9167 | 2.0516 | 3214.5741 | 5.9287 | 3.8483 | 3.908 | 12.7939 | 7.7513 | 25.3763 | 191.9087 | 20070.2472 | 9445.3782 | 10624.8689 | 2.1249 | 3268.6048 | 6.1403 | 3.9121 | 3.9728 | 13.0062 | 11.7241 | 38.3825 | 195.093 | 21222.3298 | 9602.1055 | 11620.2243 | 2.2102 | 3322.8408 | 6.3868
VFD - 5 hp - Retail - Exhaust Fan | BNI Efficient Product Rebates | BNI HVAC | ROB/NEW | 15 | 17872.832 | 264.624 | 17872.832 | 264.624 | 3226.58 | 61.99% | 489.2784 | 0 | 2489.2784 | 1226.58 | 3715.8584 | 14980.0659 | 0 | 14980.0659 | 0.86 | 4.5893 | 6.0178 | 0.15207 | 0.01547 | 10.271 | VFD - 5 hp - Retail - Exhaust Fan | 1.9065 | 0.46207 | 31.2086 | 0.46207 | 31.2086 | 468.129 | 28560.2344 | 6223.2385 | 22336.9959 | 4.5893 | 4745.932 | 6.0178 | 1.9386 | 0.46984 | 31.7332 | 0.93191 | 62.9418 | 475.9973 | 30733.7004 | 6327.839 | 24405.8615 | 4.8569 | 4825.7018 | 6.3688 | 1.9708 | 0.47764 | 32.2597 | 1.4095 | 95.2015 | 483.8955 | 33093.6151 | 6432.8369 | 26660.7782 | 5.1445 | 4905.7747 | 6.7458
VFD Milk Transfer Pump | BNI Efficient Product Rebates | BNI Process | ROB/NEW | 10 | 2546 | 732.411 | 2546 | 732.411 | 3990 | 12.53% | 69.6981 | 0 | 569.6981 | 3490 | 4059.6981 | 2516.9217 | 0 | 2516.9217 | 0.86 | 0.71889 | 4.418 | 0.24432 | 0.032318 | 0.84929 | VFD Milk Transfer Pump | 1.2236 | 0.82078 | 2.8532 | 0.82078 | 2.8532 | 28.532 | 3079.7213 | 4283.9656 | -1204.2444 | 0.71889 | 697.0862 | 4.418 | 2.4883 | 1.6692 | 5.8023 | 2.4899 | 8.6555 | 58.0232 | 6487.7202 | 8711.9414 | -2224.2213 | 0.74469 | 1417.6057 | 4.5765 | 2.5296 | 1.6969 | 5.8986 | 4.1868 | 14.5541 | 58.986 | 6866.6575 | 8856.4988 | -1989.8412 | 0.77532 | 1441.128 | 4.7648
VFD Milk Vacuum Pump | BNI Efficient Product Rebates | BNI Process | ROB/NEW | 15 | 8927.41 | 2500 | 8927.41 | 2500 | 6713.84 | 26.81% | 244.3926 | 0 | 2044.3926 | 4913.84 | 6958.2326 | 11955.7121 | 0 | 11955.7121 | 0.86 | 1.9866 | 5.8481 | 0.25004 | 0.025436 | 0.89288 | VFD Milk Vacuum Pump | 8.5652 | 19.6116 | 70.0322 | 19.6116 | 70.0322 | 1050.4837 | 102403.5911 | 51548.1653 | 50855.4258 | 1.9866 | 17510.7218 | 5.8481 | 8.7092 | 19.9412 | 71.2094 | 39.5528 | 141.2416 | 1068.1403 | 107970.6362 | 52414.589 | 55556.0472 | 2.0599 | 17805.0427 | 6.064 | 8.8537 | 20.2721 | 72.3909 | 59.8249 | 213.6325 | 1085.864 | 114285.3299 | 53284.3048 | 61001.0251 | 2.1448 | 18100.482 | 6.3139
Wall Mounted Area Luminaire (10000 lumen) | BNI Efficient Product Rebates | BNI Lighting | ROB/NEW | 18.3 | 757.74 | 173 | 757.74 | 173 | 285.95 | 13.99% | 20.7435 | 0 | 60.7435 | 245.95 | 306.6935 | 1096.8413 | 0 | 1096.8413 | 0.86 | 4.1132 | 18.0569 | 0.087528 | 0.0079836 | 0.38337 | Wall Mounted Area Luminaire (10000 lumen) | 1468.3275 | 232.6494 | 1019.0043 | 232.6494 | 1019.0043 | 18647.7787 | 1610522.2993 | 391545.0131 | 1218977.2862 | 4.1132 | 89191.4117 | 18.0569 | 1244.1727 | 197.1331 | 863.4431 | 429.7825 | 1882.4474 | 15801.0094 | 1417450.1069 | 331771.7653 | 1085678.3417 | 4.2724 | 75575.454 | 18.7554 | 885.3721 | 140.2829 | 614.4392 | 570.0654 | 2496.8866 | 11244.237 | 1050200.6724 | 236093.8001 | 814106.8723 | 4.4482 | 53780.6347 | 19.5275
Server Virtualization and Decommissioning | BNI Efficient Product Rebates | BNI Process | RET | 15 | 8453.926 | 965 | 8453.926 | 965 | 411.5844 | 97.19% | 231.4308 | 0 | 631.4308 | 11.5844 | 643.0151 | 8672.2239 | 0 | 8672.2239 | 0.86 | 14.8144 | 13.7342 | 0.081552 | 0.0082962 | 0.71444 | Server Virtualization and Decommissioning | 3.6708 | 3.2443 | 28.422 | 3.2443 | 28.422 | 426.3296 | 31834.1627 | 2148.8729 | 29685.2899 | 14.8144 | 2317.8679 | 13.7342 | 3.7325 | 3.2988 | 28.8997 | 6.5432 | 57.3217 | 433.4954 | 33918.411 | 2184.9912 | 31733.4198 | 15.5234 | 2356.8268 | 14.3916 | 3.7945 | 3.3536 | 29.3792 | 9.8967 | 86.7009 | 440.6884 | 36222.5095 | 2221.2468 | 34001.2627 | 16.3073 | 2395.9336 | 15.1183
Single -Tank Conveyor Dishwasher - Low Temp | BNI Efficient Product Rebates | BNI Cooking and Laundry | ROB/NEW | 20 | 13626.434 | 2115 | 13626.434 | 2115 | 0 | N/A | N/A | 0 | N/A | 0 | N/A | 18863.7526 | 0 | 18863.7526 | 0.86 | N/A | N/A | N/A | 0 | N/A | Single -Tank Conveyor Dishwasher - Low Temp | 0 | 0 | 0 | 0 | 0 | 0 | 0 | N/A | N/A | N/A | 0 | N/A | 7.465 | 14.4602 | 93.1638 | 14.4602 | 93.1638 | 1863.2752 | 146771.8538 | 2784.6896 | 143987.1642 | 52.7067 | 8756.7186 | 16.7611 | 7.5889 | 14.7002 | 94.7096 | 29.1604 | 187.8734 | 1894.1925 | 155932.2422 | 2830.8959 | 153101.3463 | 55.0823 | 8902.0189 | 17.5165
Single-Tank Door type Dishwasher - Low Temp | BNI Efficient Product Rebates | BNI Cooking and Laundry | ROB/NEW | 15 | 16152.5529 | 2508 | 16152.5529 | 2508 | 18.62 | 5371% | 442.1848 | 0 | 1442.1848 | -981.38 | 460.8048 | 17838.6552 | 0 | 17838.6552 | 0.86 | 38.9322 | 12.3692 | 0.097487 | 0.0099173 | 0.62786 | Single-Tank Door type Dishwasher - Low Temp | 2.4472 | 5.6212 | 36.2031 | 5.6212 | 36.2031 | 543.0465 | 43654.9811 | 1121.3079 | 42533.6732 | 38.9322 | 3529.3328 | 12.3692 | 2.4883 | 5.7157 | 36.8116 | 11.337 | 73.0147 | 552.174 | 46366.4108 | 1140.1549 | 45226.2559 | 40.6668 | 3588.654 | 12.9203 | 2.5296 | 5.8106 | 37.4224 | 17.1475 | 110.4371 | 561.3362 | 49384.3088 | 1159.0735 | 48225.2353 | 42.6067 | 3648.2005 | 13.5366
Solid Door Freezer | BNI Efficient Product Rebates | BNI Cooking and Laundry | ROB/NEW | 12 | 1854 | 144 | 1854 | 144 | 0 | N/A | 50.7542 | 0 | 50.7542 | 0 | 50.7542 | 1479.134 | 0 | 1479.134 | 0.86 | 29.1431 | 4.217 | 0.20657 | 0.024135 | 2.6595 | Solid Door Freezer | 7.3416 | 0.96825 | 12.4662 | 0.96825 | 12.4662 | 149.5949 | 10859.266 | 372.6193 | 10486.6468 | 29.1431 | 2575.1106 | 4.217 | 4.9767 | 0.65635 | 8.4505 | 1.6246 | 20.9168 | 101.4062 | 7733.3794 | 252.5882 | 7480.7912 | 30.6166 | 1745.5954 | 4.4302 | 7.5889 | 1.0009 | 12.8861 | 2.6255 | 33.8029 | 154.6332 | 12340.7811 | 385.1691 | 11955.612 | 32.0399 | 2661.8402 | 4.6362
Solid Door Refrigerator | BNI Efficient Product Rebates | BNI Cooking and Laundry | ROB/NEW | 12 | 653 | 51 | 653 | 51 | 0 | N/A | 17.8762 | 0 | 17.8762 | 0 | 17.8762 | 521.4321 | 0 | 521.4321 | 0.86 | 29.169 | 3.3028 | 0.26398 | 0.030843 | 3.38 | Solid Door Refrigerator | 14.6833 | 0.68585 | 8.7815 | 0.68585 | 8.7815 | 105.3781 | 7656.3311 | 262.4815 | 7393.8495 | 29.169 | 2318.1401 | 3.3028 | 14.9301 | 0.69737 | 8.9291 | 1.3832 | 17.7106 | 107.1493 | 8178.2791 | 266.8933 | 7911.3857 | 30.6425 | 2357.1035 | 3.4696 | 15.1778 | 0.70894 | 9.0773 | 2.0922 | 26.7879 | 108.9272 | 8700.2435 | 271.3219 | 8428.9216 | 32.0661 | 2396.2149 | 3.6308
Standard Capacity Electric Fryer | BNI Efficient Product Rebates | BNI Cooking and Laundry | ROB/NEW | 12 | 3126 | 485 | 3126 | 485 | 279.3 | 179% | 85.5759 | 0 | 585.5759 | -220.7 | 364.8759 | 2893.2535 | 0 | 2893.2535 | 0.86 | 8.8812 | 4.9409 | 0.20453 | 0.023897 | 1.3183 | Standard Capacity Electric Fryer | 6.118 | 2.7176 | 17.5159 | 2.7176 | 17.5159 | 210.1913 | 17701.0158 | 1993.0951 | 15707.9206 | 8.8812 | 3582.5719 | 4.9409 | 12.4417 | 5.5266 | 35.6207 | 8.2442 | 53.1366 | 427.4485 | 37562.2327 | 4053.1903 | 33509.0423 | 9.2673 | 7285.5759 | 5.1557 | 18.9723 | 8.4274 | 54.3176 | 16.6716 | 107.4543 | 651.8117 | 59669.884 | 6180.6674 | 53489.2166 | 9.6543 | 11109.6983 | 5.371
Under-Counter Dishwasher - HighTemp | BNI Efficient Product Rebates | BNI Cooking and Laundry | ROB/NEW | 10 | 3170.6766 | 492 | 3170.6766 | 492 | 159.6 | 313.3% | 86.799 | 0 | 586.799 | -340.4 | 246.399 | 2521.9696 | 0 | 2521.9696 | 0.86 | 11.256 | 4.2978 | 0.20207 | 0.02673 | 1.3022 | Under-Counter Dishwasher - HighTemp | 7.3416 | 3.3082 | 21.3195 | 3.3082 | 21.3195 | 213.1954 | 18515.3871 | 1644.9304 | 16870.4567 | 11.256 | 4308.0655 | 4.2978 | 7.465 | 3.3638 | 21.6779 | 6.672 | 42.9974 | 216.7788 | 19662.8882 | 1672.5785 | 17990.3097 | 11.756 | 4380.4756 | 4.4888 | 7.5889 | 3.4196 | 22.0376 | 10.0916 | 65.035 | 220.3758 | 20952.1734 | 1700.3316 | 19251.8418 | 12.3224 | 4453.1609 | 4.705
Under-Counter Dishwasher - Low Temp | BNI Efficient Product Rebates | BNI Cooking and Laundry | ROB/NEW | 10 | 2539.5124 | 394 | 2539.5124 | 394 | 66.5 | 300.8% | 69.5205 | 0 | 269.5205 | -133.5 | 136.0205 | 2020.938 | 0 | 2020.938 | 0.86 | 15.9493 | 7.4983 | 0.11588 | 0.015328 | 0.7469 | Under-Counter Dishwasher - Low Temp | 12.2361 | 4.4154 | 28.4593 | 4.4154 | 28.4593 | 284.5934 | 24728.3247 | 1550.4378 | 23177.8869 | 15.9493 | 3297.87 | 7.4983 | 12.4417 | 4.4896 | 28.9377 | 8.905 | 57.397 | 289.3769 | 26260.5938 | 1576.4977 | 24684.0961 | 16.6576 | 3353.3007 | 7.8313 | 12.6482 | 4.5641 | 29.4179 | 13.4691 | 86.8149 | 294.1785 | 27982.1335 | 1602.6565 | 26379.477 | 17.4598 | 3408.942 | 8.2085
VFD - 20 hp - Retail - Exhaust Fan | BNI Efficient Product Rebates | BNI HVAC | ROB/NEW | 15 | 68558.758 | 1020 | 68558.758 | 1020 | 5894.56 | 118.8% | 1876.8328 | 0 | 8876.8328 | -1105.44 | 7771.3928 | 57471.6391 | 0 | 57471.6391 | 0.86 | 8.2739 | 6.4743 | 0.14137 | 0.014382 | 9.5022 | VFD - 20 hp - Retail - Exhaust Fan | 1.9065 | 1.7811 | 119.7137 | 1.7811 | 119.7137 | 1795.7055 | 109572.5145 | 13243.186 | 96329.3285 | 8.2739 | 16924.1196 | 6.4743 | 1.9386 | 1.811 | 121.7259 | 3.5921 | 241.4395 | 1825.8878 | 117910.0761 | 13465.778 | 104444.298 | 8.7563 | 17208.5809 | 6.8518 | 1.9708 | 1.8411 | 123.7456 | 5.4331 | 365.1852 | 1856.1847 | 126962.9921 | 13689.2158 | 113273.7763 | 9.2747 | 17494.1231 | 7.2575
VFD - 40 hp - Warehousing - Exhaust Fan | BNI Efficient Product Rebates | BNI HVAC | ROB/NEW | 15 | 144383.86 | 6910 | 144383.86 | 6910 | 8030.54 | 186.8% | 3952.5857 | 0 | 18952.5857 | -6969.46 | 11983.1257 | 130030.5775 | 0 | 130030.5775 | 0.86 | 11.9746 | 6.8608 | 0.14332 | 0.01458 | 2.9947 | VFD - 40 hp - Warehousing - Exhaust Fan | 1.9065 | 12.0659 | 252.1155 | 12.0659 | 252.1155 | 3781.7325 | 247909.7092 | 20702.9333 | 227206.7759 | 11.9746 | 36134.0394 | 6.8608 | 1.9386 | 12.2687 | 256.3531 | 24.3346 | 508.4686 | 3845.2961 | 265777.2851 | 21050.9091 | 244726.376 | 12.6255 | 36741.3819 | 7.2337 | 1.9708 | 12.4723 | 260.6067 | 36.8068 | 769.0753 | 3909.1011 | 285298.7803 | 21400.207 | 263898.5733 | 13.3316 | 37351.032 | 7.6383
Wall Mounted Area Luminaire (1000 lumen) | BNI Efficient Product Rebates | BNI Lighting | ROB/NEW | 18.3 | 153.3 | 35 | 153.3 | 35 | 0 | N/A | 4.1967 | 0 | 4.1967 | 0 | 4.1967 | 221.9043 | 0 | 221.9043 | 0.86 | 52.8763 | 11.5595 | 0.13673 | 0.012471 | 0.59886 | Wall Mounted Area Luminaire (1000 lumen) | 367.0819 | 11.7669 | 51.5392 | 11.7669 | 51.5392 | 943.168 | 81457.0527 | 1540.5215 | 79916.5312 | 52.8763 | 7046.7497 | 11.5595 | 373.2518 | 11.9647 | 52.4055 | 23.7317 | 103.9447 | 959.0208 | 86030.2088 | 1566.4146 | 84463.7942 | 54.9217 | 7165.1918 | 12.0067 | 379.4452 | 12.1633 | 53.2751 | 35.8949 | 157.2198 | 974.9338 | 91057.8618 | 1592.4062 | 89465.4556 | 57.1826 | 7284.0839 | 12.5009
Wall Wash Luminaire (1000 lumen) | BNI Efficient Product Rebates | BNI Lighting | ROB/NEW | 11.3 | 145.4418 | 25.0604 | 145.4418 | 25.0604 | 0 | N/A | 3.9815 | 0 | 3.9815 | 0 | 3.9815 | 132.0523 | 0 | 132.0523 | 0.86 | 33.1661 | 9.4448 | 0.10496 | 0.012768 | 0.60916 | Wall Wash Luminaire (1000 lumen) | 36.7082 | 0.84253 | 4.8897 | 0.84253 | 4.8897 | 55.254 | 4847.3993 | 146.1554 | 4701.2439 | 33.1661 | 513.2373 | 9.4448 | 37.3252 | 0.85669 | 4.9719 | 1.6992 | 9.8617 | 56.1827 | 5136.1362 | 148.612 | 4987.5242 | 34.5607 | 521.8638 | 9.8419 | 37.9445 | 0.8709 | 5.0544 | 2.5701 | 14.9161 | 57.1149 | 5456.3123 | 151.0779 | 5305.2344 | 36.1159 | 530.5231 | 10.2848
Wall wash luminaire (1500 lumen) | BNI Efficient Product Rebates | BNI Lighting | ROB/NEW | 11.3 | 269.4951 | 46.4354 | 269.4951 | 46.4354 | 0 | N/A | 7.3776 | 0 | 7.3776 | 0 | 7.3776 | 244.6851 | 0 | 244.6851 | 0.86 | 33.1661 | 8.9374 | 0.11092 | 0.013493 | 0.64374 | Wall wash luminaire (1500 lumen) | 6.118 | 0.26019 | 1.5101 | 0.26019 | 1.5101 | 17.0637 | 1496.991 | 45.1362 | 1451.8547 | 33.1661 | 167.4969 | 8.9374 | 6.2209 | 0.26457 | 1.5354 | 0.52476 | 3.0455 | 17.3505 | 1586.1597 | 45.8949 | 1540.2648 | 34.5607 | 170.3121 | 9.3133 | 6.3241 | 0.26896 | 1.5609 | 0.79371 | 4.6064 | 17.6384 | 1685.0376 | 46.6564 | 1638.3812 | 36.1159 | 173.1381 | 9.7323
[25 empty] | Sub-Total | 380175.5561 | 7121.8022 | 40569.5227 | 7121.8022 | 40569.5227 | 580338.3082 | 48797876.0624 | 22499952.9919 | 26297923.0705 | 2.1688 | 6966584.7299 | 7.0046 | 368038.6736 | 7551.8835 | 42040.3006 | 14673.6857 | 82609.8233 | 604921.5288 | 52947200.4614 | 23507012.1831 | 29440188.2784 | 2.2524 | 7057174.6611 | 7.5026 | 353323.6198 | 7822.1333 | 43077.2195 | 22495.8189 | 125687.0428 | 621860.8605 | 56727316.0176 | 24306094.671 | 32421221.3467 | 2.3339 | 7360991.0912 | 7.7065
Custom Retrofit
Measure Name | Program | Technology Type | Decision Type | Measure Life | Gross Annual Energy Savings per Unit at Meter (kWh) Pre-RUL | Gross Peak Demand Savings per Unit at Meter (Watts) Pre-RUL | Gross Annual Energy Savings per Unit at Meter (kWh) Post-RUL | Gross Peak Demand Savings per Unit at Meter (Watts) Post-RUL | Gross Per Unit One-Time Per Unit Incremental Measure Cost ($) | 2020 Incentive as a Percent of Incremental Measure Cost (%) | Per Unit Program Administrative Cost ($) | Per Unit Direct Installation Cost ($) | Per Unit DSM Administrator Cost (Incentive + Administrative) ($) | Per Unit DSM Customer Cost (Incremental Measure Cost - Incentive) ($) | Total Per Unit DSM Cost ($) | Per Unit Present Value Avoided Cost Benefits ($) | Per Unit Present Value Non-Energy Benefits ($) | Total Per Unit Present Value Benefits ($) | Net-To-Gross Ratio | Net Total Resource Benefit-Cost Ratio (TRC) | Net Program Administrator Benefit-Cost Ratio (PAC) | Net First-Year Unit Cost / kWh at Generator ($/kWh) | Net Lifetime Unit Cost / kWh at Generator ($/kWh) | Net Unit Cost / Watt at Generator ($/W) | Measure Name | Participation (Units) | Peak Demand Savings (kW) | First Year Energy Savings (MWh) | Cumulative Peak Demand Savings (kW) | Cumulative Energy Savings (MWh) | Lifetime Energy Savings (MWh) | Total Avoided Cost Benefits ($) | TRC Costs ($) | Total Net Resource Benefits ($) | TRC (Ratio) | PAC Costs ($) | PAC (Ratio) | Participation (Units) | Peak Demand Savings (kW) | First Year Energy Savings (MWh) | Cumulative Peak Demand Savings (kW) | Cumulative Energy Savings (MWh) | Lifetime Energy Savings (MWh) | Total Avoided Cost Benefits ($) | TRC Costs ($) | Total Net Resource Benefits ($) | TRC (Ratio) | PAC Costs ($) | PAC (Ratio) | Participation (Units) | Peak Demand Savings (kW) | First Year Energy Savings (MWh) | Cumulative Peak Demand Savings (kW) | Cumulative Energy Savings (MWh) | Lifetime Energy Savings (MWh) | Total Avoided Cost Benefits ($) | TRC Costs ($) | Total Net Resource Benefits ($) | TRC (Ratio) | PAC Costs ($) | PAC (Ratio)
Custom Energy Efficiency | Custom Incentives | BNI Other | ROB/NEW | 14.86 | 1000000 | 277025.134 | 1000000 | 277025.134 | 612886.6667 | 23.23% | 136072 | 0 | 278415.53 | 470543.1367 | 748958.6667 | 1447148.7296 | 0 | 1447148.7296 | 0.94 | 2.032 | 5.1978 | 0.27812 | 0.028453 | 1.0039 | Custom Energy Efficiency | 30.1569 | 8363.126 | 30189.0512 | 8363.126 | 30189.0512 | 448609.3009 | 43641570.4562 | 21477330.9667 | 22164239.4895 | 2.032 | 8396159.0958 | 5.1978 | 31.1622 | 8641.8968 | 31195.3529 | 17005.0228 | 61384.4041 | 463562.9443 | 46757141.2327 | 22193241.999 | 24563899.2338 | 2.1068 | 8676031.0656 | 5.3892 | 32.1674 | 8920.6677 | 32201.6546 | 25925.6905 | 93586.0587 | 478516.5877 | 50264982.3872 | 22909153.0312 | 27355829.356 | 2.1941 | 8955903.0355 | 5.6125
[25 empty] | Sub-Total | 30.1569 | 8363.126 | 30189.0512 | 8363.126 | 30189.0512 | 448609.3009 | 43641570.4562 | 21477330.9667 | 22164239.4895 | 2.032 | 8396159.0958 | 5.1978 | 31.1622 | 8641.8968 | 31195.3529 | 17005.0228 | 61384.4041 | 463562.9443 | 46757141.2327 | 22193241.999 | 24563899.2338 | 2.1068 | 8676031.0656 | 5.3892 | 32.1674 | 8920.6677 | 32201.6546 | 25925.6905 | 93586.0587 | 478516.5877 | 50264982.3872 | 22909153.0312 | 27355829.356 | 2.1941 | 8955903.0355 | 5.6125
Demand Reduction - Business Energy Rebates
Note: These measures are included in the Business Energy Rebates Program Component, and are separated here for ease of inspection.
Measure Name | Program | Technology Type | Decision Type | Measure Life | Gross Annual Energy Savings per Unit at Meter (kWh) Pre-RUL | Gross Peak Demand Savings per Unit at Meter (Watts) Pre-RUL | Gross Annual Energy Savings per Unit at Meter (kWh) Post-RUL | Gross Peak Demand Savings per Unit at Meter (Watts) Post-RUL | Gross Per Unit One-Time Per Unit Incremental Measure Cost ($) | 2020 Incentive as a Percent of Incremental Measure Cost (%) | Per Unit Program Administrative Cost ($) | Per Unit Direct Installation Cost ($) | Per Unit DSM Administrator Cost (Incentive + Administrative) ($) | Per Unit DSM Customer Cost (Incremental Measure Cost - Incentive) ($) | Total Per Unit DSM Cost ($) | Per Unit Present Value Avoided Cost Benefits ($) | Per Unit Present Value Non-Energy Benefits ($) | Total Per Unit Present Value Benefits ($) | Net-To-Gross Ratio | Net Total Resource Benefit-Cost Ratio (TRC) | Net Program Administrator Benefit-Cost Ratio (PAC) | Net First-Year Unit Cost / kWh at Generator ($/kWh) | Net Lifetime Unit Cost / kWh at Generator ($/kWh) | Net Unit Cost / Watt at Generator ($/W) | Measure Name | Participation (Units) | Peak Demand Savings (kW) | First Year Energy Savings (MWh) | Cumulative Peak Demand Savings (kW) | Cumulative Energy Savings (MWh) | Lifetime Energy Savings (MWh) | Total Avoided Cost Benefits ($) | TRC Costs ($) | Total Net Resource Benefits ($) | TRC (Ratio) | PAC Costs ($) | PAC (Ratio) | Participation (Units) | Peak Demand Savings (kW) | First Year Energy Savings (MWh) | Cumulative Peak Demand Savings (kW) | Cumulative Energy Savings (MWh) | Lifetime Energy Savings (MWh) | Total Avoided Cost Benefits ($) | TRC Costs ($) | Total Net Resource Benefits ($) | TRC (Ratio) | PAC Costs ($) | PAC (Ratio) | Participation (Units) | Peak Demand Savings (kW) | First Year Energy Savings (MWh) | Cumulative Peak Demand Savings (kW) | Cumulative Energy Savings (MWh) | Lifetime Energy Savings (MWh) | Total Avoided Cost Benefits ($) | TRC Costs ($) | Total Net Resource Benefits ($) | TRC (Ratio) | PAC Costs ($) | PAC (Ratio)
Large Commercial/Industrial ETS System | BNI Efficient Product Rebates | BNI HVAC | ROB/NEW | 18 | 0 | 20000 | 0 | 20000 | 12000 | 50% | 3.17 | 0 | 6003.17 | 6000 | 12003.17 | 41819.2384 | 0 | 41819.2384 | 0.86 | 4.051 | 6.9662 | N/A | 0 | 0.32773 | Large Commercial/Industrial ETS System | 13.3146 | 243.8878 | 0 | 243.8878 | 0 | 0 | 556805.3681 | 137448.6168 | 419356.7513 | 4.051 | 79929.6547 | 6.9662 | 17.7528 | 325.1838 | 0 | 569.0716 | 0 | 0 | 743338.2989 | 183264.8225 | 560073.4764 | 4.0561 | 106572.8729 | 6.9749 | 22.191 | 406.4797 | 0 | 975.5514 | 0 | 0 | 934752.456 | 229081.0281 | 705671.4279 | 4.0804 | 133216.0911 | 7.0168
Medium Commercial ETS System | BNI Efficient Product Rebates | BNI HVAC | ROB/NEW | 18 | 0 | 10000 | 0 | 10000 | 6000 | 50% | 3.17 | 0 | 3003.17 | 3000 | 6003.17 | 20909.6192 | 0 | 20909.6192 | 0.86 | 4.0498 | 6.9625 | N/A | 0 | 0.3279 | Medium Commercial ETS System | 26.6291 | 243.8878 | 0 | 243.8878 | 0 | 0 | 556805.3681 | 137490.824 | 419314.5441 | 4.0498 | 79971.8619 | 6.9625 | 35.5055 | 325.1838 | 0 | 569.0716 | 0 | 0 | 743338.2989 | 183321.0987 | 560017.2001 | 4.0548 | 106629.1492 | 6.9712 | 44.3819 | 406.4797 | 0 | 975.5514 | 0 | 0 | 934752.456 | 229151.3734 | 705601.0826 | 4.0792 | 133286.4364 | 7.0131
Small Commercial ETS Sytem | BNI Efficient Product Rebates | BNI HVAC | ROB/NEW | 18 | 0 | 5000 | 0 | 5000 | 3000 | 50% | 3.17 | 0 | 1503.17 | 1500 | 3003.17 | 10454.8096 | 0 | 10454.8096 | 0.86 | 4.0473 | 6.9552 | N/A | 0 | 0.32825 | Small Commercial ETS Sytem | 93.202 | 426.8037 | 0 | 426.8037 | 0 | 0 | 974409.3942 | 240756.6673 | 733652.7269 | 4.0473 | 140098.4835 | 6.9552 | 124.2694 | 569.0716 | 0 | 995.8754 | 0 | 0 | 1300842.023 | 321008.8897 | 979833.1333 | 4.0524 | 186797.978 | 6.9639 | 155.3367 | 711.3395 | 0 | 1707.2149 | 0 | 0 | 1635816.798 | 401261.1121 | 1234555.6858 | 4.0767 | 233497.4724 | 7.0057
[25 empty] | Sub-Total | 133.1457 | 914.5794 | 0 | 914.5794 | 0 | 0 | 2088020.1304 | 515696.1081 | 1572324.0223 | 4.0489 | 300000 | 6.9601 | 177.5277 | 1219.4392 | 0 | 2134.0186 | 0 | 0 | 2787518.6207 | 687594.8109 | 2099923.8099 | 4.054 | 400000 | 6.9688 | 221.9096 | 1524.299 | 0 | 3658.3176 | 0 | 0 | 3505321.7099 | 859493.5136 | 2645828.1964 | 4.0784 | 500000 | 7.0106
Demand Reduction - Green Heat
Note: These measures are included in the Green Heat Program Component, and are separated here for ease of inspection.
Measure Name | Program | Technology Type | Decision Type | Measure Life | Gross Annual Energy Savings per Unit at Meter (kWh) Pre-RUL | Gross Peak Demand Savings per Unit at Meter (Watts) Pre-RUL | Gross Annual Energy Savings per Unit at Meter (kWh) Post-RUL | Gross Peak Demand Savings per Unit at Meter (Watts) Post-RUL | Gross Per Unit One-Time Per Unit Incremental Measure Cost ($) | 2020 Incentive as a Percent of Incremental Measure Cost (%) | Per Unit Program Administrative Cost ($) | Per Unit Direct Installation Cost ($) | Per Unit DSM Administrator Cost (Incentive + Administrative) ($) | Per Unit DSM Customer Cost (Incremental Measure Cost - Incentive) ($) | Total Per Unit DSM Cost ($) | Per Unit Present Value Avoided Cost Benefits ($) | Per Unit Present Value Non-Energy Benefits ($) | Total Per Unit Present Value Benefits ($) | Net-To-Gross Ratio | Net Total Resource Benefit-Cost Ratio (TRC) | Net Program Administrator Benefit-Cost Ratio (PAC) | Net First-Year Unit Cost / kWh at Generator ($/kWh) | Net Lifetime Unit Cost / kWh at Generator ($/kWh) | Net Unit Cost / Watt at Generator ($/W) | Measure Name | Participation (Units) | Peak Demand Savings (kW) | First Year Energy Savings (MWh) | Cumulative Peak Demand Savings (kW) | Cumulative Energy Savings (MWh) | Lifetime Energy Savings (MWh) | Total Avoided Cost Benefits ($) | TRC Costs ($) | Total Net Resource Benefits ($) | TRC (Ratio) | PAC Costs ($) | PAC (Ratio) | Participation (Units) | Peak Demand Savings (kW) | First Year Energy Savings (MWh) | Cumulative Peak Demand Savings (kW) | Cumulative Energy Savings (MWh) | Lifetime Energy Savings (MWh) | Total Avoided Cost Benefits ($) | TRC Costs ($) | Total Net Resource Benefits ($) | TRC (Ratio) | PAC Costs ($) | PAC (Ratio) | Participation (Units) | Peak Demand Savings (kW) | First Year Energy Savings (MWh) | Cumulative Peak Demand Savings (kW) | Cumulative Energy Savings (MWh) | Lifetime Energy Savings (MWh) | Total Avoided Cost Benefits ($) | TRC Costs ($) | Total Net Resource Benefits ($) | TRC (Ratio) | PAC Costs ($) | PAC (Ratio)
Residential ETS System (Central) | Existing Residential | Res Heating, Ventilation and Air-Conditioning | RET | 18 | 0 | 5000 | 0 | 5000 | 5000 | 30% | 183.75 | 0 | 1683.75 | 3500 | 5183.75 | 8252.0182 | 0 | 8252.0182 | 0.64 | 2.4387 | 4.901 | N/A | 0 | 0.47355 | Residential ETS System (Central) | 78.4231 | 278.8379 | 0 | 278.8379 | 0 | 0 | 647149.2422 | 265364.3271 | 381784.9151 | 2.4387 | 132044.9755 | 4.901 | 104.5642 | 371.7838 | 0 | 650.6217 | 0 | 0 | 864385.0847 | 353819.1028 | 510565.9819 | 2.443 | 176059.9673 | 4.9096 | 130.7052 | 464.7298 | 0 | 1115.3514 | 0 | 0 | 1087444.1342 | 442273.8785 | 645170.2557 | 2.4588 | 220074.9591 | 4.9412
Residential ETS System (Room) | Existing Residential | Res Heating, Ventilation and Air-Conditioning | RET | 18 | 0 | 2500 | 0 | 2500 | 2000 | 37.5% | 183.75 | 0 | 933.75 | 1250 | 2183.75 | 4126.0091 | 0 | 4126.0091 | 0.64 | 2.8188 | 4.4188 | N/A | 0 | 0.52523 | Residential ETS System (Room) | 156.8463 | 278.8379 | 0 | 278.8379 | 0 | 0 | 647149.2422 | 229583.7658 | 417565.4764 | 2.8188 | 146455.2289 | 4.4188 | 209.1284 | 371.7838 | 0 | 650.6217 | 0 | 0 | 864385.0847 | 306111.6877 | 558273.3969 | 2.8238 | 195273.6385 | 4.4265 | 261.4105 | 464.7298 | 0 | 1115.3514 | 0 | 0 | 1087444.1342 | 382639.6097 | 704804.5245 | 2.842 | 244092.0482 | 4.4551
Residential DHW Timer | Existing Residential | Res Heating, Ventilation and Air-Conditioning | ROB/NEW | 9 | 0 | 500 | 0 | 500 | 200 | 25% | 183.75 | 0 | 233.75 | 150 | 383.75 | 533.2771 | 0 | 533.2771 | 0.64 | 1.7106 | 2.2814 | N/A | 0 | 0.65742 | Residential DHW Timer | 91.9777 | 32.7032 | 0 | 32.7032 | 0 | 0 | 49049.6194 | 28674.059 | 20375.5604 | 1.7106 | 21499.7956 | 2.2814 | 122.637 | 43.6043 | 0 | 76.3075 | 0 | 0 | 65515.5422 | 38232.0787 | 27283.4635 | 1.7136 | 28666.3942 | 2.2854 | 153.2962 | 54.5053 | 0 | 130.8128 | 0 | 0 | 82996.3481 | 47790.0983 | 35206.2498 | 1.7367 | 35832.9927 | 2.3162
[25 empty] | Sub-Total | 327.2472 | 590.3789 | 0 | 590.3789 | 0 | 0 | 1343348.1038 | 523622.1519 | 819725.952 | 2.5655 | 300000 | 4.4778 | 436.3296 | 787.1719 | 0 | 1377.5508 | 0 | 0 | 1794285.7115 | 698162.8691 | 1096122.8423 | 2.57 | 400000 | 4.4857 | 545.412 | 983.9649 | 0 | 2361.5157 | 0 | 0 | 2257884.6164 | 872703.5864 | 1385181.03 | 2.5872 | 500000 | 4.5158
Demand Reduction - Home Energy Assessment
Note: These measures are included in the Home Energy Assessment Program Component, and are separated here for ease of inspection.
Measure Name | Program | Technology Type | Decision Type | Measure Life | Gross Annual Energy Savings per Unit at Meter (kWh) Pre-RUL | Gross Peak Demand Savings per Unit at Meter (Watts) Pre-RUL | Gross Annual Energy Savings per Unit at Meter (kWh) Post-RUL | Gross Peak Demand Savings per Unit at Meter (Watts) Post-RUL | Gross Per Unit One-Time Per Unit Incremental Measure Cost ($) | 2020 Incentive as a Percent of Incremental Measure Cost (%) | Per Unit Program Administrative Cost ($) | Per Unit Direct Installation Cost ($) | Per Unit DSM Administrator Cost (Incentive + Administrative) ($) | Per Unit DSM Customer Cost (Incremental Measure Cost - Incentive) ($) | Total Per Unit DSM Cost ($) | Per Unit Present Value Avoided Cost Benefits ($) | Per Unit Present Value Non-Energy Benefits ($) | Total Per Unit Present Value Benefits ($) | Net-To-Gross Ratio | Net Total Resource Benefit-Cost Ratio (TRC) | Net Program Administrator Benefit-Cost Ratio (PAC) | Net First-Year Unit Cost / kWh at Generator ($/kWh) | Net Lifetime Unit Cost / kWh at Generator ($/kWh) | Net Unit Cost / Watt at Generator ($/W) | Measure Name | Participation (Units) | Peak Demand Savings (kW) | First Year Energy Savings (MWh) | Cumulative Peak Demand Savings (kW) | Cumulative Energy Savings (MWh) | Lifetime Energy Savings (MWh) | Total Avoided Cost Benefits ($) | TRC Costs ($) | Total Net Resource Benefits ($) | TRC (Ratio) | PAC Costs ($) | PAC (Ratio) | Participation (Units) | Peak Demand Savings (kW) | First Year Energy Savings (MWh) | Cumulative Peak Demand Savings (kW) | Cumulative Energy Savings (MWh) | Lifetime Energy Savings (MWh) | Total Avoided Cost Benefits ($) | TRC Costs ($) | Total Net Resource Benefits ($) | TRC (Ratio) | PAC Costs ($) | PAC (Ratio) | Participation (Units) | Peak Demand Savings (kW) | First Year Energy Savings (MWh) | Cumulative Peak Demand Savings (kW) | Cumulative Energy Savings (MWh) | Lifetime Energy Savings (MWh) | Total Avoided Cost Benefits ($) | TRC Costs ($) | Total Net Resource Benefits ($) | TRC (Ratio) | PAC Costs ($) | PAC (Ratio)
Residential ETS System (Central) | Existing Residential | Res Heating, Ventilation and Air-Conditioning | RET | 18 | 0 | 5000 | 0 | 5000 | 5000 | 40% | 848.68 | 0 | 2848.68 | 3000 | 5848.68 | 9799.2716 | 0 | 9799.2716 | 0.76 | 2.108 | 3.4399 | N/A | 0 | 0.67469 | Residential ETS System (Central) | 45.8292 | 193.5012 | 0 | 193.5012 | 0 | 0 | 449093.1117 | 213045.4443 | 236047.6674 | 2.108 | 130552.8228 | 3.4399 | 61.1056 | 258.0016 | 0 | 451.5028 | 0 | 0 | 599845.232 | 284060.5924 | 315784.6396 | 2.1117 | 174070.4304 | 3.446 | 76.3821 | 322.502 | 0 | 774.0048 | 0 | 0 | 754638.4019 | 355075.7404 | 399562.6615 | 2.1253 | 217588.038 | 3.4682
Residential ETS System (Room) | Existing Residential | Res Heating, Ventilation and Air-Conditioning | RET | 18 | 0 | 2500 | 0 | 2500 | 2000 | 50% | 848.68 | 0 | 1848.68 | 1000 | 2848.68 | 4899.6358 | 0 | 4899.6358 | 0.76 | 2.0685 | 2.6503 | N/A | 0 | 0.87569 | Residential ETS System (Room) | 91.6585 | 193.5012 | 0 | 193.5012 | 0 | 0 | 449093.1117 | 217109.5808 | 231983.5309 | 2.0685 | 169447.1772 | 2.6503 | 122.2113 | 258.0016 | 0 | 451.5028 | 0 | 0 | 599845.232 | 289479.441 | 310365.791 | 2.0722 | 225929.5696 | 2.655 | 152.7641 | 322.502 | 0 | 774.0048 | 0 | 0 | 754638.4019 | 361849.3013 | 392789.1007 | 2.0855 | 282411.962 | 2.6721
[25 empty] | Sub-Total | 137.4877 | 387.0024 | 0 | 387.0024 | 0 | 0 | 898186.2233 | 430155.025 | 468031.1983 | 2.0881 | 300000 | 2.994 | 183.3169 | 516.0032 | 0 | 903.0057 | 0 | 0 | 1199690.464 | 573540.0334 | 626150.4306 | 2.0917 | 400000 | 2.9992 | 229.1462 | 645.004 | 0 | 1548.0097 | 0 | 0 | 1509276.8039 | 716925.0417 | 792351.7622 | 2.1052 | 500000 | 3.0186
Demand Reduction - Small Business Energy Solutions
Note: These measures are included in the Small Business Energy Solutions Program Component, and are separated here for ease of inspection.
Measure Name | Program | Technology Type | Decision Type | Measure Life | Gross Annual Energy Savings per Unit at Meter (kWh) Pre-RUL | Gross Peak Demand Savings per Unit at Meter (Watts) Pre-RUL | Gross Annual Energy Savings per Unit at Meter (kWh) Post-RUL | Gross Peak Demand Savings per Unit at Meter (Watts) Post-RUL | Gross Per Unit One-Time Per Unit Incremental Measure Cost ($) | 2020 Incentive as a Percent of Incremental Measure Cost (%) | Per Unit Program Administrative Cost ($) | Per Unit Direct Installation Cost ($) | Per Unit DSM Administrator Cost (Incentive + Administrative) ($) | Per Unit DSM Customer Cost (Incremental Measure Cost - Incentive) ($) | Total Per Unit DSM Cost ($) | Per Unit Present Value Avoided Cost Benefits ($) | Per Unit Present Value Non-Energy Benefits ($) | Total Per Unit Present Value Benefits ($) | Net-To-Gross Ratio | Net Total Resource Benefit-Cost Ratio (TRC) | Net Program Administrator Benefit-Cost Ratio (PAC) | Net First-Year Unit Cost / kWh at Generator ($/kWh) | Net Lifetime Unit Cost / kWh at Generator ($/kWh) | Net Unit Cost / Watt at Generator ($/W) | Measure Name | Participation (Units) | Peak Demand Savings (kW) | First Year Energy Savings (MWh) | Cumulative Peak Demand Savings (kW) | Cumulative Energy Savings (MWh) | Lifetime Energy Savings (MWh) | Total Avoided Cost Benefits ($) | TRC Costs ($) | Total Net Resource Benefits ($) | TRC (Ratio) | PAC Costs ($) | PAC (Ratio) | Participation (Units) | Peak Demand Savings (kW) | First Year Energy Savings (MWh) | Cumulative Peak Demand Savings (kW) | Cumulative Energy Savings (MWh) | Lifetime Energy Savings (MWh) | Total Avoided Cost Benefits ($) | TRC Costs ($) | Total Net Resource Benefits ($) | TRC (Ratio) | PAC Costs ($) | PAC (Ratio) | Participation (Units) | Peak Demand Savings (kW) | First Year Energy Savings (MWh) | Cumulative Peak Demand Savings (kW) | Cumulative Energy Savings (MWh) | Lifetime Energy Savings (MWh) | Total Avoided Cost Benefits ($) | TRC Costs ($) | Total Net Resource Benefits ($) | TRC (Ratio) | PAC Costs ($) | PAC (Ratio)
Medium Commercial ETS System | Direct Installation | BNI HVAC | ROB/NEW | 18 | 0 | 10000 | 0 | 10000 | 4700 | 85.1% | 13.94 | 0 | 4013.84 | 700.1 | 4713.94 | 21395.8894 | 0 | 21395.8894 | 0.88 | 5.1557 | 5.3305 | N/A | 0 | 0.42829 | Medium Commercial ETS System | 12.3567 | 115.8029 | 0 | 115.8029 | 0 | 0 | 264382.4645 | 51279.5399 | 213102.9246 | 5.1557 | 49597.7938 | 5.3305 | 16.4756 | 154.4038 | 0 | 270.2067 | 0 | 0 | 352952.0775 | 68372.7199 | 284579.3576 | 5.1622 | 66130.3918 | 5.3372 | 20.5945 | 193.0048 | 0 | 463.2115 | 0 | 0 | 443839.3955 | 85465.8999 | 358373.4957 | 5.1932 | 82662.9897 | 5.3693
Small Commercial ETS Sytem | Direct Installation | BNI HVAC | ROB/NEW | 18 | 0 | 5000 | 0 | 5000 | 2161.0003 | 92.55% | 13.94 | 0 | 2013.89 | 161.0503 | 2174.9403 | 10697.9447 | 0 | 10697.9447 | 0.88 | 5.5846 | 5.3121 | N/A | 0 | 0.42978 | Small Commercial ETS Sytem | 124.3376 | 582.6255 | 0 | 582.6255 | 0 | 0 | 1330156.5401 | 238183.5808 | 1091972.9594 | 5.5846 | 250402.2062 | 5.3121 | 165.7834 | 776.834 | 0 | 1359.4595 | 0 | 0 | 1775766.4641 | 317578.1077 | 1458188.3564 | 5.5916 | 333869.6082 | 5.3187 | 207.2293 | 971.0425 | 0 | 2330.502 | 0 | 0 | 2233037.1866 | 396972.6346 | 1836064.552 | 5.6252 | 417337.0103 | 5.3507
[25 empty] | Sub-Total | 136.6943 | 698.4284 | 0 | 698.4284 | 0 | 0 | 1594539.0046 | 289463.1207 | 1305075.8839 | 5.5086 | 300000 | 5.3151 | 182.259 | 931.2378 | 0 | 1629.6662 | 0 | 0 | 2128718.5416 | 385950.8276 | 1742767.714 | 5.5155 | 400000 | 5.3218 | 227.8238 | 1164.0473 | 0 | 2793.7135 | 0 | 0 | 2676876.5822 | 482438.5345 | 2194438.0477 | 5.5486 | 500000 | 5.3538
Efficient Products Installation
Measure Name | Program | Technology Type | Decision Type | Measure Life | Gross Annual Energy Savings per Unit at Meter (kWh) Pre-RUL | Gross Peak Demand Savings per Unit at Meter (Watts) Pre-RUL | Gross Annual Energy Savings per Unit at Meter (kWh) Post-RUL | Gross Peak Demand Savings per Unit at Meter (Watts) Post-RUL | Gross Per Unit One-Time Per Unit Incremental Measure Cost ($) | 2020 Incentive as a Percent of Incremental Measure Cost (%) | Per Unit Program Administrative Cost ($) | Per Unit Direct Installation Cost ($) | Per Unit DSM Administrator Cost (Incentive + Administrative) ($) | Per Unit DSM Customer Cost (Incremental Measure Cost - Incentive) ($) | Total Per Unit DSM Cost ($) | Per Unit Present Value Avoided Cost Benefits ($) | Per Unit Present Value Non-Energy Benefits ($) | Total Per Unit Present Value Benefits ($) | Net-To-Gross Ratio | Net Total Resource Benefit-Cost Ratio (TRC) | Net Program Administrator Benefit-Cost Ratio (PAC) | Net First-Year Unit Cost / kWh at Generator ($/kWh) | Net Lifetime Unit Cost / kWh at Generator ($/kWh) | Net Unit Cost / Watt at Generator ($/W) | Measure Name | Participation (Units) | Peak Demand Savings (kW) | First Year Energy Savings (MWh) | Cumulative Peak Demand Savings (kW) | Cumulative Energy Savings (MWh) | Lifetime Energy Savings (MWh) | Total Avoided Cost Benefits ($) | TRC Costs ($) | Total Net Resource Benefits ($) | TRC (Ratio) | PAC Costs ($) | PAC (Ratio) | Participation (Units) | Peak Demand Savings (kW) | First Year Energy Savings (MWh) | Cumulative Peak Demand Savings (kW) | Cumulative Energy Savings (MWh) | Lifetime Energy Savings (MWh) | Total Avoided Cost Benefits ($) | TRC Costs ($) | Total Net Resource Benefits ($) | TRC (Ratio) | PAC Costs ($) | PAC (Ratio) | Participation (Units) | Peak Demand Savings (kW) | First Year Energy Savings (MWh) | Cumulative Peak Demand Savings (kW) | Cumulative Energy Savings (MWh) | Lifetime Energy Savings (MWh) | Total Avoided Cost Benefits ($) | TRC Costs ($) | Total Net Resource Benefits ($) | TRC (Ratio) | PAC Costs ($) | PAC (Ratio)
11W Replacing 60W - MURB | Existing Residential | Res Lighting | RET | 25 | 40.1286 | 4.8154 | 9.725 | 1.167 | 0 | N/A | 8.4991 | 7.1502 | 8.4991 | 0 | 8.4991 | 18.1747 | 0 | 18.1747 | 0.87 | 2.1384 | 2.1384 | 0.2191 | 0.05737 | 1.8258 | 11W Replacing 60W - MURB | 6.59 | 0.030676 | 0.25563 | 0.030676 | 0.25563 | 1.7425 | 119.771 | 56.0088 | 63.7622 | 2.1384 | 56.0088 | 2.1384 | 5.9111 | 0.027516 | 0.2293 | 0.036806 | 0.30672 | 1.4553 | 103.8373 | 50.2387 | 53.5986 | 2.0669 | 50.2387 | 2.0669 | 6.0189 | 0.028018 | 0.23348 | 0.041962 | 0.34968 | 1.3723 | 105.9124 | 51.1553 | 54.7571 | 2.0704 | 51.1553 | 2.0704
11W Replacing 60W | Existing Residential | Res Lighting | RET | 25 | 40.1286 | 4.8154 | 9.725 | 1.167 | 0 | N/A | 8.4991 | 7.1502 | 8.4991 | 0 | 8.4991 | 18.1747 | 0 | 18.1747 | 0.87 | 2.1384 | 2.1384 | 0.2191 | 0.05737 | 1.8258 | 11W Replacing 60W | 6.59 | 0.030676 | 0.25563 | 0.030676 | 0.25563 | 1.7425 | 119.771 | 56.0088 | 63.7622 | 2.1384 | 56.0088 | 2.1384 | 5.9111 | 0.027516 | 0.2293 | 0.036806 | 0.30672 | 1.4553 | 103.8373 | 50.2387 | 53.5986 | 2.0669 | 50.2387 | 2.0669 | 6.0189 | 0.028018 | 0.23348 | 0.041962 | 0.34968 | 1.3723 | 105.9124 | 51.1553 | 54.7571 | 2.0704 | 51.1553 | 2.0704
18W Replacing 100W - MURB | Existing Residential | Res Lighting | RET | 25 | 67.1539 | 8.0585 | 17.7098 | 2.1252 | 0 | N/A | 11.8657 | 9.6084 | 11.8657 | 0 | 11.8657 | 32.6106 | 0 | 32.6106 | 0.87 | 2.7483 | 2.7483 | 0.18279 | 0.044937 | 1.5232 | 18W Replacing 100W - MURB | 28.1346 | 0.21916 | 1.8264 | 0.21916 | 1.8264 | 13.386 | 917.4864 | 333.8365 | 583.65 | 2.7483 | 333.8365 | 2.7483 | 25.2362 | 0.19659 | 1.6382 | 0.26731 | 2.2276 | 11.2677 | 801.6575 | 299.4445 | 502.2129 | 2.6771 | 299.4445 | 2.6771 | 25.6966 | 0.20017 | 1.6681 | 0.30888 | 2.574 | 10.7206 | 821.5162 | 304.9076 | 516.6086 | 2.6943 | 304.9076 | 2.6943
18W Replacing 100W | Existing Residential | Res Lighting | RET | 25 | 67.1539 | 8.0585 | 17.7098 | 2.1252 | 0 | N/A | 11.8657 | 9.6084 | 11.8657 | 0 | 11.8657 | 32.6106 | 0 | 32.6106 | 0.87 | 2.7483 | 2.7483 | 0.18279 | 0.044937 | 1.5232 | 18W Replacing 100W | 863.5159 | 6.7267 | 56.0555 | 6.7267 | 56.0555 | 410.8461 | 28159.7753 | 10246.2111 | 17913.5642 | 2.7483 | 10246.2111 | 2.7483 | 774.5563 | 6.0337 | 50.2807 | 8.2044 | 68.3702 | 345.833 | 24604.7179 | 9190.6442 | 15414.0737 | 2.6771 | 9190.6442 | 2.6771 | 788.6873 | 6.1438 | 51.198 | 9.4802 | 79.0017 | 329.0409 | 25214.2272 | 9358.3179 | 15855.9093 | 2.6943 | 9358.3179 | 2.6943
18W Replacing 75W - MURB | Existing Residential | Res Lighting | RET | 25 | 46.6802 | 5.6016 | 8.599 | 1.0319 | 0 | N/A | 10.4431 | 8.874 | 10.4431 | 0 | 10.4431 | 16.9901 | 0 | 16.9901 | 0.87 | 1.6269 | 1.6269 | 0.23143 | 0.073639 | 1.9286 | 18W Replacing 75W - MURB | 9.7389 | 0.052735 | 0.43946 | 0.052735 | 0.43946 | 2.3823 | 165.4646 | 101.7042 | 63.7603 | 1.6269 | 101.7042 | 1.6269 | 2.9119 | 0.015767 | 0.1314 | 0.055317 | 0.46097 | 0.64776 | 46.7075 | 30.4089 | 16.2986 | 1.536 | 30.4089 | 1.536 | 2.965 | 0.016055 | 0.13379 | 0.057295 | 0.47745 | 0.59385 | 47.0714 | 30.9637 | 16.1078 | 1.5202 | 30.9637 | 1.5202
18W Replacing 75W | Existing Residential | Res Lighting | RET | 25 | 46.6802 | 5.6016 | 8.599 | 1.0319 | 0 | N/A | 10.4431 | 8.874 | 10.4431 | 0 | 10.4431 | 16.9901 | 0 | 16.9901 | 0.87 | 1.6269 | 1.6269 | 0.23143 | 0.073639 | 1.9286 | 18W Replacing 75W | 310.0217 | 1.6787 | 13.9895 | 1.6787 | 13.9895 | 75.8377 | 5267.2884 | 3237.5847 | 2029.7037 | 1.6269 | 3237.5847 | 1.6269 | 92.6944 | 0.50193 | 4.1828 | 1.7609 | 14.6744 | 20.6203 | 1486.8557 | 968.016 | 518.8397 | 1.536 | 968.016 | 1.536 | 94.3855 | 0.51109 | 4.2591 | 1.8239 | 15.199 | 18.9043 | 1498.441 | 985.6764 | 512.7645 | 1.5202 | 985.6764 | 1.5202
5W Chandelier E12 - MURB | Existing Residential | Res Lighting | RET | 15 | 28.3873 | 3.3213 | 1.6221 | 0.18979 | 0 | N/A | 6.2888 | 5.3346 | 6.2888 | 0 | 6.2888 | 10.8021 | 0 | 10.8021 | 0.87 | 1.7177 | 1.7177 | 0.22917 | 0.057492 | 1.9588 | 5W Chandelier E12 - MURB | 2439.5947 | 7.8326 | 66.9451 | 7.8326 | 66.9451 | 309.8603 | 26352.8035 | 15342.1273 | 11010.6761 | 1.7177 | 15342.1273 | 1.7177 | 729.4224 | 2.3419 | 20.0161 | 10.1745 | 86.9613 | 73.7738 | 6690.7823 | 4587.1927 | 2103.5896 | 1.4586 | 4587.1927 | 1.4586 | 742.7299 | 2.3846 | 20.3813 | 10.3107 | 88.1259 | 55.903 | 5511.8099 | 4670.8812 | 840.9287 | 1.18 | 4670.8812 | 1.18
5W Chandelier E12 | Existing Residential | Res Lighting | RET | 15 | 28.3873 | 3.3213 | 1.6221 | 0.18979 | 0 | N/A | 6.2888 | 5.3346 | 6.2888 | 0 | 6.2888 | 10.8021 | 0 | 10.8021 | 0.87 | 1.7177 | 1.7177 | 0.22917 | 0.057492 | 1.9588 | 5W Chandelier E12 | 36504.5544 | 117.2018 | 1001.7245 | 117.2018 | 1001.7245 | 4636.5535 | 394326.7119 | 229569.9067 | 164756.8052 | 1.7177 | 229569.9067 | 1.7177 | 13733.3294 | 44.0923 | 376.8574 | 161.2941 | 1378.582 | 1388.9888 | 125971.8941 | 86366.1864 | 39605.7077 | 1.4586 | 86366.1864 | 1.4586 | 13983.8796 | 44.8967 | 383.7328 | 163.8596 | 1400.5095 | 1052.5243 | 103774.5818 | 87941.8472 | 15832.7346 | 1.18 | 87941.8472 | 1.18
7W G25 - MURB | Existing Residential | Res Lighting | RET | 15 | 26.7652 | 3.1315 | 0 | 0 | 0 | N/A | 5.7651 | 4.8654 | 5.7651 | 0 | 5.7651 | 9.0305 | 0 | 9.0305 | 0.87 | 1.5664 | 1.5664 | 0.22282 | 0.06135 | 1.9045 | 7W G25 - MURB | 183.957 | 0.55686 | 4.7595 | 0.55686 | 4.7595 | 19.0381 | 1661.2275 | 1060.5262 | 600.7013 | 1.5664 | 1060.5262 | 1.5664 | 165.0057 | 0.4995 | 4.2692 | 1.0564 | 9.0287 | 12.8076 | 1207.3213 | 951.2705 | 256.0507 | 1.2692 | 951.2705 | 1.2692 | 168.0161 | 0.50861 | 4.3471 | 1.0564 | 9.0287 | 8.6942 | 919.3704 | 968.6255 | -49.2551 | 0.94915 | 968.6255 | 0.94915
7W G25 | Existing Residential | Res Lighting | RET | 15 | 26.7652 | 3.1315 | 0 | 0 | 0 | N/A | 5.7651 | 4.8654 | 5.7651 | 0 | 5.7651 | 9.0305 | 0 | 9.0305 | 0.87 | 1.5664 | 1.5664 | 0.22282 | 0.06135 | 1.9045 | 7W G25 | 2186.3833 | 6.6185 | 56.5683 | 6.6185 | 56.5683 | 226.2734 | 19744.1772 | 12604.6655 | 7139.5116 | 1.5664 | 12604.6655 | 1.5664 | 1961.1416 | 5.9367 | 50.7407 | 12.5552 | 107.309 | 152.222 | 14349.3683 | 11306.1301 | 3043.2382 | 1.2692 | 11306.1301 | 1.2692 | 1996.9205 | 6.045 | 51.6664 | 12.5552 | 107.309 | 103.3327 | 10926.9877 | 11512.3986 | -585.411 | 0.94915 | 11512.3986 | 0.94915
7W GU10 Replacing 35W - MURB | Existing Residential | Res Lighting | RET | 25 | 22.7099 | 2.6571 | 0 | 0 | 0 | N/A | 6.9446 | 6.1812 | 6.9446 | 0 | 6.9446 | 7.6623 | 0 | 7.6623 | 0.87 | 1.1033 | 1.1033 | 0.31634 | 0.087098 | 2.7038 | 7W GU10 Replacing 35W - MURB | 146.0835 | 0.37521 | 3.207 | 0.37521 | 3.207 | 12.8278 | 1119.3297 | 1014.4859 | 104.8438 | 1.1033 | 1014.4859 | 1.1033 | 131.034 | 0.33656 | 2.8766 | 0.71177 | 6.0835 | 8.6297 | 813.4892 | 909.9734 | -96.4842 | 0.89397 | 909.9734 | 0.89397 | 133.4245 | 0.3427 | 2.9291 | 0.71177 | 6.0835 | 5.8581 | 619.4688 | 926.5749 | -307.1061 | 0.66856 | 926.5749 | 0.66856
7W GU10 Replacing 35W | Existing Residential | Res Lighting | RET | 25 | 22.7099 | 2.6571 | 0 | 0 | 0 | N/A | 6.9446 | 6.1812 | 6.9446 | 0 | 6.9446 | 7.6623 | 0 | 7.6623 | 0.87 | 1.1033 | 1.1033 | 0.31634 | 0.087098 | 2.7038 | 7W GU10 Replacing 35W | 2931.4092 | 7.5293 | 64.3528 | 7.5293 | 64.3528 | 257.4113 | 22461.2169 | 20357.3511 | 2103.8658 | 1.1033 | 20357.3511 | 1.1033 | 2629.4148 | 6.7536 | 57.7232 | 14.2829 | 122.076 | 173.1696 | 16324.0165 | 18260.1323 | -1936.1158 | 0.89397 | 18260.1323 | 0.89397 | 2677.3857 | 6.8768 | 58.7763 | 14.2829 | 122.076 | 117.5526 | 12430.6745 | 18593.2693 | -6162.5948 | 0.66856 | 18593.2693 | 0.66856
7W GU10 Replacing 50W - MURB | Existing Residential | Res Lighting | RET | 25 | 34.8759 | 4.0805 | 2.4332 | 0.28468 | 0 | N/A | 7.3535 | 6.1812 | 7.3535 | 0 | 7.3535 | 14.8497 | 0 | 14.8497 | 0.87 | 2.0194 | 2.0194 | 0.21812 | 0.051202 | 1.8643 | 7W GU10 Replacing 50W - MURB | 573.5131 | 2.2622 | 19.335 | 2.2622 | 19.335 | 105.6682 | 8516.4838 | 4217.3311 | 4299.1527 | 2.0194 | 4217.3311 | 2.0194 | 514.4296 | 2.0291 | 17.3431 | 4.2913 | 36.6782 | 78.6491 | 6651.5942 | 3782.8607 | 2868.7335 | 1.7584 | 3782.8607 | 1.7584 | 523.8148 | 2.0662 | 17.6595 | 4.4355 | 37.9102 | 63.6565 | 5690.023 | 3851.8751 | 1838.1479 | 1.4772 | 3851.8751 | 1.4772
7W GU10 Replacing 50W | Existing Residential | Res Lighting | RET | 25 | 34.8759 | 4.0805 | 2.4332 | 0.28468 | 0 | N/A | 7.3535 | 6.1812 | 7.3535 | 0 | 7.3535 | 14.8497 | 0 | 14.8497 | 0.87 | 2.0194 | 2.0194 | 0.21812 | 0.051202 | 1.8643 | 7W GU10 Replacing 50W | 6173.3811 | 24.3507 | 208.1252 | 24.3507 | 208.1252 | 1137.4286 | 91672.7177 | 45395.9889 | 46276.7288 | 2.0194 | 45395.9889 | 2.0194 | 5537.398 | 21.842 | 186.6841 | 46.1927 | 394.8094 | 846.5908 | 71598.7643 | 40719.2841 | 30879.4802 | 1.7584 | 40719.2841 | 1.7584 | 5638.422 | 22.2405 | 190.09 | 47.7444 | 408.0715 | 685.2081 | 61248.2666 | 41462.1649 | 19786.1017 | 1.4772 | 41462.1649 | 1.4772
9.5W Replacing 100W - MURB | Existing Residential | Res Lighting | RET | 25 | 74.115 | 8.8938 | 24.6709 | 2.9605 | 0 | N/A | 9.6415 | 7.1502 | 9.6415 | 0 | 9.6415 | 43.8323 | 0 | 43.8323 | 0.87 | 4.5462 | 4.5462 | 0.13457 | 0.027622 | 1.1214 | 9.5W Replacing 100W - MURB | 2.1642 | 0.018606 | 0.15505 | 0.018606 | 0.15505 | 1.3938 | 94.8618 | 20.8661 | 73.9957 | 4.5462 | 20.8661 | 4.5462 | 1.9412 | 0.01669 | 0.13908 | 0.023878 | 0.19898 | 1.1933 | 84.3248 | 18.7165 | 65.6083 | 4.5054 | 18.7165 | 4.5054 | 1.9767 | 0.016994 | 0.14162 | 0.028671 | 0.23893 | 1.1572 | 87.2215 | 19.0579 | 68.1636 | 4.5767 | 19.0579 | 4.5767
9.5W Replacing 100W | Existing Residential | Res Lighting | RET | 25 | 74.115 | 8.8938 | 24.6709 | 2.9605 | 0 | N/A | 9.6415 | 7.1502 | 9.6415 | 0 | 9.6415 | 43.8323 | 0 | 43.8323 | 0.87 | 4.5462 | 4.5462 | 0.13457 | 0.027622 | 1.1214 | 9.5W Replacing 100W | 459.3515 | 3.9492 | 32.91 | 3.9492 | 32.91 | 295.8265 | 20134.4205 | 4428.8267 | 15705.5938 | 4.5462 | 4428.8267 | 4.5462 | 412.029 | 3.5424 | 29.5196 | 5.068 | 42.2334 | 253.2816 | 17897.9394 | 3972.568 | 13925.3715 | 4.5054 | 3972.568 | 4.5054 | 419.546 | 3.607 | 30.0582 | 6.0854 | 50.712 | 245.6135 | 18512.7677 | 4045.0433 | 14467.7244 | 4.5767 | 4045.0433 | 4.5767
9.5W Replacing 40W - MURB | Existing Residential | Res Lighting | RET | 25 | 24.978 | 2.9974 | 3.7876 | 0.45452 | 0 | N/A | 7.9898 | 7.1502 | 7.9898 | 0 | 7.9898 | 7.8465 | 0 | 7.8465 | 0.87 | 0.98206 | 0.98206 | 0.3309 | 0.11972 | 2.7575 | 9.5W Replacing 40W - MURB | 110.3742 | 0.3198 | 2.665 | 0.3198 | 2.665 | 12.364 | 866.0502 | 881.868 | -15.8178 | 0.98206 | 881.868 | 0.98206 | 99.0034 | 0.28686 | 2.3905 | 0.35664 | 2.972 | 9.7578 | 710.4759 | 791.0178 | -80.5418 | 0.89818 | 791.0178 | 0.89818 | 100.8096 | 0.29209 | 2.4341 | 0.3807 | 3.1725 | 8.5792 | 698.9747 | 805.4491 | -106.4743 | 0.86781 | 805.4491 | 0.86781
9.5W Replacing 40W | Existing Residential | Res Lighting | RET | 25 | 24.978 | 2.9974 | 3.7876 | 0.45452 | 0 | N/A | 7.9898 | 7.1502 | 7.9898 | 0 | 7.9898 | 7.8465 | 0 | 7.8465 | 0.87 | 0.98206 | 0.98206 | 0.3309 | 0.11972 | 2.7575 | 9.5W Replacing 40W | 2455.8262 | 7.1156 | 59.2969 | 7.1156 | 59.2969 | 275.0987 | 19269.6168 | 19621.5637 | -351.9469 | 0.98206 | 19621.5637 | 0.98206 | 2202.8264 | 6.3826 | 53.1881 | 7.9352 | 66.127 | 217.1121 | 15808.0898 | 17600.1459 | -1792.0561 | 0.89818 | 17600.1459 | 0.89818 | 2243.0147 | 6.499 | 54.1585 | 8.4707 | 70.5888 | 190.8864 | 15552.1882 | 17921.2421 | -2369.054 | 0.86781 | 17921.2421 | 0.86781
9.5W Replacing 60W - MURB | Existing Residential | Res Lighting | RET | 25 | 41.357 | 4.9628 | 10.9535 | 1.3144 | 0 | N/A | 8.5404 | 7.1502 | 8.5404 | 0 | 8.5404 | 20.155 | 0 | 20.155 | 0.87 | 2.36 | 2.36 | 0.21362 | 0.052348 | 1.7802 | 9.5W Replacing 60W - MURB | 236.9799 | 1.1369 | 9.4741 | 1.1369 | 9.4741 | 69.6955 | 4776.3264 | 2023.8938 | 2752.4326 | 2.36 | 2023.8938 | 2.36 | 212.5662 | 1.0198 | 8.4981 | 1.3876 | 11.5635 | 58.6451 | 4171.9009 | 1815.3918 | 2356.509 | 2.2981 | 1815.3918 | 2.2981 | 216.4442 | 1.0384 | 8.6531 | 1.6039 | 13.3656 | 55.774 | 4272.9759 | 1848.5118 | 2424.4642 | 2.3116 | 1848.5118 | 2.3116
9.5W Replacing 60W | Existing Residential | Res Lighting | RET | 25 | 41.357 | 4.9628 | 10.9535 | 1.3144 | 0 | N/A | 8.5404 | 7.1502 | 8.5404 | 0 | 8.5404 | 20.155 | 0 | 20.155 | 0.87 | 2.36 | 2.36 | 0.21362 | 0.052348 | 1.7802 | 9.5W Replacing 60W | 13373.6751 | 64.159 | 534.6586 | 64.159 | 534.6586 | 3933.1815 | 269546.2026 | 114215.9984 | 155330.2042 | 2.36 | 114215.9984 | 2.36 | 11995.9162 | 57.5494 | 479.5779 | 78.309 | 652.5746 | 3309.5626 | 235436.1767 | 102449.441 | 132986.7357 | 2.2981 | 102449.441 | 2.2981 | 12214.7691 | 58.5993 | 488.3273 | 90.5129 | 754.2741 | 3147.5356 | 241140.2251 | 104318.524 | 136821.7011 | 2.3116 | 104318.524 | 2.3116
9W Replacing 100W - MURB | Existing Residential | Res Lighting | RET | 25 | 74.5245 | 8.9429 | 25.0804 | 3.0096 | 0 | N/A | 9.6552 | 7.1502 | 9.6552 | 0 | 9.6552 | 44.4924 | 0 | 44.4924 | 0.87 | 4.6081 | 4.6081 | 0.13403 | 0.02727 | 1.1169 | 9W Replacing 100W - MURB | 569.1847 | 4.9205 | 41.0043 | 4.9205 | 41.0043 | 372.1925 | 25324.3754 | 5495.6147 | 19828.7607 | 4.6081 | 5495.6147 | 4.6081 | 510.5471 | 4.4136 | 36.78 | 6.3311 | 52.759 | 318.8947 | 22527.9688 | 4929.4553 | 17598.5135 | 4.5701 | 4929.4553 | 4.5701 | 519.8615 | 4.4941 | 37.451 | 7.6165 | 63.4707 | 309.4852 | 23310.9867 | 5019.3881 | 18291.5986 | 4.6442 | 5019.3881 | 4.6442
9W Replacing 100W | Existing Residential | Res Lighting | RET | 25 | 74.5245 | 8.9429 | 25.0804 | 3.0096 | 0 | N/A | 9.6552 | 7.1502 | 9.6552 | 0 | 9.6552 | 44.4924 | 0 | 44.4924 | 0.87 | 4.6081 | 4.6081 | 0.13403 | 0.02727 | 1.1169 | 9W Replacing 100W | 1511.6938 | 13.0684 | 108.9029 | 13.0684 | 108.9029 | 988.5037 | 67258.845 | 14595.7676 | 52663.0773 | 4.6081 | 14595.7676 | 4.6081 | 1355.9588 | 11.722 | 97.6837 | 16.8147 | 140.1224 | 846.9502 | 59831.8867 | 13092.1084 | 46739.7783 | 4.5701 | 13092.1084 | 4.5701 | 1380.6969 | 11.9359 | 99.4659 | 20.2286 | 168.5714 | 821.9598 | 61911.4988 | 13330.9603 | 48580.5386 | 4.6442 | 13330.9603 | 4.6442
9W Replacing 40W - MURB | Existing Residential | Res Lighting | RET | 25 | 25.3875 | 3.0465 | 4.1971 | 0.50365 | 0 | N/A | 8.0036 | 7.1502 | 8.0036 | 0 | 8.0036 | 8.5066 | 0 | 8.5066 | 0.87 | 1.0628 | 1.0628 | 0.32613 | 0.11157 | 2.7177 | 9W Replacing 40W - MURB | 644.3906 | 1.8977 | 15.8141 | 1.8977 | 15.8141 | 78.5605 | 5481.5659 | 5157.4224 | 324.1435 | 1.0628 | 5157.4224 | 1.0628 | 578.0053 | 1.7022 | 14.185 | 2.1402 | 17.8351 | 62.6883 | 4544.7887 | 4626.1036 | -81.3149 | 0.98242 | 4626.1036 | 0.98242 | 588.5505 | 1.7332 | 14.4437 | 2.3087 | 19.2388 | 55.9113 | 4501.6219 | 4710.5021 | -208.8802 | 0.95566 | 4710.5021 | 0.95566
9W Replacing 40W | Existing Residential | Res Lighting | RET | 25 | 25.3875 | 3.0465 | 4.1971 | 0.50365 | 0 | N/A | 8.0036 | 7.1502 | 8.0036 | 0 | 8.0036 | 8.5066 | 0 | 8.5066 | 0.87 | 1.0628 | 1.0628 | 0.32613 | 0.11157 | 2.7177 | 9W Replacing 40W | 9336.3597 | 27.4951 | 229.1256 | 27.4951 | 229.1256 | 1138.237 | 79420.5717 | 74724.1658 | 4696.4059 | 1.0628 | 74724.1658 | 1.0628 | 8374.5258 | 24.6625 | 205.5211 | 31.0088 | 258.4069 | 908.2705 | 65847.9213 | 67026.0658 | -1178.1445 | 0.98242 | 67026.0658 | 0.98242 | 8527.3103 | 25.1125 | 209.2706 | 33.4493 | 278.7445 | 810.0796 | 65222.491 | 68248.8863 | -3026.3953 | 0.95566 | 68248.8863 | 0.95566
9W Replacing 60W - MURB | Existing Residential | Res Lighting | RET | 25 | 41.7665 | 5.012 | 11.3629 | 1.3636 | 0 | N/A | 8.5541 | 7.1502 | 8.5541 | 0 | 8.5541 | 20.8151 | 0 | 20.8151 | 0.87 | 2.4333 | 2.4333 | 0.21187 | 0.050874 | 1.7656 | 9W Replacing 60W - MURB | 12655.1607 | 61.3131 | 510.9427 | 61.3131 | 510.9427 | 3847.0983 | 263418.2038 | 108253.8114 | 155164.3924 | 2.4333 | 108253.8114 | 2.4333 | 11351.4232 | 54.9966 | 458.3053 | 75.242 | 627.0168 | 3244.0827 | 230581.1014 | 97101.4799 | 133479.6215 | 2.3746 | 97101.4799 | 2.3746 | 11558.5181 | 56 | 466.6666 | 87.3393 | 727.8275 | 3092.8101 | 236449.6328 | 98872.9949 | 137576.6379 | 2.3914 | 98872.9949 | 2.3914
9W Replacing 60W | Existing Residential | Res Lighting | RET | 25 | 41.7665 | 5.012 | 11.3629 | 1.3636 | 0 | N/A | 8.5541 | 7.1502 | 8.5541 | 0 | 8.5541 | 20.8151 | 0 | 20.8151 | 0.87 | 2.4333 | 2.4333 | 0.21187 | 0.050874 | 1.7656 | 9W Replacing 60W | 111982.7521 | 542.5465 | 4521.2207 | 542.5465 | 4521.2207 | 34042.1324 | 2330930.137 | 957914.3269 | 1373015.8101 | 2.4333 | 957914.3269 | 2.4333 | 100446.2643 | 486.6532 | 4055.4436 | 665.8002 | 5548.3347 | 28706.1789 | 2040361.7913 | 859229.7818 | 1181132.0095 | 2.3746 | 859229.7818 | 2.3746 | 102278.8014 | 495.5317 | 4129.4309 | 772.8464 | 6440.3865 | 27367.6008 | 2092291.1435 | 874905.531 | 1217385.6124 | 2.3914 | 874905.531 | 2.3914
Faucet Aerators - MURB | Existing Residential | Res Domestic Hot Water (DHW) | ROB/NEW | 10 | 95 | 15.39 | 95 | 15.39 | 0 | N/A | 19.3501 | 16.1568 | 19.3501 | 0 | 19.3501 | 96.9314 | 0 | 96.9314 | 1.04 | 5.0094 | 5.0094 | 0.17627 | 0.023316 | 1.0881 | Faucet Aerators - MURB | 732.6475 | 13.0294 | 80.4284 | 13.0294 | 80.4284 | 804.2842 | 71016.5607 | 14176.8007 | 56839.76 | 5.0094 | 14176.8007 | 5.0094 | 1264.5969 | 23.1998 | 143.2086 | 36.6406 | 226.1768 | 1432.0857 | 131993.5428 | 24470.0725 | 107523.4703 | 5.3941 | 24470.0725 | 5.3941 | 648.6749 | 11.9003 | 73.4588 | 48.541 | 299.6357 | 734.5883 | 70934.0974 | 12551.9228 | 58382.1746 | 5.6513 | 12551.9228 | 5.6513
Faucet Aerators | Existing Residential | Res Domestic Hot Water (DHW) | ROB/NEW | 10 | 98 | 15.876 | 98 | 15.876 | 0 | N/A | 19.4509 | 16.1568 | 19.4509 | 0 | 19.4509 | 99.9924 | 0 | 99.9924 | 1.04 | 5.1407 | 5.1407 | 0.17176 | 0.02272 | 1.0603 | Faucet Aerators | 4437.7334 | 81.4129 | 502.5487 | 81.4129 | 502.5487 | 5025.4865 | 443739.6482 | 86318.0773 | 357421.5708 | 5.1407 | 86318.0773 | 5.1407 | 7901.703 | 144.9615 | 894.824 | 226.3744 | 1397.3726 | 8948.2396 | 824748.0874 | 153695.5344 | 671052.553 | 5.3661 | 153695.5344 | 5.3661 | 4053.1782 | 74.358 | 458.9999 | 300.7324 | 1856.3725 | 4589.9992 | 443224.4165 | 78838.1186 | 364386.298 | 5.622 | 78838.1186 | 5.622
Holiday Lights Exchange - MURB | Existing Residential | Res Lighting | RET | 25 | 39.9376 | 53.2368 | 39.9376 | 53.2368 | 0 | N/A | 28.8824 | 27.54 | 28.8824 | 0 | 28.8824 | 226.647 | 0 | 226.647 | 1.04 | 7.8472 | 7.8472 | 0.62584 | 0.049543 | 0.4695 | Holiday Lights Exchange - MURB | 282.4281 | 17.3744 | 13.0341 | 17.3744 | 13.0341 | 325.8523 | 64011.4921 | 8157.2159 | 55854.2763 | 7.8472 | 8157.2159 | 7.8472 | 253.3323 | 15.5845 | 11.6913 | 32.959 | 24.7254 | 292.2829 | 58168.6721 | 7316.8577 | 50851.8144 | 7.95 | 7316.8577 | 7.95 | 257.9541 | 15.8688 | 11.9046 | 48.8278 | 36.63 | 297.6153 | 60313.7587 | 7450.3461 | 52863.4126 | 8.0954 | 7450.3461 | 8.0954
Holiday Lights Exchange | Existing Residential | Res Lighting | RET | 25 | 39.9376 | 53.2368 | 39.9376 | 53.2368 | 0 | N/A | 28.8824 | 27.54 | 28.8824 | 0 | 28.8824 | 226.647 | 0 | 226.647 | 1.04 | 7.8472 | 7.8472 | 0.62584 | 0.049543 | 0.4695 | Holiday Lights Exchange | 282.4281 | 17.3744 | 13.0341 | 17.3744 | 13.0341 | 325.8523 | 64011.4921 | 8157.2159 | 55854.2763 | 7.8472 | 8157.2159 | 7.8472 | 253.3323 | 15.5845 | 11.6913 | 32.959 | 24.7254 | 292.2829 | 58168.6721 | 7316.8577 | 50851.8144 | 7.95 | 7316.8577 | 7.95 | 257.9541 | 15.8688 | 11.9046 | 48.8278 | 36.63 | 297.6153 | 60313.7587 | 7450.3461 | 52863.4126 | 8.0954 | 7450.3461 | 8.0954
Hot Water Tank Wrap - MURB | Existing Residential | Res Domestic Hot Water (DHW) | ROB/NEW | 7 | 102.778 | 16.65 | 102.778 | 16.65 | 0 | N/A | 33.3101 | 29.8554 | 33.3101 | 0 | 33.3101 | 77.0677 | 0 | 77.0677 | 1.04 | 2.3136 | 2.3136 | 0.28047 | 0.048439 | 1.7313 | Hot Water Tank Wrap - MURB | 457.4974 | 8.8023 | 54.335 | 8.8023 | 54.335 | 380.3449 | 35258.2851 | 15239.3028 | 20018.9822 | 2.3136 | 15239.3028 | 2.3136 | 304.5483 | 5.8595 | 36.1699 | 14.6618 | 90.5049 | 253.1892 | 24554.7058 | 10144.5465 | 14410.1594 | 2.4205 | 10144.5465 | 2.4205 | 156.218 | 3.0056 | 18.5533 | 17.6674 | 109.0582 | 129.8734 | 13259.9732 | 5203.6447 | 8056.3285 | 2.5482 | 5203.6447 | 2.5482
Hot Water Tank Wrap | Existing Residential | Res Domestic Hot Water (DHW) | ROB/NEW | 7 | 138.489 | 22.4352 | 138.489 | 22.4352 | 0 | N/A | 34.5105 | 29.8554 | 34.5105 | 0 | 34.5105 | 103.8455 | 0 | 103.8455 | 1.04 | 3.0091 | 3.0091 | 0.21565 | 0.037244 | 1.3312 | Hot Water Tank Wrap | 4247.5018 | 110.1171 | 679.7351 | 110.1171 | 679.7351 | 4758.1455 | 441083.9768 | 146583.4998 | 294500.477 | 3.0091 | 146583.4998 | 3.0091 | 3809.9232 | 98.7728 | 609.7086 | 208.8899 | 1289.4437 | 4267.9603 | 413913.8413 | 131482.4354 | 282431.4059 | 3.1481 | 131482.4354 | 3.1481 | 1954.3 | 50.6655 | 312.75 | 259.5554 | 1602.1937 | 2189.2501 | 223520.7573 | 67443.9102 | 156076.8471 | 3.3142 | 67443.9102 | 3.3142
LED Nightlights - MURB | Existing Residential | Res Lighting | RET | 23 | 23.4555 | 2.7443 | 23.4555 | 2.7443 | 0 | N/A | 2.451 | 1.6626 | 2.451 | 0 | 2.451 | 42.6054 | 0 | 42.6054 | 1.04 | 17.3827 | 17.3827 | 0.09043 | 0.0074065 | 0.77291 | LED Nightlights - MURB | 692.6188 | 2.1964 | 18.7728 | 2.1964 | 18.7728 | 431.7751 | 29509.3158 | 1697.626 | 27811.6899 | 17.3827 | 1697.626 | 17.3827 | 621.265 | 1.9701 | 16.8389 | 4.1666 | 35.6117 | 387.2936 | 27570.4636 | 1522.7362 | 26047.7275 | 18.1059 | 1522.7362 | 18.1059 | 632.5994 | 2.0061 | 17.1461 | 6.1727 | 52.7577 | 394.3593 | 29276.982 | 1550.5169 | 27726.4651 | 18.8821 | 1550.5169 | 18.8821
LED Nightlights | Existing Residential | Res Lighting | RET | 23 | 23.4555 | 2.7443 | 23.4555 | 2.7443 | 0 | N/A | 2.451 | 1.6626 | 2.451 | 0 | 2.451 | 42.6054 | 0 | 42.6054 | 1.04 | 17.3827 | 17.3827 | 0.09043 | 0.0074065 | 0.77291 | LED Nightlights | 5175.2329 | 16.4116 | 140.2702 | 16.4116 | 140.2702 | 3226.2147 | 220492.9876 | 12684.6254 | 207808.3622 | 17.3827 | 12684.6254 | 17.3827 | 6292.2054 | 19.9537 | 170.5448 | 36.3654 | 310.815 | 3922.5298 | 279235.1244 | 15422.3529 | 263812.7715 | 18.1059 | 15422.3529 | 18.1059 | 4726.7692 | 14.9895 | 128.115 | 51.3548 | 438.93 | 2946.6446 | 218756.9939 | 11585.4295 | 207171.5643 | 18.8821 | 11585.4295 | 18.8821
Low-flow showerhead - 0.5 gpm Reduction - MURB | Existing Residential | Res Domestic Hot Water (DHW) | ROB/NEW | 10 | 207 | 33.534 | 207 | 33.534 | 0 | N/A | 50.5834 | 43.6254 | 50.5834 | 0 | 50.5834 | 211.2089 | 0 | 211.2089 | 1.04 | 4.1755 | 4.1755 | 0.21147 | 0.027973 | 1.3054 | Low-flow showerhead - 0.5 gpm Reduction - MURB | 84.2758 | 3.2657 | 20.1588 | 3.2657 | 20.1588 | 201.5878 | 17799.8012 | 4262.9602 | 13536.8411 | 4.1755 | 4262.9602 | 4.1755 | 66.3047 | 2.9293 | 18.082 | 6.6525 | 41.065 | 180.8202 | 16665.9912 | 3353.9167 | 13312.0745 | 4.9691 | 3353.9167 | 4.9691 | 34.011 | 1.5026 | 9.2752 | 8.1551 | 50.3401 | 92.7517 | 8956.4002 | 1720.3914 | 7236.0088 | 5.206 | 1720.3914 | 5.206
Low-flow showerhead - 0.5 gpm Reduction | Existing Residential | Res Domestic Hot Water (DHW) | ROB/NEW | 10 | 236 | 38.232 | 236 | 38.232 | 0 | N/A | 51.5582 | 43.6254 | 51.5582 | 0 | 51.5582 | 240.7987 | 0 | 240.7987 | 1.04 | 4.6704 | 4.6704 | 0.18906 | 0.025008 | 1.167 | Low-flow showerhead - 0.5 gpm Reduction | 535.5362 | 23.6596 | 146.0467 | 23.6596 | 146.0467 | 1460.4668 | 128956.4459 | 27611.2959 | 101345.1499 | 4.6704 | 27611.2959 | 4.6704 | 953.5607 | 42.1275 | 260.0466 | 65.7871 | 406.0933 | 2600.466 | 239682.3803 | 49163.8949 | 190518.4854 | 4.8752 | 49163.8949 | 4.8752 | 489.1289 | 21.6093 | 133.3909 | 87.3964 | 539.4842 | 1333.9089 | 128806.695 | 25218.618 | 103588.0769 | 5.1076 | 25218.618 | 5.1076
Low-flow showerhead - 1.0 gpm Reduction - MURB | Existing Residential | Res Domestic Hot Water (DHW) | ROB/NEW | 10 | 413 | 66.906 | 413 | 66.906 | 0 | N/A | 57.5078 | 43.6254 | 57.5078 | 0 | 57.5078 | 421.3974 | 0 | 421.3974 | 1.04 | 7.3277 | 7.3277 | 0.1205 | 0.01594 | 0.74383 | Low-flow showerhead - 1.0 gpm Reduction - MURB | 248.6635 | 19.2251 | 118.6733 | 19.2251 | 118.6733 | 1186.7327 | 104786.1399 | 14300.0994 | 90486.0405 | 7.3277 | 14300.0994 | 7.3277 | 195.1654 | 17.2445 | 106.4475 | 39.216 | 242.0741 | 1064.4752 | 98111.4812 | 11223.5375 | 86887.9437 | 8.7416 | 11223.5375 | 8.7416 | 198.7259 | 17.5591 | 108.3895 | 56.7751 | 350.4637 | 1083.8954 | 104664.4065 | 11428.2992 | 93236.1073 | 9.1584 | 11428.2992 | 9.1584
Low-flow showerhead - 1.0 gpm Reduction | Existing Residential | Res Domestic Hot Water (DHW) | ROB/NEW | 10 | 472 | 76.464 | 472 | 76.464 | 0 | N/A | 59.491 | 43.6254 | 59.491 | 0 | 59.491 | 481.5975 | 0 | 481.5975 | 1.04 | 8.0953 | 8.0953 | 0.10907 | 0.014428 | 0.67329 | Low-flow showerhead - 1.0 gpm Reduction | 1478.638 | 130.6501 | 806.482 | 130.6501 | 806.482 | 8064.8201 | 712108.3012 | 87965.717 | 624142.5842 | 8.0953 | 87965.717 | 8.0953 | 1326.3084 | 117.1905 | 723.3981 | 247.8406 | 1529.8801 | 7233.9805 | 666748.8329 | 78903.4695 | 587845.3635 | 8.4502 | 78903.4695 | 8.4502 | 1350.5055 | 119.3285 | 736.5957 | 367.1691 | 2266.4758 | 7365.957 | 711281.3642 | 80342.9808 | 630938.3834 | 8.8531 | 80342.9808 | 8.8531
Low-flow showerhead -0.75 gpm Reduction - MURB | Existing Residential | Res Domestic Hot Water (DHW) | ROB/NEW | 10 | 310 | 50.22 | 310 | 50.22 | 0 | N/A | 54.0456 | 43.6254 | 54.0456 | 0 | 54.0456 | 316.3031 | 0 | 316.3031 | 1.04 | 5.8525 | 5.8525 | 0.15087 | 0.019957 | 0.93131 | Low-flow showerhead -0.75 gpm Reduction - MURB | 106.7433 | 6.1945 | 38.2378 | 6.1945 | 38.2378 | 382.3784 | 33763.2539 | 5769.0118 | 27994.2421 | 5.8525 | 5769.0118 | 5.8525 | 83.8459 | 5.5564 | 34.2986 | 12.6301 | 77.9637 | 342.9857 | 31612.6051 | 4531.5055 | 27081.0996 | 6.9762 | 4531.5055 | 6.9762 | 85.3756 | 5.6577 | 34.9243 | 18.2879 | 112.888 | 349.2431 | 33724.0301 | 4614.1781 | 29109.8521 | 7.3088 | 4614.1781 | 7.3088
Low-flow showerhead -0.75 gpm Reduction | Existing Residential | Res Domestic Hot Water (DHW) | ROB/NEW | 10 | 354 | 57.348 | 354 | 57.348 | 0 | N/A | 55.5246 | 43.6254 | 55.5246 | 0 | 55.5246 | 361.1981 | 0 | 361.1981 | 1.04 | 6.5052 | 6.5052 | 0.13573 | 0.017955 | 0.83787 | Low-flow showerhead -0.75 gpm Reduction | 742.958 | 49.2349 | 303.9193 | 49.2349 | 303.9193 | 3039.1934 | 268355.0048 | 41252.4684 | 227102.5364 | 6.5052 | 41252.4684 | 6.5052 | 666.4183 | 44.1627 | 272.6095 | 93.3977 | 576.5288 | 2726.095 | 251261.4808 | 37002.63 | 214258.8508 | 6.7904 | 37002.63 | 6.7904 | 678.5764 | 44.9684 | 277.583 | 138.3661 | 854.1118 | 2775.8298 | 268043.3771 | 37677.7043 | 230365.6728 | 7.1141 | 37677.7043 | 7.1141
Pipe Insulation - MURB | Existing Residential | Res Domestic Hot Water (DHW) | ROB/NEW | 15 | 11.0617 | 1.792 | 11.0617 | 1.792 | 0 | N/A | 1.8202 | 1.4484 | 1.8202 | 0 | 1.8202 | 15.6471 | 0 | 15.6471 | 1.04 | 8.5963 | 8.5963 | 0.1424 | 0.014486 | 0.87902 | Pipe Insulation - MURB | 935.8238 | 1.9379 | 11.9621 | 1.9379 | 11.9621 | 179.4312 | 14642.9596 | 1703.4091 | 12939.5506 | 8.5963 | 1703.4091 | 8.5963 | 1666.3014 | 3.4505 | 21.2993 | 5.3884 | 33.2614 | 319.4902 | 27220.7827 | 3033.0421 | 24187.7406 | 8.9747 | 3033.0421 | 8.9747 | 854.7293 | 1.7699 | 10.9255 | 7.1583 | 44.1869 | 163.8825 | 14622.5269 | 1555.7988 | 13066.728 | 9.3987 | 1555.7988 | 9.3987
Pipe Insulation | Existing Residential | Res Domestic Hot Water (DHW) | ROB/NEW | 15 | 11.0617 | 1.792 | 11.0617 | 1.792 | 0 | N/A | 1.8202 | 1.4484 | 1.8202 | 0 | 1.8202 | 15.6471 | 0 | 15.6471 | 1.04 | 8.5963 | 8.5963 | 0.1424 | 0.014486 | 0.87902 | Pipe Insulation | 14205.3563 | 29.4157 | 181.5787 | 29.4157 | 181.5787 | 2723.6801 | 222273.1049 | 25856.9325 | 196416.1724 | 8.5963 | 25856.9325 | 8.5963 | 25293.6568 | 52.3768 | 323.3139 | 81.7926 | 504.8925 | 4849.708 | 413198.4265 | 46040.1248 | 367158.3016 | 8.9747 | 46040.1248 | 8.9747 | 12974.3803 | 26.8667 | 165.8438 | 108.6593 | 670.7364 | 2487.6575 | 221962.9449 | 23616.2803 | 198346.6646 | 9.3987 | 23616.2803 | 9.3987
Smart Power Controllers - MURB | Existing Residential | Res Other | ROB/NEW | 4 | 411 | 0 | 411 | 0 | 0 | N/A | 83.5082 | 69.693 | 83.5082 | 0 | 83.5082 | 123.6925 | 0 | 123.6925 | 1.04 | 1.4812 | 1.4812 | 0.17583 | 0.048412 | N/A | Smart Power Controllers - MURB | 260.1869 | 0 | 123.5714 | 0 | 123.5714 | 494.2857 | 32183.1708 | 21727.7436 | 10455.4272 | 1.4812 | 21727.7436 | 1.4812 | 233.3824 | 0 | 110.8411 | 0 | 234.4125 | 443.3643 | 31577.5076 | 19489.3467 | 12088.161 | 1.6202 | 19489.3467 | 1.6202 | 237.6402 | 0 | 112.8633 | 0 | 347.2758 | 451.453 | 34892.1633 | 19844.9094 | 15047.2538 | 1.7582 | 19844.9094 | 1.7582
Smart Power Controllers | Existing Residential | Res Other | ROB/NEW | 4 | 411 | 0 | 411 | 0 | 0 | N/A | 83.5082 | 69.693 | 83.5082 | 0 | 83.5082 | 123.6925 | 0 | 123.6925 | 1.04 | 1.4812 | 1.4812 | 0.17583 | 0.048412 | N/A | Smart Power Controllers | 3709.9378 | 0 | 1761.9731 | 0 | 1761.9731 | 7047.8926 | 458891.505 | 309810.2742 | 149081.2309 | 1.4812 | 309810.2742 | 1.4812 | 3327.7392 | 0 | 1580.4543 | 0 | 3342.4274 | 6321.8171 | 450255.5111 | 277893.5515 | 172361.9596 | 1.6202 | 277893.5515 | 1.6202 | 3388.4504 | 0 | 1609.288 | 0 | 4951.7155 | 6437.1521 | 497518.3278 | 282963.4288 | 214554.899 | 1.7582 | 282963.4288 | 1.7582
[25 empty] | Sub-Total | 244317.5876 | 1433.7082 | 12578.7713 | 1433.7082 | 12578.7713 | 92323.7067 | 7050008.8476 | 2484202.138 | 4565806.7096 | 2.8379 | 2484202.138 | 2.8379 | 218362.993 | 1354.5073 | 11559.9021 | 2297.0592 | 20035.9935 | 86931.7948 | 7013247.3182 | 2232130.7093 | 4781116.6089 | 3.142 | 2232130.7093 | 3.142 | 199817.8359 | 1185.0735 | 10559.7214 | 2871.228 | 25487.5433 | 72683.8027 | 6136938.9646 | 2055812.7278 | 4081126.2369 | 2.9852 | 2055812.7278 | 2.9852
EMIS
Measure Name | Program | Technology Type | Decision Type | Measure Life | Gross Annual Energy Savings per Unit at Meter (kWh) Pre-RUL | Gross Peak Demand Savings per Unit at Meter (Watts) Pre-RUL | Gross Annual Energy Savings per Unit at Meter (kWh) Post-RUL | Gross Peak Demand Savings per Unit at Meter (Watts) Post-RUL | Gross Per Unit One-Time Per Unit Incremental Measure Cost ($) | 2020 Incentive as a Percent of Incremental Measure Cost (%) | Per Unit Program Administrative Cost ($) | Per Unit Direct Installation Cost ($) | Per Unit DSM Administrator Cost (Incentive + Administrative) ($) | Per Unit DSM Customer Cost (Incremental Measure Cost - Incentive) ($) | Total Per Unit DSM Cost ($) | Per Unit Present Value Avoided Cost Benefits ($) | Per Unit Present Value Non-Energy Benefits ($) | Total Per Unit Present Value Benefits ($) | Net-To-Gross Ratio | Net Total Resource Benefit-Cost Ratio (TRC) | Net Program Administrator Benefit-Cost Ratio (PAC) | Net First-Year Unit Cost / kWh at Generator ($/kWh) | Net Lifetime Unit Cost / kWh at Generator ($/kWh) | Net Unit Cost / Watt at Generator ($/W) | Measure Name | Participation (Units) | Peak Demand Savings (kW) | First Year Energy Savings (MWh) | Cumulative Peak Demand Savings (kW) | Cumulative Energy Savings (MWh) | Lifetime Energy Savings (MWh) | Total Avoided Cost Benefits ($) | TRC Costs ($) | Total Net Resource Benefits ($) | TRC (Ratio) | PAC Costs ($) | PAC (Ratio) | Participation (Units) | Peak Demand Savings (kW) | First Year Energy Savings (MWh) | Cumulative Peak Demand Savings (kW) | Cumulative Energy Savings (MWh) | Lifetime Energy Savings (MWh) | Total Avoided Cost Benefits ($) | TRC Costs ($) | Total Net Resource Benefits ($) | TRC (Ratio) | PAC Costs ($) | PAC (Ratio) | Participation (Units) | Peak Demand Savings (kW) | First Year Energy Savings (MWh) | Cumulative Peak Demand Savings (kW) | Cumulative Energy Savings (MWh) | Lifetime Energy Savings (MWh) | Total Avoided Cost Benefits ($) | TRC Costs ($) | Total Net Resource Benefits ($) | TRC (Ratio) | PAC Costs ($) | PAC (Ratio)
Energy Management Information Systems | Custom Incentives | BNI Energy Management | ROB/NEW | 2.933 | 1000000 | 168500 | 1000000 | 168500 | 140000 | 50% | 113321.7891 | 0 | 183321.7891 | 70000 | 253321.7891 | 297758.1027 | 0 | 297758.1027 | 1 | 1.1754 | 1.6242 | 0.17214 | 0.06252 | 1.0216 | Energy Management Information Systems | 1.4174 | 254.3428 | 1509.4526 | 254.3428 | 1509.4526 | 4427.2244 | 422035.175 | 359052.2125 | 62982.9625 | 1.1754 | 259835.8957 | 1.6242 | 1.4174 | 254.3428 | 1509.4526 | 508.6855 | 3018.9051 | 4427.2244 | 459329.7238 | 359052.2125 | 100277.5113 | 1.2793 | 259835.8957 | 1.7678 | 1.4174 | 254.3428 | 1509.4526 | 745.9873 | 4427.2244 | 4427.2244 | 500421.0618 | 359052.2125 | 141368.8493 | 1.3937 | 259835.8957 | 1.9259
[25 empty] | Sub-Total | 1.4174 | 254.3428 | 1509.4526 | 254.3428 | 1509.4526 | 4427.2244 | 422035.175 | 359052.2125 | 62982.9625 | 1.1754 | 259835.8957 | 1.6242 | 1.4174 | 254.3428 | 1509.4526 | 508.6855 | 3018.9051 | 4427.2244 | 459329.7238 | 359052.2125 | 100277.5113 | 1.2793 | 259835.8957 | 1.7678 | 1.4174 | 254.3428 | 1509.4526 | 745.9873 | 4427.2244 | 4427.2244 | 500421.0618 | 359052.2125 | 141368.8493 | 1.3937 | 259835.8957 | 1.9259
First Nations Home Energy Efficiency
Measure Name | Program | Technology Type | Decision Type | Measure Life | Gross Annual Energy Savings per Unit at Meter (kWh) Pre-RUL | Gross Peak Demand Savings per Unit at Meter (Watts) Pre-RUL | Gross Annual Energy Savings per Unit at Meter (kWh) Post-RUL | Gross Peak Demand Savings per Unit at Meter (Watts) Post-RUL | Gross Per Unit One-Time Per Unit Incremental Measure Cost ($) | 2020 Incentive as a Percent of Incremental Measure Cost (%) | Per Unit Program Administrative Cost ($) | Per Unit Direct Installation Cost ($) | Per Unit DSM Administrator Cost (Incentive + Administrative) ($) | Per Unit DSM Customer Cost (Incremental Measure Cost - Incentive) ($) | Total Per Unit DSM Cost ($) | Per Unit Present Value Avoided Cost Benefits ($) | Per Unit Present Value Non-Energy Benefits ($) | Total Per Unit Present Value Benefits ($) | Net-To-Gross Ratio | Net Total Resource Benefit-Cost Ratio (TRC) | Net Program Administrator Benefit-Cost Ratio (PAC) | Net First-Year Unit Cost / kWh at Generator ($/kWh) | Net Lifetime Unit Cost / kWh at Generator ($/kWh) | Net Unit Cost / Watt at Generator ($/W) | Measure Name | Participation (Units) | Peak Demand Savings (kW) | First Year Energy Savings (MWh) | Cumulative Peak Demand Savings (kW) | Cumulative Energy Savings (MWh) | Lifetime Energy Savings (MWh) | Total Avoided Cost Benefits ($) | TRC Costs ($) | Total Net Resource Benefits ($) | TRC (Ratio) | PAC Costs ($) | PAC (Ratio) | Participation (Units) | Peak Demand Savings (kW) | First Year Energy Savings (MWh) | Cumulative Peak Demand Savings (kW) | Cumulative Energy Savings (MWh) | Lifetime Energy Savings (MWh) | Total Avoided Cost Benefits ($) | TRC Costs ($) | Total Net Resource Benefits ($) | TRC (Ratio) | PAC Costs ($) | PAC (Ratio) | Participation (Units) | Peak Demand Savings (kW) | First Year Energy Savings (MWh) | Cumulative Peak Demand Savings (kW) | Cumulative Energy Savings (MWh) | Lifetime Energy Savings (MWh) | Total Avoided Cost Benefits ($) | TRC Costs ($) | Total Net Resource Benefits ($) | TRC (Ratio) | PAC Costs ($) | PAC (Ratio)
Dehumidifier replacement (Low income only) | Existing Residential | Res Other | RET | 12 | 660 | 221.1 | 81 | 27.135 | 0 | N/A | 408.24 | 300 | 408.24 | 0 | 408.24 | 451.6609 | 0 | 451.6609 | 1 | 1.1064 | 1.1064 | 0.55669 | 0.1314 | 1.6618 | Dehumidifier replacement (Low income only) | 10.0123 | 2.4597 | 7.3423 | 2.4597 | 7.3423 | 36.5782 | 4522.1538 | 4087.4116 | 434.7422 | 1.1064 | 4087.4116 | 1.1064 | 10.0123 | 2.4597 | 7.3423 | 4.9194 | 14.6847 | 36.5782 | 4728.5658 | 4087.4116 | 641.1542 | 1.1569 | 4087.4116 | 1.1569 | 10.0123 | 2.4597 | 7.3423 | 7.379 | 22.027 | 36.5782 | 5003.2746 | 4087.4116 | 915.863 | 1.2241 | 4087.4116 | 1.2241
Drain Water Heat Recovery | Existing Residential | Res Domestic Hot Water (DHW) | RET | 20 | 805 | 130.41 | 805 | 130.41 | 0 | N/A | 1032.02 | 900 | 1032.02 | 0 | 1032.02 | 1371.4665 | 0 | 1371.4665 | 1 | 1.3289 | 1.3289 | 1.1538 | 0.10067 | 7.1223 | Drain Water Heat Recovery | 6.6749 | 0.96719 | 5.9703 | 0.96719 | 5.9703 | 119.4057 | 9154.3341 | 6888.5795 | 2265.7546 | 1.3289 | 6888.5795 | 1.3289 | 6.6749 | 0.96719 | 5.9703 | 1.9344 | 11.9406 | 119.4057 | 9528.1019 | 6888.5795 | 2639.5224 | 1.3832 | 6888.5795 | 1.3832 | 6.6749 | 0.96719 | 5.9703 | 2.9016 | 17.9108 | 119.4057 | 9935.0251 | 6888.5795 | 3046.4456 | 1.4422 | 6888.5795 | 1.4422
Freezer replacement (Low income only) | Existing Residential | Res Refrigeration | RET | 12 | 1399 | 193.062 | 46 | 6.348 | 0 | N/A | 879.436 | 650 | 879.436 | 0 | 879.436 | 598.885 | 0 | 598.885 | 1 | 0.68099 | 0.68099 | 0.56576 | 0.14912 | 4.0997 | Freezer replacement (Low income only) | 10.0123 | 2.1478 | 15.5635 | 2.1478 | 15.5635 | 66.348 | 5996.2022 | 8805.1561 | -2808.9539 | 0.68099 | 8805.1561 | 0.68099 | 10.0123 | 2.1478 | 15.5635 | 4.2955 | 31.1271 | 66.348 | 6395.688 | 8805.1561 | -2409.4681 | 0.72636 | 8805.1561 | 0.72636 | 10.0123 | 2.1478 | 15.5635 | 6.4433 | 46.6906 | 66.348 | 6855.8735 | 8805.1561 | -1949.2826 | 0.77862 | 8805.1561 | 0.77862
Refrigerator replacement (Low income only) | Existing Residential | Res Refrigeration | RET | 12 | 705 | 97.29 | 56 | 7.728 | 0 | N/A | 940.62 | 825 | 940.62 | 0 | 940.62 | 324.3542 | 0 | 324.3542 | 1 | 0.34483 | 0.34483 | 1.2008 | 0.29846 | 8.7014 | Refrigerator replacement (Low income only) | 10.0123 | 1.0823 | 7.8429 | 1.0823 | 7.8429 | 36.3557 | 3247.5241 | 9417.7472 | -6170.2231 | 0.34483 | 9417.7472 | 0.34483 | 10.0123 | 1.0823 | 7.8429 | 2.1647 | 15.6859 | 36.3557 | 3455.7914 | 9417.7472 | -5961.9558 | 0.36694 | 9417.7472 | 0.36694 | 10.0123 | 1.0823 | 7.8429 | 3.247 | 23.5288 | 36.3557 | 3693.0775 | 9417.7472 | -5724.6697 | 0.39214 | 9417.7472 | 0.39214
Whole Home First Nations Retrofit | Existing Residential | Res Heating, Ventilation and Air-Conditioning | RET | 20 | 7312 | 2069.296 | 7312 | 2069.296 | 0 | N/A | 12699.168 | 11500 | 12699.168 | 0 | 12699.168 | 14858.9971 | 0 | 14858.9971 | 1 | 1.1701 | 1.1701 | 1.5631 | 0.13639 | 5.5233 | Whole Home First Nations Retrofit | 112.36 | 258.3401 | 912.8625 | 258.3401 | 912.8625 | 18257.2496 | 1669556.7326 | 1426878.3626 | 242678.37 | 1.1701 | 1426878.3626 | 1.1701 | 112.36 | 258.3401 | 912.8625 | 516.6802 | 1825.725 | 18257.2496 | 1726400.303 | 1426878.3626 | 299521.9404 | 1.2099 | 1426878.3626 | 1.2099 | 112.36 | 258.3401 | 912.8625 | 775.0202 | 2738.5874 | 18257.2496 | 1790303.7783 | 1426878.3626 | 363425.4157 | 1.2547 | 1426878.3626 | 1.2547
Clothes Dryers | Existing Residential | Res Heating, Ventilation and Air-Conditioning | RET | 14 | 185 | 25.53 | 185 | 25.53 | 0 | N/A | 779.6 | 750 | 779.6 | 0 | 779.6 | 228.3005 | 0 | 228.3005 | 1 | 0.29284 | 0.29284 | 3.7926 | 0.40202 | 27.483 | Clothes Dryers | 10.0123 | 0.28401 | 2.0581 | 0.28401 | 2.0581 | 28.8131 | 2285.8079 | 7805.5705 | -5519.7626 | 0.29284 | 7805.5705 | 0.29284 | 10.0123 | 0.28401 | 2.0581 | 0.56803 | 4.1162 | 28.8131 | 2385.8441 | 7805.5705 | -5419.7263 | 0.30566 | 7805.5705 | 0.30566 | 10.0123 | 0.28401 | 2.0581 | 0.85204 | 6.1742 | 28.8131 | 2503.8328 | 7805.5705 | -5301.7376 | 0.32078 | 7805.5705 | 0.32078
Clothes Washers | Existing Residential | Res Heating, Ventilation and Air-Conditioning | RET | 14 | 126 | 17.388 | 126 | 17.388 | 0 | N/A | 960.16 | 940 | 960.16 | 0 | 960.16 | 155.4912 | 0 | 155.4912 | 1 | 0.16194 | 0.16194 | 6.8583 | 0.72698 | 49.6977 | Clothes Washers | 10.0123 | 0.19344 | 1.4017 | 0.19344 | 1.4017 | 19.6241 | 1556.8205 | 9613.3871 | -8056.5665 | 0.16194 | 9613.3871 | 0.16194 | 10.0123 | 0.19344 | 1.4017 | 0.38687 | 2.8034 | 19.6241 | 1624.9533 | 9613.3871 | -7988.4338 | 0.16903 | 9613.3871 | 0.16903 | 10.0123 | 0.19344 | 1.4017 | 0.58031 | 4.2052 | 19.6241 | 1705.3132 | 9613.3871 | -7908.0739 | 0.17739 | 9613.3871 | 0.17739
Heat Pump Water Heater | Existing Residential | Res Heating, Ventilation and Air-Conditioning | RET | 10 | 771 | 300 | 771 | 300 | 0 | N/A | 3323.36 | 3200 | 3323.36 | 0 | 3323.36 | 1071.1159 | 0 | 1071.1159 | 1 | 0.3223 | 0.3223 | 3.8794 | 0.51316 | 9.9701 | Heat Pump Water Heater | 6.6749 | 2.225 | 5.7181 | 2.225 | 5.7181 | 57.1812 | 7149.539 | 22182.932 | -15033.3931 | 0.3223 | 22182.932 | 0.3223 | 6.6749 | 2.225 | 5.7181 | 4.4499 | 11.4362 | 57.1812 | 7373.4807 | 22182.932 | -14809.4513 | 0.33239 | 22182.932 | 0.33239 | 6.6749 | 2.225 | 5.7181 | 6.6749 | 17.1544 | 57.1812 | 7648.3203 | 22182.932 | -14534.6118 | 0.34478 | 22182.932 | 0.34478
Programmable Thermostats | Existing Residential | Res Heating, Ventilation and Air-Conditioning | ROB/NEW | 10 | 221 | -88.179 | 221 | -88.179 | 0 | N/A | 155.36 | 120 | 155.36 | 0 | 155.36 | -6.0085 | 0 | -6.0085 | 1 | 0 | 0 | 0.63269 | 0.083691 | -1.5857 | Programmable Thermostats | 27.8119 | -2.7249 | 6.8294 | -2.7249 | 6.8294 | 68.2936 | -167.1068 | N/A | N/A | 0 | 4320.8534 | 0 | 27.8119 | -2.7249 | 6.8294 | -5.4498 | 13.6587 | 68.2936 | 89.5833 | 4320.8534 | -4231.2701 | 0.020733 | 4320.8534 | 0.020733 | 27.8119 | -2.7249 | 6.8294 | -8.1747 | 20.4881 | 68.2936 | 320.1566 | 4320.8534 | -4000.6968 | 0.074096 | 4320.8534 | 0.074096
[25 empty] | Sub-Total | 203.5829 | 264.9745 | 965.5889 | 264.9745 | 965.5889 | 18689.8491 | 1703302.0073 | 1495679.1466 | 207789.9676 | 1.1388 | 1500000 | 1.1355 | 203.5829 | 264.9745 | 965.5889 | 529.9491 | 1931.1777 | 18689.8491 | 1761982.3115 | 1500000 | 261982.3115 | 1.1747 | 1500000 | 1.1747 | 203.5829 | 264.9745 | 965.5889 | 794.9236 | 2896.7666 | 18689.8491 | 1827968.6519 | 1500000 | 327968.6519 | 1.2186 | 1500000 | 1.2186
Green Heat
Measure Name | Program | Technology Type | Decision Type | Measure Life | Gross Annual Energy Savings per Unit at Meter (kWh) Pre-RUL | Gross Peak Demand Savings per Unit at Meter (Watts) Pre-RUL | Gross Annual Energy Savings per Unit at Meter (kWh) Post-RUL | Gross Peak Demand Savings per Unit at Meter (Watts) Post-RUL | Gross Per Unit One-Time Per Unit Incremental Measure Cost ($) | 2020 Incentive as a Percent of Incremental Measure Cost (%) | Per Unit Program Administrative Cost ($) | Per Unit Direct Installation Cost ($) | Per Unit DSM Administrator Cost (Incentive + Administrative) ($) | Per Unit DSM Customer Cost (Incremental Measure Cost - Incentive) ($) | Total Per Unit DSM Cost ($) | Per Unit Present Value Avoided Cost Benefits ($) | Per Unit Present Value Non-Energy Benefits ($) | Total Per Unit Present Value Benefits ($) | Net-To-Gross Ratio | Net Total Resource Benefit-Cost Ratio (TRC) | Net Program Administrator Benefit-Cost Ratio (PAC) | Net First-Year Unit Cost / kWh at Generator ($/kWh) | Net Lifetime Unit Cost / kWh at Generator ($/kWh) | Net Unit Cost / Watt at Generator ($/W) | Measure Name | Participation (Units) | Peak Demand Savings (kW) | First Year Energy Savings (MWh) | Cumulative Peak Demand Savings (kW) | Cumulative Energy Savings (MWh) | Lifetime Energy Savings (MWh) | Total Avoided Cost Benefits ($) | TRC Costs ($) | Total Net Resource Benefits ($) | TRC (Ratio) | PAC Costs ($) | PAC (Ratio) | Participation (Units) | Peak Demand Savings (kW) | First Year Energy Savings (MWh) | Cumulative Peak Demand Savings (kW) | Cumulative Energy Savings (MWh) | Lifetime Energy Savings (MWh) | Total Avoided Cost Benefits ($) | TRC Costs ($) | Total Net Resource Benefits ($) | TRC (Ratio) | PAC Costs ($) | PAC (Ratio) | Participation (Units) | Peak Demand Savings (kW) | First Year Energy Savings (MWh) | Cumulative Peak Demand Savings (kW) | Cumulative Energy Savings (MWh) | Lifetime Energy Savings (MWh) | Total Avoided Cost Benefits ($) | TRC Costs ($) | Total Net Resource Benefits ($) | TRC (Ratio) | PAC Costs ($) | PAC (Ratio)
ASHP and AWHP - Electrical | Existing Residential | Res Heating, Ventilation and Air-Conditioning | RET | 18 | 3704.6666 | 3303.8049 | 3704.6666 | 3303.8049 | 11752 | 7.658% | 502.6078 | 0 | 1402.6078 | 10852 | 12254.6078 | 7168.1233 | 0 | 7168.1233 | 0.56 | 1.0119 | 5.1106 | 0.60847 | 0.055965 | 0.6823 | ASHP and AWHP - Electrical | 41.867 | 86.066 | 96.5086 | 86.066 | 96.5086 | 1737.1553 | 300107.5726 | 296574.1922 | 3533.3804 | 1.0119 | 58722.9347 | 5.1106 | 31.4795 | 64.7124 | 72.5642 | 150.7784 | 169.0728 | 1306.1553 | 230302.2873 | 222992.1282 | 7310.1592 | 1.0328 | 37857.4796 | 6.0834 | 21.0394 | 43.2508 | 48.4985 | 194.0292 | 217.5714 | 872.9739 | 157659.9514 | 149037.636 | 8622.3154 | 1.0579 | 21094.3032 | 7.4741
GSHP | Existing Residential | Res Heating, Ventilation and Air-Conditioning | RET | 25 | 16443.5201 | 12392.4658 | 16443.5201 | 12392.4658 | 20592 | 19.43% | 2230.8734 | 0 | 6230.8734 | 16592 | 22822.8734 | 34397.6613 | 0 | 34397.6613 | 0.56 | 2.4994 | 5.5205 | 0.60899 | 0.048209 | 0.80806 | GSHP | 4.3611 | 33.6282 | 44.6211 | 33.6282 | 44.6211 | 1115.5283 | 150013.0951 | 60019.7558 | 89993.3393 | 2.4994 | 27173.7255 | 5.5205 | 5.2466 | 40.4557 | 53.6805 | 74.0839 | 98.3017 | 1342.013 | 183990.0934 | 72205.5172 | 111784.5762 | 2.5481 | 32690.7845 | 5.6282 | 6.1365 | 47.3178 | 62.7858 | 121.4016 | 161.0874 | 1569.6441 | 220339.19 | 84452.9555 | 135886.2345 | 2.609 | 38235.7675 | 5.7626
Heat Pump Water Heater | Existing Residential | Res Heating, Ventilation and Air-Conditioning | RET | 10 | 771 | 300 | 771 | 300 | 2806.3 | 14.25% | 104.6007 | 0 | 504.6007 | 2406.3 | 2910.9007 | 1071.1159 | 0 | 1071.1159 | 1 | 0.36797 | 2.1227 | 0.58903 | 0.077916 | 1.5138 | Heat Pump Water Heater | 32.7086 | 10.9029 | 28.0203 | 10.9029 | 28.0203 | 280.2034 | 35034.6672 | 95211.3903 | -60176.7231 | 0.36797 | 16504.7652 | 2.1227 | 32.7911 | 10.9304 | 28.0911 | 21.8332 | 56.1114 | 280.9107 | 36223.2506 | 95451.7334 | -59228.4829 | 0.37949 | 16546.4284 | 2.1892 | 32.8741 | 10.958 | 28.1622 | 32.7913 | 84.2736 | 281.6216 | 37668.5253 | 95693.293 | -58024.7677 | 0.39364 | 16588.3024 | 2.2708
MSHP - Fully Electrical | Existing Residential | Res Heating, Ventilation and Air-Conditioning | RET | 18 | 3362 | 2470 | 3362 | 2470 | 5856 | 3.415% | 200.16 | 0 | 400.16 | 5656 | 6056.16 | 5947.3843 | 0 | 5947.3843 | 0.58 | 1.6536 | 14.8625 | 0.18469 | 0.016987 | 0.25139 | MSHP - Fully Electrical | 5239.813 | 8340.6179 | 11352.6953 | 8340.6179 | 11352.6953 | 204348.5147 | 31163181.2993 | 18845720.9851 | 12317460.3142 | 1.6536 | 2096763.5653 | 14.8625 | 5239.813 | 8340.6179 | 11352.6953 | 16681.2357 | 22705.3905 | 204348.5147 | 31883923.3631 | 18845720.9851 | 13038202.378 | 1.6918 | 2096763.5653 | 15.2063 | 5239.813 | 8340.6179 | 11352.6953 | 25021.8536 | 34058.0858 | 204348.5147 | 32731861.629 | 18845720.9851 | 13886140.6438 | 1.7368 | 2096763.5653 | 15.6107
MSHP - Mainly Electrical | Existing Residential | Res Heating, Ventilation and Air-Conditioning | RET | 18 | 1204 | 2760 | 1204 | 2760 | 5856 | 3.415% | 79.68 | 0 | 279.68 | 5656 | 5935.68 | 5105.1082 | 0 | 5105.1082 | 0.6 | 1.4207 | 18.2534 | 0.34844 | 0.032048 | 0.152 | MSHP - Mainly Electrical | 1383.6648 | 2545.9433 | 1110.6217 | 2545.9433 | 1110.6217 | 19991.1897 | 7063758.7321 | 4971895.2215 | 2091863.5106 | 1.4207 | 386983.3844 | 18.2534 | 1383.6648 | 2545.9433 | 1110.6217 | 5091.8866 | 2221.2433 | 19991.1897 | 7141338.3592 | 4971895.2215 | 2169443.1377 | 1.4363 | 386983.3844 | 18.4539 | 1383.6648 | 2545.9433 | 1110.6217 | 7637.83 | 3331.865 | 19991.1897 | 7250210.6658 | 4971895.2215 | 2278315.4442 | 1.4582 | 386983.3844 | 18.7352
Pellet Boiler/Furnace | Existing Residential | Res Heating, Ventilation and Air-Conditioning | RET | 18 | 13765 | 7750 | 13765 | 7750 | 7980 | 43.86% | 1867.4817 | 0 | 5367.4817 | 4480 | 9847.4817 | 22969.5793 | 0 | 22969.5793 | 0.64 | 3.2933 | 4.2794 | 0.54835 | 0.050435 | 0.97394 | Pellet Boiler/Furnace | 1.7445 | 9.6139 | 17.0755 | 9.6139 | 17.0755 | 307.3594 | 40069.4413 | 12167.0317 | 27902.4097 | 3.2933 | 9363.3405 | 4.2794 | 1.7489 | 9.6382 | 17.1186 | 19.2521 | 34.1941 | 308.1352 | 41245.3798 | 12197.745 | 29047.6347 | 3.3814 | 9386.9765 | 4.3939 | 1.7533 | 9.6626 | 17.1619 | 28.9146 | 51.3561 | 308.915 | 42587.4549 | 12228.6139 | 30358.8411 | 3.4826 | 9410.7321 | 4.5254
Pellet Stove | Existing Residential | Res Heating, Ventilation and Air-Conditioning | RET | 18 | 8170.7803 | 3845.0731 | 8170.7803 | 3845.0731 | 4384 | 22.81% | 1108.5203 | 0 | 2108.5203 | 3384 | 5492.5203 | 12388.0564 | 0 | 12388.0564 | 0.64 | 3.1648 | 5.8752 | 0.36289 | 0.033377 | 0.77114 | Pellet Stove | 18.126 | 49.5614 | 105.3181 | 49.5614 | 105.3181 | 1895.7254 | 224545.8811 | 70950.236 | 153595.6451 | 3.1648 | 38219.0345 | 5.8752 | 18.1718 | 49.6866 | 105.5839 | 99.248 | 210.902 | 1900.5108 | 231701.8931 | 71129.3364 | 160572.5567 | 3.2575 | 38315.5113 | 6.0472 | 18.2177 | 49.8123 | 105.8511 | 149.0603 | 316.7531 | 1905.3204 | 239775.5051 | 71309.3433 | 168466.1617 | 3.3625 | 38412.4763 | 6.2421
Solar air heating | Existing Residential | Res Heating, Ventilation and Air-Conditioning | RET | 20 | 1091.9017 | 0 | 1091.9017 | 0 | 6650 | 4.511% | 148.137 | 0 | 448.137 | 6350 | 6798.137 | 883.2611 | 0 | 883.2611 | 0.64 | 0.20055 | 1.971 | 0.57715 | 0.050359 | N/A | Solar air heating | 0.87223 | 0 | 0.67725 | 0 | 0.67725 | 13.5451 | 770.4055 | 3841.4137 | -3071.0082 | 0.20055 | 390.8779 | 1.971 | 0.87443 | 0 | 0.67896 | 0 | 1.3562 | 13.5793 | 815.1611 | 3851.1106 | -3035.9495 | 0.21167 | 391.8646 | 2.0802 | 0.87664 | 0 | 0.68068 | 0 | 2.0369 | 13.6136 | 861.9363 | 3860.8566 | -2998.9202 | 0.22325 | 392.8563 | 2.194
Solar Domestic Hot Water | Existing Residential | Res Domestic Hot Water (DHW) | RET | 20 | 2998.4645 | 0 | 2998.4645 | 0 | 3787 | 21.12% | 406.7982 | 0 | 1206.7982 | 2987 | 4193.7982 | 2425.5178 | 0 | 2425.5178 | 0.64 | 0.85693 | 2.0099 | 0.56598 | 0.049384 | N/A | Solar Domestic Hot Water | 6.5417 | 0 | 13.9485 | 0 | 13.9485 | 278.9702 | 15867.0422 | 18516.1774 | -2649.1352 | 0.85693 | 7894.5281 | 2.0099 | 6.5582 | 0 | 13.9837 | 0 | 27.9322 | 279.6745 | 16788.8166 | 18562.918 | -1774.1014 | 0.90443 | 7914.4564 | 2.1213 | 6.5748 | 0 | 14.0191 | 0 | 41.9513 | 280.3822 | 17752.1849 | 18609.8951 | -857.7102 | 0.95391 | 7934.4855 | 2.2373
Wood Boiler/Furnace | Existing Residential | Res Heating, Ventilation and Air-Conditioning | RET | 18 | 13804 | 7660 | 13804 | 7660 | 17533.8333 | 19.96% | 1872.7728 | 0 | 5372.7728 | 14033.8333 | 19406.6061 | 22849.8827 | 0 | 22849.8827 | 0.64 | 1.745 | 4.2529 | 0.54734 | 0.050342 | 0.98635 | Wood Boiler/Furnace | 1.8126 | 9.8734 | 17.7928 | 9.8734 | 17.7928 | 320.2704 | 41417.6919 | 23734.9536 | 17682.7383 | 1.745 | 9738.6866 | 4.2529 | 1.8172 | 9.8984 | 17.8377 | 19.7718 | 35.6305 | 321.0789 | 42641.5906 | 23794.868 | 18846.7226 | 1.792 | 9763.2701 | 4.3676 | 1.8218 | 9.9234 | 17.8829 | 29.6952 | 53.5134 | 321.8914 | 44037.0173 | 23855.0857 | 20181.9317 | 1.846 | 9787.978 | 4.4991
Wood Stove | Existing Residential | Res Heating, Ventilation and Air-Conditioning | RET | 18 | 8878.8103 | 3475.0725 | 8878.8103 | 3475.0725 | 3545 | 28.21% | 1204.578 | 0 | 2204.578 | 2545 | 4749.578 | 12300.9807 | 0 | 12300.9807 | 0.64 | 3.5415 | 5.5797 | 0.34917 | 0.032115 | 0.89212 | Wood Stove | 45.315 | 111.9807 | 286.1107 | 111.9807 | 286.1107 | 5149.9934 | 557418.8662 | 157396.1012 | 400022.7651 | 3.5415 | 99900.4367 | 5.5797 | 45.4294 | 112.2634 | 286.833 | 224.2441 | 572.9437 | 5162.9936 | 576633.5424 | 157793.4178 | 418840.1246 | 3.6544 | 100152.6164 | 5.7575 | 45.5444 | 112.5475 | 287.5589 | 336.7916 | 860.5026 | 5176.0596 | 598091.7219 | 158192.7454 | 439898.9765 | 3.7808 | 100406.0725 | 5.9567
Drain Water Heat Recovery | Existing Residential | Res Domestic Hot Water (DHW) | ROB/NEW | 20 | 805 | 130.41 | 805 | 130.41 | 900 | 22.22% | 84.0211 | 0 | 284.0211 | 700 | 984.0211 | 1042.3145 | 0 | 1042.3145 | 0.76 | 1.3571 | 3.6698 | 0.41781 | 0.036456 | 2.5791 | Drain Water Heat Recovery | 49.5715 | 5.459 | 33.6976 | 5.459 | 33.6976 | 673.9523 | 51669.1076 | 38071.969 | 13597.1387 | 1.3571 | 14079.3568 | 3.6698 | 49.5715 | 5.459 | 33.6976 | 10.918 | 67.3952 | 673.9523 | 53778.7368 | 38071.969 | 15706.7679 | 1.4126 | 14079.3568 | 3.8197 | 49.5715 | 5.459 | 33.6976 | 16.377 | 101.0928 | 673.9523 | 56075.5021 | 38071.969 | 18003.5332 | 1.4729 | 14079.3568 | 3.9828
[25 empty] | Sub-Total | 6826.398 | 11203.6467 | 13107.0875 | 11203.6467 | 13107.0875 | 236112.4074 | 39643853.8023 | 24594099.4275 | 15049754.3748 | 1.6119 | 2765734.6364 | 14.3339 | 6817.1664 | 11189.6052 | 13093.3862 | 22393.2519 | 26200.4738 | 235928.7079 | 40439382.474 | 24533666.9502 | 15905715.5238 | 1.6483 | 2750845.6942 | 14.7007 | 6807.888 | 11175.4925 | 13079.6156 | 33568.7444 | 39280.0893 | 235744.0785 | 41396921.284 | 24472928.6001 | 16923992.6839 | 1.6915 | 2740089.2803 | 15.1079
Home Energy Assessment
Measure Name | Program | Technology Type | Decision Type | Measure Life | Gross Annual Energy Savings per Unit at Meter (kWh) Pre-RUL | Gross Peak Demand Savings per Unit at Meter (Watts) Pre-RUL | Gross Annual Energy Savings per Unit at Meter (kWh) Post-RUL | Gross Peak Demand Savings per Unit at Meter (Watts) Post-RUL | Gross Per Unit One-Time Per Unit Incremental Measure Cost ($) | 2020 Incentive as a Percent of Incremental Measure Cost (%) | Per Unit Program Administrative Cost ($) | Per Unit Direct Installation Cost ($) | Per Unit DSM Administrator Cost (Incentive + Administrative) ($) | Per Unit DSM Customer Cost (Incremental Measure Cost - Incentive) ($) | Total Per Unit DSM Cost ($) | Per Unit Present Value Avoided Cost Benefits ($) | Per Unit Present Value Non-Energy Benefits ($) | Total Per Unit Present Value Benefits ($) | Net-To-Gross Ratio | Net Total Resource Benefit-Cost Ratio (TRC) | Net Program Administrator Benefit-Cost Ratio (PAC) | Net First-Year Unit Cost / kWh at Generator ($/kWh) | Net Lifetime Unit Cost / kWh at Generator ($/kWh) | Net Unit Cost / Watt at Generator ($/W) | Measure Name | Participation (Units) | Peak Demand Savings (kW) | First Year Energy Savings (MWh) | Cumulative Peak Demand Savings (kW) | Cumulative Energy Savings (MWh) | Lifetime Energy Savings (MWh) | Total Avoided Cost Benefits ($) | TRC Costs ($) | Total Net Resource Benefits ($) | TRC (Ratio) | PAC Costs ($) | PAC (Ratio) | Participation (Units) | Peak Demand Savings (kW) | First Year Energy Savings (MWh) | Cumulative Peak Demand Savings (kW) | Cumulative Energy Savings (MWh) | Lifetime Energy Savings (MWh) | Total Avoided Cost Benefits ($) | TRC Costs ($) | Total Net Resource Benefits ($) | TRC (Ratio) | PAC Costs ($) | PAC (Ratio) | Participation (Units) | Peak Demand Savings (kW) | First Year Energy Savings (MWh) | Cumulative Peak Demand Savings (kW) | Cumulative Energy Savings (MWh) | Lifetime Energy Savings (MWh) | Total Avoided Cost Benefits ($) | TRC Costs ($) | Total Net Resource Benefits ($) | TRC (Ratio) | PAC Costs ($) | PAC (Ratio)
Drain Water Heat Recovery | Existing Residential | Res Domestic Hot Water (DHW) | RET | 20 | 805 | 130.41 | 805 | 130.41 | 900 | 33.38% | 92.092 | 0 | 392.5486 | 599.5434 | 992.092 | 1042.3145 | 0 | 1042.3145 | 0.76 | 1.343 | 2.6552 | 0.57747 | 0.050386 | 3.5646 | Drain Water Heat Recovery | 30.8297 | 3.3951 | 20.9574 | 3.3951 | 20.9574 | 419.1475 | 32134.2868 | 23926.7153 | 8207.5715 | 1.343 | 12102.1702 | 2.6552 | 22.6141 | 2.4904 | 15.3725 | 5.8854 | 36.3299 | 307.4509 | 24533.3717 | 17550.6021 | 6982.7696 | 1.3979 | 8877.1221 | 2.7637 | 30.7901 | 3.3907 | 20.9304 | 9.2762 | 57.2604 | 418.6088 | 34829.9101 | 23895.9643 | 10933.9458 | 1.4576 | 12086.6163 | 2.8817
Heat Pump Water Heater | Existing Residential | Res Domestic Hot Water (DHW) | RET | 10 | 771 | 300 | 771 | 300 | 2806.3 | 21.41% | 88.2024 | 0 | 689.1155 | 2205.3869 | 2894.5024 | 814.0481 | 0 | 814.0481 | 0.76 | 0.36652 | 1.1813 | 1.0584 | 0.14001 | 2.7202 | Heat Pump Water Heater | 30.8297 | 7.8102 | 20.0722 | 7.8102 | 20.0722 | 200.7222 | 25096.8922 | 68472.5588 | -43375.6666 | 0.36652 | 21245.2525 | 1.1813 | 45.2281 | 11.4578 | 29.4465 | 19.268 | 49.5188 | 294.4654 | 37971.1184 | 100451.2834 | -62480.165 | 0.37801 | 31167.4183 | 1.2183 | 46.6818 | 11.8261 | 30.393 | 31.0941 | 79.9117 | 303.9296 | 40652.3463 | 103679.8116 | -63027.4653 | 0.3921 | 32169.1465 | 1.2637
Solar Domestic Hot Water | Existing Residential | Res Domestic Hot Water (DHW) | RET | 20 | 2803 | 0 | 2803 | 0 | 4987.5 | 30.12% | 320.6632 | 0 | 1822.946 | 3485.2172 | 5308.1632 | 2692.5406 | 0 | 2692.5406 | 0.76 | 0.65493 | 1.477 | 0.77016 | 0.067199 | N/A | Solar Domestic Hot Water | 1.989 | 0 | 4.708 | 0 | 4.708 | 94.1591 | 5355.5052 | 8177.1675 | -2821.6624 | 0.65493 | 3625.8679 | 1.477 | 2.7137 | 0 | 6.4232 | 0 | 11.1312 | 128.4648 | 7711.7247 | 11156.418 | -3444.6933 | 0.69124 | 4946.9082 | 1.5589 | 1.9865 | 0 | 4.7019 | 0 | 15.8331 | 94.0381 | 5953.9497 | 8166.6581 | -2212.7084 | 0.72906 | 3621.2078 | 1.6442
Unconverted D | Existing Residential | Res Heating, Ventilation and Air-Conditioning | RET | 25 | 2283 | 646.089 | 2283 | 646.089 | 542 | 59.23% | 261.1752 | 0 | 582.1752 | 221 | 803.1752 | 4055.2521 | 0 | 4055.2521 | 0.76 | 6.0248 | 6.9657 | 0.30198 | 0.023905 | 1.0671 | Unconverted D | 551.4546 | 300.866 | 1063.1309 | 300.866 | 1063.1309 | 26578.2716 | 2236287.2661 | 371181.4177 | 1865105.8483 | 6.0248 | 321043.1691 | 6.9657 | 628.219 | 342.7476 | 1211.1224 | 643.6137 | 2274.2533 | 30278.0608 | 2628262.3955 | 422851.1807 | 2205411.2148 | 6.2156 | 365733.5109 | 7.1863 | 550.7458 | 300.4794 | 1061.7645 | 944.093 | 3336.0178 | 26544.1128 | 2383170.7149 | 370704.3686 | 2012466.3463 | 6.4288 | 320630.5585 | 7.4328
Whole Home | Existing Residential | Res Heating, Ventilation and Air-Conditioning | RET | 20 | 8335.9798 | 2359.0823 | 8335.9798 | 2359.0823 | 5507.268 | 34.29% | 953.6361 | 0 | 2841.9755 | 3618.9286 | 6460.9041 | 12874.2981 | 0 | 12874.2981 | 0.76 | 2.5051 | 4.5301 | 0.40373 | 0.035227 | 1.4266 | Whole Home | 890.5817 | 1774.1402 | 6269.0467 | 1774.1402 | 6269.0467 | 125380.9347 | 11465614.3926 | 4576841.6997 | 6888772.6929 | 2.5051 | 2531011.3785 | 4.5301 | 999.9944 | 1992.1027 | 7039.2321 | 3766.2429 | 13308.2788 | 140784.6422 | 13312555.5329 | 5139130.7849 | 8173424.748 | 2.5904 | 2841959.444 | 4.6843 | 889.4371 | 1771.8601 | 6260.9896 | 5538.103 | 19569.2685 | 125219.7928 | 12279038.3678 | 4570959.4589 | 7708078.909 | 2.6863 | 2527758.4763 | 4.8577
[25 empty] | Sub-Total | 1505.6848 | 2086.2116 | 7377.9151 | 2086.2116 | 7377.9151 | 152673.235 | 13764488.3428 | 5048599.559 | 8715888.7838 | 2.7264 | 2889027.8381 | 4.7644 | 1698.7693 | 2348.7985 | 8301.5969 | 4435.01 | 15679.512 | 171793.0842 | 16011034.1431 | 5691140.269 | 10319893.8741 | 2.8133 | 3252684.4035 | 4.9224 | 1519.6413 | 2087.5562 | 7378.7795 | 6522.5663 | 23058.2915 | 152580.482 | 14743645.2888 | 5077406.2614 | 9666239.0274 | 2.9038 | 2896266.0054 | 5.0906
Instant Savings
Measure Name | Program | Technology Type | Decision Type | Measure Life | Gross Annual Energy Savings per Unit at Meter (kWh) Pre-RUL | Gross Peak Demand Savings per Unit at Meter (Watts) Pre-RUL | Gross Annual Energy Savings per Unit at Meter (kWh) Post-RUL | Gross Peak Demand Savings per Unit at Meter (Watts) Post-RUL | Gross Per Unit One-Time Per Unit Incremental Measure Cost ($) | 2020 Incentive as a Percent of Incremental Measure Cost (%) | Per Unit Program Administrative Cost ($) | Per Unit Direct Installation Cost ($) | Per Unit DSM Administrator Cost (Incentive + Administrative) ($) | Per Unit DSM Customer Cost (Incremental Measure Cost - Incentive) ($) | Total Per Unit DSM Cost ($) | Per Unit Present Value Avoided Cost Benefits ($) | Per Unit Present Value Non-Energy Benefits ($) | Total Per Unit Present Value Benefits ($) | Net-To-Gross Ratio | Net Total Resource Benefit-Cost Ratio (TRC) | Net Program Administrator Benefit-Cost Ratio (PAC) | Net First-Year Unit Cost / kWh at Generator ($/kWh) | Net Lifetime Unit Cost / kWh at Generator ($/kWh) | Net Unit Cost / Watt at Generator ($/W) | Measure Name | Participation (Units) | Peak Demand Savings (kW) | First Year Energy Savings (MWh) | Cumulative Peak Demand Savings (kW) | Cumulative Energy Savings (MWh) | Lifetime Energy Savings (MWh) | Total Avoided Cost Benefits ($) | TRC Costs ($) | Total Net Resource Benefits ($) | TRC (Ratio) | PAC Costs ($) | PAC (Ratio) | Participation (Units) | Peak Demand Savings (kW) | First Year Energy Savings (MWh) | Cumulative Peak Demand Savings (kW) | Cumulative Energy Savings (MWh) | Lifetime Energy Savings (MWh) | Total Avoided Cost Benefits ($) | TRC Costs ($) | Total Net Resource Benefits ($) | TRC (Ratio) | PAC Costs ($) | PAC (Ratio) | Participation (Units) | Peak Demand Savings (kW) | First Year Energy Savings (MWh) | Cumulative Peak Demand Savings (kW) | Cumulative Energy Savings (MWh) | Lifetime Energy Savings (MWh) | Total Avoided Cost Benefits ($) | TRC Costs ($) | Total Net Resource Benefits ($) | TRC (Ratio) | PAC Costs ($) | PAC (Ratio)
Clothes-line | Residential Efficient Product Rebates | Res Other | ROB/NEW | 10 | 150 | 0 | 150 | 0 | 61.4161 | 8.141% | 9.6853 | 0 | 14.6853 | 56.4161 | 71.1014 | 103.4889 | 0 | 103.4889 | 1 | 1.4555 | 7.0471 | 0.088112 | 0.011655 | N/A | Clothes-line | 1605.3261 | 0 | 267.5543 | 0 | 267.5543 | 2675.5435 | 166133.3964 | 114140.8996 | 51992.4968 | 1.4555 | 23574.7156 | 7.0471 | 1490.5945 | 0 | 248.4324 | 0 | 515.9868 | 2484.3242 | 163795.9811 | 105983.3268 | 57812.6542 | 1.5455 | 21889.8466 | 7.4827 | 1648.1139 | 0 | 274.6857 | 0 | 790.6724 | 2746.8566 | 192368.1911 | 117183.1755 | 75185.0156 | 1.6416 | 24203.0687 | 7.9481
Dehumidifier | Residential Efficient Product Rebates | Res Other | ROB/NEW | 12 | 81.3 | 27.2355 | 81.3 | 27.2355 | 229.7557 | 13.06% | 5.2494 | 0 | 35.2494 | 199.7557 | 235.0051 | 121.3722 | 0 | 121.3722 | 1 | 0.51647 | 3.4432 | 0.39022 | 0.045592 | 1.1648 | Dehumidifier | 4013.3152 | 121.4496 | 362.5361 | 121.4496 | 362.5361 | 4350.4337 | 487105.027 | 943149.5905 | -456044.5635 | 0.51647 | 141467.1115 | 3.4432 | 3726.4863 | 112.7697 | 336.6259 | 234.2193 | 699.1621 | 4039.5111 | 467104.9076 | 875743.328 | -408638.4204 | 0.53338 | 131356.5528 | 3.556 | 4120.2849 | 124.6867 | 372.1991 | 358.906 | 1071.3611 | 4466.3888 | 534254.7661 | 968288.0048 | -434033.2386 | 0.55175 | 145237.7316 | 3.6785
Dimmer Switch | Residential Efficient Product Rebates | Res Other | ROB/NEW | 10 | 13.94 | 2.1314 | 13.94 | 2.1314 | 14.0906 | 21.15% | 0.90009 | 0 | 3.8801 | 11.1106 | 14.9906 | 13.4483 | 0 | 13.4483 | 1 | 0.89711 | 3.466 | 0.25051 | 0.033137 | 1.6384 | Dimmer Switch | 17658.5869 | 41.82 | 273.5119 | 41.82 | 273.5119 | 2735.1189 | 237478.492 | 264713.5578 | -27235.0658 | 0.89711 | 68516.8781 | 3.466 | 16396.5396 | 38.8311 | 253.9642 | 80.6511 | 527.4761 | 2539.6418 | 230332.1399 | 245794.6591 | -15462.5192 | 0.93709 | 63620.0232 | 3.6204 | 18129.2533 | 42.9346 | 280.802 | 123.5857 | 808.2781 | 2808.0199 | 266965.5665 | 271769.1502 | -4803.5837 | 0.98232 | 70343.1056 | 3.7952
ECM Circulator Pump | Residential Efficient Product Rebates | Res Heating, Ventilation and Air-Conditioning | ROB/NEW | 15 | 127 | 29.8 | 127 | 29.8 | 313.7612 | 15.94% | 8.2002 | 0 | 58.2002 | 263.7612 | 321.9614 | 194.2202 | 0 | 194.2202 | 1 | 0.60324 | 3.3371 | 0.41244 | 0.041958 | 1.7577 | ECM Circulator Pump | 16.0533 | 0.53154 | 2.2653 | 0.53154 | 2.2653 | 33.9794 | 3117.867 | 5168.5305 | -2050.6635 | 0.60324 | 934.3035 | 3.3371 | 15.6102 | 0.51687 | 2.2028 | 1.0484 | 4.4681 | 33.0415 | 3151.0881 | 5025.8701 | -1874.782 | 0.62697 | 908.5151 | 3.4684 | 16.4811 | 0.54571 | 2.3257 | 1.5941 | 6.7937 | 34.8851 | 3470.7756 | 5306.2909 | -1835.5153 | 0.65409 | 959.2061 | 3.6184
Efficient clothes washer | Residential Efficient Product Rebates | Res Other | ROB/NEW | 14 | 188 | 25.944 | 188 | 25.944 | 269.7689 | 27.8% | 12.1389 | 0 | 87.1389 | 194.7689 | 281.9079 | 232.0041 | 0 | 232.0041 | 1 | 0.82298 | 2.6625 | 0.41715 | 0.044218 | 3.0229 | Efficient clothes washer | 2407.9891 | 69.4143 | 503.0022 | 69.4143 | 503.0022 | 7042.0304 | 558663.3937 | 678831.0836 | -120167.6899 | 0.82298 | 209829.5842 | 2.6625 | 2235.8918 | 64.4533 | 467.0529 | 133.8676 | 970.0551 | 6538.7413 | 541438.0179 | 630315.4858 | -88877.4679 | 0.859 | 194833.2059 | 2.779 | 2472.1709 | 71.2644 | 516.409 | 205.1321 | 1486.4642 | 7229.7265 | 628260.3471 | 696924.435 | -68664.088 | 0.90148 | 215422.3163 | 2.9164
Efficient refrigerator | Residential Efficient Product Rebates | Res Refrigeration | ROB/NEW | 12 | 49 | 7.4382 | 49 | 7.4382 | 26 | 288.5% | 3.1639 | 0 | 78.1639 | -49 | 29.1639 | 54.9206 | 0 | 54.9206 | 1 | 1.8832 | 0.70263 | 1.4357 | 0.16774 | 9.4576 | Efficient refrigerator | 1285.8662 | 10.6273 | 70.0083 | 10.6273 | 70.0083 | 840.0992 | 70620.5224 | 37500.8329 | 33119.6894 | 1.8832 | 100508.2763 | 0.70263 | 1193.9662 | 9.8677 | 65.0048 | 20.495 | 135.0131 | 780.0579 | 68438.8723 | 34820.6738 | 33618.1985 | 1.9655 | 93325.0178 | 0.73334 | 1320.1393 | 10.9105 | 71.8742 | 31.4055 | 206.8873 | 862.491 | 78841.4063 | 38500.3684 | 40341.0379 | 2.0478 | 103187.1924 | 0.76406
Heavy duty timer | Residential Efficient Product Rebates | Res Other | ROB/NEW | 10 | 122 | 0 | 122 | 0 | 24.2842 | 24.71% | 7.8774 | 0 | 13.8774 | 18.2842 | 32.1616 | 84.171 | 0 | 84.171 | 1 | 2.6171 | 6.0653 | 0.10237 | 0.013542 | N/A | Heavy duty timer | 3210.6522 | 0 | 435.2217 | 0 | 435.2217 | 4352.2174 | 270243.6582 | 103259.6474 | 166984.0108 | 2.6171 | 44555.4648 | 6.0653 | 2981.189 | 0 | 404.1167 | 0 | 839.3385 | 4041.1673 | 266441.4625 | 95879.7504 | 170561.7122 | 2.7789 | 41371.1159 | 6.4403 | 3296.2279 | 0 | 446.822 | 0 | 1286.1605 | 4468.22 | 312918.9241 | 106011.8978 | 206907.0263 | 2.9517 | 45743.0322 | 6.8408
Indoor motion sensor | Residential Efficient Product Rebates | Res Other | ROB/NEW | 10 | 37.556 | 0 | 37.556 | 0 | 25.7038 | 19.45% | 2.4249 | 0 | 7.4249 | 20.7038 | 28.1287 | 25.9109 | 0 | 25.9109 | 1 | 0.92115 | 3.4897 | 0.17793 | 0.023537 | N/A | Indoor motion sensor | 381.8268 | 0 | 15.9332 | 0 | 15.9332 | 159.3321 | 9893.4593 | 10740.3034 | -846.8441 | 0.92115 | 2835.0427 | 3.4897 | 354.5379 | 0 | 14.7945 | 0 | 30.7277 | 147.9447 | 9754.2632 | 9972.7012 | -218.438 | 0.9781 | 2632.4241 | 3.7054 | 392.0039 | 0 | 16.3579 | 0 | 47.0856 | 163.5789 | 11455.7753 | 11026.5721 | 429.2033 | 1.0389 | 2910.607 | 3.9359
LED - ENERGY STAR Fixture with Motion Sensor | Residential Efficient Product Rebates | Res Lighting | RET | 25 | 259.35 | 41.7553 | 54.6894 | 8.805 | 46.6691 | 21.43% | 16.7459 | 0 | 26.7459 | 36.6691 | 63.415 | 194.9443 | 0 | 194.9443 | 1 | 3.0741 | 7.2888 | 0.092814 | 0.016784 | 0.57648 | LED - ENERGY STAR Fixture with Motion Sensor | 1745.6476 | 80.989 | 503.0375 | 80.989 | 503.0375 | 4239.7468 | 340304.029 | 110700.314 | 229603.715 | 3.0741 | 46688.9271 | 7.2888 | 1620.8874 | 75.2008 | 467.0857 | 156.1898 | 970.1232 | 3568.1441 | 295336.7952 | 102788.6375 | 192548.1577 | 2.8732 | 43352.1011 | 6.8125 | 1792.1756 | 83.1477 | 516.4453 | 173.7233 | 1079.0265 | 3537.6678 | 302374.589 | 113650.8855 | 188723.7035 | 2.6606 | 47933.3591 | 6.3082
LED - ENERGY STAR Fixture without Motion Sensor | Residential Efficient Product Rebates | Res Lighting | RET | 25 | 72.0912 | 10.309 | 10.4156 | 1.4894 | 36.8852 | 27.11% | 4.6548 | 0 | 14.6548 | 26.8852 | 41.54 | 45.279 | 0 | 45.279 | 1 | 1.09 | 3.0897 | 0.18295 | 0.037093 | 1.2794 | LED - ENERGY STAR Fixture without Motion Sensor | 21696.3673 | 248.5208 | 1737.9073 | 248.5208 | 1737.9073 | 12224.5322 | 982390.1402 | 901267.407 | 81122.7331 | 1.09 | 317956.7295 | 3.0897 | 20145.7426 | 230.7591 | 1613.7003 | 479.2799 | 3351.6076 | 10126.6762 | 840748.999 | 836854.4358 | 3894.5631 | 1.0047 | 295232.5773 | 2.8478 | 22274.6554 | 255.1447 | 1784.229 | 517.2667 | 3617.25 | 9678.2319 | 833872.3667 | 925289.5067 | -91417.1399 | 0.9012 | 326431.4487 | 2.5545
LED - Other | Residential Efficient Product Rebates | Res Lighting | RET | 24 | 39.9903 | 5.6386 | 3.6196 | 0.51036 | 5.252 | 38.27% | 2.5821 | 0 | 4.5921 | 3.242 | 7.8341 | 18.1407 | 0 | 18.1407 | 0.84 | 2.5938 | 3.9504 | 0.12303 | 0.027784 | 0.87258 | LED - Other | 103234.0865 | 543.2925 | 3853.138 | 543.2925 | 3853.138 | 22387.5752 | 1872740.1703 | 721996.2459 | 1150743.9244 | 2.5938 | 474063.7002 | 3.9504 | 95856.0163 | 504.4637 | 3577.7568 | 1047.7562 | 7430.8947 | 17533.6198 | 1531216.8719 | 670395.6631 | 860821.2088 | 2.284 | 440182.6886 | 3.4786 | 52992.8278 | 278.8866 | 1977.9191 | 1072.9984 | 7609.9181 | 7894.3517 | 723781.6382 | 370620.054 | 353161.5842 | 1.9529 | 243349.6229 | 2.9742
LED - R, BR and Decorative | Residential Efficient Product Rebates | Res Lighting | RET | 16 | 34.4292 | 4.8545 | 3.3543 | 0.47296 | 4.7473 | 39.18% | 2.223 | 0 | 4.083 | 2.8873 | 6.9704 | 14.5458 | 0 | 14.5458 | 0.84 | 2.342 | 3.5625 | 0.12706 | 0.029744 | 0.90116 | LED - R, BR and Decorative | 75863.4297 | 343.7282 | 2437.7885 | 343.7282 | 2437.7885 | 12601.2444 | 1103492.9376 | 471171.9332 | 632321.0045 | 2.342 | 309754.1531 | 3.5625 | 35220.7609 | 159.5811 | 1131.7807 | 503.3093 | 3569.5693 | 4828.8068 | 446589.2015 | 218748.7971 | 227840.4044 | 2.0416 | 143808.1168 | 3.1055 | 19471.3675 | 88.2225 | 625.6911 | 511.9046 | 3630.5287 | 2104.8152 | 208148.16 | 120932.6006 | 87215.5594 | 1.7212 | 79502.5609 | 2.6181
LED - Recessed downlight | Residential Efficient Product Rebates | Res Lighting | RET | 25 | 39.2321 | 5.4533 | 2.6904 | 0.37397 | 17.1571 | 34.97% | 2.5332 | 0 | 8.5332 | 11.1571 | 19.6902 | 19.9848 | 0 | 19.9848 | 1 | 1.015 | 2.342 | 0.19575 | 0.046068 | 1.4083 | LED - Recessed downlight | 27482.7972 | 166.5231 | 1198.0081 | 166.5231 | 1198.0081 | 6517.3053 | 549237.1788 | 541142.9216 | 8094.2571 | 1.015 | 234515.2827 | 2.342 | 25518.6203 | 154.6218 | 1112.3873 | 321.145 | 2310.3954 | 5015.4149 | 442500.2277 | 502467.8035 | -59967.5758 | 0.88065 | 217754.6343 | 2.0321 | 14213.7302 | 86.1235 | 619.5936 | 327.0511 | 2352.8853 | 2216.4547 | 206255.2444 | 279871.7833 | -73616.5389 | 0.73696 | 121288.1251 | 1.7005
Motion sensor with dimmer switch | Residential Efficient Product Rebates | Res Other | ROB/NEW | 10 | 43.952 | 0 | 43.952 | 0 | 25.7038 | 19.45% | 2.8379 | 0 | 7.8379 | 20.7038 | 28.5417 | 30.3236 | 0 | 30.3236 | 1 | 1.0624 | 3.8688 | 0.1605 | 0.02123 | N/A | Motion sensor with dimmer switch | 19.3602 | 0 | 0.94547 | 0 | 0.94547 | 9.4547 | 587.0724 | 552.5742 | 34.4982 | 1.0624 | 151.7441 | 3.8688 | 17.9766 | 0 | 0.8779 | 0 | 1.8234 | 8.779 | 578.8125 | 513.0821 | 65.7305 | 1.1281 | 140.899 | 4.108 | 19.8763 | 0 | 0.97067 | 0 | 2.794 | 9.7067 | 679.7793 | 567.3023 | 112.477 | 1.1983 | 155.7886 | 4.3635
Networked/ Connected - Indoor LED Lamp | Residential Efficient Product Rebates | Res Lighting | ROB/NEW | 4 | 33 | 4.2959 | 33 | 4.2959 | 65.2611 | 50% | 2.1308 | 0 | 34.7613 | 32.6306 | 67.3919 | 15.0066 | 0 | 15.0066 | 1.14 | 0.19609 | 0.4317 | 0.83161 | 0.22897 | 6.3883 | Networked/ Connected - Indoor LED Lamp | 2837.6976 | 15.4411 | 118.6158 | 15.4411 | 118.6158 | 474.463 | 42584.2537 | 217164.5231 | -174580.2694 | 0.19609 | 98642.1116 | 0.4317 | 2634.8893 | 14.3375 | 110.1384 | 29.7786 | 228.7541 | 440.5535 | 42295.1455 | 201643.9217 | -159348.7762 | 0.20975 | 91592.2267 | 0.46178 | 2913.3327 | 15.8527 | 121.7773 | 45.6313 | 350.5314 | 487.1092 | 50273.132 | 222952.7584 | -172679.6263 | 0.22549 | 101271.2876 | 0.49642
Outdoor motion sensor | Residential Efficient Product Rebates | Res Other | ROB/NEW | 10 | 159 | 0 | 159 | 0 | 41.988 | 11.91% | 10.2664 | 0 | 15.2664 | 36.988 | 52.2544 | 109.6982 | 0 | 109.6982 | 1 | 2.0993 | 7.1856 | 0.086414 | 0.011431 | N/A | Outdoor motion sensor | 1926.3913 | 0 | 340.3291 | 0 | 340.3291 | 3403.2913 | 211321.6803 | 100662.4886 | 110659.1917 | 2.0993 | 29409.1208 | 7.1856 | 1788.7134 | 0 | 316.006 | 0 | 656.3352 | 3160.0604 | 208348.4879 | 93468.2087 | 114880.2792 | 2.2291 | 27307.2708 | 7.6298 | 1977.7367 | 0 | 349.4002 | 0 | 1005.7353 | 3494.0016 | 244692.339 | 103345.5151 | 141346.824 | 2.3677 | 30192.9823 | 8.1043
Power bar with timer | Residential Efficient Product Rebates | Res Other | ROB/NEW | 4 | 53.7 | 0 | 53.7 | 0 | 25.8 | 19.38% | 3.4673 | 0 | 8.4673 | 20.8 | 29.2673 | 15.5397 | 0 | 15.5397 | 1 | 0.53096 | 1.8353 | 0.14191 | 0.039072 | N/A | Power bar with timer | 650.7189 | 0 | 38.8262 | 0 | 38.8262 | 155.3049 | 10111.9741 | 19044.8134 | -8932.8393 | 0.53096 | 5509.8597 | 1.8353 | 604.2125 | 0 | 36.0513 | 0 | 74.8776 | 144.2054 | 10270.6651 | 17683.6934 | -7413.0283 | 0.5808 | 5116.0737 | 2.0075 | 668.063 | 0 | 39.8611 | 0 | 114.7387 | 159.4444 | 12323.2282 | 19552.4279 | -7229.1996 | 0.63027 | 5656.7178 | 2.1785
Programmable thermostat | Residential Efficient Product Rebates | Res Heating, Ventilation and Air-Conditioning | ROB/NEW | 10 | 221 | -88.179 | 221 | -88.179 | 14.8904 | 62.46% | 14.2697 | 0 | 23.5697 | 5.5904 | 29.1601 | -6.0085 | 0 | -6.0085 | 1 | 0 | 0 | 0.095985 | 0.012697 | -0.24056 | Programmable thermostat | 3371.1848 | -330.2974 | 827.8131 | -330.2974 | 827.8131 | 8278.1315 | -20255.664 | N/A | N/A | 0 | 79457.7938 | 0 | 3130.2485 | -306.6913 | 768.6499 | -636.9888 | 1596.4631 | 7686.499 | 10082.6722 | 91278.4889 | -81195.8167 | 0.11046 | 73778.9991 | 0.13666 | 3461.0393 | -339.1011 | 849.8774 | -976.0898 | 2446.3405 | 8498.7742 | 39841.778 | 100924.3954 | -61082.6173 | 0.39477 | 81575.637 | 0.4884
Room air purifier | Residential Efficient Product Rebates | Res Other | ROB/NEW | 9 | 480 | 82.08 | 480 | 82.08 | 211.4564 | 18.92% | 30.993 | 0 | 70.993 | 171.4564 | 242.4494 | 437.8964 | 0 | 437.8964 | 1 | 1.8061 | 6.1682 | 0.13311 | 0.018993 | 0.77843 | Room air purifier | 481.5978 | 43.9217 | 256.8522 | 43.9217 | 256.8522 | 2311.6696 | 210889.9332 | 116763.113 | 94126.8202 | 1.8061 | 34190.0747 | 6.1682 | 447.1784 | 40.7827 | 238.4951 | 84.7044 | 495.3473 | 2146.4561 | 204302.2226 | 108418.1324 | 95884.0901 | 1.8844 | 31746.5332 | 6.4354 | 494.4342 | 45.0924 | 263.6982 | 129.7968 | 759.0455 | 2373.2841 | 236917.1255 | 119875.2805 | 117041.845 | 1.9764 | 35101.3663 | 6.7495
Smart power bar | Residential Efficient Product Rebates | Res Other | ROB/NEW | 4 | 53.8 | 0 | 53.8 | 0 | 25.8 | 38.76% | 3.4738 | 0 | 13.4738 | 15.8 | 29.2738 | 15.5686 | 0 | 15.5686 | 1 | 0.53183 | 1.1555 | 0.2254 | 0.062059 | N/A | Smart power bar | 481.5978 | 0 | 28.7888 | 0 | 28.7888 | 115.1554 | 7497.8201 | 14098.1978 | -6600.3777 | 0.53183 | 6488.9522 | 1.1555 | 447.1784 | 0 | 26.7313 | 0 | 55.5202 | 106.9253 | 7615.4862 | 13090.6092 | -5475.1229 | 0.58175 | 6025.1912 | 1.2639 | 494.4342 | 0 | 29.5562 | 0 | 85.0764 | 118.2247 | 9137.4194 | 14473.9668 | -5336.5474 | 0.6313 | 6661.9067 | 1.3716
Energy Star Dryer | Residential Efficient Product Rebates | Res Other | ROB/NEW | 12 | 160 | 40 | 160 | 40 | 127.3333 | 58.9% | 10.331 | 0 | 85.331 | 52.3333 | 137.6643 | 100.3401 | 0 | 100.3401 | 0.475 | 1.4169 | 1.1759 | 1.0105 | 0.11807 | 4.042 | Energy Star Dryer | 223.0718 | 4.7093 | 18.8372 | 4.7093 | 18.8372 | 226.0461 | 22383.0549 | 15796.6814 | 6586.3735 | 1.4169 | 19034.9404 | 1.1759 | 545.2866 | 11.5116 | 46.0464 | 16.2209 | 64.8836 | 552.5571 | 56742.0346 | 38614.11 | 18127.9246 | 1.4695 | 46529.8544 | 1.2195 | 718.7869 | 15.1744 | 60.6976 | 31.3953 | 125.5812 | 728.3708 | 77593.4348 | 50900.4177 | 26693.0171 | 1.5244 | 61334.808 | 1.2651
Heat Pump Dryer (ventless) | Residential Efficient Product Rebates | Res Other | ROB/NEW | 12 | 446 | 61.548 | 446 | 61.548 | 1095 | 27.4% | 28.7977 | 0 | 328.7977 | 795 | 1123.7977 | 438.6505 | 0 | 438.6505 | 0.9 | 0.43247 | 1.3341 | 0.73721 | 0.086135 | 5.3421 | Heat Pump Dryer (ventless) | 19.8286 | 1.2204 | 8.8436 | 1.2204 | 8.8436 | 106.1227 | 8697.828 | 20112.1078 | -11414.2798 | 0.43247 | 6519.599 | 1.3341 | 34.7001 | 2.1357 | 15.4762 | 3.3561 | 24.3198 | 185.7147 | 15903.5148 | 35196.1886 | -19292.6738 | 0.45185 | 11409.2983 | 1.3939 | 44.6144 | 2.7459 | 19.898 | 6.1021 | 44.2178 | 238.7761 | 21319.5114 | 45252.2425 | -23932.7311 | 0.47113 | 14669.0978 | 1.4534
Hybrid Heat Pump Dryer | Residential Efficient Product Rebates | Res Other | ROB/NEW | 12 | 224 | 30.912 | 224 | 30.912 | 600 | 16.67% | 14.4634 | 0 | 114.4634 | 500 | 614.4634 | 208.0694 | 0 | 208.0694 | 0.85 | 0.39673 | 1.8178 | 0.54106 | 0.063216 | 3.9207 | Hybrid Heat Pump Dryer | 9.9143 | 0.28944 | 2.0974 | 0.28944 | 2.0974 | 25.1691 | 2062.863 | 5199.6888 | -3136.8258 | 0.39673 | 1134.8248 | 1.8178 | 19.8286 | 0.57889 | 4.1949 | 0.86833 | 6.2923 | 50.3382 | 4310.6687 | 10399.3776 | -6088.7089 | 0.41451 | 2269.6496 | 1.8993 | 19.8286 | 0.57889 | 4.1949 | 1.4472 | 10.4871 | 50.3382 | 4494.5302 | 10399.3776 | -5904.8474 | 0.43219 | 2269.6496 | 1.9803
[25 empty] | Sub-Total | 270623.3073 | 1362.1807 | 13301.8614 | 1362.1807 | 13301.8614 | 95263.9668 | 7147301.0875 | 5413177.4554 | 1754379.2961 | 1.3204 | 2255739.1902 | 3.1685 | 216427.0552 | 1113.7204 | 11257.5726 | 2475.9011 | 24559.4339 | 76159.1803 | 5867298.5379 | 4945096.9447 | 922201.5931 | 1.1865 | 1986182.8156 | 2.9541 | 152951.5779 | 782.2101 | 9245.2851 | 2561.8503 | 28937.8594 | 64369.7178 | 5000240.0284 | 4713618.4088 | 286621.6196 | 1.0608 | 1765400.6182 | 2.8324
New Home Construction
Measure Name | Program | Technology Type | Decision Type | Measure Life | Gross Annual Energy Savings per Unit at Meter (kWh) Pre-RUL | Gross Peak Demand Savings per Unit at Meter (Watts) Pre-RUL | Gross Annual Energy Savings per Unit at Meter (kWh) Post-RUL | Gross Peak Demand Savings per Unit at Meter (Watts) Post-RUL | Gross Per Unit One-Time Per Unit Incremental Measure Cost ($) | 2020 Incentive as a Percent of Incremental Measure Cost (%) | Per Unit Program Administrative Cost ($) | Per Unit Direct Installation Cost ($) | Per Unit DSM Administrator Cost (Incentive + Administrative) ($) | Per Unit DSM Customer Cost (Incremental Measure Cost - Incentive) ($) | Total Per Unit DSM Cost ($) | Per Unit Present Value Avoided Cost Benefits ($) | Per Unit Present Value Non-Energy Benefits ($) | Total Per Unit Present Value Benefits ($) | Net-To-Gross Ratio | Net Total Resource Benefit-Cost Ratio (TRC) | Net Program Administrator Benefit-Cost Ratio (PAC) | Net First-Year Unit Cost / kWh at Generator ($/kWh) | Net Lifetime Unit Cost / kWh at Generator ($/kWh) | Net Unit Cost / Watt at Generator ($/W) | Measure Name | Participation (Units) | Peak Demand Savings (kW) | First Year Energy Savings (MWh) | Cumulative Peak Demand Savings (kW) | Cumulative Energy Savings (MWh) | Lifetime Energy Savings (MWh) | Total Avoided Cost Benefits ($) | TRC Costs ($) | Total Net Resource Benefits ($) | TRC (Ratio) | PAC Costs ($) | PAC (Ratio) | Participation (Units) | Peak Demand Savings (kW) | First Year Energy Savings (MWh) | Cumulative Peak Demand Savings (kW) | Cumulative Energy Savings (MWh) | Lifetime Energy Savings (MWh) | Total Avoided Cost Benefits ($) | TRC Costs ($) | Total Net Resource Benefits ($) | TRC (Ratio) | PAC Costs ($) | PAC (Ratio) | Participation (Units) | Peak Demand Savings (kW) | First Year Energy Savings (MWh) | Cumulative Peak Demand Savings (kW) | Cumulative Energy Savings (MWh) | Lifetime Energy Savings (MWh) | Total Avoided Cost Benefits ($) | TRC Costs ($) | Total Net Resource Benefits ($) | TRC (Ratio) | PAC Costs ($) | PAC (Ratio)
Whole Home - tier 0 (22% better than code on average) | New Residential | Res Heating, Ventilation and Air-Conditioning | ROB/NEW | 30 | 4411.8387 | 1248.5504 | 4411.8387 | 1248.5504 | 7097.83 | 7.044% | 599.0628 | 0 | 1099.0628 | 6597.83 | 7696.8928 | 12039.3101 | 0 | 12039.3101 | 1.06 | 1.4822 | 10.9542 | 0.21151 | 0.015698 | 0.7474 | Whole Home - tier 0 (22% better than code on average) | 117.5652 | 172.8814 | 610.8882 | 172.8814 | 610.8882 | 18326.6471 | 1415403.8566 | 954954.1854 | 460449.6712 | 1.4822 | 129211.5355 | 10.9542 | 112.9528 | 166.0987 | 586.9213 | 338.9801 | 1197.8096 | 17607.6402 | 1400991.5299 | 917488.5961 | 483502.9338 | 1.527 | 124142.1967 | 11.2854 | 108.1751 | 159.073 | 562.0955 | 498.0531 | 1759.9051 | 16862.8653 | 1385545.3231 | 878680.3032 | 506865.0199 | 1.5768 | 118891.1813 | 11.6539
Whole home - tier 1 (45% better than code target) | New Residential | Res Heating, Ventilation and Air-Conditioning | ROB/NEW | 30 | 5930.9773 | 1678.4666 | 5930.9773 | 1678.4666 | 9759 | 25.62% | 805.3395 | 0 | 3305.3395 | 7259 | 10564.3395 | 16184.8334 | 0 | 16184.8334 | 1.06 | 1.4516 | 4.8966 | 0.47318 | 0.035119 | 1.672 | Whole home - tier 1 (45% better than code target) | 549.6689 | 1086.6187 | 3839.6422 | 1086.6187 | 3839.6422 | 115189.2649 | 8896298.8831 | 6128741.5346 | 2767557.3484 | 1.4516 | 1816842.1823 | 4.8966 | 558.006 | 1103.1002 | 3897.8804 | 2189.7189 | 7737.5226 | 116936.412 | 9304308.8745 | 6221699.9639 | 3082608.9106 | 1.4955 | 1844399.3561 | 5.0446 | 564.3132 | 1115.5686 | 3941.9384 | 3305.2875 | 11679.461 | 118258.1528 | 9716737.1966 | 6292024.291 | 3424712.9056 | 1.5443 | 1865246.7361 | 5.2094
Whole home - tier 2 (60% better than code target) | New Residential | Res Heating, Ventilation and Air-Conditioning | ROB/NEW | 30 | 8791.5364 | 2488.0048 | 8791.5364 | 2488.0048 | 13705 | 40.5% | 1193.7613 | 0 | 6743.7613 | 8155 | 14898.7613 | 23990.9116 | 0 | 23990.9116 | 1.06 | 1.526 | 3.5575 | 0.65129 | 0.048338 | 2.3014 | Whole home - tier 2 (60% better than code target) | 86.627 | 253.8445 | 896.9771 | 253.8445 | 896.9771 | 26909.3125 | 2078260.3884 | 1361868.1789 | 716392.2094 | 1.526 | 584191.7269 | 3.5575 | 96.5408 | 282.8952 | 999.6298 | 536.7397 | 1896.6069 | 29988.8936 | 2386133.8328 | 1517724.3935 | 868409.4393 | 1.5722 | 651048.3526 | 3.6651 | 108.1751 | 316.9872 | 1120.0961 | 853.7269 | 3016.7029 | 33602.8816 | 2760996.699 | 1700626.6966 | 1060370.0024 | 1.6235 | 729506.7629 | 3.7847
Whole home - tier 3 (70% better than code target) | New Residential | Res Heating, Ventilation and Air-Conditioning | ROB/NEW | 36 | 11118.1928 | 3146.4486 | 11118.1928 | 3146.4486 | 19820 | 38.6% | 1509.687 | 0 | 9159.687 | 12170 | 21329.687 | 12101.2606 | 0 | 12101.2606 | 0.39 | 1.3097 | 1.3211 | 1.9012 | 0.1341 | 6.718 | Whole home - tier 3 (70% better than code target) | 30.9382 | 42.183 | 149.0567 | 42.183 | 149.0567 | 5366.0409 | 374391.3384 | 285853.1878 | 88538.1506 | 1.3097 | 283384.3187 | 1.3211 | 40.5472 | 55.2845 | 195.3515 | 97.4675 | 344.4081 | 7032.6522 | 504983.7481 | 374634.8748 | 130348.8733 | 1.3479 | 371399.2122 | 1.3597 | 49.5802 | 67.6007 | 238.8718 | 165.0682 | 583.2799 | 8599.3846 | 636884.3595 | 458095.9314 | 178788.4281 | 1.3903 | 454139.4287 | 1.4024
[25 empty] | Sub-Total | 784.7993 | 1555.5277 | 5496.5642 | 1555.5277 | 5496.5642 | 165791.2653 | 12764354.4664 | 8731417.0867 | 4032937.3797 | 1.4619 | 2813629.7633 | 4.5366 | 808.0468 | 1607.3786 | 5679.783 | 3162.9062 | 11176.3471 | 171565.598 | 13596417.9853 | 9031547.8284 | 4564870.1569 | 1.5054 | 2990989.1175 | 4.5458 | 830.2436 | 1659.2295 | 5863.0018 | 4822.1357 | 17039.3489 | 177323.2842 | 14500163.5782 | 9329427.2222 | 5170736.356 | 1.5542 | 3167784.1089 | 4.5774
SEM
Measure Name | Program | Technology Type | Decision Type | Measure Life | Gross Annual Energy Savings per Unit at Meter (kWh) Pre-RUL | Gross Peak Demand Savings per Unit at Meter (Watts) Pre-RUL | Gross Annual Energy Savings per Unit at Meter (kWh) Post-RUL | Gross Peak Demand Savings per Unit at Meter (Watts) Post-RUL | Gross Per Unit One-Time Per Unit Incremental Measure Cost ($) | 2020 Incentive as a Percent of Incremental Measure Cost (%) | Per Unit Program Administrative Cost ($) | Per Unit Direct Installation Cost ($) | Per Unit DSM Administrator Cost (Incentive + Administrative) ($) | Per Unit DSM Customer Cost (Incremental Measure Cost - Incentive) ($) | Total Per Unit DSM Cost ($) | Per Unit Present Value Avoided Cost Benefits ($) | Per Unit Present Value Non-Energy Benefits ($) | Total Per Unit Present Value Benefits ($) | Net-To-Gross Ratio | Net Total Resource Benefit-Cost Ratio (TRC) | Net Program Administrator Benefit-Cost Ratio (PAC) | Net First-Year Unit Cost / kWh at Generator ($/kWh) | Net Lifetime Unit Cost / kWh at Generator ($/kWh) | Net Unit Cost / Watt at Generator ($/W) | Measure Name | Participation (Units) | Peak Demand Savings (kW) | First Year Energy Savings (MWh) | Cumulative Peak Demand Savings (kW) | Cumulative Energy Savings (MWh) | Lifetime Energy Savings (MWh) | Total Avoided Cost Benefits ($) | TRC Costs ($) | Total Net Resource Benefits ($) | TRC (Ratio) | PAC Costs ($) | PAC (Ratio) | Participation (Units) | Peak Demand Savings (kW) | First Year Energy Savings (MWh) | Cumulative Peak Demand Savings (kW) | Cumulative Energy Savings (MWh) | Lifetime Energy Savings (MWh) | Total Avoided Cost Benefits ($) | TRC Costs ($) | Total Net Resource Benefits ($) | TRC (Ratio) | PAC Costs ($) | PAC (Ratio) | Participation (Units) | Peak Demand Savings (kW) | First Year Energy Savings (MWh) | Cumulative Peak Demand Savings (kW) | Cumulative Energy Savings (MWh) | Lifetime Energy Savings (MWh) | Total Avoided Cost Benefits ($) | TRC Costs ($) | Total Net Resource Benefits ($) | TRC (Ratio) | PAC Costs ($) | PAC (Ratio)
Strategic Energy Management | Custom Incentives | BNI Energy Management | ROB/NEW | 2.933 | 1000000 | 118554.4 | 1000000 | 118554.4 | 139456.8833 | 82.46% | 113321.7891 | 0 | 228321.7891 | 24456.8833 | 252778.6723 | 268284.3144 | 0 | 268284.3144 | 1 | 1.0613 | 1.175 | 0.21439 | 0.077867 | 1.8084 | Strategic Energy Management | 1.4174 | 178.9522 | 1509.4526 | 178.9522 | 1509.4526 | 4427.2244 | 380259.7361 | 358282.4119 | 21977.3242 | 1.0613 | 323617.8136 | 1.175 | 1.4174 | 178.9522 | 1509.4526 | 357.9045 | 3018.9051 | 4427.2244 | 416954.7238 | 358282.4119 | 58672.3119 | 1.1638 | 323617.8136 | 1.2884 | 1.4174 | 178.9522 | 1509.4526 | 524.8669 | 4427.2244 | 4427.2244 | 456330.5624 | 358282.4119 | 98048.1505 | 1.2737 | 323617.8136 | 1.4101
[25 empty] | Sub-Total | 1.4174 | 178.9522 | 1509.4526 | 178.9522 | 1509.4526 | 4427.2244 | 380259.7361 | 358282.4119 | 21977.3242 | 1.0613 | 323617.8136 | 1.175 | 1.4174 | 178.9522 | 1509.4526 | 357.9045 | 3018.9051 | 4427.2244 | 416954.7238 | 358282.4119 | 58672.3119 | 1.1638 | 323617.8136 | 1.2884 | 1.4174 | 178.9522 | 1509.4526 | 524.8669 | 4427.2244 | 4427.2244 | 456330.5624 | 358282.4119 | 98048.1505 | 1.2737 | 323617.8136 | 1.4101
Small Business Energy Solutions
Measure Name | Program | Technology Type | Decision Type | Measure Life | Gross Annual Energy Savings per Unit at Meter (kWh) Pre-RUL | Gross Peak Demand Savings per Unit at Meter (Watts) Pre-RUL | Gross Annual Energy Savings per Unit at Meter (kWh) Post-RUL | Gross Peak Demand Savings per Unit at Meter (Watts) Post-RUL | Gross Per Unit One-Time Per Unit Incremental Measure Cost ($) | 2020 Incentive as a Percent of Incremental Measure Cost (%) | Per Unit Program Administrative Cost ($) | Per Unit Direct Installation Cost ($) | Per Unit DSM Administrator Cost (Incentive + Administrative) ($) | Per Unit DSM Customer Cost (Incremental Measure Cost - Incentive) ($) | Total Per Unit DSM Cost ($) | Per Unit Present Value Avoided Cost Benefits ($) | Per Unit Present Value Non-Energy Benefits ($) | Total Per Unit Present Value Benefits ($) | Net-To-Gross Ratio | Net Total Resource Benefit-Cost Ratio (TRC) | Net Program Administrator Benefit-Cost Ratio (PAC) | Net First-Year Unit Cost / kWh at Generator ($/kWh) | Net Lifetime Unit Cost / kWh at Generator ($/kWh) | Net Unit Cost / Watt at Generator ($/W) | Measure Name | Participation (Units) | Peak Demand Savings (kW) | First Year Energy Savings (MWh) | Cumulative Peak Demand Savings (kW) | Cumulative Energy Savings (MWh) | Lifetime Energy Savings (MWh) | Total Avoided Cost Benefits ($) | TRC Costs ($) | Total Net Resource Benefits ($) | TRC (Ratio) | PAC Costs ($) | PAC (Ratio) | Participation (Units) | Peak Demand Savings (kW) | First Year Energy Savings (MWh) | Cumulative Peak Demand Savings (kW) | Cumulative Energy Savings (MWh) | Lifetime Energy Savings (MWh) | Total Avoided Cost Benefits ($) | TRC Costs ($) | Total Net Resource Benefits ($) | TRC (Ratio) | PAC Costs ($) | PAC (Ratio) | Participation (Units) | Peak Demand Savings (kW) | First Year Energy Savings (MWh) | Cumulative Peak Demand Savings (kW) | Cumulative Energy Savings (MWh) | Lifetime Energy Savings (MWh) | Total Avoided Cost Benefits ($) | TRC Costs ($) | Total Net Resource Benefits ($) | TRC (Ratio) | PAC Costs ($) | PAC (Ratio)
Fuel Pump Canopy Luminaire (4000 lumen) | Direct Installation | BNI Lighting | ROB/NEW | 11.4 | 571.152 | 130.4 | 571.152 | 130.4 | 54.5167 | 97.53% | 121.0148 | 0 | 174.1831 | 1.3484 | 175.5315 | 586.6472 | 0 | 586.6472 | 0.88 | 3.4715 | 3.368 | 0.32541 | 0.039354 | 1.4253 | Fuel Pump Canopy Luminaire (4000 lumen) | 52.6669 | 6.4362 | 28.1907 | 6.4362 | 28.1907 | 321.3743 | 30896.8762 | 8900.1463 | 21996.7299 | 3.4715 | 9173.679 | 3.368 | 55.0493 | 6.7274 | 29.466 | 13.1636 | 57.6567 | 335.9119 | 33530.5829 | 9302.7514 | 24227.8316 | 3.6044 | 9334.1462 | 3.5922 | 57.5805 | 7.0367 | 30.8208 | 20.2003 | 88.4775 | 351.3571 | 36526.2412 | 9730.4908 | 26795.7504 | 3.7538 | 9630.2223 | 3.7929
Glass Door Refrigerator | Direct Installation | BNI Cooking and Laundry | ROB/NEW | 12 | 774 | 60 | 774 | 60 | 0 | N/A | 163.9939 | 0 | 163.9939 | 0 | 163.9939 | 631.6665 | 0 | 631.6665 | 0.88 | 3.8518 | 1.5943 | 0.5462 | 0.063817 | 7.0459 | Glass Door Refrigerator | 1.7556 | 0.098715 | 1.2734 | 0.098715 | 1.2734 | 15.2811 | 1108.9301 | 287.9015 | 821.0286 | 3.8518 | 695.5431 | 1.5943 | 1.835 | 0.10318 | 1.331 | 0.2019 | 2.6045 | 15.9724 | 1217.7164 | 300.9249 | 916.7915 | 4.0466 | 755.412 | 1.612 | 1.9193 | 0.10793 | 1.3922 | 0.30982 | 3.9967 | 16.7068 | 1332.9346 | 314.7614 | 1018.1732 | 4.2347 | 805.0015 | 1.6558
LED Replacement Lamps for HID (10000 lumen) | Direct Installation | BNI Lighting | ROB/NEW | 11.4 | 185.0032 | 33.9927 | 185.0032 | 33.9927 | 99.75 | 140.3% | 39.1982 | 0 | 179.1148 | -40.1667 | 138.9482 | 176.5705 | 0 | 176.5705 | 0.88 | 1.3906 | 0.98579 | 1.0331 | 0.12493 | 5.6225 | LED Replacement Lamps for HID (10000 lumen) | 105.3338 | 3.3556 | 18.2627 | 3.3556 | 18.2627 | 208.1943 | 18598.8326 | 13375.0877 | 5223.7448 | 1.3906 | 18866.8384 | 0.98579 | 110.0986 | 3.5074 | 19.0888 | 6.863 | 37.3514 | 217.6121 | 20241.7712 | 13980.1202 | 6261.6511 | 1.4479 | 18380.7614 | 1.1012 | 115.1609 | 3.6687 | 19.9665 | 10.5317 | 57.3179 | 227.6179 | 22098.6031 | 14622.9245 | 7475.6786 | 1.5112 | 18525.3444 | 1.1929
LED Wall Sconce (1200 lumen) | Direct Installation | BNI Lighting | RET | 11.3 | 253.575 | 28.38 | 53.655 | 10.4633 | 12.768 | 456.8% | 53.7271 | 0 | 112.0493 | -45.5542 | 66.4951 | 113.1578 | 0 | 113.1578 | 0.88 | 1.7419 | 1.0099 | 0.4715 | 0.10244 | 4.2129 | LED Wall Sconce (1200 lumen) | 26.3334 | 0.70039 | 6.2579 | 0.70039 | 6.2579 | 34.698 | 2979.8342 | 1710.6964 | 1269.1378 | 1.7419 | 2950.6435 | 1.0099 | 27.5247 | 0.73207 | 6.541 | 1.4325 | 12.799 | 31.1106 | 2856.3132 | 1788.0811 | 1068.2321 | 1.5974 | 2944.5268 | 0.97004 | 28.7902 | 0.76573 | 6.8418 | 1.7148 | 14.2466 | 27.147 | 2696.8496 | 1870.2969 | 826.5527 | 1.4419 | 3006.911 | 0.89688
Linear Ambient Luminaire (2000 lumen) | Direct Installation | BNI Lighting | ROB/NEW | 11.3 | 46.851 | 6.6012 | 46.851 | 6.6012 | 0 | N/A | 9.9267 | 0 | 9.9267 | 0 | 9.9267 | 41.1401 | 0 | 41.1401 | 0.88 | 4.1444 | 2.0025 | 0.46792 | 0.056919 | 3.321 | Linear Ambient Luminaire (2000 lumen) | 175.5563 | 1.0861 | 7.7082 | 1.0861 | 7.7082 | 87.1025 | 7222.4074 | 1742.6966 | 5479.7108 | 4.1444 | 3606.7764 | 2.0025 | 183.4977 | 1.1352 | 8.0569 | 2.2213 | 15.7651 | 91.0427 | 7885.221 | 1821.5288 | 6063.6922 | 4.3289 | 3600.5054 | 2.19 | 191.9349 | 1.1874 | 8.4273 | 3.4087 | 24.1924 | 95.2288 | 8634.896 | 1905.2825 | 6729.6135 | 4.5321 | 3677.448 | 2.3481
Linear Replacement Lamp (4 foot) | Direct Installation | BNI Lighting | ROB/NEW | 11.3 | 49.0866 | 6.9162 | 49.0866 | 6.9162 | 9.1371 | 98.22% | 10.4004 | 0 | 19.3747 | 0.16276 | 19.5375 | 43.1032 | 0 | 43.1032 | 0.88 | 2.3374 | 2.2247 | 0.42117 | 0.051233 | 2.9892 | Linear Replacement Lamp (4 foot) | 122889.3761 | 796.5229 | 5653.2011 | 796.5229 | 5653.2011 | 63881.1728 | 5296929.2901 | 2266207.6982 | 3030721.5919 | 2.3374 | 2380948.5898 | 2.2247 | 128448.3722 | 832.5542 | 5908.9281 | 1629.0772 | 11562.1292 | 66770.8871 | 5783038.2309 | 2368721.3597 | 3414316.8711 | 2.4414 | 2388414.433 | 2.4213 | 134354.4136 | 870.835 | 6180.6199 | 2499.9122 | 17742.7491 | 69841.0048 | 6332851.4931 | 2477634.8956 | 3855216.5976 | 2.556 | 2445809.8776 | 2.5893
Multi-Tank Conveyor Dishwasher - High Temp | Direct Installation | BNI Cooking and Laundry | ROB/NEW | 20 | 27407.5971 | 4255 | 27407.5971 | 4255 | 1290.1 | 637.3% | 5807.077 | 0 | 14029.3561 | -6932.1791 | 7097.177 | 38815.384 | 0 | 38815.384 | 0.88 | 5.5911 | 2.7667 | 0.5462 | 0.047658 | 3.5182 | Multi-Tank Conveyor Dishwasher - High Temp | 1.7556 | 7.0006 | 45.0925 | 7.0006 | 45.0925 | 901.8501 | 68142.8332 | 12187.7557 | 55955.0774 | 5.5911 | 24629.4117 | 2.7667 | 1.835 | 7.3172 | 47.1323 | 14.3178 | 92.2248 | 942.6459 | 74236.7195 | 12739.0783 | 61497.6412 | 5.8275 | 26749.3883 | 2.7753 | 1.9193 | 7.6537 | 49.2994 | 21.9715 | 141.5242 | 985.9887 | 81150.2914 | 13324.8197 | 67825.4717 | 6.0902 | 28505.3695 | 2.8468
Multi-Tank Conveyor Dishwasher - Low Temp | Direct Installation | BNI Cooking and Laundry | ROB/NEW | 20 | 18811.2029 | 2920 | 18811.2029 | 2920 | 1290.1 | 437.4% | 3985.687 | 0 | 9629.0479 | -4353.2609 | 5275.787 | 26648.3493 | 0 | 26648.3493 | 0.88 | 5.2038 | 2.7675 | 0.5462 | 0.047658 | 3.5187 | Multi-Tank Conveyor Dishwasher - Low Temp | 1.7556 | 4.8041 | 30.9492 | 4.8041 | 30.9492 | 618.9847 | 46782.8431 | 8990.1918 | 37792.6514 | 5.2038 | 16904.3955 | 2.7675 | 1.835 | 5.0215 | 32.3492 | 9.8256 | 63.2985 | 646.985 | 50966.2806 | 9396.8701 | 41569.4105 | 5.4238 | 18359.4414 | 2.776 | 1.9193 | 5.2524 | 33.8367 | 15.078 | 97.1352 | 676.7333 | 55712.3682 | 9828.9371 | 45883.4311 | 5.6682 | 19564.6589 | 2.8476
Occupancy Sensor (Wall Mounted) | Direct Installation | BNI Lighting | ROB/NEW | 10 | 266.9633 | 179.4943 | 266.9633 | 179.4943 | 99.75 | 100% | 56.5638 | 0 | 156.3138 | 0 | 156.3138 | 423.4342 | 0 | 423.4342 | 0.88 | 2.9335 | 2.7089 | 0.62478 | 0.082645 | 0.92924 | Occupancy Sensor (Wall Mounted) | 175.5563 | 29.5314 | 43.9223 | 29.5314 | 43.9223 | 439.2229 | 74336.5242 | 25340.4485 | 48996.0757 | 2.9335 | 27441.8568 | 2.7089 | 183.4977 | 30.8673 | 45.9092 | 60.3987 | 89.8314 | 459.0915 | 79498.9203 | 26486.7433 | 53012.1769 | 3.0015 | 27091.5676 | 2.9345 | 191.9349 | 32.2866 | 48.02 | 92.6852 | 137.8515 | 480.2005 | 85683.1284 | 27704.6007 | 57978.5276 | 3.0927 | 27504.8216 | 3.1152
Parking Garage Luminaire (4000 lumen) | Direct Installation | BNI Lighting | ROB/NEW | 22.8 | 164.9455 | 25.1748 | 164.9455 | 25.1748 | 54.5167 | 100% | 34.9484 | 0 | 89.4651 | 0 | 89.4651 | 255.8015 | 0 | 255.8015 | 0.88 | 3.0848 | 2.8592 | 0.57876 | 0.047584 | 3.792 | Parking Garage Luminaire (4000 lumen) | 877.7813 | 20.7095 | 135.6887 | 20.7095 | 135.6887 | 3093.7027 | 224537.7716 | 72788.3166 | 151749.455 | 3.0848 | 78530.7651 | 2.8592 | 917.4884 | 21.6463 | 141.8267 | 42.3558 | 277.5154 | 3233.6488 | 244555.3682 | 76080.9526 | 168474.4157 | 3.2144 | 78948.3826 | 3.0977 | 959.6744 | 22.6416 | 148.3479 | 64.9975 | 425.8633 | 3382.3316 | 266996.9474 | 79579.146 | 187417.8014 | 3.3551 | 80243.2125 | 3.3273
Pole/Arm-Mounted Area Luminaire (4000 lumen) | Direct Installation | BNI Lighting | ROB/NEW | 13.7 | 170.82 | 39 | 170.82 | 39 | 0 | N/A | 36.1931 | 0 | 36.1931 | 0 | 36.1931 | 202.4833 | 0 | 202.4833 | 0.88 | 5.5945 | 3.8217 | 0.33096 | 0.035561 | 1.4496 | Pole/Arm-Mounted Area Luminaire (4000 lumen) | 263.3344 | 9.6247 | 42.1564 | 9.6247 | 42.1564 | 577.5425 | 53320.8203 | 9530.8777 | 43789.9426 | 5.5945 | 13952.2619 | 3.8217 | 275.2465 | 10.0601 | 44.0634 | 19.6849 | 86.2197 | 603.668 | 57773.5305 | 9962.0144 | 47811.5162 | 5.7994 | 14181.5434 | 4.0739 | 287.9023 | 10.5227 | 46.0894 | 30.2076 | 132.3091 | 631.4246 | 63073.0147 | 10420.0666 | 52652.948 | 6.053 | 14623.4404 | 4.3131
Pole/Arm-Mounted Decorative Luminaire (1500 lumen) | Direct Installation | BNI Lighting | ROB/NEW | 13.7 | 462.966 | 105.7 | 462.966 | 105.7 | 0 | N/A | 98.0925 | 0 | 98.0925 | 0 | 98.0925 | 548.7817 | 0 | 548.7817 | 0.88 | 5.5945 | 4.5444 | 0.27833 | 0.029905 | 1.2191 | Pole/Arm-Mounted Decorative Luminaire (1500 lumen) | 3.5111 | 0.34781 | 1.5234 | 0.34781 | 1.5234 | 20.8705 | 1926.8413 | 344.415 | 1582.4263 | 5.5945 | 423.9999 | 4.5444 | 3.67 | 0.36354 | 1.5923 | 0.71135 | 3.1157 | 21.8146 | 2087.7478 | 359.9948 | 1727.7529 | 5.7994 | 435.9464 | 4.789 | 3.8387 | 0.38026 | 1.6655 | 1.0916 | 4.7812 | 22.8176 | 2279.2539 | 376.5474 | 1902.7065 | 6.053 | 452.2081 | 5.0403
Cold Climate Air-Source Heat Pump (24kBTU/hr) | Direct Installation | BNI HVAC | ROB/NEW | 18 | 8956.361 | 2931 | 8956.361 | 2931 | 6884.08 | 29.92% | 1897.6592 | 0 | 3957.6222 | 4824.117 | 8781.7392 | 14999.6031 | 0 | 14999.6031 | 0.88 | 1.8854 | 3.7901 | 0.4715 | 0.043367 | 1.4408 | Cold Climate Air-Source Heat Pump (24kBTU/hr) | 52.6669 | 144.6673 | 442.0651 | 144.6673 | 442.0651 | 7957.1717 | 789982.2262 | 418999.2048 | 370983.0214 | 1.8854 | 208435.5953 | 3.7901 | 55.0493 | 151.2115 | 462.0623 | 295.8788 | 904.1273 | 8317.1205 | 854097.9886 | 437952.9586 | 416145.0301 | 1.9502 | 208003.5125 | 4.1062 | 57.5805 | 158.1641 | 483.3078 | 454.0429 | 1387.4352 | 8699.5408 | 926318.944 | 458089.9853 | 468228.9587 | 2.0221 | 212410.3759 | 4.361
Downlight Luminaire (1200 lumen) | Direct Installation | BNI Lighting | RET | 11.3 | 253.575 | 28.38 | 253.575 | 28.38 | 65.7552 | 88.7% | 53.7271 | 0 | 112.0493 | 7.433 | 119.4823 | 210.7458 | 0 | 210.7458 | 0.88 | 1.8885 | 1.8808 | 0.4715 | 0.057356 | 4.2129 | Downlight Luminaire (1200 lumen) | 87.7781 | 2.3346 | 20.8598 | 2.3346 | 20.8598 | 235.7156 | 18498.8749 | 9795.3044 | 8703.5705 | 1.8885 | 9835.4782 | 1.8808 | 91.7488 | 2.4402 | 21.8034 | 4.7748 | 42.6632 | 246.3783 | 20245.8408 | 10238.4026 | 10007.4382 | 1.9774 | 9815.0895 | 2.0627 | 95.9674 | 2.5524 | 22.8059 | 7.3273 | 65.4691 | 257.7068 | 22212.7906 | 10709.1632 | 11503.6274 | 2.0742 | 10023.0367 | 2.2162
Downlight Luminaire (3000 lumen) | Direct Installation | BNI Lighting | RET | 11.3 | 633.9375 | 49.45 | 633.9375 | 49.45 | 164.388 | 88.7% | 134.3176 | 0 | 280.1233 | 18.5824 | 298.7056 | 491.9882 | 0 | 491.9882 | 0.88 | 1.7635 | 1.7563 | 0.4715 | 0.057356 | 6.0446 | Downlight Luminaire (3000 lumen) | 21.0668 | 0.97629 | 12.5159 | 0.97629 | 12.5159 | 141.4293 | 10364.5927 | 5877.1827 | 4487.4101 | 1.7635 | 5901.2869 | 1.7563 | 22.0197 | 1.0205 | 13.082 | 1.9968 | 25.5979 | 147.827 | 11379.9571 | 6143.0416 | 5236.9155 | 1.8525 | 5889.0537 | 1.9324 | 23.0322 | 1.0674 | 13.6835 | 3.0641 | 39.2815 | 154.6241 | 12516.7229 | 6425.4979 | 6091.225 | 1.948 | 6013.822 | 2.0813
Downlight Luminaire (800 lumen) | Direct Installation | BNI Lighting | RET | 11.3 | 145.53 | 48.16 | 145.53 | 48.16 | 43.8368 | 76.36% | 30.8347 | 0 | 64.3066 | 10.3649 | 74.6715 | 172.6518 | 0 | 172.6518 | 0.88 | 2.4874 | 2.6848 | 0.4715 | 0.057356 | 1.4248 | Downlight Luminaire (800 lumen) | 438.8906 | 19.8089 | 59.8585 | 19.8089 | 59.8585 | 676.4012 | 75775.2396 | 30463.8564 | 45311.3832 | 2.4874 | 28223.5462 | 2.6848 | 458.7442 | 20.7049 | 62.5663 | 40.5138 | 122.4248 | 706.9987 | 81801.7386 | 31841.9125 | 49959.8261 | 2.569 | 28165.0393 | 2.9044 | 479.8372 | 21.657 | 65.443 | 62.1708 | 187.8678 | 739.5064 | 88786.5233 | 33306 | 55480.5233 | 2.6658 | 28761.7575 | 3.087
Flood Luminaire (10000 lumen) | Direct Installation | BNI Lighting | ROB/NEW | 17.1 | 893.9182 | 204.0909 | 893.9182 | 204.0909 | 354.046 | 59.12% | 189.4019 | 0 | 398.705 | 144.7429 | 543.4479 | 1257.8757 | 0 | 1257.8757 | 0.88 | 2.5109 | 3.1549 | 0.47592 | 0.044983 | 2.0845 | Flood Luminaire (10000 lumen) | 263.3344 | 50.3673 | 220.6086 | 50.3673 | 220.6086 | 3772.4068 | 331241.9022 | 131920.6234 | 199321.2788 | 2.5109 | 104992.7277 | 3.1549 | 275.2465 | 52.6457 | 230.588 | 103.0129 | 451.1966 | 3943.0545 | 359775.7531 | 137888.1551 | 221887.598 | 2.6092 | 104732.5955 | 3.4352 | 287.9023 | 55.0663 | 241.1904 | 158.0792 | 692.387 | 4124.3557 | 392432.7574 | 144228.2366 | 248204.5208 | 2.7209 | 106928.239 | 3.6701
Flood Luminaire (48000 lumen) | Direct Installation | BNI Lighting | ROB/NEW | 17.1 | 2819.1273 | 643.6364 | 2819.1273 | 643.6364 | 1797.096 | 38.23% | 597.3121 | 0 | 1284.2581 | 1110.1499 | 2394.4081 | 3966.9308 | 0 | 3966.9308 | 0.88 | 1.8207 | 3.0889 | 0.48609 | 0.045944 | 2.1291 | Flood Luminaire (48000 lumen) | 3.5111 | 2.1179 | 9.2764 | 2.1179 | 9.2764 | 158.6259 | 13928.39 | 7649.8867 | 6278.5033 | 1.8207 | 4509.1909 | 3.0889 | 3.67 | 2.2137 | 9.696 | 4.3316 | 18.9724 | 165.8015 | 15128.2098 | 7995.9353 | 7132.2746 | 1.892 | 4493.9451 | 3.3664 | 3.8387 | 2.3155 | 10.1418 | 6.6471 | 29.1142 | 173.425 | 16501.4041 | 8363.5875 | 8137.8167 | 1.973 | 4585.9249 | 3.5983
Four Pin Replacement Lamps for CFLs | Direct Installation | BNI Lighting | ROB/NEW | 11.4 | 76.3569 | 10.7585 | 76.3569 | 10.7585 | 22.876 | 77.59% | 16.1784 | 0 | 33.9286 | 5.1258 | 39.0544 | 67.5395 | 0 | 67.5395 | 0.88 | 1.8601 | 1.9906 | 0.47413 | 0.057339 | 3.3651 | Four Pin Replacement Lamps for CFLs | 52.6669 | 0.53102 | 3.7688 | 0.53102 | 3.7688 | 42.9643 | 3557.0923 | 1912.2955 | 1644.7967 | 1.8601 | 1786.9152 | 1.9906 | 55.0493 | 0.55504 | 3.9393 | 1.0861 | 7.7081 | 44.9079 | 3883.5942 | 1998.7997 | 1884.7945 | 1.943 | 1782.7791 | 2.1784 | 57.5805 | 0.58056 | 4.1204 | 1.6666 | 11.8285 | 46.9727 | 4250.1524 | 2090.7043 | 2159.4481 | 2.0329 | 1820.3133 | 2.3348
Ground Source Heat Pump (60kBTU/hr) | Direct Installation | BNI HVAC | ROB/NEW | 25 | 33285 | 12505.8617 | 33285 | 12505.8617 | 11736.45 | 63.14% | 7052.3715 | 0 | 14463.3043 | 4325.5172 | 18788.8215 | 73234.1675 | 0 | 73234.1675 | 0.88 | 4.2136 | 5.0634 | 0.46366 | 0.036705 | 1.2341 | Ground Source Heat Pump (60kBTU/hr) | 1.7556 | 20.5753 | 54.7623 | 20.5753 | 54.7623 | 1369.0583 | 128567.1592 | 30512.4622 | 98054.697 | 4.2136 | 25391.2349 | 5.0634 | 1.835 | 21.5061 | 57.2395 | 42.0814 | 112.0019 | 1430.9887 | 138434.6905 | 31892.7171 | 106541.9735 | 4.3406 | 25357.315 | 5.4594 | 1.9193 | 22.4949 | 59.8714 | 64.5763 | 171.8733 | 1496.7854 | 149646.5345 | 33359.1405 | 116287.394 | 4.4859 | 25904.7995 | 5.7768
Heat Pump Water Heater | Direct Installation | BNI Domestic Hot Water (DHW) | ROB/NEW | 10 | 2688.952 | 660 | 2688.952 | 660 | 1012.13 | 79.7% | 569.7308 | 0 | 1376.4164 | 205.4444 | 1581.8608 | 2550.492 | 0 | 2550.492 | 0.88 | 1.7464 | 1.853 | 0.5462 | 0.07225 | 2.2253 | Heat Pump Water Heater | 87.7781 | 54.2934 | 221.2007 | 54.2934 | 221.2007 | 2212.0067 | 223877.4041 | 128191.6283 | 95685.7758 | 1.7464 | 120819.2488 | 1.853 | 91.7488 | 56.7494 | 231.2069 | 111.0429 | 452.4075 | 2312.0685 | 242948.4651 | 133990.4759 | 108957.9892 | 1.8132 | 131218.7656 | 1.8515 | 95.9674 | 59.3588 | 241.8377 | 170.4016 | 694.2452 | 2418.3772 | 265064.6603 | 140151.3426 | 124913.3177 | 1.8913 | 139832.7077 | 1.8956
Heat Reclaimer Unit (Agriculture) | Direct Installation | BNI Process | ROB/NEW | 15 | 11434 | 3290 | 11434 | 3290 | 4625.74 | 74.15% | 2422.6173 | 0 | 5852.8173 | 1195.54 | 7048.3573 | 15838.9151 | 0 | 15838.9151 | 0.88 | 2.4393 | 2.7062 | 0.5462 | 0.055564 | 1.8982 | Heat Reclaimer Unit (Agriculture) | 1.7556 | 5.4129 | 18.8119 | 5.4129 | 18.8119 | 282.1778 | 27806.2056 | 11399.3387 | 16406.8669 | 2.4393 | 10274.9866 | 2.7062 | 1.835 | 5.6577 | 19.6628 | 11.0706 | 38.4747 | 294.9423 | 30126.3484 | 11914.9967 | 18211.3517 | 2.5284 | 11159.4061 | 2.6996 | 1.9193 | 5.9179 | 20.5669 | 16.9885 | 59.0416 | 308.5037 | 32799.6858 | 12462.8468 | 20336.8389 | 2.6318 | 11891.9726 | 2.7581
High Bay Luminaire (15 000 lumen) | Direct Installation | BNI Lighting | ROB/NEW | 22.7 | 387.6923 | 75.6044 | 387.6923 | 75.6044 | 222.11 | 45.26% | 82.1436 | 0 | 182.6607 | 121.5929 | 304.2536 | 638.2687 | 0 | 638.2687 | 0.88 | 2.2992 | 3.4943 | 0.50274 | 0.041413 | 2.578 | High Bay Luminaire (15 000 lumen) | 351.1125 | 24.8777 | 127.5706 | 24.8777 | 127.5706 | 2895.8524 | 224104.1266 | 97468.9762 | 126635.1503 | 2.2992 | 64134.471 | 3.4943 | 366.9953 | 26.0031 | 133.3413 | 50.8808 | 260.9119 | 3026.8485 | 243464.7685 | 101878.0609 | 141586.7076 | 2.3898 | 63827.8767 | 3.8144 | 383.8698 | 27.1987 | 139.4724 | 78.0795 | 400.3843 | 3166.0226 | 265246.6968 | 106562.4024 | 158684.2943 | 2.4891 | 65085.0453 | 4.0754
High Bay Luminaire (35 000 lumen) | Direct Installation | BNI Lighting | ROB/NEW | 22.7 | 904.6154 | 176.4103 | 904.6154 | 176.4103 | 343.14 | 68.35% | 191.6684 | 0 | 426.2084 | 108.6 | 534.8084 | 1489.2937 | 0 | 1489.2937 | 0.88 | 3.017 | 3.4943 | 0.50274 | 0.041413 | 2.578 | High Bay Luminaire (35 000 lumen) | 70.2225 | 11.6096 | 59.5329 | 11.6096 | 59.5329 | 1351.3978 | 104581.9257 | 34664.0476 | 69917.8781 | 3.017 | 29929.4198 | 3.4943 | 73.3991 | 12.1348 | 62.226 | 23.7444 | 121.7589 | 1412.5293 | 113616.892 | 36232.1027 | 77384.7893 | 3.1358 | 29786.3424 | 3.8144 | 76.774 | 12.6927 | 65.0871 | 36.4371 | 186.846 | 1477.4772 | 123781.7918 | 37898.0506 | 85883.7412 | 3.2662 | 30373.0211 | 4.0754
High Volume Low Speed Fan (Agriculture) | Direct Installation | BNI Process | ROB/NEW | 15 | 13512.72 | 3877 | 13512.72 | 3877 | 4426.24 | 91.59% | N/A | 0 | N/A | 372.424 | N/A | 18696.9454 | 0 | 18696.9454 | 0.88 | N/A | N/A | N/A | 0 | N/A | High Volume Low Speed Fan (Agriculture) | 0 | 0 | 0 | 0 | 0 | 0 | 0 | N/A | N/A | N/A | 0 | N/A | 1.835 | 6.6672 | 23.2376 | 6.6672 | 23.2376 | 348.5633 | 35563.8504 | 12401.0376 | 23162.8128 | 2.8678 | 13188.2045 | 2.6966 | 3.8387 | 13.9475 | 48.612 | 20.6147 | 71.8496 | 729.1804 | 77442.0006 | 25942.4718 | 51499.5288 | 2.9851 | 28107.9056 | 2.7552
LED Replacement Lamps for HID (4000 lumen) | Direct Installation | BNI Lighting | ROB/NEW | 11.4 | 74.0013 | 13.5971 | 74.0013 | 13.5971 | 70.49 | 79.4% | 15.6793 | 0 | 71.6459 | 14.5233 | 86.1693 | 70.6282 | 0 | 70.6282 | 0.88 | 0.90886 | 0.98579 | 1.0331 | 0.12493 | 5.6225 | LED Replacement Lamps for HID (4000 lumen) | 35.1113 | 0.44741 | 2.435 | 0.44741 | 2.435 | 27.7592 | 2479.8443 | 2728.5118 | -248.6675 | 0.90886 | 2515.5785 | 0.98579 | 36.6995 | 0.46765 | 2.5452 | 0.91507 | 4.9802 | 29.0149 | 2698.9028 | 2851.9381 | -153.0353 | 0.94634 | 2450.7682 | 1.1012 | 38.387 | 0.48916 | 2.6622 | 1.4042 | 7.6424 | 30.349 | 2946.4804 | 2983.0699 | -36.5895 | 0.98773 | 2470.0459 | 1.1929
LED Troffer (1x4) | Direct Installation | BNI Lighting | RET | 20.4 | 146.1904 | 20.5979 | 146.1904 | 26.2253 | 196.84 | 17.73% | 30.9746 | 0 | 65.8664 | 161.9482 | 227.8146 | 211.69 | 0 | 211.69 | 0.88 | 1.0367 | 3.2139 | 0.48076 | 0.041562 | 3.4121 | LED Troffer (1x4) | 122.8894 | 2.3722 | 16.8364 | 2.3722 | 16.8364 | 343.4634 | 26014.4526 | 25093.2466 | 921.206 | 1.0367 | 8094.2793 | 3.2139 | 128.4484 | 2.4795 | 17.598 | 4.8517 | 34.4345 | 359.0002 | 27500.1468 | 26228.3591 | 1271.7878 | 1.0485 | 8070.709 | 3.4074 | 134.3544 | 2.5935 | 18.4072 | 7.4453 | 52.8417 | 375.507 | 30086.8763 | 27434.336 | 2652.5403 | 1.0967 | 8237.9789 | 3.6522
LED Troffer (2x2) | Direct Installation | BNI Lighting | RET | 20.4 | 116.1396 | 16.3638 | 116.1396 | 20.9497 | 172.235 | 16.18% | 24.6075 | 0 | 52.4733 | 144.3691 | 196.8425 | 168.3079 | 0 | 168.3079 | 0.88 | 0.95535 | 3.2075 | 0.4821 | 0.041678 | 3.4217 | LED Troffer (2x2) | 1053.3375 | 16.1536 | 114.6476 | 16.1536 | 114.6476 | 2338.8101 | 177285.0659 | 185570.9557 | -8285.8898 | 0.95535 | 55272.1368 | 3.2075 | 1100.986 | 16.8843 | 119.8337 | 33.0379 | 234.4813 | 2444.608 | 187261.9466 | 193965.4017 | -6703.4552 | 0.96544 | 55104.5934 | 3.3983 | 1151.6093 | 17.6606 | 125.3437 | 50.6985 | 359.8249 | 2557.0107 | 204876.2522 | 202883.9086 | 1992.3436 | 1.0098 | 56243.0526 | 3.6427
LED Troffer (4x2) | Direct Installation | BNI Lighting | RET | 20.4 | 193.352 | 27.2429 | 193.352 | 34.9 | 221.445 | 20.97% | 40.9671 | 0 | 87.4018 | 175.0103 | 262.4121 | 280.2292 | 0 | 280.2292 | 0.88 | 1.1882 | 3.2062 | 0.48234 | 0.041699 | 3.4233 | LED Troffer (4x2) | 1931.1188 | 49.3036 | 349.9249 | 49.3036 | 349.9249 | 7138.4676 | 541155.8655 | 455432.5684 | 85723.297 | 1.1882 | 168783.2851 | 3.2062 | 2018.4744 | 51.5339 | 365.754 | 100.8375 | 715.6789 | 7461.3817 | 571557.0278 | 476034.4136 | 95522.6142 | 1.2007 | 168268.1318 | 3.3967 | 2111.2836 | 53.9034 | 382.5713 | 154.7409 | 1098.2502 | 7804.4551 | 625319.046 | 497922.4212 | 127396.6248 | 1.2559 | 171742.6107 | 3.641
Solid Door Freezer | Direct Installation | BNI Cooking and Laundry | ROB/NEW | 12 | 1854 | 144 | 1854 | 144 | 0 | N/A | 392.8225 | 0 | 392.8225 | 0 | 392.8225 | 1513.5325 | 0 | 1513.5325 | 0.88 | 3.853 | 1.5948 | 0.5462 | 0.063817 | 7.0323 | Solid Door Freezer | 1.7556 | 0.23692 | 3.0503 | 0.23692 | 3.0503 | 36.6036 | 2657.1009 | 689.6245 | 1967.4764 | 3.853 | 1666.0683 | 1.5948 | 1.835 | 0.24763 | 3.1883 | 0.48455 | 6.2386 | 38.2594 | 2917.7188 | 720.8201 | 2196.8987 | 4.0478 | 1809.4752 | 1.6125 | 1.9193 | 0.25902 | 3.3349 | 0.74357 | 9.5735 | 40.0186 | 3193.756 | 753.9634 | 2439.7926 | 4.236 | 1928.2593 | 1.6563
Linear Ambient Luminaire (10000 lumen) | Direct Installation | BNI Lighting | ROB/NEW | 11.3 | 448.14 | 63.1419 | 448.14 | 63.1419 | 509.39 | 19.43% | 94.9512 | 0 | 193.9355 | 410.4057 | 604.3412 | 393.5143 | 0 | 393.5143 | 0.88 | 0.72442 | 2.0291 | 0.46177 | 0.056172 | 3.2773 | Linear Ambient Luminaire (10000 lumen) | 87.7781 | 5.1942 | 36.8652 | 5.1942 | 36.8652 | 416.5772 | 34541.9484 | 47682.3395 | -13140.3911 | 0.72442 | 17023.294 | 2.0291 | 91.7488 | 5.4292 | 38.5329 | 10.6234 | 75.3981 | 435.4214 | 37711.9266 | 49839.2871 | -12127.3605 | 0.75667 | 17003.6432 | 2.2179 | 95.9674 | 5.6788 | 40.3046 | 16.3022 | 115.7027 | 455.4421 | 41297.3287 | 52130.8918 | -10833.5631 | 0.79219 | 17372.457 | 2.3772
Linear Ambient Luminaire (4000 lumen) | Direct Installation | BNI Lighting | ROB/NEW | 11.3 | 85.1466 | 11.997 | 85.1466 | 11.997 | 54.53 | 35.85% | 18.0407 | 0 | 37.5907 | 34.98 | 72.5707 | 74.7677 | 0 | 74.7677 | 0.88 | 1.1324 | 1.989 | 0.47108 | 0.057304 | 3.3434 | Linear Ambient Luminaire (4000 lumen) | 228.2231 | 2.5659 | 18.2114 | 2.5659 | 18.2114 | 205.7892 | 17063.7225 | 15068.9164 | 1994.8061 | 1.1324 | 8579.0723 | 1.989 | 238.547 | 2.682 | 19.0352 | 5.248 | 37.2467 | 215.0982 | 18629.6917 | 15750.5705 | 2879.1212 | 1.1828 | 8561.6234 | 2.176 | 249.5153 | 2.8053 | 19.9105 | 8.0533 | 57.1571 | 224.9884 | 20400.8804 | 16474.78 | 3926.1004 | 1.2383 | 8743.1978 | 2.3333
Linear Ambient Luminaire (8000 lumen) | Direct Installation | BNI Lighting | ROB/NEW | 11.3 | 153.1824 | 21.583 | 153.1824 | 21.583 | 387.562 | 10.87% | 32.456 | 0 | 74.6032 | 345.4148 | 420.018 | 134.5103 | 0 | 134.5103 | 0.88 | 0.36012 | 1.803 | 0.51967 | 0.063215 | 3.6883 | Linear Ambient Luminaire (8000 lumen) | 175.5563 | 3.551 | 25.2024 | 3.551 | 25.2024 | 284.7873 | 23614.132 | 65572.1203 | -41957.9883 | 0.36012 | 13097.0661 | 1.803 | 183.4977 | 3.7116 | 26.3425 | 7.2626 | 51.5449 | 297.6699 | 25781.2443 | 68538.326 | -42757.0817 | 0.37616 | 13017.0077 | 1.9806 | 191.9349 | 3.8823 | 27.5537 | 11.1448 | 79.0986 | 311.3568 | 28232.3556 | 71689.7104 | -43457.3548 | 0.39381 | 13263.81 | 2.1285
Linear Replacement Lamp (2 foot) | Direct Installation | BNI Lighting | ROB/NEW | 11.3 | 29.0884 | 4.0985 | 29.0884 | 4.0985 | 11.7971 | 40.92% | 6.1632 | 0 | 10.991 | 6.9693 | 17.9603 | 25.5427 | 0 | 25.5427 | 0.88 | 1.5439 | 2.324 | 0.40318 | 0.049045 | 2.8615 | Linear Replacement Lamp (2 foot) | 351.1125 | 1.3486 | 9.5716 | 1.3486 | 9.5716 | 108.1586 | 8968.3459 | 5809.0308 | 3159.3151 | 1.5439 | 3859.0764 | 2.324 | 366.9953 | 1.4096 | 10.0045 | 2.7582 | 19.5761 | 113.0512 | 9791.3875 | 6071.8068 | 3719.5807 | 1.6126 | 3879.5768 | 2.5238 | 383.8698 | 1.4744 | 10.4645 | 4.2327 | 30.0406 | 118.2493 | 10722.2882 | 6350.9878 | 4371.3005 | 1.6883 | 3977.3833 | 2.6958
Solid Door Refrigerator | Direct Installation | BNI Cooking and Laundry | ROB/NEW | 12 | 653 | 51 | 653 | 51 | 0 | N/A | 138.3566 | 0 | 138.3566 | 0 | 138.3566 | 533.5584 | 0 | 533.5584 | 0.88 | 3.8564 | 1.5963 | 0.5462 | 0.063817 | 6.9935 | Solid Door Refrigerator | 10.5334 | 0.50345 | 6.4461 | 0.50345 | 6.4461 | 77.3533 | 5620.171 | 1457.3617 | 4162.8093 | 3.8564 | 3520.8499 | 1.5963 | 11.0099 | 0.52622 | 6.7377 | 1.0297 | 13.1838 | 80.8525 | 6171.1492 | 1523.2866 | 4647.8626 | 4.0512 | 3823.907 | 1.6138 | 11.5161 | 0.55042 | 7.0475 | 1.5801 | 20.2313 | 84.5701 | 6754.7883 | 1593.3271 | 5161.4612 | 4.2394 | 4074.9299 | 1.6576
Low-bay Luminaire (10,000 lumen) | Direct Installation | BNI Lighting | ROB/NEW | 11.3 | 448.14 | 63.1419 | 448.14 | 63.1419 | 170.24 | 71.33% | 94.9512 | 0 | 216.3843 | 48.8069 | 265.1912 | 393.5143 | 0 | 393.5143 | 0.88 | 1.6077 | 1.8186 | 0.51522 | 0.062674 | 3.6567 | Low-bay Luminaire (10,000 lumen) | 526.6688 | 31.1654 | 221.1915 | 31.1654 | 221.1915 | 2499.4634 | 207251.6907 | 128908.6939 | 78342.9968 | 1.6077 | 113962.8353 | 1.8186 | 550.493 | 32.5752 | 231.1972 | 63.7405 | 452.3887 | 2612.5286 | 226271.5594 | 134739.9786 | 91531.5809 | 1.6793 | 113305.1564 | 1.997 | 575.8046 | 34.073 | 241.8276 | 97.8135 | 694.2163 | 2732.6524 | 247783.972 | 140935.3073 | 106848.6647 | 1.7581 | 115474.8388 | 2.1458
Standard Capacity Electric Fryer | Direct Installation | BNI Cooking and Laundry | ROB/NEW | 12 | 3126 | 485 | 3126 | 485 | 279.3 | 335.8% | 662.3318 | 0 | 1600.1318 | -658.5 | 941.6318 | 2960.5385 | 0 | 2960.5385 | 0.88 | 3.2601 | 1.8502 | 0.5462 | 0.063817 | 3.5204 | Standard Capacity Electric Fryer | 1.7556 | 0.79795 | 5.1431 | 0.79795 | 5.1431 | 61.7168 | 5197.4104 | 1594.254 | 3603.1563 | 3.2601 | 2809.1314 | 1.8502 | 1.835 | 0.83404 | 5.3757 | 1.632 | 10.5188 | 64.5086 | 5668.7266 | 1666.3713 | 4002.3553 | 3.4018 | 3050.9274 | 1.858 | 1.9193 | 0.87239 | 5.6229 | 2.5044 | 16.1417 | 67.4747 | 6176.9525 | 1742.9909 | 4433.9616 | 3.5439 | 3251.2075 | 1.8999
Occupancy Sensor (Ceiling Mounted) | Direct Installation | BNI Lighting | ROB/NEW | 10 | 452.5247 | 304.2576 | 452.5247 | 304.2576 | 115.71 | 96.16% | 95.8802 | 0 | 207.1496 | 4.4406 | 211.5902 | 717.7557 | 0 | 717.7557 | 0.88 | 3.6304 | 3.4649 | 0.48846 | 0.064612 | 0.72648 | Occupancy Sensor (Ceiling Mounted) | 8.7778 | 2.5029 | 3.7226 | 2.5029 | 3.7226 | 37.2259 | 6300.3251 | 1735.4174 | 4564.9076 | 3.6304 | 1818.3204 | 3.4649 | 9.1749 | 2.6161 | 3.891 | 5.119 | 7.6136 | 38.9099 | 6737.8593 | 1813.9204 | 4923.9389 | 3.7145 | 1811.801 | 3.7189 | 9.5967 | 2.7364 | 4.0699 | 7.8555 | 11.6835 | 40.699 | 7261.9963 | 1897.3242 | 5364.672 | 3.8275 | 1848.6803 | 3.9282
Strip-Curtains for Display Cases | Direct Installation | BNI Refrigeration | ROB/NEW | 4 | 1738 | 200 | 1738 | 200 | 101.4125 | 86.36% | 368.2446 | 0 | 455.8281 | 13.829 | 469.6571 | 564.1567 | 0 | 564.1567 | 0.88 | 1.2332 | 1.2377 | 0.27986 | 0.077053 | 2.4319 | Strip-Curtains for Display Cases | 1.7556 | 0.32905 | 2.8595 | 0.32905 | 2.8595 | 11.4378 | 990.4124 | 803.1481 | 187.2643 | 1.2332 | 800.2348 | 1.2377 | 1.835 | 0.34394 | 2.9888 | 0.67299 | 5.8483 | 11.9552 | 1109.6436 | 839.4791 | 270.1645 | 1.3218 | 847.1483 | 1.3099 | 1.9193 | 0.35975 | 3.1262 | 1.0327 | 8.9745 | 12.5049 | 1248.9532 | 878.0783 | 370.8749 | 1.4224 | 891.7035 | 1.4006
Open to Closed Cooler Conversion | Direct Installation | BNI Refrigeration | RET | 12 | 18250 | 2083 | 18250 | 2083 | 51310.07 | 10.67% | 3866.7802 | 0 | 9341.7802 | 45835.07 | 55176.8502 | 16021.3126 | 0 | 16021.3126 | 0.88 | 0.32683 | 1.715 | 0.5462 | 0.063817 | 4.7855 | Open to Closed Cooler Conversion | 8.7778 | 17.1353 | 150.1296 | 17.1353 | 150.1296 | 1801.5549 | 140632.0789 | 430285.2287 | -289653.1498 | 0.32683 | 82000.3961 | 1.715 | 14.6798 | 28.6567 | 251.0733 | 45.7921 | 401.2029 | 3012.8794 | 246235.7079 | 719599.2231 | -473363.5153 | 0.34218 | 142493.7282 | 1.728 | 19.1935 | 37.468 | 328.272 | 83.2601 | 729.4749 | 3939.264 | 336142.738 | 940857.8908 | -604715.1529 | 0.35727 | 189809.7783 | 1.7709
Pole/Arm-Mounted Area Luminaire (20000 lumen) | Direct Installation | BNI Lighting | ROB/NEW | 13.7 | 1156.32 | 264 | 1156.32 | 264 | 601.16 | 13.96% | 244.9992 | 0 | 328.9492 | 517.21 | 846.1592 | 1370.6564 | 0 | 1370.6564 | 0.88 | 1.7708 | 4.1668 | 0.30355 | 0.032615 | 1.3296 | Pole/Arm-Mounted Area Luminaire (20000 lumen) | 614.4469 | 152.0216 | 665.8547 | 152.0216 | 665.8547 | 9122.2092 | 842195.5212 | 475594.172 | 366601.3492 | 1.7708 | 202121.8074 | 4.1668 | 642.2419 | 158.8984 | 695.9751 | 310.9201 | 1361.8298 | 9534.8594 | 912525.508 | 497108.0429 | 415417.4651 | 1.8357 | 206576.5784 | 4.4174 | 671.7721 | 166.2046 | 727.976 | 477.1246 | 2089.8058 | 9973.2711 | 996230.1805 | 519965.0136 | 476265.1669 | 1.916 | 213622.9777 | 4.6635
Pole/Arm-Mounted Decorative Luminaire (5000 lumen) | Direct Installation | BNI Lighting | ROB/NEW | 13.7 | 571.152 | 130.4 | 571.152 | 130.4 | 117.04 | 64.55% | 121.0148 | 0 | 196.5698 | 41.485 | 238.0548 | 677.0212 | 0 | 677.0212 | 0.88 | 3.0223 | 3.4442 | 0.36724 | 0.039458 | 1.6085 | Pole/Arm-Mounted Decorative Luminaire (5000 lumen) | 5.2667 | 0.64362 | 2.8191 | 0.64362 | 2.8191 | 38.6213 | 3565.659 | 1179.7904 | 2385.8685 | 3.0223 | 1035.2715 | 3.4442 | 5.5049 | 0.67274 | 2.9466 | 1.3164 | 5.7657 | 40.3684 | 3863.4197 | 1233.1592 | 2630.2605 | 3.1329 | 1045.9354 | 3.6937 | 5.758 | 0.70367 | 3.0821 | 2.02 | 8.8477 | 42.2245 | 4217.8057 | 1289.8597 | 2927.946 | 3.27 | 1075.1122 | 3.9231
Premium High Bay Luminaire (15 000 lumen) | Direct Installation | BNI Lighting | ROB/NEW | 22.7 | 508.8462 | 99.2308 | 508.8462 | 99.2308 | 263.606 | 45.02% | 107.8135 | 0 | 226.4866 | 144.9329 | 371.4195 | 837.7277 | 0 | 837.7277 | 0.88 | 2.4655 | 3.6988 | 0.47494 | 0.039123 | 2.4354 | Premium High Bay Luminaire (15 000 lumen) | 175.5563 | 16.326 | 83.7182 | 16.326 | 83.7182 | 1900.4031 | 147068.3331 | 59651.6923 | 87416.6408 | 2.4655 | 39761.1374 | 3.6988 | 183.4977 | 17.0645 | 87.5053 | 33.3905 | 171.2235 | 1986.3693 | 159773.7543 | 62350.0828 | 97423.6715 | 2.5625 | 39666.1773 | 4.028 | 191.9349 | 17.8491 | 91.5287 | 51.2397 | 262.7522 | 2077.7024 | 174068.1448 | 65216.9324 | 108851.2123 | 2.6691 | 40499.6972 | 4.298
Premium High Bay Luminaire (35 000 lumen) | Direct Installation | BNI Lighting | ROB/NEW | 22.7 | 1187.3077 | 231.5385 | 1187.3077 | 231.5385 | 872.214 | 31.75% | 251.5648 | 0 | 528.4687 | 595.3101 | 1123.7788 | 1954.6979 | 0 | 1954.6979 | 0.88 | 1.918 | 3.6988 | 0.47494 | 0.039123 | 2.4354 | Premium High Bay Luminaire (35 000 lumen) | 87.7781 | 19.047 | 97.6712 | 19.047 | 97.6712 | 2217.137 | 171579.7219 | 89455.8412 | 82123.8807 | 1.918 | 46387.9936 | 3.6988 | 91.7488 | 19.9086 | 102.0895 | 38.9556 | 199.7607 | 2317.4309 | 186402.7134 | 93502.4455 | 92900.2679 | 1.9936 | 46277.2069 | 4.028 | 95.9674 | 20.824 | 106.7835 | 59.7796 | 306.5442 | 2423.9861 | 203079.5022 | 97801.6772 | 105277.825 | 2.0764 | 47249.6467 | 4.298
Refrigerated Case Luminaire | Direct Installation | BNI Lighting | ROB/NEW | 15.9 | 433.2597 | 71.982 | 433.2597 | 71.982 | 155.61 | 55.24% | 91.7983 | 0 | 177.7634 | 69.645 | 247.4083 | 522.4399 | 0 | 522.4399 | 0.88 | 2.284 | 2.939 | 0.4378 | 0.043075 | 2.6351 | Refrigerated Case Luminaire | 52.6669 | 3.5529 | 21.3847 | 3.5529 | 21.3847 | 340.0165 | 27515.2765 | 12046.7657 | 15468.5108 | 2.284 | 9362.2418 | 2.939 | 55.0493 | 3.7136 | 22.352 | 7.2664 | 43.7367 | 355.3974 | 30008.1657 | 12591.7104 | 17416.4553 | 2.3832 | 9374.2444 | 3.2011 | 57.5805 | 3.8843 | 23.3798 | 11.1508 | 67.1165 | 371.7386 | 32847.9094 | 13170.6758 | 19677.2336 | 2.494 | 9590.0578 | 3.4252
Wall Mounted Area Luminaire (1000 lumen) | Direct Installation | BNI Lighting | ROB/NEW | 18.3 | 153.3 | 35 | 153.3 | 35 | 0 | N/A | 32.481 | 0 | 32.481 | 0 | 32.481 | 227.0649 | 0 | 227.0649 | 0.88 | 6.9907 | 3.036 | 0.52059 | 0.047484 | 2.2802 | Wall Mounted Area Luminaire (1000 lumen) | 98.3115 | 3.2247 | 14.1242 | 3.2247 | 14.1242 | 258.4727 | 22323.0888 | 3193.2513 | 19129.8375 | 6.9907 | 7352.8896 | 3.036 | 102.7587 | 3.3706 | 14.7631 | 6.5953 | 28.8873 | 270.1649 | 24235.4934 | 3337.7005 | 20897.7928 | 7.2611 | 7307.4334 | 3.3166 | 107.4835 | 3.5256 | 15.4419 | 10.1208 | 44.3292 | 282.587 | 26393.352 | 3491.1676 | 22902.1844 | 7.56 | 7445.7017 | 3.5448
VFD Milk Transfer Pump | Direct Installation | BNI Process | ROB/NEW | 10 | 2546 | 732.411 | 2546 | 732.411 | 3990 | 19.14% | 539.4423 | 0 | 1303.2423 | 3226.2 | 4529.4423 | 2575.4548 | 0 | 2575.4548 | 0.88 | 0.63581 | 1.9762 | 0.5462 | 0.07225 | 1.8987 | VFD Milk Transfer Pump | 1.7556 | 1.205 | 4.1888 | 1.205 | 4.1888 | 41.8882 | 4521.3719 | 7111.1558 | -2589.7839 | 0.63581 | 2287.9234 | 1.9762 | 1.835 | 1.2595 | 4.3783 | 2.4645 | 8.5671 | 43.7831 | 4895.4907 | 7432.8345 | -2537.3438 | 0.65863 | 2484.8564 | 1.9701 | 1.9193 | 1.3174 | 4.5796 | 3.7819 | 13.1467 | 45.7962 | 5331.2092 | 7774.5954 | -2443.3862 | 0.68572 | 2647.9764 | 2.0133
VFD Milk Vacuum Pump | Direct Installation | BNI Process | ROB/NEW | 15 | 8927.41 | 2500 | 8927.41 | 2500 | 6713.84 | 39.89% | 1891.5251 | 0 | 4569.7481 | 4035.617 | 8605.3651 | 12233.7519 | 0 | 12233.7519 | 0.88 | 1.5685 | 2.6771 | 0.5462 | 0.055564 | 1.9505 | VFD Milk Vacuum Pump | 1.7556 | 4.1131 | 14.6879 | 4.1131 | 14.6879 | 220.3181 | 21477.1163 | 13692.8685 | 7784.2479 | 1.5685 | 8022.4784 | 2.6771 | 1.835 | 4.2992 | 15.3523 | 8.4123 | 30.0402 | 230.2843 | 23277.7895 | 14312.276 | 8965.5135 | 1.6264 | 8713.0132 | 2.6716 | 1.9193 | 4.4969 | 16.0582 | 12.9092 | 46.0983 | 240.8728 | 25351.4483 | 14970.3528 | 10381.0956 | 1.6934 | 9284.9847 | 2.7304
Wall Mounted Area Luminaire (10000 lumen) | Direct Installation | BNI Lighting | ROB/NEW | 18.3 | 757.74 | 173 | 757.74 | 173 | 285.95 | 15.85% | 160.5487 | 0 | 205.8817 | 240.617 | 446.4987 | 1122.3492 | 0 | 1122.3492 | 0.88 | 2.7229 | 5.4514 | 0.28992 | 0.026444 | 1.2699 | Wall Mounted Area Luminaire (10000 lumen) | 526.6688 | 85.3888 | 374.0028 | 85.3888 | 374.0028 | 6844.2511 | 591106.2806 | 217084.8109 | 374021.4697 | 2.7229 | 108431.4668 | 5.4514 | 550.493 | 89.2514 | 390.9211 | 174.6402 | 764.9239 | 7153.8561 | 641745.9722 | 226904.8105 | 414841.1617 | 2.8283 | 111166.4047 | 5.7728 | 575.8046 | 93.3552 | 408.8956 | 267.9953 | 1173.8195 | 7482.7896 | 698885.1883 | 237337.8676 | 461547.3206 | 2.9447 | 115142.9123 | 6.0697
Zero-Energy Doors for Reach-In Coolers | Direct Installation | BNI Refrigeration | ROB/NEW | 12 | 1400.0232 | 160 | 1400.0232 | 160 | 385.7 | 90% | 296.6346 | 0 | 643.7646 | 38.57 | 682.3346 | 1229.3994 | 0 | 1229.3994 | 0.88 | 1.9329 | 1.9097 | 0.49065 | 0.057327 | 4.2933 | Zero-Energy Doors for Reach-In Coolers | 1.7556 | 0.26324 | 2.3034 | 0.26324 | 2.3034 | 27.6408 | 2158.2874 | 1116.6266 | 1041.6608 | 1.9329 | 1130.1691 | 1.9097 | 1.835 | 0.27515 | 2.4076 | 0.53839 | 4.711 | 28.8911 | 2361.8393 | 1167.1381 | 1194.7012 | 2.0236 | 1223.7582 | 1.93 | 1.9193 | 0.2878 | 2.5183 | 0.82619 | 7.2293 | 30.2195 | 2579.3442 | 1220.803 | 1358.5412 | 2.1128 | 1302.2352 | 1.9807
[25 empty] | Sub-Total | 132118.3682 | 1637.1838 | 9512.05 | 1637.1838 | 9512.05 | 127695.3306 | 10812352.1668 | 5578819.4317 | 5233532.7351 | 1.9381 | 4102053.8663 | 2.6358 | 138102.1849 | 1728.6566 | 10059.725 | 3365.8404 | 19571.7751 | 134944.9639 | 11873491.2849 | 6113432.3985 | 5760058.8865 | 1.9422 | 4203949.7846 | 2.8244 | 144457.8655 | 1822.6074 | 10612.2305 | 5187.9644 | 30178.6114 | 142296.7668 | 13077465.4346 | 6595670.1315 | 6481795.3031 | 1.9827 | 4371278.6728 | 2.9917